{"text_format":"1","workbook":"xlsx","n_sheets":6,"sheets":["Results","Slice of Day","Lists","Enrollment","Load_Multipliers","Data"],"not_rendered":{"charts":1,"images":2,"macros":1,"external_links":0,"defined_names":64,"comments":2,"pivot_tables":0},"unopened":[],"bounds":{"document_bytes":16777216,"sheet_cells":100000,"rows_first":2000,"rows_last":500,"rows_between":2000,"halvings":0,"cell_chars":16384,"cell_head_chars":4096},"cells_cut":0,"cells_raw":0,"read":"whole","date_system":"1900"}

{"sheet":"Results","index":0,"n_rows":62,"n_cols":14,"rows_kept":62,"cut":false,"hidden":false,"merged":[[30,7,31,7],[30,8,31,8],[4,13,5,13],[30,13,31,13],[28,0,29,0],[31,1,32,1],[4,10,4,12],[4,4,5,4],[4,5,5,5],[4,6,5,6],[4,7,5,7],[4,8,5,8],[4,9,5,9],[30,9,31,9],[30,10,30,12],[30,4,31,4],[30,5,31,5],[30,6,31,6]]}
[null,null,null,null,null,{"$f":"MATCH(\"loadnodr\",data_x,0)","v":14},{"$f":"MATCH(\"loadwdr\",data_x,0)","v":15},{"$f":"MATCH(\"impact\",data_x,0)","v":16},null,{"$f":"MATCH(\"temp\",data_x,0)","v":13},null,null,null,17]
["Pacific Gas & Electric"]
[{"$f":"evalyear&\" \"&evalprogram&\" Ex Ante Load Impacts\"","v":"2025 ELRP Ex Ante Load Impacts"}]
[null,null,null,null,{"$f":"IFERROR(IF(AND($F$7=\"\",$C$23<>\"Confidential\"),\"Table will update when a valid subcategory is selected.\",\"\"),\"Table will update when a valid subcategory is selected.\")","v":""}]
[null,"Table 1: Menu options",null,null,"Hour ending",{"$f":"\"Reference load (\"&units&\")\"","v":"Reference load (MWh/hour)"},{"$f":"\"Estimated load w/ DR (\"&units&\")\"","v":"Estimated load w/ DR (MWh/hour)"},{"$f":"\"Load reduction (\"&units&\")\"","v":"Load reduction (MWh/hour)"},"% Load reduction","Weighted temp (F)","Uncertainty adjusted impact - Percentiles",null,null,"Std. Error"]
[null,"Type of results","Aggregate",null,null,null,null,null,null,null,"5th","50th","95th"]
[null,"Program","A1",null,1,{"$f":"IFERROR(IF(AND(public,confidential),\"\",INDEX(data,MATCH(Lists!$S5,data_key,0),F$1)*Lists!$U5 * IF(result_type = \"Aggregate\", sites/1000, 1)),\"\")","v":531.00900594196469},{"$f":"IFERROR(IF(AND(public,confidential),\"\",F7-H7),\"\")","v":531.00900594196469},{"$f":"IFERROR(IF(AND(public,confidential),\"\",INDEX(data,MATCH(Lists!$S5,data_key,0),H$1)*Lists!$V5*IF(result_type=\"Aggregate\",sites/1000,1)*-1),\"\")","v":0},{"$f":"IF(F7<=0,\"NA\",IFERROR(IF(AND(public,confidential),\"\",H7/F7),\"\"))","v":0},{"$f":"IFERROR(IF(AND(public,confidential),\"\",INDEX(data,MATCH(Lists!$S5,data_key,0),J$1)),\"\")","v":77.81957625020631},{"$f":"IFERROR(IF(AND(public,confidential),\"\",$H7+$N7*_xlfn.NORM.INV(0.05,0,1)), \"\")","v":0},{"$f":"IFERROR(IF(AND(public,confidential),\"\",$H7+IF($N7=0,0,$N7*_xlfn.NORM.S.INV(0.5))), \"\")","v":0},{"$f":"IFERROR(IF(AND(public,confidential),\"\",$H7+$N7*_xlfn.NORM.INV(0.95,0,1)), \"\")","v":0},{"$f":"IFERROR(IF(AND(public,confidential),\"\",INDEX(data,MATCH(Lists!$S5,data_key,0),N$1) * IF(result_type = \"Aggregate\", sites/1000, 1)),\"\")","v":0}]
[null,"Category","All",null,2,{"$f":"IFERROR(IF(AND(public,confidential),\"\",INDEX(data,MATCH(Lists!$S6,data_key,0),F$1)*Lists!$U6 * IF(result_type = \"Aggregate\", sites/1000, 1)),\"\")","v":518.41147829419435},{"$f":"IFERROR(IF(AND(public,confidential),\"\",F8-H8),\"\")","v":518.41147829419435},{"$f":"IFERROR(IF(AND(public,confidential),\"\",INDEX(data,MATCH(Lists!$S6,data_key,0),H$1)*Lists!$V6*IF(result_type=\"Aggregate\",sites/1000,1)*-1),\"\")","v":0},0,{"$f":"IFERROR(IF(AND(public,confidential),\"\",INDEX(data,MATCH(Lists!$S6,data_key,0),J$1)),\"\")","v":76.029171480442315},0,0,0,{"$f":"IFERROR(IF(AND(public,confidential),\"\",INDEX(data,MATCH(Lists!$S6,data_key,0),N$1) * IF(result_type = \"Aggregate\", sites/1000, 1)),\"\")","v":0}]
[null,"Subcategory","All",null,3,{"$f":"IFERROR(IF(AND(public,confidential),\"\",INDEX(data,MATCH(Lists!$S7,data_key,0),F$1)*Lists!$U7 * IF(result_type = \"Aggregate\", sites/1000, 1)),\"\")","v":507.44978824723512},507.44978824723512,{"$f":"IFERROR(IF(AND(public,confidential),\"\",INDEX(data,MATCH(Lists!$S7,data_key,0),H$1)*Lists!$V7*IF(result_type=\"Aggregate\",sites/1000,1)*-1),\"\")","v":0},0,{"$f":"IFERROR(IF(AND(public,confidential),\"\",INDEX(data,MATCH(Lists!$S7,data_key,0),J$1)),\"\")","v":73.915002475656053},0,0,0,{"$f":"IFERROR(IF(AND(public,confidential),\"\",INDEX(data,MATCH(Lists!$S7,data_key,0),N$1) * IF(result_type = \"Aggregate\", sites/1000, 1)),\"\")","v":0}]
[null,"Measurement Hours",5,null,4,{"$f":"IFERROR(IF(AND(public,confidential),\"\",INDEX(data,MATCH(Lists!$S8,data_key,0),F$1)*Lists!$U8 * IF(result_type = \"Aggregate\", sites/1000, 1)),\"\")","v":505.48339273043439},505.48339273043439,{"$f":"IFERROR(IF(AND(public,confidential),\"\",INDEX(data,MATCH(Lists!$S8,data_key,0),H$1)*Lists!$V8*IF(result_type=\"Aggregate\",sites/1000,1)*-1),\"\")","v":0},0,{"$f":"IFERROR(IF(AND(public,confidential),\"\",INDEX(data,MATCH(Lists!$S8,data_key,0),J$1)),\"\")","v":72.537103895032189},0,0,0,{"$f":"IFERROR(IF(AND(public,confidential),\"\",INDEX(data,MATCH(Lists!$S8,data_key,0),N$1) * IF(result_type = \"Aggregate\", sites/1000, 1)),\"\")","v":0}]
[null,"Portfolio ","Program Specific",null,5,{"$f":"IFERROR(IF(AND(public,confidential),\"\",INDEX(data,MATCH(Lists!$S9,data_key,0),F$1)*Lists!$U9 * IF(result_type = \"Aggregate\", sites/1000, 1)),\"\")","v":511.49965215823045},511.49965215823045,{"$f":"IFERROR(IF(AND(public,confidential),\"\",INDEX(data,MATCH(Lists!$S9,data_key,0),H$1)*Lists!$V9*IF(result_type=\"Aggregate\",sites/1000,1)*-1),\"\")","v":0},0,{"$f":"IFERROR(IF(AND(public,confidential),\"\",INDEX(data,MATCH(Lists!$S9,data_key,0),J$1)),\"\")","v":71.312768196071957},0,0,0,{"$f":"IFERROR(IF(AND(public,confidential),\"\",INDEX(data,MATCH(Lists!$S9,data_key,0),N$1) * IF(result_type = \"Aggregate\", sites/1000, 1)),\"\")","v":0}]
[null,"Electric System","PG&E",null,6,{"$f":"IFERROR(IF(AND(public,confidential),\"\",INDEX(data,MATCH(Lists!$S10,data_key,0),F$1)*Lists!$U10 * IF(result_type = \"Aggregate\", sites/1000, 1)),\"\")","v":532.89976693241101},532.89976693241101,{"$f":"IFERROR(IF(AND(public,confidential),\"\",INDEX(data,MATCH(Lists!$S10,data_key,0),H$1)*Lists!$V10*IF(result_type=\"Aggregate\",sites/1000,1)*-1),\"\")","v":0},0,{"$f":"IFERROR(IF(AND(public,confidential),\"\",INDEX(data,MATCH(Lists!$S10,data_key,0),J$1)),\"\")","v":70.448949909225945},0,0,0,{"$f":"IFERROR(IF(AND(public,confidential),\"\",INDEX(data,MATCH(Lists!$S10,data_key,0),N$1) * IF(result_type = \"Aggregate\", sites/1000, 1)),\"\")","v":0}]
[null,"Day Type","WORST DAY",null,7,{"$f":"IFERROR(IF(AND(public,confidential),\"\",INDEX(data,MATCH(Lists!$S11,data_key,0),F$1)*Lists!$U11 * IF(result_type = \"Aggregate\", sites/1000, 1)),\"\")","v":576.00710750947439},576.00710750947439,{"$f":"IFERROR(IF(AND(public,confidential),\"\",INDEX(data,MATCH(Lists!$S11,data_key,0),H$1)*Lists!$V11*IF(result_type=\"Aggregate\",sites/1000,1)*-1),\"\")","v":0},0,{"$f":"IFERROR(IF(AND(public,confidential),\"\",INDEX(data,MATCH(Lists!$S11,data_key,0),J$1)),\"\")","v":70.083429608846345},0,0,0,{"$f":"IFERROR(IF(AND(public,confidential),\"\",INDEX(data,MATCH(Lists!$S11,data_key,0),N$1) * IF(result_type = \"Aggregate\", sites/1000, 1)),\"\")","v":0}]
[null,"Weather Year","1-in-2",null,8,{"$f":"IFERROR(IF(AND(public,confidential),\"\",INDEX(data,MATCH(Lists!$S12,data_key,0),F$1)*Lists!$U12 * IF(result_type = \"Aggregate\", sites/1000, 1)),\"\")","v":586.76507082487456},586.76507082487456,{"$f":"IFERROR(IF(AND(public,confidential),\"\",INDEX(data,MATCH(Lists!$S12,data_key,0),H$1)*Lists!$V12*IF(result_type=\"Aggregate\",sites/1000,1)*-1),\"\")","v":0},0,{"$f":"IFERROR(IF(AND(public,confidential),\"\",INDEX(data,MATCH(Lists!$S12,data_key,0),J$1)),\"\")","v":72.295603647466578},0,0,0,{"$f":"IFERROR(IF(AND(public,confidential),\"\",INDEX(data,MATCH(Lists!$S12,data_key,0),N$1) * IF(result_type = \"Aggregate\", sites/1000, 1)),\"\")","v":0}]
[null,"Forecast Year",2025,null,9,{"$f":"IFERROR(IF(AND(public,confidential),\"\",INDEX(data,MATCH(Lists!$S13,data_key,0),F$1)*Lists!$U13 * IF(result_type = \"Aggregate\", sites/1000, 1)),\"\")","v":582.92199850668601},582.92199850668601,{"$f":"IFERROR(IF(AND(public,confidential),\"\",INDEX(data,MATCH(Lists!$S13,data_key,0),H$1)*Lists!$V13*IF(result_type=\"Aggregate\",sites/1000,1)*-1),\"\")","v":0},0,{"$f":"IFERROR(IF(AND(public,confidential),\"\",INDEX(data,MATCH(Lists!$S13,data_key,0),J$1)),\"\")","v":76.902562304010559},0,0,0,{"$f":"IFERROR(IF(AND(public,confidential),\"\",INDEX(data,MATCH(Lists!$S13,data_key,0),N$1) * IF(result_type = \"Aggregate\", sites/1000, 1)),\"\")","v":0}]
[null,"Month","August",null,10,{"$f":"IFERROR(IF(AND(public,confidential),\"\",INDEX(data,MATCH(Lists!$S14,data_key,0),F$1)*Lists!$U14 * IF(result_type = \"Aggregate\", sites/1000, 1)),\"\")","v":589.7845685044673},589.7845685044673,{"$f":"IFERROR(IF(AND(public,confidential),\"\",INDEX(data,MATCH(Lists!$S14,data_key,0),H$1)*Lists!$V14*IF(result_type=\"Aggregate\",sites/1000,1)*-1),\"\")","v":0},0,{"$f":"IFERROR(IF(AND(public,confidential),\"\",INDEX(data,MATCH(Lists!$S14,data_key,0),J$1)),\"\")","v":81.788909060901133},0,0,0,{"$f":"IFERROR(IF(AND(public,confidential),\"\",INDEX(data,MATCH(Lists!$S14,data_key,0),N$1) * IF(result_type = \"Aggregate\", sites/1000, 1)),\"\")","v":0}]
[null,"Hour Ending View","HE (Prevailing Time)",null,11,{"$f":"IFERROR(IF(AND(public,confidential),\"\",INDEX(data,MATCH(Lists!$S15,data_key,0),F$1)*Lists!$U15 * IF(result_type = \"Aggregate\", sites/1000, 1)),\"\")","v":589.69905163323506},589.69905163323506,{"$f":"IFERROR(IF(AND(public,confidential),\"\",INDEX(data,MATCH(Lists!$S15,data_key,0),H$1)*Lists!$V15*IF(result_type=\"Aggregate\",sites/1000,1)*-1),\"\")","v":0},0,{"$f":"IFERROR(IF(AND(public,confidential),\"\",INDEX(data,MATCH(Lists!$S15,data_key,0),J$1)),\"\")","v":86.055557847829675},0,0,0,{"$f":"IFERROR(IF(AND(public,confidential),\"\",INDEX(data,MATCH(Lists!$S15,data_key,0),N$1) * IF(result_type = \"Aggregate\", sites/1000, 1)),\"\")","v":0}]
[null,null,null,null,12,{"$f":"IFERROR(IF(AND(public,confidential),\"\",INDEX(data,MATCH(Lists!$S16,data_key,0),F$1)*Lists!$U16 * IF(result_type = \"Aggregate\", sites/1000, 1)),\"\")","v":589.59062283369394},589.59062283369394,{"$f":"IFERROR(IF(AND(public,confidential),\"\",INDEX(data,MATCH(Lists!$S16,data_key,0),H$1)*Lists!$V16*IF(result_type=\"Aggregate\",sites/1000,1)*-1),\"\")","v":0},0,{"$f":"IFERROR(IF(AND(public,confidential),\"\",INDEX(data,MATCH(Lists!$S16,data_key,0),J$1)),\"\")","v":89.777675771579467},0,0,0,{"$f":"IFERROR(IF(AND(public,confidential),\"\",INDEX(data,MATCH(Lists!$S16,data_key,0),N$1) * IF(result_type = \"Aggregate\", sites/1000, 1)),\"\")","v":0}]
[null,"Table 2: Event day information",null,null,13,{"$f":"IFERROR(IF(AND(public,confidential),\"\",INDEX(data,MATCH(Lists!$S17,data_key,0),F$1)*Lists!$U17 * IF(result_type = \"Aggregate\", sites/1000, 1)),\"\")","v":597.63542973924814},597.63542973924814,{"$f":"IFERROR(IF(AND(public,confidential),\"\",INDEX(data,MATCH(Lists!$S17,data_key,0),H$1)*Lists!$V17*IF(result_type=\"Aggregate\",sites/1000,1)*-1),\"\")","v":0},0,{"$f":"IFERROR(IF(AND(public,confidential),\"\",INDEX(data,MATCH(Lists!$S17,data_key,0),J$1)),\"\")","v":93.102296170985312},0,0,0,{"$f":"IFERROR(IF(AND(public,confidential),\"\",INDEX(data,MATCH(Lists!$S17,data_key,0),N$1) * IF(result_type = \"Aggregate\", sites/1000, 1)),\"\")","v":0}]
[null,"Total enrolled accounts",{"$f":"IF(AND(public,confidential,iou=\"SDG&E\"),\"\",INDEX(enrollment, MATCH(program&category&subcategory&year&month_num,enrollment_key,0),MATCH(\"sites\",enrollment_x,0)))","v":12119},null,14,{"$f":"IFERROR(IF(AND(public,confidential),\"\",INDEX(data,MATCH(Lists!$S18,data_key,0),F$1)*Lists!$U18 * IF(result_type = \"Aggregate\", sites/1000, 1)),\"\")","v":606.34645686594274},606.34645686594274,{"$f":"IFERROR(IF(AND(public,confidential),\"\",INDEX(data,MATCH(Lists!$S18,data_key,0),H$1)*Lists!$V18*IF(result_type=\"Aggregate\",sites/1000,1)*-1),\"\")","v":0},0,{"$f":"IFERROR(IF(AND(public,confidential),\"\",INDEX(data,MATCH(Lists!$S18,data_key,0),J$1)),\"\")","v":95.555454695494305},0,0,0,{"$f":"IFERROR(IF(AND(public,confidential),\"\",INDEX(data,MATCH(Lists!$S18,data_key,0),N$1) * IF(result_type = \"Aggregate\", sites/1000, 1)),\"\")","v":0}]
[null,{"$f":"\"Load reduction - \"&CHAR(10)&MATCH(1,eventhours,1)-duration-12&\" to \"&MATCH(1,eventhours,1)-12&\" pm\"&\" (\"&units&\")\"","v":"Load reduction - \n4 to 9 pm (MWh/hour)"},{"$f":"H34","v":4.5551917472277124},null,15,{"$f":"IFERROR(IF(AND(public,confidential),\"\",INDEX(data,MATCH(Lists!$S19,data_key,0),F$1)*Lists!$U19 * IF(result_type = \"Aggregate\", sites/1000, 1)),\"\")","v":604.34802920170841},604.34802920170841,{"$f":"IFERROR(IF(AND(public,confidential),\"\",INDEX(data,MATCH(Lists!$S19,data_key,0),H$1)*Lists!$V19*IF(result_type=\"Aggregate\",sites/1000,1)*-1),\"\")","v":0},0,{"$f":"IFERROR(IF(AND(public,confidential),\"\",INDEX(data,MATCH(Lists!$S19,data_key,0),J$1)),\"\")","v":97.382457913847176},0,0,0,{"$f":"IFERROR(IF(AND(public,confidential),\"\",INDEX(data,MATCH(Lists!$S19,data_key,0),N$1) * IF(result_type = \"Aggregate\", sites/1000, 1)),\"\")","v":0}]
[null,{"$f":"\"% Load reduction - \" &CHAR(10)&MATCH(1,eventhours,1)-duration-12&\" to \"&MATCH(1,eventhours,1)-12&\" pm\"","v":"% Load reduction - \n4 to 9 pm"},{"$f":"IF(F34<=0,\"N/A\",I34)","v":7.5988811598833713E-3},null,16,{"$f":"IFERROR(IF(AND(public,confidential),\"\",INDEX(data,MATCH(Lists!$S20,data_key,0),F$1)*Lists!$U20 * IF(result_type = \"Aggregate\", sites/1000, 1)),\"\")","v":604.62416812152412},604.62416812152412,{"$f":"IFERROR(IF(AND(public,confidential),\"\",INDEX(data,MATCH(Lists!$S20,data_key,0),H$1)*Lists!$V20*IF(result_type=\"Aggregate\",sites/1000,1)*-1),\"\")","v":0},0,{"$f":"IFERROR(IF(AND(public,confidential),\"\",INDEX(data,MATCH(Lists!$S20,data_key,0),J$1)),\"\")","v":98.50081490344941},0,0,0,{"$f":"IFERROR(IF(AND(public,confidential),\"\",INDEX(data,MATCH(Lists!$S20,data_key,0),N$1) * IF(result_type = \"Aggregate\", sites/1000, 1)),\"\")","v":0}]
[null,"Reduction significant (95% confidence level)",{"$f":"IF(N34 = \"\",\"\",IF(OR($N$34 = 0,IF($N$34 = 0,0,ABS($H$34/$N$34)) > _xlfn.NORM.S.INV(0.975)),\"Yes\",\"No\"))","v":"Yes"},null,17,{"$f":"IFERROR(IF(AND(public,confidential),\"\",INDEX(data,MATCH(Lists!$S21,data_key,0),F$1)*Lists!$U21 * IF(result_type = \"Aggregate\", sites/1000, 1)),\"\")","v":599.89077351819503},595.33227489599699,{"$f":"IFERROR(IF(AND(public,confidential),\"\",INDEX(data,MATCH(Lists!$S21,data_key,0),H$1)*Lists!$V21*IF(result_type=\"Aggregate\",sites/1000,1)*-1),\"\")","v":4.5584986221980053},7.5988810353985938E-3,{"$f":"IFERROR(IF(AND(public,confidential),\"\",INDEX(data,MATCH(Lists!$S21,data_key,0),J$1)),\"\")","v":98.531028222478952},4.5499383416232373,4.5584986221980053,4.5670589027727733,{"$f":"IFERROR(IF(AND(public,confidential),\"\",INDEX(data,MATCH(Lists!$S21,data_key,0),N$1) * IF(result_type = \"Aggregate\", sites/1000, 1)),\"\")","v":5.2042810585116971E-3}]
[null,null,null,null,18,{"$f":"IFERROR(IF(AND(public,confidential),\"\",INDEX(data,MATCH(Lists!$S22,data_key,0),F$1)*Lists!$U22 * IF(result_type = \"Aggregate\", sites/1000, 1)),\"\")","v":587.45483437180383},582.99083487648977,{"$f":"IFERROR(IF(AND(public,confidential),\"\",INDEX(data,MATCH(Lists!$S22,data_key,0),H$1)*Lists!$V22*IF(result_type=\"Aggregate\",sites/1000,1)*-1),\"\")","v":4.4639994953140452},7.5988811975436941E-3,{"$f":"IFERROR(IF(AND(public,confidential),\"\",INDEX(data,MATCH(Lists!$S22,data_key,0),J$1)),\"\")","v":97.648663145733622},4.45581133209022,4.4639994953140452,4.4721876585378704,{"$f":"IFERROR(IF(AND(public,confidential),\"\",INDEX(data,MATCH(Lists!$S22,data_key,0),N$1) * IF(result_type = \"Aggregate\", sites/1000, 1)),\"\")","v":4.9780497727333565E-3}]
[null,"confidential",null,null,19,{"$f":"IFERROR(IF(AND(public,confidential),\"\",INDEX(data,MATCH(Lists!$S23,data_key,0),F$1)*Lists!$U23 * IF(result_type = \"Aggregate\", sites/1000, 1)),\"\")","v":594.46168243138993},589.94443876685409,{"$f":"IFERROR(IF(AND(public,confidential),\"\",INDEX(data,MATCH(Lists!$S23,data_key,0),H$1)*Lists!$V23*IF(result_type=\"Aggregate\",sites/1000,1)*-1),\"\")","v":4.5172436645358287},7.5988811357192709E-3,{"$f":"IFERROR(IF(AND(public,confidential),\"\",INDEX(data,MATCH(Lists!$S23,data_key,0),J$1)),\"\")","v":95.335998101997035},4.5095458403702864,4.5172436645358287,4.524941488701371,{"$f":"IFERROR(IF(AND(public,confidential),\"\",INDEX(data,MATCH(Lists!$S23,data_key,0),N$1) * IF(result_type = \"Aggregate\", sites/1000, 1)),\"\")","v":4.679944792296737E-3}]
[null,null,null,null,20,{"$f":"IFERROR(IF(AND(public,confidential),\"\",INDEX(data,MATCH(Lists!$S24,data_key,0),F$1)*Lists!$U24 * IF(result_type = \"Aggregate\", sites/1000, 1)),\"\")","v":609.31614549783001},604.68602452216112,{"$f":"IFERROR(IF(AND(public,confidential),\"\",INDEX(data,MATCH(Lists!$S24,data_key,0),H$1)*Lists!$V24*IF(result_type=\"Aggregate\",sites/1000,1)*-1),\"\")","v":4.630120975668933},7.5988811553417508E-3,{"$f":"IFERROR(IF(AND(public,confidential),\"\",INDEX(data,MATCH(Lists!$S24,data_key,0),J$1)),\"\")","v":91.266009242449243},4.6226694378313047,4.630120975668933,4.6375725135065613,{"$f":"IFERROR(IF(AND(public,confidential),\"\",INDEX(data,MATCH(Lists!$S24,data_key,0),N$1) * IF(result_type = \"Aggregate\", sites/1000, 1)),\"\")","v":4.5302133366349152E-3}]
[null,null,null,null,21,{"$f":"IFERROR(IF(AND(public,confidential),\"\",INDEX(data,MATCH(Lists!$S25,data_key,0),F$1)*Lists!$U25 * IF(result_type = \"Aggregate\", sites/1000, 1)),\"\")","v":606.15448667011447},601.5483906916927,{"$f":"IFERROR(IF(AND(public,confidential),\"\",INDEX(data,MATCH(Lists!$S25,data_key,0),H$1)*Lists!$V25*IF(result_type=\"Aggregate\",sites/1000,1)*-1),\"\")","v":4.606095978421747},7.5988812748465362E-3,{"$f":"IFERROR(IF(AND(public,confidential),\"\",INDEX(data,MATCH(Lists!$S25,data_key,0),J$1)),\"\")","v":87.176380178247229},4.5988266713955381,4.606095978421747,4.6133652854479559,{"$f":"IFERROR(IF(AND(public,confidential),\"\",INDEX(data,MATCH(Lists!$S25,data_key,0),N$1) * IF(result_type = \"Aggregate\", sites/1000, 1)),\"\")","v":4.4194248698477163E-3}]
[null,null,null,null,22,{"$f":"IFERROR(IF(AND(public,confidential),\"\",INDEX(data,MATCH(Lists!$S26,data_key,0),F$1)*Lists!$U26 * IF(result_type = \"Aggregate\", sites/1000, 1)),\"\")","v":597.24486941109399},597.24486941109399,{"$f":"IFERROR(IF(AND(public,confidential),\"\",INDEX(data,MATCH(Lists!$S26,data_key,0),H$1)*Lists!$V26*IF(result_type=\"Aggregate\",sites/1000,1)*-1),\"\")","v":0},0,{"$f":"IFERROR(IF(AND(public,confidential),\"\",INDEX(data,MATCH(Lists!$S26,data_key,0),J$1)),\"\")","v":84.58684395114706},0,0,0,{"$f":"IFERROR(IF(AND(public,confidential),\"\",INDEX(data,MATCH(Lists!$S26,data_key,0),N$1) * IF(result_type = \"Aggregate\", sites/1000, 1)),\"\")","v":0}]
[{"$f":"IF(result_type = \"Aggregate\", \"MWh/hour\", \"kWh/hour\")","v":"MWh/hour"},null,null,null,23,{"$f":"IFERROR(IF(AND(public,confidential),\"\",INDEX(data,MATCH(Lists!$S27,data_key,0),F$1)*Lists!$U27 * IF(result_type = \"Aggregate\", sites/1000, 1)),\"\")","v":576.45208665501104},576.45208665501104,{"$f":"IFERROR(IF(AND(public,confidential),\"\",INDEX(data,MATCH(Lists!$S27,data_key,0),H$1)*Lists!$V27*IF(result_type=\"Aggregate\",sites/1000,1)*-1),\"\")","v":0},0,{"$f":"IFERROR(IF(AND(public,confidential),\"\",INDEX(data,MATCH(Lists!$S27,data_key,0),J$1)),\"\")","v":82.759448753919784},0,0,0,{"$f":"IFERROR(IF(AND(public,confidential),\"\",INDEX(data,MATCH(Lists!$S27,data_key,0),N$1) * IF(result_type = \"Aggregate\", sites/1000, 1)),\"\")","v":0}]
[null,null,null,null,24,{"$f":"IFERROR(IF(AND(public,confidential),\"\",INDEX(data,MATCH(Lists!$S28,data_key,0),F$1)*Lists!$U28 * IF(result_type = \"Aggregate\", sites/1000, 1)),\"\")","v":554.68618323559235},554.68618323559235,{"$f":"IFERROR(IF(AND(public,confidential),\"\",INDEX(data,MATCH(Lists!$S28,data_key,0),H$1)*Lists!$V28*IF(result_type=\"Aggregate\",sites/1000,1)*-1),\"\")","v":0},0,{"$f":"IFERROR(IF(AND(public,confidential),\"\",INDEX(data,MATCH(Lists!$S28,data_key,0),J$1)),\"\")","v":80.368346674368709},0,0,0,{"$f":"IFERROR(IF(AND(public,confidential),\"\",INDEX(data,MATCH(Lists!$S28,data_key,0),N$1) * IF(result_type = \"Aggregate\", sites/1000, 1)),\"\")","v":0}]
[null,null,null,null,"Period",{"$f":"F5","v":"Reference load (MWh/hour)"},"Estimated load w/ DR (MWh/hour)","Load reduction (MWh/hour)",{"$f":"I5","v":"% Load reduction"},"Weighted temp (F)",{"$f":"K5","v":"Uncertainty adjusted impact - Percentiles"},null,null,"Std. Error"]
[null,{"$f":"units","v":"MWh/hour"},null,null,null,null,null,null,null,null,{"$f":"K6","v":"5th"},{"$f":"L6","v":"50th"},"95th"]
[null,null,null,null,"Daily",{"$f":"IFERROR(IF(AND(public,confidential),\"\",AVERAGE(F7:F30)),\"\")","v":573.33902707651475},{"$f":"IFERROR(IF(AND(public,confidential),\"\",AVERAGE(G7:G30)),\"\")","v":572.39002879584234},{"$f":"IFERROR(IF(AND(public,confidential),\"\",AVERAGE(H7:H30)),\"\")","v":0.94899828067244008},{"$f":"IF(F33<=0,\"NA\",IFERROR(IF(AND(public,confidential),\"\",H33/F33),\"\"))","v":1.6552131214779347E-3},{"$f":"IFERROR(IF(AND(public,confidential),\"\",AVERAGE(J7:J30)),\"\")","v":84.215835516724425},{"$f":"IFERROR(IF(AND(public,confidential),\"\",\"n/a\"),\"\")","v":"n/a"},{"$f":"IFERROR(IF(AND(public,confidential),\"\",\"n/a\"),\"\")","v":"n/a"},{"$f":"IFERROR(IF(AND(public,confidential),\"\",\"n/a\"),\"\")","v":"n/a"},{"$f":"IFERROR(IF(AND(public,confidential),\"\",\"n/a\"),\"\")","v":"n/a"}]
[null,null,null,null,{"$f":"\"Measurement Hour Avg - \"&CHAR(10)&MATCH(1,rahours,1)-duration-12&\" to \"&MATCH(1,rahours,1)-12&\" pm\"","v":"Measurement Hour Avg - \n4 to 9 pm"},{"$f":"IFERROR(IF(AND(public,confidential),\"\",AVERAGEIF(rahours,1,F$7:F$30)),\"\")","v":599.45558449786654},{"$f":"IFERROR(IF(AND(public,confidential),\"\",AVERAGEIF(rahours,1,G$7:G$30)),\"\")","v":594.90039275063896},{"$f":"IFERROR(IF(AND(public,confidential),\"\",AVERAGEIF(rahours,1,H$7:H$30)),\"\")","v":4.5551917472277124},{"$f":"IF(F34<=0,\"NA\",IFERROR(IF(AND(public,confidential),\"\",H34/F34),\"\"))","v":7.5988811598833713E-3},{"$f":"IFERROR(IF(AND(public,confidential),\"\",AVERAGEIF(rahours,1,J$7:J$30)),\"\")","v":93.991615778181227},{"$f":"IFERROR(IF(AND(public,confidential),\"\",AVERAGEIF(rahours,1,K$7:K$30)),\"\")","v":4.5473583246621176},{"$f":"IFERROR(IF(AND(public,confidential),\"\",AVERAGEIF(rahours,1,L$7:L$30)),\"\")","v":4.5551917472277124},{"$f":"IFERROR(IF(AND(public,confidential),\"\",AVERAGEIF(rahours,1,M$7:M$30)),\"\")","v":4.5630251697933062},{"$f":"IFERROR(IF(AND(public,confidential),\"\",AVERAGEIF(rahours,1,N$7:N$30)),\"\")","v":4.7623827660048844E-3}]
[null,null,null,null,{"$f":"\"Event Hour Avg - \"&CHAR(10)&MATCH(1,eventhours,1)-duration-12&\" to \"&MATCH(1,eventhours,1)-12&\" pm\"","v":"Event Hour Avg - \n4 to 9 pm"},{"$f":"IFERROR(IF(AND(public,confidential),\"\",AVERAGEIF(eventhours,1,F$7:F$30)),\"\")","v":599.45558449786654},{"$f":"IFERROR(IF(AND(public,confidential),\"\",AVERAGEIF(eventhours,1,G$7:G$30)),\"\")","v":594.90039275063896},{"$f":"IFERROR(IF(AND(public,confidential),\"\",AVERAGEIF(eventhours,1,H$7:H$30)),\"\")","v":4.5551917472277124},{"$f":"IF(F35<=0,\"NA\",IFERROR(IF(AND(public,confidential),\"\",H35/F35),\"\"))","v":7.5988811598833713E-3},{"$f":"IFERROR(IF(AND(public,confidential),\"\",AVERAGEIF(eventhours,1,J$7:J$30)),\"\")","v":93.991615778181227},{"$f":"IFERROR(IF(AND(public,confidential),\"\",AVERAGEIF(eventhours,1,K$7:K$30)),\"\")","v":4.5473583246621176},{"$f":"IFERROR(IF(AND(public,confidential),\"\",AVERAGEIF(eventhours,1,L$7:L$30)),\"\")","v":4.5551917472277124},{"$f":"IFERROR(IF(AND(public,confidential),\"\",AVERAGEIF(eventhours,1,M$7:M$30)),\"\")","v":4.5630251697933062},{"$f":"IFERROR(IF(AND(public,confidential),\"\",AVERAGEIF(eventhours,1,N$7:N$30)),\"\")","v":4.7623827660048844E-3}]
[]
[]
[null,"CONFIDENTIAL content removed and blacked out"]
[]
[null,null,null,null,"Monthly Forecast:"]
[null,null,null,null,null,{"$f":"units","v":"MWh/hour"}]
[null,null,null,null,"Month",{"$f":"INDEX(program_list,COLUMN(F$58)-COLUMN($E$58))","v":"A1"},{"$f":"INDEX(program_list,COLUMN(G$58)-COLUMN($E$58))","v":"A1BIP"},{"$f":"INDEX(program_list,COLUMN(H$58)-COLUMN($E$58))","v":"A2"},{"$f":"INDEX(program_list,COLUMN(I$58)-COLUMN($E$58))","v":"A2BIP"},{"$f":"INDEX(program_list,COLUMN(J$58)-COLUMN($E$58))","v":"A4"},{"$f":"INDEX(program_list,COLUMN(K$58)-COLUMN($E$58))","v":"A5"},{"$f":"INDEX(program_list,COLUMN(L$58)-COLUMN($E$58))","v":"B2"},{"$f":"INDEX(program_list,COLUMN(M$58)-COLUMN($E$58))","v":"All groups"}]
[null,null,null,null,"January",{"$f":"IFERROR(IF(AND(public,INDEX(program_conf_list,MATCH(Results!F$42,program_list,0))),\"\",\nSUMPRODUCT(OFFSET(INDEX(data,MATCH(F$42&portfolio&category&subcategory&IF(OR(F$42=\"A4\",F$42=\"A5\"),3,5)&system&wyear&daytype&VLOOKUP($E43,months,2,FALSE)&MATCH(1,INDIRECT(Lists!$E37&IF(OR(F$42=\"A4\",F$42=\"A5\"),\"_direct\",\"\")),0),data_key,0),$H$1),0,0,IF(OR(F$42=\"A4\",F$42=\"A5\"),3,5),1),\nOFFSET(INDEX(load_multipliers,MATCH(F$42&category&subcategory&year&VLOOKUP($E43,months,2,FALSE)&daytype&MATCH(1,INDIRECT(Lists!$E37&IF(OR(F$42=\"A4\",F$42=\"A5\"),\"_direct\",\"\")),0),load_multipliers_key,0),MATCH(\"impact_multiplier\",load_multipliers_x,0)),0,0,IF(OR(F$42=\"A4\",F$42=\"A5\"),3,5),1))/IF(OR(F$42=\"A4\",F$42=\"A5\"),3,5)\n* IF(result_type = \"Aggregate\", INDEX(enrollment, MATCH(F$42&category&subcategory&year&VLOOKUP($E43,months,2,FALSE),enrollment_key,0),MATCH(\"sites\",enrollment_x,0))/1000,1) * -1),\"\")","v":0},{"$f":"IFERROR(IF(AND(public,INDEX(program_conf_list,MATCH(Results!G$42,program_list,0))),\"\",\nSUMPRODUCT(OFFSET(INDEX(data,MATCH(G$42&portfolio&category&subcategory&IF(OR(G$42=\"A4\",G$42=\"A5\"),3,5)&system&wyear&daytype&VLOOKUP($E43,months,2,FALSE)&MATCH(1,INDIRECT(Lists!$E37&IF(OR(G$42=\"A4\",G$42=\"A5\"),\"_direct\",\"\")),0),data_key,0),$H$1),0,0,IF(OR(G$42=\"A4\",G$42=\"A5\"),3,5),1),\nOFFSET(INDEX(load_multipliers,MATCH(G$42&category&subcategory&year&VLOOKUP($E43,months,2,FALSE)&daytype&MATCH(1,INDIRECT(Lists!$E37&IF(OR(G$42=\"A4\",G$42=\"A5\"),\"_direct\",\"\")),0),load_multipliers_key,0),MATCH(\"impact_multiplier\",load_multipliers_x,0)),0,0,IF(OR(G$42=\"A4\",G$42=\"A5\"),3,5),1))/IF(OR(G$42=\"A4\",G$42=\"A5\"),3,5)\n* IF(result_type = \"Aggregate\", INDEX(enrollment, MATCH(G$42&category&subcategory&year&VLOOKUP($E43,months,2,FALSE),enrollment_key,0),MATCH(\"sites\",enrollment_x,0))/1000,1) * -1),\"\")","v":""},{"$f":"IFERROR(IF(AND(public,INDEX(program_conf_list,MATCH(Results!H$42,program_list,0))),\"\",\nSUMPRODUCT(OFFSET(INDEX(data,MATCH(H$42&portfolio&category&subcategory&IF(OR(H$42=\"A4\",H$42=\"A5\"),3,5)&system&wyear&daytype&VLOOKUP($E43,months,2,FALSE)&MATCH(1,INDIRECT(Lists!$E37&IF(OR(H$42=\"A4\",H$42=\"A5\"),\"_direct\",\"\")),0),data_key,0),$H$1),0,0,IF(OR(H$42=\"A4\",H$42=\"A5\"),3,5),1),\nOFFSET(INDEX(load_multipliers,MATCH(H$42&category&subcategory&year&VLOOKUP($E43,months,2,FALSE)&daytype&MATCH(1,INDIRECT(Lists!$E37&IF(OR(H$42=\"A4\",H$42=\"A5\"),\"_direct\",\"\")),0),load_multipliers_key,0),MATCH(\"impact_multiplier\",load_multipliers_x,0)),0,0,IF(OR(H$42=\"A4\",H$42=\"A5\"),3,5),1))/IF(OR(H$42=\"A4\",H$42=\"A5\"),3,5)\n* IF(result_type = \"Aggregate\", INDEX(enrollment, MATCH(H$42&category&subcategory&year&VLOOKUP($E43,months,2,FALSE),enrollment_key,0),MATCH(\"sites\",enrollment_x,0))/1000,1) * -1),\"\")","v":0},{"$f":"IFERROR(IF(AND(public,INDEX(program_conf_list,MATCH(Results!I$42,program_list,0))),\"\",\nSUMPRODUCT(OFFSET(INDEX(data,MATCH(I$42&portfolio&category&subcategory&IF(OR(I$42=\"A4\",I$42=\"A5\"),3,5)&system&wyear&daytype&VLOOKUP($E43,months,2,FALSE)&MATCH(1,INDIRECT(Lists!$E37&IF(OR(I$42=\"A4\",I$42=\"A5\"),\"_direct\",\"\")),0),data_key,0),$H$1),0,0,IF(OR(I$42=\"A4\",I$42=\"A5\"),3,5),1),\nOFFSET(INDEX(load_multipliers,MATCH(I$42&category&subcategory&year&VLOOKUP($E43,months,2,FALSE)&daytype&MATCH(1,INDIRECT(Lists!$E37&IF(OR(I$42=\"A4\",I$42=\"A5\"),\"_direct\",\"\")),0),load_multipliers_key,0),MATCH(\"impact_multiplier\",load_multipliers_x,0)),0,0,IF(OR(I$42=\"A4\",I$42=\"A5\"),3,5),1))/IF(OR(I$42=\"A4\",I$42=\"A5\"),3,5)\n* IF(result_type = \"Aggregate\", INDEX(enrollment, MATCH(I$42&category&subcategory&year&VLOOKUP($E43,months,2,FALSE),enrollment_key,0),MATCH(\"sites\",enrollment_x,0))/1000,1) * -1),\"\")","v":""},{"$f":"IFERROR(IF(AND(public,INDEX(program_conf_list,MATCH(Results!J$42,program_list,0))),\"\",\nSUMPRODUCT(OFFSET(INDEX(data,MATCH(J$42&portfolio&category&subcategory&IF(OR(J$42=\"A4\",J$42=\"A5\"),3,5)&system&wyear&daytype&VLOOKUP($E43,months,2,FALSE)&MATCH(1,INDIRECT(Lists!$E37&IF(OR(J$42=\"A4\",J$42=\"A5\"),\"_direct\",\"\")),0),data_key,0),$H$1),0,0,IF(OR(J$42=\"A4\",J$42=\"A5\"),3,5),1),\nOFFSET(INDEX(load_multipliers,MATCH(J$42&category&subcategory&year&VLOOKUP($E43,months,2,FALSE)&daytype&MATCH(1,INDIRECT(Lists!$E37&IF(OR(J$42=\"A4\",J$42=\"A5\"),\"_direct\",\"\")),0),load_multipliers_key,0),MATCH(\"impact_multiplier\",load_multipliers_x,0)),0,0,IF(OR(J$42=\"A4\",J$42=\"A5\"),3,5),1))/IF(OR(J$42=\"A4\",J$42=\"A5\"),3,5)\n* IF(result_type = \"Aggregate\", INDEX(enrollment, MATCH(J$42&category&subcategory&year&VLOOKUP($E43,months,2,FALSE),enrollment_key,0),MATCH(\"sites\",enrollment_x,0))/1000,1) * -1),\"\")","v":0},{"$f":"IFERROR(IF(AND(public,INDEX(program_conf_list,MATCH(Results!K$42,program_list,0))),\"\",\nSUMPRODUCT(OFFSET(INDEX(data,MATCH(K$42&portfolio&category&subcategory&IF(OR(K$42=\"A4\",K$42=\"A5\"),3,5)&system&wyear&daytype&VLOOKUP($E43,months,2,FALSE)&MATCH(1,INDIRECT(Lists!$E37&IF(OR(K$42=\"A4\",K$42=\"A5\"),\"_direct\",\"\")),0),data_key,0),$H$1),0,0,IF(OR(K$42=\"A4\",K$42=\"A5\"),3,5),1),\nOFFSET(INDEX(load_multipliers,MATCH(K$42&category&subcategory&year&VLOOKUP($E43,months,2,FALSE)&daytype&MATCH(1,INDIRECT(Lists!$E37&IF(OR(K$42=\"A4\",K$42=\"A5\"),\"_direct\",\"\")),0),load_multipliers_key,0),MATCH(\"impact_multiplier\",load_multipliers_x,0)),0,0,IF(OR(K$42=\"A4\",K$42=\"A5\"),3,5),1))/IF(OR(K$42=\"A4\",K$42=\"A5\"),3,5)\n* IF(result_type = \"Aggregate\", INDEX(enrollment, MATCH(K$42&category&subcategory&year&VLOOKUP($E43,months,2,FALSE),enrollment_key,0),MATCH(\"sites\",enrollment_x,0))/1000,1) * -1),\"\")","v":0},{"$f":"IFERROR(IF(AND(public,INDEX(program_conf_list,MATCH(Results!L$42,program_list,0))),\"\",\nSUMPRODUCT(OFFSET(INDEX(data,MATCH(L$42&portfolio&category&subcategory&IF(OR(L$42=\"A4\",L$42=\"A5\"),3,5)&system&wyear&daytype&VLOOKUP($E43,months,2,FALSE)&MATCH(1,INDIRECT(Lists!$E37&IF(OR(L$42=\"A4\",L$42=\"A5\"),\"_direct\",\"\")),0),data_key,0),$H$1),0,0,IF(OR(L$42=\"A4\",L$42=\"A5\"),3,5),1),\nOFFSET(INDEX(load_multipliers,MATCH(L$42&category&subcategory&year&VLOOKUP($E43,months,2,FALSE)&daytype&MATCH(1,INDIRECT(Lists!$E37&IF(OR(L$42=\"A4\",L$42=\"A5\"),\"_direct\",\"\")),0),load_multipliers_key,0),MATCH(\"impact_multiplier\",load_multipliers_x,0)),0,0,IF(OR(L$42=\"A4\",L$42=\"A5\"),3,5),1))/IF(OR(L$42=\"A4\",L$42=\"A5\"),3,5)\n* IF(result_type = \"Aggregate\", INDEX(enrollment, MATCH(L$42&category&subcategory&year&VLOOKUP($E43,months,2,FALSE),enrollment_key,0),MATCH(\"sites\",enrollment_x,0))/1000,1) * -1),\"\")","v":0},{"$f":"IFERROR(IF(AND(public,INDEX(program_conf_list,MATCH(Results!M$42,program_list,0))),\"\",\nSUMPRODUCT(OFFSET(INDEX(data,MATCH(M$42&portfolio&category&subcategory&IF(OR(M$42=\"A4\",M$42=\"A5\"),3,5)&system&wyear&daytype&VLOOKUP($E43,months,2,FALSE)&MATCH(1,INDIRECT(Lists!$E37&IF(OR(M$42=\"A4\",M$42=\"A5\"),\"_direct\",\"\")),0),data_key,0),$H$1),0,0,IF(OR(M$42=\"A4\",M$42=\"A5\"),3,5),1),\nOFFSET(INDEX(load_multipliers,MATCH(M$42&category&subcategory&year&VLOOKUP($E43,months,2,FALSE)&daytype&MATCH(1,INDIRECT(Lists!$E37&IF(OR(M$42=\"A4\",M$42=\"A5\"),\"_direct\",\"\")),0),load_multipliers_key,0),MATCH(\"impact_multiplier\",load_multipliers_x,0)),0,0,IF(OR(M$42=\"A4\",M$42=\"A5\"),3,5),1))/IF(OR(M$42=\"A4\",M$42=\"A5\"),3,5)\n* IF(result_type = \"Aggregate\", INDEX(enrollment, MATCH(M$42&category&subcategory&year&VLOOKUP($E43,months,2,FALSE),enrollment_key,0),MATCH(\"sites\",enrollment_x,0))/1000,1) * -1),\"\")","v":0}]
[null,null,null,null,"February",{"$f":"IFERROR(IF(AND(public,INDEX(program_conf_list,MATCH(Results!F$42,program_list,0))),\"\",\nSUMPRODUCT(OFFSET(INDEX(data,MATCH(F$42&portfolio&category&subcategory&IF(OR(F$42=\"A4\",F$42=\"A5\"),3,5)&system&wyear&daytype&VLOOKUP($E44,months,2,FALSE)&MATCH(1,INDIRECT(Lists!$E38&IF(OR(F$42=\"A4\",F$42=\"A5\"),\"_direct\",\"\")),0),data_key,0),$H$1),0,0,IF(OR(F$42=\"A4\",F$42=\"A5\"),3,5),1),\nOFFSET(INDEX(load_multipliers,MATCH(F$42&category&subcategory&year&VLOOKUP($E44,months,2,FALSE)&daytype&MATCH(1,INDIRECT(Lists!$E38&IF(OR(F$42=\"A4\",F$42=\"A5\"),\"_direct\",\"\")),0),load_multipliers_key,0),MATCH(\"impact_multiplier\",load_multipliers_x,0)),0,0,IF(OR(F$42=\"A4\",F$42=\"A5\"),3,5),1))/IF(OR(F$42=\"A4\",F$42=\"A5\"),3,5)\n* IF(result_type = \"Aggregate\", INDEX(enrollment, MATCH(F$42&category&subcategory&year&VLOOKUP($E44,months,2,FALSE),enrollment_key,0),MATCH(\"sites\",enrollment_x,0))/1000,1) * -1),\"\")","v":0},{"$f":"IFERROR(IF(AND(public,INDEX(program_conf_list,MATCH(Results!G$42,program_list,0))),\"\",\nSUMPRODUCT(OFFSET(INDEX(data,MATCH(G$42&portfolio&category&subcategory&IF(OR(G$42=\"A4\",G$42=\"A5\"),3,5)&system&wyear&daytype&VLOOKUP($E44,months,2,FALSE)&MATCH(1,INDIRECT(Lists!$E38&IF(OR(G$42=\"A4\",G$42=\"A5\"),\"_direct\",\"\")),0),data_key,0),$H$1),0,0,IF(OR(G$42=\"A4\",G$42=\"A5\"),3,5),1),\nOFFSET(INDEX(load_multipliers,MATCH(G$42&category&subcategory&year&VLOOKUP($E44,months,2,FALSE)&daytype&MATCH(1,INDIRECT(Lists!$E38&IF(OR(G$42=\"A4\",G$42=\"A5\"),\"_direct\",\"\")),0),load_multipliers_key,0),MATCH(\"impact_multiplier\",load_multipliers_x,0)),0,0,IF(OR(G$42=\"A4\",G$42=\"A5\"),3,5),1))/IF(OR(G$42=\"A4\",G$42=\"A5\"),3,5)\n* IF(result_type = \"Aggregate\", INDEX(enrollment, MATCH(G$42&category&subcategory&year&VLOOKUP($E44,months,2,FALSE),enrollment_key,0),MATCH(\"sites\",enrollment_x,0))/1000,1) * -1),\"\")","v":""},{"$f":"IFERROR(IF(AND(public,INDEX(program_conf_list,MATCH(Results!H$42,program_list,0))),\"\",\nSUMPRODUCT(OFFSET(INDEX(data,MATCH(H$42&portfolio&category&subcategory&IF(OR(H$42=\"A4\",H$42=\"A5\"),3,5)&system&wyear&daytype&VLOOKUP($E44,months,2,FALSE)&MATCH(1,INDIRECT(Lists!$E38&IF(OR(H$42=\"A4\",H$42=\"A5\"),\"_direct\",\"\")),0),data_key,0),$H$1),0,0,IF(OR(H$42=\"A4\",H$42=\"A5\"),3,5),1),\nOFFSET(INDEX(load_multipliers,MATCH(H$42&category&subcategory&year&VLOOKUP($E44,months,2,FALSE)&daytype&MATCH(1,INDIRECT(Lists!$E38&IF(OR(H$42=\"A4\",H$42=\"A5\"),\"_direct\",\"\")),0),load_multipliers_key,0),MATCH(\"impact_multiplier\",load_multipliers_x,0)),0,0,IF(OR(H$42=\"A4\",H$42=\"A5\"),3,5),1))/IF(OR(H$42=\"A4\",H$42=\"A5\"),3,5)\n* IF(result_type = \"Aggregate\", INDEX(enrollment, MATCH(H$42&category&subcategory&year&VLOOKUP($E44,months,2,FALSE),enrollment_key,0),MATCH(\"sites\",enrollment_x,0))/1000,1) * -1),\"\")","v":0},{"$f":"IFERROR(IF(AND(public,INDEX(program_conf_list,MATCH(Results!I$42,program_list,0))),\"\",\nSUMPRODUCT(OFFSET(INDEX(data,MATCH(I$42&portfolio&category&subcategory&IF(OR(I$42=\"A4\",I$42=\"A5\"),3,5)&system&wyear&daytype&VLOOKUP($E44,months,2,FALSE)&MATCH(1,INDIRECT(Lists!$E38&IF(OR(I$42=\"A4\",I$42=\"A5\"),\"_direct\",\"\")),0),data_key,0),$H$1),0,0,IF(OR(I$42=\"A4\",I$42=\"A5\"),3,5),1),\nOFFSET(INDEX(load_multipliers,MATCH(I$42&category&subcategory&year&VLOOKUP($E44,months,2,FALSE)&daytype&MATCH(1,INDIRECT(Lists!$E38&IF(OR(I$42=\"A4\",I$42=\"A5\"),\"_direct\",\"\")),0),load_multipliers_key,0),MATCH(\"impact_multiplier\",load_multipliers_x,0)),0,0,IF(OR(I$42=\"A4\",I$42=\"A5\"),3,5),1))/IF(OR(I$42=\"A4\",I$42=\"A5\"),3,5)\n* IF(result_type = \"Aggregate\", INDEX(enrollment, MATCH(I$42&category&subcategory&year&VLOOKUP($E44,months,2,FALSE),enrollment_key,0),MATCH(\"sites\",enrollment_x,0))/1000,1) * -1),\"\")","v":""},{"$f":"IFERROR(IF(AND(public,INDEX(program_conf_list,MATCH(Results!J$42,program_list,0))),\"\",\nSUMPRODUCT(OFFSET(INDEX(data,MATCH(J$42&portfolio&category&subcategory&IF(OR(J$42=\"A4\",J$42=\"A5\"),3,5)&system&wyear&daytype&VLOOKUP($E44,months,2,FALSE)&MATCH(1,INDIRECT(Lists!$E38&IF(OR(J$42=\"A4\",J$42=\"A5\"),\"_direct\",\"\")),0),data_key,0),$H$1),0,0,IF(OR(J$42=\"A4\",J$42=\"A5\"),3,5),1),\nOFFSET(INDEX(load_multipliers,MATCH(J$42&category&subcategory&year&VLOOKUP($E44,months,2,FALSE)&daytype&MATCH(1,INDIRECT(Lists!$E38&IF(OR(J$42=\"A4\",J$42=\"A5\"),\"_direct\",\"\")),0),load_multipliers_key,0),MATCH(\"impact_multiplier\",load_multipliers_x,0)),0,0,IF(OR(J$42=\"A4\",J$42=\"A5\"),3,5),1))/IF(OR(J$42=\"A4\",J$42=\"A5\"),3,5)\n* IF(result_type = \"Aggregate\", INDEX(enrollment, MATCH(J$42&category&subcategory&year&VLOOKUP($E44,months,2,FALSE),enrollment_key,0),MATCH(\"sites\",enrollment_x,0))/1000,1) * -1),\"\")","v":0},{"$f":"IFERROR(IF(AND(public,INDEX(program_conf_list,MATCH(Results!K$42,program_list,0))),\"\",\nSUMPRODUCT(OFFSET(INDEX(data,MATCH(K$42&portfolio&category&subcategory&IF(OR(K$42=\"A4\",K$42=\"A5\"),3,5)&system&wyear&daytype&VLOOKUP($E44,months,2,FALSE)&MATCH(1,INDIRECT(Lists!$E38&IF(OR(K$42=\"A4\",K$42=\"A5\"),\"_direct\",\"\")),0),data_key,0),$H$1),0,0,IF(OR(K$42=\"A4\",K$42=\"A5\"),3,5),1),\nOFFSET(INDEX(load_multipliers,MATCH(K$42&category&subcategory&year&VLOOKUP($E44,months,2,FALSE)&daytype&MATCH(1,INDIRECT(Lists!$E38&IF(OR(K$42=\"A4\",K$42=\"A5\"),\"_direct\",\"\")),0),load_multipliers_key,0),MATCH(\"impact_multiplier\",load_multipliers_x,0)),0,0,IF(OR(K$42=\"A4\",K$42=\"A5\"),3,5),1))/IF(OR(K$42=\"A4\",K$42=\"A5\"),3,5)\n* IF(result_type = \"Aggregate\", INDEX(enrollment, MATCH(K$42&category&subcategory&year&VLOOKUP($E44,months,2,FALSE),enrollment_key,0),MATCH(\"sites\",enrollment_x,0))/1000,1) * -1),\"\")","v":0},{"$f":"IFERROR(IF(AND(public,INDEX(program_conf_list,MATCH(Results!L$42,program_list,0))),\"\",\nSUMPRODUCT(OFFSET(INDEX(data,MATCH(L$42&portfolio&category&subcategory&IF(OR(L$42=\"A4\",L$42=\"A5\"),3,5)&system&wyear&daytype&VLOOKUP($E44,months,2,FALSE)&MATCH(1,INDIRECT(Lists!$E38&IF(OR(L$42=\"A4\",L$42=\"A5\"),\"_direct\",\"\")),0),data_key,0),$H$1),0,0,IF(OR(L$42=\"A4\",L$42=\"A5\"),3,5),1),\nOFFSET(INDEX(load_multipliers,MATCH(L$42&category&subcategory&year&VLOOKUP($E44,months,2,FALSE)&daytype&MATCH(1,INDIRECT(Lists!$E38&IF(OR(L$42=\"A4\",L$42=\"A5\"),\"_direct\",\"\")),0),load_multipliers_key,0),MATCH(\"impact_multiplier\",load_multipliers_x,0)),0,0,IF(OR(L$42=\"A4\",L$42=\"A5\"),3,5),1))/IF(OR(L$42=\"A4\",L$42=\"A5\"),3,5)\n* IF(result_type = \"Aggregate\", INDEX(enrollment, MATCH(L$42&category&subcategory&year&VLOOKUP($E44,months,2,FALSE),enrollment_key,0),MATCH(\"sites\",enrollment_x,0))/1000,1) * -1),\"\")","v":0},{"$f":"IFERROR(IF(AND(public,INDEX(program_conf_list,MATCH(Results!M$42,program_list,0))),\"\",\nSUMPRODUCT(OFFSET(INDEX(data,MATCH(M$42&portfolio&category&subcategory&IF(OR(M$42=\"A4\",M$42=\"A5\"),3,5)&system&wyear&daytype&VLOOKUP($E44,months,2,FALSE)&MATCH(1,INDIRECT(Lists!$E38&IF(OR(M$42=\"A4\",M$42=\"A5\"),\"_direct\",\"\")),0),data_key,0),$H$1),0,0,IF(OR(M$42=\"A4\",M$42=\"A5\"),3,5),1),\nOFFSET(INDEX(load_multipliers,MATCH(M$42&category&subcategory&year&VLOOKUP($E44,months,2,FALSE)&daytype&MATCH(1,INDIRECT(Lists!$E38&IF(OR(M$42=\"A4\",M$42=\"A5\"),\"_direct\",\"\")),0),load_multipliers_key,0),MATCH(\"impact_multiplier\",load_multipliers_x,0)),0,0,IF(OR(M$42=\"A4\",M$42=\"A5\"),3,5),1))/IF(OR(M$42=\"A4\",M$42=\"A5\"),3,5)\n* IF(result_type = \"Aggregate\", INDEX(enrollment, MATCH(M$42&category&subcategory&year&VLOOKUP($E44,months,2,FALSE),enrollment_key,0),MATCH(\"sites\",enrollment_x,0))/1000,1) * -1),\"\")","v":0}]
[null,null,null,null,"March",{"$f":"IFERROR(IF(AND(public,INDEX(program_conf_list,MATCH(Results!F$42,program_list,0))),\"\",\nSUMPRODUCT(OFFSET(INDEX(data,MATCH(F$42&portfolio&category&subcategory&IF(OR(F$42=\"A4\",F$42=\"A5\"),3,5)&system&wyear&daytype&VLOOKUP($E45,months,2,FALSE)&MATCH(1,INDIRECT(Lists!$E39&IF(OR(F$42=\"A4\",F$42=\"A5\"),\"_direct\",\"\")),0),data_key,0),$H$1),0,0,IF(OR(F$42=\"A4\",F$42=\"A5\"),3,5),1),\nOFFSET(INDEX(load_multipliers,MATCH(F$42&category&subcategory&year&VLOOKUP($E45,months,2,FALSE)&daytype&MATCH(1,INDIRECT(Lists!$E39&IF(OR(F$42=\"A4\",F$42=\"A5\"),\"_direct\",\"\")),0),load_multipliers_key,0),MATCH(\"impact_multiplier\",load_multipliers_x,0)),0,0,IF(OR(F$42=\"A4\",F$42=\"A5\"),3,5),1))/IF(OR(F$42=\"A4\",F$42=\"A5\"),3,5)\n* IF(result_type = \"Aggregate\", INDEX(enrollment, MATCH(F$42&category&subcategory&year&VLOOKUP($E45,months,2,FALSE),enrollment_key,0),MATCH(\"sites\",enrollment_x,0))/1000,1) * -1),\"\")","v":0},{"$f":"IFERROR(IF(AND(public,INDEX(program_conf_list,MATCH(Results!G$42,program_list,0))),\"\",\nSUMPRODUCT(OFFSET(INDEX(data,MATCH(G$42&portfolio&category&subcategory&IF(OR(G$42=\"A4\",G$42=\"A5\"),3,5)&system&wyear&daytype&VLOOKUP($E45,months,2,FALSE)&MATCH(1,INDIRECT(Lists!$E39&IF(OR(G$42=\"A4\",G$42=\"A5\"),\"_direct\",\"\")),0),data_key,0),$H$1),0,0,IF(OR(G$42=\"A4\",G$42=\"A5\"),3,5),1),\nOFFSET(INDEX(load_multipliers,MATCH(G$42&category&subcategory&year&VLOOKUP($E45,months,2,FALSE)&daytype&MATCH(1,INDIRECT(Lists!$E39&IF(OR(G$42=\"A4\",G$42=\"A5\"),\"_direct\",\"\")),0),load_multipliers_key,0),MATCH(\"impact_multiplier\",load_multipliers_x,0)),0,0,IF(OR(G$42=\"A4\",G$42=\"A5\"),3,5),1))/IF(OR(G$42=\"A4\",G$42=\"A5\"),3,5)\n* IF(result_type = \"Aggregate\", INDEX(enrollment, MATCH(G$42&category&subcategory&year&VLOOKUP($E45,months,2,FALSE),enrollment_key,0),MATCH(\"sites\",enrollment_x,0))/1000,1) * -1),\"\")","v":""},{"$f":"IFERROR(IF(AND(public,INDEX(program_conf_list,MATCH(Results!H$42,program_list,0))),\"\",\nSUMPRODUCT(OFFSET(INDEX(data,MATCH(H$42&portfolio&category&subcategory&IF(OR(H$42=\"A4\",H$42=\"A5\"),3,5)&system&wyear&daytype&VLOOKUP($E45,months,2,FALSE)&MATCH(1,INDIRECT(Lists!$E39&IF(OR(H$42=\"A4\",H$42=\"A5\"),\"_direct\",\"\")),0),data_key,0),$H$1),0,0,IF(OR(H$42=\"A4\",H$42=\"A5\"),3,5),1),\nOFFSET(INDEX(load_multipliers,MATCH(H$42&category&subcategory&year&VLOOKUP($E45,months,2,FALSE)&daytype&MATCH(1,INDIRECT(Lists!$E39&IF(OR(H$42=\"A4\",H$42=\"A5\"),\"_direct\",\"\")),0),load_multipliers_key,0),MATCH(\"impact_multiplier\",load_multipliers_x,0)),0,0,IF(OR(H$42=\"A4\",H$42=\"A5\"),3,5),1))/IF(OR(H$42=\"A4\",H$42=\"A5\"),3,5)\n* IF(result_type = \"Aggregate\", INDEX(enrollment, MATCH(H$42&category&subcategory&year&VLOOKUP($E45,months,2,FALSE),enrollment_key,0),MATCH(\"sites\",enrollment_x,0))/1000,1) * -1),\"\")","v":0},{"$f":"IFERROR(IF(AND(public,INDEX(program_conf_list,MATCH(Results!I$42,program_list,0))),\"\",\nSUMPRODUCT(OFFSET(INDEX(data,MATCH(I$42&portfolio&category&subcategory&IF(OR(I$42=\"A4\",I$42=\"A5\"),3,5)&system&wyear&daytype&VLOOKUP($E45,months,2,FALSE)&MATCH(1,INDIRECT(Lists!$E39&IF(OR(I$42=\"A4\",I$42=\"A5\"),\"_direct\",\"\")),0),data_key,0),$H$1),0,0,IF(OR(I$42=\"A4\",I$42=\"A5\"),3,5),1),\nOFFSET(INDEX(load_multipliers,MATCH(I$42&category&subcategory&year&VLOOKUP($E45,months,2,FALSE)&daytype&MATCH(1,INDIRECT(Lists!$E39&IF(OR(I$42=\"A4\",I$42=\"A5\"),\"_direct\",\"\")),0),load_multipliers_key,0),MATCH(\"impact_multiplier\",load_multipliers_x,0)),0,0,IF(OR(I$42=\"A4\",I$42=\"A5\"),3,5),1))/IF(OR(I$42=\"A4\",I$42=\"A5\"),3,5)\n* IF(result_type = \"Aggregate\", INDEX(enrollment, MATCH(I$42&category&subcategory&year&VLOOKUP($E45,months,2,FALSE),enrollment_key,0),MATCH(\"sites\",enrollment_x,0))/1000,1) * -1),\"\")","v":""},{"$f":"IFERROR(IF(AND(public,INDEX(program_conf_list,MATCH(Results!J$42,program_list,0))),\"\",\nSUMPRODUCT(OFFSET(INDEX(data,MATCH(J$42&portfolio&category&subcategory&IF(OR(J$42=\"A4\",J$42=\"A5\"),3,5)&system&wyear&daytype&VLOOKUP($E45,months,2,FALSE)&MATCH(1,INDIRECT(Lists!$E39&IF(OR(J$42=\"A4\",J$42=\"A5\"),\"_direct\",\"\")),0),data_key,0),$H$1),0,0,IF(OR(J$42=\"A4\",J$42=\"A5\"),3,5),1),\nOFFSET(INDEX(load_multipliers,MATCH(J$42&category&subcategory&year&VLOOKUP($E45,months,2,FALSE)&daytype&MATCH(1,INDIRECT(Lists!$E39&IF(OR(J$42=\"A4\",J$42=\"A5\"),\"_direct\",\"\")),0),load_multipliers_key,0),MATCH(\"impact_multiplier\",load_multipliers_x,0)),0,0,IF(OR(J$42=\"A4\",J$42=\"A5\"),3,5),1))/IF(OR(J$42=\"A4\",J$42=\"A5\"),3,5)\n* IF(result_type = \"Aggregate\", INDEX(enrollment, MATCH(J$42&category&subcategory&year&VLOOKUP($E45,months,2,FALSE),enrollment_key,0),MATCH(\"sites\",enrollment_x,0))/1000,1) * -1),\"\")","v":0},{"$f":"IFERROR(IF(AND(public,INDEX(program_conf_list,MATCH(Results!K$42,program_list,0))),\"\",\nSUMPRODUCT(OFFSET(INDEX(data,MATCH(K$42&portfolio&category&subcategory&IF(OR(K$42=\"A4\",K$42=\"A5\"),3,5)&system&wyear&daytype&VLOOKUP($E45,months,2,FALSE)&MATCH(1,INDIRECT(Lists!$E39&IF(OR(K$42=\"A4\",K$42=\"A5\"),\"_direct\",\"\")),0),data_key,0),$H$1),0,0,IF(OR(K$42=\"A4\",K$42=\"A5\"),3,5),1),\nOFFSET(INDEX(load_multipliers,MATCH(K$42&category&subcategory&year&VLOOKUP($E45,months,2,FALSE)&daytype&MATCH(1,INDIRECT(Lists!$E39&IF(OR(K$42=\"A4\",K$42=\"A5\"),\"_direct\",\"\")),0),load_multipliers_key,0),MATCH(\"impact_multiplier\",load_multipliers_x,0)),0,0,IF(OR(K$42=\"A4\",K$42=\"A5\"),3,5),1))/IF(OR(K$42=\"A4\",K$42=\"A5\"),3,5)\n* IF(result_type = \"Aggregate\", INDEX(enrollment, MATCH(K$42&category&subcategory&year&VLOOKUP($E45,months,2,FALSE),enrollment_key,0),MATCH(\"sites\",enrollment_x,0))/1000,1) * -1),\"\")","v":0},{"$f":"IFERROR(IF(AND(public,INDEX(program_conf_list,MATCH(Results!L$42,program_list,0))),\"\",\nSUMPRODUCT(OFFSET(INDEX(data,MATCH(L$42&portfolio&category&subcategory&IF(OR(L$42=\"A4\",L$42=\"A5\"),3,5)&system&wyear&daytype&VLOOKUP($E45,months,2,FALSE)&MATCH(1,INDIRECT(Lists!$E39&IF(OR(L$42=\"A4\",L$42=\"A5\"),\"_direct\",\"\")),0),data_key,0),$H$1),0,0,IF(OR(L$42=\"A4\",L$42=\"A5\"),3,5),1),\nOFFSET(INDEX(load_multipliers,MATCH(L$42&category&subcategory&year&VLOOKUP($E45,months,2,FALSE)&daytype&MATCH(1,INDIRECT(Lists!$E39&IF(OR(L$42=\"A4\",L$42=\"A5\"),\"_direct\",\"\")),0),load_multipliers_key,0),MATCH(\"impact_multiplier\",load_multipliers_x,0)),0,0,IF(OR(L$42=\"A4\",L$42=\"A5\"),3,5),1))/IF(OR(L$42=\"A4\",L$42=\"A5\"),3,5)\n* IF(result_type = \"Aggregate\", INDEX(enrollment, MATCH(L$42&category&subcategory&year&VLOOKUP($E45,months,2,FALSE),enrollment_key,0),MATCH(\"sites\",enrollment_x,0))/1000,1) * -1),\"\")","v":0},{"$f":"IFERROR(IF(AND(public,INDEX(program_conf_list,MATCH(Results!M$42,program_list,0))),\"\",\nSUMPRODUCT(OFFSET(INDEX(data,MATCH(M$42&portfolio&category&subcategory&IF(OR(M$42=\"A4\",M$42=\"A5\"),3,5)&system&wyear&daytype&VLOOKUP($E45,months,2,FALSE)&MATCH(1,INDIRECT(Lists!$E39&IF(OR(M$42=\"A4\",M$42=\"A5\"),\"_direct\",\"\")),0),data_key,0),$H$1),0,0,IF(OR(M$42=\"A4\",M$42=\"A5\"),3,5),1),\nOFFSET(INDEX(load_multipliers,MATCH(M$42&category&subcategory&year&VLOOKUP($E45,months,2,FALSE)&daytype&MATCH(1,INDIRECT(Lists!$E39&IF(OR(M$42=\"A4\",M$42=\"A5\"),\"_direct\",\"\")),0),load_multipliers_key,0),MATCH(\"impact_multiplier\",load_multipliers_x,0)),0,0,IF(OR(M$42=\"A4\",M$42=\"A5\"),3,5),1))/IF(OR(M$42=\"A4\",M$42=\"A5\"),3,5)\n* IF(result_type = \"Aggregate\", INDEX(enrollment, MATCH(M$42&category&subcategory&year&VLOOKUP($E45,months,2,FALSE),enrollment_key,0),MATCH(\"sites\",enrollment_x,0))/1000,1) * -1),\"\")","v":0}]
[null,null,null,null,"April",{"$f":"IFERROR(IF(AND(public,INDEX(program_conf_list,MATCH(Results!F$42,program_list,0))),\"\",\nSUMPRODUCT(OFFSET(INDEX(data,MATCH(F$42&portfolio&category&subcategory&IF(OR(F$42=\"A4\",F$42=\"A5\"),3,5)&system&wyear&daytype&VLOOKUP($E46,months,2,FALSE)&MATCH(1,INDIRECT(Lists!$E40&IF(OR(F$42=\"A4\",F$42=\"A5\"),\"_direct\",\"\")),0),data_key,0),$H$1),0,0,IF(OR(F$42=\"A4\",F$42=\"A5\"),3,5),1),\nOFFSET(INDEX(load_multipliers,MATCH(F$42&category&subcategory&year&VLOOKUP($E46,months,2,FALSE)&daytype&MATCH(1,INDIRECT(Lists!$E40&IF(OR(F$42=\"A4\",F$42=\"A5\"),\"_direct\",\"\")),0),load_multipliers_key,0),MATCH(\"impact_multiplier\",load_multipliers_x,0)),0,0,IF(OR(F$42=\"A4\",F$42=\"A5\"),3,5),1))/IF(OR(F$42=\"A4\",F$42=\"A5\"),3,5)\n* IF(result_type = \"Aggregate\", INDEX(enrollment, MATCH(F$42&category&subcategory&year&VLOOKUP($E46,months,2,FALSE),enrollment_key,0),MATCH(\"sites\",enrollment_x,0))/1000,1) * -1),\"\")","v":0},{"$f":"IFERROR(IF(AND(public,INDEX(program_conf_list,MATCH(Results!G$42,program_list,0))),\"\",\nSUMPRODUCT(OFFSET(INDEX(data,MATCH(G$42&portfolio&category&subcategory&IF(OR(G$42=\"A4\",G$42=\"A5\"),3,5)&system&wyear&daytype&VLOOKUP($E46,months,2,FALSE)&MATCH(1,INDIRECT(Lists!$E40&IF(OR(G$42=\"A4\",G$42=\"A5\"),\"_direct\",\"\")),0),data_key,0),$H$1),0,0,IF(OR(G$42=\"A4\",G$42=\"A5\"),3,5),1),\nOFFSET(INDEX(load_multipliers,MATCH(G$42&category&subcategory&year&VLOOKUP($E46,months,2,FALSE)&daytype&MATCH(1,INDIRECT(Lists!$E40&IF(OR(G$42=\"A4\",G$42=\"A5\"),\"_direct\",\"\")),0),load_multipliers_key,0),MATCH(\"impact_multiplier\",load_multipliers_x,0)),0,0,IF(OR(G$42=\"A4\",G$42=\"A5\"),3,5),1))/IF(OR(G$42=\"A4\",G$42=\"A5\"),3,5)\n* IF(result_type = \"Aggregate\", INDEX(enrollment, MATCH(G$42&category&subcategory&year&VLOOKUP($E46,months,2,FALSE),enrollment_key,0),MATCH(\"sites\",enrollment_x,0))/1000,1) * -1),\"\")","v":""},{"$f":"IFERROR(IF(AND(public,INDEX(program_conf_list,MATCH(Results!H$42,program_list,0))),\"\",\nSUMPRODUCT(OFFSET(INDEX(data,MATCH(H$42&portfolio&category&subcategory&IF(OR(H$42=\"A4\",H$42=\"A5\"),3,5)&system&wyear&daytype&VLOOKUP($E46,months,2,FALSE)&MATCH(1,INDIRECT(Lists!$E40&IF(OR(H$42=\"A4\",H$42=\"A5\"),\"_direct\",\"\")),0),data_key,0),$H$1),0,0,IF(OR(H$42=\"A4\",H$42=\"A5\"),3,5),1),\nOFFSET(INDEX(load_multipliers,MATCH(H$42&category&subcategory&year&VLOOKUP($E46,months,2,FALSE)&daytype&MATCH(1,INDIRECT(Lists!$E40&IF(OR(H$42=\"A4\",H$42=\"A5\"),\"_direct\",\"\")),0),load_multipliers_key,0),MATCH(\"impact_multiplier\",load_multipliers_x,0)),0,0,IF(OR(H$42=\"A4\",H$42=\"A5\"),3,5),1))/IF(OR(H$42=\"A4\",H$42=\"A5\"),3,5)\n* IF(result_type = \"Aggregate\", INDEX(enrollment, MATCH(H$42&category&subcategory&year&VLOOKUP($E46,months,2,FALSE),enrollment_key,0),MATCH(\"sites\",enrollment_x,0))/1000,1) * -1),\"\")","v":0},{"$f":"IFERROR(IF(AND(public,INDEX(program_conf_list,MATCH(Results!I$42,program_list,0))),\"\",\nSUMPRODUCT(OFFSET(INDEX(data,MATCH(I$42&portfolio&category&subcategory&IF(OR(I$42=\"A4\",I$42=\"A5\"),3,5)&system&wyear&daytype&VLOOKUP($E46,months,2,FALSE)&MATCH(1,INDIRECT(Lists!$E40&IF(OR(I$42=\"A4\",I$42=\"A5\"),\"_direct\",\"\")),0),data_key,0),$H$1),0,0,IF(OR(I$42=\"A4\",I$42=\"A5\"),3,5),1),\nOFFSET(INDEX(load_multipliers,MATCH(I$42&category&subcategory&year&VLOOKUP($E46,months,2,FALSE)&daytype&MATCH(1,INDIRECT(Lists!$E40&IF(OR(I$42=\"A4\",I$42=\"A5\"),\"_direct\",\"\")),0),load_multipliers_key,0),MATCH(\"impact_multiplier\",load_multipliers_x,0)),0,0,IF(OR(I$42=\"A4\",I$42=\"A5\"),3,5),1))/IF(OR(I$42=\"A4\",I$42=\"A5\"),3,5)\n* IF(result_type = \"Aggregate\", INDEX(enrollment, MATCH(I$42&category&subcategory&year&VLOOKUP($E46,months,2,FALSE),enrollment_key,0),MATCH(\"sites\",enrollment_x,0))/1000,1) * -1),\"\")","v":""},{"$f":"IFERROR(IF(AND(public,INDEX(program_conf_list,MATCH(Results!J$42,program_list,0))),\"\",\nSUMPRODUCT(OFFSET(INDEX(data,MATCH(J$42&portfolio&category&subcategory&IF(OR(J$42=\"A4\",J$42=\"A5\"),3,5)&system&wyear&daytype&VLOOKUP($E46,months,2,FALSE)&MATCH(1,INDIRECT(Lists!$E40&IF(OR(J$42=\"A4\",J$42=\"A5\"),\"_direct\",\"\")),0),data_key,0),$H$1),0,0,IF(OR(J$42=\"A4\",J$42=\"A5\"),3,5),1),\nOFFSET(INDEX(load_multipliers,MATCH(J$42&category&subcategory&year&VLOOKUP($E46,months,2,FALSE)&daytype&MATCH(1,INDIRECT(Lists!$E40&IF(OR(J$42=\"A4\",J$42=\"A5\"),\"_direct\",\"\")),0),load_multipliers_key,0),MATCH(\"impact_multiplier\",load_multipliers_x,0)),0,0,IF(OR(J$42=\"A4\",J$42=\"A5\"),3,5),1))/IF(OR(J$42=\"A4\",J$42=\"A5\"),3,5)\n* IF(result_type = \"Aggregate\", INDEX(enrollment, MATCH(J$42&category&subcategory&year&VLOOKUP($E46,months,2,FALSE),enrollment_key,0),MATCH(\"sites\",enrollment_x,0))/1000,1) * -1),\"\")","v":0},{"$f":"IFERROR(IF(AND(public,INDEX(program_conf_list,MATCH(Results!K$42,program_list,0))),\"\",\nSUMPRODUCT(OFFSET(INDEX(data,MATCH(K$42&portfolio&category&subcategory&IF(OR(K$42=\"A4\",K$42=\"A5\"),3,5)&system&wyear&daytype&VLOOKUP($E46,months,2,FALSE)&MATCH(1,INDIRECT(Lists!$E40&IF(OR(K$42=\"A4\",K$42=\"A5\"),\"_direct\",\"\")),0),data_key,0),$H$1),0,0,IF(OR(K$42=\"A4\",K$42=\"A5\"),3,5),1),\nOFFSET(INDEX(load_multipliers,MATCH(K$42&category&subcategory&year&VLOOKUP($E46,months,2,FALSE)&daytype&MATCH(1,INDIRECT(Lists!$E40&IF(OR(K$42=\"A4\",K$42=\"A5\"),\"_direct\",\"\")),0),load_multipliers_key,0),MATCH(\"impact_multiplier\",load_multipliers_x,0)),0,0,IF(OR(K$42=\"A4\",K$42=\"A5\"),3,5),1))/IF(OR(K$42=\"A4\",K$42=\"A5\"),3,5)\n* IF(result_type = \"Aggregate\", INDEX(enrollment, MATCH(K$42&category&subcategory&year&VLOOKUP($E46,months,2,FALSE),enrollment_key,0),MATCH(\"sites\",enrollment_x,0))/1000,1) * -1),\"\")","v":0},{"$f":"IFERROR(IF(AND(public,INDEX(program_conf_list,MATCH(Results!L$42,program_list,0))),\"\",\nSUMPRODUCT(OFFSET(INDEX(data,MATCH(L$42&portfolio&category&subcategory&IF(OR(L$42=\"A4\",L$42=\"A5\"),3,5)&system&wyear&daytype&VLOOKUP($E46,months,2,FALSE)&MATCH(1,INDIRECT(Lists!$E40&IF(OR(L$42=\"A4\",L$42=\"A5\"),\"_direct\",\"\")),0),data_key,0),$H$1),0,0,IF(OR(L$42=\"A4\",L$42=\"A5\"),3,5),1),\nOFFSET(INDEX(load_multipliers,MATCH(L$42&category&subcategory&year&VLOOKUP($E46,months,2,FALSE)&daytype&MATCH(1,INDIRECT(Lists!$E40&IF(OR(L$42=\"A4\",L$42=\"A5\"),\"_direct\",\"\")),0),load_multipliers_key,0),MATCH(\"impact_multiplier\",load_multipliers_x,0)),0,0,IF(OR(L$42=\"A4\",L$42=\"A5\"),3,5),1))/IF(OR(L$42=\"A4\",L$42=\"A5\"),3,5)\n* IF(result_type = \"Aggregate\", INDEX(enrollment, MATCH(L$42&category&subcategory&year&VLOOKUP($E46,months,2,FALSE),enrollment_key,0),MATCH(\"sites\",enrollment_x,0))/1000,1) * -1),\"\")","v":0},{"$f":"IFERROR(IF(AND(public,INDEX(program_conf_list,MATCH(Results!M$42,program_list,0))),\"\",\nSUMPRODUCT(OFFSET(INDEX(data,MATCH(M$42&portfolio&category&subcategory&IF(OR(M$42=\"A4\",M$42=\"A5\"),3,5)&system&wyear&daytype&VLOOKUP($E46,months,2,FALSE)&MATCH(1,INDIRECT(Lists!$E40&IF(OR(M$42=\"A4\",M$42=\"A5\"),\"_direct\",\"\")),0),data_key,0),$H$1),0,0,IF(OR(M$42=\"A4\",M$42=\"A5\"),3,5),1),\nOFFSET(INDEX(load_multipliers,MATCH(M$42&category&subcategory&year&VLOOKUP($E46,months,2,FALSE)&daytype&MATCH(1,INDIRECT(Lists!$E40&IF(OR(M$42=\"A4\",M$42=\"A5\"),\"_direct\",\"\")),0),load_multipliers_key,0),MATCH(\"impact_multiplier\",load_multipliers_x,0)),0,0,IF(OR(M$42=\"A4\",M$42=\"A5\"),3,5),1))/IF(OR(M$42=\"A4\",M$42=\"A5\"),3,5)\n* IF(result_type = \"Aggregate\", INDEX(enrollment, MATCH(M$42&category&subcategory&year&VLOOKUP($E46,months,2,FALSE),enrollment_key,0),MATCH(\"sites\",enrollment_x,0))/1000,1) * -1),\"\")","v":0}]
[null,null,null,null,"May",{"$f":"IFERROR(IF(AND(public,INDEX(program_conf_list,MATCH(Results!F$42,program_list,0))),\"\",\nSUMPRODUCT(OFFSET(INDEX(data,MATCH(F$42&portfolio&category&subcategory&IF(OR(F$42=\"A4\",F$42=\"A5\"),3,5)&system&wyear&daytype&VLOOKUP($E47,months,2,FALSE)&MATCH(1,INDIRECT(Lists!$E41&IF(OR(F$42=\"A4\",F$42=\"A5\"),\"_direct\",\"\")),0),data_key,0),$H$1),0,0,IF(OR(F$42=\"A4\",F$42=\"A5\"),3,5),1),\nOFFSET(INDEX(load_multipliers,MATCH(F$42&category&subcategory&year&VLOOKUP($E47,months,2,FALSE)&daytype&MATCH(1,INDIRECT(Lists!$E41&IF(OR(F$42=\"A4\",F$42=\"A5\"),\"_direct\",\"\")),0),load_multipliers_key,0),MATCH(\"impact_multiplier\",load_multipliers_x,0)),0,0,IF(OR(F$42=\"A4\",F$42=\"A5\"),3,5),1))/IF(OR(F$42=\"A4\",F$42=\"A5\"),3,5)\n* IF(result_type = \"Aggregate\", INDEX(enrollment, MATCH(F$42&category&subcategory&year&VLOOKUP($E47,months,2,FALSE),enrollment_key,0),MATCH(\"sites\",enrollment_x,0))/1000,1) * -1),\"\")","v":4.0116233726966017},{"$f":"IFERROR(IF(AND(public,INDEX(program_conf_list,MATCH(Results!G$42,program_list,0))),\"\",\nSUMPRODUCT(OFFSET(INDEX(data,MATCH(G$42&portfolio&category&subcategory&IF(OR(G$42=\"A4\",G$42=\"A5\"),3,5)&system&wyear&daytype&VLOOKUP($E47,months,2,FALSE)&MATCH(1,INDIRECT(Lists!$E41&IF(OR(G$42=\"A4\",G$42=\"A5\"),\"_direct\",\"\")),0),data_key,0),$H$1),0,0,IF(OR(G$42=\"A4\",G$42=\"A5\"),3,5),1),\nOFFSET(INDEX(load_multipliers,MATCH(G$42&category&subcategory&year&VLOOKUP($E47,months,2,FALSE)&daytype&MATCH(1,INDIRECT(Lists!$E41&IF(OR(G$42=\"A4\",G$42=\"A5\"),\"_direct\",\"\")),0),load_multipliers_key,0),MATCH(\"impact_multiplier\",load_multipliers_x,0)),0,0,IF(OR(G$42=\"A4\",G$42=\"A5\"),3,5),1))/IF(OR(G$42=\"A4\",G$42=\"A5\"),3,5)\n* IF(result_type = \"Aggregate\", INDEX(enrollment, MATCH(G$42&category&subcategory&year&VLOOKUP($E47,months,2,FALSE),enrollment_key,0),MATCH(\"sites\",enrollment_x,0))/1000,1) * -1),\"\")","v":""},{"$f":"IFERROR(IF(AND(public,INDEX(program_conf_list,MATCH(Results!H$42,program_list,0))),\"\",\nSUMPRODUCT(OFFSET(INDEX(data,MATCH(H$42&portfolio&category&subcategory&IF(OR(H$42=\"A4\",H$42=\"A5\"),3,5)&system&wyear&daytype&VLOOKUP($E47,months,2,FALSE)&MATCH(1,INDIRECT(Lists!$E41&IF(OR(H$42=\"A4\",H$42=\"A5\"),\"_direct\",\"\")),0),data_key,0),$H$1),0,0,IF(OR(H$42=\"A4\",H$42=\"A5\"),3,5),1),\nOFFSET(INDEX(load_multipliers,MATCH(H$42&category&subcategory&year&VLOOKUP($E47,months,2,FALSE)&daytype&MATCH(1,INDIRECT(Lists!$E41&IF(OR(H$42=\"A4\",H$42=\"A5\"),\"_direct\",\"\")),0),load_multipliers_key,0),MATCH(\"impact_multiplier\",load_multipliers_x,0)),0,0,IF(OR(H$42=\"A4\",H$42=\"A5\"),3,5),1))/IF(OR(H$42=\"A4\",H$42=\"A5\"),3,5)\n* IF(result_type = \"Aggregate\", INDEX(enrollment, MATCH(H$42&category&subcategory&year&VLOOKUP($E47,months,2,FALSE),enrollment_key,0),MATCH(\"sites\",enrollment_x,0))/1000,1) * -1),\"\")","v":0},{"$f":"IFERROR(IF(AND(public,INDEX(program_conf_list,MATCH(Results!I$42,program_list,0))),\"\",\nSUMPRODUCT(OFFSET(INDEX(data,MATCH(I$42&portfolio&category&subcategory&IF(OR(I$42=\"A4\",I$42=\"A5\"),3,5)&system&wyear&daytype&VLOOKUP($E47,months,2,FALSE)&MATCH(1,INDIRECT(Lists!$E41&IF(OR(I$42=\"A4\",I$42=\"A5\"),\"_direct\",\"\")),0),data_key,0),$H$1),0,0,IF(OR(I$42=\"A4\",I$42=\"A5\"),3,5),1),\nOFFSET(INDEX(load_multipliers,MATCH(I$42&category&subcategory&year&VLOOKUP($E47,months,2,FALSE)&daytype&MATCH(1,INDIRECT(Lists!$E41&IF(OR(I$42=\"A4\",I$42=\"A5\"),\"_direct\",\"\")),0),load_multipliers_key,0),MATCH(\"impact_multiplier\",load_multipliers_x,0)),0,0,IF(OR(I$42=\"A4\",I$42=\"A5\"),3,5),1))/IF(OR(I$42=\"A4\",I$42=\"A5\"),3,5)\n* IF(result_type = \"Aggregate\", INDEX(enrollment, MATCH(I$42&category&subcategory&year&VLOOKUP($E47,months,2,FALSE),enrollment_key,0),MATCH(\"sites\",enrollment_x,0))/1000,1) * -1),\"\")","v":""},{"$f":"IFERROR(IF(AND(public,INDEX(program_conf_list,MATCH(Results!J$42,program_list,0))),\"\",\nSUMPRODUCT(OFFSET(INDEX(data,MATCH(J$42&portfolio&category&subcategory&IF(OR(J$42=\"A4\",J$42=\"A5\"),3,5)&system&wyear&daytype&VLOOKUP($E47,months,2,FALSE)&MATCH(1,INDIRECT(Lists!$E41&IF(OR(J$42=\"A4\",J$42=\"A5\"),\"_direct\",\"\")),0),data_key,0),$H$1),0,0,IF(OR(J$42=\"A4\",J$42=\"A5\"),3,5),1),\nOFFSET(INDEX(load_multipliers,MATCH(J$42&category&subcategory&year&VLOOKUP($E47,months,2,FALSE)&daytype&MATCH(1,INDIRECT(Lists!$E41&IF(OR(J$42=\"A4\",J$42=\"A5\"),\"_direct\",\"\")),0),load_multipliers_key,0),MATCH(\"impact_multiplier\",load_multipliers_x,0)),0,0,IF(OR(J$42=\"A4\",J$42=\"A5\"),3,5),1))/IF(OR(J$42=\"A4\",J$42=\"A5\"),3,5)\n* IF(result_type = \"Aggregate\", INDEX(enrollment, MATCH(J$42&category&subcategory&year&VLOOKUP($E47,months,2,FALSE),enrollment_key,0),MATCH(\"sites\",enrollment_x,0))/1000,1) * -1),\"\")","v":20.41653083252907},{"$f":"IFERROR(IF(AND(public,INDEX(program_conf_list,MATCH(Results!K$42,program_list,0))),\"\",\nSUMPRODUCT(OFFSET(INDEX(data,MATCH(K$42&portfolio&category&subcategory&IF(OR(K$42=\"A4\",K$42=\"A5\"),3,5)&system&wyear&daytype&VLOOKUP($E47,months,2,FALSE)&MATCH(1,INDIRECT(Lists!$E41&IF(OR(K$42=\"A4\",K$42=\"A5\"),\"_direct\",\"\")),0),data_key,0),$H$1),0,0,IF(OR(K$42=\"A4\",K$42=\"A5\"),3,5),1),\nOFFSET(INDEX(load_multipliers,MATCH(K$42&category&subcategory&year&VLOOKUP($E47,months,2,FALSE)&daytype&MATCH(1,INDIRECT(Lists!$E41&IF(OR(K$42=\"A4\",K$42=\"A5\"),\"_direct\",\"\")),0),load_multipliers_key,0),MATCH(\"impact_multiplier\",load_multipliers_x,0)),0,0,IF(OR(K$42=\"A4\",K$42=\"A5\"),3,5),1))/IF(OR(K$42=\"A4\",K$42=\"A5\"),3,5)\n* IF(result_type = \"Aggregate\", INDEX(enrollment, MATCH(K$42&category&subcategory&year&VLOOKUP($E47,months,2,FALSE),enrollment_key,0),MATCH(\"sites\",enrollment_x,0))/1000,1) * -1),\"\")","v":5.6780307838197597E-3},{"$f":"IFERROR(IF(AND(public,INDEX(program_conf_list,MATCH(Results!L$42,program_list,0))),\"\",\nSUMPRODUCT(OFFSET(INDEX(data,MATCH(L$42&portfolio&category&subcategory&IF(OR(L$42=\"A4\",L$42=\"A5\"),3,5)&system&wyear&daytype&VLOOKUP($E47,months,2,FALSE)&MATCH(1,INDIRECT(Lists!$E41&IF(OR(L$42=\"A4\",L$42=\"A5\"),\"_direct\",\"\")),0),data_key,0),$H$1),0,0,IF(OR(L$42=\"A4\",L$42=\"A5\"),3,5),1),\nOFFSET(INDEX(load_multipliers,MATCH(L$42&category&subcategory&year&VLOOKUP($E47,months,2,FALSE)&daytype&MATCH(1,INDIRECT(Lists!$E41&IF(OR(L$42=\"A4\",L$42=\"A5\"),\"_direct\",\"\")),0),load_multipliers_key,0),MATCH(\"impact_multiplier\",load_multipliers_x,0)),0,0,IF(OR(L$42=\"A4\",L$42=\"A5\"),3,5),1))/IF(OR(L$42=\"A4\",L$42=\"A5\"),3,5)\n* IF(result_type = \"Aggregate\", INDEX(enrollment, MATCH(L$42&category&subcategory&year&VLOOKUP($E47,months,2,FALSE),enrollment_key,0),MATCH(\"sites\",enrollment_x,0))/1000,1) * -1),\"\")","v":0},{"$f":"IFERROR(IF(AND(public,INDEX(program_conf_list,MATCH(Results!M$42,program_list,0))),\"\",\nSUMPRODUCT(OFFSET(INDEX(data,MATCH(M$42&portfolio&category&subcategory&IF(OR(M$42=\"A4\",M$42=\"A5\"),3,5)&system&wyear&daytype&VLOOKUP($E47,months,2,FALSE)&MATCH(1,INDIRECT(Lists!$E41&IF(OR(M$42=\"A4\",M$42=\"A5\"),\"_direct\",\"\")),0),data_key,0),$H$1),0,0,IF(OR(M$42=\"A4\",M$42=\"A5\"),3,5),1),\nOFFSET(INDEX(load_multipliers,MATCH(M$42&category&subcategory&year&VLOOKUP($E47,months,2,FALSE)&daytype&MATCH(1,INDIRECT(Lists!$E41&IF(OR(M$42=\"A4\",M$42=\"A5\"),\"_direct\",\"\")),0),load_multipliers_key,0),MATCH(\"impact_multiplier\",load_multipliers_x,0)),0,0,IF(OR(M$42=\"A4\",M$42=\"A5\"),3,5),1))/IF(OR(M$42=\"A4\",M$42=\"A5\"),3,5)\n* IF(result_type = \"Aggregate\", INDEX(enrollment, MATCH(M$42&category&subcategory&year&VLOOKUP($E47,months,2,FALSE),enrollment_key,0),MATCH(\"sites\",enrollment_x,0))/1000,1) * -1),\"\")","v":16.317104911756218}]
[null,null,null,null,"June",{"$f":"IFERROR(IF(AND(public,INDEX(program_conf_list,MATCH(Results!F$42,program_list,0))),\"\",\nSUMPRODUCT(OFFSET(INDEX(data,MATCH(F$42&portfolio&category&subcategory&IF(OR(F$42=\"A4\",F$42=\"A5\"),3,5)&system&wyear&daytype&VLOOKUP($E48,months,2,FALSE)&MATCH(1,INDIRECT(Lists!$E42&IF(OR(F$42=\"A4\",F$42=\"A5\"),\"_direct\",\"\")),0),data_key,0),$H$1),0,0,IF(OR(F$42=\"A4\",F$42=\"A5\"),3,5),1),\nOFFSET(INDEX(load_multipliers,MATCH(F$42&category&subcategory&year&VLOOKUP($E48,months,2,FALSE)&daytype&MATCH(1,INDIRECT(Lists!$E42&IF(OR(F$42=\"A4\",F$42=\"A5\"),\"_direct\",\"\")),0),load_multipliers_key,0),MATCH(\"impact_multiplier\",load_multipliers_x,0)),0,0,IF(OR(F$42=\"A4\",F$42=\"A5\"),3,5),1))/IF(OR(F$42=\"A4\",F$42=\"A5\"),3,5)\n* IF(result_type = \"Aggregate\", INDEX(enrollment, MATCH(F$42&category&subcategory&year&VLOOKUP($E48,months,2,FALSE),enrollment_key,0),MATCH(\"sites\",enrollment_x,0))/1000,1) * -1),\"\")","v":4.4314991777441586},{"$f":"IFERROR(IF(AND(public,INDEX(program_conf_list,MATCH(Results!G$42,program_list,0))),\"\",\nSUMPRODUCT(OFFSET(INDEX(data,MATCH(G$42&portfolio&category&subcategory&IF(OR(G$42=\"A4\",G$42=\"A5\"),3,5)&system&wyear&daytype&VLOOKUP($E48,months,2,FALSE)&MATCH(1,INDIRECT(Lists!$E42&IF(OR(G$42=\"A4\",G$42=\"A5\"),\"_direct\",\"\")),0),data_key,0),$H$1),0,0,IF(OR(G$42=\"A4\",G$42=\"A5\"),3,5),1),\nOFFSET(INDEX(load_multipliers,MATCH(G$42&category&subcategory&year&VLOOKUP($E48,months,2,FALSE)&daytype&MATCH(1,INDIRECT(Lists!$E42&IF(OR(G$42=\"A4\",G$42=\"A5\"),\"_direct\",\"\")),0),load_multipliers_key,0),MATCH(\"impact_multiplier\",load_multipliers_x,0)),0,0,IF(OR(G$42=\"A4\",G$42=\"A5\"),3,5),1))/IF(OR(G$42=\"A4\",G$42=\"A5\"),3,5)\n* IF(result_type = \"Aggregate\", INDEX(enrollment, MATCH(G$42&category&subcategory&year&VLOOKUP($E48,months,2,FALSE),enrollment_key,0),MATCH(\"sites\",enrollment_x,0))/1000,1) * -1),\"\")","v":""},{"$f":"IFERROR(IF(AND(public,INDEX(program_conf_list,MATCH(Results!H$42,program_list,0))),\"\",\nSUMPRODUCT(OFFSET(INDEX(data,MATCH(H$42&portfolio&category&subcategory&IF(OR(H$42=\"A4\",H$42=\"A5\"),3,5)&system&wyear&daytype&VLOOKUP($E48,months,2,FALSE)&MATCH(1,INDIRECT(Lists!$E42&IF(OR(H$42=\"A4\",H$42=\"A5\"),\"_direct\",\"\")),0),data_key,0),$H$1),0,0,IF(OR(H$42=\"A4\",H$42=\"A5\"),3,5),1),\nOFFSET(INDEX(load_multipliers,MATCH(H$42&category&subcategory&year&VLOOKUP($E48,months,2,FALSE)&daytype&MATCH(1,INDIRECT(Lists!$E42&IF(OR(H$42=\"A4\",H$42=\"A5\"),\"_direct\",\"\")),0),load_multipliers_key,0),MATCH(\"impact_multiplier\",load_multipliers_x,0)),0,0,IF(OR(H$42=\"A4\",H$42=\"A5\"),3,5),1))/IF(OR(H$42=\"A4\",H$42=\"A5\"),3,5)\n* IF(result_type = \"Aggregate\", INDEX(enrollment, MATCH(H$42&category&subcategory&year&VLOOKUP($E48,months,2,FALSE),enrollment_key,0),MATCH(\"sites\",enrollment_x,0))/1000,1) * -1),\"\")","v":0},{"$f":"IFERROR(IF(AND(public,INDEX(program_conf_list,MATCH(Results!I$42,program_list,0))),\"\",\nSUMPRODUCT(OFFSET(INDEX(data,MATCH(I$42&portfolio&category&subcategory&IF(OR(I$42=\"A4\",I$42=\"A5\"),3,5)&system&wyear&daytype&VLOOKUP($E48,months,2,FALSE)&MATCH(1,INDIRECT(Lists!$E42&IF(OR(I$42=\"A4\",I$42=\"A5\"),\"_direct\",\"\")),0),data_key,0),$H$1),0,0,IF(OR(I$42=\"A4\",I$42=\"A5\"),3,5),1),\nOFFSET(INDEX(load_multipliers,MATCH(I$42&category&subcategory&year&VLOOKUP($E48,months,2,FALSE)&daytype&MATCH(1,INDIRECT(Lists!$E42&IF(OR(I$42=\"A4\",I$42=\"A5\"),\"_direct\",\"\")),0),load_multipliers_key,0),MATCH(\"impact_multiplier\",load_multipliers_x,0)),0,0,IF(OR(I$42=\"A4\",I$42=\"A5\"),3,5),1))/IF(OR(I$42=\"A4\",I$42=\"A5\"),3,5)\n* IF(result_type = \"Aggregate\", INDEX(enrollment, MATCH(I$42&category&subcategory&year&VLOOKUP($E48,months,2,FALSE),enrollment_key,0),MATCH(\"sites\",enrollment_x,0))/1000,1) * -1),\"\")","v":""},{"$f":"IFERROR(IF(AND(public,INDEX(program_conf_list,MATCH(Results!J$42,program_list,0))),\"\",\nSUMPRODUCT(OFFSET(INDEX(data,MATCH(J$42&portfolio&category&subcategory&IF(OR(J$42=\"A4\",J$42=\"A5\"),3,5)&system&wyear&daytype&VLOOKUP($E48,months,2,FALSE)&MATCH(1,INDIRECT(Lists!$E42&IF(OR(J$42=\"A4\",J$42=\"A5\"),\"_direct\",\"\")),0),data_key,0),$H$1),0,0,IF(OR(J$42=\"A4\",J$42=\"A5\"),3,5),1),\nOFFSET(INDEX(load_multipliers,MATCH(J$42&category&subcategory&year&VLOOKUP($E48,months,2,FALSE)&daytype&MATCH(1,INDIRECT(Lists!$E42&IF(OR(J$42=\"A4\",J$42=\"A5\"),\"_direct\",\"\")),0),load_multipliers_key,0),MATCH(\"impact_multiplier\",load_multipliers_x,0)),0,0,IF(OR(J$42=\"A4\",J$42=\"A5\"),3,5),1))/IF(OR(J$42=\"A4\",J$42=\"A5\"),3,5)\n* IF(result_type = \"Aggregate\", INDEX(enrollment, MATCH(J$42&category&subcategory&year&VLOOKUP($E48,months,2,FALSE),enrollment_key,0),MATCH(\"sites\",enrollment_x,0))/1000,1) * -1),\"\")","v":20.504115153551101},{"$f":"IFERROR(IF(AND(public,INDEX(program_conf_list,MATCH(Results!K$42,program_list,0))),\"\",\nSUMPRODUCT(OFFSET(INDEX(data,MATCH(K$42&portfolio&category&subcategory&IF(OR(K$42=\"A4\",K$42=\"A5\"),3,5)&system&wyear&daytype&VLOOKUP($E48,months,2,FALSE)&MATCH(1,INDIRECT(Lists!$E42&IF(OR(K$42=\"A4\",K$42=\"A5\"),\"_direct\",\"\")),0),data_key,0),$H$1),0,0,IF(OR(K$42=\"A4\",K$42=\"A5\"),3,5),1),\nOFFSET(INDEX(load_multipliers,MATCH(K$42&category&subcategory&year&VLOOKUP($E48,months,2,FALSE)&daytype&MATCH(1,INDIRECT(Lists!$E42&IF(OR(K$42=\"A4\",K$42=\"A5\"),\"_direct\",\"\")),0),load_multipliers_key,0),MATCH(\"impact_multiplier\",load_multipliers_x,0)),0,0,IF(OR(K$42=\"A4\",K$42=\"A5\"),3,5),1))/IF(OR(K$42=\"A4\",K$42=\"A5\"),3,5)\n* IF(result_type = \"Aggregate\", INDEX(enrollment, MATCH(K$42&category&subcategory&year&VLOOKUP($E48,months,2,FALSE),enrollment_key,0),MATCH(\"sites\",enrollment_x,0))/1000,1) * -1),\"\")","v":0.67610034043815725},{"$f":"IFERROR(IF(AND(public,INDEX(program_conf_list,MATCH(Results!L$42,program_list,0))),\"\",\nSUMPRODUCT(OFFSET(INDEX(data,MATCH(L$42&portfolio&category&subcategory&IF(OR(L$42=\"A4\",L$42=\"A5\"),3,5)&system&wyear&daytype&VLOOKUP($E48,months,2,FALSE)&MATCH(1,INDIRECT(Lists!$E42&IF(OR(L$42=\"A4\",L$42=\"A5\"),\"_direct\",\"\")),0),data_key,0),$H$1),0,0,IF(OR(L$42=\"A4\",L$42=\"A5\"),3,5),1),\nOFFSET(INDEX(load_multipliers,MATCH(L$42&category&subcategory&year&VLOOKUP($E48,months,2,FALSE)&daytype&MATCH(1,INDIRECT(Lists!$E42&IF(OR(L$42=\"A4\",L$42=\"A5\"),\"_direct\",\"\")),0),load_multipliers_key,0),MATCH(\"impact_multiplier\",load_multipliers_x,0)),0,0,IF(OR(L$42=\"A4\",L$42=\"A5\"),3,5),1))/IF(OR(L$42=\"A4\",L$42=\"A5\"),3,5)\n* IF(result_type = \"Aggregate\", INDEX(enrollment, MATCH(L$42&category&subcategory&year&VLOOKUP($E48,months,2,FALSE),enrollment_key,0),MATCH(\"sites\",enrollment_x,0))/1000,1) * -1),\"\")","v":1.9734139680374405},{"$f":"IFERROR(IF(AND(public,INDEX(program_conf_list,MATCH(Results!M$42,program_list,0))),\"\",\nSUMPRODUCT(OFFSET(INDEX(data,MATCH(M$42&portfolio&category&subcategory&IF(OR(M$42=\"A4\",M$42=\"A5\"),3,5)&system&wyear&daytype&VLOOKUP($E48,months,2,FALSE)&MATCH(1,INDIRECT(Lists!$E42&IF(OR(M$42=\"A4\",M$42=\"A5\"),\"_direct\",\"\")),0),data_key,0),$H$1),0,0,IF(OR(M$42=\"A4\",M$42=\"A5\"),3,5),1),\nOFFSET(INDEX(load_multipliers,MATCH(M$42&category&subcategory&year&VLOOKUP($E48,months,2,FALSE)&daytype&MATCH(1,INDIRECT(Lists!$E42&IF(OR(M$42=\"A4\",M$42=\"A5\"),\"_direct\",\"\")),0),load_multipliers_key,0),MATCH(\"impact_multiplier\",load_multipliers_x,0)),0,0,IF(OR(M$42=\"A4\",M$42=\"A5\"),3,5),1))/IF(OR(M$42=\"A4\",M$42=\"A5\"),3,5)\n* IF(result_type = \"Aggregate\", INDEX(enrollment, MATCH(M$42&category&subcategory&year&VLOOKUP($E48,months,2,FALSE),enrollment_key,0),MATCH(\"sites\",enrollment_x,0))/1000,1) * -1),\"\")","v":19.144438007081771}]
[null,null,null,null,"July",{"$f":"IFERROR(IF(AND(public,INDEX(program_conf_list,MATCH(Results!F$42,program_list,0))),\"\",\nSUMPRODUCT(OFFSET(INDEX(data,MATCH(F$42&portfolio&category&subcategory&IF(OR(F$42=\"A4\",F$42=\"A5\"),3,5)&system&wyear&daytype&VLOOKUP($E49,months,2,FALSE)&MATCH(1,INDIRECT(Lists!$E43&IF(OR(F$42=\"A4\",F$42=\"A5\"),\"_direct\",\"\")),0),data_key,0),$H$1),0,0,IF(OR(F$42=\"A4\",F$42=\"A5\"),3,5),1),\nOFFSET(INDEX(load_multipliers,MATCH(F$42&category&subcategory&year&VLOOKUP($E49,months,2,FALSE)&daytype&MATCH(1,INDIRECT(Lists!$E43&IF(OR(F$42=\"A4\",F$42=\"A5\"),\"_direct\",\"\")),0),load_multipliers_key,0),MATCH(\"impact_multiplier\",load_multipliers_x,0)),0,0,IF(OR(F$42=\"A4\",F$42=\"A5\"),3,5),1))/IF(OR(F$42=\"A4\",F$42=\"A5\"),3,5)\n* IF(result_type = \"Aggregate\", INDEX(enrollment, MATCH(F$42&category&subcategory&year&VLOOKUP($E49,months,2,FALSE),enrollment_key,0),MATCH(\"sites\",enrollment_x,0))/1000,1) * -1),\"\")","v":4.5138628825545188},{"$f":"IFERROR(IF(AND(public,INDEX(program_conf_list,MATCH(Results!G$42,program_list,0))),\"\",\nSUMPRODUCT(OFFSET(INDEX(data,MATCH(G$42&portfolio&category&subcategory&IF(OR(G$42=\"A4\",G$42=\"A5\"),3,5)&system&wyear&daytype&VLOOKUP($E49,months,2,FALSE)&MATCH(1,INDIRECT(Lists!$E43&IF(OR(G$42=\"A4\",G$42=\"A5\"),\"_direct\",\"\")),0),data_key,0),$H$1),0,0,IF(OR(G$42=\"A4\",G$42=\"A5\"),3,5),1),\nOFFSET(INDEX(load_multipliers,MATCH(G$42&category&subcategory&year&VLOOKUP($E49,months,2,FALSE)&daytype&MATCH(1,INDIRECT(Lists!$E43&IF(OR(G$42=\"A4\",G$42=\"A5\"),\"_direct\",\"\")),0),load_multipliers_key,0),MATCH(\"impact_multiplier\",load_multipliers_x,0)),0,0,IF(OR(G$42=\"A4\",G$42=\"A5\"),3,5),1))/IF(OR(G$42=\"A4\",G$42=\"A5\"),3,5)\n* IF(result_type = \"Aggregate\", INDEX(enrollment, MATCH(G$42&category&subcategory&year&VLOOKUP($E49,months,2,FALSE),enrollment_key,0),MATCH(\"sites\",enrollment_x,0))/1000,1) * -1),\"\")","v":""},{"$f":"IFERROR(IF(AND(public,INDEX(program_conf_list,MATCH(Results!H$42,program_list,0))),\"\",\nSUMPRODUCT(OFFSET(INDEX(data,MATCH(H$42&portfolio&category&subcategory&IF(OR(H$42=\"A4\",H$42=\"A5\"),3,5)&system&wyear&daytype&VLOOKUP($E49,months,2,FALSE)&MATCH(1,INDIRECT(Lists!$E43&IF(OR(H$42=\"A4\",H$42=\"A5\"),\"_direct\",\"\")),0),data_key,0),$H$1),0,0,IF(OR(H$42=\"A4\",H$42=\"A5\"),3,5),1),\nOFFSET(INDEX(load_multipliers,MATCH(H$42&category&subcategory&year&VLOOKUP($E49,months,2,FALSE)&daytype&MATCH(1,INDIRECT(Lists!$E43&IF(OR(H$42=\"A4\",H$42=\"A5\"),\"_direct\",\"\")),0),load_multipliers_key,0),MATCH(\"impact_multiplier\",load_multipliers_x,0)),0,0,IF(OR(H$42=\"A4\",H$42=\"A5\"),3,5),1))/IF(OR(H$42=\"A4\",H$42=\"A5\"),3,5)\n* IF(result_type = \"Aggregate\", INDEX(enrollment, MATCH(H$42&category&subcategory&year&VLOOKUP($E49,months,2,FALSE),enrollment_key,0),MATCH(\"sites\",enrollment_x,0))/1000,1) * -1),\"\")","v":0},{"$f":"IFERROR(IF(AND(public,INDEX(program_conf_list,MATCH(Results!I$42,program_list,0))),\"\",\nSUMPRODUCT(OFFSET(INDEX(data,MATCH(I$42&portfolio&category&subcategory&IF(OR(I$42=\"A4\",I$42=\"A5\"),3,5)&system&wyear&daytype&VLOOKUP($E49,months,2,FALSE)&MATCH(1,INDIRECT(Lists!$E43&IF(OR(I$42=\"A4\",I$42=\"A5\"),\"_direct\",\"\")),0),data_key,0),$H$1),0,0,IF(OR(I$42=\"A4\",I$42=\"A5\"),3,5),1),\nOFFSET(INDEX(load_multipliers,MATCH(I$42&category&subcategory&year&VLOOKUP($E49,months,2,FALSE)&daytype&MATCH(1,INDIRECT(Lists!$E43&IF(OR(I$42=\"A4\",I$42=\"A5\"),\"_direct\",\"\")),0),load_multipliers_key,0),MATCH(\"impact_multiplier\",load_multipliers_x,0)),0,0,IF(OR(I$42=\"A4\",I$42=\"A5\"),3,5),1))/IF(OR(I$42=\"A4\",I$42=\"A5\"),3,5)\n* IF(result_type = \"Aggregate\", INDEX(enrollment, MATCH(I$42&category&subcategory&year&VLOOKUP($E49,months,2,FALSE),enrollment_key,0),MATCH(\"sites\",enrollment_x,0))/1000,1) * -1),\"\")","v":""},{"$f":"IFERROR(IF(AND(public,INDEX(program_conf_list,MATCH(Results!J$42,program_list,0))),\"\",\nSUMPRODUCT(OFFSET(INDEX(data,MATCH(J$42&portfolio&category&subcategory&IF(OR(J$42=\"A4\",J$42=\"A5\"),3,5)&system&wyear&daytype&VLOOKUP($E49,months,2,FALSE)&MATCH(1,INDIRECT(Lists!$E43&IF(OR(J$42=\"A4\",J$42=\"A5\"),\"_direct\",\"\")),0),data_key,0),$H$1),0,0,IF(OR(J$42=\"A4\",J$42=\"A5\"),3,5),1),\nOFFSET(INDEX(load_multipliers,MATCH(J$42&category&subcategory&year&VLOOKUP($E49,months,2,FALSE)&daytype&MATCH(1,INDIRECT(Lists!$E43&IF(OR(J$42=\"A4\",J$42=\"A5\"),\"_direct\",\"\")),0),load_multipliers_key,0),MATCH(\"impact_multiplier\",load_multipliers_x,0)),0,0,IF(OR(J$42=\"A4\",J$42=\"A5\"),3,5),1))/IF(OR(J$42=\"A4\",J$42=\"A5\"),3,5)\n* IF(result_type = \"Aggregate\", INDEX(enrollment, MATCH(J$42&category&subcategory&year&VLOOKUP($E49,months,2,FALSE),enrollment_key,0),MATCH(\"sites\",enrollment_x,0))/1000,1) * -1),\"\")","v":20.873220506429671},{"$f":"IFERROR(IF(AND(public,INDEX(program_conf_list,MATCH(Results!K$42,program_list,0))),\"\",\nSUMPRODUCT(OFFSET(INDEX(data,MATCH(K$42&portfolio&category&subcategory&IF(OR(K$42=\"A4\",K$42=\"A5\"),3,5)&system&wyear&daytype&VLOOKUP($E49,months,2,FALSE)&MATCH(1,INDIRECT(Lists!$E43&IF(OR(K$42=\"A4\",K$42=\"A5\"),\"_direct\",\"\")),0),data_key,0),$H$1),0,0,IF(OR(K$42=\"A4\",K$42=\"A5\"),3,5),1),\nOFFSET(INDEX(load_multipliers,MATCH(K$42&category&subcategory&year&VLOOKUP($E49,months,2,FALSE)&daytype&MATCH(1,INDIRECT(Lists!$E43&IF(OR(K$42=\"A4\",K$42=\"A5\"),\"_direct\",\"\")),0),load_multipliers_key,0),MATCH(\"impact_multiplier\",load_multipliers_x,0)),0,0,IF(OR(K$42=\"A4\",K$42=\"A5\"),3,5),1))/IF(OR(K$42=\"A4\",K$42=\"A5\"),3,5)\n* IF(result_type = \"Aggregate\", INDEX(enrollment, MATCH(K$42&category&subcategory&year&VLOOKUP($E49,months,2,FALSE),enrollment_key,0),MATCH(\"sites\",enrollment_x,0))/1000,1) * -1),\"\")","v":0.68112857631481083},{"$f":"IFERROR(IF(AND(public,INDEX(program_conf_list,MATCH(Results!L$42,program_list,0))),\"\",\nSUMPRODUCT(OFFSET(INDEX(data,MATCH(L$42&portfolio&category&subcategory&IF(OR(L$42=\"A4\",L$42=\"A5\"),3,5)&system&wyear&daytype&VLOOKUP($E49,months,2,FALSE)&MATCH(1,INDIRECT(Lists!$E43&IF(OR(L$42=\"A4\",L$42=\"A5\"),\"_direct\",\"\")),0),data_key,0),$H$1),0,0,IF(OR(L$42=\"A4\",L$42=\"A5\"),3,5),1),\nOFFSET(INDEX(load_multipliers,MATCH(L$42&category&subcategory&year&VLOOKUP($E49,months,2,FALSE)&daytype&MATCH(1,INDIRECT(Lists!$E43&IF(OR(L$42=\"A4\",L$42=\"A5\"),\"_direct\",\"\")),0),load_multipliers_key,0),MATCH(\"impact_multiplier\",load_multipliers_x,0)),0,0,IF(OR(L$42=\"A4\",L$42=\"A5\"),3,5),1))/IF(OR(L$42=\"A4\",L$42=\"A5\"),3,5)\n* IF(result_type = \"Aggregate\", INDEX(enrollment, MATCH(L$42&category&subcategory&year&VLOOKUP($E49,months,2,FALSE),enrollment_key,0),MATCH(\"sites\",enrollment_x,0))/1000,1) * -1),\"\")","v":2.1271983633434979},{"$f":"IFERROR(IF(AND(public,INDEX(program_conf_list,MATCH(Results!M$42,program_list,0))),\"\",\nSUMPRODUCT(OFFSET(INDEX(data,MATCH(M$42&portfolio&category&subcategory&IF(OR(M$42=\"A4\",M$42=\"A5\"),3,5)&system&wyear&daytype&VLOOKUP($E49,months,2,FALSE)&MATCH(1,INDIRECT(Lists!$E43&IF(OR(M$42=\"A4\",M$42=\"A5\"),\"_direct\",\"\")),0),data_key,0),$H$1),0,0,IF(OR(M$42=\"A4\",M$42=\"A5\"),3,5),1),\nOFFSET(INDEX(load_multipliers,MATCH(M$42&category&subcategory&year&VLOOKUP($E49,months,2,FALSE)&daytype&MATCH(1,INDIRECT(Lists!$E43&IF(OR(M$42=\"A4\",M$42=\"A5\"),\"_direct\",\"\")),0),load_multipliers_key,0),MATCH(\"impact_multiplier\",load_multipliers_x,0)),0,0,IF(OR(M$42=\"A4\",M$42=\"A5\"),3,5),1))/IF(OR(M$42=\"A4\",M$42=\"A5\"),3,5)\n* IF(result_type = \"Aggregate\", INDEX(enrollment, MATCH(M$42&category&subcategory&year&VLOOKUP($E49,months,2,FALSE),enrollment_key,0),MATCH(\"sites\",enrollment_x,0))/1000,1) * -1),\"\")","v":19.606011003981063}]
[null,null,null,null,"August",{"$f":"IFERROR(IF(AND(public,INDEX(program_conf_list,MATCH(Results!F$42,program_list,0))),\"\",\nSUMPRODUCT(OFFSET(INDEX(data,MATCH(F$42&portfolio&category&subcategory&IF(OR(F$42=\"A4\",F$42=\"A5\"),3,5)&system&wyear&daytype&VLOOKUP($E50,months,2,FALSE)&MATCH(1,INDIRECT(Lists!$E44&IF(OR(F$42=\"A4\",F$42=\"A5\"),\"_direct\",\"\")),0),data_key,0),$H$1),0,0,IF(OR(F$42=\"A4\",F$42=\"A5\"),3,5),1),\nOFFSET(INDEX(load_multipliers,MATCH(F$42&category&subcategory&year&VLOOKUP($E50,months,2,FALSE)&daytype&MATCH(1,INDIRECT(Lists!$E44&IF(OR(F$42=\"A4\",F$42=\"A5\"),\"_direct\",\"\")),0),load_multipliers_key,0),MATCH(\"impact_multiplier\",load_multipliers_x,0)),0,0,IF(OR(F$42=\"A4\",F$42=\"A5\"),3,5),1))/IF(OR(F$42=\"A4\",F$42=\"A5\"),3,5)\n* IF(result_type = \"Aggregate\", INDEX(enrollment, MATCH(F$42&category&subcategory&year&VLOOKUP($E50,months,2,FALSE),enrollment_key,0),MATCH(\"sites\",enrollment_x,0))/1000,1) * -1),\"\")","v":4.5551917472277124},{"$f":"IFERROR(IF(AND(public,INDEX(program_conf_list,MATCH(Results!G$42,program_list,0))),\"\",\nSUMPRODUCT(OFFSET(INDEX(data,MATCH(G$42&portfolio&category&subcategory&IF(OR(G$42=\"A4\",G$42=\"A5\"),3,5)&system&wyear&daytype&VLOOKUP($E50,months,2,FALSE)&MATCH(1,INDIRECT(Lists!$E44&IF(OR(G$42=\"A4\",G$42=\"A5\"),\"_direct\",\"\")),0),data_key,0),$H$1),0,0,IF(OR(G$42=\"A4\",G$42=\"A5\"),3,5),1),\nOFFSET(INDEX(load_multipliers,MATCH(G$42&category&subcategory&year&VLOOKUP($E50,months,2,FALSE)&daytype&MATCH(1,INDIRECT(Lists!$E44&IF(OR(G$42=\"A4\",G$42=\"A5\"),\"_direct\",\"\")),0),load_multipliers_key,0),MATCH(\"impact_multiplier\",load_multipliers_x,0)),0,0,IF(OR(G$42=\"A4\",G$42=\"A5\"),3,5),1))/IF(OR(G$42=\"A4\",G$42=\"A5\"),3,5)\n* IF(result_type = \"Aggregate\", INDEX(enrollment, MATCH(G$42&category&subcategory&year&VLOOKUP($E50,months,2,FALSE),enrollment_key,0),MATCH(\"sites\",enrollment_x,0))/1000,1) * -1),\"\")","v":""},{"$f":"IFERROR(IF(AND(public,INDEX(program_conf_list,MATCH(Results!H$42,program_list,0))),\"\",\nSUMPRODUCT(OFFSET(INDEX(data,MATCH(H$42&portfolio&category&subcategory&IF(OR(H$42=\"A4\",H$42=\"A5\"),3,5)&system&wyear&daytype&VLOOKUP($E50,months,2,FALSE)&MATCH(1,INDIRECT(Lists!$E44&IF(OR(H$42=\"A4\",H$42=\"A5\"),\"_direct\",\"\")),0),data_key,0),$H$1),0,0,IF(OR(H$42=\"A4\",H$42=\"A5\"),3,5),1),\nOFFSET(INDEX(load_multipliers,MATCH(H$42&category&subcategory&year&VLOOKUP($E50,months,2,FALSE)&daytype&MATCH(1,INDIRECT(Lists!$E44&IF(OR(H$42=\"A4\",H$42=\"A5\"),\"_direct\",\"\")),0),load_multipliers_key,0),MATCH(\"impact_multiplier\",load_multipliers_x,0)),0,0,IF(OR(H$42=\"A4\",H$42=\"A5\"),3,5),1))/IF(OR(H$42=\"A4\",H$42=\"A5\"),3,5)\n* IF(result_type = \"Aggregate\", INDEX(enrollment, MATCH(H$42&category&subcategory&year&VLOOKUP($E50,months,2,FALSE),enrollment_key,0),MATCH(\"sites\",enrollment_x,0))/1000,1) * -1),\"\")","v":0},{"$f":"IFERROR(IF(AND(public,INDEX(program_conf_list,MATCH(Results!I$42,program_list,0))),\"\",\nSUMPRODUCT(OFFSET(INDEX(data,MATCH(I$42&portfolio&category&subcategory&IF(OR(I$42=\"A4\",I$42=\"A5\"),3,5)&system&wyear&daytype&VLOOKUP($E50,months,2,FALSE)&MATCH(1,INDIRECT(Lists!$E44&IF(OR(I$42=\"A4\",I$42=\"A5\"),\"_direct\",\"\")),0),data_key,0),$H$1),0,0,IF(OR(I$42=\"A4\",I$42=\"A5\"),3,5),1),\nOFFSET(INDEX(load_multipliers,MATCH(I$42&category&subcategory&year&VLOOKUP($E50,months,2,FALSE)&daytype&MATCH(1,INDIRECT(Lists!$E44&IF(OR(I$42=\"A4\",I$42=\"A5\"),\"_direct\",\"\")),0),load_multipliers_key,0),MATCH(\"impact_multiplier\",load_multipliers_x,0)),0,0,IF(OR(I$42=\"A4\",I$42=\"A5\"),3,5),1))/IF(OR(I$42=\"A4\",I$42=\"A5\"),3,5)\n* IF(result_type = \"Aggregate\", INDEX(enrollment, MATCH(I$42&category&subcategory&year&VLOOKUP($E50,months,2,FALSE),enrollment_key,0),MATCH(\"sites\",enrollment_x,0))/1000,1) * -1),\"\")","v":""},{"$f":"IFERROR(IF(AND(public,INDEX(program_conf_list,MATCH(Results!J$42,program_list,0))),\"\",\nSUMPRODUCT(OFFSET(INDEX(data,MATCH(J$42&portfolio&category&subcategory&IF(OR(J$42=\"A4\",J$42=\"A5\"),3,5)&system&wyear&daytype&VLOOKUP($E50,months,2,FALSE)&MATCH(1,INDIRECT(Lists!$E44&IF(OR(J$42=\"A4\",J$42=\"A5\"),\"_direct\",\"\")),0),data_key,0),$H$1),0,0,IF(OR(J$42=\"A4\",J$42=\"A5\"),3,5),1),\nOFFSET(INDEX(load_multipliers,MATCH(J$42&category&subcategory&year&VLOOKUP($E50,months,2,FALSE)&daytype&MATCH(1,INDIRECT(Lists!$E44&IF(OR(J$42=\"A4\",J$42=\"A5\"),\"_direct\",\"\")),0),load_multipliers_key,0),MATCH(\"impact_multiplier\",load_multipliers_x,0)),0,0,IF(OR(J$42=\"A4\",J$42=\"A5\"),3,5),1))/IF(OR(J$42=\"A4\",J$42=\"A5\"),3,5)\n* IF(result_type = \"Aggregate\", INDEX(enrollment, MATCH(J$42&category&subcategory&year&VLOOKUP($E50,months,2,FALSE),enrollment_key,0),MATCH(\"sites\",enrollment_x,0))/1000,1) * -1),\"\")","v":20.388378729343415},{"$f":"IFERROR(IF(AND(public,INDEX(program_conf_list,MATCH(Results!K$42,program_list,0))),\"\",\nSUMPRODUCT(OFFSET(INDEX(data,MATCH(K$42&portfolio&category&subcategory&IF(OR(K$42=\"A4\",K$42=\"A5\"),3,5)&system&wyear&daytype&VLOOKUP($E50,months,2,FALSE)&MATCH(1,INDIRECT(Lists!$E44&IF(OR(K$42=\"A4\",K$42=\"A5\"),\"_direct\",\"\")),0),data_key,0),$H$1),0,0,IF(OR(K$42=\"A4\",K$42=\"A5\"),3,5),1),\nOFFSET(INDEX(load_multipliers,MATCH(K$42&category&subcategory&year&VLOOKUP($E50,months,2,FALSE)&daytype&MATCH(1,INDIRECT(Lists!$E44&IF(OR(K$42=\"A4\",K$42=\"A5\"),\"_direct\",\"\")),0),load_multipliers_key,0),MATCH(\"impact_multiplier\",load_multipliers_x,0)),0,0,IF(OR(K$42=\"A4\",K$42=\"A5\"),3,5),1))/IF(OR(K$42=\"A4\",K$42=\"A5\"),3,5)\n* IF(result_type = \"Aggregate\", INDEX(enrollment, MATCH(K$42&category&subcategory&year&VLOOKUP($E50,months,2,FALSE),enrollment_key,0),MATCH(\"sites\",enrollment_x,0))/1000,1) * -1),\"\")","v":0.73605642370605906},{"$f":"IFERROR(IF(AND(public,INDEX(program_conf_list,MATCH(Results!L$42,program_list,0))),\"\",\nSUMPRODUCT(OFFSET(INDEX(data,MATCH(L$42&portfolio&category&subcategory&IF(OR(L$42=\"A4\",L$42=\"A5\"),3,5)&system&wyear&daytype&VLOOKUP($E50,months,2,FALSE)&MATCH(1,INDIRECT(Lists!$E44&IF(OR(L$42=\"A4\",L$42=\"A5\"),\"_direct\",\"\")),0),data_key,0),$H$1),0,0,IF(OR(L$42=\"A4\",L$42=\"A5\"),3,5),1),\nOFFSET(INDEX(load_multipliers,MATCH(L$42&category&subcategory&year&VLOOKUP($E50,months,2,FALSE)&daytype&MATCH(1,INDIRECT(Lists!$E44&IF(OR(L$42=\"A4\",L$42=\"A5\"),\"_direct\",\"\")),0),load_multipliers_key,0),MATCH(\"impact_multiplier\",load_multipliers_x,0)),0,0,IF(OR(L$42=\"A4\",L$42=\"A5\"),3,5),1))/IF(OR(L$42=\"A4\",L$42=\"A5\"),3,5)\n* IF(result_type = \"Aggregate\", INDEX(enrollment, MATCH(L$42&category&subcategory&year&VLOOKUP($E50,months,2,FALSE),enrollment_key,0),MATCH(\"sites\",enrollment_x,0))/1000,1) * -1),\"\")","v":2.156143419849033},{"$f":"IFERROR(IF(AND(public,INDEX(program_conf_list,MATCH(Results!M$42,program_list,0))),\"\",\nSUMPRODUCT(OFFSET(INDEX(data,MATCH(M$42&portfolio&category&subcategory&IF(OR(M$42=\"A4\",M$42=\"A5\"),3,5)&system&wyear&daytype&VLOOKUP($E50,months,2,FALSE)&MATCH(1,INDIRECT(Lists!$E44&IF(OR(M$42=\"A4\",M$42=\"A5\"),\"_direct\",\"\")),0),data_key,0),$H$1),0,0,IF(OR(M$42=\"A4\",M$42=\"A5\"),3,5),1),\nOFFSET(INDEX(load_multipliers,MATCH(M$42&category&subcategory&year&VLOOKUP($E50,months,2,FALSE)&daytype&MATCH(1,INDIRECT(Lists!$E44&IF(OR(M$42=\"A4\",M$42=\"A5\"),\"_direct\",\"\")),0),load_multipliers_key,0),MATCH(\"impact_multiplier\",load_multipliers_x,0)),0,0,IF(OR(M$42=\"A4\",M$42=\"A5\"),3,5),1))/IF(OR(M$42=\"A4\",M$42=\"A5\"),3,5)\n* IF(result_type = \"Aggregate\", INDEX(enrollment, MATCH(M$42&category&subcategory&year&VLOOKUP($E50,months,2,FALSE),enrollment_key,0),MATCH(\"sites\",enrollment_x,0))/1000,1) * -1),\"\")","v":19.426689063658014}]
[null,null,null,null,"September",{"$f":"IFERROR(IF(AND(public,INDEX(program_conf_list,MATCH(Results!F$42,program_list,0))),\"\",\nSUMPRODUCT(OFFSET(INDEX(data,MATCH(F$42&portfolio&category&subcategory&IF(OR(F$42=\"A4\",F$42=\"A5\"),3,5)&system&wyear&daytype&VLOOKUP($E51,months,2,FALSE)&MATCH(1,INDIRECT(Lists!$E45&IF(OR(F$42=\"A4\",F$42=\"A5\"),\"_direct\",\"\")),0),data_key,0),$H$1),0,0,IF(OR(F$42=\"A4\",F$42=\"A5\"),3,5),1),\nOFFSET(INDEX(load_multipliers,MATCH(F$42&category&subcategory&year&VLOOKUP($E51,months,2,FALSE)&daytype&MATCH(1,INDIRECT(Lists!$E45&IF(OR(F$42=\"A4\",F$42=\"A5\"),\"_direct\",\"\")),0),load_multipliers_key,0),MATCH(\"impact_multiplier\",load_multipliers_x,0)),0,0,IF(OR(F$42=\"A4\",F$42=\"A5\"),3,5),1))/IF(OR(F$42=\"A4\",F$42=\"A5\"),3,5)\n* IF(result_type = \"Aggregate\", INDEX(enrollment, MATCH(F$42&category&subcategory&year&VLOOKUP($E51,months,2,FALSE),enrollment_key,0),MATCH(\"sites\",enrollment_x,0))/1000,1) * -1),\"\")","v":4.5746365762297518},{"$f":"IFERROR(IF(AND(public,INDEX(program_conf_list,MATCH(Results!G$42,program_list,0))),\"\",\nSUMPRODUCT(OFFSET(INDEX(data,MATCH(G$42&portfolio&category&subcategory&IF(OR(G$42=\"A4\",G$42=\"A5\"),3,5)&system&wyear&daytype&VLOOKUP($E51,months,2,FALSE)&MATCH(1,INDIRECT(Lists!$E45&IF(OR(G$42=\"A4\",G$42=\"A5\"),\"_direct\",\"\")),0),data_key,0),$H$1),0,0,IF(OR(G$42=\"A4\",G$42=\"A5\"),3,5),1),\nOFFSET(INDEX(load_multipliers,MATCH(G$42&category&subcategory&year&VLOOKUP($E51,months,2,FALSE)&daytype&MATCH(1,INDIRECT(Lists!$E45&IF(OR(G$42=\"A4\",G$42=\"A5\"),\"_direct\",\"\")),0),load_multipliers_key,0),MATCH(\"impact_multiplier\",load_multipliers_x,0)),0,0,IF(OR(G$42=\"A4\",G$42=\"A5\"),3,5),1))/IF(OR(G$42=\"A4\",G$42=\"A5\"),3,5)\n* IF(result_type = \"Aggregate\", INDEX(enrollment, MATCH(G$42&category&subcategory&year&VLOOKUP($E51,months,2,FALSE),enrollment_key,0),MATCH(\"sites\",enrollment_x,0))/1000,1) * -1),\"\")","v":""},{"$f":"IFERROR(IF(AND(public,INDEX(program_conf_list,MATCH(Results!H$42,program_list,0))),\"\",\nSUMPRODUCT(OFFSET(INDEX(data,MATCH(H$42&portfolio&category&subcategory&IF(OR(H$42=\"A4\",H$42=\"A5\"),3,5)&system&wyear&daytype&VLOOKUP($E51,months,2,FALSE)&MATCH(1,INDIRECT(Lists!$E45&IF(OR(H$42=\"A4\",H$42=\"A5\"),\"_direct\",\"\")),0),data_key,0),$H$1),0,0,IF(OR(H$42=\"A4\",H$42=\"A5\"),3,5),1),\nOFFSET(INDEX(load_multipliers,MATCH(H$42&category&subcategory&year&VLOOKUP($E51,months,2,FALSE)&daytype&MATCH(1,INDIRECT(Lists!$E45&IF(OR(H$42=\"A4\",H$42=\"A5\"),\"_direct\",\"\")),0),load_multipliers_key,0),MATCH(\"impact_multiplier\",load_multipliers_x,0)),0,0,IF(OR(H$42=\"A4\",H$42=\"A5\"),3,5),1))/IF(OR(H$42=\"A4\",H$42=\"A5\"),3,5)\n* IF(result_type = \"Aggregate\", INDEX(enrollment, MATCH(H$42&category&subcategory&year&VLOOKUP($E51,months,2,FALSE),enrollment_key,0),MATCH(\"sites\",enrollment_x,0))/1000,1) * -1),\"\")","v":0},{"$f":"IFERROR(IF(AND(public,INDEX(program_conf_list,MATCH(Results!I$42,program_list,0))),\"\",\nSUMPRODUCT(OFFSET(INDEX(data,MATCH(I$42&portfolio&category&subcategory&IF(OR(I$42=\"A4\",I$42=\"A5\"),3,5)&system&wyear&daytype&VLOOKUP($E51,months,2,FALSE)&MATCH(1,INDIRECT(Lists!$E45&IF(OR(I$42=\"A4\",I$42=\"A5\"),\"_direct\",\"\")),0),data_key,0),$H$1),0,0,IF(OR(I$42=\"A4\",I$42=\"A5\"),3,5),1),\nOFFSET(INDEX(load_multipliers,MATCH(I$42&category&subcategory&year&VLOOKUP($E51,months,2,FALSE)&daytype&MATCH(1,INDIRECT(Lists!$E45&IF(OR(I$42=\"A4\",I$42=\"A5\"),\"_direct\",\"\")),0),load_multipliers_key,0),MATCH(\"impact_multiplier\",load_multipliers_x,0)),0,0,IF(OR(I$42=\"A4\",I$42=\"A5\"),3,5),1))/IF(OR(I$42=\"A4\",I$42=\"A5\"),3,5)\n* IF(result_type = \"Aggregate\", INDEX(enrollment, MATCH(I$42&category&subcategory&year&VLOOKUP($E51,months,2,FALSE),enrollment_key,0),MATCH(\"sites\",enrollment_x,0))/1000,1) * -1),\"\")","v":""},{"$f":"IFERROR(IF(AND(public,INDEX(program_conf_list,MATCH(Results!J$42,program_list,0))),\"\",\nSUMPRODUCT(OFFSET(INDEX(data,MATCH(J$42&portfolio&category&subcategory&IF(OR(J$42=\"A4\",J$42=\"A5\"),3,5)&system&wyear&daytype&VLOOKUP($E51,months,2,FALSE)&MATCH(1,INDIRECT(Lists!$E45&IF(OR(J$42=\"A4\",J$42=\"A5\"),\"_direct\",\"\")),0),data_key,0),$H$1),0,0,IF(OR(J$42=\"A4\",J$42=\"A5\"),3,5),1),\nOFFSET(INDEX(load_multipliers,MATCH(J$42&category&subcategory&year&VLOOKUP($E51,months,2,FALSE)&daytype&MATCH(1,INDIRECT(Lists!$E45&IF(OR(J$42=\"A4\",J$42=\"A5\"),\"_direct\",\"\")),0),load_multipliers_key,0),MATCH(\"impact_multiplier\",load_multipliers_x,0)),0,0,IF(OR(J$42=\"A4\",J$42=\"A5\"),3,5),1))/IF(OR(J$42=\"A4\",J$42=\"A5\"),3,5)\n* IF(result_type = \"Aggregate\", INDEX(enrollment, MATCH(J$42&category&subcategory&year&VLOOKUP($E51,months,2,FALSE),enrollment_key,0),MATCH(\"sites\",enrollment_x,0))/1000,1) * -1),\"\")","v":20.407146798133851},{"$f":"IFERROR(IF(AND(public,INDEX(program_conf_list,MATCH(Results!K$42,program_list,0))),\"\",\nSUMPRODUCT(OFFSET(INDEX(data,MATCH(K$42&portfolio&category&subcategory&IF(OR(K$42=\"A4\",K$42=\"A5\"),3,5)&system&wyear&daytype&VLOOKUP($E51,months,2,FALSE)&MATCH(1,INDIRECT(Lists!$E45&IF(OR(K$42=\"A4\",K$42=\"A5\"),\"_direct\",\"\")),0),data_key,0),$H$1),0,0,IF(OR(K$42=\"A4\",K$42=\"A5\"),3,5),1),\nOFFSET(INDEX(load_multipliers,MATCH(K$42&category&subcategory&year&VLOOKUP($E51,months,2,FALSE)&daytype&MATCH(1,INDIRECT(Lists!$E45&IF(OR(K$42=\"A4\",K$42=\"A5\"),\"_direct\",\"\")),0),load_multipliers_key,0),MATCH(\"impact_multiplier\",load_multipliers_x,0)),0,0,IF(OR(K$42=\"A4\",K$42=\"A5\"),3,5),1))/IF(OR(K$42=\"A4\",K$42=\"A5\"),3,5)\n* IF(result_type = \"Aggregate\", INDEX(enrollment, MATCH(K$42&category&subcategory&year&VLOOKUP($E51,months,2,FALSE),enrollment_key,0),MATCH(\"sites\",enrollment_x,0))/1000,1) * -1),\"\")","v":0.74090157236539322},{"$f":"IFERROR(IF(AND(public,INDEX(program_conf_list,MATCH(Results!L$42,program_list,0))),\"\",\nSUMPRODUCT(OFFSET(INDEX(data,MATCH(L$42&portfolio&category&subcategory&IF(OR(L$42=\"A4\",L$42=\"A5\"),3,5)&system&wyear&daytype&VLOOKUP($E51,months,2,FALSE)&MATCH(1,INDIRECT(Lists!$E45&IF(OR(L$42=\"A4\",L$42=\"A5\"),\"_direct\",\"\")),0),data_key,0),$H$1),0,0,IF(OR(L$42=\"A4\",L$42=\"A5\"),3,5),1),\nOFFSET(INDEX(load_multipliers,MATCH(L$42&category&subcategory&year&VLOOKUP($E51,months,2,FALSE)&daytype&MATCH(1,INDIRECT(Lists!$E45&IF(OR(L$42=\"A4\",L$42=\"A5\"),\"_direct\",\"\")),0),load_multipliers_key,0),MATCH(\"impact_multiplier\",load_multipliers_x,0)),0,0,IF(OR(L$42=\"A4\",L$42=\"A5\"),3,5),1))/IF(OR(L$42=\"A4\",L$42=\"A5\"),3,5)\n* IF(result_type = \"Aggregate\", INDEX(enrollment, MATCH(L$42&category&subcategory&year&VLOOKUP($E51,months,2,FALSE),enrollment_key,0),MATCH(\"sites\",enrollment_x,0))/1000,1) * -1),\"\")","v":2.1181173898235781},{"$f":"IFERROR(IF(AND(public,INDEX(program_conf_list,MATCH(Results!M$42,program_list,0))),\"\",\nSUMPRODUCT(OFFSET(INDEX(data,MATCH(M$42&portfolio&category&subcategory&IF(OR(M$42=\"A4\",M$42=\"A5\"),3,5)&system&wyear&daytype&VLOOKUP($E51,months,2,FALSE)&MATCH(1,INDIRECT(Lists!$E45&IF(OR(M$42=\"A4\",M$42=\"A5\"),\"_direct\",\"\")),0),data_key,0),$H$1),0,0,IF(OR(M$42=\"A4\",M$42=\"A5\"),3,5),1),\nOFFSET(INDEX(load_multipliers,MATCH(M$42&category&subcategory&year&VLOOKUP($E51,months,2,FALSE)&daytype&MATCH(1,INDIRECT(Lists!$E45&IF(OR(M$42=\"A4\",M$42=\"A5\"),\"_direct\",\"\")),0),load_multipliers_key,0),MATCH(\"impact_multiplier\",load_multipliers_x,0)),0,0,IF(OR(M$42=\"A4\",M$42=\"A5\"),3,5),1))/IF(OR(M$42=\"A4\",M$42=\"A5\"),3,5)\n* IF(result_type = \"Aggregate\", INDEX(enrollment, MATCH(M$42&category&subcategory&year&VLOOKUP($E51,months,2,FALSE),enrollment_key,0),MATCH(\"sites\",enrollment_x,0))/1000,1) * -1),\"\")","v":19.422259562301718}]
[null,null,null,null,"October",{"$f":"IFERROR(IF(AND(public,INDEX(program_conf_list,MATCH(Results!F$42,program_list,0))),\"\",\nSUMPRODUCT(OFFSET(INDEX(data,MATCH(F$42&portfolio&category&subcategory&IF(OR(F$42=\"A4\",F$42=\"A5\"),3,5)&system&wyear&daytype&VLOOKUP($E52,months,2,FALSE)&MATCH(1,INDIRECT(Lists!$E46&IF(OR(F$42=\"A4\",F$42=\"A5\"),\"_direct\",\"\")),0),data_key,0),$H$1),0,0,IF(OR(F$42=\"A4\",F$42=\"A5\"),3,5),1),\nOFFSET(INDEX(load_multipliers,MATCH(F$42&category&subcategory&year&VLOOKUP($E52,months,2,FALSE)&daytype&MATCH(1,INDIRECT(Lists!$E46&IF(OR(F$42=\"A4\",F$42=\"A5\"),\"_direct\",\"\")),0),load_multipliers_key,0),MATCH(\"impact_multiplier\",load_multipliers_x,0)),0,0,IF(OR(F$42=\"A4\",F$42=\"A5\"),3,5),1))/IF(OR(F$42=\"A4\",F$42=\"A5\"),3,5)\n* IF(result_type = \"Aggregate\", INDEX(enrollment, MATCH(F$42&category&subcategory&year&VLOOKUP($E52,months,2,FALSE),enrollment_key,0),MATCH(\"sites\",enrollment_x,0))/1000,1) * -1),\"\")","v":4.1538014737578122},{"$f":"IFERROR(IF(AND(public,INDEX(program_conf_list,MATCH(Results!G$42,program_list,0))),\"\",\nSUMPRODUCT(OFFSET(INDEX(data,MATCH(G$42&portfolio&category&subcategory&IF(OR(G$42=\"A4\",G$42=\"A5\"),3,5)&system&wyear&daytype&VLOOKUP($E52,months,2,FALSE)&MATCH(1,INDIRECT(Lists!$E46&IF(OR(G$42=\"A4\",G$42=\"A5\"),\"_direct\",\"\")),0),data_key,0),$H$1),0,0,IF(OR(G$42=\"A4\",G$42=\"A5\"),3,5),1),\nOFFSET(INDEX(load_multipliers,MATCH(G$42&category&subcategory&year&VLOOKUP($E52,months,2,FALSE)&daytype&MATCH(1,INDIRECT(Lists!$E46&IF(OR(G$42=\"A4\",G$42=\"A5\"),\"_direct\",\"\")),0),load_multipliers_key,0),MATCH(\"impact_multiplier\",load_multipliers_x,0)),0,0,IF(OR(G$42=\"A4\",G$42=\"A5\"),3,5),1))/IF(OR(G$42=\"A4\",G$42=\"A5\"),3,5)\n* IF(result_type = \"Aggregate\", INDEX(enrollment, MATCH(G$42&category&subcategory&year&VLOOKUP($E52,months,2,FALSE),enrollment_key,0),MATCH(\"sites\",enrollment_x,0))/1000,1) * -1),\"\")","v":""},{"$f":"IFERROR(IF(AND(public,INDEX(program_conf_list,MATCH(Results!H$42,program_list,0))),\"\",\nSUMPRODUCT(OFFSET(INDEX(data,MATCH(H$42&portfolio&category&subcategory&IF(OR(H$42=\"A4\",H$42=\"A5\"),3,5)&system&wyear&daytype&VLOOKUP($E52,months,2,FALSE)&MATCH(1,INDIRECT(Lists!$E46&IF(OR(H$42=\"A4\",H$42=\"A5\"),\"_direct\",\"\")),0),data_key,0),$H$1),0,0,IF(OR(H$42=\"A4\",H$42=\"A5\"),3,5),1),\nOFFSET(INDEX(load_multipliers,MATCH(H$42&category&subcategory&year&VLOOKUP($E52,months,2,FALSE)&daytype&MATCH(1,INDIRECT(Lists!$E46&IF(OR(H$42=\"A4\",H$42=\"A5\"),\"_direct\",\"\")),0),load_multipliers_key,0),MATCH(\"impact_multiplier\",load_multipliers_x,0)),0,0,IF(OR(H$42=\"A4\",H$42=\"A5\"),3,5),1))/IF(OR(H$42=\"A4\",H$42=\"A5\"),3,5)\n* IF(result_type = \"Aggregate\", INDEX(enrollment, MATCH(H$42&category&subcategory&year&VLOOKUP($E52,months,2,FALSE),enrollment_key,0),MATCH(\"sites\",enrollment_x,0))/1000,1) * -1),\"\")","v":0},{"$f":"IFERROR(IF(AND(public,INDEX(program_conf_list,MATCH(Results!I$42,program_list,0))),\"\",\nSUMPRODUCT(OFFSET(INDEX(data,MATCH(I$42&portfolio&category&subcategory&IF(OR(I$42=\"A4\",I$42=\"A5\"),3,5)&system&wyear&daytype&VLOOKUP($E52,months,2,FALSE)&MATCH(1,INDIRECT(Lists!$E46&IF(OR(I$42=\"A4\",I$42=\"A5\"),\"_direct\",\"\")),0),data_key,0),$H$1),0,0,IF(OR(I$42=\"A4\",I$42=\"A5\"),3,5),1),\nOFFSET(INDEX(load_multipliers,MATCH(I$42&category&subcategory&year&VLOOKUP($E52,months,2,FALSE)&daytype&MATCH(1,INDIRECT(Lists!$E46&IF(OR(I$42=\"A4\",I$42=\"A5\"),\"_direct\",\"\")),0),load_multipliers_key,0),MATCH(\"impact_multiplier\",load_multipliers_x,0)),0,0,IF(OR(I$42=\"A4\",I$42=\"A5\"),3,5),1))/IF(OR(I$42=\"A4\",I$42=\"A5\"),3,5)\n* IF(result_type = \"Aggregate\", INDEX(enrollment, MATCH(I$42&category&subcategory&year&VLOOKUP($E52,months,2,FALSE),enrollment_key,0),MATCH(\"sites\",enrollment_x,0))/1000,1) * -1),\"\")","v":""},{"$f":"IFERROR(IF(AND(public,INDEX(program_conf_list,MATCH(Results!J$42,program_list,0))),\"\",\nSUMPRODUCT(OFFSET(INDEX(data,MATCH(J$42&portfolio&category&subcategory&IF(OR(J$42=\"A4\",J$42=\"A5\"),3,5)&system&wyear&daytype&VLOOKUP($E52,months,2,FALSE)&MATCH(1,INDIRECT(Lists!$E46&IF(OR(J$42=\"A4\",J$42=\"A5\"),\"_direct\",\"\")),0),data_key,0),$H$1),0,0,IF(OR(J$42=\"A4\",J$42=\"A5\"),3,5),1),\nOFFSET(INDEX(load_multipliers,MATCH(J$42&category&subcategory&year&VLOOKUP($E52,months,2,FALSE)&daytype&MATCH(1,INDIRECT(Lists!$E46&IF(OR(J$42=\"A4\",J$42=\"A5\"),\"_direct\",\"\")),0),load_multipliers_key,0),MATCH(\"impact_multiplier\",load_multipliers_x,0)),0,0,IF(OR(J$42=\"A4\",J$42=\"A5\"),3,5),1))/IF(OR(J$42=\"A4\",J$42=\"A5\"),3,5)\n* IF(result_type = \"Aggregate\", INDEX(enrollment, MATCH(J$42&category&subcategory&year&VLOOKUP($E52,months,2,FALSE),enrollment_key,0),MATCH(\"sites\",enrollment_x,0))/1000,1) * -1),\"\")","v":20.425914866924288},{"$f":"IFERROR(IF(AND(public,INDEX(program_conf_list,MATCH(Results!K$42,program_list,0))),\"\",\nSUMPRODUCT(OFFSET(INDEX(data,MATCH(K$42&portfolio&category&subcategory&IF(OR(K$42=\"A4\",K$42=\"A5\"),3,5)&system&wyear&daytype&VLOOKUP($E52,months,2,FALSE)&MATCH(1,INDIRECT(Lists!$E46&IF(OR(K$42=\"A4\",K$42=\"A5\"),\"_direct\",\"\")),0),data_key,0),$H$1),0,0,IF(OR(K$42=\"A4\",K$42=\"A5\"),3,5),1),\nOFFSET(INDEX(load_multipliers,MATCH(K$42&category&subcategory&year&VLOOKUP($E52,months,2,FALSE)&daytype&MATCH(1,INDIRECT(Lists!$E46&IF(OR(K$42=\"A4\",K$42=\"A5\"),\"_direct\",\"\")),0),load_multipliers_key,0),MATCH(\"impact_multiplier\",load_multipliers_x,0)),0,0,IF(OR(K$42=\"A4\",K$42=\"A5\"),3,5),1))/IF(OR(K$42=\"A4\",K$42=\"A5\"),3,5)\n* IF(result_type = \"Aggregate\", INDEX(enrollment, MATCH(K$42&category&subcategory&year&VLOOKUP($E52,months,2,FALSE),enrollment_key,0),MATCH(\"sites\",enrollment_x,0))/1000,1) * -1),\"\")","v":0.78675149645700304},{"$f":"IFERROR(IF(AND(public,INDEX(program_conf_list,MATCH(Results!L$42,program_list,0))),\"\",\nSUMPRODUCT(OFFSET(INDEX(data,MATCH(L$42&portfolio&category&subcategory&IF(OR(L$42=\"A4\",L$42=\"A5\"),3,5)&system&wyear&daytype&VLOOKUP($E52,months,2,FALSE)&MATCH(1,INDIRECT(Lists!$E46&IF(OR(L$42=\"A4\",L$42=\"A5\"),\"_direct\",\"\")),0),data_key,0),$H$1),0,0,IF(OR(L$42=\"A4\",L$42=\"A5\"),3,5),1),\nOFFSET(INDEX(load_multipliers,MATCH(L$42&category&subcategory&year&VLOOKUP($E52,months,2,FALSE)&daytype&MATCH(1,INDIRECT(Lists!$E46&IF(OR(L$42=\"A4\",L$42=\"A5\"),\"_direct\",\"\")),0),load_multipliers_key,0),MATCH(\"impact_multiplier\",load_multipliers_x,0)),0,0,IF(OR(L$42=\"A4\",L$42=\"A5\"),3,5),1))/IF(OR(L$42=\"A4\",L$42=\"A5\"),3,5)\n* IF(result_type = \"Aggregate\", INDEX(enrollment, MATCH(L$42&category&subcategory&year&VLOOKUP($E52,months,2,FALSE),enrollment_key,0),MATCH(\"sites\",enrollment_x,0))/1000,1) * -1),\"\")","v":2.0992856491042913},{"$f":"IFERROR(IF(AND(public,INDEX(program_conf_list,MATCH(Results!M$42,program_list,0))),\"\",\nSUMPRODUCT(OFFSET(INDEX(data,MATCH(M$42&portfolio&category&subcategory&IF(OR(M$42=\"A4\",M$42=\"A5\"),3,5)&system&wyear&daytype&VLOOKUP($E52,months,2,FALSE)&MATCH(1,INDIRECT(Lists!$E46&IF(OR(M$42=\"A4\",M$42=\"A5\"),\"_direct\",\"\")),0),data_key,0),$H$1),0,0,IF(OR(M$42=\"A4\",M$42=\"A5\"),3,5),1),\nOFFSET(INDEX(load_multipliers,MATCH(M$42&category&subcategory&year&VLOOKUP($E52,months,2,FALSE)&daytype&MATCH(1,INDIRECT(Lists!$E46&IF(OR(M$42=\"A4\",M$42=\"A5\"),\"_direct\",\"\")),0),load_multipliers_key,0),MATCH(\"impact_multiplier\",load_multipliers_x,0)),0,0,IF(OR(M$42=\"A4\",M$42=\"A5\"),3,5),1))/IF(OR(M$42=\"A4\",M$42=\"A5\"),3,5)\n* IF(result_type = \"Aggregate\", INDEX(enrollment, MATCH(M$42&category&subcategory&year&VLOOKUP($E52,months,2,FALSE),enrollment_key,0),MATCH(\"sites\",enrollment_x,0))/1000,1) * -1),\"\")","v":19.020292930952866}]
[null,null,null,null,"November",{"$f":"IFERROR(IF(AND(public,INDEX(program_conf_list,MATCH(Results!F$42,program_list,0))),\"\",\nSUMPRODUCT(OFFSET(INDEX(data,MATCH(F$42&portfolio&category&subcategory&IF(OR(F$42=\"A4\",F$42=\"A5\"),3,5)&system&wyear&daytype&VLOOKUP($E53,months,2,FALSE)&MATCH(1,INDIRECT(Lists!$E47&IF(OR(F$42=\"A4\",F$42=\"A5\"),\"_direct\",\"\")),0),data_key,0),$H$1),0,0,IF(OR(F$42=\"A4\",F$42=\"A5\"),3,5),1),\nOFFSET(INDEX(load_multipliers,MATCH(F$42&category&subcategory&year&VLOOKUP($E53,months,2,FALSE)&daytype&MATCH(1,INDIRECT(Lists!$E47&IF(OR(F$42=\"A4\",F$42=\"A5\"),\"_direct\",\"\")),0),load_multipliers_key,0),MATCH(\"impact_multiplier\",load_multipliers_x,0)),0,0,IF(OR(F$42=\"A4\",F$42=\"A5\"),3,5),1))/IF(OR(F$42=\"A4\",F$42=\"A5\"),3,5)\n* IF(result_type = \"Aggregate\", INDEX(enrollment, MATCH(F$42&category&subcategory&year&VLOOKUP($E53,months,2,FALSE),enrollment_key,0),MATCH(\"sites\",enrollment_x,0))/1000,1) * -1),\"\")","v":0},{"$f":"IFERROR(IF(AND(public,INDEX(program_conf_list,MATCH(Results!G$42,program_list,0))),\"\",\nSUMPRODUCT(OFFSET(INDEX(data,MATCH(G$42&portfolio&category&subcategory&IF(OR(G$42=\"A4\",G$42=\"A5\"),3,5)&system&wyear&daytype&VLOOKUP($E53,months,2,FALSE)&MATCH(1,INDIRECT(Lists!$E47&IF(OR(G$42=\"A4\",G$42=\"A5\"),\"_direct\",\"\")),0),data_key,0),$H$1),0,0,IF(OR(G$42=\"A4\",G$42=\"A5\"),3,5),1),\nOFFSET(INDEX(load_multipliers,MATCH(G$42&category&subcategory&year&VLOOKUP($E53,months,2,FALSE)&daytype&MATCH(1,INDIRECT(Lists!$E47&IF(OR(G$42=\"A4\",G$42=\"A5\"),\"_direct\",\"\")),0),load_multipliers_key,0),MATCH(\"impact_multiplier\",load_multipliers_x,0)),0,0,IF(OR(G$42=\"A4\",G$42=\"A5\"),3,5),1))/IF(OR(G$42=\"A4\",G$42=\"A5\"),3,5)\n* IF(result_type = \"Aggregate\", INDEX(enrollment, MATCH(G$42&category&subcategory&year&VLOOKUP($E53,months,2,FALSE),enrollment_key,0),MATCH(\"sites\",enrollment_x,0))/1000,1) * -1),\"\")","v":""},{"$f":"IFERROR(IF(AND(public,INDEX(program_conf_list,MATCH(Results!H$42,program_list,0))),\"\",\nSUMPRODUCT(OFFSET(INDEX(data,MATCH(H$42&portfolio&category&subcategory&IF(OR(H$42=\"A4\",H$42=\"A5\"),3,5)&system&wyear&daytype&VLOOKUP($E53,months,2,FALSE)&MATCH(1,INDIRECT(Lists!$E47&IF(OR(H$42=\"A4\",H$42=\"A5\"),\"_direct\",\"\")),0),data_key,0),$H$1),0,0,IF(OR(H$42=\"A4\",H$42=\"A5\"),3,5),1),\nOFFSET(INDEX(load_multipliers,MATCH(H$42&category&subcategory&year&VLOOKUP($E53,months,2,FALSE)&daytype&MATCH(1,INDIRECT(Lists!$E47&IF(OR(H$42=\"A4\",H$42=\"A5\"),\"_direct\",\"\")),0),load_multipliers_key,0),MATCH(\"impact_multiplier\",load_multipliers_x,0)),0,0,IF(OR(H$42=\"A4\",H$42=\"A5\"),3,5),1))/IF(OR(H$42=\"A4\",H$42=\"A5\"),3,5)\n* IF(result_type = \"Aggregate\", INDEX(enrollment, MATCH(H$42&category&subcategory&year&VLOOKUP($E53,months,2,FALSE),enrollment_key,0),MATCH(\"sites\",enrollment_x,0))/1000,1) * -1),\"\")","v":0},{"$f":"IFERROR(IF(AND(public,INDEX(program_conf_list,MATCH(Results!I$42,program_list,0))),\"\",\nSUMPRODUCT(OFFSET(INDEX(data,MATCH(I$42&portfolio&category&subcategory&IF(OR(I$42=\"A4\",I$42=\"A5\"),3,5)&system&wyear&daytype&VLOOKUP($E53,months,2,FALSE)&MATCH(1,INDIRECT(Lists!$E47&IF(OR(I$42=\"A4\",I$42=\"A5\"),\"_direct\",\"\")),0),data_key,0),$H$1),0,0,IF(OR(I$42=\"A4\",I$42=\"A5\"),3,5),1),\nOFFSET(INDEX(load_multipliers,MATCH(I$42&category&subcategory&year&VLOOKUP($E53,months,2,FALSE)&daytype&MATCH(1,INDIRECT(Lists!$E47&IF(OR(I$42=\"A4\",I$42=\"A5\"),\"_direct\",\"\")),0),load_multipliers_key,0),MATCH(\"impact_multiplier\",load_multipliers_x,0)),0,0,IF(OR(I$42=\"A4\",I$42=\"A5\"),3,5),1))/IF(OR(I$42=\"A4\",I$42=\"A5\"),3,5)\n* IF(result_type = \"Aggregate\", INDEX(enrollment, MATCH(I$42&category&subcategory&year&VLOOKUP($E53,months,2,FALSE),enrollment_key,0),MATCH(\"sites\",enrollment_x,0))/1000,1) * -1),\"\")","v":""},{"$f":"IFERROR(IF(AND(public,INDEX(program_conf_list,MATCH(Results!J$42,program_list,0))),\"\",\nSUMPRODUCT(OFFSET(INDEX(data,MATCH(J$42&portfolio&category&subcategory&IF(OR(J$42=\"A4\",J$42=\"A5\"),3,5)&system&wyear&daytype&VLOOKUP($E53,months,2,FALSE)&MATCH(1,INDIRECT(Lists!$E47&IF(OR(J$42=\"A4\",J$42=\"A5\"),\"_direct\",\"\")),0),data_key,0),$H$1),0,0,IF(OR(J$42=\"A4\",J$42=\"A5\"),3,5),1),\nOFFSET(INDEX(load_multipliers,MATCH(J$42&category&subcategory&year&VLOOKUP($E53,months,2,FALSE)&daytype&MATCH(1,INDIRECT(Lists!$E47&IF(OR(J$42=\"A4\",J$42=\"A5\"),\"_direct\",\"\")),0),load_multipliers_key,0),MATCH(\"impact_multiplier\",load_multipliers_x,0)),0,0,IF(OR(J$42=\"A4\",J$42=\"A5\"),3,5),1))/IF(OR(J$42=\"A4\",J$42=\"A5\"),3,5)\n* IF(result_type = \"Aggregate\", INDEX(enrollment, MATCH(J$42&category&subcategory&year&VLOOKUP($E53,months,2,FALSE),enrollment_key,0),MATCH(\"sites\",enrollment_x,0))/1000,1) * -1),\"\")","v":0},{"$f":"IFERROR(IF(AND(public,INDEX(program_conf_list,MATCH(Results!K$42,program_list,0))),\"\",\nSUMPRODUCT(OFFSET(INDEX(data,MATCH(K$42&portfolio&category&subcategory&IF(OR(K$42=\"A4\",K$42=\"A5\"),3,5)&system&wyear&daytype&VLOOKUP($E53,months,2,FALSE)&MATCH(1,INDIRECT(Lists!$E47&IF(OR(K$42=\"A4\",K$42=\"A5\"),\"_direct\",\"\")),0),data_key,0),$H$1),0,0,IF(OR(K$42=\"A4\",K$42=\"A5\"),3,5),1),\nOFFSET(INDEX(load_multipliers,MATCH(K$42&category&subcategory&year&VLOOKUP($E53,months,2,FALSE)&daytype&MATCH(1,INDIRECT(Lists!$E47&IF(OR(K$42=\"A4\",K$42=\"A5\"),\"_direct\",\"\")),0),load_multipliers_key,0),MATCH(\"impact_multiplier\",load_multipliers_x,0)),0,0,IF(OR(K$42=\"A4\",K$42=\"A5\"),3,5),1))/IF(OR(K$42=\"A4\",K$42=\"A5\"),3,5)\n* IF(result_type = \"Aggregate\", INDEX(enrollment, MATCH(K$42&category&subcategory&year&VLOOKUP($E53,months,2,FALSE),enrollment_key,0),MATCH(\"sites\",enrollment_x,0))/1000,1) * -1),\"\")","v":0},{"$f":"IFERROR(IF(AND(public,INDEX(program_conf_list,MATCH(Results!L$42,program_list,0))),\"\",\nSUMPRODUCT(OFFSET(INDEX(data,MATCH(L$42&portfolio&category&subcategory&IF(OR(L$42=\"A4\",L$42=\"A5\"),3,5)&system&wyear&daytype&VLOOKUP($E53,months,2,FALSE)&MATCH(1,INDIRECT(Lists!$E47&IF(OR(L$42=\"A4\",L$42=\"A5\"),\"_direct\",\"\")),0),data_key,0),$H$1),0,0,IF(OR(L$42=\"A4\",L$42=\"A5\"),3,5),1),\nOFFSET(INDEX(load_multipliers,MATCH(L$42&category&subcategory&year&VLOOKUP($E53,months,2,FALSE)&daytype&MATCH(1,INDIRECT(Lists!$E47&IF(OR(L$42=\"A4\",L$42=\"A5\"),\"_direct\",\"\")),0),load_multipliers_key,0),MATCH(\"impact_multiplier\",load_multipliers_x,0)),0,0,IF(OR(L$42=\"A4\",L$42=\"A5\"),3,5),1))/IF(OR(L$42=\"A4\",L$42=\"A5\"),3,5)\n* IF(result_type = \"Aggregate\", INDEX(enrollment, MATCH(L$42&category&subcategory&year&VLOOKUP($E53,months,2,FALSE),enrollment_key,0),MATCH(\"sites\",enrollment_x,0))/1000,1) * -1),\"\")","v":0},{"$f":"IFERROR(IF(AND(public,INDEX(program_conf_list,MATCH(Results!M$42,program_list,0))),\"\",\nSUMPRODUCT(OFFSET(INDEX(data,MATCH(M$42&portfolio&category&subcategory&IF(OR(M$42=\"A4\",M$42=\"A5\"),3,5)&system&wyear&daytype&VLOOKUP($E53,months,2,FALSE)&MATCH(1,INDIRECT(Lists!$E47&IF(OR(M$42=\"A4\",M$42=\"A5\"),\"_direct\",\"\")),0),data_key,0),$H$1),0,0,IF(OR(M$42=\"A4\",M$42=\"A5\"),3,5),1),\nOFFSET(INDEX(load_multipliers,MATCH(M$42&category&subcategory&year&VLOOKUP($E53,months,2,FALSE)&daytype&MATCH(1,INDIRECT(Lists!$E47&IF(OR(M$42=\"A4\",M$42=\"A5\"),\"_direct\",\"\")),0),load_multipliers_key,0),MATCH(\"impact_multiplier\",load_multipliers_x,0)),0,0,IF(OR(M$42=\"A4\",M$42=\"A5\"),3,5),1))/IF(OR(M$42=\"A4\",M$42=\"A5\"),3,5)\n* IF(result_type = \"Aggregate\", INDEX(enrollment, MATCH(M$42&category&subcategory&year&VLOOKUP($E53,months,2,FALSE),enrollment_key,0),MATCH(\"sites\",enrollment_x,0))/1000,1) * -1),\"\")","v":0}]
[null,null,null,null,"December",{"$f":"IFERROR(IF(AND(public,INDEX(program_conf_list,MATCH(Results!F$42,program_list,0))),\"\",\nSUMPRODUCT(OFFSET(INDEX(data,MATCH(F$42&portfolio&category&subcategory&IF(OR(F$42=\"A4\",F$42=\"A5\"),3,5)&system&wyear&daytype&VLOOKUP($E54,months,2,FALSE)&MATCH(1,INDIRECT(Lists!$E48&IF(OR(F$42=\"A4\",F$42=\"A5\"),\"_direct\",\"\")),0),data_key,0),$H$1),0,0,IF(OR(F$42=\"A4\",F$42=\"A5\"),3,5),1),\nOFFSET(INDEX(load_multipliers,MATCH(F$42&category&subcategory&year&VLOOKUP($E54,months,2,FALSE)&daytype&MATCH(1,INDIRECT(Lists!$E48&IF(OR(F$42=\"A4\",F$42=\"A5\"),\"_direct\",\"\")),0),load_multipliers_key,0),MATCH(\"impact_multiplier\",load_multipliers_x,0)),0,0,IF(OR(F$42=\"A4\",F$42=\"A5\"),3,5),1))/IF(OR(F$42=\"A4\",F$42=\"A5\"),3,5)\n* IF(result_type = \"Aggregate\", INDEX(enrollment, MATCH(F$42&category&subcategory&year&VLOOKUP($E54,months,2,FALSE),enrollment_key,0),MATCH(\"sites\",enrollment_x,0))/1000,1) * -1),\"\")","v":0},{"$f":"IFERROR(IF(AND(public,INDEX(program_conf_list,MATCH(Results!G$42,program_list,0))),\"\",\nSUMPRODUCT(OFFSET(INDEX(data,MATCH(G$42&portfolio&category&subcategory&IF(OR(G$42=\"A4\",G$42=\"A5\"),3,5)&system&wyear&daytype&VLOOKUP($E54,months,2,FALSE)&MATCH(1,INDIRECT(Lists!$E48&IF(OR(G$42=\"A4\",G$42=\"A5\"),\"_direct\",\"\")),0),data_key,0),$H$1),0,0,IF(OR(G$42=\"A4\",G$42=\"A5\"),3,5),1),\nOFFSET(INDEX(load_multipliers,MATCH(G$42&category&subcategory&year&VLOOKUP($E54,months,2,FALSE)&daytype&MATCH(1,INDIRECT(Lists!$E48&IF(OR(G$42=\"A4\",G$42=\"A5\"),\"_direct\",\"\")),0),load_multipliers_key,0),MATCH(\"impact_multiplier\",load_multipliers_x,0)),0,0,IF(OR(G$42=\"A4\",G$42=\"A5\"),3,5),1))/IF(OR(G$42=\"A4\",G$42=\"A5\"),3,5)\n* IF(result_type = \"Aggregate\", INDEX(enrollment, MATCH(G$42&category&subcategory&year&VLOOKUP($E54,months,2,FALSE),enrollment_key,0),MATCH(\"sites\",enrollment_x,0))/1000,1) * -1),\"\")","v":""},{"$f":"IFERROR(IF(AND(public,INDEX(program_conf_list,MATCH(Results!H$42,program_list,0))),\"\",\nSUMPRODUCT(OFFSET(INDEX(data,MATCH(H$42&portfolio&category&subcategory&IF(OR(H$42=\"A4\",H$42=\"A5\"),3,5)&system&wyear&daytype&VLOOKUP($E54,months,2,FALSE)&MATCH(1,INDIRECT(Lists!$E48&IF(OR(H$42=\"A4\",H$42=\"A5\"),\"_direct\",\"\")),0),data_key,0),$H$1),0,0,IF(OR(H$42=\"A4\",H$42=\"A5\"),3,5),1),\nOFFSET(INDEX(load_multipliers,MATCH(H$42&category&subcategory&year&VLOOKUP($E54,months,2,FALSE)&daytype&MATCH(1,INDIRECT(Lists!$E48&IF(OR(H$42=\"A4\",H$42=\"A5\"),\"_direct\",\"\")),0),load_multipliers_key,0),MATCH(\"impact_multiplier\",load_multipliers_x,0)),0,0,IF(OR(H$42=\"A4\",H$42=\"A5\"),3,5),1))/IF(OR(H$42=\"A4\",H$42=\"A5\"),3,5)\n* IF(result_type = \"Aggregate\", INDEX(enrollment, MATCH(H$42&category&subcategory&year&VLOOKUP($E54,months,2,FALSE),enrollment_key,0),MATCH(\"sites\",enrollment_x,0))/1000,1) * -1),\"\")","v":0},{"$f":"IFERROR(IF(AND(public,INDEX(program_conf_list,MATCH(Results!I$42,program_list,0))),\"\",\nSUMPRODUCT(OFFSET(INDEX(data,MATCH(I$42&portfolio&category&subcategory&IF(OR(I$42=\"A4\",I$42=\"A5\"),3,5)&system&wyear&daytype&VLOOKUP($E54,months,2,FALSE)&MATCH(1,INDIRECT(Lists!$E48&IF(OR(I$42=\"A4\",I$42=\"A5\"),\"_direct\",\"\")),0),data_key,0),$H$1),0,0,IF(OR(I$42=\"A4\",I$42=\"A5\"),3,5),1),\nOFFSET(INDEX(load_multipliers,MATCH(I$42&category&subcategory&year&VLOOKUP($E54,months,2,FALSE)&daytype&MATCH(1,INDIRECT(Lists!$E48&IF(OR(I$42=\"A4\",I$42=\"A5\"),\"_direct\",\"\")),0),load_multipliers_key,0),MATCH(\"impact_multiplier\",load_multipliers_x,0)),0,0,IF(OR(I$42=\"A4\",I$42=\"A5\"),3,5),1))/IF(OR(I$42=\"A4\",I$42=\"A5\"),3,5)\n* IF(result_type = \"Aggregate\", INDEX(enrollment, MATCH(I$42&category&subcategory&year&VLOOKUP($E54,months,2,FALSE),enrollment_key,0),MATCH(\"sites\",enrollment_x,0))/1000,1) * -1),\"\")","v":""},{"$f":"IFERROR(IF(AND(public,INDEX(program_conf_list,MATCH(Results!J$42,program_list,0))),\"\",\nSUMPRODUCT(OFFSET(INDEX(data,MATCH(J$42&portfolio&category&subcategory&IF(OR(J$42=\"A4\",J$42=\"A5\"),3,5)&system&wyear&daytype&VLOOKUP($E54,months,2,FALSE)&MATCH(1,INDIRECT(Lists!$E48&IF(OR(J$42=\"A4\",J$42=\"A5\"),\"_direct\",\"\")),0),data_key,0),$H$1),0,0,IF(OR(J$42=\"A4\",J$42=\"A5\"),3,5),1),\nOFFSET(INDEX(load_multipliers,MATCH(J$42&category&subcategory&year&VLOOKUP($E54,months,2,FALSE)&daytype&MATCH(1,INDIRECT(Lists!$E48&IF(OR(J$42=\"A4\",J$42=\"A5\"),\"_direct\",\"\")),0),load_multipliers_key,0),MATCH(\"impact_multiplier\",load_multipliers_x,0)),0,0,IF(OR(J$42=\"A4\",J$42=\"A5\"),3,5),1))/IF(OR(J$42=\"A4\",J$42=\"A5\"),3,5)\n* IF(result_type = \"Aggregate\", INDEX(enrollment, MATCH(J$42&category&subcategory&year&VLOOKUP($E54,months,2,FALSE),enrollment_key,0),MATCH(\"sites\",enrollment_x,0))/1000,1) * -1),\"\")","v":0},{"$f":"IFERROR(IF(AND(public,INDEX(program_conf_list,MATCH(Results!K$42,program_list,0))),\"\",\nSUMPRODUCT(OFFSET(INDEX(data,MATCH(K$42&portfolio&category&subcategory&IF(OR(K$42=\"A4\",K$42=\"A5\"),3,5)&system&wyear&daytype&VLOOKUP($E54,months,2,FALSE)&MATCH(1,INDIRECT(Lists!$E48&IF(OR(K$42=\"A4\",K$42=\"A5\"),\"_direct\",\"\")),0),data_key,0),$H$1),0,0,IF(OR(K$42=\"A4\",K$42=\"A5\"),3,5),1),\nOFFSET(INDEX(load_multipliers,MATCH(K$42&category&subcategory&year&VLOOKUP($E54,months,2,FALSE)&daytype&MATCH(1,INDIRECT(Lists!$E48&IF(OR(K$42=\"A4\",K$42=\"A5\"),\"_direct\",\"\")),0),load_multipliers_key,0),MATCH(\"impact_multiplier\",load_multipliers_x,0)),0,0,IF(OR(K$42=\"A4\",K$42=\"A5\"),3,5),1))/IF(OR(K$42=\"A4\",K$42=\"A5\"),3,5)\n* IF(result_type = \"Aggregate\", INDEX(enrollment, MATCH(K$42&category&subcategory&year&VLOOKUP($E54,months,2,FALSE),enrollment_key,0),MATCH(\"sites\",enrollment_x,0))/1000,1) * -1),\"\")","v":0},{"$f":"IFERROR(IF(AND(public,INDEX(program_conf_list,MATCH(Results!L$42,program_list,0))),\"\",\nSUMPRODUCT(OFFSET(INDEX(data,MATCH(L$42&portfolio&category&subcategory&IF(OR(L$42=\"A4\",L$42=\"A5\"),3,5)&system&wyear&daytype&VLOOKUP($E54,months,2,FALSE)&MATCH(1,INDIRECT(Lists!$E48&IF(OR(L$42=\"A4\",L$42=\"A5\"),\"_direct\",\"\")),0),data_key,0),$H$1),0,0,IF(OR(L$42=\"A4\",L$42=\"A5\"),3,5),1),\nOFFSET(INDEX(load_multipliers,MATCH(L$42&category&subcategory&year&VLOOKUP($E54,months,2,FALSE)&daytype&MATCH(1,INDIRECT(Lists!$E48&IF(OR(L$42=\"A4\",L$42=\"A5\"),\"_direct\",\"\")),0),load_multipliers_key,0),MATCH(\"impact_multiplier\",load_multipliers_x,0)),0,0,IF(OR(L$42=\"A4\",L$42=\"A5\"),3,5),1))/IF(OR(L$42=\"A4\",L$42=\"A5\"),3,5)\n* IF(result_type = \"Aggregate\", INDEX(enrollment, MATCH(L$42&category&subcategory&year&VLOOKUP($E54,months,2,FALSE),enrollment_key,0),MATCH(\"sites\",enrollment_x,0))/1000,1) * -1),\"\")","v":0},{"$f":"IFERROR(IF(AND(public,INDEX(program_conf_list,MATCH(Results!M$42,program_list,0))),\"\",\nSUMPRODUCT(OFFSET(INDEX(data,MATCH(M$42&portfolio&category&subcategory&IF(OR(M$42=\"A4\",M$42=\"A5\"),3,5)&system&wyear&daytype&VLOOKUP($E54,months,2,FALSE)&MATCH(1,INDIRECT(Lists!$E48&IF(OR(M$42=\"A4\",M$42=\"A5\"),\"_direct\",\"\")),0),data_key,0),$H$1),0,0,IF(OR(M$42=\"A4\",M$42=\"A5\"),3,5),1),\nOFFSET(INDEX(load_multipliers,MATCH(M$42&category&subcategory&year&VLOOKUP($E54,months,2,FALSE)&daytype&MATCH(1,INDIRECT(Lists!$E48&IF(OR(M$42=\"A4\",M$42=\"A5\"),\"_direct\",\"\")),0),load_multipliers_key,0),MATCH(\"impact_multiplier\",load_multipliers_x,0)),0,0,IF(OR(M$42=\"A4\",M$42=\"A5\"),3,5),1))/IF(OR(M$42=\"A4\",M$42=\"A5\"),3,5)\n* IF(result_type = \"Aggregate\", INDEX(enrollment, MATCH(M$42&category&subcategory&year&VLOOKUP($E54,months,2,FALSE),enrollment_key,0),MATCH(\"sites\",enrollment_x,0))/1000,1) * -1),\"\")","v":0}]
[]
[]
[null,null,null,null,"Annual Forecast:"]
[null,null,null,null,null,{"$f":"units","v":"MWh/hour"}]
[null,null,null,null,"Forecast year",{"$f":"INDEX(program_list,COLUMN(F$58)-COLUMN($E$58))","v":"A1"},{"$f":"INDEX(program_list,COLUMN(G$58)-COLUMN($E$58))","v":"A1BIP"},{"$f":"INDEX(program_list,COLUMN(H$58)-COLUMN($E$58))","v":"A2"},{"$f":"INDEX(program_list,COLUMN(I$58)-COLUMN($E$58))","v":"A2BIP"},{"$f":"INDEX(program_list,COLUMN(J$58)-COLUMN($E$58))","v":"A4"},{"$f":"INDEX(program_list,COLUMN(K$58)-COLUMN($E$58))","v":"A5"},{"$f":"INDEX(program_list,COLUMN(L$58)-COLUMN($E$58))","v":"B2"},{"$f":"INDEX(program_list,COLUMN(M$58)-COLUMN($E$58))","v":"All groups"}]
[null,null,null,null,{"$f":"INDEX(years_list,ROW($D60)-ROW($D$59))","v":2025},{"$f":"IFERROR(IF(AND(public,INDEX(program_conf_list,MATCH(Results!F$59,program_list,0))),\"\",\nSUMPRODUCT(OFFSET(INDEX(data,MATCH(F$59&portfolio&category&subcategory&IF(OR(F$59=\"A4\",F$59=\"A5\"),3,5)&system&wyear&daytype&month_num&MATCH(1,INDIRECT(INDEX(rahours_months,month_num)&IF(OR(F$42=\"A4\",F$42=\"A5\"),\"_direct\",\"\")),0),data_key,0),$H$1),0,0,IF(OR(F$59=\"A4\",F$59=\"A5\"),3,5),1),\nOFFSET(INDEX(load_multipliers,MATCH(F$59&category&subcategory&$E60&month_num&daytype&MATCH(1,INDIRECT(INDEX(rahours_months,month_num)&IF(OR(F$42=\"A4\",F$42=\"A5\"),\"_direct\",\"\")),0),load_multipliers_key,0),MATCH(\"impact_multiplier\",load_multipliers_x,0)),0,0,IF(OR(F$59=\"A4\",F$59=\"A5\"),3,5),1))/IF(OR(F$59=\"A4\",F$59=\"A5\"),3,5)\n* IF(result_type = \"Aggregate\", INDEX(enrollment, MATCH(F$59&category&subcategory&$E60&month_num,enrollment_key,0),MATCH(\"sites\",enrollment_x,0))/1000,1) * -1),\"\")","v":4.5551917472277124},{"$f":"IFERROR(IF(AND(public,INDEX(program_conf_list,MATCH(Results!G$59,program_list,0))),\"\",\nSUMPRODUCT(OFFSET(INDEX(data,MATCH(G$59&portfolio&category&subcategory&IF(OR(G$59=\"A4\",G$59=\"A5\"),3,5)&system&wyear&daytype&month_num&MATCH(1,INDIRECT(INDEX(rahours_months,month_num)&IF(OR(G$42=\"A4\",G$42=\"A5\"),\"_direct\",\"\")),0),data_key,0),$H$1),0,0,IF(OR(G$59=\"A4\",G$59=\"A5\"),3,5),1),\nOFFSET(INDEX(load_multipliers,MATCH(G$59&category&subcategory&$E60&month_num&daytype&MATCH(1,INDIRECT(INDEX(rahours_months,month_num)&IF(OR(G$42=\"A4\",G$42=\"A5\"),\"_direct\",\"\")),0),load_multipliers_key,0),MATCH(\"impact_multiplier\",load_multipliers_x,0)),0,0,IF(OR(G$59=\"A4\",G$59=\"A5\"),3,5),1))/IF(OR(G$59=\"A4\",G$59=\"A5\"),3,5)\n* IF(result_type = \"Aggregate\", INDEX(enrollment, MATCH(G$59&category&subcategory&$E60&month_num,enrollment_key,0),MATCH(\"sites\",enrollment_x,0))/1000,1) * -1),\"\")","v":""},{"$f":"IFERROR(IF(AND(public,INDEX(program_conf_list,MATCH(Results!H$59,program_list,0))),\"\",\nSUMPRODUCT(OFFSET(INDEX(data,MATCH(H$59&portfolio&category&subcategory&IF(OR(H$59=\"A4\",H$59=\"A5\"),3,5)&system&wyear&daytype&month_num&MATCH(1,INDIRECT(INDEX(rahours_months,month_num)&IF(OR(H$42=\"A4\",H$42=\"A5\"),\"_direct\",\"\")),0),data_key,0),$H$1),0,0,IF(OR(H$59=\"A4\",H$59=\"A5\"),3,5),1),\nOFFSET(INDEX(load_multipliers,MATCH(H$59&category&subcategory&$E60&month_num&daytype&MATCH(1,INDIRECT(INDEX(rahours_months,month_num)&IF(OR(H$42=\"A4\",H$42=\"A5\"),\"_direct\",\"\")),0),load_multipliers_key,0),MATCH(\"impact_multiplier\",load_multipliers_x,0)),0,0,IF(OR(H$59=\"A4\",H$59=\"A5\"),3,5),1))/IF(OR(H$59=\"A4\",H$59=\"A5\"),3,5)\n* IF(result_type = \"Aggregate\", INDEX(enrollment, MATCH(H$59&category&subcategory&$E60&month_num,enrollment_key,0),MATCH(\"sites\",enrollment_x,0))/1000,1) * -1),\"\")","v":0},{"$f":"IFERROR(IF(AND(public,INDEX(program_conf_list,MATCH(Results!I$59,program_list,0))),\"\",\nSUMPRODUCT(OFFSET(INDEX(data,MATCH(I$59&portfolio&category&subcategory&IF(OR(I$59=\"A4\",I$59=\"A5\"),3,5)&system&wyear&daytype&month_num&MATCH(1,INDIRECT(INDEX(rahours_months,month_num)&IF(OR(I$42=\"A4\",I$42=\"A5\"),\"_direct\",\"\")),0),data_key,0),$H$1),0,0,IF(OR(I$59=\"A4\",I$59=\"A5\"),3,5),1),\nOFFSET(INDEX(load_multipliers,MATCH(I$59&category&subcategory&$E60&month_num&daytype&MATCH(1,INDIRECT(INDEX(rahours_months,month_num)&IF(OR(I$42=\"A4\",I$42=\"A5\"),\"_direct\",\"\")),0),load_multipliers_key,0),MATCH(\"impact_multiplier\",load_multipliers_x,0)),0,0,IF(OR(I$59=\"A4\",I$59=\"A5\"),3,5),1))/IF(OR(I$59=\"A4\",I$59=\"A5\"),3,5)\n* IF(result_type = \"Aggregate\", INDEX(enrollment, MATCH(I$59&category&subcategory&$E60&month_num,enrollment_key,0),MATCH(\"sites\",enrollment_x,0))/1000,1) * -1),\"\")","v":""},{"$f":"IFERROR(IF(AND(public,INDEX(program_conf_list,MATCH(Results!J$59,program_list,0))),\"\",\nSUMPRODUCT(OFFSET(INDEX(data,MATCH(J$59&portfolio&category&subcategory&IF(OR(J$59=\"A4\",J$59=\"A5\"),3,5)&system&wyear&daytype&month_num&MATCH(1,INDIRECT(INDEX(rahours_months,month_num)&IF(OR(J$42=\"A4\",J$42=\"A5\"),\"_direct\",\"\")),0),data_key,0),$H$1),0,0,IF(OR(J$59=\"A4\",J$59=\"A5\"),3,5),1),\nOFFSET(INDEX(load_multipliers,MATCH(J$59&category&subcategory&$E60&month_num&daytype&MATCH(1,INDIRECT(INDEX(rahours_months,month_num)&IF(OR(J$42=\"A4\",J$42=\"A5\"),\"_direct\",\"\")),0),load_multipliers_key,0),MATCH(\"impact_multiplier\",load_multipliers_x,0)),0,0,IF(OR(J$59=\"A4\",J$59=\"A5\"),3,5),1))/IF(OR(J$59=\"A4\",J$59=\"A5\"),3,5)\n* IF(result_type = \"Aggregate\", INDEX(enrollment, MATCH(J$59&category&subcategory&$E60&month_num,enrollment_key,0),MATCH(\"sites\",enrollment_x,0))/1000,1) * -1),\"\")","v":20.388378729343415},{"$f":"IFERROR(IF(AND(public,INDEX(program_conf_list,MATCH(Results!K$59,program_list,0))),\"\",\nSUMPRODUCT(OFFSET(INDEX(data,MATCH(K$59&portfolio&category&subcategory&IF(OR(K$59=\"A4\",K$59=\"A5\"),3,5)&system&wyear&daytype&month_num&MATCH(1,INDIRECT(INDEX(rahours_months,month_num)&IF(OR(K$42=\"A4\",K$42=\"A5\"),\"_direct\",\"\")),0),data_key,0),$H$1),0,0,IF(OR(K$59=\"A4\",K$59=\"A5\"),3,5),1),\nOFFSET(INDEX(load_multipliers,MATCH(K$59&category&subcategory&$E60&month_num&daytype&MATCH(1,INDIRECT(INDEX(rahours_months,month_num)&IF(OR(K$42=\"A4\",K$42=\"A5\"),\"_direct\",\"\")),0),load_multipliers_key,0),MATCH(\"impact_multiplier\",load_multipliers_x,0)),0,0,IF(OR(K$59=\"A4\",K$59=\"A5\"),3,5),1))/IF(OR(K$59=\"A4\",K$59=\"A5\"),3,5)\n* IF(result_type = \"Aggregate\", INDEX(enrollment, MATCH(K$59&category&subcategory&$E60&month_num,enrollment_key,0),MATCH(\"sites\",enrollment_x,0))/1000,1) * -1),\"\")","v":0.73605642370605906},{"$f":"IFERROR(IF(AND(public,INDEX(program_conf_list,MATCH(Results!L$59,program_list,0))),\"\",\nSUMPRODUCT(OFFSET(INDEX(data,MATCH(L$59&portfolio&category&subcategory&IF(OR(L$59=\"A4\",L$59=\"A5\"),3,5)&system&wyear&daytype&month_num&MATCH(1,INDIRECT(INDEX(rahours_months,month_num)&IF(OR(L$42=\"A4\",L$42=\"A5\"),\"_direct\",\"\")),0),data_key,0),$H$1),0,0,IF(OR(L$59=\"A4\",L$59=\"A5\"),3,5),1),\nOFFSET(INDEX(load_multipliers,MATCH(L$59&category&subcategory&$E60&month_num&daytype&MATCH(1,INDIRECT(INDEX(rahours_months,month_num)&IF(OR(L$42=\"A4\",L$42=\"A5\"),\"_direct\",\"\")),0),load_multipliers_key,0),MATCH(\"impact_multiplier\",load_multipliers_x,0)),0,0,IF(OR(L$59=\"A4\",L$59=\"A5\"),3,5),1))/IF(OR(L$59=\"A4\",L$59=\"A5\"),3,5)\n* IF(result_type = \"Aggregate\", INDEX(enrollment, MATCH(L$59&category&subcategory&$E60&month_num,enrollment_key,0),MATCH(\"sites\",enrollment_x,0))/1000,1) * -1),\"\")","v":2.156143419849033},{"$f":"IFERROR(IF(AND(public,INDEX(program_conf_list,MATCH(Results!M$59,program_list,0))),\"\",\nSUMPRODUCT(OFFSET(INDEX(data,MATCH(M$59&portfolio&category&subcategory&IF(OR(M$59=\"A4\",M$59=\"A5\"),3,5)&system&wyear&daytype&month_num&MATCH(1,INDIRECT(INDEX(rahours_months,month_num)&IF(OR(M$42=\"A4\",M$42=\"A5\"),\"_direct\",\"\")),0),data_key,0),$H$1),0,0,IF(OR(M$59=\"A4\",M$59=\"A5\"),3,5),1),\nOFFSET(INDEX(load_multipliers,MATCH(M$59&category&subcategory&$E60&month_num&daytype&MATCH(1,INDIRECT(INDEX(rahours_months,month_num)&IF(OR(M$42=\"A4\",M$42=\"A5\"),\"_direct\",\"\")),0),load_multipliers_key,0),MATCH(\"impact_multiplier\",load_multipliers_x,0)),0,0,IF(OR(M$59=\"A4\",M$59=\"A5\"),3,5),1))/IF(OR(M$59=\"A4\",M$59=\"A5\"),3,5)\n* IF(result_type = \"Aggregate\", INDEX(enrollment, MATCH(M$59&category&subcategory&$E60&month_num,enrollment_key,0),MATCH(\"sites\",enrollment_x,0))/1000,1) * -1),\"\")","v":19.426689063658014}]
[null,null,null,null,{"$f":"INDEX(years_list,ROW($D61)-ROW($D$59))","v":2026},{"$f":"IFERROR(IF(AND(public,INDEX(program_conf_list,MATCH(Results!F$59,program_list,0))),\"\",\nSUMPRODUCT(OFFSET(INDEX(data,MATCH(F$59&portfolio&category&subcategory&IF(OR(F$59=\"A4\",F$59=\"A5\"),3,5)&system&wyear&daytype&month_num&MATCH(1,INDIRECT(INDEX(rahours_months,month_num)&IF(OR(F$42=\"A4\",F$42=\"A5\"),\"_direct\",\"\")),0),data_key,0),$H$1),0,0,IF(OR(F$59=\"A4\",F$59=\"A5\"),3,5),1),\nOFFSET(INDEX(load_multipliers,MATCH(F$59&category&subcategory&$E61&month_num&daytype&MATCH(1,INDIRECT(INDEX(rahours_months,month_num)&IF(OR(F$42=\"A4\",F$42=\"A5\"),\"_direct\",\"\")),0),load_multipliers_key,0),MATCH(\"impact_multiplier\",load_multipliers_x,0)),0,0,IF(OR(F$59=\"A4\",F$59=\"A5\"),3,5),1))/IF(OR(F$59=\"A4\",F$59=\"A5\"),3,5)\n* IF(result_type = \"Aggregate\", INDEX(enrollment, MATCH(F$59&category&subcategory&$E61&month_num,enrollment_key,0),MATCH(\"sites\",enrollment_x,0))/1000,1) * -1),\"\")","v":4.9435405633271285},{"$f":"IFERROR(IF(AND(public,INDEX(program_conf_list,MATCH(Results!G$59,program_list,0))),\"\",\nSUMPRODUCT(OFFSET(INDEX(data,MATCH(G$59&portfolio&category&subcategory&IF(OR(G$59=\"A4\",G$59=\"A5\"),3,5)&system&wyear&daytype&month_num&MATCH(1,INDIRECT(INDEX(rahours_months,month_num)&IF(OR(G$42=\"A4\",G$42=\"A5\"),\"_direct\",\"\")),0),data_key,0),$H$1),0,0,IF(OR(G$59=\"A4\",G$59=\"A5\"),3,5),1),\nOFFSET(INDEX(load_multipliers,MATCH(G$59&category&subcategory&$E61&month_num&daytype&MATCH(1,INDIRECT(INDEX(rahours_months,month_num)&IF(OR(G$42=\"A4\",G$42=\"A5\"),\"_direct\",\"\")),0),load_multipliers_key,0),MATCH(\"impact_multiplier\",load_multipliers_x,0)),0,0,IF(OR(G$59=\"A4\",G$59=\"A5\"),3,5),1))/IF(OR(G$59=\"A4\",G$59=\"A5\"),3,5)\n* IF(result_type = \"Aggregate\", INDEX(enrollment, MATCH(G$59&category&subcategory&$E61&month_num,enrollment_key,0),MATCH(\"sites\",enrollment_x,0))/1000,1) * -1),\"\")","v":""},{"$f":"IFERROR(IF(AND(public,INDEX(program_conf_list,MATCH(Results!H$59,program_list,0))),\"\",\nSUMPRODUCT(OFFSET(INDEX(data,MATCH(H$59&portfolio&category&subcategory&IF(OR(H$59=\"A4\",H$59=\"A5\"),3,5)&system&wyear&daytype&month_num&MATCH(1,INDIRECT(INDEX(rahours_months,month_num)&IF(OR(H$42=\"A4\",H$42=\"A5\"),\"_direct\",\"\")),0),data_key,0),$H$1),0,0,IF(OR(H$59=\"A4\",H$59=\"A5\"),3,5),1),\nOFFSET(INDEX(load_multipliers,MATCH(H$59&category&subcategory&$E61&month_num&daytype&MATCH(1,INDIRECT(INDEX(rahours_months,month_num)&IF(OR(H$42=\"A4\",H$42=\"A5\"),\"_direct\",\"\")),0),load_multipliers_key,0),MATCH(\"impact_multiplier\",load_multipliers_x,0)),0,0,IF(OR(H$59=\"A4\",H$59=\"A5\"),3,5),1))/IF(OR(H$59=\"A4\",H$59=\"A5\"),3,5)\n* IF(result_type = \"Aggregate\", INDEX(enrollment, MATCH(H$59&category&subcategory&$E61&month_num,enrollment_key,0),MATCH(\"sites\",enrollment_x,0))/1000,1) * -1),\"\")","v":0},{"$f":"IFERROR(IF(AND(public,INDEX(program_conf_list,MATCH(Results!I$59,program_list,0))),\"\",\nSUMPRODUCT(OFFSET(INDEX(data,MATCH(I$59&portfolio&category&subcategory&IF(OR(I$59=\"A4\",I$59=\"A5\"),3,5)&system&wyear&daytype&month_num&MATCH(1,INDIRECT(INDEX(rahours_months,month_num)&IF(OR(I$42=\"A4\",I$42=\"A5\"),\"_direct\",\"\")),0),data_key,0),$H$1),0,0,IF(OR(I$59=\"A4\",I$59=\"A5\"),3,5),1),\nOFFSET(INDEX(load_multipliers,MATCH(I$59&category&subcategory&$E61&month_num&daytype&MATCH(1,INDIRECT(INDEX(rahours_months,month_num)&IF(OR(I$42=\"A4\",I$42=\"A5\"),\"_direct\",\"\")),0),load_multipliers_key,0),MATCH(\"impact_multiplier\",load_multipliers_x,0)),0,0,IF(OR(I$59=\"A4\",I$59=\"A5\"),3,5),1))/IF(OR(I$59=\"A4\",I$59=\"A5\"),3,5)\n* IF(result_type = \"Aggregate\", INDEX(enrollment, MATCH(I$59&category&subcategory&$E61&month_num,enrollment_key,0),MATCH(\"sites\",enrollment_x,0))/1000,1) * -1),\"\")","v":""},{"$f":"IFERROR(IF(AND(public,INDEX(program_conf_list,MATCH(Results!J$59,program_list,0))),\"\",\nSUMPRODUCT(OFFSET(INDEX(data,MATCH(J$59&portfolio&category&subcategory&IF(OR(J$59=\"A4\",J$59=\"A5\"),3,5)&system&wyear&daytype&month_num&MATCH(1,INDIRECT(INDEX(rahours_months,month_num)&IF(OR(J$42=\"A4\",J$42=\"A5\"),\"_direct\",\"\")),0),data_key,0),$H$1),0,0,IF(OR(J$59=\"A4\",J$59=\"A5\"),3,5),1),\nOFFSET(INDEX(load_multipliers,MATCH(J$59&category&subcategory&$E61&month_num&daytype&MATCH(1,INDIRECT(INDEX(rahours_months,month_num)&IF(OR(J$42=\"A4\",J$42=\"A5\"),\"_direct\",\"\")),0),load_multipliers_key,0),MATCH(\"impact_multiplier\",load_multipliers_x,0)),0,0,IF(OR(J$59=\"A4\",J$59=\"A5\"),3,5),1))/IF(OR(J$59=\"A4\",J$59=\"A5\"),3,5)\n* IF(result_type = \"Aggregate\", INDEX(enrollment, MATCH(J$59&category&subcategory&$E61&month_num,enrollment_key,0),MATCH(\"sites\",enrollment_x,0))/1000,1) * -1),\"\")","v":24.755082734584807},{"$f":"IFERROR(IF(AND(public,INDEX(program_conf_list,MATCH(Results!K$59,program_list,0))),\"\",\nSUMPRODUCT(OFFSET(INDEX(data,MATCH(K$59&portfolio&category&subcategory&IF(OR(K$59=\"A4\",K$59=\"A5\"),3,5)&system&wyear&daytype&month_num&MATCH(1,INDIRECT(INDEX(rahours_months,month_num)&IF(OR(K$42=\"A4\",K$42=\"A5\"),\"_direct\",\"\")),0),data_key,0),$H$1),0,0,IF(OR(K$59=\"A4\",K$59=\"A5\"),3,5),1),\nOFFSET(INDEX(load_multipliers,MATCH(K$59&category&subcategory&$E61&month_num&daytype&MATCH(1,INDIRECT(INDEX(rahours_months,month_num)&IF(OR(K$42=\"A4\",K$42=\"A5\"),\"_direct\",\"\")),0),load_multipliers_key,0),MATCH(\"impact_multiplier\",load_multipliers_x,0)),0,0,IF(OR(K$59=\"A4\",K$59=\"A5\"),3,5),1))/IF(OR(K$59=\"A4\",K$59=\"A5\"),3,5)\n* IF(result_type = \"Aggregate\", INDEX(enrollment, MATCH(K$59&category&subcategory&$E61&month_num,enrollment_key,0),MATCH(\"sites\",enrollment_x,0))/1000,1) * -1),\"\")","v":2.0009056329015151},{"$f":"IFERROR(IF(AND(public,INDEX(program_conf_list,MATCH(Results!L$59,program_list,0))),\"\",\nSUMPRODUCT(OFFSET(INDEX(data,MATCH(L$59&portfolio&category&subcategory&IF(OR(L$59=\"A4\",L$59=\"A5\"),3,5)&system&wyear&daytype&month_num&MATCH(1,INDIRECT(INDEX(rahours_months,month_num)&IF(OR(L$42=\"A4\",L$42=\"A5\"),\"_direct\",\"\")),0),data_key,0),$H$1),0,0,IF(OR(L$59=\"A4\",L$59=\"A5\"),3,5),1),\nOFFSET(INDEX(load_multipliers,MATCH(L$59&category&subcategory&$E61&month_num&daytype&MATCH(1,INDIRECT(INDEX(rahours_months,month_num)&IF(OR(L$42=\"A4\",L$42=\"A5\"),\"_direct\",\"\")),0),load_multipliers_key,0),MATCH(\"impact_multiplier\",load_multipliers_x,0)),0,0,IF(OR(L$59=\"A4\",L$59=\"A5\"),3,5),1))/IF(OR(L$59=\"A4\",L$59=\"A5\"),3,5)\n* IF(result_type = \"Aggregate\", INDEX(enrollment, MATCH(L$59&category&subcategory&$E61&month_num,enrollment_key,0),MATCH(\"sites\",enrollment_x,0))/1000,1) * -1),\"\")","v":2.7420557772155902},{"$f":"IFERROR(IF(AND(public,INDEX(program_conf_list,MATCH(Results!M$59,program_list,0))),\"\",\nSUMPRODUCT(OFFSET(INDEX(data,MATCH(M$59&portfolio&category&subcategory&IF(OR(M$59=\"A4\",M$59=\"A5\"),3,5)&system&wyear&daytype&month_num&MATCH(1,INDIRECT(INDEX(rahours_months,month_num)&IF(OR(M$42=\"A4\",M$42=\"A5\"),\"_direct\",\"\")),0),data_key,0),$H$1),0,0,IF(OR(M$59=\"A4\",M$59=\"A5\"),3,5),1),\nOFFSET(INDEX(load_multipliers,MATCH(M$59&category&subcategory&$E61&month_num&daytype&MATCH(1,INDIRECT(INDEX(rahours_months,month_num)&IF(OR(M$42=\"A4\",M$42=\"A5\"),\"_direct\",\"\")),0),load_multipliers_key,0),MATCH(\"impact_multiplier\",load_multipliers_x,0)),0,0,IF(OR(M$59=\"A4\",M$59=\"A5\"),3,5),1))/IF(OR(M$59=\"A4\",M$59=\"A5\"),3,5)\n* IF(result_type = \"Aggregate\", INDEX(enrollment, MATCH(M$59&category&subcategory&$E61&month_num,enrollment_key,0),MATCH(\"sites\",enrollment_x,0))/1000,1) * -1),\"\")","v":23.775180719299733}]
[null,null,null,null,{"$f":"INDEX(years_list,ROW($D62)-ROW($D$59))","v":2027},{"$f":"IFERROR(IF(AND(public,INDEX(program_conf_list,MATCH(Results!F$59,program_list,0))),\"\",\nSUMPRODUCT(OFFSET(INDEX(data,MATCH(F$59&portfolio&category&subcategory&IF(OR(F$59=\"A4\",F$59=\"A5\"),3,5)&system&wyear&daytype&month_num&MATCH(1,INDIRECT(INDEX(rahours_months,month_num)&IF(OR(F$42=\"A4\",F$42=\"A5\"),\"_direct\",\"\")),0),data_key,0),$H$1),0,0,IF(OR(F$59=\"A4\",F$59=\"A5\"),3,5),1),\nOFFSET(INDEX(load_multipliers,MATCH(F$59&category&subcategory&$E62&month_num&daytype&MATCH(1,INDIRECT(INDEX(rahours_months,month_num)&IF(OR(F$42=\"A4\",F$42=\"A5\"),\"_direct\",\"\")),0),load_multipliers_key,0),MATCH(\"impact_multiplier\",load_multipliers_x,0)),0,0,IF(OR(F$59=\"A4\",F$59=\"A5\"),3,5),1))/IF(OR(F$59=\"A4\",F$59=\"A5\"),3,5)\n* IF(result_type = \"Aggregate\", INDEX(enrollment, MATCH(F$59&category&subcategory&$E62&month_num,enrollment_key,0),MATCH(\"sites\",enrollment_x,0))/1000,1) * -1),\"\")","v":5.0009449440633738},{"$f":"IFERROR(IF(AND(public,INDEX(program_conf_list,MATCH(Results!G$59,program_list,0))),\"\",\nSUMPRODUCT(OFFSET(INDEX(data,MATCH(G$59&portfolio&category&subcategory&IF(OR(G$59=\"A4\",G$59=\"A5\"),3,5)&system&wyear&daytype&month_num&MATCH(1,INDIRECT(INDEX(rahours_months,month_num)&IF(OR(G$42=\"A4\",G$42=\"A5\"),\"_direct\",\"\")),0),data_key,0),$H$1),0,0,IF(OR(G$59=\"A4\",G$59=\"A5\"),3,5),1),\nOFFSET(INDEX(load_multipliers,MATCH(G$59&category&subcategory&$E62&month_num&daytype&MATCH(1,INDIRECT(INDEX(rahours_months,month_num)&IF(OR(G$42=\"A4\",G$42=\"A5\"),\"_direct\",\"\")),0),load_multipliers_key,0),MATCH(\"impact_multiplier\",load_multipliers_x,0)),0,0,IF(OR(G$59=\"A4\",G$59=\"A5\"),3,5),1))/IF(OR(G$59=\"A4\",G$59=\"A5\"),3,5)\n* IF(result_type = \"Aggregate\", INDEX(enrollment, MATCH(G$59&category&subcategory&$E62&month_num,enrollment_key,0),MATCH(\"sites\",enrollment_x,0))/1000,1) * -1),\"\")","v":""},{"$f":"IFERROR(IF(AND(public,INDEX(program_conf_list,MATCH(Results!H$59,program_list,0))),\"\",\nSUMPRODUCT(OFFSET(INDEX(data,MATCH(H$59&portfolio&category&subcategory&IF(OR(H$59=\"A4\",H$59=\"A5\"),3,5)&system&wyear&daytype&month_num&MATCH(1,INDIRECT(INDEX(rahours_months,month_num)&IF(OR(H$42=\"A4\",H$42=\"A5\"),\"_direct\",\"\")),0),data_key,0),$H$1),0,0,IF(OR(H$59=\"A4\",H$59=\"A5\"),3,5),1),\nOFFSET(INDEX(load_multipliers,MATCH(H$59&category&subcategory&$E62&month_num&daytype&MATCH(1,INDIRECT(INDEX(rahours_months,month_num)&IF(OR(H$42=\"A4\",H$42=\"A5\"),\"_direct\",\"\")),0),load_multipliers_key,0),MATCH(\"impact_multiplier\",load_multipliers_x,0)),0,0,IF(OR(H$59=\"A4\",H$59=\"A5\"),3,5),1))/IF(OR(H$59=\"A4\",H$59=\"A5\"),3,5)\n* IF(result_type = \"Aggregate\", INDEX(enrollment, MATCH(H$59&category&subcategory&$E62&month_num,enrollment_key,0),MATCH(\"sites\",enrollment_x,0))/1000,1) * -1),\"\")","v":0},{"$f":"IFERROR(IF(AND(public,INDEX(program_conf_list,MATCH(Results!I$59,program_list,0))),\"\",\nSUMPRODUCT(OFFSET(INDEX(data,MATCH(I$59&portfolio&category&subcategory&IF(OR(I$59=\"A4\",I$59=\"A5\"),3,5)&system&wyear&daytype&month_num&MATCH(1,INDIRECT(INDEX(rahours_months,month_num)&IF(OR(I$42=\"A4\",I$42=\"A5\"),\"_direct\",\"\")),0),data_key,0),$H$1),0,0,IF(OR(I$59=\"A4\",I$59=\"A5\"),3,5),1),\nOFFSET(INDEX(load_multipliers,MATCH(I$59&category&subcategory&$E62&month_num&daytype&MATCH(1,INDIRECT(INDEX(rahours_months,month_num)&IF(OR(I$42=\"A4\",I$42=\"A5\"),\"_direct\",\"\")),0),load_multipliers_key,0),MATCH(\"impact_multiplier\",load_multipliers_x,0)),0,0,IF(OR(I$59=\"A4\",I$59=\"A5\"),3,5),1))/IF(OR(I$59=\"A4\",I$59=\"A5\"),3,5)\n* IF(result_type = \"Aggregate\", INDEX(enrollment, MATCH(I$59&category&subcategory&$E62&month_num,enrollment_key,0),MATCH(\"sites\",enrollment_x,0))/1000,1) * -1),\"\")","v":""},{"$f":"IFERROR(IF(AND(public,INDEX(program_conf_list,MATCH(Results!J$59,program_list,0))),\"\",\nSUMPRODUCT(OFFSET(INDEX(data,MATCH(J$59&portfolio&category&subcategory&IF(OR(J$59=\"A4\",J$59=\"A5\"),3,5)&system&wyear&daytype&month_num&MATCH(1,INDIRECT(INDEX(rahours_months,month_num)&IF(OR(J$42=\"A4\",J$42=\"A5\"),\"_direct\",\"\")),0),data_key,0),$H$1),0,0,IF(OR(J$59=\"A4\",J$59=\"A5\"),3,5),1),\nOFFSET(INDEX(load_multipliers,MATCH(J$59&category&subcategory&$E62&month_num&daytype&MATCH(1,INDIRECT(INDEX(rahours_months,month_num)&IF(OR(J$42=\"A4\",J$42=\"A5\"),\"_direct\",\"\")),0),load_multipliers_key,0),MATCH(\"impact_multiplier\",load_multipliers_x,0)),0,0,IF(OR(J$59=\"A4\",J$59=\"A5\"),3,5),1))/IF(OR(J$59=\"A4\",J$59=\"A5\"),3,5)\n* IF(result_type = \"Aggregate\", INDEX(enrollment, MATCH(J$59&category&subcategory&$E62&month_num,enrollment_key,0),MATCH(\"sites\",enrollment_x,0))/1000,1) * -1),\"\")","v":29.350131576776501},{"$f":"IFERROR(IF(AND(public,INDEX(program_conf_list,MATCH(Results!K$59,program_list,0))),\"\",\nSUMPRODUCT(OFFSET(INDEX(data,MATCH(K$59&portfolio&category&subcategory&IF(OR(K$59=\"A4\",K$59=\"A5\"),3,5)&system&wyear&daytype&month_num&MATCH(1,INDIRECT(INDEX(rahours_months,month_num)&IF(OR(K$42=\"A4\",K$42=\"A5\"),\"_direct\",\"\")),0),data_key,0),$H$1),0,0,IF(OR(K$59=\"A4\",K$59=\"A5\"),3,5),1),\nOFFSET(INDEX(load_multipliers,MATCH(K$59&category&subcategory&$E62&month_num&daytype&MATCH(1,INDIRECT(INDEX(rahours_months,month_num)&IF(OR(K$42=\"A4\",K$42=\"A5\"),\"_direct\",\"\")),0),load_multipliers_key,0),MATCH(\"impact_multiplier\",load_multipliers_x,0)),0,0,IF(OR(K$59=\"A4\",K$59=\"A5\"),3,5),1))/IF(OR(K$59=\"A4\",K$59=\"A5\"),3,5)\n* IF(result_type = \"Aggregate\", INDEX(enrollment, MATCH(K$59&category&subcategory&$E62&month_num,enrollment_key,0),MATCH(\"sites\",enrollment_x,0))/1000,1) * -1),\"\")","v":2.0015457571830457},{"$f":"IFERROR(IF(AND(public,INDEX(program_conf_list,MATCH(Results!L$59,program_list,0))),\"\",\nSUMPRODUCT(OFFSET(INDEX(data,MATCH(L$59&portfolio&category&subcategory&IF(OR(L$59=\"A4\",L$59=\"A5\"),3,5)&system&wyear&daytype&month_num&MATCH(1,INDIRECT(INDEX(rahours_months,month_num)&IF(OR(L$42=\"A4\",L$42=\"A5\"),\"_direct\",\"\")),0),data_key,0),$H$1),0,0,IF(OR(L$59=\"A4\",L$59=\"A5\"),3,5),1),\nOFFSET(INDEX(load_multipliers,MATCH(L$59&category&subcategory&$E62&month_num&daytype&MATCH(1,INDIRECT(INDEX(rahours_months,month_num)&IF(OR(L$42=\"A4\",L$42=\"A5\"),\"_direct\",\"\")),0),load_multipliers_key,0),MATCH(\"impact_multiplier\",load_multipliers_x,0)),0,0,IF(OR(L$59=\"A4\",L$59=\"A5\"),3,5),1))/IF(OR(L$59=\"A4\",L$59=\"A5\"),3,5)\n* IF(result_type = \"Aggregate\", INDEX(enrollment, MATCH(L$59&category&subcategory&$E62&month_num,enrollment_key,0),MATCH(\"sites\",enrollment_x,0))/1000,1) * -1),\"\")","v":2.7420557772155902},{"$f":"IFERROR(IF(AND(public,INDEX(program_conf_list,MATCH(Results!M$59,program_list,0))),\"\",\nSUMPRODUCT(OFFSET(INDEX(data,MATCH(M$59&portfolio&category&subcategory&IF(OR(M$59=\"A4\",M$59=\"A5\"),3,5)&system&wyear&daytype&month_num&MATCH(1,INDIRECT(INDEX(rahours_months,month_num)&IF(OR(M$42=\"A4\",M$42=\"A5\"),\"_direct\",\"\")),0),data_key,0),$H$1),0,0,IF(OR(M$59=\"A4\",M$59=\"A5\"),3,5),1),\nOFFSET(INDEX(load_multipliers,MATCH(M$59&category&subcategory&$E62&month_num&daytype&MATCH(1,INDIRECT(INDEX(rahours_months,month_num)&IF(OR(M$42=\"A4\",M$42=\"A5\"),\"_direct\",\"\")),0),load_multipliers_key,0),MATCH(\"impact_multiplier\",load_multipliers_x,0)),0,0,IF(OR(M$59=\"A4\",M$59=\"A5\"),3,5),1))/IF(OR(M$59=\"A4\",M$59=\"A5\"),3,5)\n* IF(result_type = \"Aggregate\", INDEX(enrollment, MATCH(M$59&category&subcategory&$E62&month_num,enrollment_key,0),MATCH(\"sites\",enrollment_x,0))/1000,1) * -1),\"\")","v":26.593220777087975}]

{"sheet":"Slice of Day","index":1,"n_rows":34,"n_cols":20,"rows_kept":34,"cut":false,"hidden":false,"merged":[[30,4,30,16],[31,4,31,16]]}
[null,null,null,null,null,1,2,3,4,5,6,7,8,9,10,11,12]
[{"$f":"Results!A2","v":"Pacific Gas & Electric"}]
[{"$f":"Results!A3","v":"2025 ELRP Ex Ante Load Impacts"}]
[null,null,null,null,{"$f":"IFERROR(IF(AND($F$7=\"\",$C$18<>\"Confidential\"),\"Table will update when a valid subcategory is selected.\",\"\"),\"Table will update when a valid subcategory is selected.\")","v":""}]
[null,null,null,null,null,{"$f":"IF(daytype = \"TYPICAL EVENT DAY\", \"August\", \"January\")","v":"January"},{"$f":"IF(daytype = \"TYPICAL EVENT DAY\",\"\", \"February\")","v":"February"},{"$f":"IF(daytype = \"TYPICAL EVENT DAY\", \"\", \"March\")","v":"March"},{"$f":"IF(daytype = \"TYPICAL EVENT DAY\", \"\", \"April\")","v":"April"},{"$f":"IF(daytype = \"TYPICAL EVENT DAY\", \"\", \"May\")","v":"May"},{"$f":"IF(daytype = \"TYPICAL EVENT DAY\", \"\", \"June\")","v":"June"},{"$f":"IF(daytype = \"TYPICAL EVENT DAY\", \"\", \"July\")","v":"July"},{"$f":"IF(daytype = \"TYPICAL EVENT DAY\", \"\", \"August\")","v":"August"},{"$f":"IF(daytype = \"TYPICAL EVENT DAY\", \"\", \"September\")","v":"September"},{"$f":"IF(daytype = \"TYPICAL EVENT DAY\", \"\", \"October\")","v":"October"},{"$f":"IF(daytype = \"TYPICAL EVENT DAY\", \"\", \"November\")","v":"November"},{"$f":"IF(daytype = \"TYPICAL EVENT DAY\", \"\", \"December\")","v":"December"}]
[null,"Table 1: Menu options",null,null,"Hour Ending","Jan","Feb","Mar","Apr","May","Jun","Jul","Aug","Sep","Oct","Nov","Dec",null,"SE Aug","Sig. 95%"]
[null,"Type of results","Aggregate",null,1,{"$f":"IFERROR(IF(AND(public,confidential_slice),\"\",INDEX(data,--AND(F$1>=3,F$1<=10)*Data!$AD5+MATCH(Lists!$S$31&VLOOKUP(F$5,months,2,FALSE)&TEXT($E7+Lists!$AD5,\"00\"),data_key,0),Results!$H$1) *Lists!AE5 * IF(result_type_slice = \"Aggregate\", INDEX(enrollment, MATCH(program_slice&category_slice&subcategory_slice&year_slice&VLOOKUP(F$5,months,2,FALSE),enrollment_key,0),MATCH(\"sites\",enrollment_x,0))/1000, 1) * -1), \"\")","v":0},{"$f":"IFERROR(IF(AND(public,confidential_slice),\"\",INDEX(data,--AND(G$1>=3,G$1<=10)*Data!$AD5+MATCH(Lists!$S$31&VLOOKUP(G$5,months,2,FALSE)&TEXT($E7+Lists!$AD5,\"00\"),data_key,0),Results!$H$1) *Lists!AF5 * IF(result_type_slice = \"Aggregate\", INDEX(enrollment, MATCH(program_slice&category_slice&subcategory_slice&year_slice&VLOOKUP(G$5,months,2,FALSE),enrollment_key,0),MATCH(\"sites\",enrollment_x,0))/1000, 1) * -1), \"\")","v":0},{"$f":"IFERROR(IF(AND(public,confidential_slice),\"\",INDEX(data,--AND(H$1>=3,H$1<=10)*Data!$AD5+MATCH(Lists!$S$31&VLOOKUP(H$5,months,2,FALSE)&TEXT($E7+Lists!$AD5,\"00\"),data_key,0),Results!$H$1) *Lists!AG5 * IF(result_type_slice = \"Aggregate\", INDEX(enrollment, MATCH(program_slice&category_slice&subcategory_slice&year_slice&VLOOKUP(H$5,months,2,FALSE),enrollment_key,0),MATCH(\"sites\",enrollment_x,0))/1000, 1) * -1), \"\")","v":0},{"$f":"IFERROR(IF(AND(public,confidential_slice),\"\",INDEX(data,--AND(I$1>=3,I$1<=10)*Data!$AD5+MATCH(Lists!$S$31&VLOOKUP(I$5,months,2,FALSE)&TEXT($E7+Lists!$AD5,\"00\"),data_key,0),Results!$H$1) *Lists!AH5 * IF(result_type_slice = \"Aggregate\", INDEX(enrollment, MATCH(program_slice&category_slice&subcategory_slice&year_slice&VLOOKUP(I$5,months,2,FALSE),enrollment_key,0),MATCH(\"sites\",enrollment_x,0))/1000, 1) * -1), \"\")","v":0},{"$f":"IFERROR(IF(AND(public,confidential_slice),\"\",INDEX(data,--AND(J$1>=3,J$1<=10)*Data!$AD5+MATCH(Lists!$S$31&VLOOKUP(J$5,months,2,FALSE)&TEXT($E7+Lists!$AD5,\"00\"),data_key,0),Results!$H$1) *Lists!AI5 * IF(result_type_slice = \"Aggregate\", INDEX(enrollment, MATCH(program_slice&category_slice&subcategory_slice&year_slice&VLOOKUP(J$5,months,2,FALSE),enrollment_key,0),MATCH(\"sites\",enrollment_x,0))/1000, 1) * -1), \"\")","v":0},{"$f":"IFERROR(IF(AND(public,confidential_slice),\"\",INDEX(data,--AND(K$1>=3,K$1<=10)*Data!$AD5+MATCH(Lists!$S$31&VLOOKUP(K$5,months,2,FALSE)&TEXT($E7+Lists!$AD5,\"00\"),data_key,0),Results!$H$1) *Lists!AJ5 * IF(result_type_slice = \"Aggregate\", INDEX(enrollment, MATCH(program_slice&category_slice&subcategory_slice&year_slice&VLOOKUP(K$5,months,2,FALSE),enrollment_key,0),MATCH(\"sites\",enrollment_x,0))/1000, 1) * -1), \"\")","v":0},{"$f":"IFERROR(IF(AND(public,confidential_slice),\"\",INDEX(data,--AND(L$1>=3,L$1<=10)*Data!$AD5+MATCH(Lists!$S$31&VLOOKUP(L$5,months,2,FALSE)&TEXT($E7+Lists!$AD5,\"00\"),data_key,0),Results!$H$1) *Lists!AK5 * IF(result_type_slice = \"Aggregate\", INDEX(enrollment, MATCH(program_slice&category_slice&subcategory_slice&year_slice&VLOOKUP(L$5,months,2,FALSE),enrollment_key,0),MATCH(\"sites\",enrollment_x,0))/1000, 1) * -1), \"\")","v":0},{"$f":"IFERROR(IF(AND(public,confidential_slice),\"\",INDEX(data,--AND(M$1>=3,M$1<=10)*Data!$AD5+MATCH(Lists!$S$31&VLOOKUP(M$5,months,2,FALSE)&TEXT($E7+Lists!$AD5,\"00\"),data_key,0),Results!$H$1) *Lists!AL5 * IF(result_type_slice = \"Aggregate\", INDEX(enrollment, MATCH(program_slice&category_slice&subcategory_slice&year_slice&VLOOKUP(M$5,months,2,FALSE),enrollment_key,0),MATCH(\"sites\",enrollment_x,0))/1000, 1) * -1), \"\")","v":0},{"$f":"IFERROR(IF(AND(public,confidential_slice),\"\",INDEX(data,--AND(N$1>=3,N$1<=10)*Data!$AD5+MATCH(Lists!$S$31&VLOOKUP(N$5,months,2,FALSE)&TEXT($E7+Lists!$AD5,\"00\"),data_key,0),Results!$H$1) *Lists!AM5 * IF(result_type_slice = \"Aggregate\", INDEX(enrollment, MATCH(program_slice&category_slice&subcategory_slice&year_slice&VLOOKUP(N$5,months,2,FALSE),enrollment_key,0),MATCH(\"sites\",enrollment_x,0))/1000, 1) * -1), \"\")","v":0},{"$f":"IFERROR(IF(AND(public,confidential_slice),\"\",INDEX(data,--AND(O$1>=3,O$1<=10)*Data!$AD5+MATCH(Lists!$S$31&VLOOKUP(O$5,months,2,FALSE)&TEXT($E7+Lists!$AD5,\"00\"),data_key,0),Results!$H$1) *Lists!AN5 * IF(result_type_slice = \"Aggregate\", INDEX(enrollment, MATCH(program_slice&category_slice&subcategory_slice&year_slice&VLOOKUP(O$5,months,2,FALSE),enrollment_key,0),MATCH(\"sites\",enrollment_x,0))/1000, 1) * -1), \"\")","v":0},{"$f":"IFERROR(IF(AND(public,confidential_slice),\"\",INDEX(data,--AND(P$1>=3,P$1<=10)*Data!$AD5+MATCH(Lists!$S$31&VLOOKUP(P$5,months,2,FALSE)&TEXT($E7+Lists!$AD5,\"00\"),data_key,0),Results!$H$1) *Lists!AO5 * IF(result_type_slice = \"Aggregate\", INDEX(enrollment, MATCH(program_slice&category_slice&subcategory_slice&year_slice&VLOOKUP(P$5,months,2,FALSE),enrollment_key,0),MATCH(\"sites\",enrollment_x,0))/1000, 1) * -1), \"\")","v":0},{"$f":"IFERROR(IF(AND(public,confidential_slice),\"\",INDEX(data,--AND(Q$1>=3,Q$1<=10)*Data!$AD5+MATCH(Lists!$S$31&VLOOKUP(Q$5,months,2,FALSE)&TEXT($E7+Lists!$AD5,\"00\"),data_key,0),Results!$H$1) *Lists!AP5 * IF(result_type_slice = \"Aggregate\", INDEX(enrollment, MATCH(program_slice&category_slice&subcategory_slice&year_slice&VLOOKUP(Q$5,months,2,FALSE),enrollment_key,0),MATCH(\"sites\",enrollment_x,0))/1000, 1) * -1), \"\")","v":0},null,{"$f":"IFERROR(IF(AND(public,confidential_slice),\"\",INDEX(data,MATCH(Lists!$S$31&VLOOKUP(M$5,months,2,FALSE)&TEXT($E7+Lists!$AD5,\"00\"),data_key,0),Results!$N$1) *Lists!AL5 * IF(result_type_slice = \"Aggregate\", INDEX(enrollment, MATCH(program_slice&category_slice&subcategory_slice&year_slice&VLOOKUP(M$5,months,2,FALSE),enrollment_key,0),MATCH(\"sites\",enrollment_x,0))/1000, 1) * -1), \"\")","v":0},{"$f":"IF($S7 = \"\",\"\",IF(OR($S7 = 0,IF($S7 = 0,0,ABS($M7/$S7)) > _xlfn.NORM.S.INV(0.975)),\"Yes\",\"No\"))","v":"Yes"}]
[null,"Program","A1",null,2,{"$f":"IFERROR(IF(AND(public,confidential_slice),\"\",INDEX(data,--AND(F$1>=3,F$1<=10)*Data!$AD6+MATCH(Lists!$S$31&VLOOKUP(F$5,months,2,FALSE)&TEXT($E8+Lists!$AD6,\"00\"),data_key,0),Results!$H$1) *Lists!AE6 * IF(result_type_slice = \"Aggregate\", INDEX(enrollment, MATCH(program_slice&category_slice&subcategory_slice&year_slice&VLOOKUP(F$5,months,2,FALSE),enrollment_key,0),MATCH(\"sites\",enrollment_x,0))/1000, 1) * -1), \"\")","v":0},{"$f":"IFERROR(IF(AND(public,confidential_slice),\"\",INDEX(data,--AND(G$1>=3,G$1<=10)*Data!$AD6+MATCH(Lists!$S$31&VLOOKUP(G$5,months,2,FALSE)&TEXT($E8+Lists!$AD6,\"00\"),data_key,0),Results!$H$1) *Lists!AF6 * IF(result_type_slice = \"Aggregate\", INDEX(enrollment, MATCH(program_slice&category_slice&subcategory_slice&year_slice&VLOOKUP(G$5,months,2,FALSE),enrollment_key,0),MATCH(\"sites\",enrollment_x,0))/1000, 1) * -1), \"\")","v":0},{"$f":"IFERROR(IF(AND(public,confidential_slice),\"\",INDEX(data,--AND(H$1>=3,H$1<=10)*Data!$AD6+MATCH(Lists!$S$31&VLOOKUP(H$5,months,2,FALSE)&TEXT($E8+Lists!$AD6,\"00\"),data_key,0),Results!$H$1) *Lists!AG6 * IF(result_type_slice = \"Aggregate\", INDEX(enrollment, MATCH(program_slice&category_slice&subcategory_slice&year_slice&VLOOKUP(H$5,months,2,FALSE),enrollment_key,0),MATCH(\"sites\",enrollment_x,0))/1000, 1) * -1), \"\")","v":0},{"$f":"IFERROR(IF(AND(public,confidential_slice),\"\",INDEX(data,--AND(I$1>=3,I$1<=10)*Data!$AD6+MATCH(Lists!$S$31&VLOOKUP(I$5,months,2,FALSE)&TEXT($E8+Lists!$AD6,\"00\"),data_key,0),Results!$H$1) *Lists!AH6 * IF(result_type_slice = \"Aggregate\", INDEX(enrollment, MATCH(program_slice&category_slice&subcategory_slice&year_slice&VLOOKUP(I$5,months,2,FALSE),enrollment_key,0),MATCH(\"sites\",enrollment_x,0))/1000, 1) * -1), \"\")","v":0},{"$f":"IFERROR(IF(AND(public,confidential_slice),\"\",INDEX(data,--AND(J$1>=3,J$1<=10)*Data!$AD6+MATCH(Lists!$S$31&VLOOKUP(J$5,months,2,FALSE)&TEXT($E8+Lists!$AD6,\"00\"),data_key,0),Results!$H$1) *Lists!AI6 * IF(result_type_slice = \"Aggregate\", INDEX(enrollment, MATCH(program_slice&category_slice&subcategory_slice&year_slice&VLOOKUP(J$5,months,2,FALSE),enrollment_key,0),MATCH(\"sites\",enrollment_x,0))/1000, 1) * -1), \"\")","v":0},{"$f":"IFERROR(IF(AND(public,confidential_slice),\"\",INDEX(data,--AND(K$1>=3,K$1<=10)*Data!$AD6+MATCH(Lists!$S$31&VLOOKUP(K$5,months,2,FALSE)&TEXT($E8+Lists!$AD6,\"00\"),data_key,0),Results!$H$1) *Lists!AJ6 * IF(result_type_slice = \"Aggregate\", INDEX(enrollment, MATCH(program_slice&category_slice&subcategory_slice&year_slice&VLOOKUP(K$5,months,2,FALSE),enrollment_key,0),MATCH(\"sites\",enrollment_x,0))/1000, 1) * -1), \"\")","v":0},{"$f":"IFERROR(IF(AND(public,confidential_slice),\"\",INDEX(data,--AND(L$1>=3,L$1<=10)*Data!$AD6+MATCH(Lists!$S$31&VLOOKUP(L$5,months,2,FALSE)&TEXT($E8+Lists!$AD6,\"00\"),data_key,0),Results!$H$1) *Lists!AK6 * IF(result_type_slice = \"Aggregate\", INDEX(enrollment, MATCH(program_slice&category_slice&subcategory_slice&year_slice&VLOOKUP(L$5,months,2,FALSE),enrollment_key,0),MATCH(\"sites\",enrollment_x,0))/1000, 1) * -1), \"\")","v":0},{"$f":"IFERROR(IF(AND(public,confidential_slice),\"\",INDEX(data,--AND(M$1>=3,M$1<=10)*Data!$AD6+MATCH(Lists!$S$31&VLOOKUP(M$5,months,2,FALSE)&TEXT($E8+Lists!$AD6,\"00\"),data_key,0),Results!$H$1) *Lists!AL6 * IF(result_type_slice = \"Aggregate\", INDEX(enrollment, MATCH(program_slice&category_slice&subcategory_slice&year_slice&VLOOKUP(M$5,months,2,FALSE),enrollment_key,0),MATCH(\"sites\",enrollment_x,0))/1000, 1) * -1), \"\")","v":0},{"$f":"IFERROR(IF(AND(public,confidential_slice),\"\",INDEX(data,--AND(N$1>=3,N$1<=10)*Data!$AD6+MATCH(Lists!$S$31&VLOOKUP(N$5,months,2,FALSE)&TEXT($E8+Lists!$AD6,\"00\"),data_key,0),Results!$H$1) *Lists!AM6 * IF(result_type_slice = \"Aggregate\", INDEX(enrollment, MATCH(program_slice&category_slice&subcategory_slice&year_slice&VLOOKUP(N$5,months,2,FALSE),enrollment_key,0),MATCH(\"sites\",enrollment_x,0))/1000, 1) * -1), \"\")","v":0},{"$f":"IFERROR(IF(AND(public,confidential_slice),\"\",INDEX(data,--AND(O$1>=3,O$1<=10)*Data!$AD6+MATCH(Lists!$S$31&VLOOKUP(O$5,months,2,FALSE)&TEXT($E8+Lists!$AD6,\"00\"),data_key,0),Results!$H$1) *Lists!AN6 * IF(result_type_slice = \"Aggregate\", INDEX(enrollment, MATCH(program_slice&category_slice&subcategory_slice&year_slice&VLOOKUP(O$5,months,2,FALSE),enrollment_key,0),MATCH(\"sites\",enrollment_x,0))/1000, 1) * -1), \"\")","v":0},{"$f":"IFERROR(IF(AND(public,confidential_slice),\"\",INDEX(data,--AND(P$1>=3,P$1<=10)*Data!$AD6+MATCH(Lists!$S$31&VLOOKUP(P$5,months,2,FALSE)&TEXT($E8+Lists!$AD6,\"00\"),data_key,0),Results!$H$1) *Lists!AO6 * IF(result_type_slice = \"Aggregate\", INDEX(enrollment, MATCH(program_slice&category_slice&subcategory_slice&year_slice&VLOOKUP(P$5,months,2,FALSE),enrollment_key,0),MATCH(\"sites\",enrollment_x,0))/1000, 1) * -1), \"\")","v":0},{"$f":"IFERROR(IF(AND(public,confidential_slice),\"\",INDEX(data,--AND(Q$1>=3,Q$1<=10)*Data!$AD6+MATCH(Lists!$S$31&VLOOKUP(Q$5,months,2,FALSE)&TEXT($E8+Lists!$AD6,\"00\"),data_key,0),Results!$H$1) *Lists!AP6 * IF(result_type_slice = \"Aggregate\", INDEX(enrollment, MATCH(program_slice&category_slice&subcategory_slice&year_slice&VLOOKUP(Q$5,months,2,FALSE),enrollment_key,0),MATCH(\"sites\",enrollment_x,0))/1000, 1) * -1), \"\")","v":0},null,{"$f":"IFERROR(IF(AND(public,confidential_slice),\"\",INDEX(data,MATCH(Lists!$S$31&VLOOKUP(M$5,months,2,FALSE)&TEXT($E8+Lists!$AD6,\"00\"),data_key,0),Results!$N$1) *Lists!AL6 * IF(result_type_slice = \"Aggregate\", INDEX(enrollment, MATCH(program_slice&category_slice&subcategory_slice&year_slice&VLOOKUP(M$5,months,2,FALSE),enrollment_key,0),MATCH(\"sites\",enrollment_x,0))/1000, 1) * -1), \"\")","v":0},{"$f":"IF($S8 = \"\",\"\",IF(OR($S8 = 0,IF($S8 = 0,0,ABS($M8/$S8)) > _xlfn.NORM.S.INV(0.975)),\"Yes\",\"No\"))","v":"Yes"}]
[null,"Category","All",null,3,{"$f":"IFERROR(IF(AND(public,confidential_slice),\"\",INDEX(data,--AND(F$1>=3,F$1<=10)*Data!$AD7+MATCH(Lists!$S$31&VLOOKUP(F$5,months,2,FALSE)&TEXT($E9+Lists!$AD7,\"00\"),data_key,0),Results!$H$1) *Lists!AE7 * IF(result_type_slice = \"Aggregate\", INDEX(enrollment, MATCH(program_slice&category_slice&subcategory_slice&year_slice&VLOOKUP(F$5,months,2,FALSE),enrollment_key,0),MATCH(\"sites\",enrollment_x,0))/1000, 1) * -1), \"\")","v":0},{"$f":"IFERROR(IF(AND(public,confidential_slice),\"\",INDEX(data,--AND(G$1>=3,G$1<=10)*Data!$AD7+MATCH(Lists!$S$31&VLOOKUP(G$5,months,2,FALSE)&TEXT($E9+Lists!$AD7,\"00\"),data_key,0),Results!$H$1) *Lists!AF7 * IF(result_type_slice = \"Aggregate\", INDEX(enrollment, MATCH(program_slice&category_slice&subcategory_slice&year_slice&VLOOKUP(G$5,months,2,FALSE),enrollment_key,0),MATCH(\"sites\",enrollment_x,0))/1000, 1) * -1), \"\")","v":0},{"$f":"IFERROR(IF(AND(public,confidential_slice),\"\",INDEX(data,--AND(H$1>=3,H$1<=10)*Data!$AD7+MATCH(Lists!$S$31&VLOOKUP(H$5,months,2,FALSE)&TEXT($E9+Lists!$AD7,\"00\"),data_key,0),Results!$H$1) *Lists!AG7 * IF(result_type_slice = \"Aggregate\", INDEX(enrollment, MATCH(program_slice&category_slice&subcategory_slice&year_slice&VLOOKUP(H$5,months,2,FALSE),enrollment_key,0),MATCH(\"sites\",enrollment_x,0))/1000, 1) * -1), \"\")","v":0},{"$f":"IFERROR(IF(AND(public,confidential_slice),\"\",INDEX(data,--AND(I$1>=3,I$1<=10)*Data!$AD7+MATCH(Lists!$S$31&VLOOKUP(I$5,months,2,FALSE)&TEXT($E9+Lists!$AD7,\"00\"),data_key,0),Results!$H$1) *Lists!AH7 * IF(result_type_slice = \"Aggregate\", INDEX(enrollment, MATCH(program_slice&category_slice&subcategory_slice&year_slice&VLOOKUP(I$5,months,2,FALSE),enrollment_key,0),MATCH(\"sites\",enrollment_x,0))/1000, 1) * -1), \"\")","v":0},{"$f":"IFERROR(IF(AND(public,confidential_slice),\"\",INDEX(data,--AND(J$1>=3,J$1<=10)*Data!$AD7+MATCH(Lists!$S$31&VLOOKUP(J$5,months,2,FALSE)&TEXT($E9+Lists!$AD7,\"00\"),data_key,0),Results!$H$1) *Lists!AI7 * IF(result_type_slice = \"Aggregate\", INDEX(enrollment, MATCH(program_slice&category_slice&subcategory_slice&year_slice&VLOOKUP(J$5,months,2,FALSE),enrollment_key,0),MATCH(\"sites\",enrollment_x,0))/1000, 1) * -1), \"\")","v":0},{"$f":"IFERROR(IF(AND(public,confidential_slice),\"\",INDEX(data,--AND(K$1>=3,K$1<=10)*Data!$AD7+MATCH(Lists!$S$31&VLOOKUP(K$5,months,2,FALSE)&TEXT($E9+Lists!$AD7,\"00\"),data_key,0),Results!$H$1) *Lists!AJ7 * IF(result_type_slice = \"Aggregate\", INDEX(enrollment, MATCH(program_slice&category_slice&subcategory_slice&year_slice&VLOOKUP(K$5,months,2,FALSE),enrollment_key,0),MATCH(\"sites\",enrollment_x,0))/1000, 1) * -1), \"\")","v":0},{"$f":"IFERROR(IF(AND(public,confidential_slice),\"\",INDEX(data,--AND(L$1>=3,L$1<=10)*Data!$AD7+MATCH(Lists!$S$31&VLOOKUP(L$5,months,2,FALSE)&TEXT($E9+Lists!$AD7,\"00\"),data_key,0),Results!$H$1) *Lists!AK7 * IF(result_type_slice = \"Aggregate\", INDEX(enrollment, MATCH(program_slice&category_slice&subcategory_slice&year_slice&VLOOKUP(L$5,months,2,FALSE),enrollment_key,0),MATCH(\"sites\",enrollment_x,0))/1000, 1) * -1), \"\")","v":0},{"$f":"IFERROR(IF(AND(public,confidential_slice),\"\",INDEX(data,--AND(M$1>=3,M$1<=10)*Data!$AD7+MATCH(Lists!$S$31&VLOOKUP(M$5,months,2,FALSE)&TEXT($E9+Lists!$AD7,\"00\"),data_key,0),Results!$H$1) *Lists!AL7 * IF(result_type_slice = \"Aggregate\", INDEX(enrollment, MATCH(program_slice&category_slice&subcategory_slice&year_slice&VLOOKUP(M$5,months,2,FALSE),enrollment_key,0),MATCH(\"sites\",enrollment_x,0))/1000, 1) * -1), \"\")","v":0},{"$f":"IFERROR(IF(AND(public,confidential_slice),\"\",INDEX(data,--AND(N$1>=3,N$1<=10)*Data!$AD7+MATCH(Lists!$S$31&VLOOKUP(N$5,months,2,FALSE)&TEXT($E9+Lists!$AD7,\"00\"),data_key,0),Results!$H$1) *Lists!AM7 * IF(result_type_slice = \"Aggregate\", INDEX(enrollment, MATCH(program_slice&category_slice&subcategory_slice&year_slice&VLOOKUP(N$5,months,2,FALSE),enrollment_key,0),MATCH(\"sites\",enrollment_x,0))/1000, 1) * -1), \"\")","v":0},{"$f":"IFERROR(IF(AND(public,confidential_slice),\"\",INDEX(data,--AND(O$1>=3,O$1<=10)*Data!$AD7+MATCH(Lists!$S$31&VLOOKUP(O$5,months,2,FALSE)&TEXT($E9+Lists!$AD7,\"00\"),data_key,0),Results!$H$1) *Lists!AN7 * IF(result_type_slice = \"Aggregate\", INDEX(enrollment, MATCH(program_slice&category_slice&subcategory_slice&year_slice&VLOOKUP(O$5,months,2,FALSE),enrollment_key,0),MATCH(\"sites\",enrollment_x,0))/1000, 1) * -1), \"\")","v":0},{"$f":"IFERROR(IF(AND(public,confidential_slice),\"\",INDEX(data,--AND(P$1>=3,P$1<=10)*Data!$AD7+MATCH(Lists!$S$31&VLOOKUP(P$5,months,2,FALSE)&TEXT($E9+Lists!$AD7,\"00\"),data_key,0),Results!$H$1) *Lists!AO7 * IF(result_type_slice = \"Aggregate\", INDEX(enrollment, MATCH(program_slice&category_slice&subcategory_slice&year_slice&VLOOKUP(P$5,months,2,FALSE),enrollment_key,0),MATCH(\"sites\",enrollment_x,0))/1000, 1) * -1), \"\")","v":0},{"$f":"IFERROR(IF(AND(public,confidential_slice),\"\",INDEX(data,--AND(Q$1>=3,Q$1<=10)*Data!$AD7+MATCH(Lists!$S$31&VLOOKUP(Q$5,months,2,FALSE)&TEXT($E9+Lists!$AD7,\"00\"),data_key,0),Results!$H$1) *Lists!AP7 * IF(result_type_slice = \"Aggregate\", INDEX(enrollment, MATCH(program_slice&category_slice&subcategory_slice&year_slice&VLOOKUP(Q$5,months,2,FALSE),enrollment_key,0),MATCH(\"sites\",enrollment_x,0))/1000, 1) * -1), \"\")","v":0},null,{"$f":"IFERROR(IF(AND(public,confidential_slice),\"\",INDEX(data,MATCH(Lists!$S$31&VLOOKUP(M$5,months,2,FALSE)&TEXT($E9+Lists!$AD7,\"00\"),data_key,0),Results!$N$1) *Lists!AL7 * IF(result_type_slice = \"Aggregate\", INDEX(enrollment, MATCH(program_slice&category_slice&subcategory_slice&year_slice&VLOOKUP(M$5,months,2,FALSE),enrollment_key,0),MATCH(\"sites\",enrollment_x,0))/1000, 1) * -1), \"\")","v":0},"Yes"]
[null,"Subcategory","All",null,4,{"$f":"IFERROR(IF(AND(public,confidential_slice),\"\",INDEX(data,--AND(F$1>=3,F$1<=10)*Data!$AD8+MATCH(Lists!$S$31&VLOOKUP(F$5,months,2,FALSE)&TEXT($E10+Lists!$AD8,\"00\"),data_key,0),Results!$H$1) *Lists!AE8 * IF(result_type_slice = \"Aggregate\", INDEX(enrollment, MATCH(program_slice&category_slice&subcategory_slice&year_slice&VLOOKUP(F$5,months,2,FALSE),enrollment_key,0),MATCH(\"sites\",enrollment_x,0))/1000, 1) * -1), \"\")","v":0},{"$f":"IFERROR(IF(AND(public,confidential_slice),\"\",INDEX(data,--AND(G$1>=3,G$1<=10)*Data!$AD8+MATCH(Lists!$S$31&VLOOKUP(G$5,months,2,FALSE)&TEXT($E10+Lists!$AD8,\"00\"),data_key,0),Results!$H$1) *Lists!AF8 * IF(result_type_slice = \"Aggregate\", INDEX(enrollment, MATCH(program_slice&category_slice&subcategory_slice&year_slice&VLOOKUP(G$5,months,2,FALSE),enrollment_key,0),MATCH(\"sites\",enrollment_x,0))/1000, 1) * -1), \"\")","v":0},{"$f":"IFERROR(IF(AND(public,confidential_slice),\"\",INDEX(data,--AND(H$1>=3,H$1<=10)*Data!$AD8+MATCH(Lists!$S$31&VLOOKUP(H$5,months,2,FALSE)&TEXT($E10+Lists!$AD8,\"00\"),data_key,0),Results!$H$1) *Lists!AG8 * IF(result_type_slice = \"Aggregate\", INDEX(enrollment, MATCH(program_slice&category_slice&subcategory_slice&year_slice&VLOOKUP(H$5,months,2,FALSE),enrollment_key,0),MATCH(\"sites\",enrollment_x,0))/1000, 1) * -1), \"\")","v":0},{"$f":"IFERROR(IF(AND(public,confidential_slice),\"\",INDEX(data,--AND(I$1>=3,I$1<=10)*Data!$AD8+MATCH(Lists!$S$31&VLOOKUP(I$5,months,2,FALSE)&TEXT($E10+Lists!$AD8,\"00\"),data_key,0),Results!$H$1) *Lists!AH8 * IF(result_type_slice = \"Aggregate\", INDEX(enrollment, MATCH(program_slice&category_slice&subcategory_slice&year_slice&VLOOKUP(I$5,months,2,FALSE),enrollment_key,0),MATCH(\"sites\",enrollment_x,0))/1000, 1) * -1), \"\")","v":0},{"$f":"IFERROR(IF(AND(public,confidential_slice),\"\",INDEX(data,--AND(J$1>=3,J$1<=10)*Data!$AD8+MATCH(Lists!$S$31&VLOOKUP(J$5,months,2,FALSE)&TEXT($E10+Lists!$AD8,\"00\"),data_key,0),Results!$H$1) *Lists!AI8 * IF(result_type_slice = \"Aggregate\", INDEX(enrollment, MATCH(program_slice&category_slice&subcategory_slice&year_slice&VLOOKUP(J$5,months,2,FALSE),enrollment_key,0),MATCH(\"sites\",enrollment_x,0))/1000, 1) * -1), \"\")","v":0},{"$f":"IFERROR(IF(AND(public,confidential_slice),\"\",INDEX(data,--AND(K$1>=3,K$1<=10)*Data!$AD8+MATCH(Lists!$S$31&VLOOKUP(K$5,months,2,FALSE)&TEXT($E10+Lists!$AD8,\"00\"),data_key,0),Results!$H$1) *Lists!AJ8 * IF(result_type_slice = \"Aggregate\", INDEX(enrollment, MATCH(program_slice&category_slice&subcategory_slice&year_slice&VLOOKUP(K$5,months,2,FALSE),enrollment_key,0),MATCH(\"sites\",enrollment_x,0))/1000, 1) * -1), \"\")","v":0},{"$f":"IFERROR(IF(AND(public,confidential_slice),\"\",INDEX(data,--AND(L$1>=3,L$1<=10)*Data!$AD8+MATCH(Lists!$S$31&VLOOKUP(L$5,months,2,FALSE)&TEXT($E10+Lists!$AD8,\"00\"),data_key,0),Results!$H$1) *Lists!AK8 * IF(result_type_slice = \"Aggregate\", INDEX(enrollment, MATCH(program_slice&category_slice&subcategory_slice&year_slice&VLOOKUP(L$5,months,2,FALSE),enrollment_key,0),MATCH(\"sites\",enrollment_x,0))/1000, 1) * -1), \"\")","v":0},{"$f":"IFERROR(IF(AND(public,confidential_slice),\"\",INDEX(data,--AND(M$1>=3,M$1<=10)*Data!$AD8+MATCH(Lists!$S$31&VLOOKUP(M$5,months,2,FALSE)&TEXT($E10+Lists!$AD8,\"00\"),data_key,0),Results!$H$1) *Lists!AL8 * IF(result_type_slice = \"Aggregate\", INDEX(enrollment, MATCH(program_slice&category_slice&subcategory_slice&year_slice&VLOOKUP(M$5,months,2,FALSE),enrollment_key,0),MATCH(\"sites\",enrollment_x,0))/1000, 1) * -1), \"\")","v":0},{"$f":"IFERROR(IF(AND(public,confidential_slice),\"\",INDEX(data,--AND(N$1>=3,N$1<=10)*Data!$AD8+MATCH(Lists!$S$31&VLOOKUP(N$5,months,2,FALSE)&TEXT($E10+Lists!$AD8,\"00\"),data_key,0),Results!$H$1) *Lists!AM8 * IF(result_type_slice = \"Aggregate\", INDEX(enrollment, MATCH(program_slice&category_slice&subcategory_slice&year_slice&VLOOKUP(N$5,months,2,FALSE),enrollment_key,0),MATCH(\"sites\",enrollment_x,0))/1000, 1) * -1), \"\")","v":0},{"$f":"IFERROR(IF(AND(public,confidential_slice),\"\",INDEX(data,--AND(O$1>=3,O$1<=10)*Data!$AD8+MATCH(Lists!$S$31&VLOOKUP(O$5,months,2,FALSE)&TEXT($E10+Lists!$AD8,\"00\"),data_key,0),Results!$H$1) *Lists!AN8 * IF(result_type_slice = \"Aggregate\", INDEX(enrollment, MATCH(program_slice&category_slice&subcategory_slice&year_slice&VLOOKUP(O$5,months,2,FALSE),enrollment_key,0),MATCH(\"sites\",enrollment_x,0))/1000, 1) * -1), \"\")","v":0},{"$f":"IFERROR(IF(AND(public,confidential_slice),\"\",INDEX(data,--AND(P$1>=3,P$1<=10)*Data!$AD8+MATCH(Lists!$S$31&VLOOKUP(P$5,months,2,FALSE)&TEXT($E10+Lists!$AD8,\"00\"),data_key,0),Results!$H$1) *Lists!AO8 * IF(result_type_slice = \"Aggregate\", INDEX(enrollment, MATCH(program_slice&category_slice&subcategory_slice&year_slice&VLOOKUP(P$5,months,2,FALSE),enrollment_key,0),MATCH(\"sites\",enrollment_x,0))/1000, 1) * -1), \"\")","v":0},{"$f":"IFERROR(IF(AND(public,confidential_slice),\"\",INDEX(data,--AND(Q$1>=3,Q$1<=10)*Data!$AD8+MATCH(Lists!$S$31&VLOOKUP(Q$5,months,2,FALSE)&TEXT($E10+Lists!$AD8,\"00\"),data_key,0),Results!$H$1) *Lists!AP8 * IF(result_type_slice = \"Aggregate\", INDEX(enrollment, MATCH(program_slice&category_slice&subcategory_slice&year_slice&VLOOKUP(Q$5,months,2,FALSE),enrollment_key,0),MATCH(\"sites\",enrollment_x,0))/1000, 1) * -1), \"\")","v":0},null,{"$f":"IFERROR(IF(AND(public,confidential_slice),\"\",INDEX(data,MATCH(Lists!$S$31&VLOOKUP(M$5,months,2,FALSE)&TEXT($E10+Lists!$AD8,\"00\"),data_key,0),Results!$N$1) *Lists!AL8 * IF(result_type_slice = \"Aggregate\", INDEX(enrollment, MATCH(program_slice&category_slice&subcategory_slice&year_slice&VLOOKUP(M$5,months,2,FALSE),enrollment_key,0),MATCH(\"sites\",enrollment_x,0))/1000, 1) * -1), \"\")","v":0},"Yes"]
[null,"Measurement Hours",5,null,5,{"$f":"IFERROR(IF(AND(public,confidential_slice),\"\",INDEX(data,--AND(F$1>=3,F$1<=10)*Data!$AD9+MATCH(Lists!$S$31&VLOOKUP(F$5,months,2,FALSE)&TEXT($E11+Lists!$AD9,\"00\"),data_key,0),Results!$H$1) *Lists!AE9 * IF(result_type_slice = \"Aggregate\", INDEX(enrollment, MATCH(program_slice&category_slice&subcategory_slice&year_slice&VLOOKUP(F$5,months,2,FALSE),enrollment_key,0),MATCH(\"sites\",enrollment_x,0))/1000, 1) * -1), \"\")","v":0},{"$f":"IFERROR(IF(AND(public,confidential_slice),\"\",INDEX(data,--AND(G$1>=3,G$1<=10)*Data!$AD9+MATCH(Lists!$S$31&VLOOKUP(G$5,months,2,FALSE)&TEXT($E11+Lists!$AD9,\"00\"),data_key,0),Results!$H$1) *Lists!AF9 * IF(result_type_slice = \"Aggregate\", INDEX(enrollment, MATCH(program_slice&category_slice&subcategory_slice&year_slice&VLOOKUP(G$5,months,2,FALSE),enrollment_key,0),MATCH(\"sites\",enrollment_x,0))/1000, 1) * -1), \"\")","v":0},{"$f":"IFERROR(IF(AND(public,confidential_slice),\"\",INDEX(data,--AND(H$1>=3,H$1<=10)*Data!$AD9+MATCH(Lists!$S$31&VLOOKUP(H$5,months,2,FALSE)&TEXT($E11+Lists!$AD9,\"00\"),data_key,0),Results!$H$1) *Lists!AG9 * IF(result_type_slice = \"Aggregate\", INDEX(enrollment, MATCH(program_slice&category_slice&subcategory_slice&year_slice&VLOOKUP(H$5,months,2,FALSE),enrollment_key,0),MATCH(\"sites\",enrollment_x,0))/1000, 1) * -1), \"\")","v":0},{"$f":"IFERROR(IF(AND(public,confidential_slice),\"\",INDEX(data,--AND(I$1>=3,I$1<=10)*Data!$AD9+MATCH(Lists!$S$31&VLOOKUP(I$5,months,2,FALSE)&TEXT($E11+Lists!$AD9,\"00\"),data_key,0),Results!$H$1) *Lists!AH9 * IF(result_type_slice = \"Aggregate\", INDEX(enrollment, MATCH(program_slice&category_slice&subcategory_slice&year_slice&VLOOKUP(I$5,months,2,FALSE),enrollment_key,0),MATCH(\"sites\",enrollment_x,0))/1000, 1) * -1), \"\")","v":0},{"$f":"IFERROR(IF(AND(public,confidential_slice),\"\",INDEX(data,--AND(J$1>=3,J$1<=10)*Data!$AD9+MATCH(Lists!$S$31&VLOOKUP(J$5,months,2,FALSE)&TEXT($E11+Lists!$AD9,\"00\"),data_key,0),Results!$H$1) *Lists!AI9 * IF(result_type_slice = \"Aggregate\", INDEX(enrollment, MATCH(program_slice&category_slice&subcategory_slice&year_slice&VLOOKUP(J$5,months,2,FALSE),enrollment_key,0),MATCH(\"sites\",enrollment_x,0))/1000, 1) * -1), \"\")","v":0},{"$f":"IFERROR(IF(AND(public,confidential_slice),\"\",INDEX(data,--AND(K$1>=3,K$1<=10)*Data!$AD9+MATCH(Lists!$S$31&VLOOKUP(K$5,months,2,FALSE)&TEXT($E11+Lists!$AD9,\"00\"),data_key,0),Results!$H$1) *Lists!AJ9 * IF(result_type_slice = \"Aggregate\", INDEX(enrollment, MATCH(program_slice&category_slice&subcategory_slice&year_slice&VLOOKUP(K$5,months,2,FALSE),enrollment_key,0),MATCH(\"sites\",enrollment_x,0))/1000, 1) * -1), \"\")","v":0},{"$f":"IFERROR(IF(AND(public,confidential_slice),\"\",INDEX(data,--AND(L$1>=3,L$1<=10)*Data!$AD9+MATCH(Lists!$S$31&VLOOKUP(L$5,months,2,FALSE)&TEXT($E11+Lists!$AD9,\"00\"),data_key,0),Results!$H$1) *Lists!AK9 * IF(result_type_slice = \"Aggregate\", INDEX(enrollment, MATCH(program_slice&category_slice&subcategory_slice&year_slice&VLOOKUP(L$5,months,2,FALSE),enrollment_key,0),MATCH(\"sites\",enrollment_x,0))/1000, 1) * -1), \"\")","v":0},{"$f":"IFERROR(IF(AND(public,confidential_slice),\"\",INDEX(data,--AND(M$1>=3,M$1<=10)*Data!$AD9+MATCH(Lists!$S$31&VLOOKUP(M$5,months,2,FALSE)&TEXT($E11+Lists!$AD9,\"00\"),data_key,0),Results!$H$1) *Lists!AL9 * IF(result_type_slice = \"Aggregate\", INDEX(enrollment, MATCH(program_slice&category_slice&subcategory_slice&year_slice&VLOOKUP(M$5,months,2,FALSE),enrollment_key,0),MATCH(\"sites\",enrollment_x,0))/1000, 1) * -1), \"\")","v":0},{"$f":"IFERROR(IF(AND(public,confidential_slice),\"\",INDEX(data,--AND(N$1>=3,N$1<=10)*Data!$AD9+MATCH(Lists!$S$31&VLOOKUP(N$5,months,2,FALSE)&TEXT($E11+Lists!$AD9,\"00\"),data_key,0),Results!$H$1) *Lists!AM9 * IF(result_type_slice = \"Aggregate\", INDEX(enrollment, MATCH(program_slice&category_slice&subcategory_slice&year_slice&VLOOKUP(N$5,months,2,FALSE),enrollment_key,0),MATCH(\"sites\",enrollment_x,0))/1000, 1) * -1), \"\")","v":0},{"$f":"IFERROR(IF(AND(public,confidential_slice),\"\",INDEX(data,--AND(O$1>=3,O$1<=10)*Data!$AD9+MATCH(Lists!$S$31&VLOOKUP(O$5,months,2,FALSE)&TEXT($E11+Lists!$AD9,\"00\"),data_key,0),Results!$H$1) *Lists!AN9 * IF(result_type_slice = \"Aggregate\", INDEX(enrollment, MATCH(program_slice&category_slice&subcategory_slice&year_slice&VLOOKUP(O$5,months,2,FALSE),enrollment_key,0),MATCH(\"sites\",enrollment_x,0))/1000, 1) * -1), \"\")","v":0},{"$f":"IFERROR(IF(AND(public,confidential_slice),\"\",INDEX(data,--AND(P$1>=3,P$1<=10)*Data!$AD9+MATCH(Lists!$S$31&VLOOKUP(P$5,months,2,FALSE)&TEXT($E11+Lists!$AD9,\"00\"),data_key,0),Results!$H$1) *Lists!AO9 * IF(result_type_slice = \"Aggregate\", INDEX(enrollment, MATCH(program_slice&category_slice&subcategory_slice&year_slice&VLOOKUP(P$5,months,2,FALSE),enrollment_key,0),MATCH(\"sites\",enrollment_x,0))/1000, 1) * -1), \"\")","v":0},{"$f":"IFERROR(IF(AND(public,confidential_slice),\"\",INDEX(data,--AND(Q$1>=3,Q$1<=10)*Data!$AD9+MATCH(Lists!$S$31&VLOOKUP(Q$5,months,2,FALSE)&TEXT($E11+Lists!$AD9,\"00\"),data_key,0),Results!$H$1) *Lists!AP9 * IF(result_type_slice = \"Aggregate\", INDEX(enrollment, MATCH(program_slice&category_slice&subcategory_slice&year_slice&VLOOKUP(Q$5,months,2,FALSE),enrollment_key,0),MATCH(\"sites\",enrollment_x,0))/1000, 1) * -1), \"\")","v":0},null,{"$f":"IFERROR(IF(AND(public,confidential_slice),\"\",INDEX(data,MATCH(Lists!$S$31&VLOOKUP(M$5,months,2,FALSE)&TEXT($E11+Lists!$AD9,\"00\"),data_key,0),Results!$N$1) *Lists!AL9 * IF(result_type_slice = \"Aggregate\", INDEX(enrollment, MATCH(program_slice&category_slice&subcategory_slice&year_slice&VLOOKUP(M$5,months,2,FALSE),enrollment_key,0),MATCH(\"sites\",enrollment_x,0))/1000, 1) * -1), \"\")","v":0},"Yes"]
[null,"Portfolio ","Program Specific",null,6,{"$f":"IFERROR(IF(AND(public,confidential_slice),\"\",INDEX(data,--AND(F$1>=3,F$1<=10)*Data!$AD10+MATCH(Lists!$S$31&VLOOKUP(F$5,months,2,FALSE)&TEXT($E12+Lists!$AD10,\"00\"),data_key,0),Results!$H$1) *Lists!AE10 * IF(result_type_slice = \"Aggregate\", INDEX(enrollment, MATCH(program_slice&category_slice&subcategory_slice&year_slice&VLOOKUP(F$5,months,2,FALSE),enrollment_key,0),MATCH(\"sites\",enrollment_x,0))/1000, 1) * -1), \"\")","v":0},{"$f":"IFERROR(IF(AND(public,confidential_slice),\"\",INDEX(data,--AND(G$1>=3,G$1<=10)*Data!$AD10+MATCH(Lists!$S$31&VLOOKUP(G$5,months,2,FALSE)&TEXT($E12+Lists!$AD10,\"00\"),data_key,0),Results!$H$1) *Lists!AF10 * IF(result_type_slice = \"Aggregate\", INDEX(enrollment, MATCH(program_slice&category_slice&subcategory_slice&year_slice&VLOOKUP(G$5,months,2,FALSE),enrollment_key,0),MATCH(\"sites\",enrollment_x,0))/1000, 1) * -1), \"\")","v":0},{"$f":"IFERROR(IF(AND(public,confidential_slice),\"\",INDEX(data,--AND(H$1>=3,H$1<=10)*Data!$AD10+MATCH(Lists!$S$31&VLOOKUP(H$5,months,2,FALSE)&TEXT($E12+Lists!$AD10,\"00\"),data_key,0),Results!$H$1) *Lists!AG10 * IF(result_type_slice = \"Aggregate\", INDEX(enrollment, MATCH(program_slice&category_slice&subcategory_slice&year_slice&VLOOKUP(H$5,months,2,FALSE),enrollment_key,0),MATCH(\"sites\",enrollment_x,0))/1000, 1) * -1), \"\")","v":0},{"$f":"IFERROR(IF(AND(public,confidential_slice),\"\",INDEX(data,--AND(I$1>=3,I$1<=10)*Data!$AD10+MATCH(Lists!$S$31&VLOOKUP(I$5,months,2,FALSE)&TEXT($E12+Lists!$AD10,\"00\"),data_key,0),Results!$H$1) *Lists!AH10 * IF(result_type_slice = \"Aggregate\", INDEX(enrollment, MATCH(program_slice&category_slice&subcategory_slice&year_slice&VLOOKUP(I$5,months,2,FALSE),enrollment_key,0),MATCH(\"sites\",enrollment_x,0))/1000, 1) * -1), \"\")","v":0},{"$f":"IFERROR(IF(AND(public,confidential_slice),\"\",INDEX(data,--AND(J$1>=3,J$1<=10)*Data!$AD10+MATCH(Lists!$S$31&VLOOKUP(J$5,months,2,FALSE)&TEXT($E12+Lists!$AD10,\"00\"),data_key,0),Results!$H$1) *Lists!AI10 * IF(result_type_slice = \"Aggregate\", INDEX(enrollment, MATCH(program_slice&category_slice&subcategory_slice&year_slice&VLOOKUP(J$5,months,2,FALSE),enrollment_key,0),MATCH(\"sites\",enrollment_x,0))/1000, 1) * -1), \"\")","v":0},{"$f":"IFERROR(IF(AND(public,confidential_slice),\"\",INDEX(data,--AND(K$1>=3,K$1<=10)*Data!$AD10+MATCH(Lists!$S$31&VLOOKUP(K$5,months,2,FALSE)&TEXT($E12+Lists!$AD10,\"00\"),data_key,0),Results!$H$1) *Lists!AJ10 * IF(result_type_slice = \"Aggregate\", INDEX(enrollment, MATCH(program_slice&category_slice&subcategory_slice&year_slice&VLOOKUP(K$5,months,2,FALSE),enrollment_key,0),MATCH(\"sites\",enrollment_x,0))/1000, 1) * -1), \"\")","v":0},{"$f":"IFERROR(IF(AND(public,confidential_slice),\"\",INDEX(data,--AND(L$1>=3,L$1<=10)*Data!$AD10+MATCH(Lists!$S$31&VLOOKUP(L$5,months,2,FALSE)&TEXT($E12+Lists!$AD10,\"00\"),data_key,0),Results!$H$1) *Lists!AK10 * IF(result_type_slice = \"Aggregate\", INDEX(enrollment, MATCH(program_slice&category_slice&subcategory_slice&year_slice&VLOOKUP(L$5,months,2,FALSE),enrollment_key,0),MATCH(\"sites\",enrollment_x,0))/1000, 1) * -1), \"\")","v":0},{"$f":"IFERROR(IF(AND(public,confidential_slice),\"\",INDEX(data,--AND(M$1>=3,M$1<=10)*Data!$AD10+MATCH(Lists!$S$31&VLOOKUP(M$5,months,2,FALSE)&TEXT($E12+Lists!$AD10,\"00\"),data_key,0),Results!$H$1) *Lists!AL10 * IF(result_type_slice = \"Aggregate\", INDEX(enrollment, MATCH(program_slice&category_slice&subcategory_slice&year_slice&VLOOKUP(M$5,months,2,FALSE),enrollment_key,0),MATCH(\"sites\",enrollment_x,0))/1000, 1) * -1), \"\")","v":0},{"$f":"IFERROR(IF(AND(public,confidential_slice),\"\",INDEX(data,--AND(N$1>=3,N$1<=10)*Data!$AD10+MATCH(Lists!$S$31&VLOOKUP(N$5,months,2,FALSE)&TEXT($E12+Lists!$AD10,\"00\"),data_key,0),Results!$H$1) *Lists!AM10 * IF(result_type_slice = \"Aggregate\", INDEX(enrollment, MATCH(program_slice&category_slice&subcategory_slice&year_slice&VLOOKUP(N$5,months,2,FALSE),enrollment_key,0),MATCH(\"sites\",enrollment_x,0))/1000, 1) * -1), \"\")","v":0},{"$f":"IFERROR(IF(AND(public,confidential_slice),\"\",INDEX(data,--AND(O$1>=3,O$1<=10)*Data!$AD10+MATCH(Lists!$S$31&VLOOKUP(O$5,months,2,FALSE)&TEXT($E12+Lists!$AD10,\"00\"),data_key,0),Results!$H$1) *Lists!AN10 * IF(result_type_slice = \"Aggregate\", INDEX(enrollment, MATCH(program_slice&category_slice&subcategory_slice&year_slice&VLOOKUP(O$5,months,2,FALSE),enrollment_key,0),MATCH(\"sites\",enrollment_x,0))/1000, 1) * -1), \"\")","v":0},{"$f":"IFERROR(IF(AND(public,confidential_slice),\"\",INDEX(data,--AND(P$1>=3,P$1<=10)*Data!$AD10+MATCH(Lists!$S$31&VLOOKUP(P$5,months,2,FALSE)&TEXT($E12+Lists!$AD10,\"00\"),data_key,0),Results!$H$1) *Lists!AO10 * IF(result_type_slice = \"Aggregate\", INDEX(enrollment, MATCH(program_slice&category_slice&subcategory_slice&year_slice&VLOOKUP(P$5,months,2,FALSE),enrollment_key,0),MATCH(\"sites\",enrollment_x,0))/1000, 1) * -1), \"\")","v":0},{"$f":"IFERROR(IF(AND(public,confidential_slice),\"\",INDEX(data,--AND(Q$1>=3,Q$1<=10)*Data!$AD10+MATCH(Lists!$S$31&VLOOKUP(Q$5,months,2,FALSE)&TEXT($E12+Lists!$AD10,\"00\"),data_key,0),Results!$H$1) *Lists!AP10 * IF(result_type_slice = \"Aggregate\", INDEX(enrollment, MATCH(program_slice&category_slice&subcategory_slice&year_slice&VLOOKUP(Q$5,months,2,FALSE),enrollment_key,0),MATCH(\"sites\",enrollment_x,0))/1000, 1) * -1), \"\")","v":0},null,{"$f":"IFERROR(IF(AND(public,confidential_slice),\"\",INDEX(data,MATCH(Lists!$S$31&VLOOKUP(M$5,months,2,FALSE)&TEXT($E12+Lists!$AD10,\"00\"),data_key,0),Results!$N$1) *Lists!AL10 * IF(result_type_slice = \"Aggregate\", INDEX(enrollment, MATCH(program_slice&category_slice&subcategory_slice&year_slice&VLOOKUP(M$5,months,2,FALSE),enrollment_key,0),MATCH(\"sites\",enrollment_x,0))/1000, 1) * -1), \"\")","v":0},"Yes"]
[null,"Electric System","PG&E",null,7,{"$f":"IFERROR(IF(AND(public,confidential_slice),\"\",INDEX(data,--AND(F$1>=3,F$1<=10)*Data!$AD11+MATCH(Lists!$S$31&VLOOKUP(F$5,months,2,FALSE)&TEXT($E13+Lists!$AD11,\"00\"),data_key,0),Results!$H$1) *Lists!AE11 * IF(result_type_slice = \"Aggregate\", INDEX(enrollment, MATCH(program_slice&category_slice&subcategory_slice&year_slice&VLOOKUP(F$5,months,2,FALSE),enrollment_key,0),MATCH(\"sites\",enrollment_x,0))/1000, 1) * -1), \"\")","v":0},{"$f":"IFERROR(IF(AND(public,confidential_slice),\"\",INDEX(data,--AND(G$1>=3,G$1<=10)*Data!$AD11+MATCH(Lists!$S$31&VLOOKUP(G$5,months,2,FALSE)&TEXT($E13+Lists!$AD11,\"00\"),data_key,0),Results!$H$1) *Lists!AF11 * IF(result_type_slice = \"Aggregate\", INDEX(enrollment, MATCH(program_slice&category_slice&subcategory_slice&year_slice&VLOOKUP(G$5,months,2,FALSE),enrollment_key,0),MATCH(\"sites\",enrollment_x,0))/1000, 1) * -1), \"\")","v":0},{"$f":"IFERROR(IF(AND(public,confidential_slice),\"\",INDEX(data,--AND(H$1>=3,H$1<=10)*Data!$AD11+MATCH(Lists!$S$31&VLOOKUP(H$5,months,2,FALSE)&TEXT($E13+Lists!$AD11,\"00\"),data_key,0),Results!$H$1) *Lists!AG11 * IF(result_type_slice = \"Aggregate\", INDEX(enrollment, MATCH(program_slice&category_slice&subcategory_slice&year_slice&VLOOKUP(H$5,months,2,FALSE),enrollment_key,0),MATCH(\"sites\",enrollment_x,0))/1000, 1) * -1), \"\")","v":0},{"$f":"IFERROR(IF(AND(public,confidential_slice),\"\",INDEX(data,--AND(I$1>=3,I$1<=10)*Data!$AD11+MATCH(Lists!$S$31&VLOOKUP(I$5,months,2,FALSE)&TEXT($E13+Lists!$AD11,\"00\"),data_key,0),Results!$H$1) *Lists!AH11 * IF(result_type_slice = \"Aggregate\", INDEX(enrollment, MATCH(program_slice&category_slice&subcategory_slice&year_slice&VLOOKUP(I$5,months,2,FALSE),enrollment_key,0),MATCH(\"sites\",enrollment_x,0))/1000, 1) * -1), \"\")","v":0},{"$f":"IFERROR(IF(AND(public,confidential_slice),\"\",INDEX(data,--AND(J$1>=3,J$1<=10)*Data!$AD11+MATCH(Lists!$S$31&VLOOKUP(J$5,months,2,FALSE)&TEXT($E13+Lists!$AD11,\"00\"),data_key,0),Results!$H$1) *Lists!AI11 * IF(result_type_slice = \"Aggregate\", INDEX(enrollment, MATCH(program_slice&category_slice&subcategory_slice&year_slice&VLOOKUP(J$5,months,2,FALSE),enrollment_key,0),MATCH(\"sites\",enrollment_x,0))/1000, 1) * -1), \"\")","v":0},{"$f":"IFERROR(IF(AND(public,confidential_slice),\"\",INDEX(data,--AND(K$1>=3,K$1<=10)*Data!$AD11+MATCH(Lists!$S$31&VLOOKUP(K$5,months,2,FALSE)&TEXT($E13+Lists!$AD11,\"00\"),data_key,0),Results!$H$1) *Lists!AJ11 * IF(result_type_slice = \"Aggregate\", INDEX(enrollment, MATCH(program_slice&category_slice&subcategory_slice&year_slice&VLOOKUP(K$5,months,2,FALSE),enrollment_key,0),MATCH(\"sites\",enrollment_x,0))/1000, 1) * -1), \"\")","v":0},{"$f":"IFERROR(IF(AND(public,confidential_slice),\"\",INDEX(data,--AND(L$1>=3,L$1<=10)*Data!$AD11+MATCH(Lists!$S$31&VLOOKUP(L$5,months,2,FALSE)&TEXT($E13+Lists!$AD11,\"00\"),data_key,0),Results!$H$1) *Lists!AK11 * IF(result_type_slice = \"Aggregate\", INDEX(enrollment, MATCH(program_slice&category_slice&subcategory_slice&year_slice&VLOOKUP(L$5,months,2,FALSE),enrollment_key,0),MATCH(\"sites\",enrollment_x,0))/1000, 1) * -1), \"\")","v":0},{"$f":"IFERROR(IF(AND(public,confidential_slice),\"\",INDEX(data,--AND(M$1>=3,M$1<=10)*Data!$AD11+MATCH(Lists!$S$31&VLOOKUP(M$5,months,2,FALSE)&TEXT($E13+Lists!$AD11,\"00\"),data_key,0),Results!$H$1) *Lists!AL11 * IF(result_type_slice = \"Aggregate\", INDEX(enrollment, MATCH(program_slice&category_slice&subcategory_slice&year_slice&VLOOKUP(M$5,months,2,FALSE),enrollment_key,0),MATCH(\"sites\",enrollment_x,0))/1000, 1) * -1), \"\")","v":0},{"$f":"IFERROR(IF(AND(public,confidential_slice),\"\",INDEX(data,--AND(N$1>=3,N$1<=10)*Data!$AD11+MATCH(Lists!$S$31&VLOOKUP(N$5,months,2,FALSE)&TEXT($E13+Lists!$AD11,\"00\"),data_key,0),Results!$H$1) *Lists!AM11 * IF(result_type_slice = \"Aggregate\", INDEX(enrollment, MATCH(program_slice&category_slice&subcategory_slice&year_slice&VLOOKUP(N$5,months,2,FALSE),enrollment_key,0),MATCH(\"sites\",enrollment_x,0))/1000, 1) * -1), \"\")","v":0},{"$f":"IFERROR(IF(AND(public,confidential_slice),\"\",INDEX(data,--AND(O$1>=3,O$1<=10)*Data!$AD11+MATCH(Lists!$S$31&VLOOKUP(O$5,months,2,FALSE)&TEXT($E13+Lists!$AD11,\"00\"),data_key,0),Results!$H$1) *Lists!AN11 * IF(result_type_slice = \"Aggregate\", INDEX(enrollment, MATCH(program_slice&category_slice&subcategory_slice&year_slice&VLOOKUP(O$5,months,2,FALSE),enrollment_key,0),MATCH(\"sites\",enrollment_x,0))/1000, 1) * -1), \"\")","v":0},{"$f":"IFERROR(IF(AND(public,confidential_slice),\"\",INDEX(data,--AND(P$1>=3,P$1<=10)*Data!$AD11+MATCH(Lists!$S$31&VLOOKUP(P$5,months,2,FALSE)&TEXT($E13+Lists!$AD11,\"00\"),data_key,0),Results!$H$1) *Lists!AO11 * IF(result_type_slice = \"Aggregate\", INDEX(enrollment, MATCH(program_slice&category_slice&subcategory_slice&year_slice&VLOOKUP(P$5,months,2,FALSE),enrollment_key,0),MATCH(\"sites\",enrollment_x,0))/1000, 1) * -1), \"\")","v":0},{"$f":"IFERROR(IF(AND(public,confidential_slice),\"\",INDEX(data,--AND(Q$1>=3,Q$1<=10)*Data!$AD11+MATCH(Lists!$S$31&VLOOKUP(Q$5,months,2,FALSE)&TEXT($E13+Lists!$AD11,\"00\"),data_key,0),Results!$H$1) *Lists!AP11 * IF(result_type_slice = \"Aggregate\", INDEX(enrollment, MATCH(program_slice&category_slice&subcategory_slice&year_slice&VLOOKUP(Q$5,months,2,FALSE),enrollment_key,0),MATCH(\"sites\",enrollment_x,0))/1000, 1) * -1), \"\")","v":0},null,{"$f":"IFERROR(IF(AND(public,confidential_slice),\"\",INDEX(data,MATCH(Lists!$S$31&VLOOKUP(M$5,months,2,FALSE)&TEXT($E13+Lists!$AD11,\"00\"),data_key,0),Results!$N$1) *Lists!AL11 * IF(result_type_slice = \"Aggregate\", INDEX(enrollment, MATCH(program_slice&category_slice&subcategory_slice&year_slice&VLOOKUP(M$5,months,2,FALSE),enrollment_key,0),MATCH(\"sites\",enrollment_x,0))/1000, 1) * -1), \"\")","v":0},"Yes"]
[null,"Day Type","WORST DAY",null,8,{"$f":"IFERROR(IF(AND(public,confidential_slice),\"\",INDEX(data,--AND(F$1>=3,F$1<=10)*Data!$AD12+MATCH(Lists!$S$31&VLOOKUP(F$5,months,2,FALSE)&TEXT($E14+Lists!$AD12,\"00\"),data_key,0),Results!$H$1) *Lists!AE12 * IF(result_type_slice = \"Aggregate\", INDEX(enrollment, MATCH(program_slice&category_slice&subcategory_slice&year_slice&VLOOKUP(F$5,months,2,FALSE),enrollment_key,0),MATCH(\"sites\",enrollment_x,0))/1000, 1) * -1), \"\")","v":0},{"$f":"IFERROR(IF(AND(public,confidential_slice),\"\",INDEX(data,--AND(G$1>=3,G$1<=10)*Data!$AD12+MATCH(Lists!$S$31&VLOOKUP(G$5,months,2,FALSE)&TEXT($E14+Lists!$AD12,\"00\"),data_key,0),Results!$H$1) *Lists!AF12 * IF(result_type_slice = \"Aggregate\", INDEX(enrollment, MATCH(program_slice&category_slice&subcategory_slice&year_slice&VLOOKUP(G$5,months,2,FALSE),enrollment_key,0),MATCH(\"sites\",enrollment_x,0))/1000, 1) * -1), \"\")","v":0},{"$f":"IFERROR(IF(AND(public,confidential_slice),\"\",INDEX(data,--AND(H$1>=3,H$1<=10)*Data!$AD12+MATCH(Lists!$S$31&VLOOKUP(H$5,months,2,FALSE)&TEXT($E14+Lists!$AD12,\"00\"),data_key,0),Results!$H$1) *Lists!AG12 * IF(result_type_slice = \"Aggregate\", INDEX(enrollment, MATCH(program_slice&category_slice&subcategory_slice&year_slice&VLOOKUP(H$5,months,2,FALSE),enrollment_key,0),MATCH(\"sites\",enrollment_x,0))/1000, 1) * -1), \"\")","v":0},{"$f":"IFERROR(IF(AND(public,confidential_slice),\"\",INDEX(data,--AND(I$1>=3,I$1<=10)*Data!$AD12+MATCH(Lists!$S$31&VLOOKUP(I$5,months,2,FALSE)&TEXT($E14+Lists!$AD12,\"00\"),data_key,0),Results!$H$1) *Lists!AH12 * IF(result_type_slice = \"Aggregate\", INDEX(enrollment, MATCH(program_slice&category_slice&subcategory_slice&year_slice&VLOOKUP(I$5,months,2,FALSE),enrollment_key,0),MATCH(\"sites\",enrollment_x,0))/1000, 1) * -1), \"\")","v":0},{"$f":"IFERROR(IF(AND(public,confidential_slice),\"\",INDEX(data,--AND(J$1>=3,J$1<=10)*Data!$AD12+MATCH(Lists!$S$31&VLOOKUP(J$5,months,2,FALSE)&TEXT($E14+Lists!$AD12,\"00\"),data_key,0),Results!$H$1) *Lists!AI12 * IF(result_type_slice = \"Aggregate\", INDEX(enrollment, MATCH(program_slice&category_slice&subcategory_slice&year_slice&VLOOKUP(J$5,months,2,FALSE),enrollment_key,0),MATCH(\"sites\",enrollment_x,0))/1000, 1) * -1), \"\")","v":0},{"$f":"IFERROR(IF(AND(public,confidential_slice),\"\",INDEX(data,--AND(K$1>=3,K$1<=10)*Data!$AD12+MATCH(Lists!$S$31&VLOOKUP(K$5,months,2,FALSE)&TEXT($E14+Lists!$AD12,\"00\"),data_key,0),Results!$H$1) *Lists!AJ12 * IF(result_type_slice = \"Aggregate\", INDEX(enrollment, MATCH(program_slice&category_slice&subcategory_slice&year_slice&VLOOKUP(K$5,months,2,FALSE),enrollment_key,0),MATCH(\"sites\",enrollment_x,0))/1000, 1) * -1), \"\")","v":0},{"$f":"IFERROR(IF(AND(public,confidential_slice),\"\",INDEX(data,--AND(L$1>=3,L$1<=10)*Data!$AD12+MATCH(Lists!$S$31&VLOOKUP(L$5,months,2,FALSE)&TEXT($E14+Lists!$AD12,\"00\"),data_key,0),Results!$H$1) *Lists!AK12 * IF(result_type_slice = \"Aggregate\", INDEX(enrollment, MATCH(program_slice&category_slice&subcategory_slice&year_slice&VLOOKUP(L$5,months,2,FALSE),enrollment_key,0),MATCH(\"sites\",enrollment_x,0))/1000, 1) * -1), \"\")","v":0},{"$f":"IFERROR(IF(AND(public,confidential_slice),\"\",INDEX(data,--AND(M$1>=3,M$1<=10)*Data!$AD12+MATCH(Lists!$S$31&VLOOKUP(M$5,months,2,FALSE)&TEXT($E14+Lists!$AD12,\"00\"),data_key,0),Results!$H$1) *Lists!AL12 * IF(result_type_slice = \"Aggregate\", INDEX(enrollment, MATCH(program_slice&category_slice&subcategory_slice&year_slice&VLOOKUP(M$5,months,2,FALSE),enrollment_key,0),MATCH(\"sites\",enrollment_x,0))/1000, 1) * -1), \"\")","v":0},{"$f":"IFERROR(IF(AND(public,confidential_slice),\"\",INDEX(data,--AND(N$1>=3,N$1<=10)*Data!$AD12+MATCH(Lists!$S$31&VLOOKUP(N$5,months,2,FALSE)&TEXT($E14+Lists!$AD12,\"00\"),data_key,0),Results!$H$1) *Lists!AM12 * IF(result_type_slice = \"Aggregate\", INDEX(enrollment, MATCH(program_slice&category_slice&subcategory_slice&year_slice&VLOOKUP(N$5,months,2,FALSE),enrollment_key,0),MATCH(\"sites\",enrollment_x,0))/1000, 1) * -1), \"\")","v":0},{"$f":"IFERROR(IF(AND(public,confidential_slice),\"\",INDEX(data,--AND(O$1>=3,O$1<=10)*Data!$AD12+MATCH(Lists!$S$31&VLOOKUP(O$5,months,2,FALSE)&TEXT($E14+Lists!$AD12,\"00\"),data_key,0),Results!$H$1) *Lists!AN12 * IF(result_type_slice = \"Aggregate\", INDEX(enrollment, MATCH(program_slice&category_slice&subcategory_slice&year_slice&VLOOKUP(O$5,months,2,FALSE),enrollment_key,0),MATCH(\"sites\",enrollment_x,0))/1000, 1) * -1), \"\")","v":0},{"$f":"IFERROR(IF(AND(public,confidential_slice),\"\",INDEX(data,--AND(P$1>=3,P$1<=10)*Data!$AD12+MATCH(Lists!$S$31&VLOOKUP(P$5,months,2,FALSE)&TEXT($E14+Lists!$AD12,\"00\"),data_key,0),Results!$H$1) *Lists!AO12 * IF(result_type_slice = \"Aggregate\", INDEX(enrollment, MATCH(program_slice&category_slice&subcategory_slice&year_slice&VLOOKUP(P$5,months,2,FALSE),enrollment_key,0),MATCH(\"sites\",enrollment_x,0))/1000, 1) * -1), \"\")","v":0},{"$f":"IFERROR(IF(AND(public,confidential_slice),\"\",INDEX(data,--AND(Q$1>=3,Q$1<=10)*Data!$AD12+MATCH(Lists!$S$31&VLOOKUP(Q$5,months,2,FALSE)&TEXT($E14+Lists!$AD12,\"00\"),data_key,0),Results!$H$1) *Lists!AP12 * IF(result_type_slice = \"Aggregate\", INDEX(enrollment, MATCH(program_slice&category_slice&subcategory_slice&year_slice&VLOOKUP(Q$5,months,2,FALSE),enrollment_key,0),MATCH(\"sites\",enrollment_x,0))/1000, 1) * -1), \"\")","v":0},null,{"$f":"IFERROR(IF(AND(public,confidential_slice),\"\",INDEX(data,MATCH(Lists!$S$31&VLOOKUP(M$5,months,2,FALSE)&TEXT($E14+Lists!$AD12,\"00\"),data_key,0),Results!$N$1) *Lists!AL12 * IF(result_type_slice = \"Aggregate\", INDEX(enrollment, MATCH(program_slice&category_slice&subcategory_slice&year_slice&VLOOKUP(M$5,months,2,FALSE),enrollment_key,0),MATCH(\"sites\",enrollment_x,0))/1000, 1) * -1), \"\")","v":0},"Yes"]
[null,"Weather Year","1-in-2",null,9,{"$f":"IFERROR(IF(AND(public,confidential_slice),\"\",INDEX(data,--AND(F$1>=3,F$1<=10)*Data!$AD13+MATCH(Lists!$S$31&VLOOKUP(F$5,months,2,FALSE)&TEXT($E15+Lists!$AD13,\"00\"),data_key,0),Results!$H$1) *Lists!AE13 * IF(result_type_slice = \"Aggregate\", INDEX(enrollment, MATCH(program_slice&category_slice&subcategory_slice&year_slice&VLOOKUP(F$5,months,2,FALSE),enrollment_key,0),MATCH(\"sites\",enrollment_x,0))/1000, 1) * -1), \"\")","v":0},{"$f":"IFERROR(IF(AND(public,confidential_slice),\"\",INDEX(data,--AND(G$1>=3,G$1<=10)*Data!$AD13+MATCH(Lists!$S$31&VLOOKUP(G$5,months,2,FALSE)&TEXT($E15+Lists!$AD13,\"00\"),data_key,0),Results!$H$1) *Lists!AF13 * IF(result_type_slice = \"Aggregate\", INDEX(enrollment, MATCH(program_slice&category_slice&subcategory_slice&year_slice&VLOOKUP(G$5,months,2,FALSE),enrollment_key,0),MATCH(\"sites\",enrollment_x,0))/1000, 1) * -1), \"\")","v":0},{"$f":"IFERROR(IF(AND(public,confidential_slice),\"\",INDEX(data,--AND(H$1>=3,H$1<=10)*Data!$AD13+MATCH(Lists!$S$31&VLOOKUP(H$5,months,2,FALSE)&TEXT($E15+Lists!$AD13,\"00\"),data_key,0),Results!$H$1) *Lists!AG13 * IF(result_type_slice = \"Aggregate\", INDEX(enrollment, MATCH(program_slice&category_slice&subcategory_slice&year_slice&VLOOKUP(H$5,months,2,FALSE),enrollment_key,0),MATCH(\"sites\",enrollment_x,0))/1000, 1) * -1), \"\")","v":0},{"$f":"IFERROR(IF(AND(public,confidential_slice),\"\",INDEX(data,--AND(I$1>=3,I$1<=10)*Data!$AD13+MATCH(Lists!$S$31&VLOOKUP(I$5,months,2,FALSE)&TEXT($E15+Lists!$AD13,\"00\"),data_key,0),Results!$H$1) *Lists!AH13 * IF(result_type_slice = \"Aggregate\", INDEX(enrollment, MATCH(program_slice&category_slice&subcategory_slice&year_slice&VLOOKUP(I$5,months,2,FALSE),enrollment_key,0),MATCH(\"sites\",enrollment_x,0))/1000, 1) * -1), \"\")","v":0},{"$f":"IFERROR(IF(AND(public,confidential_slice),\"\",INDEX(data,--AND(J$1>=3,J$1<=10)*Data!$AD13+MATCH(Lists!$S$31&VLOOKUP(J$5,months,2,FALSE)&TEXT($E15+Lists!$AD13,\"00\"),data_key,0),Results!$H$1) *Lists!AI13 * IF(result_type_slice = \"Aggregate\", INDEX(enrollment, MATCH(program_slice&category_slice&subcategory_slice&year_slice&VLOOKUP(J$5,months,2,FALSE),enrollment_key,0),MATCH(\"sites\",enrollment_x,0))/1000, 1) * -1), \"\")","v":0},{"$f":"IFERROR(IF(AND(public,confidential_slice),\"\",INDEX(data,--AND(K$1>=3,K$1<=10)*Data!$AD13+MATCH(Lists!$S$31&VLOOKUP(K$5,months,2,FALSE)&TEXT($E15+Lists!$AD13,\"00\"),data_key,0),Results!$H$1) *Lists!AJ13 * IF(result_type_slice = \"Aggregate\", INDEX(enrollment, MATCH(program_slice&category_slice&subcategory_slice&year_slice&VLOOKUP(K$5,months,2,FALSE),enrollment_key,0),MATCH(\"sites\",enrollment_x,0))/1000, 1) * -1), \"\")","v":0},{"$f":"IFERROR(IF(AND(public,confidential_slice),\"\",INDEX(data,--AND(L$1>=3,L$1<=10)*Data!$AD13+MATCH(Lists!$S$31&VLOOKUP(L$5,months,2,FALSE)&TEXT($E15+Lists!$AD13,\"00\"),data_key,0),Results!$H$1) *Lists!AK13 * IF(result_type_slice = \"Aggregate\", INDEX(enrollment, MATCH(program_slice&category_slice&subcategory_slice&year_slice&VLOOKUP(L$5,months,2,FALSE),enrollment_key,0),MATCH(\"sites\",enrollment_x,0))/1000, 1) * -1), \"\")","v":0},{"$f":"IFERROR(IF(AND(public,confidential_slice),\"\",INDEX(data,--AND(M$1>=3,M$1<=10)*Data!$AD13+MATCH(Lists!$S$31&VLOOKUP(M$5,months,2,FALSE)&TEXT($E15+Lists!$AD13,\"00\"),data_key,0),Results!$H$1) *Lists!AL13 * IF(result_type_slice = \"Aggregate\", INDEX(enrollment, MATCH(program_slice&category_slice&subcategory_slice&year_slice&VLOOKUP(M$5,months,2,FALSE),enrollment_key,0),MATCH(\"sites\",enrollment_x,0))/1000, 1) * -1), \"\")","v":0},{"$f":"IFERROR(IF(AND(public,confidential_slice),\"\",INDEX(data,--AND(N$1>=3,N$1<=10)*Data!$AD13+MATCH(Lists!$S$31&VLOOKUP(N$5,months,2,FALSE)&TEXT($E15+Lists!$AD13,\"00\"),data_key,0),Results!$H$1) *Lists!AM13 * IF(result_type_slice = \"Aggregate\", INDEX(enrollment, MATCH(program_slice&category_slice&subcategory_slice&year_slice&VLOOKUP(N$5,months,2,FALSE),enrollment_key,0),MATCH(\"sites\",enrollment_x,0))/1000, 1) * -1), \"\")","v":0},{"$f":"IFERROR(IF(AND(public,confidential_slice),\"\",INDEX(data,--AND(O$1>=3,O$1<=10)*Data!$AD13+MATCH(Lists!$S$31&VLOOKUP(O$5,months,2,FALSE)&TEXT($E15+Lists!$AD13,\"00\"),data_key,0),Results!$H$1) *Lists!AN13 * IF(result_type_slice = \"Aggregate\", INDEX(enrollment, MATCH(program_slice&category_slice&subcategory_slice&year_slice&VLOOKUP(O$5,months,2,FALSE),enrollment_key,0),MATCH(\"sites\",enrollment_x,0))/1000, 1) * -1), \"\")","v":0},{"$f":"IFERROR(IF(AND(public,confidential_slice),\"\",INDEX(data,--AND(P$1>=3,P$1<=10)*Data!$AD13+MATCH(Lists!$S$31&VLOOKUP(P$5,months,2,FALSE)&TEXT($E15+Lists!$AD13,\"00\"),data_key,0),Results!$H$1) *Lists!AO13 * IF(result_type_slice = \"Aggregate\", INDEX(enrollment, MATCH(program_slice&category_slice&subcategory_slice&year_slice&VLOOKUP(P$5,months,2,FALSE),enrollment_key,0),MATCH(\"sites\",enrollment_x,0))/1000, 1) * -1), \"\")","v":0},{"$f":"IFERROR(IF(AND(public,confidential_slice),\"\",INDEX(data,--AND(Q$1>=3,Q$1<=10)*Data!$AD13+MATCH(Lists!$S$31&VLOOKUP(Q$5,months,2,FALSE)&TEXT($E15+Lists!$AD13,\"00\"),data_key,0),Results!$H$1) *Lists!AP13 * IF(result_type_slice = \"Aggregate\", INDEX(enrollment, MATCH(program_slice&category_slice&subcategory_slice&year_slice&VLOOKUP(Q$5,months,2,FALSE),enrollment_key,0),MATCH(\"sites\",enrollment_x,0))/1000, 1) * -1), \"\")","v":0},null,{"$f":"IFERROR(IF(AND(public,confidential_slice),\"\",INDEX(data,MATCH(Lists!$S$31&VLOOKUP(M$5,months,2,FALSE)&TEXT($E15+Lists!$AD13,\"00\"),data_key,0),Results!$N$1) *Lists!AL13 * IF(result_type_slice = \"Aggregate\", INDEX(enrollment, MATCH(program_slice&category_slice&subcategory_slice&year_slice&VLOOKUP(M$5,months,2,FALSE),enrollment_key,0),MATCH(\"sites\",enrollment_x,0))/1000, 1) * -1), \"\")","v":0},"Yes"]
[null,"Forecast Year",2025,null,10,{"$f":"IFERROR(IF(AND(public,confidential_slice),\"\",INDEX(data,--AND(F$1>=3,F$1<=10)*Data!$AD14+MATCH(Lists!$S$31&VLOOKUP(F$5,months,2,FALSE)&TEXT($E16+Lists!$AD14,\"00\"),data_key,0),Results!$H$1) *Lists!AE14 * IF(result_type_slice = \"Aggregate\", INDEX(enrollment, MATCH(program_slice&category_slice&subcategory_slice&year_slice&VLOOKUP(F$5,months,2,FALSE),enrollment_key,0),MATCH(\"sites\",enrollment_x,0))/1000, 1) * -1), \"\")","v":0},{"$f":"IFERROR(IF(AND(public,confidential_slice),\"\",INDEX(data,--AND(G$1>=3,G$1<=10)*Data!$AD14+MATCH(Lists!$S$31&VLOOKUP(G$5,months,2,FALSE)&TEXT($E16+Lists!$AD14,\"00\"),data_key,0),Results!$H$1) *Lists!AF14 * IF(result_type_slice = \"Aggregate\", INDEX(enrollment, MATCH(program_slice&category_slice&subcategory_slice&year_slice&VLOOKUP(G$5,months,2,FALSE),enrollment_key,0),MATCH(\"sites\",enrollment_x,0))/1000, 1) * -1), \"\")","v":0},{"$f":"IFERROR(IF(AND(public,confidential_slice),\"\",INDEX(data,--AND(H$1>=3,H$1<=10)*Data!$AD14+MATCH(Lists!$S$31&VLOOKUP(H$5,months,2,FALSE)&TEXT($E16+Lists!$AD14,\"00\"),data_key,0),Results!$H$1) *Lists!AG14 * IF(result_type_slice = \"Aggregate\", INDEX(enrollment, MATCH(program_slice&category_slice&subcategory_slice&year_slice&VLOOKUP(H$5,months,2,FALSE),enrollment_key,0),MATCH(\"sites\",enrollment_x,0))/1000, 1) * -1), \"\")","v":0},{"$f":"IFERROR(IF(AND(public,confidential_slice),\"\",INDEX(data,--AND(I$1>=3,I$1<=10)*Data!$AD14+MATCH(Lists!$S$31&VLOOKUP(I$5,months,2,FALSE)&TEXT($E16+Lists!$AD14,\"00\"),data_key,0),Results!$H$1) *Lists!AH14 * IF(result_type_slice = \"Aggregate\", INDEX(enrollment, MATCH(program_slice&category_slice&subcategory_slice&year_slice&VLOOKUP(I$5,months,2,FALSE),enrollment_key,0),MATCH(\"sites\",enrollment_x,0))/1000, 1) * -1), \"\")","v":0},{"$f":"IFERROR(IF(AND(public,confidential_slice),\"\",INDEX(data,--AND(J$1>=3,J$1<=10)*Data!$AD14+MATCH(Lists!$S$31&VLOOKUP(J$5,months,2,FALSE)&TEXT($E16+Lists!$AD14,\"00\"),data_key,0),Results!$H$1) *Lists!AI14 * IF(result_type_slice = \"Aggregate\", INDEX(enrollment, MATCH(program_slice&category_slice&subcategory_slice&year_slice&VLOOKUP(J$5,months,2,FALSE),enrollment_key,0),MATCH(\"sites\",enrollment_x,0))/1000, 1) * -1), \"\")","v":0},{"$f":"IFERROR(IF(AND(public,confidential_slice),\"\",INDEX(data,--AND(K$1>=3,K$1<=10)*Data!$AD14+MATCH(Lists!$S$31&VLOOKUP(K$5,months,2,FALSE)&TEXT($E16+Lists!$AD14,\"00\"),data_key,0),Results!$H$1) *Lists!AJ14 * IF(result_type_slice = \"Aggregate\", INDEX(enrollment, MATCH(program_slice&category_slice&subcategory_slice&year_slice&VLOOKUP(K$5,months,2,FALSE),enrollment_key,0),MATCH(\"sites\",enrollment_x,0))/1000, 1) * -1), \"\")","v":0},{"$f":"IFERROR(IF(AND(public,confidential_slice),\"\",INDEX(data,--AND(L$1>=3,L$1<=10)*Data!$AD14+MATCH(Lists!$S$31&VLOOKUP(L$5,months,2,FALSE)&TEXT($E16+Lists!$AD14,\"00\"),data_key,0),Results!$H$1) *Lists!AK14 * IF(result_type_slice = \"Aggregate\", INDEX(enrollment, MATCH(program_slice&category_slice&subcategory_slice&year_slice&VLOOKUP(L$5,months,2,FALSE),enrollment_key,0),MATCH(\"sites\",enrollment_x,0))/1000, 1) * -1), \"\")","v":0},{"$f":"IFERROR(IF(AND(public,confidential_slice),\"\",INDEX(data,--AND(M$1>=3,M$1<=10)*Data!$AD14+MATCH(Lists!$S$31&VLOOKUP(M$5,months,2,FALSE)&TEXT($E16+Lists!$AD14,\"00\"),data_key,0),Results!$H$1) *Lists!AL14 * IF(result_type_slice = \"Aggregate\", INDEX(enrollment, MATCH(program_slice&category_slice&subcategory_slice&year_slice&VLOOKUP(M$5,months,2,FALSE),enrollment_key,0),MATCH(\"sites\",enrollment_x,0))/1000, 1) * -1), \"\")","v":0},{"$f":"IFERROR(IF(AND(public,confidential_slice),\"\",INDEX(data,--AND(N$1>=3,N$1<=10)*Data!$AD14+MATCH(Lists!$S$31&VLOOKUP(N$5,months,2,FALSE)&TEXT($E16+Lists!$AD14,\"00\"),data_key,0),Results!$H$1) *Lists!AM14 * IF(result_type_slice = \"Aggregate\", INDEX(enrollment, MATCH(program_slice&category_slice&subcategory_slice&year_slice&VLOOKUP(N$5,months,2,FALSE),enrollment_key,0),MATCH(\"sites\",enrollment_x,0))/1000, 1) * -1), \"\")","v":0},{"$f":"IFERROR(IF(AND(public,confidential_slice),\"\",INDEX(data,--AND(O$1>=3,O$1<=10)*Data!$AD14+MATCH(Lists!$S$31&VLOOKUP(O$5,months,2,FALSE)&TEXT($E16+Lists!$AD14,\"00\"),data_key,0),Results!$H$1) *Lists!AN14 * IF(result_type_slice = \"Aggregate\", INDEX(enrollment, MATCH(program_slice&category_slice&subcategory_slice&year_slice&VLOOKUP(O$5,months,2,FALSE),enrollment_key,0),MATCH(\"sites\",enrollment_x,0))/1000, 1) * -1), \"\")","v":0},{"$f":"IFERROR(IF(AND(public,confidential_slice),\"\",INDEX(data,--AND(P$1>=3,P$1<=10)*Data!$AD14+MATCH(Lists!$S$31&VLOOKUP(P$5,months,2,FALSE)&TEXT($E16+Lists!$AD14,\"00\"),data_key,0),Results!$H$1) *Lists!AO14 * IF(result_type_slice = \"Aggregate\", INDEX(enrollment, MATCH(program_slice&category_slice&subcategory_slice&year_slice&VLOOKUP(P$5,months,2,FALSE),enrollment_key,0),MATCH(\"sites\",enrollment_x,0))/1000, 1) * -1), \"\")","v":0},{"$f":"IFERROR(IF(AND(public,confidential_slice),\"\",INDEX(data,--AND(Q$1>=3,Q$1<=10)*Data!$AD14+MATCH(Lists!$S$31&VLOOKUP(Q$5,months,2,FALSE)&TEXT($E16+Lists!$AD14,\"00\"),data_key,0),Results!$H$1) *Lists!AP14 * IF(result_type_slice = \"Aggregate\", INDEX(enrollment, MATCH(program_slice&category_slice&subcategory_slice&year_slice&VLOOKUP(Q$5,months,2,FALSE),enrollment_key,0),MATCH(\"sites\",enrollment_x,0))/1000, 1) * -1), \"\")","v":0},null,{"$f":"IFERROR(IF(AND(public,confidential_slice),\"\",INDEX(data,MATCH(Lists!$S$31&VLOOKUP(M$5,months,2,FALSE)&TEXT($E16+Lists!$AD14,\"00\"),data_key,0),Results!$N$1) *Lists!AL14 * IF(result_type_slice = \"Aggregate\", INDEX(enrollment, MATCH(program_slice&category_slice&subcategory_slice&year_slice&VLOOKUP(M$5,months,2,FALSE),enrollment_key,0),MATCH(\"sites\",enrollment_x,0))/1000, 1) * -1), \"\")","v":0},"Yes"]
[null,"Hour Ending View","HE (Prevailing Time)",null,11,{"$f":"IFERROR(IF(AND(public,confidential_slice),\"\",INDEX(data,--AND(F$1>=3,F$1<=10)*Data!$AD15+MATCH(Lists!$S$31&VLOOKUP(F$5,months,2,FALSE)&TEXT($E17+Lists!$AD15,\"00\"),data_key,0),Results!$H$1) *Lists!AE15 * IF(result_type_slice = \"Aggregate\", INDEX(enrollment, MATCH(program_slice&category_slice&subcategory_slice&year_slice&VLOOKUP(F$5,months,2,FALSE),enrollment_key,0),MATCH(\"sites\",enrollment_x,0))/1000, 1) * -1), \"\")","v":0},{"$f":"IFERROR(IF(AND(public,confidential_slice),\"\",INDEX(data,--AND(G$1>=3,G$1<=10)*Data!$AD15+MATCH(Lists!$S$31&VLOOKUP(G$5,months,2,FALSE)&TEXT($E17+Lists!$AD15,\"00\"),data_key,0),Results!$H$1) *Lists!AF15 * IF(result_type_slice = \"Aggregate\", INDEX(enrollment, MATCH(program_slice&category_slice&subcategory_slice&year_slice&VLOOKUP(G$5,months,2,FALSE),enrollment_key,0),MATCH(\"sites\",enrollment_x,0))/1000, 1) * -1), \"\")","v":0},{"$f":"IFERROR(IF(AND(public,confidential_slice),\"\",INDEX(data,--AND(H$1>=3,H$1<=10)*Data!$AD15+MATCH(Lists!$S$31&VLOOKUP(H$5,months,2,FALSE)&TEXT($E17+Lists!$AD15,\"00\"),data_key,0),Results!$H$1) *Lists!AG15 * IF(result_type_slice = \"Aggregate\", INDEX(enrollment, MATCH(program_slice&category_slice&subcategory_slice&year_slice&VLOOKUP(H$5,months,2,FALSE),enrollment_key,0),MATCH(\"sites\",enrollment_x,0))/1000, 1) * -1), \"\")","v":0},{"$f":"IFERROR(IF(AND(public,confidential_slice),\"\",INDEX(data,--AND(I$1>=3,I$1<=10)*Data!$AD15+MATCH(Lists!$S$31&VLOOKUP(I$5,months,2,FALSE)&TEXT($E17+Lists!$AD15,\"00\"),data_key,0),Results!$H$1) *Lists!AH15 * IF(result_type_slice = \"Aggregate\", INDEX(enrollment, MATCH(program_slice&category_slice&subcategory_slice&year_slice&VLOOKUP(I$5,months,2,FALSE),enrollment_key,0),MATCH(\"sites\",enrollment_x,0))/1000, 1) * -1), \"\")","v":0},{"$f":"IFERROR(IF(AND(public,confidential_slice),\"\",INDEX(data,--AND(J$1>=3,J$1<=10)*Data!$AD15+MATCH(Lists!$S$31&VLOOKUP(J$5,months,2,FALSE)&TEXT($E17+Lists!$AD15,\"00\"),data_key,0),Results!$H$1) *Lists!AI15 * IF(result_type_slice = \"Aggregate\", INDEX(enrollment, MATCH(program_slice&category_slice&subcategory_slice&year_slice&VLOOKUP(J$5,months,2,FALSE),enrollment_key,0),MATCH(\"sites\",enrollment_x,0))/1000, 1) * -1), \"\")","v":0},{"$f":"IFERROR(IF(AND(public,confidential_slice),\"\",INDEX(data,--AND(K$1>=3,K$1<=10)*Data!$AD15+MATCH(Lists!$S$31&VLOOKUP(K$5,months,2,FALSE)&TEXT($E17+Lists!$AD15,\"00\"),data_key,0),Results!$H$1) *Lists!AJ15 * IF(result_type_slice = \"Aggregate\", INDEX(enrollment, MATCH(program_slice&category_slice&subcategory_slice&year_slice&VLOOKUP(K$5,months,2,FALSE),enrollment_key,0),MATCH(\"sites\",enrollment_x,0))/1000, 1) * -1), \"\")","v":0},{"$f":"IFERROR(IF(AND(public,confidential_slice),\"\",INDEX(data,--AND(L$1>=3,L$1<=10)*Data!$AD15+MATCH(Lists!$S$31&VLOOKUP(L$5,months,2,FALSE)&TEXT($E17+Lists!$AD15,\"00\"),data_key,0),Results!$H$1) *Lists!AK15 * IF(result_type_slice = \"Aggregate\", INDEX(enrollment, MATCH(program_slice&category_slice&subcategory_slice&year_slice&VLOOKUP(L$5,months,2,FALSE),enrollment_key,0),MATCH(\"sites\",enrollment_x,0))/1000, 1) * -1), \"\")","v":0},{"$f":"IFERROR(IF(AND(public,confidential_slice),\"\",INDEX(data,--AND(M$1>=3,M$1<=10)*Data!$AD15+MATCH(Lists!$S$31&VLOOKUP(M$5,months,2,FALSE)&TEXT($E17+Lists!$AD15,\"00\"),data_key,0),Results!$H$1) *Lists!AL15 * IF(result_type_slice = \"Aggregate\", INDEX(enrollment, MATCH(program_slice&category_slice&subcategory_slice&year_slice&VLOOKUP(M$5,months,2,FALSE),enrollment_key,0),MATCH(\"sites\",enrollment_x,0))/1000, 1) * -1), \"\")","v":0},{"$f":"IFERROR(IF(AND(public,confidential_slice),\"\",INDEX(data,--AND(N$1>=3,N$1<=10)*Data!$AD15+MATCH(Lists!$S$31&VLOOKUP(N$5,months,2,FALSE)&TEXT($E17+Lists!$AD15,\"00\"),data_key,0),Results!$H$1) *Lists!AM15 * IF(result_type_slice = \"Aggregate\", INDEX(enrollment, MATCH(program_slice&category_slice&subcategory_slice&year_slice&VLOOKUP(N$5,months,2,FALSE),enrollment_key,0),MATCH(\"sites\",enrollment_x,0))/1000, 1) * -1), \"\")","v":0},{"$f":"IFERROR(IF(AND(public,confidential_slice),\"\",INDEX(data,--AND(O$1>=3,O$1<=10)*Data!$AD15+MATCH(Lists!$S$31&VLOOKUP(O$5,months,2,FALSE)&TEXT($E17+Lists!$AD15,\"00\"),data_key,0),Results!$H$1) *Lists!AN15 * IF(result_type_slice = \"Aggregate\", INDEX(enrollment, MATCH(program_slice&category_slice&subcategory_slice&year_slice&VLOOKUP(O$5,months,2,FALSE),enrollment_key,0),MATCH(\"sites\",enrollment_x,0))/1000, 1) * -1), \"\")","v":0},{"$f":"IFERROR(IF(AND(public,confidential_slice),\"\",INDEX(data,--AND(P$1>=3,P$1<=10)*Data!$AD15+MATCH(Lists!$S$31&VLOOKUP(P$5,months,2,FALSE)&TEXT($E17+Lists!$AD15,\"00\"),data_key,0),Results!$H$1) *Lists!AO15 * IF(result_type_slice = \"Aggregate\", INDEX(enrollment, MATCH(program_slice&category_slice&subcategory_slice&year_slice&VLOOKUP(P$5,months,2,FALSE),enrollment_key,0),MATCH(\"sites\",enrollment_x,0))/1000, 1) * -1), \"\")","v":0},{"$f":"IFERROR(IF(AND(public,confidential_slice),\"\",INDEX(data,--AND(Q$1>=3,Q$1<=10)*Data!$AD15+MATCH(Lists!$S$31&VLOOKUP(Q$5,months,2,FALSE)&TEXT($E17+Lists!$AD15,\"00\"),data_key,0),Results!$H$1) *Lists!AP15 * IF(result_type_slice = \"Aggregate\", INDEX(enrollment, MATCH(program_slice&category_slice&subcategory_slice&year_slice&VLOOKUP(Q$5,months,2,FALSE),enrollment_key,0),MATCH(\"sites\",enrollment_x,0))/1000, 1) * -1), \"\")","v":0},null,{"$f":"IFERROR(IF(AND(public,confidential_slice),\"\",INDEX(data,MATCH(Lists!$S$31&VLOOKUP(M$5,months,2,FALSE)&TEXT($E17+Lists!$AD15,\"00\"),data_key,0),Results!$N$1) *Lists!AL15 * IF(result_type_slice = \"Aggregate\", INDEX(enrollment, MATCH(program_slice&category_slice&subcategory_slice&year_slice&VLOOKUP(M$5,months,2,FALSE),enrollment_key,0),MATCH(\"sites\",enrollment_x,0))/1000, 1) * -1), \"\")","v":0},"Yes"]
[null,null,null,null,12,{"$f":"IFERROR(IF(AND(public,confidential_slice),\"\",INDEX(data,--AND(F$1>=3,F$1<=10)*Data!$AD16+MATCH(Lists!$S$31&VLOOKUP(F$5,months,2,FALSE)&TEXT($E18+Lists!$AD16,\"00\"),data_key,0),Results!$H$1) *Lists!AE16 * IF(result_type_slice = \"Aggregate\", INDEX(enrollment, MATCH(program_slice&category_slice&subcategory_slice&year_slice&VLOOKUP(F$5,months,2,FALSE),enrollment_key,0),MATCH(\"sites\",enrollment_x,0))/1000, 1) * -1), \"\")","v":0},{"$f":"IFERROR(IF(AND(public,confidential_slice),\"\",INDEX(data,--AND(G$1>=3,G$1<=10)*Data!$AD16+MATCH(Lists!$S$31&VLOOKUP(G$5,months,2,FALSE)&TEXT($E18+Lists!$AD16,\"00\"),data_key,0),Results!$H$1) *Lists!AF16 * IF(result_type_slice = \"Aggregate\", INDEX(enrollment, MATCH(program_slice&category_slice&subcategory_slice&year_slice&VLOOKUP(G$5,months,2,FALSE),enrollment_key,0),MATCH(\"sites\",enrollment_x,0))/1000, 1) * -1), \"\")","v":0},{"$f":"IFERROR(IF(AND(public,confidential_slice),\"\",INDEX(data,--AND(H$1>=3,H$1<=10)*Data!$AD16+MATCH(Lists!$S$31&VLOOKUP(H$5,months,2,FALSE)&TEXT($E18+Lists!$AD16,\"00\"),data_key,0),Results!$H$1) *Lists!AG16 * IF(result_type_slice = \"Aggregate\", INDEX(enrollment, MATCH(program_slice&category_slice&subcategory_slice&year_slice&VLOOKUP(H$5,months,2,FALSE),enrollment_key,0),MATCH(\"sites\",enrollment_x,0))/1000, 1) * -1), \"\")","v":0},{"$f":"IFERROR(IF(AND(public,confidential_slice),\"\",INDEX(data,--AND(I$1>=3,I$1<=10)*Data!$AD16+MATCH(Lists!$S$31&VLOOKUP(I$5,months,2,FALSE)&TEXT($E18+Lists!$AD16,\"00\"),data_key,0),Results!$H$1) *Lists!AH16 * IF(result_type_slice = \"Aggregate\", INDEX(enrollment, MATCH(program_slice&category_slice&subcategory_slice&year_slice&VLOOKUP(I$5,months,2,FALSE),enrollment_key,0),MATCH(\"sites\",enrollment_x,0))/1000, 1) * -1), \"\")","v":0},{"$f":"IFERROR(IF(AND(public,confidential_slice),\"\",INDEX(data,--AND(J$1>=3,J$1<=10)*Data!$AD16+MATCH(Lists!$S$31&VLOOKUP(J$5,months,2,FALSE)&TEXT($E18+Lists!$AD16,\"00\"),data_key,0),Results!$H$1) *Lists!AI16 * IF(result_type_slice = \"Aggregate\", INDEX(enrollment, MATCH(program_slice&category_slice&subcategory_slice&year_slice&VLOOKUP(J$5,months,2,FALSE),enrollment_key,0),MATCH(\"sites\",enrollment_x,0))/1000, 1) * -1), \"\")","v":0},{"$f":"IFERROR(IF(AND(public,confidential_slice),\"\",INDEX(data,--AND(K$1>=3,K$1<=10)*Data!$AD16+MATCH(Lists!$S$31&VLOOKUP(K$5,months,2,FALSE)&TEXT($E18+Lists!$AD16,\"00\"),data_key,0),Results!$H$1) *Lists!AJ16 * IF(result_type_slice = \"Aggregate\", INDEX(enrollment, MATCH(program_slice&category_slice&subcategory_slice&year_slice&VLOOKUP(K$5,months,2,FALSE),enrollment_key,0),MATCH(\"sites\",enrollment_x,0))/1000, 1) * -1), \"\")","v":0},{"$f":"IFERROR(IF(AND(public,confidential_slice),\"\",INDEX(data,--AND(L$1>=3,L$1<=10)*Data!$AD16+MATCH(Lists!$S$31&VLOOKUP(L$5,months,2,FALSE)&TEXT($E18+Lists!$AD16,\"00\"),data_key,0),Results!$H$1) *Lists!AK16 * IF(result_type_slice = \"Aggregate\", INDEX(enrollment, MATCH(program_slice&category_slice&subcategory_slice&year_slice&VLOOKUP(L$5,months,2,FALSE),enrollment_key,0),MATCH(\"sites\",enrollment_x,0))/1000, 1) * -1), \"\")","v":0},{"$f":"IFERROR(IF(AND(public,confidential_slice),\"\",INDEX(data,--AND(M$1>=3,M$1<=10)*Data!$AD16+MATCH(Lists!$S$31&VLOOKUP(M$5,months,2,FALSE)&TEXT($E18+Lists!$AD16,\"00\"),data_key,0),Results!$H$1) *Lists!AL16 * IF(result_type_slice = \"Aggregate\", INDEX(enrollment, MATCH(program_slice&category_slice&subcategory_slice&year_slice&VLOOKUP(M$5,months,2,FALSE),enrollment_key,0),MATCH(\"sites\",enrollment_x,0))/1000, 1) * -1), \"\")","v":0},{"$f":"IFERROR(IF(AND(public,confidential_slice),\"\",INDEX(data,--AND(N$1>=3,N$1<=10)*Data!$AD16+MATCH(Lists!$S$31&VLOOKUP(N$5,months,2,FALSE)&TEXT($E18+Lists!$AD16,\"00\"),data_key,0),Results!$H$1) *Lists!AM16 * IF(result_type_slice = \"Aggregate\", INDEX(enrollment, MATCH(program_slice&category_slice&subcategory_slice&year_slice&VLOOKUP(N$5,months,2,FALSE),enrollment_key,0),MATCH(\"sites\",enrollment_x,0))/1000, 1) * -1), \"\")","v":0},{"$f":"IFERROR(IF(AND(public,confidential_slice),\"\",INDEX(data,--AND(O$1>=3,O$1<=10)*Data!$AD16+MATCH(Lists!$S$31&VLOOKUP(O$5,months,2,FALSE)&TEXT($E18+Lists!$AD16,\"00\"),data_key,0),Results!$H$1) *Lists!AN16 * IF(result_type_slice = \"Aggregate\", INDEX(enrollment, MATCH(program_slice&category_slice&subcategory_slice&year_slice&VLOOKUP(O$5,months,2,FALSE),enrollment_key,0),MATCH(\"sites\",enrollment_x,0))/1000, 1) * -1), \"\")","v":0},{"$f":"IFERROR(IF(AND(public,confidential_slice),\"\",INDEX(data,--AND(P$1>=3,P$1<=10)*Data!$AD16+MATCH(Lists!$S$31&VLOOKUP(P$5,months,2,FALSE)&TEXT($E18+Lists!$AD16,\"00\"),data_key,0),Results!$H$1) *Lists!AO16 * IF(result_type_slice = \"Aggregate\", INDEX(enrollment, MATCH(program_slice&category_slice&subcategory_slice&year_slice&VLOOKUP(P$5,months,2,FALSE),enrollment_key,0),MATCH(\"sites\",enrollment_x,0))/1000, 1) * -1), \"\")","v":0},{"$f":"IFERROR(IF(AND(public,confidential_slice),\"\",INDEX(data,--AND(Q$1>=3,Q$1<=10)*Data!$AD16+MATCH(Lists!$S$31&VLOOKUP(Q$5,months,2,FALSE)&TEXT($E18+Lists!$AD16,\"00\"),data_key,0),Results!$H$1) *Lists!AP16 * IF(result_type_slice = \"Aggregate\", INDEX(enrollment, MATCH(program_slice&category_slice&subcategory_slice&year_slice&VLOOKUP(Q$5,months,2,FALSE),enrollment_key,0),MATCH(\"sites\",enrollment_x,0))/1000, 1) * -1), \"\")","v":0},null,{"$f":"IFERROR(IF(AND(public,confidential_slice),\"\",INDEX(data,MATCH(Lists!$S$31&VLOOKUP(M$5,months,2,FALSE)&TEXT($E18+Lists!$AD16,\"00\"),data_key,0),Results!$N$1) *Lists!AL16 * IF(result_type_slice = \"Aggregate\", INDEX(enrollment, MATCH(program_slice&category_slice&subcategory_slice&year_slice&VLOOKUP(M$5,months,2,FALSE),enrollment_key,0),MATCH(\"sites\",enrollment_x,0))/1000, 1) * -1), \"\")","v":0},"Yes"]
[null,null,null,null,13,{"$f":"IFERROR(IF(AND(public,confidential_slice),\"\",INDEX(data,--AND(F$1>=3,F$1<=10)*Data!$AD17+MATCH(Lists!$S$31&VLOOKUP(F$5,months,2,FALSE)&TEXT($E19+Lists!$AD17,\"00\"),data_key,0),Results!$H$1) *Lists!AE17 * IF(result_type_slice = \"Aggregate\", INDEX(enrollment, MATCH(program_slice&category_slice&subcategory_slice&year_slice&VLOOKUP(F$5,months,2,FALSE),enrollment_key,0),MATCH(\"sites\",enrollment_x,0))/1000, 1) * -1), \"\")","v":0},{"$f":"IFERROR(IF(AND(public,confidential_slice),\"\",INDEX(data,--AND(G$1>=3,G$1<=10)*Data!$AD17+MATCH(Lists!$S$31&VLOOKUP(G$5,months,2,FALSE)&TEXT($E19+Lists!$AD17,\"00\"),data_key,0),Results!$H$1) *Lists!AF17 * IF(result_type_slice = \"Aggregate\", INDEX(enrollment, MATCH(program_slice&category_slice&subcategory_slice&year_slice&VLOOKUP(G$5,months,2,FALSE),enrollment_key,0),MATCH(\"sites\",enrollment_x,0))/1000, 1) * -1), \"\")","v":0},{"$f":"IFERROR(IF(AND(public,confidential_slice),\"\",INDEX(data,--AND(H$1>=3,H$1<=10)*Data!$AD17+MATCH(Lists!$S$31&VLOOKUP(H$5,months,2,FALSE)&TEXT($E19+Lists!$AD17,\"00\"),data_key,0),Results!$H$1) *Lists!AG17 * IF(result_type_slice = \"Aggregate\", INDEX(enrollment, MATCH(program_slice&category_slice&subcategory_slice&year_slice&VLOOKUP(H$5,months,2,FALSE),enrollment_key,0),MATCH(\"sites\",enrollment_x,0))/1000, 1) * -1), \"\")","v":0},{"$f":"IFERROR(IF(AND(public,confidential_slice),\"\",INDEX(data,--AND(I$1>=3,I$1<=10)*Data!$AD17+MATCH(Lists!$S$31&VLOOKUP(I$5,months,2,FALSE)&TEXT($E19+Lists!$AD17,\"00\"),data_key,0),Results!$H$1) *Lists!AH17 * IF(result_type_slice = \"Aggregate\", INDEX(enrollment, MATCH(program_slice&category_slice&subcategory_slice&year_slice&VLOOKUP(I$5,months,2,FALSE),enrollment_key,0),MATCH(\"sites\",enrollment_x,0))/1000, 1) * -1), \"\")","v":0},{"$f":"IFERROR(IF(AND(public,confidential_slice),\"\",INDEX(data,--AND(J$1>=3,J$1<=10)*Data!$AD17+MATCH(Lists!$S$31&VLOOKUP(J$5,months,2,FALSE)&TEXT($E19+Lists!$AD17,\"00\"),data_key,0),Results!$H$1) *Lists!AI17 * IF(result_type_slice = \"Aggregate\", INDEX(enrollment, MATCH(program_slice&category_slice&subcategory_slice&year_slice&VLOOKUP(J$5,months,2,FALSE),enrollment_key,0),MATCH(\"sites\",enrollment_x,0))/1000, 1) * -1), \"\")","v":0},{"$f":"IFERROR(IF(AND(public,confidential_slice),\"\",INDEX(data,--AND(K$1>=3,K$1<=10)*Data!$AD17+MATCH(Lists!$S$31&VLOOKUP(K$5,months,2,FALSE)&TEXT($E19+Lists!$AD17,\"00\"),data_key,0),Results!$H$1) *Lists!AJ17 * IF(result_type_slice = \"Aggregate\", INDEX(enrollment, MATCH(program_slice&category_slice&subcategory_slice&year_slice&VLOOKUP(K$5,months,2,FALSE),enrollment_key,0),MATCH(\"sites\",enrollment_x,0))/1000, 1) * -1), \"\")","v":0},{"$f":"IFERROR(IF(AND(public,confidential_slice),\"\",INDEX(data,--AND(L$1>=3,L$1<=10)*Data!$AD17+MATCH(Lists!$S$31&VLOOKUP(L$5,months,2,FALSE)&TEXT($E19+Lists!$AD17,\"00\"),data_key,0),Results!$H$1) *Lists!AK17 * IF(result_type_slice = \"Aggregate\", INDEX(enrollment, MATCH(program_slice&category_slice&subcategory_slice&year_slice&VLOOKUP(L$5,months,2,FALSE),enrollment_key,0),MATCH(\"sites\",enrollment_x,0))/1000, 1) * -1), \"\")","v":0},{"$f":"IFERROR(IF(AND(public,confidential_slice),\"\",INDEX(data,--AND(M$1>=3,M$1<=10)*Data!$AD17+MATCH(Lists!$S$31&VLOOKUP(M$5,months,2,FALSE)&TEXT($E19+Lists!$AD17,\"00\"),data_key,0),Results!$H$1) *Lists!AL17 * IF(result_type_slice = \"Aggregate\", INDEX(enrollment, MATCH(program_slice&category_slice&subcategory_slice&year_slice&VLOOKUP(M$5,months,2,FALSE),enrollment_key,0),MATCH(\"sites\",enrollment_x,0))/1000, 1) * -1), \"\")","v":0},{"$f":"IFERROR(IF(AND(public,confidential_slice),\"\",INDEX(data,--AND(N$1>=3,N$1<=10)*Data!$AD17+MATCH(Lists!$S$31&VLOOKUP(N$5,months,2,FALSE)&TEXT($E19+Lists!$AD17,\"00\"),data_key,0),Results!$H$1) *Lists!AM17 * IF(result_type_slice = \"Aggregate\", INDEX(enrollment, MATCH(program_slice&category_slice&subcategory_slice&year_slice&VLOOKUP(N$5,months,2,FALSE),enrollment_key,0),MATCH(\"sites\",enrollment_x,0))/1000, 1) * -1), \"\")","v":0},{"$f":"IFERROR(IF(AND(public,confidential_slice),\"\",INDEX(data,--AND(O$1>=3,O$1<=10)*Data!$AD17+MATCH(Lists!$S$31&VLOOKUP(O$5,months,2,FALSE)&TEXT($E19+Lists!$AD17,\"00\"),data_key,0),Results!$H$1) *Lists!AN17 * IF(result_type_slice = \"Aggregate\", INDEX(enrollment, MATCH(program_slice&category_slice&subcategory_slice&year_slice&VLOOKUP(O$5,months,2,FALSE),enrollment_key,0),MATCH(\"sites\",enrollment_x,0))/1000, 1) * -1), \"\")","v":0},{"$f":"IFERROR(IF(AND(public,confidential_slice),\"\",INDEX(data,--AND(P$1>=3,P$1<=10)*Data!$AD17+MATCH(Lists!$S$31&VLOOKUP(P$5,months,2,FALSE)&TEXT($E19+Lists!$AD17,\"00\"),data_key,0),Results!$H$1) *Lists!AO17 * IF(result_type_slice = \"Aggregate\", INDEX(enrollment, MATCH(program_slice&category_slice&subcategory_slice&year_slice&VLOOKUP(P$5,months,2,FALSE),enrollment_key,0),MATCH(\"sites\",enrollment_x,0))/1000, 1) * -1), \"\")","v":0},{"$f":"IFERROR(IF(AND(public,confidential_slice),\"\",INDEX(data,--AND(Q$1>=3,Q$1<=10)*Data!$AD17+MATCH(Lists!$S$31&VLOOKUP(Q$5,months,2,FALSE)&TEXT($E19+Lists!$AD17,\"00\"),data_key,0),Results!$H$1) *Lists!AP17 * IF(result_type_slice = \"Aggregate\", INDEX(enrollment, MATCH(program_slice&category_slice&subcategory_slice&year_slice&VLOOKUP(Q$5,months,2,FALSE),enrollment_key,0),MATCH(\"sites\",enrollment_x,0))/1000, 1) * -1), \"\")","v":0},null,{"$f":"IFERROR(IF(AND(public,confidential_slice),\"\",INDEX(data,MATCH(Lists!$S$31&VLOOKUP(M$5,months,2,FALSE)&TEXT($E19+Lists!$AD17,\"00\"),data_key,0),Results!$N$1) *Lists!AL17 * IF(result_type_slice = \"Aggregate\", INDEX(enrollment, MATCH(program_slice&category_slice&subcategory_slice&year_slice&VLOOKUP(M$5,months,2,FALSE),enrollment_key,0),MATCH(\"sites\",enrollment_x,0))/1000, 1) * -1), \"\")","v":0},"Yes"]
[null,null,null,null,14,{"$f":"IFERROR(IF(AND(public,confidential_slice),\"\",INDEX(data,--AND(F$1>=3,F$1<=10)*Data!$AD18+MATCH(Lists!$S$31&VLOOKUP(F$5,months,2,FALSE)&TEXT($E20+Lists!$AD18,\"00\"),data_key,0),Results!$H$1) *Lists!AE18 * IF(result_type_slice = \"Aggregate\", INDEX(enrollment, MATCH(program_slice&category_slice&subcategory_slice&year_slice&VLOOKUP(F$5,months,2,FALSE),enrollment_key,0),MATCH(\"sites\",enrollment_x,0))/1000, 1) * -1), \"\")","v":0},{"$f":"IFERROR(IF(AND(public,confidential_slice),\"\",INDEX(data,--AND(G$1>=3,G$1<=10)*Data!$AD18+MATCH(Lists!$S$31&VLOOKUP(G$5,months,2,FALSE)&TEXT($E20+Lists!$AD18,\"00\"),data_key,0),Results!$H$1) *Lists!AF18 * IF(result_type_slice = \"Aggregate\", INDEX(enrollment, MATCH(program_slice&category_slice&subcategory_slice&year_slice&VLOOKUP(G$5,months,2,FALSE),enrollment_key,0),MATCH(\"sites\",enrollment_x,0))/1000, 1) * -1), \"\")","v":0},{"$f":"IFERROR(IF(AND(public,confidential_slice),\"\",INDEX(data,--AND(H$1>=3,H$1<=10)*Data!$AD18+MATCH(Lists!$S$31&VLOOKUP(H$5,months,2,FALSE)&TEXT($E20+Lists!$AD18,\"00\"),data_key,0),Results!$H$1) *Lists!AG18 * IF(result_type_slice = \"Aggregate\", INDEX(enrollment, MATCH(program_slice&category_slice&subcategory_slice&year_slice&VLOOKUP(H$5,months,2,FALSE),enrollment_key,0),MATCH(\"sites\",enrollment_x,0))/1000, 1) * -1), \"\")","v":0},{"$f":"IFERROR(IF(AND(public,confidential_slice),\"\",INDEX(data,--AND(I$1>=3,I$1<=10)*Data!$AD18+MATCH(Lists!$S$31&VLOOKUP(I$5,months,2,FALSE)&TEXT($E20+Lists!$AD18,\"00\"),data_key,0),Results!$H$1) *Lists!AH18 * IF(result_type_slice = \"Aggregate\", INDEX(enrollment, MATCH(program_slice&category_slice&subcategory_slice&year_slice&VLOOKUP(I$5,months,2,FALSE),enrollment_key,0),MATCH(\"sites\",enrollment_x,0))/1000, 1) * -1), \"\")","v":0},{"$f":"IFERROR(IF(AND(public,confidential_slice),\"\",INDEX(data,--AND(J$1>=3,J$1<=10)*Data!$AD18+MATCH(Lists!$S$31&VLOOKUP(J$5,months,2,FALSE)&TEXT($E20+Lists!$AD18,\"00\"),data_key,0),Results!$H$1) *Lists!AI18 * IF(result_type_slice = \"Aggregate\", INDEX(enrollment, MATCH(program_slice&category_slice&subcategory_slice&year_slice&VLOOKUP(J$5,months,2,FALSE),enrollment_key,0),MATCH(\"sites\",enrollment_x,0))/1000, 1) * -1), \"\")","v":0},{"$f":"IFERROR(IF(AND(public,confidential_slice),\"\",INDEX(data,--AND(K$1>=3,K$1<=10)*Data!$AD18+MATCH(Lists!$S$31&VLOOKUP(K$5,months,2,FALSE)&TEXT($E20+Lists!$AD18,\"00\"),data_key,0),Results!$H$1) *Lists!AJ18 * IF(result_type_slice = \"Aggregate\", INDEX(enrollment, MATCH(program_slice&category_slice&subcategory_slice&year_slice&VLOOKUP(K$5,months,2,FALSE),enrollment_key,0),MATCH(\"sites\",enrollment_x,0))/1000, 1) * -1), \"\")","v":0},{"$f":"IFERROR(IF(AND(public,confidential_slice),\"\",INDEX(data,--AND(L$1>=3,L$1<=10)*Data!$AD18+MATCH(Lists!$S$31&VLOOKUP(L$5,months,2,FALSE)&TEXT($E20+Lists!$AD18,\"00\"),data_key,0),Results!$H$1) *Lists!AK18 * IF(result_type_slice = \"Aggregate\", INDEX(enrollment, MATCH(program_slice&category_slice&subcategory_slice&year_slice&VLOOKUP(L$5,months,2,FALSE),enrollment_key,0),MATCH(\"sites\",enrollment_x,0))/1000, 1) * -1), \"\")","v":0},{"$f":"IFERROR(IF(AND(public,confidential_slice),\"\",INDEX(data,--AND(M$1>=3,M$1<=10)*Data!$AD18+MATCH(Lists!$S$31&VLOOKUP(M$5,months,2,FALSE)&TEXT($E20+Lists!$AD18,\"00\"),data_key,0),Results!$H$1) *Lists!AL18 * IF(result_type_slice = \"Aggregate\", INDEX(enrollment, MATCH(program_slice&category_slice&subcategory_slice&year_slice&VLOOKUP(M$5,months,2,FALSE),enrollment_key,0),MATCH(\"sites\",enrollment_x,0))/1000, 1) * -1), \"\")","v":0},{"$f":"IFERROR(IF(AND(public,confidential_slice),\"\",INDEX(data,--AND(N$1>=3,N$1<=10)*Data!$AD18+MATCH(Lists!$S$31&VLOOKUP(N$5,months,2,FALSE)&TEXT($E20+Lists!$AD18,\"00\"),data_key,0),Results!$H$1) *Lists!AM18 * IF(result_type_slice = \"Aggregate\", INDEX(enrollment, MATCH(program_slice&category_slice&subcategory_slice&year_slice&VLOOKUP(N$5,months,2,FALSE),enrollment_key,0),MATCH(\"sites\",enrollment_x,0))/1000, 1) * -1), \"\")","v":0},{"$f":"IFERROR(IF(AND(public,confidential_slice),\"\",INDEX(data,--AND(O$1>=3,O$1<=10)*Data!$AD18+MATCH(Lists!$S$31&VLOOKUP(O$5,months,2,FALSE)&TEXT($E20+Lists!$AD18,\"00\"),data_key,0),Results!$H$1) *Lists!AN18 * IF(result_type_slice = \"Aggregate\", INDEX(enrollment, MATCH(program_slice&category_slice&subcategory_slice&year_slice&VLOOKUP(O$5,months,2,FALSE),enrollment_key,0),MATCH(\"sites\",enrollment_x,0))/1000, 1) * -1), \"\")","v":0},{"$f":"IFERROR(IF(AND(public,confidential_slice),\"\",INDEX(data,--AND(P$1>=3,P$1<=10)*Data!$AD18+MATCH(Lists!$S$31&VLOOKUP(P$5,months,2,FALSE)&TEXT($E20+Lists!$AD18,\"00\"),data_key,0),Results!$H$1) *Lists!AO18 * IF(result_type_slice = \"Aggregate\", INDEX(enrollment, MATCH(program_slice&category_slice&subcategory_slice&year_slice&VLOOKUP(P$5,months,2,FALSE),enrollment_key,0),MATCH(\"sites\",enrollment_x,0))/1000, 1) * -1), \"\")","v":0},{"$f":"IFERROR(IF(AND(public,confidential_slice),\"\",INDEX(data,--AND(Q$1>=3,Q$1<=10)*Data!$AD18+MATCH(Lists!$S$31&VLOOKUP(Q$5,months,2,FALSE)&TEXT($E20+Lists!$AD18,\"00\"),data_key,0),Results!$H$1) *Lists!AP18 * IF(result_type_slice = \"Aggregate\", INDEX(enrollment, MATCH(program_slice&category_slice&subcategory_slice&year_slice&VLOOKUP(Q$5,months,2,FALSE),enrollment_key,0),MATCH(\"sites\",enrollment_x,0))/1000, 1) * -1), \"\")","v":0},null,{"$f":"IFERROR(IF(AND(public,confidential_slice),\"\",INDEX(data,MATCH(Lists!$S$31&VLOOKUP(M$5,months,2,FALSE)&TEXT($E20+Lists!$AD18,\"00\"),data_key,0),Results!$N$1) *Lists!AL18 * IF(result_type_slice = \"Aggregate\", INDEX(enrollment, MATCH(program_slice&category_slice&subcategory_slice&year_slice&VLOOKUP(M$5,months,2,FALSE),enrollment_key,0),MATCH(\"sites\",enrollment_x,0))/1000, 1) * -1), \"\")","v":0},"Yes"]
[null,null,null,null,15,{"$f":"IFERROR(IF(AND(public,confidential_slice),\"\",INDEX(data,--AND(F$1>=3,F$1<=10)*Data!$AD19+MATCH(Lists!$S$31&VLOOKUP(F$5,months,2,FALSE)&TEXT($E21+Lists!$AD19,\"00\"),data_key,0),Results!$H$1) *Lists!AE19 * IF(result_type_slice = \"Aggregate\", INDEX(enrollment, MATCH(program_slice&category_slice&subcategory_slice&year_slice&VLOOKUP(F$5,months,2,FALSE),enrollment_key,0),MATCH(\"sites\",enrollment_x,0))/1000, 1) * -1), \"\")","v":0},{"$f":"IFERROR(IF(AND(public,confidential_slice),\"\",INDEX(data,--AND(G$1>=3,G$1<=10)*Data!$AD19+MATCH(Lists!$S$31&VLOOKUP(G$5,months,2,FALSE)&TEXT($E21+Lists!$AD19,\"00\"),data_key,0),Results!$H$1) *Lists!AF19 * IF(result_type_slice = \"Aggregate\", INDEX(enrollment, MATCH(program_slice&category_slice&subcategory_slice&year_slice&VLOOKUP(G$5,months,2,FALSE),enrollment_key,0),MATCH(\"sites\",enrollment_x,0))/1000, 1) * -1), \"\")","v":0},{"$f":"IFERROR(IF(AND(public,confidential_slice),\"\",INDEX(data,--AND(H$1>=3,H$1<=10)*Data!$AD19+MATCH(Lists!$S$31&VLOOKUP(H$5,months,2,FALSE)&TEXT($E21+Lists!$AD19,\"00\"),data_key,0),Results!$H$1) *Lists!AG19 * IF(result_type_slice = \"Aggregate\", INDEX(enrollment, MATCH(program_slice&category_slice&subcategory_slice&year_slice&VLOOKUP(H$5,months,2,FALSE),enrollment_key,0),MATCH(\"sites\",enrollment_x,0))/1000, 1) * -1), \"\")","v":0},{"$f":"IFERROR(IF(AND(public,confidential_slice),\"\",INDEX(data,--AND(I$1>=3,I$1<=10)*Data!$AD19+MATCH(Lists!$S$31&VLOOKUP(I$5,months,2,FALSE)&TEXT($E21+Lists!$AD19,\"00\"),data_key,0),Results!$H$1) *Lists!AH19 * IF(result_type_slice = \"Aggregate\", INDEX(enrollment, MATCH(program_slice&category_slice&subcategory_slice&year_slice&VLOOKUP(I$5,months,2,FALSE),enrollment_key,0),MATCH(\"sites\",enrollment_x,0))/1000, 1) * -1), \"\")","v":0},{"$f":"IFERROR(IF(AND(public,confidential_slice),\"\",INDEX(data,--AND(J$1>=3,J$1<=10)*Data!$AD19+MATCH(Lists!$S$31&VLOOKUP(J$5,months,2,FALSE)&TEXT($E21+Lists!$AD19,\"00\"),data_key,0),Results!$H$1) *Lists!AI19 * IF(result_type_slice = \"Aggregate\", INDEX(enrollment, MATCH(program_slice&category_slice&subcategory_slice&year_slice&VLOOKUP(J$5,months,2,FALSE),enrollment_key,0),MATCH(\"sites\",enrollment_x,0))/1000, 1) * -1), \"\")","v":0},{"$f":"IFERROR(IF(AND(public,confidential_slice),\"\",INDEX(data,--AND(K$1>=3,K$1<=10)*Data!$AD19+MATCH(Lists!$S$31&VLOOKUP(K$5,months,2,FALSE)&TEXT($E21+Lists!$AD19,\"00\"),data_key,0),Results!$H$1) *Lists!AJ19 * IF(result_type_slice = \"Aggregate\", INDEX(enrollment, MATCH(program_slice&category_slice&subcategory_slice&year_slice&VLOOKUP(K$5,months,2,FALSE),enrollment_key,0),MATCH(\"sites\",enrollment_x,0))/1000, 1) * -1), \"\")","v":0},{"$f":"IFERROR(IF(AND(public,confidential_slice),\"\",INDEX(data,--AND(L$1>=3,L$1<=10)*Data!$AD19+MATCH(Lists!$S$31&VLOOKUP(L$5,months,2,FALSE)&TEXT($E21+Lists!$AD19,\"00\"),data_key,0),Results!$H$1) *Lists!AK19 * IF(result_type_slice = \"Aggregate\", INDEX(enrollment, MATCH(program_slice&category_slice&subcategory_slice&year_slice&VLOOKUP(L$5,months,2,FALSE),enrollment_key,0),MATCH(\"sites\",enrollment_x,0))/1000, 1) * -1), \"\")","v":0},{"$f":"IFERROR(IF(AND(public,confidential_slice),\"\",INDEX(data,--AND(M$1>=3,M$1<=10)*Data!$AD19+MATCH(Lists!$S$31&VLOOKUP(M$5,months,2,FALSE)&TEXT($E21+Lists!$AD19,\"00\"),data_key,0),Results!$H$1) *Lists!AL19 * IF(result_type_slice = \"Aggregate\", INDEX(enrollment, MATCH(program_slice&category_slice&subcategory_slice&year_slice&VLOOKUP(M$5,months,2,FALSE),enrollment_key,0),MATCH(\"sites\",enrollment_x,0))/1000, 1) * -1), \"\")","v":0},{"$f":"IFERROR(IF(AND(public,confidential_slice),\"\",INDEX(data,--AND(N$1>=3,N$1<=10)*Data!$AD19+MATCH(Lists!$S$31&VLOOKUP(N$5,months,2,FALSE)&TEXT($E21+Lists!$AD19,\"00\"),data_key,0),Results!$H$1) *Lists!AM19 * IF(result_type_slice = \"Aggregate\", INDEX(enrollment, MATCH(program_slice&category_slice&subcategory_slice&year_slice&VLOOKUP(N$5,months,2,FALSE),enrollment_key,0),MATCH(\"sites\",enrollment_x,0))/1000, 1) * -1), \"\")","v":0},{"$f":"IFERROR(IF(AND(public,confidential_slice),\"\",INDEX(data,--AND(O$1>=3,O$1<=10)*Data!$AD19+MATCH(Lists!$S$31&VLOOKUP(O$5,months,2,FALSE)&TEXT($E21+Lists!$AD19,\"00\"),data_key,0),Results!$H$1) *Lists!AN19 * IF(result_type_slice = \"Aggregate\", INDEX(enrollment, MATCH(program_slice&category_slice&subcategory_slice&year_slice&VLOOKUP(O$5,months,2,FALSE),enrollment_key,0),MATCH(\"sites\",enrollment_x,0))/1000, 1) * -1), \"\")","v":0},{"$f":"IFERROR(IF(AND(public,confidential_slice),\"\",INDEX(data,--AND(P$1>=3,P$1<=10)*Data!$AD19+MATCH(Lists!$S$31&VLOOKUP(P$5,months,2,FALSE)&TEXT($E21+Lists!$AD19,\"00\"),data_key,0),Results!$H$1) *Lists!AO19 * IF(result_type_slice = \"Aggregate\", INDEX(enrollment, MATCH(program_slice&category_slice&subcategory_slice&year_slice&VLOOKUP(P$5,months,2,FALSE),enrollment_key,0),MATCH(\"sites\",enrollment_x,0))/1000, 1) * -1), \"\")","v":0},{"$f":"IFERROR(IF(AND(public,confidential_slice),\"\",INDEX(data,--AND(Q$1>=3,Q$1<=10)*Data!$AD19+MATCH(Lists!$S$31&VLOOKUP(Q$5,months,2,FALSE)&TEXT($E21+Lists!$AD19,\"00\"),data_key,0),Results!$H$1) *Lists!AP19 * IF(result_type_slice = \"Aggregate\", INDEX(enrollment, MATCH(program_slice&category_slice&subcategory_slice&year_slice&VLOOKUP(Q$5,months,2,FALSE),enrollment_key,0),MATCH(\"sites\",enrollment_x,0))/1000, 1) * -1), \"\")","v":0},null,{"$f":"IFERROR(IF(AND(public,confidential_slice),\"\",INDEX(data,MATCH(Lists!$S$31&VLOOKUP(M$5,months,2,FALSE)&TEXT($E21+Lists!$AD19,\"00\"),data_key,0),Results!$N$1) *Lists!AL19 * IF(result_type_slice = \"Aggregate\", INDEX(enrollment, MATCH(program_slice&category_slice&subcategory_slice&year_slice&VLOOKUP(M$5,months,2,FALSE),enrollment_key,0),MATCH(\"sites\",enrollment_x,0))/1000, 1) * -1), \"\")","v":0},"Yes"]
[null,null,null,null,16,{"$f":"IFERROR(IF(AND(public,confidential_slice),\"\",INDEX(data,--AND(F$1>=3,F$1<=10)*Data!$AD20+MATCH(Lists!$S$31&VLOOKUP(F$5,months,2,FALSE)&TEXT($E22+Lists!$AD20,\"00\"),data_key,0),Results!$H$1) *Lists!AE20 * IF(result_type_slice = \"Aggregate\", INDEX(enrollment, MATCH(program_slice&category_slice&subcategory_slice&year_slice&VLOOKUP(F$5,months,2,FALSE),enrollment_key,0),MATCH(\"sites\",enrollment_x,0))/1000, 1) * -1), \"\")","v":0},{"$f":"IFERROR(IF(AND(public,confidential_slice),\"\",INDEX(data,--AND(G$1>=3,G$1<=10)*Data!$AD20+MATCH(Lists!$S$31&VLOOKUP(G$5,months,2,FALSE)&TEXT($E22+Lists!$AD20,\"00\"),data_key,0),Results!$H$1) *Lists!AF20 * IF(result_type_slice = \"Aggregate\", INDEX(enrollment, MATCH(program_slice&category_slice&subcategory_slice&year_slice&VLOOKUP(G$5,months,2,FALSE),enrollment_key,0),MATCH(\"sites\",enrollment_x,0))/1000, 1) * -1), \"\")","v":0},{"$f":"IFERROR(IF(AND(public,confidential_slice),\"\",INDEX(data,--AND(H$1>=3,H$1<=10)*Data!$AD20+MATCH(Lists!$S$31&VLOOKUP(H$5,months,2,FALSE)&TEXT($E22+Lists!$AD20,\"00\"),data_key,0),Results!$H$1) *Lists!AG20 * IF(result_type_slice = \"Aggregate\", INDEX(enrollment, MATCH(program_slice&category_slice&subcategory_slice&year_slice&VLOOKUP(H$5,months,2,FALSE),enrollment_key,0),MATCH(\"sites\",enrollment_x,0))/1000, 1) * -1), \"\")","v":0},{"$f":"IFERROR(IF(AND(public,confidential_slice),\"\",INDEX(data,--AND(I$1>=3,I$1<=10)*Data!$AD20+MATCH(Lists!$S$31&VLOOKUP(I$5,months,2,FALSE)&TEXT($E22+Lists!$AD20,\"00\"),data_key,0),Results!$H$1) *Lists!AH20 * IF(result_type_slice = \"Aggregate\", INDEX(enrollment, MATCH(program_slice&category_slice&subcategory_slice&year_slice&VLOOKUP(I$5,months,2,FALSE),enrollment_key,0),MATCH(\"sites\",enrollment_x,0))/1000, 1) * -1), \"\")","v":0},{"$f":"IFERROR(IF(AND(public,confidential_slice),\"\",INDEX(data,--AND(J$1>=3,J$1<=10)*Data!$AD20+MATCH(Lists!$S$31&VLOOKUP(J$5,months,2,FALSE)&TEXT($E22+Lists!$AD20,\"00\"),data_key,0),Results!$H$1) *Lists!AI20 * IF(result_type_slice = \"Aggregate\", INDEX(enrollment, MATCH(program_slice&category_slice&subcategory_slice&year_slice&VLOOKUP(J$5,months,2,FALSE),enrollment_key,0),MATCH(\"sites\",enrollment_x,0))/1000, 1) * -1), \"\")","v":0},{"$f":"IFERROR(IF(AND(public,confidential_slice),\"\",INDEX(data,--AND(K$1>=3,K$1<=10)*Data!$AD20+MATCH(Lists!$S$31&VLOOKUP(K$5,months,2,FALSE)&TEXT($E22+Lists!$AD20,\"00\"),data_key,0),Results!$H$1) *Lists!AJ20 * IF(result_type_slice = \"Aggregate\", INDEX(enrollment, MATCH(program_slice&category_slice&subcategory_slice&year_slice&VLOOKUP(K$5,months,2,FALSE),enrollment_key,0),MATCH(\"sites\",enrollment_x,0))/1000, 1) * -1), \"\")","v":0},{"$f":"IFERROR(IF(AND(public,confidential_slice),\"\",INDEX(data,--AND(L$1>=3,L$1<=10)*Data!$AD20+MATCH(Lists!$S$31&VLOOKUP(L$5,months,2,FALSE)&TEXT($E22+Lists!$AD20,\"00\"),data_key,0),Results!$H$1) *Lists!AK20 * IF(result_type_slice = \"Aggregate\", INDEX(enrollment, MATCH(program_slice&category_slice&subcategory_slice&year_slice&VLOOKUP(L$5,months,2,FALSE),enrollment_key,0),MATCH(\"sites\",enrollment_x,0))/1000, 1) * -1), \"\")","v":0},{"$f":"IFERROR(IF(AND(public,confidential_slice),\"\",INDEX(data,--AND(M$1>=3,M$1<=10)*Data!$AD20+MATCH(Lists!$S$31&VLOOKUP(M$5,months,2,FALSE)&TEXT($E22+Lists!$AD20,\"00\"),data_key,0),Results!$H$1) *Lists!AL20 * IF(result_type_slice = \"Aggregate\", INDEX(enrollment, MATCH(program_slice&category_slice&subcategory_slice&year_slice&VLOOKUP(M$5,months,2,FALSE),enrollment_key,0),MATCH(\"sites\",enrollment_x,0))/1000, 1) * -1), \"\")","v":0},{"$f":"IFERROR(IF(AND(public,confidential_slice),\"\",INDEX(data,--AND(N$1>=3,N$1<=10)*Data!$AD20+MATCH(Lists!$S$31&VLOOKUP(N$5,months,2,FALSE)&TEXT($E22+Lists!$AD20,\"00\"),data_key,0),Results!$H$1) *Lists!AM20 * IF(result_type_slice = \"Aggregate\", INDEX(enrollment, MATCH(program_slice&category_slice&subcategory_slice&year_slice&VLOOKUP(N$5,months,2,FALSE),enrollment_key,0),MATCH(\"sites\",enrollment_x,0))/1000, 1) * -1), \"\")","v":0},{"$f":"IFERROR(IF(AND(public,confidential_slice),\"\",INDEX(data,--AND(O$1>=3,O$1<=10)*Data!$AD20+MATCH(Lists!$S$31&VLOOKUP(O$5,months,2,FALSE)&TEXT($E22+Lists!$AD20,\"00\"),data_key,0),Results!$H$1) *Lists!AN20 * IF(result_type_slice = \"Aggregate\", INDEX(enrollment, MATCH(program_slice&category_slice&subcategory_slice&year_slice&VLOOKUP(O$5,months,2,FALSE),enrollment_key,0),MATCH(\"sites\",enrollment_x,0))/1000, 1) * -1), \"\")","v":0},{"$f":"IFERROR(IF(AND(public,confidential_slice),\"\",INDEX(data,--AND(P$1>=3,P$1<=10)*Data!$AD20+MATCH(Lists!$S$31&VLOOKUP(P$5,months,2,FALSE)&TEXT($E22+Lists!$AD20,\"00\"),data_key,0),Results!$H$1) *Lists!AO20 * IF(result_type_slice = \"Aggregate\", INDEX(enrollment, MATCH(program_slice&category_slice&subcategory_slice&year_slice&VLOOKUP(P$5,months,2,FALSE),enrollment_key,0),MATCH(\"sites\",enrollment_x,0))/1000, 1) * -1), \"\")","v":0},{"$f":"IFERROR(IF(AND(public,confidential_slice),\"\",INDEX(data,--AND(Q$1>=3,Q$1<=10)*Data!$AD20+MATCH(Lists!$S$31&VLOOKUP(Q$5,months,2,FALSE)&TEXT($E22+Lists!$AD20,\"00\"),data_key,0),Results!$H$1) *Lists!AP20 * IF(result_type_slice = \"Aggregate\", INDEX(enrollment, MATCH(program_slice&category_slice&subcategory_slice&year_slice&VLOOKUP(Q$5,months,2,FALSE),enrollment_key,0),MATCH(\"sites\",enrollment_x,0))/1000, 1) * -1), \"\")","v":0},null,{"$f":"IFERROR(IF(AND(public,confidential_slice),\"\",INDEX(data,MATCH(Lists!$S$31&VLOOKUP(M$5,months,2,FALSE)&TEXT($E22+Lists!$AD20,\"00\"),data_key,0),Results!$N$1) *Lists!AL20 * IF(result_type_slice = \"Aggregate\", INDEX(enrollment, MATCH(program_slice&category_slice&subcategory_slice&year_slice&VLOOKUP(M$5,months,2,FALSE),enrollment_key,0),MATCH(\"sites\",enrollment_x,0))/1000, 1) * -1), \"\")","v":0},"Yes"]
[null,null,null,null,17,{"$f":"IFERROR(IF(AND(public,confidential_slice),\"\",INDEX(data,--AND(F$1>=3,F$1<=10)*Data!$AD21+MATCH(Lists!$S$31&VLOOKUP(F$5,months,2,FALSE)&TEXT($E23+Lists!$AD21,\"00\"),data_key,0),Results!$H$1) *Lists!AE21 * IF(result_type_slice = \"Aggregate\", INDEX(enrollment, MATCH(program_slice&category_slice&subcategory_slice&year_slice&VLOOKUP(F$5,months,2,FALSE),enrollment_key,0),MATCH(\"sites\",enrollment_x,0))/1000, 1) * -1), \"\")","v":0},{"$f":"IFERROR(IF(AND(public,confidential_slice),\"\",INDEX(data,--AND(G$1>=3,G$1<=10)*Data!$AD21+MATCH(Lists!$S$31&VLOOKUP(G$5,months,2,FALSE)&TEXT($E23+Lists!$AD21,\"00\"),data_key,0),Results!$H$1) *Lists!AF21 * IF(result_type_slice = \"Aggregate\", INDEX(enrollment, MATCH(program_slice&category_slice&subcategory_slice&year_slice&VLOOKUP(G$5,months,2,FALSE),enrollment_key,0),MATCH(\"sites\",enrollment_x,0))/1000, 1) * -1), \"\")","v":0},{"$f":"IFERROR(IF(AND(public,confidential_slice),\"\",INDEX(data,--AND(H$1>=3,H$1<=10)*Data!$AD21+MATCH(Lists!$S$31&VLOOKUP(H$5,months,2,FALSE)&TEXT($E23+Lists!$AD21,\"00\"),data_key,0),Results!$H$1) *Lists!AG21 * IF(result_type_slice = \"Aggregate\", INDEX(enrollment, MATCH(program_slice&category_slice&subcategory_slice&year_slice&VLOOKUP(H$5,months,2,FALSE),enrollment_key,0),MATCH(\"sites\",enrollment_x,0))/1000, 1) * -1), \"\")","v":0},{"$f":"IFERROR(IF(AND(public,confidential_slice),\"\",INDEX(data,--AND(I$1>=3,I$1<=10)*Data!$AD21+MATCH(Lists!$S$31&VLOOKUP(I$5,months,2,FALSE)&TEXT($E23+Lists!$AD21,\"00\"),data_key,0),Results!$H$1) *Lists!AH21 * IF(result_type_slice = \"Aggregate\", INDEX(enrollment, MATCH(program_slice&category_slice&subcategory_slice&year_slice&VLOOKUP(I$5,months,2,FALSE),enrollment_key,0),MATCH(\"sites\",enrollment_x,0))/1000, 1) * -1), \"\")","v":0},{"$f":"IFERROR(IF(AND(public,confidential_slice),\"\",INDEX(data,--AND(J$1>=3,J$1<=10)*Data!$AD21+MATCH(Lists!$S$31&VLOOKUP(J$5,months,2,FALSE)&TEXT($E23+Lists!$AD21,\"00\"),data_key,0),Results!$H$1) *Lists!AI21 * IF(result_type_slice = \"Aggregate\", INDEX(enrollment, MATCH(program_slice&category_slice&subcategory_slice&year_slice&VLOOKUP(J$5,months,2,FALSE),enrollment_key,0),MATCH(\"sites\",enrollment_x,0))/1000, 1) * -1), \"\")","v":0},{"$f":"IFERROR(IF(AND(public,confidential_slice),\"\",INDEX(data,--AND(K$1>=3,K$1<=10)*Data!$AD21+MATCH(Lists!$S$31&VLOOKUP(K$5,months,2,FALSE)&TEXT($E23+Lists!$AD21,\"00\"),data_key,0),Results!$H$1) *Lists!AJ21 * IF(result_type_slice = \"Aggregate\", INDEX(enrollment, MATCH(program_slice&category_slice&subcategory_slice&year_slice&VLOOKUP(K$5,months,2,FALSE),enrollment_key,0),MATCH(\"sites\",enrollment_x,0))/1000, 1) * -1), \"\")","v":4.4196116649864869},{"$f":"IFERROR(IF(AND(public,confidential_slice),\"\",INDEX(data,--AND(L$1>=3,L$1<=10)*Data!$AD21+MATCH(Lists!$S$31&VLOOKUP(L$5,months,2,FALSE)&TEXT($E23+Lists!$AD21,\"00\"),data_key,0),Results!$H$1) *Lists!AK21 * IF(result_type_slice = \"Aggregate\", INDEX(enrollment, MATCH(program_slice&category_slice&subcategory_slice&year_slice&VLOOKUP(L$5,months,2,FALSE),enrollment_key,0),MATCH(\"sites\",enrollment_x,0))/1000, 1) * -1), \"\")","v":4.5039039403500984},{"$f":"IFERROR(IF(AND(public,confidential_slice),\"\",INDEX(data,--AND(M$1>=3,M$1<=10)*Data!$AD21+MATCH(Lists!$S$31&VLOOKUP(M$5,months,2,FALSE)&TEXT($E23+Lists!$AD21,\"00\"),data_key,0),Results!$H$1) *Lists!AL21 * IF(result_type_slice = \"Aggregate\", INDEX(enrollment, MATCH(program_slice&category_slice&subcategory_slice&year_slice&VLOOKUP(M$5,months,2,FALSE),enrollment_key,0),MATCH(\"sites\",enrollment_x,0))/1000, 1) * -1), \"\")","v":4.5584986221980053},{"$f":"IFERROR(IF(AND(public,confidential_slice),\"\",INDEX(data,--AND(N$1>=3,N$1<=10)*Data!$AD21+MATCH(Lists!$S$31&VLOOKUP(N$5,months,2,FALSE)&TEXT($E23+Lists!$AD21,\"00\"),data_key,0),Results!$H$1) *Lists!AM21 * IF(result_type_slice = \"Aggregate\", INDEX(enrollment, MATCH(program_slice&category_slice&subcategory_slice&year_slice&VLOOKUP(N$5,months,2,FALSE),enrollment_key,0),MATCH(\"sites\",enrollment_x,0))/1000, 1) * -1), \"\")","v":4.5859120601742216},{"$f":"IFERROR(IF(AND(public,confidential_slice),\"\",INDEX(data,--AND(O$1>=3,O$1<=10)*Data!$AD21+MATCH(Lists!$S$31&VLOOKUP(O$5,months,2,FALSE)&TEXT($E23+Lists!$AD21,\"00\"),data_key,0),Results!$H$1) *Lists!AN21 * IF(result_type_slice = \"Aggregate\", INDEX(enrollment, MATCH(program_slice&category_slice&subcategory_slice&year_slice&VLOOKUP(O$5,months,2,FALSE),enrollment_key,0),MATCH(\"sites\",enrollment_x,0))/1000, 1) * -1), \"\")","v":4.1111396732873811},{"$f":"IFERROR(IF(AND(public,confidential_slice),\"\",INDEX(data,--AND(P$1>=3,P$1<=10)*Data!$AD21+MATCH(Lists!$S$31&VLOOKUP(P$5,months,2,FALSE)&TEXT($E23+Lists!$AD21,\"00\"),data_key,0),Results!$H$1) *Lists!AO21 * IF(result_type_slice = \"Aggregate\", INDEX(enrollment, MATCH(program_slice&category_slice&subcategory_slice&year_slice&VLOOKUP(P$5,months,2,FALSE),enrollment_key,0),MATCH(\"sites\",enrollment_x,0))/1000, 1) * -1), \"\")","v":0},{"$f":"IFERROR(IF(AND(public,confidential_slice),\"\",INDEX(data,--AND(Q$1>=3,Q$1<=10)*Data!$AD21+MATCH(Lists!$S$31&VLOOKUP(Q$5,months,2,FALSE)&TEXT($E23+Lists!$AD21,\"00\"),data_key,0),Results!$H$1) *Lists!AP21 * IF(result_type_slice = \"Aggregate\", INDEX(enrollment, MATCH(program_slice&category_slice&subcategory_slice&year_slice&VLOOKUP(Q$5,months,2,FALSE),enrollment_key,0),MATCH(\"sites\",enrollment_x,0))/1000, 1) * -1), \"\")","v":0},null,{"$f":"IFERROR(IF(AND(public,confidential_slice),\"\",INDEX(data,MATCH(Lists!$S$31&VLOOKUP(M$5,months,2,FALSE)&TEXT($E23+Lists!$AD21,\"00\"),data_key,0),Results!$N$1) *Lists!AL21 * IF(result_type_slice = \"Aggregate\", INDEX(enrollment, MATCH(program_slice&category_slice&subcategory_slice&year_slice&VLOOKUP(M$5,months,2,FALSE),enrollment_key,0),MATCH(\"sites\",enrollment_x,0))/1000, 1) * -1), \"\")","v":-5.2042810585116971E-3},"Yes"]
[null,null,null,null,18,{"$f":"IFERROR(IF(AND(public,confidential_slice),\"\",INDEX(data,--AND(F$1>=3,F$1<=10)*Data!$AD22+MATCH(Lists!$S$31&VLOOKUP(F$5,months,2,FALSE)&TEXT($E24+Lists!$AD22,\"00\"),data_key,0),Results!$H$1) *Lists!AE22 * IF(result_type_slice = \"Aggregate\", INDEX(enrollment, MATCH(program_slice&category_slice&subcategory_slice&year_slice&VLOOKUP(F$5,months,2,FALSE),enrollment_key,0),MATCH(\"sites\",enrollment_x,0))/1000, 1) * -1), \"\")","v":0},{"$f":"IFERROR(IF(AND(public,confidential_slice),\"\",INDEX(data,--AND(G$1>=3,G$1<=10)*Data!$AD22+MATCH(Lists!$S$31&VLOOKUP(G$5,months,2,FALSE)&TEXT($E24+Lists!$AD22,\"00\"),data_key,0),Results!$H$1) *Lists!AF22 * IF(result_type_slice = \"Aggregate\", INDEX(enrollment, MATCH(program_slice&category_slice&subcategory_slice&year_slice&VLOOKUP(G$5,months,2,FALSE),enrollment_key,0),MATCH(\"sites\",enrollment_x,0))/1000, 1) * -1), \"\")","v":0},{"$f":"IFERROR(IF(AND(public,confidential_slice),\"\",INDEX(data,--AND(H$1>=3,H$1<=10)*Data!$AD22+MATCH(Lists!$S$31&VLOOKUP(H$5,months,2,FALSE)&TEXT($E24+Lists!$AD22,\"00\"),data_key,0),Results!$H$1) *Lists!AG22 * IF(result_type_slice = \"Aggregate\", INDEX(enrollment, MATCH(program_slice&category_slice&subcategory_slice&year_slice&VLOOKUP(H$5,months,2,FALSE),enrollment_key,0),MATCH(\"sites\",enrollment_x,0))/1000, 1) * -1), \"\")","v":0},{"$f":"IFERROR(IF(AND(public,confidential_slice),\"\",INDEX(data,--AND(I$1>=3,I$1<=10)*Data!$AD22+MATCH(Lists!$S$31&VLOOKUP(I$5,months,2,FALSE)&TEXT($E24+Lists!$AD22,\"00\"),data_key,0),Results!$H$1) *Lists!AH22 * IF(result_type_slice = \"Aggregate\", INDEX(enrollment, MATCH(program_slice&category_slice&subcategory_slice&year_slice&VLOOKUP(I$5,months,2,FALSE),enrollment_key,0),MATCH(\"sites\",enrollment_x,0))/1000, 1) * -1), \"\")","v":0},{"$f":"IFERROR(IF(AND(public,confidential_slice),\"\",INDEX(data,--AND(J$1>=3,J$1<=10)*Data!$AD22+MATCH(Lists!$S$31&VLOOKUP(J$5,months,2,FALSE)&TEXT($E24+Lists!$AD22,\"00\"),data_key,0),Results!$H$1) *Lists!AI22 * IF(result_type_slice = \"Aggregate\", INDEX(enrollment, MATCH(program_slice&category_slice&subcategory_slice&year_slice&VLOOKUP(J$5,months,2,FALSE),enrollment_key,0),MATCH(\"sites\",enrollment_x,0))/1000, 1) * -1), \"\")","v":3.9234788831025678},{"$f":"IFERROR(IF(AND(public,confidential_slice),\"\",INDEX(data,--AND(K$1>=3,K$1<=10)*Data!$AD22+MATCH(Lists!$S$31&VLOOKUP(K$5,months,2,FALSE)&TEXT($E24+Lists!$AD22,\"00\"),data_key,0),Results!$H$1) *Lists!AJ22 * IF(result_type_slice = \"Aggregate\", INDEX(enrollment, MATCH(program_slice&category_slice&subcategory_slice&year_slice&VLOOKUP(K$5,months,2,FALSE),enrollment_key,0),MATCH(\"sites\",enrollment_x,0))/1000, 1) * -1), \"\")","v":4.3271983355358428},{"$f":"IFERROR(IF(AND(public,confidential_slice),\"\",INDEX(data,--AND(L$1>=3,L$1<=10)*Data!$AD22+MATCH(Lists!$S$31&VLOOKUP(L$5,months,2,FALSE)&TEXT($E24+Lists!$AD22,\"00\"),data_key,0),Results!$H$1) *Lists!AK22 * IF(result_type_slice = \"Aggregate\", INDEX(enrollment, MATCH(program_slice&category_slice&subcategory_slice&year_slice&VLOOKUP(L$5,months,2,FALSE),enrollment_key,0),MATCH(\"sites\",enrollment_x,0))/1000, 1) * -1), \"\")","v":4.4072644483413042},{"$f":"IFERROR(IF(AND(public,confidential_slice),\"\",INDEX(data,--AND(M$1>=3,M$1<=10)*Data!$AD22+MATCH(Lists!$S$31&VLOOKUP(M$5,months,2,FALSE)&TEXT($E24+Lists!$AD22,\"00\"),data_key,0),Results!$H$1) *Lists!AL22 * IF(result_type_slice = \"Aggregate\", INDEX(enrollment, MATCH(program_slice&category_slice&subcategory_slice&year_slice&VLOOKUP(M$5,months,2,FALSE),enrollment_key,0),MATCH(\"sites\",enrollment_x,0))/1000, 1) * -1), \"\")","v":4.4639994953140452},{"$f":"IFERROR(IF(AND(public,confidential_slice),\"\",INDEX(data,--AND(N$1>=3,N$1<=10)*Data!$AD22+MATCH(Lists!$S$31&VLOOKUP(N$5,months,2,FALSE)&TEXT($E24+Lists!$AD22,\"00\"),data_key,0),Results!$H$1) *Lists!AM22 * IF(result_type_slice = \"Aggregate\", INDEX(enrollment, MATCH(program_slice&category_slice&subcategory_slice&year_slice&VLOOKUP(N$5,months,2,FALSE),enrollment_key,0),MATCH(\"sites\",enrollment_x,0))/1000, 1) * -1), \"\")","v":4.5050396218449258},{"$f":"IFERROR(IF(AND(public,confidential_slice),\"\",INDEX(data,--AND(O$1>=3,O$1<=10)*Data!$AD22+MATCH(Lists!$S$31&VLOOKUP(O$5,months,2,FALSE)&TEXT($E24+Lists!$AD22,\"00\"),data_key,0),Results!$H$1) *Lists!AN22 * IF(result_type_slice = \"Aggregate\", INDEX(enrollment, MATCH(program_slice&category_slice&subcategory_slice&year_slice&VLOOKUP(O$5,months,2,FALSE),enrollment_key,0),MATCH(\"sites\",enrollment_x,0))/1000, 1) * -1), \"\")","v":4.1202572302663842},{"$f":"IFERROR(IF(AND(public,confidential_slice),\"\",INDEX(data,--AND(P$1>=3,P$1<=10)*Data!$AD22+MATCH(Lists!$S$31&VLOOKUP(P$5,months,2,FALSE)&TEXT($E24+Lists!$AD22,\"00\"),data_key,0),Results!$H$1) *Lists!AO22 * IF(result_type_slice = \"Aggregate\", INDEX(enrollment, MATCH(program_slice&category_slice&subcategory_slice&year_slice&VLOOKUP(P$5,months,2,FALSE),enrollment_key,0),MATCH(\"sites\",enrollment_x,0))/1000, 1) * -1), \"\")","v":0},{"$f":"IFERROR(IF(AND(public,confidential_slice),\"\",INDEX(data,--AND(Q$1>=3,Q$1<=10)*Data!$AD22+MATCH(Lists!$S$31&VLOOKUP(Q$5,months,2,FALSE)&TEXT($E24+Lists!$AD22,\"00\"),data_key,0),Results!$H$1) *Lists!AP22 * IF(result_type_slice = \"Aggregate\", INDEX(enrollment, MATCH(program_slice&category_slice&subcategory_slice&year_slice&VLOOKUP(Q$5,months,2,FALSE),enrollment_key,0),MATCH(\"sites\",enrollment_x,0))/1000, 1) * -1), \"\")","v":0},null,{"$f":"IFERROR(IF(AND(public,confidential_slice),\"\",INDEX(data,MATCH(Lists!$S$31&VLOOKUP(M$5,months,2,FALSE)&TEXT($E24+Lists!$AD22,\"00\"),data_key,0),Results!$N$1) *Lists!AL22 * IF(result_type_slice = \"Aggregate\", INDEX(enrollment, MATCH(program_slice&category_slice&subcategory_slice&year_slice&VLOOKUP(M$5,months,2,FALSE),enrollment_key,0),MATCH(\"sites\",enrollment_x,0))/1000, 1) * -1), \"\")","v":-4.9780497727333565E-3},"Yes"]
[null,null,null,null,19,{"$f":"IFERROR(IF(AND(public,confidential_slice),\"\",INDEX(data,--AND(F$1>=3,F$1<=10)*Data!$AD23+MATCH(Lists!$S$31&VLOOKUP(F$5,months,2,FALSE)&TEXT($E25+Lists!$AD23,\"00\"),data_key,0),Results!$H$1) *Lists!AE23 * IF(result_type_slice = \"Aggregate\", INDEX(enrollment, MATCH(program_slice&category_slice&subcategory_slice&year_slice&VLOOKUP(F$5,months,2,FALSE),enrollment_key,0),MATCH(\"sites\",enrollment_x,0))/1000, 1) * -1), \"\")","v":0},{"$f":"IFERROR(IF(AND(public,confidential_slice),\"\",INDEX(data,--AND(G$1>=3,G$1<=10)*Data!$AD23+MATCH(Lists!$S$31&VLOOKUP(G$5,months,2,FALSE)&TEXT($E25+Lists!$AD23,\"00\"),data_key,0),Results!$H$1) *Lists!AF23 * IF(result_type_slice = \"Aggregate\", INDEX(enrollment, MATCH(program_slice&category_slice&subcategory_slice&year_slice&VLOOKUP(G$5,months,2,FALSE),enrollment_key,0),MATCH(\"sites\",enrollment_x,0))/1000, 1) * -1), \"\")","v":0},{"$f":"IFERROR(IF(AND(public,confidential_slice),\"\",INDEX(data,--AND(H$1>=3,H$1<=10)*Data!$AD23+MATCH(Lists!$S$31&VLOOKUP(H$5,months,2,FALSE)&TEXT($E25+Lists!$AD23,\"00\"),data_key,0),Results!$H$1) *Lists!AG23 * IF(result_type_slice = \"Aggregate\", INDEX(enrollment, MATCH(program_slice&category_slice&subcategory_slice&year_slice&VLOOKUP(H$5,months,2,FALSE),enrollment_key,0),MATCH(\"sites\",enrollment_x,0))/1000, 1) * -1), \"\")","v":0},{"$f":"IFERROR(IF(AND(public,confidential_slice),\"\",INDEX(data,--AND(I$1>=3,I$1<=10)*Data!$AD23+MATCH(Lists!$S$31&VLOOKUP(I$5,months,2,FALSE)&TEXT($E25+Lists!$AD23,\"00\"),data_key,0),Results!$H$1) *Lists!AH23 * IF(result_type_slice = \"Aggregate\", INDEX(enrollment, MATCH(program_slice&category_slice&subcategory_slice&year_slice&VLOOKUP(I$5,months,2,FALSE),enrollment_key,0),MATCH(\"sites\",enrollment_x,0))/1000, 1) * -1), \"\")","v":0},{"$f":"IFERROR(IF(AND(public,confidential_slice),\"\",INDEX(data,--AND(J$1>=3,J$1<=10)*Data!$AD23+MATCH(Lists!$S$31&VLOOKUP(J$5,months,2,FALSE)&TEXT($E25+Lists!$AD23,\"00\"),data_key,0),Results!$H$1) *Lists!AI23 * IF(result_type_slice = \"Aggregate\", INDEX(enrollment, MATCH(program_slice&category_slice&subcategory_slice&year_slice&VLOOKUP(J$5,months,2,FALSE),enrollment_key,0),MATCH(\"sites\",enrollment_x,0))/1000, 1) * -1), \"\")","v":3.995709052153988},{"$f":"IFERROR(IF(AND(public,confidential_slice),\"\",INDEX(data,--AND(K$1>=3,K$1<=10)*Data!$AD23+MATCH(Lists!$S$31&VLOOKUP(K$5,months,2,FALSE)&TEXT($E25+Lists!$AD23,\"00\"),data_key,0),Results!$H$1) *Lists!AJ23 * IF(result_type_slice = \"Aggregate\", INDEX(enrollment, MATCH(program_slice&category_slice&subcategory_slice&year_slice&VLOOKUP(K$5,months,2,FALSE),enrollment_key,0),MATCH(\"sites\",enrollment_x,0))/1000, 1) * -1), \"\")","v":4.3927056811238101},{"$f":"IFERROR(IF(AND(public,confidential_slice),\"\",INDEX(data,--AND(L$1>=3,L$1<=10)*Data!$AD23+MATCH(Lists!$S$31&VLOOKUP(L$5,months,2,FALSE)&TEXT($E25+Lists!$AD23,\"00\"),data_key,0),Results!$H$1) *Lists!AK23 * IF(result_type_slice = \"Aggregate\", INDEX(enrollment, MATCH(program_slice&category_slice&subcategory_slice&year_slice&VLOOKUP(L$5,months,2,FALSE),enrollment_key,0),MATCH(\"sites\",enrollment_x,0))/1000, 1) * -1), \"\")","v":4.4732131029737223},{"$f":"IFERROR(IF(AND(public,confidential_slice),\"\",INDEX(data,--AND(M$1>=3,M$1<=10)*Data!$AD23+MATCH(Lists!$S$31&VLOOKUP(M$5,months,2,FALSE)&TEXT($E25+Lists!$AD23,\"00\"),data_key,0),Results!$H$1) *Lists!AL23 * IF(result_type_slice = \"Aggregate\", INDEX(enrollment, MATCH(program_slice&category_slice&subcategory_slice&year_slice&VLOOKUP(M$5,months,2,FALSE),enrollment_key,0),MATCH(\"sites\",enrollment_x,0))/1000, 1) * -1), \"\")","v":4.5172436645358287},{"$f":"IFERROR(IF(AND(public,confidential_slice),\"\",INDEX(data,--AND(N$1>=3,N$1<=10)*Data!$AD23+MATCH(Lists!$S$31&VLOOKUP(N$5,months,2,FALSE)&TEXT($E25+Lists!$AD23,\"00\"),data_key,0),Results!$H$1) *Lists!AM23 * IF(result_type_slice = \"Aggregate\", INDEX(enrollment, MATCH(program_slice&category_slice&subcategory_slice&year_slice&VLOOKUP(N$5,months,2,FALSE),enrollment_key,0),MATCH(\"sites\",enrollment_x,0))/1000, 1) * -1), \"\")","v":4.545354175641072},{"$f":"IFERROR(IF(AND(public,confidential_slice),\"\",INDEX(data,--AND(O$1>=3,O$1<=10)*Data!$AD23+MATCH(Lists!$S$31&VLOOKUP(O$5,months,2,FALSE)&TEXT($E25+Lists!$AD23,\"00\"),data_key,0),Results!$H$1) *Lists!AN23 * IF(result_type_slice = \"Aggregate\", INDEX(enrollment, MATCH(program_slice&category_slice&subcategory_slice&year_slice&VLOOKUP(O$5,months,2,FALSE),enrollment_key,0),MATCH(\"sites\",enrollment_x,0))/1000, 1) * -1), \"\")","v":4.1676274708251091},{"$f":"IFERROR(IF(AND(public,confidential_slice),\"\",INDEX(data,--AND(P$1>=3,P$1<=10)*Data!$AD23+MATCH(Lists!$S$31&VLOOKUP(P$5,months,2,FALSE)&TEXT($E25+Lists!$AD23,\"00\"),data_key,0),Results!$H$1) *Lists!AO23 * IF(result_type_slice = \"Aggregate\", INDEX(enrollment, MATCH(program_slice&category_slice&subcategory_slice&year_slice&VLOOKUP(P$5,months,2,FALSE),enrollment_key,0),MATCH(\"sites\",enrollment_x,0))/1000, 1) * -1), \"\")","v":0},{"$f":"IFERROR(IF(AND(public,confidential_slice),\"\",INDEX(data,--AND(Q$1>=3,Q$1<=10)*Data!$AD23+MATCH(Lists!$S$31&VLOOKUP(Q$5,months,2,FALSE)&TEXT($E25+Lists!$AD23,\"00\"),data_key,0),Results!$H$1) *Lists!AP23 * IF(result_type_slice = \"Aggregate\", INDEX(enrollment, MATCH(program_slice&category_slice&subcategory_slice&year_slice&VLOOKUP(Q$5,months,2,FALSE),enrollment_key,0),MATCH(\"sites\",enrollment_x,0))/1000, 1) * -1), \"\")","v":0},null,{"$f":"IFERROR(IF(AND(public,confidential_slice),\"\",INDEX(data,MATCH(Lists!$S$31&VLOOKUP(M$5,months,2,FALSE)&TEXT($E25+Lists!$AD23,\"00\"),data_key,0),Results!$N$1) *Lists!AL23 * IF(result_type_slice = \"Aggregate\", INDEX(enrollment, MATCH(program_slice&category_slice&subcategory_slice&year_slice&VLOOKUP(M$5,months,2,FALSE),enrollment_key,0),MATCH(\"sites\",enrollment_x,0))/1000, 1) * -1), \"\")","v":-4.679944792296737E-3},"Yes"]
[null,null,null,null,20,{"$f":"IFERROR(IF(AND(public,confidential_slice),\"\",INDEX(data,--AND(F$1>=3,F$1<=10)*Data!$AD24+MATCH(Lists!$S$31&VLOOKUP(F$5,months,2,FALSE)&TEXT($E26+Lists!$AD24,\"00\"),data_key,0),Results!$H$1) *Lists!AE24 * IF(result_type_slice = \"Aggregate\", INDEX(enrollment, MATCH(program_slice&category_slice&subcategory_slice&year_slice&VLOOKUP(F$5,months,2,FALSE),enrollment_key,0),MATCH(\"sites\",enrollment_x,0))/1000, 1) * -1), \"\")","v":0},{"$f":"IFERROR(IF(AND(public,confidential_slice),\"\",INDEX(data,--AND(G$1>=3,G$1<=10)*Data!$AD24+MATCH(Lists!$S$31&VLOOKUP(G$5,months,2,FALSE)&TEXT($E26+Lists!$AD24,\"00\"),data_key,0),Results!$H$1) *Lists!AF24 * IF(result_type_slice = \"Aggregate\", INDEX(enrollment, MATCH(program_slice&category_slice&subcategory_slice&year_slice&VLOOKUP(G$5,months,2,FALSE),enrollment_key,0),MATCH(\"sites\",enrollment_x,0))/1000, 1) * -1), \"\")","v":0},{"$f":"IFERROR(IF(AND(public,confidential_slice),\"\",INDEX(data,--AND(H$1>=3,H$1<=10)*Data!$AD24+MATCH(Lists!$S$31&VLOOKUP(H$5,months,2,FALSE)&TEXT($E26+Lists!$AD24,\"00\"),data_key,0),Results!$H$1) *Lists!AG24 * IF(result_type_slice = \"Aggregate\", INDEX(enrollment, MATCH(program_slice&category_slice&subcategory_slice&year_slice&VLOOKUP(H$5,months,2,FALSE),enrollment_key,0),MATCH(\"sites\",enrollment_x,0))/1000, 1) * -1), \"\")","v":0},{"$f":"IFERROR(IF(AND(public,confidential_slice),\"\",INDEX(data,--AND(I$1>=3,I$1<=10)*Data!$AD24+MATCH(Lists!$S$31&VLOOKUP(I$5,months,2,FALSE)&TEXT($E26+Lists!$AD24,\"00\"),data_key,0),Results!$H$1) *Lists!AH24 * IF(result_type_slice = \"Aggregate\", INDEX(enrollment, MATCH(program_slice&category_slice&subcategory_slice&year_slice&VLOOKUP(I$5,months,2,FALSE),enrollment_key,0),MATCH(\"sites\",enrollment_x,0))/1000, 1) * -1), \"\")","v":0},{"$f":"IFERROR(IF(AND(public,confidential_slice),\"\",INDEX(data,--AND(J$1>=3,J$1<=10)*Data!$AD24+MATCH(Lists!$S$31&VLOOKUP(J$5,months,2,FALSE)&TEXT($E26+Lists!$AD24,\"00\"),data_key,0),Results!$H$1) *Lists!AI24 * IF(result_type_slice = \"Aggregate\", INDEX(enrollment, MATCH(program_slice&category_slice&subcategory_slice&year_slice&VLOOKUP(J$5,months,2,FALSE),enrollment_key,0),MATCH(\"sites\",enrollment_x,0))/1000, 1) * -1), \"\")","v":4.0873260282527841},{"$f":"IFERROR(IF(AND(public,confidential_slice),\"\",INDEX(data,--AND(K$1>=3,K$1<=10)*Data!$AD24+MATCH(Lists!$S$31&VLOOKUP(K$5,months,2,FALSE)&TEXT($E26+Lists!$AD24,\"00\"),data_key,0),Results!$H$1) *Lists!AJ24 * IF(result_type_slice = \"Aggregate\", INDEX(enrollment, MATCH(program_slice&category_slice&subcategory_slice&year_slice&VLOOKUP(K$5,months,2,FALSE),enrollment_key,0),MATCH(\"sites\",enrollment_x,0))/1000, 1) * -1), \"\")","v":4.5169286002894831},{"$f":"IFERROR(IF(AND(public,confidential_slice),\"\",INDEX(data,--AND(L$1>=3,L$1<=10)*Data!$AD24+MATCH(Lists!$S$31&VLOOKUP(L$5,months,2,FALSE)&TEXT($E26+Lists!$AD24,\"00\"),data_key,0),Results!$H$1) *Lists!AK24 * IF(result_type_slice = \"Aggregate\", INDEX(enrollment, MATCH(program_slice&category_slice&subcategory_slice&year_slice&VLOOKUP(L$5,months,2,FALSE),enrollment_key,0),MATCH(\"sites\",enrollment_x,0))/1000, 1) * -1), \"\")","v":4.5993128864856816},{"$f":"IFERROR(IF(AND(public,confidential_slice),\"\",INDEX(data,--AND(M$1>=3,M$1<=10)*Data!$AD24+MATCH(Lists!$S$31&VLOOKUP(M$5,months,2,FALSE)&TEXT($E26+Lists!$AD24,\"00\"),data_key,0),Results!$H$1) *Lists!AL24 * IF(result_type_slice = \"Aggregate\", INDEX(enrollment, MATCH(program_slice&category_slice&subcategory_slice&year_slice&VLOOKUP(M$5,months,2,FALSE),enrollment_key,0),MATCH(\"sites\",enrollment_x,0))/1000, 1) * -1), \"\")","v":4.630120975668933},{"$f":"IFERROR(IF(AND(public,confidential_slice),\"\",INDEX(data,--AND(N$1>=3,N$1<=10)*Data!$AD24+MATCH(Lists!$S$31&VLOOKUP(N$5,months,2,FALSE)&TEXT($E26+Lists!$AD24,\"00\"),data_key,0),Results!$H$1) *Lists!AM24 * IF(result_type_slice = \"Aggregate\", INDEX(enrollment, MATCH(program_slice&category_slice&subcategory_slice&year_slice&VLOOKUP(N$5,months,2,FALSE),enrollment_key,0),MATCH(\"sites\",enrollment_x,0))/1000, 1) * -1), \"\")","v":4.6371577346135604},{"$f":"IFERROR(IF(AND(public,confidential_slice),\"\",INDEX(data,--AND(O$1>=3,O$1<=10)*Data!$AD24+MATCH(Lists!$S$31&VLOOKUP(O$5,months,2,FALSE)&TEXT($E26+Lists!$AD24,\"00\"),data_key,0),Results!$H$1) *Lists!AN24 * IF(result_type_slice = \"Aggregate\", INDEX(enrollment, MATCH(program_slice&category_slice&subcategory_slice&year_slice&VLOOKUP(O$5,months,2,FALSE),enrollment_key,0),MATCH(\"sites\",enrollment_x,0))/1000, 1) * -1), \"\")","v":4.2157031503907083},{"$f":"IFERROR(IF(AND(public,confidential_slice),\"\",INDEX(data,--AND(P$1>=3,P$1<=10)*Data!$AD24+MATCH(Lists!$S$31&VLOOKUP(P$5,months,2,FALSE)&TEXT($E26+Lists!$AD24,\"00\"),data_key,0),Results!$H$1) *Lists!AO24 * IF(result_type_slice = \"Aggregate\", INDEX(enrollment, MATCH(program_slice&category_slice&subcategory_slice&year_slice&VLOOKUP(P$5,months,2,FALSE),enrollment_key,0),MATCH(\"sites\",enrollment_x,0))/1000, 1) * -1), \"\")","v":0},{"$f":"IFERROR(IF(AND(public,confidential_slice),\"\",INDEX(data,--AND(Q$1>=3,Q$1<=10)*Data!$AD24+MATCH(Lists!$S$31&VLOOKUP(Q$5,months,2,FALSE)&TEXT($E26+Lists!$AD24,\"00\"),data_key,0),Results!$H$1) *Lists!AP24 * IF(result_type_slice = \"Aggregate\", INDEX(enrollment, MATCH(program_slice&category_slice&subcategory_slice&year_slice&VLOOKUP(Q$5,months,2,FALSE),enrollment_key,0),MATCH(\"sites\",enrollment_x,0))/1000, 1) * -1), \"\")","v":0},null,{"$f":"IFERROR(IF(AND(public,confidential_slice),\"\",INDEX(data,MATCH(Lists!$S$31&VLOOKUP(M$5,months,2,FALSE)&TEXT($E26+Lists!$AD24,\"00\"),data_key,0),Results!$N$1) *Lists!AL24 * IF(result_type_slice = \"Aggregate\", INDEX(enrollment, MATCH(program_slice&category_slice&subcategory_slice&year_slice&VLOOKUP(M$5,months,2,FALSE),enrollment_key,0),MATCH(\"sites\",enrollment_x,0))/1000, 1) * -1), \"\")","v":-4.5302133366349152E-3},"Yes"]
[null,null,null,null,21,{"$f":"IFERROR(IF(AND(public,confidential_slice),\"\",INDEX(data,--AND(F$1>=3,F$1<=10)*Data!$AD25+MATCH(Lists!$S$31&VLOOKUP(F$5,months,2,FALSE)&TEXT($E27+Lists!$AD25,\"00\"),data_key,0),Results!$H$1) *Lists!AE25 * IF(result_type_slice = \"Aggregate\", INDEX(enrollment, MATCH(program_slice&category_slice&subcategory_slice&year_slice&VLOOKUP(F$5,months,2,FALSE),enrollment_key,0),MATCH(\"sites\",enrollment_x,0))/1000, 1) * -1), \"\")","v":0},{"$f":"IFERROR(IF(AND(public,confidential_slice),\"\",INDEX(data,--AND(G$1>=3,G$1<=10)*Data!$AD25+MATCH(Lists!$S$31&VLOOKUP(G$5,months,2,FALSE)&TEXT($E27+Lists!$AD25,\"00\"),data_key,0),Results!$H$1) *Lists!AF25 * IF(result_type_slice = \"Aggregate\", INDEX(enrollment, MATCH(program_slice&category_slice&subcategory_slice&year_slice&VLOOKUP(G$5,months,2,FALSE),enrollment_key,0),MATCH(\"sites\",enrollment_x,0))/1000, 1) * -1), \"\")","v":0},{"$f":"IFERROR(IF(AND(public,confidential_slice),\"\",INDEX(data,--AND(H$1>=3,H$1<=10)*Data!$AD25+MATCH(Lists!$S$31&VLOOKUP(H$5,months,2,FALSE)&TEXT($E27+Lists!$AD25,\"00\"),data_key,0),Results!$H$1) *Lists!AG25 * IF(result_type_slice = \"Aggregate\", INDEX(enrollment, MATCH(program_slice&category_slice&subcategory_slice&year_slice&VLOOKUP(H$5,months,2,FALSE),enrollment_key,0),MATCH(\"sites\",enrollment_x,0))/1000, 1) * -1), \"\")","v":0},{"$f":"IFERROR(IF(AND(public,confidential_slice),\"\",INDEX(data,--AND(I$1>=3,I$1<=10)*Data!$AD25+MATCH(Lists!$S$31&VLOOKUP(I$5,months,2,FALSE)&TEXT($E27+Lists!$AD25,\"00\"),data_key,0),Results!$H$1) *Lists!AH25 * IF(result_type_slice = \"Aggregate\", INDEX(enrollment, MATCH(program_slice&category_slice&subcategory_slice&year_slice&VLOOKUP(I$5,months,2,FALSE),enrollment_key,0),MATCH(\"sites\",enrollment_x,0))/1000, 1) * -1), \"\")","v":0},{"$f":"IFERROR(IF(AND(public,confidential_slice),\"\",INDEX(data,--AND(J$1>=3,J$1<=10)*Data!$AD25+MATCH(Lists!$S$31&VLOOKUP(J$5,months,2,FALSE)&TEXT($E27+Lists!$AD25,\"00\"),data_key,0),Results!$H$1) *Lists!AI25 * IF(result_type_slice = \"Aggregate\", INDEX(enrollment, MATCH(program_slice&category_slice&subcategory_slice&year_slice&VLOOKUP(J$5,months,2,FALSE),enrollment_key,0),MATCH(\"sites\",enrollment_x,0))/1000, 1) * -1), \"\")","v":4.0599319597666428},{"$f":"IFERROR(IF(AND(public,confidential_slice),\"\",INDEX(data,--AND(K$1>=3,K$1<=10)*Data!$AD25+MATCH(Lists!$S$31&VLOOKUP(K$5,months,2,FALSE)&TEXT($E27+Lists!$AD25,\"00\"),data_key,0),Results!$H$1) *Lists!AJ25 * IF(result_type_slice = \"Aggregate\", INDEX(enrollment, MATCH(program_slice&category_slice&subcategory_slice&year_slice&VLOOKUP(K$5,months,2,FALSE),enrollment_key,0),MATCH(\"sites\",enrollment_x,0))/1000, 1) * -1), \"\")","v":4.5010516067851665},{"$f":"IFERROR(IF(AND(public,confidential_slice),\"\",INDEX(data,--AND(L$1>=3,L$1<=10)*Data!$AD25+MATCH(Lists!$S$31&VLOOKUP(L$5,months,2,FALSE)&TEXT($E27+Lists!$AD25,\"00\"),data_key,0),Results!$H$1) *Lists!AK25 * IF(result_type_slice = \"Aggregate\", INDEX(enrollment, MATCH(program_slice&category_slice&subcategory_slice&year_slice&VLOOKUP(L$5,months,2,FALSE),enrollment_key,0),MATCH(\"sites\",enrollment_x,0))/1000, 1) * -1), \"\")","v":4.5856200346217859},{"$f":"IFERROR(IF(AND(public,confidential_slice),\"\",INDEX(data,--AND(M$1>=3,M$1<=10)*Data!$AD25+MATCH(Lists!$S$31&VLOOKUP(M$5,months,2,FALSE)&TEXT($E27+Lists!$AD25,\"00\"),data_key,0),Results!$H$1) *Lists!AL25 * IF(result_type_slice = \"Aggregate\", INDEX(enrollment, MATCH(program_slice&category_slice&subcategory_slice&year_slice&VLOOKUP(M$5,months,2,FALSE),enrollment_key,0),MATCH(\"sites\",enrollment_x,0))/1000, 1) * -1), \"\")","v":4.606095978421747},{"$f":"IFERROR(IF(AND(public,confidential_slice),\"\",INDEX(data,--AND(N$1>=3,N$1<=10)*Data!$AD25+MATCH(Lists!$S$31&VLOOKUP(N$5,months,2,FALSE)&TEXT($E27+Lists!$AD25,\"00\"),data_key,0),Results!$H$1) *Lists!AM25 * IF(result_type_slice = \"Aggregate\", INDEX(enrollment, MATCH(program_slice&category_slice&subcategory_slice&year_slice&VLOOKUP(N$5,months,2,FALSE),enrollment_key,0),MATCH(\"sites\",enrollment_x,0))/1000, 1) * -1), \"\")","v":4.5997192888749767},{"$f":"IFERROR(IF(AND(public,confidential_slice),\"\",INDEX(data,--AND(O$1>=3,O$1<=10)*Data!$AD25+MATCH(Lists!$S$31&VLOOKUP(O$5,months,2,FALSE)&TEXT($E27+Lists!$AD25,\"00\"),data_key,0),Results!$H$1) *Lists!AN25 * IF(result_type_slice = \"Aggregate\", INDEX(enrollment, MATCH(program_slice&category_slice&subcategory_slice&year_slice&VLOOKUP(O$5,months,2,FALSE),enrollment_key,0),MATCH(\"sites\",enrollment_x,0))/1000, 1) * -1), \"\")","v":4.1542798440194737},{"$f":"IFERROR(IF(AND(public,confidential_slice),\"\",INDEX(data,--AND(P$1>=3,P$1<=10)*Data!$AD25+MATCH(Lists!$S$31&VLOOKUP(P$5,months,2,FALSE)&TEXT($E27+Lists!$AD25,\"00\"),data_key,0),Results!$H$1) *Lists!AO25 * IF(result_type_slice = \"Aggregate\", INDEX(enrollment, MATCH(program_slice&category_slice&subcategory_slice&year_slice&VLOOKUP(P$5,months,2,FALSE),enrollment_key,0),MATCH(\"sites\",enrollment_x,0))/1000, 1) * -1), \"\")","v":0},{"$f":"IFERROR(IF(AND(public,confidential_slice),\"\",INDEX(data,--AND(Q$1>=3,Q$1<=10)*Data!$AD25+MATCH(Lists!$S$31&VLOOKUP(Q$5,months,2,FALSE)&TEXT($E27+Lists!$AD25,\"00\"),data_key,0),Results!$H$1) *Lists!AP25 * IF(result_type_slice = \"Aggregate\", INDEX(enrollment, MATCH(program_slice&category_slice&subcategory_slice&year_slice&VLOOKUP(Q$5,months,2,FALSE),enrollment_key,0),MATCH(\"sites\",enrollment_x,0))/1000, 1) * -1), \"\")","v":0},null,{"$f":"IFERROR(IF(AND(public,confidential_slice),\"\",INDEX(data,MATCH(Lists!$S$31&VLOOKUP(M$5,months,2,FALSE)&TEXT($E27+Lists!$AD25,\"00\"),data_key,0),Results!$N$1) *Lists!AL25 * IF(result_type_slice = \"Aggregate\", INDEX(enrollment, MATCH(program_slice&category_slice&subcategory_slice&year_slice&VLOOKUP(M$5,months,2,FALSE),enrollment_key,0),MATCH(\"sites\",enrollment_x,0))/1000, 1) * -1), \"\")","v":-4.4194248698477163E-3},"Yes"]
[null,null,null,null,22,{"$f":"IFERROR(IF(AND(public,confidential_slice),\"\",INDEX(data,--AND(F$1>=3,F$1<=10)*Data!$AD26+MATCH(Lists!$S$31&VLOOKUP(F$5,months,2,FALSE)&TEXT($E28+Lists!$AD26,\"00\"),data_key,0),Results!$H$1) *Lists!AE26 * IF(result_type_slice = \"Aggregate\", INDEX(enrollment, MATCH(program_slice&category_slice&subcategory_slice&year_slice&VLOOKUP(F$5,months,2,FALSE),enrollment_key,0),MATCH(\"sites\",enrollment_x,0))/1000, 1) * -1), \"\")","v":0},{"$f":"IFERROR(IF(AND(public,confidential_slice),\"\",INDEX(data,--AND(G$1>=3,G$1<=10)*Data!$AD26+MATCH(Lists!$S$31&VLOOKUP(G$5,months,2,FALSE)&TEXT($E28+Lists!$AD26,\"00\"),data_key,0),Results!$H$1) *Lists!AF26 * IF(result_type_slice = \"Aggregate\", INDEX(enrollment, MATCH(program_slice&category_slice&subcategory_slice&year_slice&VLOOKUP(G$5,months,2,FALSE),enrollment_key,0),MATCH(\"sites\",enrollment_x,0))/1000, 1) * -1), \"\")","v":0},{"$f":"IFERROR(IF(AND(public,confidential_slice),\"\",INDEX(data,--AND(H$1>=3,H$1<=10)*Data!$AD26+MATCH(Lists!$S$31&VLOOKUP(H$5,months,2,FALSE)&TEXT($E28+Lists!$AD26,\"00\"),data_key,0),Results!$H$1) *Lists!AG26 * IF(result_type_slice = \"Aggregate\", INDEX(enrollment, MATCH(program_slice&category_slice&subcategory_slice&year_slice&VLOOKUP(H$5,months,2,FALSE),enrollment_key,0),MATCH(\"sites\",enrollment_x,0))/1000, 1) * -1), \"\")","v":0},{"$f":"IFERROR(IF(AND(public,confidential_slice),\"\",INDEX(data,--AND(I$1>=3,I$1<=10)*Data!$AD26+MATCH(Lists!$S$31&VLOOKUP(I$5,months,2,FALSE)&TEXT($E28+Lists!$AD26,\"00\"),data_key,0),Results!$H$1) *Lists!AH26 * IF(result_type_slice = \"Aggregate\", INDEX(enrollment, MATCH(program_slice&category_slice&subcategory_slice&year_slice&VLOOKUP(I$5,months,2,FALSE),enrollment_key,0),MATCH(\"sites\",enrollment_x,0))/1000, 1) * -1), \"\")","v":0},{"$f":"IFERROR(IF(AND(public,confidential_slice),\"\",INDEX(data,--AND(J$1>=3,J$1<=10)*Data!$AD26+MATCH(Lists!$S$31&VLOOKUP(J$5,months,2,FALSE)&TEXT($E28+Lists!$AD26,\"00\"),data_key,0),Results!$H$1) *Lists!AI26 * IF(result_type_slice = \"Aggregate\", INDEX(enrollment, MATCH(program_slice&category_slice&subcategory_slice&year_slice&VLOOKUP(J$5,months,2,FALSE),enrollment_key,0),MATCH(\"sites\",enrollment_x,0))/1000, 1) * -1), \"\")","v":3.9916709402070225},{"$f":"IFERROR(IF(AND(public,confidential_slice),\"\",INDEX(data,--AND(K$1>=3,K$1<=10)*Data!$AD26+MATCH(Lists!$S$31&VLOOKUP(K$5,months,2,FALSE)&TEXT($E28+Lists!$AD26,\"00\"),data_key,0),Results!$H$1) *Lists!AJ26 * IF(result_type_slice = \"Aggregate\", INDEX(enrollment, MATCH(program_slice&category_slice&subcategory_slice&year_slice&VLOOKUP(K$5,months,2,FALSE),enrollment_key,0),MATCH(\"sites\",enrollment_x,0))/1000, 1) * -1), \"\")","v":0},{"$f":"IFERROR(IF(AND(public,confidential_slice),\"\",INDEX(data,--AND(L$1>=3,L$1<=10)*Data!$AD26+MATCH(Lists!$S$31&VLOOKUP(L$5,months,2,FALSE)&TEXT($E28+Lists!$AD26,\"00\"),data_key,0),Results!$H$1) *Lists!AK26 * IF(result_type_slice = \"Aggregate\", INDEX(enrollment, MATCH(program_slice&category_slice&subcategory_slice&year_slice&VLOOKUP(L$5,months,2,FALSE),enrollment_key,0),MATCH(\"sites\",enrollment_x,0))/1000, 1) * -1), \"\")","v":0},{"$f":"IFERROR(IF(AND(public,confidential_slice),\"\",INDEX(data,--AND(M$1>=3,M$1<=10)*Data!$AD26+MATCH(Lists!$S$31&VLOOKUP(M$5,months,2,FALSE)&TEXT($E28+Lists!$AD26,\"00\"),data_key,0),Results!$H$1) *Lists!AL26 * IF(result_type_slice = \"Aggregate\", INDEX(enrollment, MATCH(program_slice&category_slice&subcategory_slice&year_slice&VLOOKUP(M$5,months,2,FALSE),enrollment_key,0),MATCH(\"sites\",enrollment_x,0))/1000, 1) * -1), \"\")","v":0},{"$f":"IFERROR(IF(AND(public,confidential_slice),\"\",INDEX(data,--AND(N$1>=3,N$1<=10)*Data!$AD26+MATCH(Lists!$S$31&VLOOKUP(N$5,months,2,FALSE)&TEXT($E28+Lists!$AD26,\"00\"),data_key,0),Results!$H$1) *Lists!AM26 * IF(result_type_slice = \"Aggregate\", INDEX(enrollment, MATCH(program_slice&category_slice&subcategory_slice&year_slice&VLOOKUP(N$5,months,2,FALSE),enrollment_key,0),MATCH(\"sites\",enrollment_x,0))/1000, 1) * -1), \"\")","v":0},{"$f":"IFERROR(IF(AND(public,confidential_slice),\"\",INDEX(data,--AND(O$1>=3,O$1<=10)*Data!$AD26+MATCH(Lists!$S$31&VLOOKUP(O$5,months,2,FALSE)&TEXT($E28+Lists!$AD26,\"00\"),data_key,0),Results!$H$1) *Lists!AN26 * IF(result_type_slice = \"Aggregate\", INDEX(enrollment, MATCH(program_slice&category_slice&subcategory_slice&year_slice&VLOOKUP(O$5,months,2,FALSE),enrollment_key,0),MATCH(\"sites\",enrollment_x,0))/1000, 1) * -1), \"\")","v":0},{"$f":"IFERROR(IF(AND(public,confidential_slice),\"\",INDEX(data,--AND(P$1>=3,P$1<=10)*Data!$AD26+MATCH(Lists!$S$31&VLOOKUP(P$5,months,2,FALSE)&TEXT($E28+Lists!$AD26,\"00\"),data_key,0),Results!$H$1) *Lists!AO26 * IF(result_type_slice = \"Aggregate\", INDEX(enrollment, MATCH(program_slice&category_slice&subcategory_slice&year_slice&VLOOKUP(P$5,months,2,FALSE),enrollment_key,0),MATCH(\"sites\",enrollment_x,0))/1000, 1) * -1), \"\")","v":0},{"$f":"IFERROR(IF(AND(public,confidential_slice),\"\",INDEX(data,--AND(Q$1>=3,Q$1<=10)*Data!$AD26+MATCH(Lists!$S$31&VLOOKUP(Q$5,months,2,FALSE)&TEXT($E28+Lists!$AD26,\"00\"),data_key,0),Results!$H$1) *Lists!AP26 * IF(result_type_slice = \"Aggregate\", INDEX(enrollment, MATCH(program_slice&category_slice&subcategory_slice&year_slice&VLOOKUP(Q$5,months,2,FALSE),enrollment_key,0),MATCH(\"sites\",enrollment_x,0))/1000, 1) * -1), \"\")","v":0},null,{"$f":"IFERROR(IF(AND(public,confidential_slice),\"\",INDEX(data,MATCH(Lists!$S$31&VLOOKUP(M$5,months,2,FALSE)&TEXT($E28+Lists!$AD26,\"00\"),data_key,0),Results!$N$1) *Lists!AL26 * IF(result_type_slice = \"Aggregate\", INDEX(enrollment, MATCH(program_slice&category_slice&subcategory_slice&year_slice&VLOOKUP(M$5,months,2,FALSE),enrollment_key,0),MATCH(\"sites\",enrollment_x,0))/1000, 1) * -1), \"\")","v":0},"Yes"]
[null,null,null,null,23,{"$f":"IFERROR(IF(AND(public,confidential_slice),\"\",INDEX(data,--AND(F$1>=3,F$1<=10)*Data!$AD27+MATCH(Lists!$S$31&VLOOKUP(F$5,months,2,FALSE)&TEXT($E29+Lists!$AD27,\"00\"),data_key,0),Results!$H$1) *Lists!AE27 * IF(result_type_slice = \"Aggregate\", INDEX(enrollment, MATCH(program_slice&category_slice&subcategory_slice&year_slice&VLOOKUP(F$5,months,2,FALSE),enrollment_key,0),MATCH(\"sites\",enrollment_x,0))/1000, 1) * -1), \"\")","v":0},{"$f":"IFERROR(IF(AND(public,confidential_slice),\"\",INDEX(data,--AND(G$1>=3,G$1<=10)*Data!$AD27+MATCH(Lists!$S$31&VLOOKUP(G$5,months,2,FALSE)&TEXT($E29+Lists!$AD27,\"00\"),data_key,0),Results!$H$1) *Lists!AF27 * IF(result_type_slice = \"Aggregate\", INDEX(enrollment, MATCH(program_slice&category_slice&subcategory_slice&year_slice&VLOOKUP(G$5,months,2,FALSE),enrollment_key,0),MATCH(\"sites\",enrollment_x,0))/1000, 1) * -1), \"\")","v":0},{"$f":"IFERROR(IF(AND(public,confidential_slice),\"\",INDEX(data,--AND(H$1>=3,H$1<=10)*Data!$AD27+MATCH(Lists!$S$31&VLOOKUP(H$5,months,2,FALSE)&TEXT($E29+Lists!$AD27,\"00\"),data_key,0),Results!$H$1) *Lists!AG27 * IF(result_type_slice = \"Aggregate\", INDEX(enrollment, MATCH(program_slice&category_slice&subcategory_slice&year_slice&VLOOKUP(H$5,months,2,FALSE),enrollment_key,0),MATCH(\"sites\",enrollment_x,0))/1000, 1) * -1), \"\")","v":0},{"$f":"IFERROR(IF(AND(public,confidential_slice),\"\",INDEX(data,--AND(I$1>=3,I$1<=10)*Data!$AD27+MATCH(Lists!$S$31&VLOOKUP(I$5,months,2,FALSE)&TEXT($E29+Lists!$AD27,\"00\"),data_key,0),Results!$H$1) *Lists!AH27 * IF(result_type_slice = \"Aggregate\", INDEX(enrollment, MATCH(program_slice&category_slice&subcategory_slice&year_slice&VLOOKUP(I$5,months,2,FALSE),enrollment_key,0),MATCH(\"sites\",enrollment_x,0))/1000, 1) * -1), \"\")","v":0},{"$f":"IFERROR(IF(AND(public,confidential_slice),\"\",INDEX(data,--AND(J$1>=3,J$1<=10)*Data!$AD27+MATCH(Lists!$S$31&VLOOKUP(J$5,months,2,FALSE)&TEXT($E29+Lists!$AD27,\"00\"),data_key,0),Results!$H$1) *Lists!AI27 * IF(result_type_slice = \"Aggregate\", INDEX(enrollment, MATCH(program_slice&category_slice&subcategory_slice&year_slice&VLOOKUP(J$5,months,2,FALSE),enrollment_key,0),MATCH(\"sites\",enrollment_x,0))/1000, 1) * -1), \"\")","v":0},{"$f":"IFERROR(IF(AND(public,confidential_slice),\"\",INDEX(data,--AND(K$1>=3,K$1<=10)*Data!$AD27+MATCH(Lists!$S$31&VLOOKUP(K$5,months,2,FALSE)&TEXT($E29+Lists!$AD27,\"00\"),data_key,0),Results!$H$1) *Lists!AJ27 * IF(result_type_slice = \"Aggregate\", INDEX(enrollment, MATCH(program_slice&category_slice&subcategory_slice&year_slice&VLOOKUP(K$5,months,2,FALSE),enrollment_key,0),MATCH(\"sites\",enrollment_x,0))/1000, 1) * -1), \"\")","v":0},{"$f":"IFERROR(IF(AND(public,confidential_slice),\"\",INDEX(data,--AND(L$1>=3,L$1<=10)*Data!$AD27+MATCH(Lists!$S$31&VLOOKUP(L$5,months,2,FALSE)&TEXT($E29+Lists!$AD27,\"00\"),data_key,0),Results!$H$1) *Lists!AK27 * IF(result_type_slice = \"Aggregate\", INDEX(enrollment, MATCH(program_slice&category_slice&subcategory_slice&year_slice&VLOOKUP(L$5,months,2,FALSE),enrollment_key,0),MATCH(\"sites\",enrollment_x,0))/1000, 1) * -1), \"\")","v":0},{"$f":"IFERROR(IF(AND(public,confidential_slice),\"\",INDEX(data,--AND(M$1>=3,M$1<=10)*Data!$AD27+MATCH(Lists!$S$31&VLOOKUP(M$5,months,2,FALSE)&TEXT($E29+Lists!$AD27,\"00\"),data_key,0),Results!$H$1) *Lists!AL27 * IF(result_type_slice = \"Aggregate\", INDEX(enrollment, MATCH(program_slice&category_slice&subcategory_slice&year_slice&VLOOKUP(M$5,months,2,FALSE),enrollment_key,0),MATCH(\"sites\",enrollment_x,0))/1000, 1) * -1), \"\")","v":0},{"$f":"IFERROR(IF(AND(public,confidential_slice),\"\",INDEX(data,--AND(N$1>=3,N$1<=10)*Data!$AD27+MATCH(Lists!$S$31&VLOOKUP(N$5,months,2,FALSE)&TEXT($E29+Lists!$AD27,\"00\"),data_key,0),Results!$H$1) *Lists!AM27 * IF(result_type_slice = \"Aggregate\", INDEX(enrollment, MATCH(program_slice&category_slice&subcategory_slice&year_slice&VLOOKUP(N$5,months,2,FALSE),enrollment_key,0),MATCH(\"sites\",enrollment_x,0))/1000, 1) * -1), \"\")","v":0},{"$f":"IFERROR(IF(AND(public,confidential_slice),\"\",INDEX(data,--AND(O$1>=3,O$1<=10)*Data!$AD27+MATCH(Lists!$S$31&VLOOKUP(O$5,months,2,FALSE)&TEXT($E29+Lists!$AD27,\"00\"),data_key,0),Results!$H$1) *Lists!AN27 * IF(result_type_slice = \"Aggregate\", INDEX(enrollment, MATCH(program_slice&category_slice&subcategory_slice&year_slice&VLOOKUP(O$5,months,2,FALSE),enrollment_key,0),MATCH(\"sites\",enrollment_x,0))/1000, 1) * -1), \"\")","v":0},{"$f":"IFERROR(IF(AND(public,confidential_slice),\"\",INDEX(data,--AND(P$1>=3,P$1<=10)*Data!$AD27+MATCH(Lists!$S$31&VLOOKUP(P$5,months,2,FALSE)&TEXT($E29+Lists!$AD27,\"00\"),data_key,0),Results!$H$1) *Lists!AO27 * IF(result_type_slice = \"Aggregate\", INDEX(enrollment, MATCH(program_slice&category_slice&subcategory_slice&year_slice&VLOOKUP(P$5,months,2,FALSE),enrollment_key,0),MATCH(\"sites\",enrollment_x,0))/1000, 1) * -1), \"\")","v":0},{"$f":"IFERROR(IF(AND(public,confidential_slice),\"\",INDEX(data,--AND(Q$1>=3,Q$1<=10)*Data!$AD27+MATCH(Lists!$S$31&VLOOKUP(Q$5,months,2,FALSE)&TEXT($E29+Lists!$AD27,\"00\"),data_key,0),Results!$H$1) *Lists!AP27 * IF(result_type_slice = \"Aggregate\", INDEX(enrollment, MATCH(program_slice&category_slice&subcategory_slice&year_slice&VLOOKUP(Q$5,months,2,FALSE),enrollment_key,0),MATCH(\"sites\",enrollment_x,0))/1000, 1) * -1), \"\")","v":0},null,{"$f":"IFERROR(IF(AND(public,confidential_slice),\"\",INDEX(data,MATCH(Lists!$S$31&VLOOKUP(M$5,months,2,FALSE)&TEXT($E29+Lists!$AD27,\"00\"),data_key,0),Results!$N$1) *Lists!AL27 * IF(result_type_slice = \"Aggregate\", INDEX(enrollment, MATCH(program_slice&category_slice&subcategory_slice&year_slice&VLOOKUP(M$5,months,2,FALSE),enrollment_key,0),MATCH(\"sites\",enrollment_x,0))/1000, 1) * -1), \"\")","v":0},"Yes"]
[null,null,null,null,24,{"$f":"IFERROR(IF(AND(public,confidential_slice),\"\",INDEX(data,--AND(F$1>=3,F$1<=10)*Data!$AD28+MATCH(Lists!$S$31&VLOOKUP(F$5,months,2,FALSE)&TEXT($E30+Lists!$AD28,\"00\"),data_key,0),Results!$H$1) *Lists!AE28 * IF(result_type_slice = \"Aggregate\", INDEX(enrollment, MATCH(program_slice&category_slice&subcategory_slice&year_slice&VLOOKUP(F$5,months,2,FALSE),enrollment_key,0),MATCH(\"sites\",enrollment_x,0))/1000, 1) * -1), \"\")","v":0},{"$f":"IFERROR(IF(AND(public,confidential_slice),\"\",INDEX(data,--AND(G$1>=3,G$1<=10)*Data!$AD28+MATCH(Lists!$S$31&VLOOKUP(G$5,months,2,FALSE)&TEXT($E30+Lists!$AD28,\"00\"),data_key,0),Results!$H$1) *Lists!AF28 * IF(result_type_slice = \"Aggregate\", INDEX(enrollment, MATCH(program_slice&category_slice&subcategory_slice&year_slice&VLOOKUP(G$5,months,2,FALSE),enrollment_key,0),MATCH(\"sites\",enrollment_x,0))/1000, 1) * -1), \"\")","v":0},{"$f":"IFERROR(IF(AND(public,confidential_slice),\"\",INDEX(data,--AND(H$1>=3,H$1<=10)*Data!$AD28+MATCH(Lists!$S$31&VLOOKUP(H$5,months,2,FALSE)&TEXT($E30+Lists!$AD28,\"00\"),data_key,0),Results!$H$1) *Lists!AG28 * IF(result_type_slice = \"Aggregate\", INDEX(enrollment, MATCH(program_slice&category_slice&subcategory_slice&year_slice&VLOOKUP(H$5,months,2,FALSE),enrollment_key,0),MATCH(\"sites\",enrollment_x,0))/1000, 1) * -1), \"\")","v":0},{"$f":"IFERROR(IF(AND(public,confidential_slice),\"\",INDEX(data,--AND(I$1>=3,I$1<=10)*Data!$AD28+MATCH(Lists!$S$31&VLOOKUP(I$5,months,2,FALSE)&TEXT($E30+Lists!$AD28,\"00\"),data_key,0),Results!$H$1) *Lists!AH28 * IF(result_type_slice = \"Aggregate\", INDEX(enrollment, MATCH(program_slice&category_slice&subcategory_slice&year_slice&VLOOKUP(I$5,months,2,FALSE),enrollment_key,0),MATCH(\"sites\",enrollment_x,0))/1000, 1) * -1), \"\")","v":0},{"$f":"IFERROR(IF(AND(public,confidential_slice),\"\",INDEX(data,--AND(J$1>=3,J$1<=10)*Data!$AD28+MATCH(Lists!$S$31&VLOOKUP(J$5,months,2,FALSE)&TEXT($E30+Lists!$AD28,\"00\"),data_key,0),Results!$H$1) *Lists!AI28 * IF(result_type_slice = \"Aggregate\", INDEX(enrollment, MATCH(program_slice&category_slice&subcategory_slice&year_slice&VLOOKUP(J$5,months,2,FALSE),enrollment_key,0),MATCH(\"sites\",enrollment_x,0))/1000, 1) * -1), \"\")","v":0},{"$f":"IFERROR(IF(AND(public,confidential_slice),\"\",INDEX(data,--AND(K$1>=3,K$1<=10)*Data!$AD28+MATCH(Lists!$S$31&VLOOKUP(K$5,months,2,FALSE)&TEXT($E30+Lists!$AD28,\"00\"),data_key,0),Results!$H$1) *Lists!AJ28 * IF(result_type_slice = \"Aggregate\", INDEX(enrollment, MATCH(program_slice&category_slice&subcategory_slice&year_slice&VLOOKUP(K$5,months,2,FALSE),enrollment_key,0),MATCH(\"sites\",enrollment_x,0))/1000, 1) * -1), \"\")","v":0},{"$f":"IFERROR(IF(AND(public,confidential_slice),\"\",INDEX(data,--AND(L$1>=3,L$1<=10)*Data!$AD28+MATCH(Lists!$S$31&VLOOKUP(L$5,months,2,FALSE)&TEXT($E30+Lists!$AD28,\"00\"),data_key,0),Results!$H$1) *Lists!AK28 * IF(result_type_slice = \"Aggregate\", INDEX(enrollment, MATCH(program_slice&category_slice&subcategory_slice&year_slice&VLOOKUP(L$5,months,2,FALSE),enrollment_key,0),MATCH(\"sites\",enrollment_x,0))/1000, 1) * -1), \"\")","v":0},{"$f":"IFERROR(IF(AND(public,confidential_slice),\"\",INDEX(data,--AND(M$1>=3,M$1<=10)*Data!$AD28+MATCH(Lists!$S$31&VLOOKUP(M$5,months,2,FALSE)&TEXT($E30+Lists!$AD28,\"00\"),data_key,0),Results!$H$1) *Lists!AL28 * IF(result_type_slice = \"Aggregate\", INDEX(enrollment, MATCH(program_slice&category_slice&subcategory_slice&year_slice&VLOOKUP(M$5,months,2,FALSE),enrollment_key,0),MATCH(\"sites\",enrollment_x,0))/1000, 1) * -1), \"\")","v":0},{"$f":"IFERROR(IF(AND(public,confidential_slice),\"\",INDEX(data,--AND(N$1>=3,N$1<=10)*Data!$AD28+MATCH(Lists!$S$31&VLOOKUP(N$5,months,2,FALSE)&TEXT($E30+Lists!$AD28,\"00\"),data_key,0),Results!$H$1) *Lists!AM28 * IF(result_type_slice = \"Aggregate\", INDEX(enrollment, MATCH(program_slice&category_slice&subcategory_slice&year_slice&VLOOKUP(N$5,months,2,FALSE),enrollment_key,0),MATCH(\"sites\",enrollment_x,0))/1000, 1) * -1), \"\")","v":0},{"$f":"IFERROR(IF(AND(public,confidential_slice),\"\",INDEX(data,--AND(O$1>=3,O$1<=10)*Data!$AD28+MATCH(Lists!$S$31&VLOOKUP(O$5,months,2,FALSE)&TEXT($E30+Lists!$AD28,\"00\"),data_key,0),Results!$H$1) *Lists!AN28 * IF(result_type_slice = \"Aggregate\", INDEX(enrollment, MATCH(program_slice&category_slice&subcategory_slice&year_slice&VLOOKUP(O$5,months,2,FALSE),enrollment_key,0),MATCH(\"sites\",enrollment_x,0))/1000, 1) * -1), \"\")","v":0},{"$f":"IFERROR(IF(AND(public,confidential_slice),\"\",INDEX(data,--AND(P$1>=3,P$1<=10)*Data!$AD28+MATCH(Lists!$S$31&VLOOKUP(P$5,months,2,FALSE)&TEXT($E30+Lists!$AD28,\"00\"),data_key,0),Results!$H$1) *Lists!AO28 * IF(result_type_slice = \"Aggregate\", INDEX(enrollment, MATCH(program_slice&category_slice&subcategory_slice&year_slice&VLOOKUP(P$5,months,2,FALSE),enrollment_key,0),MATCH(\"sites\",enrollment_x,0))/1000, 1) * -1), \"\")","v":0},{"$f":"IFERROR(IF(AND(public,confidential_slice),\"\",INDEX(data,--AND(Q$1>=3,Q$1<=10)*Data!$AD28+MATCH(Lists!$S$31&VLOOKUP(Q$5,months,2,FALSE)&TEXT($E30+Lists!$AD28,\"00\"),data_key,0),Results!$H$1) *Lists!AP28 * IF(result_type_slice = \"Aggregate\", INDEX(enrollment, MATCH(program_slice&category_slice&subcategory_slice&year_slice&VLOOKUP(Q$5,months,2,FALSE),enrollment_key,0),MATCH(\"sites\",enrollment_x,0))/1000, 1) * -1), \"\")","v":0},null,{"$f":"IFERROR(IF(AND(public,confidential_slice),\"\",INDEX(data,MATCH(Lists!$S$31&VLOOKUP(M$5,months,2,FALSE)&TEXT($E30+Lists!$AD28,\"00\"),data_key,0),Results!$N$1) *Lists!AL28 * IF(result_type_slice = \"Aggregate\", INDEX(enrollment, MATCH(program_slice&category_slice&subcategory_slice&year_slice&VLOOKUP(M$5,months,2,FALSE),enrollment_key,0),MATCH(\"sites\",enrollment_x,0))/1000, 1) * -1), \"\")","v":0},"Yes"]
[null,null,null,null,"Demand reductions are positive (Blue)"]
[null,null,null,null,"Load increases are negative (Orange)"]
[]
[null,null,null,null,"CONFIDENTIAL content removed and blacked out"]

{"sheet":"Lists","index":2,"n_rows":80,"n_cols":42,"rows_kept":80,"cut":false,"hidden":true,"merged":[[1,5,1,10],[1,12,1,13],[1,15,1,18],[1,23,1,26]]}
[]
["evalyear",null,"Basic Dropdowns",null,null,"Category Dropdown List & Filters",null,null,null,null,null,null,"Confidential?",null,null,"Lookup Values",null,null,null,null,null,null,null,"Duration Options",null,null,null,null,null,null,"impact_multiplier",null,"for Slice of Day"]
[2025,null,null,null,null,null,null,null,null,null,null,null,null,null,null,"Month:",null,{"$f":"VLOOKUP(month,months,2,FALSE)","v":8},"HE offset:",{"$f":"--AND(HE=\"HE (UTC -8)\",month_num>=3,month_num<=10)","v":0},null,null,null,null,null,null,null,null,"HE offset:",{"$f":"--(HE_slice=\"HE (UTC -8)\")","v":0},1,2,3,4,5,6,7,8,9,10,11,12]
[null,null,"Program",null,null,"Category","Segment",null,"Category Options",null,"Segment Options",null,"Sheet","Confidential?",null,"Highlight (rahours)","Event (eventhours)","Hour","Value","HE offset by hour","load_multiplier","impact_multiplier",null,"Group","Dispatch Length",null," Dispatch Length Options",null,"Hour","HE offset by hour","January","February","March","April","May","June","July","August","September","October","November","December"]
["Public",null,"A1",null,null,"All","All",null,{"$f":"_xlfn.UNIQUE(_xlfn._xlws.FILTER($F$5:$F$34,$F$5:$F$34<>\"\"))","v":"All"},null,{"$f":"IF(ROWS($L$5:$L5) <=COUNTIF(F:F,category),INDEX($G:$G,MATCH(category,F:F,0)+ROWS($L$5:$L5)-1),\"\")","v":"All"},null,"Results",{"$f":"(INDEX(enrollment, MATCH(program&category&subcategory&year&month_num,enrollment_key,0),MATCH(\"confidential\",enrollment_x,0))=1)","v":false},null,{"$f":"--AND(INT($R5)+$T5<IF(AND(OR(program=\"A4\",program=\"A5\"),duration=3),18,17)+--AND(program<>\"A4\",program<>\"A5\",VLOOKUP(month,months,3,FALSE)=\"rahours_spring\")+duration,INT($R5)+$T5>=IF(AND(OR(program=\"A4\",program=\"A5\"),duration = 3),18,17)+--AND(program<>\"A4\",program<>\"A5\",VLOOKUP(month,months,3,FALSE)=\"rahours_spring\"))","v":0},{"$f":"--AND(INT($R5)+$T5<IF(AND(OR(program=\"A4\",program=\"A5\"),duration=3),18,17)+--AND(evalprogram<>\"CPP\",program<>\"A4\",program<>\"A5\",VLOOKUP(month,months,2,FALSE)>=3,VLOOKUP(month,months,2,FALSE)<=5)+duration,INT($R5)+$T5>=IF(AND(OR(program=\"A4\",program=\"A5\"),duration=3),18,17)+--AND(evalprogram<>\"CPP\",program<>\"A4\",program<>\"A5\",VLOOKUP(month,months,2,FALSE)>=3,VLOOKUP(month,months,2,FALSE)<=5))","v":0},"01",{"$f":"program&portfolio&category&subcategory&duration&system&wyear&daytype&month_num&TEXT(INT(R5)+T5,\"00\")","v":"A1Program SpecificAllAll5PG&E1-in-2WORST DAY801"},{"$f":"$T$3","v":0},{"$f":"INDEX(load_multipliers, $T5+MATCH(program&category&subcategory&year&VLOOKUP(month,months,2,FALSE)&daytype&$R5,load_multipliers_key,0),MATCH(U$4,load_multipliers_x,0))","v":1},{"$f":"INDEX(load_multipliers, $T5+MATCH(program&category&subcategory&year&VLOOKUP(month,months,2,FALSE)&daytype&$R5,load_multipliers_key,0),MATCH(V$4,load_multipliers_x,0))","v":1},null,"A1",5,null,{"$f":"IF(ROWS($AB$5:$AB5) <=COUNTIF(X:X,program),INDEX($Y:$Y,MATCH(program,X:X,0)+ROWS($AB$5:$AB5)-1),\"\")","v":5},null,"01",{"$f":"$AD$3","v":0},{"$f":"INDEX(load_multipliers, --AND(AE$3>=3,AE$3<=10)*$AD5+MATCH(program_slice&category_slice&subcategory_slice&year_slice&AE$3&daytype_slice&$AC5,load_multipliers_key,0),MATCH($AE$2,load_multipliers_x,0))","v":1},{"$f":"INDEX(load_multipliers, --AND(AF$3>=3,AF$3<=10)*$AD5+MATCH(program_slice&category_slice&subcategory_slice&year_slice&AF$3&daytype_slice&$AC5,load_multipliers_key,0),MATCH($AE$2,load_multipliers_x,0))","v":1},{"$f":"INDEX(load_multipliers, --AND(AG$3>=3,AG$3<=10)*$AD5+MATCH(program_slice&category_slice&subcategory_slice&year_slice&AG$3&daytype_slice&$AC5,load_multipliers_key,0),MATCH($AE$2,load_multipliers_x,0))","v":1},{"$f":"INDEX(load_multipliers, --AND(AH$3>=3,AH$3<=10)*$AD5+MATCH(program_slice&category_slice&subcategory_slice&year_slice&AH$3&daytype_slice&$AC5,load_multipliers_key,0),MATCH($AE$2,load_multipliers_x,0))","v":1},{"$f":"INDEX(load_multipliers, --AND(AI$3>=3,AI$3<=10)*$AD5+MATCH(program_slice&category_slice&subcategory_slice&year_slice&AI$3&daytype_slice&$AC5,load_multipliers_key,0),MATCH($AE$2,load_multipliers_x,0))","v":1},{"$f":"INDEX(load_multipliers, --AND(AJ$3>=3,AJ$3<=10)*$AD5+MATCH(program_slice&category_slice&subcategory_slice&year_slice&AJ$3&daytype_slice&$AC5,load_multipliers_key,0),MATCH($AE$2,load_multipliers_x,0))","v":1},{"$f":"INDEX(load_multipliers, --AND(AK$3>=3,AK$3<=10)*$AD5+MATCH(program_slice&category_slice&subcategory_slice&year_slice&AK$3&daytype_slice&$AC5,load_multipliers_key,0),MATCH($AE$2,load_multipliers_x,0))","v":1},{"$f":"INDEX(load_multipliers, --AND(AL$3>=3,AL$3<=10)*$AD5+MATCH(program_slice&category_slice&subcategory_slice&year_slice&AL$3&daytype_slice&$AC5,load_multipliers_key,0),MATCH($AE$2,load_multipliers_x,0))","v":1},{"$f":"INDEX(load_multipliers, --AND(AM$3>=3,AM$3<=10)*$AD5+MATCH(program_slice&category_slice&subcategory_slice&year_slice&AM$3&daytype_slice&$AC5,load_multipliers_key,0),MATCH($AE$2,load_multipliers_x,0))","v":1},{"$f":"INDEX(load_multipliers, --AND(AN$3>=3,AN$3<=10)*$AD5+MATCH(program_slice&category_slice&subcategory_slice&year_slice&AN$3&daytype_slice&$AC5,load_multipliers_key,0),MATCH($AE$2,load_multipliers_x,0))","v":1},{"$f":"INDEX(load_multipliers, --AND(AO$3>=3,AO$3<=10)*$AD5+MATCH(program_slice&category_slice&subcategory_slice&year_slice&AO$3&daytype_slice&$AC5,load_multipliers_key,0),MATCH($AE$2,load_multipliers_x,0))","v":1},{"$f":"INDEX(load_multipliers, --AND(AP$3>=3,AP$3<=10)*$AD5+MATCH(program_slice&category_slice&subcategory_slice&year_slice&AP$3&daytype_slice&$AC5,load_multipliers_key,0),MATCH($AE$2,load_multipliers_x,0))","v":1}]
["Yes",null,"A1BIP",null,null,"LCA","Greater Bay Area",null,"LCA",null,{"$f":"IF(ROWS($L$5:$L6) <=COUNTIF(F:F,category),INDEX($G:$G,MATCH(category,F:F,0)+ROWS($L$5:$L6)-1),\"\")","v":""},null,"Slice of Day",{"$f":"IFERROR(MAX(OFFSET(INDEX(enrollment,MATCH(program_slice&category_slice&subcategory_slice&year_slice&1,enrollment_key,0),MATCH(\"confidential\",enrollment_x,0)),0,0,12,1))=1,\"\")","v":false},null,0,0,"02","A1Program SpecificAllAll5PG&E1-in-2WORST DAY802",{"$f":"$T$3","v":0},{"$f":"INDEX(load_multipliers, $T6+MATCH(program&category&subcategory&year&VLOOKUP(month,months,2,FALSE)&daytype&$R6,load_multipliers_key,0),MATCH(U$4,load_multipliers_x,0))","v":1},{"$f":"INDEX(load_multipliers, $T6+MATCH(program&category&subcategory&year&VLOOKUP(month,months,2,FALSE)&daytype&$R6,load_multipliers_key,0),MATCH(V$4,load_multipliers_x,0))","v":1},null,"A1BIP",5,null,{"$f":"IF(ROWS($AB$5:$AB6) <=COUNTIF(X:X,program),INDEX($Y:$Y,MATCH(program,X:X,0)+ROWS($AB$5:$AB6)-1),\"\")","v":""},null,"02",0,{"$f":"INDEX(load_multipliers, --AND(AE$3>=3,AE$3<=10)*$AD6+MATCH(program_slice&category_slice&subcategory_slice&year_slice&AE$3&daytype_slice&$AC6,load_multipliers_key,0),MATCH($AE$2,load_multipliers_x,0))","v":1},{"$f":"INDEX(load_multipliers, --AND(AF$3>=3,AF$3<=10)*$AD6+MATCH(program_slice&category_slice&subcategory_slice&year_slice&AF$3&daytype_slice&$AC6,load_multipliers_key,0),MATCH($AE$2,load_multipliers_x,0))","v":1},{"$f":"INDEX(load_multipliers, --AND(AG$3>=3,AG$3<=10)*$AD6+MATCH(program_slice&category_slice&subcategory_slice&year_slice&AG$3&daytype_slice&$AC6,load_multipliers_key,0),MATCH($AE$2,load_multipliers_x,0))","v":1},{"$f":"INDEX(load_multipliers, --AND(AH$3>=3,AH$3<=10)*$AD6+MATCH(program_slice&category_slice&subcategory_slice&year_slice&AH$3&daytype_slice&$AC6,load_multipliers_key,0),MATCH($AE$2,load_multipliers_x,0))","v":1},{"$f":"INDEX(load_multipliers, --AND(AI$3>=3,AI$3<=10)*$AD6+MATCH(program_slice&category_slice&subcategory_slice&year_slice&AI$3&daytype_slice&$AC6,load_multipliers_key,0),MATCH($AE$2,load_multipliers_x,0))","v":1},{"$f":"INDEX(load_multipliers, --AND(AJ$3>=3,AJ$3<=10)*$AD6+MATCH(program_slice&category_slice&subcategory_slice&year_slice&AJ$3&daytype_slice&$AC6,load_multipliers_key,0),MATCH($AE$2,load_multipliers_x,0))","v":1},{"$f":"INDEX(load_multipliers, --AND(AK$3>=3,AK$3<=10)*$AD6+MATCH(program_slice&category_slice&subcategory_slice&year_slice&AK$3&daytype_slice&$AC6,load_multipliers_key,0),MATCH($AE$2,load_multipliers_x,0))","v":1},{"$f":"INDEX(load_multipliers, --AND(AL$3>=3,AL$3<=10)*$AD6+MATCH(program_slice&category_slice&subcategory_slice&year_slice&AL$3&daytype_slice&$AC6,load_multipliers_key,0),MATCH($AE$2,load_multipliers_x,0))","v":1},{"$f":"INDEX(load_multipliers, --AND(AM$3>=3,AM$3<=10)*$AD6+MATCH(program_slice&category_slice&subcategory_slice&year_slice&AM$3&daytype_slice&$AC6,load_multipliers_key,0),MATCH($AE$2,load_multipliers_x,0))","v":1},{"$f":"INDEX(load_multipliers, --AND(AN$3>=3,AN$3<=10)*$AD6+MATCH(program_slice&category_slice&subcategory_slice&year_slice&AN$3&daytype_slice&$AC6,load_multipliers_key,0),MATCH($AE$2,load_multipliers_x,0))","v":1},{"$f":"INDEX(load_multipliers, --AND(AO$3>=3,AO$3<=10)*$AD6+MATCH(program_slice&category_slice&subcategory_slice&year_slice&AO$3&daytype_slice&$AC6,load_multipliers_key,0),MATCH($AE$2,load_multipliers_x,0))","v":1},{"$f":"INDEX(load_multipliers, --AND(AP$3>=3,AP$3<=10)*$AD6+MATCH(program_slice&category_slice&subcategory_slice&year_slice&AP$3&daytype_slice&$AC6,load_multipliers_key,0),MATCH($AE$2,load_multipliers_x,0))","v":1}]
[{"$f":"A6=\"Yes\"","v":true},null,"A2",null,null,"LCA","Greater Fresno Area",null,"SubLAP",null,{"$f":"IF(ROWS($L$5:$L7) <=COUNTIF(F:F,category),INDEX($G:$G,MATCH(category,F:F,0)+ROWS($L$5:$L7)-1),\"\")","v":""},null,null,null,null,0,0,"03","A1Program SpecificAllAll5PG&E1-in-2WORST DAY803",0,{"$f":"INDEX(load_multipliers, $T7+MATCH(program&category&subcategory&year&VLOOKUP(month,months,2,FALSE)&daytype&$R7,load_multipliers_key,0),MATCH(U$4,load_multipliers_x,0))","v":1},{"$f":"INDEX(load_multipliers, $T7+MATCH(program&category&subcategory&year&VLOOKUP(month,months,2,FALSE)&daytype&$R7,load_multipliers_key,0),MATCH(V$4,load_multipliers_x,0))","v":1},null,"A2",5,null,{"$f":"IF(ROWS($AB$5:$AB7) <=COUNTIF(X:X,program),INDEX($Y:$Y,MATCH(program,X:X,0)+ROWS($AB$5:$AB7)-1),\"\")","v":""},null,"03",0,{"$f":"INDEX(load_multipliers, --AND(AE$3>=3,AE$3<=10)*$AD7+MATCH(program_slice&category_slice&subcategory_slice&year_slice&AE$3&daytype_slice&$AC7,load_multipliers_key,0),MATCH($AE$2,load_multipliers_x,0))","v":1},{"$f":"INDEX(load_multipliers, --AND(AF$3>=3,AF$3<=10)*$AD7+MATCH(program_slice&category_slice&subcategory_slice&year_slice&AF$3&daytype_slice&$AC7,load_multipliers_key,0),MATCH($AE$2,load_multipliers_x,0))","v":1},{"$f":"INDEX(load_multipliers, --AND(AG$3>=3,AG$3<=10)*$AD7+MATCH(program_slice&category_slice&subcategory_slice&year_slice&AG$3&daytype_slice&$AC7,load_multipliers_key,0),MATCH($AE$2,load_multipliers_x,0))","v":1},{"$f":"INDEX(load_multipliers, --AND(AH$3>=3,AH$3<=10)*$AD7+MATCH(program_slice&category_slice&subcategory_slice&year_slice&AH$3&daytype_slice&$AC7,load_multipliers_key,0),MATCH($AE$2,load_multipliers_x,0))","v":1},{"$f":"INDEX(load_multipliers, --AND(AI$3>=3,AI$3<=10)*$AD7+MATCH(program_slice&category_slice&subcategory_slice&year_slice&AI$3&daytype_slice&$AC7,load_multipliers_key,0),MATCH($AE$2,load_multipliers_x,0))","v":1},{"$f":"INDEX(load_multipliers, --AND(AJ$3>=3,AJ$3<=10)*$AD7+MATCH(program_slice&category_slice&subcategory_slice&year_slice&AJ$3&daytype_slice&$AC7,load_multipliers_key,0),MATCH($AE$2,load_multipliers_x,0))","v":1},{"$f":"INDEX(load_multipliers, --AND(AK$3>=3,AK$3<=10)*$AD7+MATCH(program_slice&category_slice&subcategory_slice&year_slice&AK$3&daytype_slice&$AC7,load_multipliers_key,0),MATCH($AE$2,load_multipliers_x,0))","v":1},{"$f":"INDEX(load_multipliers, --AND(AL$3>=3,AL$3<=10)*$AD7+MATCH(program_slice&category_slice&subcategory_slice&year_slice&AL$3&daytype_slice&$AC7,load_multipliers_key,0),MATCH($AE$2,load_multipliers_x,0))","v":1},{"$f":"INDEX(load_multipliers, --AND(AM$3>=3,AM$3<=10)*$AD7+MATCH(program_slice&category_slice&subcategory_slice&year_slice&AM$3&daytype_slice&$AC7,load_multipliers_key,0),MATCH($AE$2,load_multipliers_x,0))","v":1},{"$f":"INDEX(load_multipliers, --AND(AN$3>=3,AN$3<=10)*$AD7+MATCH(program_slice&category_slice&subcategory_slice&year_slice&AN$3&daytype_slice&$AC7,load_multipliers_key,0),MATCH($AE$2,load_multipliers_x,0))","v":1},{"$f":"INDEX(load_multipliers, --AND(AO$3>=3,AO$3<=10)*$AD7+MATCH(program_slice&category_slice&subcategory_slice&year_slice&AO$3&daytype_slice&$AC7,load_multipliers_key,0),MATCH($AE$2,load_multipliers_x,0))","v":1},{"$f":"INDEX(load_multipliers, --AND(AP$3>=3,AP$3<=10)*$AD7+MATCH(program_slice&category_slice&subcategory_slice&year_slice&AP$3&daytype_slice&$AC7,load_multipliers_key,0),MATCH($AE$2,load_multipliers_x,0))","v":1}]
[null,null,"A2BIP",null,null,"LCA","Humboldt",null,null,null,{"$f":"IF(ROWS($L$5:$L8) <=COUNTIF(F:F,category),INDEX($G:$G,MATCH(category,F:F,0)+ROWS($L$5:$L8)-1),\"\")","v":""},null,"Program","Multi results",null,0,0,"04","A1Program SpecificAllAll5PG&E1-in-2WORST DAY804",0,{"$f":"INDEX(load_multipliers, $T8+MATCH(program&category&subcategory&year&VLOOKUP(month,months,2,FALSE)&daytype&$R8,load_multipliers_key,0),MATCH(U$4,load_multipliers_x,0))","v":1},{"$f":"INDEX(load_multipliers, $T8+MATCH(program&category&subcategory&year&VLOOKUP(month,months,2,FALSE)&daytype&$R8,load_multipliers_key,0),MATCH(V$4,load_multipliers_x,0))","v":1},null,"A2BIP",5,null,{"$f":"IF(ROWS($AB$5:$AB8) <=COUNTIF(X:X,program),INDEX($Y:$Y,MATCH(program,X:X,0)+ROWS($AB$5:$AB8)-1),\"\")","v":""},null,"04",0,{"$f":"INDEX(load_multipliers, --AND(AE$3>=3,AE$3<=10)*$AD8+MATCH(program_slice&category_slice&subcategory_slice&year_slice&AE$3&daytype_slice&$AC8,load_multipliers_key,0),MATCH($AE$2,load_multipliers_x,0))","v":1},{"$f":"INDEX(load_multipliers, --AND(AF$3>=3,AF$3<=10)*$AD8+MATCH(program_slice&category_slice&subcategory_slice&year_slice&AF$3&daytype_slice&$AC8,load_multipliers_key,0),MATCH($AE$2,load_multipliers_x,0))","v":1},{"$f":"INDEX(load_multipliers, --AND(AG$3>=3,AG$3<=10)*$AD8+MATCH(program_slice&category_slice&subcategory_slice&year_slice&AG$3&daytype_slice&$AC8,load_multipliers_key,0),MATCH($AE$2,load_multipliers_x,0))","v":1},{"$f":"INDEX(load_multipliers, --AND(AH$3>=3,AH$3<=10)*$AD8+MATCH(program_slice&category_slice&subcategory_slice&year_slice&AH$3&daytype_slice&$AC8,load_multipliers_key,0),MATCH($AE$2,load_multipliers_x,0))","v":1},{"$f":"INDEX(load_multipliers, --AND(AI$3>=3,AI$3<=10)*$AD8+MATCH(program_slice&category_slice&subcategory_slice&year_slice&AI$3&daytype_slice&$AC8,load_multipliers_key,0),MATCH($AE$2,load_multipliers_x,0))","v":1},{"$f":"INDEX(load_multipliers, --AND(AJ$3>=3,AJ$3<=10)*$AD8+MATCH(program_slice&category_slice&subcategory_slice&year_slice&AJ$3&daytype_slice&$AC8,load_multipliers_key,0),MATCH($AE$2,load_multipliers_x,0))","v":1},{"$f":"INDEX(load_multipliers, --AND(AK$3>=3,AK$3<=10)*$AD8+MATCH(program_slice&category_slice&subcategory_slice&year_slice&AK$3&daytype_slice&$AC8,load_multipliers_key,0),MATCH($AE$2,load_multipliers_x,0))","v":1},{"$f":"INDEX(load_multipliers, --AND(AL$3>=3,AL$3<=10)*$AD8+MATCH(program_slice&category_slice&subcategory_slice&year_slice&AL$3&daytype_slice&$AC8,load_multipliers_key,0),MATCH($AE$2,load_multipliers_x,0))","v":1},{"$f":"INDEX(load_multipliers, --AND(AM$3>=3,AM$3<=10)*$AD8+MATCH(program_slice&category_slice&subcategory_slice&year_slice&AM$3&daytype_slice&$AC8,load_multipliers_key,0),MATCH($AE$2,load_multipliers_x,0))","v":1},{"$f":"INDEX(load_multipliers, --AND(AN$3>=3,AN$3<=10)*$AD8+MATCH(program_slice&category_slice&subcategory_slice&year_slice&AN$3&daytype_slice&$AC8,load_multipliers_key,0),MATCH($AE$2,load_multipliers_x,0))","v":1},{"$f":"INDEX(load_multipliers, --AND(AO$3>=3,AO$3<=10)*$AD8+MATCH(program_slice&category_slice&subcategory_slice&year_slice&AO$3&daytype_slice&$AC8,load_multipliers_key,0),MATCH($AE$2,load_multipliers_x,0))","v":1},{"$f":"INDEX(load_multipliers, --AND(AP$3>=3,AP$3<=10)*$AD8+MATCH(program_slice&category_slice&subcategory_slice&year_slice&AP$3&daytype_slice&$AC8,load_multipliers_key,0),MATCH($AE$2,load_multipliers_x,0))","v":1}]
["Threshold",null,"A4",null,null,"LCA","Kern",null,null,null,{"$f":"IF(ROWS($L$5:$L9) <=COUNTIF(F:F,category),INDEX($G:$G,MATCH(category,F:F,0)+ROWS($L$5:$L9)-1),\"\")","v":""},null,{"$f":"IF(C5=\"\",\"\",C5)","v":"A1"},{"$f":"IFERROR(IF(M9=\"\",\"\",(INDEX(enrollment, MATCH(M9&category&subcategory&year&month_num,enrollment_key,0),MATCH(\"confidential\",enrollment_x,0))=1)),\"\")","v":false},null,0,0,"05","A1Program SpecificAllAll5PG&E1-in-2WORST DAY805",0,{"$f":"INDEX(load_multipliers, $T9+MATCH(program&category&subcategory&year&VLOOKUP(month,months,2,FALSE)&daytype&$R9,load_multipliers_key,0),MATCH(U$4,load_multipliers_x,0))","v":1},{"$f":"INDEX(load_multipliers, $T9+MATCH(program&category&subcategory&year&VLOOKUP(month,months,2,FALSE)&daytype&$R9,load_multipliers_key,0),MATCH(V$4,load_multipliers_x,0))","v":1},null,"A4",3,null,{"$f":"IF(ROWS($AB$5:$AB9) <=COUNTIF(X:X,program),INDEX($Y:$Y,MATCH(program,X:X,0)+ROWS($AB$5:$AB9)-1),\"\")","v":""},null,"05",0,{"$f":"INDEX(load_multipliers, --AND(AE$3>=3,AE$3<=10)*$AD9+MATCH(program_slice&category_slice&subcategory_slice&year_slice&AE$3&daytype_slice&$AC9,load_multipliers_key,0),MATCH($AE$2,load_multipliers_x,0))","v":1},{"$f":"INDEX(load_multipliers, --AND(AF$3>=3,AF$3<=10)*$AD9+MATCH(program_slice&category_slice&subcategory_slice&year_slice&AF$3&daytype_slice&$AC9,load_multipliers_key,0),MATCH($AE$2,load_multipliers_x,0))","v":1},{"$f":"INDEX(load_multipliers, --AND(AG$3>=3,AG$3<=10)*$AD9+MATCH(program_slice&category_slice&subcategory_slice&year_slice&AG$3&daytype_slice&$AC9,load_multipliers_key,0),MATCH($AE$2,load_multipliers_x,0))","v":1},{"$f":"INDEX(load_multipliers, --AND(AH$3>=3,AH$3<=10)*$AD9+MATCH(program_slice&category_slice&subcategory_slice&year_slice&AH$3&daytype_slice&$AC9,load_multipliers_key,0),MATCH($AE$2,load_multipliers_x,0))","v":1},{"$f":"INDEX(load_multipliers, --AND(AI$3>=3,AI$3<=10)*$AD9+MATCH(program_slice&category_slice&subcategory_slice&year_slice&AI$3&daytype_slice&$AC9,load_multipliers_key,0),MATCH($AE$2,load_multipliers_x,0))","v":1},{"$f":"INDEX(load_multipliers, --AND(AJ$3>=3,AJ$3<=10)*$AD9+MATCH(program_slice&category_slice&subcategory_slice&year_slice&AJ$3&daytype_slice&$AC9,load_multipliers_key,0),MATCH($AE$2,load_multipliers_x,0))","v":1},{"$f":"INDEX(load_multipliers, --AND(AK$3>=3,AK$3<=10)*$AD9+MATCH(program_slice&category_slice&subcategory_slice&year_slice&AK$3&daytype_slice&$AC9,load_multipliers_key,0),MATCH($AE$2,load_multipliers_x,0))","v":1},{"$f":"INDEX(load_multipliers, --AND(AL$3>=3,AL$3<=10)*$AD9+MATCH(program_slice&category_slice&subcategory_slice&year_slice&AL$3&daytype_slice&$AC9,load_multipliers_key,0),MATCH($AE$2,load_multipliers_x,0))","v":1},{"$f":"INDEX(load_multipliers, --AND(AM$3>=3,AM$3<=10)*$AD9+MATCH(program_slice&category_slice&subcategory_slice&year_slice&AM$3&daytype_slice&$AC9,load_multipliers_key,0),MATCH($AE$2,load_multipliers_x,0))","v":1},{"$f":"INDEX(load_multipliers, --AND(AN$3>=3,AN$3<=10)*$AD9+MATCH(program_slice&category_slice&subcategory_slice&year_slice&AN$3&daytype_slice&$AC9,load_multipliers_key,0),MATCH($AE$2,load_multipliers_x,0))","v":1},{"$f":"INDEX(load_multipliers, --AND(AO$3>=3,AO$3<=10)*$AD9+MATCH(program_slice&category_slice&subcategory_slice&year_slice&AO$3&daytype_slice&$AC9,load_multipliers_key,0),MATCH($AE$2,load_multipliers_x,0))","v":1},{"$f":"INDEX(load_multipliers, --AND(AP$3>=3,AP$3<=10)*$AD9+MATCH(program_slice&category_slice&subcategory_slice&year_slice&AP$3&daytype_slice&$AC9,load_multipliers_key,0),MATCH($AE$2,load_multipliers_x,0))","v":1}]
[15,null,"A5",null,null,"LCA","North Coast and North Bay",null,null,null,{"$f":"IF(ROWS($L$5:$L10) <=COUNTIF(F:F,category),INDEX($G:$G,MATCH(category,F:F,0)+ROWS($L$5:$L10)-1),\"\")","v":""},null,"A1BIP",true,null,0,0,"06","A1Program SpecificAllAll5PG&E1-in-2WORST DAY806",0,{"$f":"INDEX(load_multipliers, $T10+MATCH(program&category&subcategory&year&VLOOKUP(month,months,2,FALSE)&daytype&$R10,load_multipliers_key,0),MATCH(U$4,load_multipliers_x,0))","v":1},{"$f":"INDEX(load_multipliers, $T10+MATCH(program&category&subcategory&year&VLOOKUP(month,months,2,FALSE)&daytype&$R10,load_multipliers_key,0),MATCH(V$4,load_multipliers_x,0))","v":1},null,"A5",3,null,{"$f":"IF(ROWS($AB$5:$AB10) <=COUNTIF(X:X,program),INDEX($Y:$Y,MATCH(program,X:X,0)+ROWS($AB$5:$AB10)-1),\"\")","v":""},null,"06",0,{"$f":"INDEX(load_multipliers, --AND(AE$3>=3,AE$3<=10)*$AD10+MATCH(program_slice&category_slice&subcategory_slice&year_slice&AE$3&daytype_slice&$AC10,load_multipliers_key,0),MATCH($AE$2,load_multipliers_x,0))","v":1},{"$f":"INDEX(load_multipliers, --AND(AF$3>=3,AF$3<=10)*$AD10+MATCH(program_slice&category_slice&subcategory_slice&year_slice&AF$3&daytype_slice&$AC10,load_multipliers_key,0),MATCH($AE$2,load_multipliers_x,0))","v":1},{"$f":"INDEX(load_multipliers, --AND(AG$3>=3,AG$3<=10)*$AD10+MATCH(program_slice&category_slice&subcategory_slice&year_slice&AG$3&daytype_slice&$AC10,load_multipliers_key,0),MATCH($AE$2,load_multipliers_x,0))","v":1},{"$f":"INDEX(load_multipliers, --AND(AH$3>=3,AH$3<=10)*$AD10+MATCH(program_slice&category_slice&subcategory_slice&year_slice&AH$3&daytype_slice&$AC10,load_multipliers_key,0),MATCH($AE$2,load_multipliers_x,0))","v":1},{"$f":"INDEX(load_multipliers, --AND(AI$3>=3,AI$3<=10)*$AD10+MATCH(program_slice&category_slice&subcategory_slice&year_slice&AI$3&daytype_slice&$AC10,load_multipliers_key,0),MATCH($AE$2,load_multipliers_x,0))","v":1},{"$f":"INDEX(load_multipliers, --AND(AJ$3>=3,AJ$3<=10)*$AD10+MATCH(program_slice&category_slice&subcategory_slice&year_slice&AJ$3&daytype_slice&$AC10,load_multipliers_key,0),MATCH($AE$2,load_multipliers_x,0))","v":1},{"$f":"INDEX(load_multipliers, --AND(AK$3>=3,AK$3<=10)*$AD10+MATCH(program_slice&category_slice&subcategory_slice&year_slice&AK$3&daytype_slice&$AC10,load_multipliers_key,0),MATCH($AE$2,load_multipliers_x,0))","v":1},{"$f":"INDEX(load_multipliers, --AND(AL$3>=3,AL$3<=10)*$AD10+MATCH(program_slice&category_slice&subcategory_slice&year_slice&AL$3&daytype_slice&$AC10,load_multipliers_key,0),MATCH($AE$2,load_multipliers_x,0))","v":1},{"$f":"INDEX(load_multipliers, --AND(AM$3>=3,AM$3<=10)*$AD10+MATCH(program_slice&category_slice&subcategory_slice&year_slice&AM$3&daytype_slice&$AC10,load_multipliers_key,0),MATCH($AE$2,load_multipliers_x,0))","v":1},{"$f":"INDEX(load_multipliers, --AND(AN$3>=3,AN$3<=10)*$AD10+MATCH(program_slice&category_slice&subcategory_slice&year_slice&AN$3&daytype_slice&$AC10,load_multipliers_key,0),MATCH($AE$2,load_multipliers_x,0))","v":1},{"$f":"INDEX(load_multipliers, --AND(AO$3>=3,AO$3<=10)*$AD10+MATCH(program_slice&category_slice&subcategory_slice&year_slice&AO$3&daytype_slice&$AC10,load_multipliers_key,0),MATCH($AE$2,load_multipliers_x,0))","v":1},{"$f":"INDEX(load_multipliers, --AND(AP$3>=3,AP$3<=10)*$AD10+MATCH(program_slice&category_slice&subcategory_slice&year_slice&AP$3&daytype_slice&$AC10,load_multipliers_key,0),MATCH($AE$2,load_multipliers_x,0))","v":1}]
[null,null,"B2",null,null,"LCA","Other",null,null,null,{"$f":"IF(ROWS($L$5:$L11) <=COUNTIF(F:F,category),INDEX($G:$G,MATCH(category,F:F,0)+ROWS($L$5:$L11)-1),\"\")","v":""},null,"A2",false,null,0,0,"07","A1Program SpecificAllAll5PG&E1-in-2WORST DAY807",0,{"$f":"INDEX(load_multipliers, $T11+MATCH(program&category&subcategory&year&VLOOKUP(month,months,2,FALSE)&daytype&$R11,load_multipliers_key,0),MATCH(U$4,load_multipliers_x,0))","v":1},{"$f":"INDEX(load_multipliers, $T11+MATCH(program&category&subcategory&year&VLOOKUP(month,months,2,FALSE)&daytype&$R11,load_multipliers_key,0),MATCH(V$4,load_multipliers_x,0))","v":1},null,"All groups",5,null,{"$f":"IF(ROWS($AB$5:$AB11) <=COUNTIF(X:X,program),INDEX($Y:$Y,MATCH(program,X:X,0)+ROWS($AB$5:$AB11)-1),\"\")","v":""},null,"07",0,{"$f":"INDEX(load_multipliers, --AND(AE$3>=3,AE$3<=10)*$AD11+MATCH(program_slice&category_slice&subcategory_slice&year_slice&AE$3&daytype_slice&$AC11,load_multipliers_key,0),MATCH($AE$2,load_multipliers_x,0))","v":1},{"$f":"INDEX(load_multipliers, --AND(AF$3>=3,AF$3<=10)*$AD11+MATCH(program_slice&category_slice&subcategory_slice&year_slice&AF$3&daytype_slice&$AC11,load_multipliers_key,0),MATCH($AE$2,load_multipliers_x,0))","v":1},{"$f":"INDEX(load_multipliers, --AND(AG$3>=3,AG$3<=10)*$AD11+MATCH(program_slice&category_slice&subcategory_slice&year_slice&AG$3&daytype_slice&$AC11,load_multipliers_key,0),MATCH($AE$2,load_multipliers_x,0))","v":1},{"$f":"INDEX(load_multipliers, --AND(AH$3>=3,AH$3<=10)*$AD11+MATCH(program_slice&category_slice&subcategory_slice&year_slice&AH$3&daytype_slice&$AC11,load_multipliers_key,0),MATCH($AE$2,load_multipliers_x,0))","v":1},{"$f":"INDEX(load_multipliers, --AND(AI$3>=3,AI$3<=10)*$AD11+MATCH(program_slice&category_slice&subcategory_slice&year_slice&AI$3&daytype_slice&$AC11,load_multipliers_key,0),MATCH($AE$2,load_multipliers_x,0))","v":1},{"$f":"INDEX(load_multipliers, --AND(AJ$3>=3,AJ$3<=10)*$AD11+MATCH(program_slice&category_slice&subcategory_slice&year_slice&AJ$3&daytype_slice&$AC11,load_multipliers_key,0),MATCH($AE$2,load_multipliers_x,0))","v":1},{"$f":"INDEX(load_multipliers, --AND(AK$3>=3,AK$3<=10)*$AD11+MATCH(program_slice&category_slice&subcategory_slice&year_slice&AK$3&daytype_slice&$AC11,load_multipliers_key,0),MATCH($AE$2,load_multipliers_x,0))","v":1},{"$f":"INDEX(load_multipliers, --AND(AL$3>=3,AL$3<=10)*$AD11+MATCH(program_slice&category_slice&subcategory_slice&year_slice&AL$3&daytype_slice&$AC11,load_multipliers_key,0),MATCH($AE$2,load_multipliers_x,0))","v":1},{"$f":"INDEX(load_multipliers, --AND(AM$3>=3,AM$3<=10)*$AD11+MATCH(program_slice&category_slice&subcategory_slice&year_slice&AM$3&daytype_slice&$AC11,load_multipliers_key,0),MATCH($AE$2,load_multipliers_x,0))","v":1},{"$f":"INDEX(load_multipliers, --AND(AN$3>=3,AN$3<=10)*$AD11+MATCH(program_slice&category_slice&subcategory_slice&year_slice&AN$3&daytype_slice&$AC11,load_multipliers_key,0),MATCH($AE$2,load_multipliers_x,0))","v":1},{"$f":"INDEX(load_multipliers, --AND(AO$3>=3,AO$3<=10)*$AD11+MATCH(program_slice&category_slice&subcategory_slice&year_slice&AO$3&daytype_slice&$AC11,load_multipliers_key,0),MATCH($AE$2,load_multipliers_x,0))","v":1},{"$f":"INDEX(load_multipliers, --AND(AP$3>=3,AP$3<=10)*$AD11+MATCH(program_slice&category_slice&subcategory_slice&year_slice&AP$3&daytype_slice&$AC11,load_multipliers_key,0),MATCH($AE$2,load_multipliers_x,0))","v":1}]
["evalprogram",null,"All groups",null,null,"LCA","Sierra",null,null,null,{"$f":"IF(ROWS($L$5:$L12) <=COUNTIF(F:F,category),INDEX($G:$G,MATCH(category,F:F,0)+ROWS($L$5:$L12)-1),\"\")","v":""},null,"A2BIP",true,null,0,0,"08","A1Program SpecificAllAll5PG&E1-in-2WORST DAY808",0,{"$f":"INDEX(load_multipliers, $T12+MATCH(program&category&subcategory&year&VLOOKUP(month,months,2,FALSE)&daytype&$R12,load_multipliers_key,0),MATCH(U$4,load_multipliers_x,0))","v":1},{"$f":"INDEX(load_multipliers, $T12+MATCH(program&category&subcategory&year&VLOOKUP(month,months,2,FALSE)&daytype&$R12,load_multipliers_key,0),MATCH(V$4,load_multipliers_x,0))","v":1},null,"B2",5,null,null,null,"08",0,{"$f":"INDEX(load_multipliers, --AND(AE$3>=3,AE$3<=10)*$AD12+MATCH(program_slice&category_slice&subcategory_slice&year_slice&AE$3&daytype_slice&$AC12,load_multipliers_key,0),MATCH($AE$2,load_multipliers_x,0))","v":1},{"$f":"INDEX(load_multipliers, --AND(AF$3>=3,AF$3<=10)*$AD12+MATCH(program_slice&category_slice&subcategory_slice&year_slice&AF$3&daytype_slice&$AC12,load_multipliers_key,0),MATCH($AE$2,load_multipliers_x,0))","v":1},{"$f":"INDEX(load_multipliers, --AND(AG$3>=3,AG$3<=10)*$AD12+MATCH(program_slice&category_slice&subcategory_slice&year_slice&AG$3&daytype_slice&$AC12,load_multipliers_key,0),MATCH($AE$2,load_multipliers_x,0))","v":1},{"$f":"INDEX(load_multipliers, --AND(AH$3>=3,AH$3<=10)*$AD12+MATCH(program_slice&category_slice&subcategory_slice&year_slice&AH$3&daytype_slice&$AC12,load_multipliers_key,0),MATCH($AE$2,load_multipliers_x,0))","v":1},{"$f":"INDEX(load_multipliers, --AND(AI$3>=3,AI$3<=10)*$AD12+MATCH(program_slice&category_slice&subcategory_slice&year_slice&AI$3&daytype_slice&$AC12,load_multipliers_key,0),MATCH($AE$2,load_multipliers_x,0))","v":1},{"$f":"INDEX(load_multipliers, --AND(AJ$3>=3,AJ$3<=10)*$AD12+MATCH(program_slice&category_slice&subcategory_slice&year_slice&AJ$3&daytype_slice&$AC12,load_multipliers_key,0),MATCH($AE$2,load_multipliers_x,0))","v":1},{"$f":"INDEX(load_multipliers, --AND(AK$3>=3,AK$3<=10)*$AD12+MATCH(program_slice&category_slice&subcategory_slice&year_slice&AK$3&daytype_slice&$AC12,load_multipliers_key,0),MATCH($AE$2,load_multipliers_x,0))","v":1},{"$f":"INDEX(load_multipliers, --AND(AL$3>=3,AL$3<=10)*$AD12+MATCH(program_slice&category_slice&subcategory_slice&year_slice&AL$3&daytype_slice&$AC12,load_multipliers_key,0),MATCH($AE$2,load_multipliers_x,0))","v":1},{"$f":"INDEX(load_multipliers, --AND(AM$3>=3,AM$3<=10)*$AD12+MATCH(program_slice&category_slice&subcategory_slice&year_slice&AM$3&daytype_slice&$AC12,load_multipliers_key,0),MATCH($AE$2,load_multipliers_x,0))","v":1},{"$f":"INDEX(load_multipliers, --AND(AN$3>=3,AN$3<=10)*$AD12+MATCH(program_slice&category_slice&subcategory_slice&year_slice&AN$3&daytype_slice&$AC12,load_multipliers_key,0),MATCH($AE$2,load_multipliers_x,0))","v":1},{"$f":"INDEX(load_multipliers, --AND(AO$3>=3,AO$3<=10)*$AD12+MATCH(program_slice&category_slice&subcategory_slice&year_slice&AO$3&daytype_slice&$AC12,load_multipliers_key,0),MATCH($AE$2,load_multipliers_x,0))","v":1},{"$f":"INDEX(load_multipliers, --AND(AP$3>=3,AP$3<=10)*$AD12+MATCH(program_slice&category_slice&subcategory_slice&year_slice&AP$3&daytype_slice&$AC12,load_multipliers_key,0),MATCH($AE$2,load_multipliers_x,0))","v":1}]
["ELRP",null,null,null,null,"LCA","Stockton",null,null,null,{"$f":"IF(ROWS($L$5:$L13) <=COUNTIF(F:F,category),INDEX($G:$G,MATCH(category,F:F,0)+ROWS($L$5:$L13)-1),\"\")","v":""},null,"A4",false,null,0,0,"09","A1Program SpecificAllAll5PG&E1-in-2WORST DAY809",0,{"$f":"INDEX(load_multipliers, $T13+MATCH(program&category&subcategory&year&VLOOKUP(month,months,2,FALSE)&daytype&$R13,load_multipliers_key,0),MATCH(U$4,load_multipliers_x,0))","v":1},{"$f":"INDEX(load_multipliers, $T13+MATCH(program&category&subcategory&year&VLOOKUP(month,months,2,FALSE)&daytype&$R13,load_multipliers_key,0),MATCH(V$4,load_multipliers_x,0))","v":1},null,null,null,null," Dispatch Length Options (Slice)",null,"09",0,{"$f":"INDEX(load_multipliers, --AND(AE$3>=3,AE$3<=10)*$AD13+MATCH(program_slice&category_slice&subcategory_slice&year_slice&AE$3&daytype_slice&$AC13,load_multipliers_key,0),MATCH($AE$2,load_multipliers_x,0))","v":1},{"$f":"INDEX(load_multipliers, --AND(AF$3>=3,AF$3<=10)*$AD13+MATCH(program_slice&category_slice&subcategory_slice&year_slice&AF$3&daytype_slice&$AC13,load_multipliers_key,0),MATCH($AE$2,load_multipliers_x,0))","v":1},{"$f":"INDEX(load_multipliers, --AND(AG$3>=3,AG$3<=10)*$AD13+MATCH(program_slice&category_slice&subcategory_slice&year_slice&AG$3&daytype_slice&$AC13,load_multipliers_key,0),MATCH($AE$2,load_multipliers_x,0))","v":1},{"$f":"INDEX(load_multipliers, --AND(AH$3>=3,AH$3<=10)*$AD13+MATCH(program_slice&category_slice&subcategory_slice&year_slice&AH$3&daytype_slice&$AC13,load_multipliers_key,0),MATCH($AE$2,load_multipliers_x,0))","v":1},{"$f":"INDEX(load_multipliers, --AND(AI$3>=3,AI$3<=10)*$AD13+MATCH(program_slice&category_slice&subcategory_slice&year_slice&AI$3&daytype_slice&$AC13,load_multipliers_key,0),MATCH($AE$2,load_multipliers_x,0))","v":1},{"$f":"INDEX(load_multipliers, --AND(AJ$3>=3,AJ$3<=10)*$AD13+MATCH(program_slice&category_slice&subcategory_slice&year_slice&AJ$3&daytype_slice&$AC13,load_multipliers_key,0),MATCH($AE$2,load_multipliers_x,0))","v":1},{"$f":"INDEX(load_multipliers, --AND(AK$3>=3,AK$3<=10)*$AD13+MATCH(program_slice&category_slice&subcategory_slice&year_slice&AK$3&daytype_slice&$AC13,load_multipliers_key,0),MATCH($AE$2,load_multipliers_x,0))","v":1},{"$f":"INDEX(load_multipliers, --AND(AL$3>=3,AL$3<=10)*$AD13+MATCH(program_slice&category_slice&subcategory_slice&year_slice&AL$3&daytype_slice&$AC13,load_multipliers_key,0),MATCH($AE$2,load_multipliers_x,0))","v":1},{"$f":"INDEX(load_multipliers, --AND(AM$3>=3,AM$3<=10)*$AD13+MATCH(program_slice&category_slice&subcategory_slice&year_slice&AM$3&daytype_slice&$AC13,load_multipliers_key,0),MATCH($AE$2,load_multipliers_x,0))","v":1},{"$f":"INDEX(load_multipliers, --AND(AN$3>=3,AN$3<=10)*$AD13+MATCH(program_slice&category_slice&subcategory_slice&year_slice&AN$3&daytype_slice&$AC13,load_multipliers_key,0),MATCH($AE$2,load_multipliers_x,0))","v":1},{"$f":"INDEX(load_multipliers, --AND(AO$3>=3,AO$3<=10)*$AD13+MATCH(program_slice&category_slice&subcategory_slice&year_slice&AO$3&daytype_slice&$AC13,load_multipliers_key,0),MATCH($AE$2,load_multipliers_x,0))","v":1},{"$f":"INDEX(load_multipliers, --AND(AP$3>=3,AP$3<=10)*$AD13+MATCH(program_slice&category_slice&subcategory_slice&year_slice&AP$3&daytype_slice&$AC13,load_multipliers_key,0),MATCH($AE$2,load_multipliers_x,0))","v":1}]
[null,null,null,null,null,"LCA","non-LCA",null,null,null,{"$f":"IF(ROWS($L$5:$L14) <=COUNTIF(F:F,category),INDEX($G:$G,MATCH(category,F:F,0)+ROWS($L$5:$L14)-1),\"\")","v":""},null,"A5",false,null,0,0,"10","A1Program SpecificAllAll5PG&E1-in-2WORST DAY810",0,{"$f":"INDEX(load_multipliers, $T14+MATCH(program&category&subcategory&year&VLOOKUP(month,months,2,FALSE)&daytype&$R14,load_multipliers_key,0),MATCH(U$4,load_multipliers_x,0))","v":1},{"$f":"INDEX(load_multipliers, $T14+MATCH(program&category&subcategory&year&VLOOKUP(month,months,2,FALSE)&daytype&$R14,load_multipliers_key,0),MATCH(V$4,load_multipliers_x,0))","v":1},null,null,null,null,{"$f":"IF(ROWS($AB$14:$AB14) <=COUNTIF(X:X,program_slice),INDEX($Y:$Y,MATCH(program_slice,X:X,0)+ROWS($AB$14:$AB14)-1),\"\")","v":5},null,"10",0,{"$f":"INDEX(load_multipliers, --AND(AE$3>=3,AE$3<=10)*$AD14+MATCH(program_slice&category_slice&subcategory_slice&year_slice&AE$3&daytype_slice&$AC14,load_multipliers_key,0),MATCH($AE$2,load_multipliers_x,0))","v":1},{"$f":"INDEX(load_multipliers, --AND(AF$3>=3,AF$3<=10)*$AD14+MATCH(program_slice&category_slice&subcategory_slice&year_slice&AF$3&daytype_slice&$AC14,load_multipliers_key,0),MATCH($AE$2,load_multipliers_x,0))","v":1},{"$f":"INDEX(load_multipliers, --AND(AG$3>=3,AG$3<=10)*$AD14+MATCH(program_slice&category_slice&subcategory_slice&year_slice&AG$3&daytype_slice&$AC14,load_multipliers_key,0),MATCH($AE$2,load_multipliers_x,0))","v":1},{"$f":"INDEX(load_multipliers, --AND(AH$3>=3,AH$3<=10)*$AD14+MATCH(program_slice&category_slice&subcategory_slice&year_slice&AH$3&daytype_slice&$AC14,load_multipliers_key,0),MATCH($AE$2,load_multipliers_x,0))","v":1},{"$f":"INDEX(load_multipliers, --AND(AI$3>=3,AI$3<=10)*$AD14+MATCH(program_slice&category_slice&subcategory_slice&year_slice&AI$3&daytype_slice&$AC14,load_multipliers_key,0),MATCH($AE$2,load_multipliers_x,0))","v":1},{"$f":"INDEX(load_multipliers, --AND(AJ$3>=3,AJ$3<=10)*$AD14+MATCH(program_slice&category_slice&subcategory_slice&year_slice&AJ$3&daytype_slice&$AC14,load_multipliers_key,0),MATCH($AE$2,load_multipliers_x,0))","v":1},{"$f":"INDEX(load_multipliers, --AND(AK$3>=3,AK$3<=10)*$AD14+MATCH(program_slice&category_slice&subcategory_slice&year_slice&AK$3&daytype_slice&$AC14,load_multipliers_key,0),MATCH($AE$2,load_multipliers_x,0))","v":1},{"$f":"INDEX(load_multipliers, --AND(AL$3>=3,AL$3<=10)*$AD14+MATCH(program_slice&category_slice&subcategory_slice&year_slice&AL$3&daytype_slice&$AC14,load_multipliers_key,0),MATCH($AE$2,load_multipliers_x,0))","v":1},{"$f":"INDEX(load_multipliers, --AND(AM$3>=3,AM$3<=10)*$AD14+MATCH(program_slice&category_slice&subcategory_slice&year_slice&AM$3&daytype_slice&$AC14,load_multipliers_key,0),MATCH($AE$2,load_multipliers_x,0))","v":1},{"$f":"INDEX(load_multipliers, --AND(AN$3>=3,AN$3<=10)*$AD14+MATCH(program_slice&category_slice&subcategory_slice&year_slice&AN$3&daytype_slice&$AC14,load_multipliers_key,0),MATCH($AE$2,load_multipliers_x,0))","v":1},{"$f":"INDEX(load_multipliers, --AND(AO$3>=3,AO$3<=10)*$AD14+MATCH(program_slice&category_slice&subcategory_slice&year_slice&AO$3&daytype_slice&$AC14,load_multipliers_key,0),MATCH($AE$2,load_multipliers_x,0))","v":1},{"$f":"INDEX(load_multipliers, --AND(AP$3>=3,AP$3<=10)*$AD14+MATCH(program_slice&category_slice&subcategory_slice&year_slice&AP$3&daytype_slice&$AC14,load_multipliers_key,0),MATCH($AE$2,load_multipliers_x,0))","v":1}]
["iou",null,null,null,null,"SubLAP","SLAP_PGCC",null,null,null,{"$f":"IF(ROWS($L$5:$L15) <=COUNTIF(F:F,category),INDEX($G:$G,MATCH(category,F:F,0)+ROWS($L$5:$L15)-1),\"\")","v":""},null,"B2",false,null,0,0,"11","A1Program SpecificAllAll5PG&E1-in-2WORST DAY811",0,{"$f":"INDEX(load_multipliers, $T15+MATCH(program&category&subcategory&year&VLOOKUP(month,months,2,FALSE)&daytype&$R15,load_multipliers_key,0),MATCH(U$4,load_multipliers_x,0))","v":1},{"$f":"INDEX(load_multipliers, $T15+MATCH(program&category&subcategory&year&VLOOKUP(month,months,2,FALSE)&daytype&$R15,load_multipliers_key,0),MATCH(V$4,load_multipliers_x,0))","v":1},null,null,null,null,{"$f":"IF(ROWS($AB$14:$AB15) <=COUNTIF(X:X,program_slice),INDEX($Y:$Y,MATCH(program_slice,X:X,0)+ROWS($AB$14:$AB15)-1),\"\")","v":""},null,"11",0,{"$f":"INDEX(load_multipliers, --AND(AE$3>=3,AE$3<=10)*$AD15+MATCH(program_slice&category_slice&subcategory_slice&year_slice&AE$3&daytype_slice&$AC15,load_multipliers_key,0),MATCH($AE$2,load_multipliers_x,0))","v":1},{"$f":"INDEX(load_multipliers, --AND(AF$3>=3,AF$3<=10)*$AD15+MATCH(program_slice&category_slice&subcategory_slice&year_slice&AF$3&daytype_slice&$AC15,load_multipliers_key,0),MATCH($AE$2,load_multipliers_x,0))","v":1},{"$f":"INDEX(load_multipliers, --AND(AG$3>=3,AG$3<=10)*$AD15+MATCH(program_slice&category_slice&subcategory_slice&year_slice&AG$3&daytype_slice&$AC15,load_multipliers_key,0),MATCH($AE$2,load_multipliers_x,0))","v":1},{"$f":"INDEX(load_multipliers, --AND(AH$3>=3,AH$3<=10)*$AD15+MATCH(program_slice&category_slice&subcategory_slice&year_slice&AH$3&daytype_slice&$AC15,load_multipliers_key,0),MATCH($AE$2,load_multipliers_x,0))","v":1},{"$f":"INDEX(load_multipliers, --AND(AI$3>=3,AI$3<=10)*$AD15+MATCH(program_slice&category_slice&subcategory_slice&year_slice&AI$3&daytype_slice&$AC15,load_multipliers_key,0),MATCH($AE$2,load_multipliers_x,0))","v":1},{"$f":"INDEX(load_multipliers, --AND(AJ$3>=3,AJ$3<=10)*$AD15+MATCH(program_slice&category_slice&subcategory_slice&year_slice&AJ$3&daytype_slice&$AC15,load_multipliers_key,0),MATCH($AE$2,load_multipliers_x,0))","v":1},{"$f":"INDEX(load_multipliers, --AND(AK$3>=3,AK$3<=10)*$AD15+MATCH(program_slice&category_slice&subcategory_slice&year_slice&AK$3&daytype_slice&$AC15,load_multipliers_key,0),MATCH($AE$2,load_multipliers_x,0))","v":1},{"$f":"INDEX(load_multipliers, --AND(AL$3>=3,AL$3<=10)*$AD15+MATCH(program_slice&category_slice&subcategory_slice&year_slice&AL$3&daytype_slice&$AC15,load_multipliers_key,0),MATCH($AE$2,load_multipliers_x,0))","v":1},{"$f":"INDEX(load_multipliers, --AND(AM$3>=3,AM$3<=10)*$AD15+MATCH(program_slice&category_slice&subcategory_slice&year_slice&AM$3&daytype_slice&$AC15,load_multipliers_key,0),MATCH($AE$2,load_multipliers_x,0))","v":1},{"$f":"INDEX(load_multipliers, --AND(AN$3>=3,AN$3<=10)*$AD15+MATCH(program_slice&category_slice&subcategory_slice&year_slice&AN$3&daytype_slice&$AC15,load_multipliers_key,0),MATCH($AE$2,load_multipliers_x,0))","v":1},{"$f":"INDEX(load_multipliers, --AND(AO$3>=3,AO$3<=10)*$AD15+MATCH(program_slice&category_slice&subcategory_slice&year_slice&AO$3&daytype_slice&$AC15,load_multipliers_key,0),MATCH($AE$2,load_multipliers_x,0))","v":1},{"$f":"INDEX(load_multipliers, --AND(AP$3>=3,AP$3<=10)*$AD15+MATCH(program_slice&category_slice&subcategory_slice&year_slice&AP$3&daytype_slice&$AC15,load_multipliers_key,0),MATCH($AE$2,load_multipliers_x,0))","v":1}]
["PG&E",null,null,null,null,"SubLAP","SLAP_PGEB",null,null,null,{"$f":"IF(ROWS($L$5:$L16) <=COUNTIF(F:F,category),INDEX($G:$G,MATCH(category,F:F,0)+ROWS($L$5:$L16)-1),\"\")","v":""},null,"All groups",false,null,0,0,"12","A1Program SpecificAllAll5PG&E1-in-2WORST DAY812",0,{"$f":"INDEX(load_multipliers, $T16+MATCH(program&category&subcategory&year&VLOOKUP(month,months,2,FALSE)&daytype&$R16,load_multipliers_key,0),MATCH(U$4,load_multipliers_x,0))","v":1},{"$f":"INDEX(load_multipliers, $T16+MATCH(program&category&subcategory&year&VLOOKUP(month,months,2,FALSE)&daytype&$R16,load_multipliers_key,0),MATCH(V$4,load_multipliers_x,0))","v":1},null,null,null,null,{"$f":"IF(ROWS($AB$14:$AB16) <=COUNTIF(X:X,program_slice),INDEX($Y:$Y,MATCH(program_slice,X:X,0)+ROWS($AB$14:$AB16)-1),\"\")","v":""},null,"12",0,{"$f":"INDEX(load_multipliers, --AND(AE$3>=3,AE$3<=10)*$AD16+MATCH(program_slice&category_slice&subcategory_slice&year_slice&AE$3&daytype_slice&$AC16,load_multipliers_key,0),MATCH($AE$2,load_multipliers_x,0))","v":1},{"$f":"INDEX(load_multipliers, --AND(AF$3>=3,AF$3<=10)*$AD16+MATCH(program_slice&category_slice&subcategory_slice&year_slice&AF$3&daytype_slice&$AC16,load_multipliers_key,0),MATCH($AE$2,load_multipliers_x,0))","v":1},{"$f":"INDEX(load_multipliers, --AND(AG$3>=3,AG$3<=10)*$AD16+MATCH(program_slice&category_slice&subcategory_slice&year_slice&AG$3&daytype_slice&$AC16,load_multipliers_key,0),MATCH($AE$2,load_multipliers_x,0))","v":1},{"$f":"INDEX(load_multipliers, --AND(AH$3>=3,AH$3<=10)*$AD16+MATCH(program_slice&category_slice&subcategory_slice&year_slice&AH$3&daytype_slice&$AC16,load_multipliers_key,0),MATCH($AE$2,load_multipliers_x,0))","v":1},{"$f":"INDEX(load_multipliers, --AND(AI$3>=3,AI$3<=10)*$AD16+MATCH(program_slice&category_slice&subcategory_slice&year_slice&AI$3&daytype_slice&$AC16,load_multipliers_key,0),MATCH($AE$2,load_multipliers_x,0))","v":1},{"$f":"INDEX(load_multipliers, --AND(AJ$3>=3,AJ$3<=10)*$AD16+MATCH(program_slice&category_slice&subcategory_slice&year_slice&AJ$3&daytype_slice&$AC16,load_multipliers_key,0),MATCH($AE$2,load_multipliers_x,0))","v":1},{"$f":"INDEX(load_multipliers, --AND(AK$3>=3,AK$3<=10)*$AD16+MATCH(program_slice&category_slice&subcategory_slice&year_slice&AK$3&daytype_slice&$AC16,load_multipliers_key,0),MATCH($AE$2,load_multipliers_x,0))","v":1},{"$f":"INDEX(load_multipliers, --AND(AL$3>=3,AL$3<=10)*$AD16+MATCH(program_slice&category_slice&subcategory_slice&year_slice&AL$3&daytype_slice&$AC16,load_multipliers_key,0),MATCH($AE$2,load_multipliers_x,0))","v":1},{"$f":"INDEX(load_multipliers, --AND(AM$3>=3,AM$3<=10)*$AD16+MATCH(program_slice&category_slice&subcategory_slice&year_slice&AM$3&daytype_slice&$AC16,load_multipliers_key,0),MATCH($AE$2,load_multipliers_x,0))","v":1},{"$f":"INDEX(load_multipliers, --AND(AN$3>=3,AN$3<=10)*$AD16+MATCH(program_slice&category_slice&subcategory_slice&year_slice&AN$3&daytype_slice&$AC16,load_multipliers_key,0),MATCH($AE$2,load_multipliers_x,0))","v":1},{"$f":"INDEX(load_multipliers, --AND(AO$3>=3,AO$3<=10)*$AD16+MATCH(program_slice&category_slice&subcategory_slice&year_slice&AO$3&daytype_slice&$AC16,load_multipliers_key,0),MATCH($AE$2,load_multipliers_x,0))","v":1},{"$f":"INDEX(load_multipliers, --AND(AP$3>=3,AP$3<=10)*$AD16+MATCH(program_slice&category_slice&subcategory_slice&year_slice&AP$3&daytype_slice&$AC16,load_multipliers_key,0),MATCH($AE$2,load_multipliers_x,0))","v":1}]
["CAISO",null,null,null,null,"SubLAP","SLAP_PGF1",null,null,null,{"$f":"IF(ROWS($L$5:$L17) <=COUNTIF(F:F,category),INDEX($G:$G,MATCH(category,F:F,0)+ROWS($L$5:$L17)-1),\"\")","v":""},null,{"$f":"IF(C13=\"\",\"\",C13)","v":""},"",null,0,0,"13","A1Program SpecificAllAll5PG&E1-in-2WORST DAY813",0,{"$f":"INDEX(load_multipliers, $T17+MATCH(program&category&subcategory&year&VLOOKUP(month,months,2,FALSE)&daytype&$R17,load_multipliers_key,0),MATCH(U$4,load_multipliers_x,0))","v":1},{"$f":"INDEX(load_multipliers, $T17+MATCH(program&category&subcategory&year&VLOOKUP(month,months,2,FALSE)&daytype&$R17,load_multipliers_key,0),MATCH(V$4,load_multipliers_x,0))","v":1},null,null,null,null,{"$f":"IF(ROWS($AB$14:$AB17) <=COUNTIF(X:X,program_slice),INDEX($Y:$Y,MATCH(program_slice,X:X,0)+ROWS($AB$14:$AB17)-1),\"\")","v":""},null,"13",0,{"$f":"INDEX(load_multipliers, --AND(AE$3>=3,AE$3<=10)*$AD17+MATCH(program_slice&category_slice&subcategory_slice&year_slice&AE$3&daytype_slice&$AC17,load_multipliers_key,0),MATCH($AE$2,load_multipliers_x,0))","v":1},{"$f":"INDEX(load_multipliers, --AND(AF$3>=3,AF$3<=10)*$AD17+MATCH(program_slice&category_slice&subcategory_slice&year_slice&AF$3&daytype_slice&$AC17,load_multipliers_key,0),MATCH($AE$2,load_multipliers_x,0))","v":1},{"$f":"INDEX(load_multipliers, --AND(AG$3>=3,AG$3<=10)*$AD17+MATCH(program_slice&category_slice&subcategory_slice&year_slice&AG$3&daytype_slice&$AC17,load_multipliers_key,0),MATCH($AE$2,load_multipliers_x,0))","v":1},{"$f":"INDEX(load_multipliers, --AND(AH$3>=3,AH$3<=10)*$AD17+MATCH(program_slice&category_slice&subcategory_slice&year_slice&AH$3&daytype_slice&$AC17,load_multipliers_key,0),MATCH($AE$2,load_multipliers_x,0))","v":1},{"$f":"INDEX(load_multipliers, --AND(AI$3>=3,AI$3<=10)*$AD17+MATCH(program_slice&category_slice&subcategory_slice&year_slice&AI$3&daytype_slice&$AC17,load_multipliers_key,0),MATCH($AE$2,load_multipliers_x,0))","v":1},{"$f":"INDEX(load_multipliers, --AND(AJ$3>=3,AJ$3<=10)*$AD17+MATCH(program_slice&category_slice&subcategory_slice&year_slice&AJ$3&daytype_slice&$AC17,load_multipliers_key,0),MATCH($AE$2,load_multipliers_x,0))","v":1},{"$f":"INDEX(load_multipliers, --AND(AK$3>=3,AK$3<=10)*$AD17+MATCH(program_slice&category_slice&subcategory_slice&year_slice&AK$3&daytype_slice&$AC17,load_multipliers_key,0),MATCH($AE$2,load_multipliers_x,0))","v":1},{"$f":"INDEX(load_multipliers, --AND(AL$3>=3,AL$3<=10)*$AD17+MATCH(program_slice&category_slice&subcategory_slice&year_slice&AL$3&daytype_slice&$AC17,load_multipliers_key,0),MATCH($AE$2,load_multipliers_x,0))","v":1},{"$f":"INDEX(load_multipliers, --AND(AM$3>=3,AM$3<=10)*$AD17+MATCH(program_slice&category_slice&subcategory_slice&year_slice&AM$3&daytype_slice&$AC17,load_multipliers_key,0),MATCH($AE$2,load_multipliers_x,0))","v":1},{"$f":"INDEX(load_multipliers, --AND(AN$3>=3,AN$3<=10)*$AD17+MATCH(program_slice&category_slice&subcategory_slice&year_slice&AN$3&daytype_slice&$AC17,load_multipliers_key,0),MATCH($AE$2,load_multipliers_x,0))","v":1},{"$f":"INDEX(load_multipliers, --AND(AO$3>=3,AO$3<=10)*$AD17+MATCH(program_slice&category_slice&subcategory_slice&year_slice&AO$3&daytype_slice&$AC17,load_multipliers_key,0),MATCH($AE$2,load_multipliers_x,0))","v":1},{"$f":"INDEX(load_multipliers, --AND(AP$3>=3,AP$3<=10)*$AD17+MATCH(program_slice&category_slice&subcategory_slice&year_slice&AP$3&daytype_slice&$AC17,load_multipliers_key,0),MATCH($AE$2,load_multipliers_x,0))","v":1}]
[null,null,null,null,null,"SubLAP","SLAP_PGFG",null,null,null,{"$f":"IF(ROWS($L$5:$L18) <=COUNTIF(F:F,category),INDEX($G:$G,MATCH(category,F:F,0)+ROWS($L$5:$L18)-1),\"\")","v":""},null,"","",null,0,0,"14","A1Program SpecificAllAll5PG&E1-in-2WORST DAY814",0,{"$f":"INDEX(load_multipliers, $T18+MATCH(program&category&subcategory&year&VLOOKUP(month,months,2,FALSE)&daytype&$R18,load_multipliers_key,0),MATCH(U$4,load_multipliers_x,0))","v":1},{"$f":"INDEX(load_multipliers, $T18+MATCH(program&category&subcategory&year&VLOOKUP(month,months,2,FALSE)&daytype&$R18,load_multipliers_key,0),MATCH(V$4,load_multipliers_x,0))","v":1},null,null,null,null,{"$f":"IF(ROWS($AB$14:$AB18) <=COUNTIF(X:X,program_slice),INDEX($Y:$Y,MATCH(program_slice,X:X,0)+ROWS($AB$14:$AB18)-1),\"\")","v":""},null,"14",0,{"$f":"INDEX(load_multipliers, --AND(AE$3>=3,AE$3<=10)*$AD18+MATCH(program_slice&category_slice&subcategory_slice&year_slice&AE$3&daytype_slice&$AC18,load_multipliers_key,0),MATCH($AE$2,load_multipliers_x,0))","v":1},{"$f":"INDEX(load_multipliers, --AND(AF$3>=3,AF$3<=10)*$AD18+MATCH(program_slice&category_slice&subcategory_slice&year_slice&AF$3&daytype_slice&$AC18,load_multipliers_key,0),MATCH($AE$2,load_multipliers_x,0))","v":1},{"$f":"INDEX(load_multipliers, --AND(AG$3>=3,AG$3<=10)*$AD18+MATCH(program_slice&category_slice&subcategory_slice&year_slice&AG$3&daytype_slice&$AC18,load_multipliers_key,0),MATCH($AE$2,load_multipliers_x,0))","v":1},{"$f":"INDEX(load_multipliers, --AND(AH$3>=3,AH$3<=10)*$AD18+MATCH(program_slice&category_slice&subcategory_slice&year_slice&AH$3&daytype_slice&$AC18,load_multipliers_key,0),MATCH($AE$2,load_multipliers_x,0))","v":1},{"$f":"INDEX(load_multipliers, --AND(AI$3>=3,AI$3<=10)*$AD18+MATCH(program_slice&category_slice&subcategory_slice&year_slice&AI$3&daytype_slice&$AC18,load_multipliers_key,0),MATCH($AE$2,load_multipliers_x,0))","v":1},{"$f":"INDEX(load_multipliers, --AND(AJ$3>=3,AJ$3<=10)*$AD18+MATCH(program_slice&category_slice&subcategory_slice&year_slice&AJ$3&daytype_slice&$AC18,load_multipliers_key,0),MATCH($AE$2,load_multipliers_x,0))","v":1},{"$f":"INDEX(load_multipliers, --AND(AK$3>=3,AK$3<=10)*$AD18+MATCH(program_slice&category_slice&subcategory_slice&year_slice&AK$3&daytype_slice&$AC18,load_multipliers_key,0),MATCH($AE$2,load_multipliers_x,0))","v":1},{"$f":"INDEX(load_multipliers, --AND(AL$3>=3,AL$3<=10)*$AD18+MATCH(program_slice&category_slice&subcategory_slice&year_slice&AL$3&daytype_slice&$AC18,load_multipliers_key,0),MATCH($AE$2,load_multipliers_x,0))","v":1},{"$f":"INDEX(load_multipliers, --AND(AM$3>=3,AM$3<=10)*$AD18+MATCH(program_slice&category_slice&subcategory_slice&year_slice&AM$3&daytype_slice&$AC18,load_multipliers_key,0),MATCH($AE$2,load_multipliers_x,0))","v":1},{"$f":"INDEX(load_multipliers, --AND(AN$3>=3,AN$3<=10)*$AD18+MATCH(program_slice&category_slice&subcategory_slice&year_slice&AN$3&daytype_slice&$AC18,load_multipliers_key,0),MATCH($AE$2,load_multipliers_x,0))","v":1},{"$f":"INDEX(load_multipliers, --AND(AO$3>=3,AO$3<=10)*$AD18+MATCH(program_slice&category_slice&subcategory_slice&year_slice&AO$3&daytype_slice&$AC18,load_multipliers_key,0),MATCH($AE$2,load_multipliers_x,0))","v":1},{"$f":"INDEX(load_multipliers, --AND(AP$3>=3,AP$3<=10)*$AD18+MATCH(program_slice&category_slice&subcategory_slice&year_slice&AP$3&daytype_slice&$AC18,load_multipliers_key,0),MATCH($AE$2,load_multipliers_x,0))","v":1}]
["Program ct",null,null,null,null,"SubLAP","SLAP_PGHB",null,null,null,{"$f":"IF(ROWS($L$5:$L19) <=COUNTIF(F:F,category),INDEX($G:$G,MATCH(category,F:F,0)+ROWS($L$5:$L19)-1),\"\")","v":""},null,"","",null,0,0,"15","A1Program SpecificAllAll5PG&E1-in-2WORST DAY815",0,{"$f":"INDEX(load_multipliers, $T19+MATCH(program&category&subcategory&year&VLOOKUP(month,months,2,FALSE)&daytype&$R19,load_multipliers_key,0),MATCH(U$4,load_multipliers_x,0))","v":1},{"$f":"INDEX(load_multipliers, $T19+MATCH(program&category&subcategory&year&VLOOKUP(month,months,2,FALSE)&daytype&$R19,load_multipliers_key,0),MATCH(V$4,load_multipliers_x,0))","v":1},null,null,null,null,{"$f":"IF(ROWS($AB$14:$AB19) <=COUNTIF(X:X,program_slice),INDEX($Y:$Y,MATCH(program_slice,X:X,0)+ROWS($AB$14:$AB19)-1),\"\")","v":""},null,"15",0,{"$f":"INDEX(load_multipliers, --AND(AE$3>=3,AE$3<=10)*$AD19+MATCH(program_slice&category_slice&subcategory_slice&year_slice&AE$3&daytype_slice&$AC19,load_multipliers_key,0),MATCH($AE$2,load_multipliers_x,0))","v":1},{"$f":"INDEX(load_multipliers, --AND(AF$3>=3,AF$3<=10)*$AD19+MATCH(program_slice&category_slice&subcategory_slice&year_slice&AF$3&daytype_slice&$AC19,load_multipliers_key,0),MATCH($AE$2,load_multipliers_x,0))","v":1},{"$f":"INDEX(load_multipliers, --AND(AG$3>=3,AG$3<=10)*$AD19+MATCH(program_slice&category_slice&subcategory_slice&year_slice&AG$3&daytype_slice&$AC19,load_multipliers_key,0),MATCH($AE$2,load_multipliers_x,0))","v":1},{"$f":"INDEX(load_multipliers, --AND(AH$3>=3,AH$3<=10)*$AD19+MATCH(program_slice&category_slice&subcategory_slice&year_slice&AH$3&daytype_slice&$AC19,load_multipliers_key,0),MATCH($AE$2,load_multipliers_x,0))","v":1},{"$f":"INDEX(load_multipliers, --AND(AI$3>=3,AI$3<=10)*$AD19+MATCH(program_slice&category_slice&subcategory_slice&year_slice&AI$3&daytype_slice&$AC19,load_multipliers_key,0),MATCH($AE$2,load_multipliers_x,0))","v":1},{"$f":"INDEX(load_multipliers, --AND(AJ$3>=3,AJ$3<=10)*$AD19+MATCH(program_slice&category_slice&subcategory_slice&year_slice&AJ$3&daytype_slice&$AC19,load_multipliers_key,0),MATCH($AE$2,load_multipliers_x,0))","v":1},{"$f":"INDEX(load_multipliers, --AND(AK$3>=3,AK$3<=10)*$AD19+MATCH(program_slice&category_slice&subcategory_slice&year_slice&AK$3&daytype_slice&$AC19,load_multipliers_key,0),MATCH($AE$2,load_multipliers_x,0))","v":1},{"$f":"INDEX(load_multipliers, --AND(AL$3>=3,AL$3<=10)*$AD19+MATCH(program_slice&category_slice&subcategory_slice&year_slice&AL$3&daytype_slice&$AC19,load_multipliers_key,0),MATCH($AE$2,load_multipliers_x,0))","v":1},{"$f":"INDEX(load_multipliers, --AND(AM$3>=3,AM$3<=10)*$AD19+MATCH(program_slice&category_slice&subcategory_slice&year_slice&AM$3&daytype_slice&$AC19,load_multipliers_key,0),MATCH($AE$2,load_multipliers_x,0))","v":1},{"$f":"INDEX(load_multipliers, --AND(AN$3>=3,AN$3<=10)*$AD19+MATCH(program_slice&category_slice&subcategory_slice&year_slice&AN$3&daytype_slice&$AC19,load_multipliers_key,0),MATCH($AE$2,load_multipliers_x,0))","v":1},{"$f":"INDEX(load_multipliers, --AND(AO$3>=3,AO$3<=10)*$AD19+MATCH(program_slice&category_slice&subcategory_slice&year_slice&AO$3&daytype_slice&$AC19,load_multipliers_key,0),MATCH($AE$2,load_multipliers_x,0))","v":1},{"$f":"INDEX(load_multipliers, --AND(AP$3>=3,AP$3<=10)*$AD19+MATCH(program_slice&category_slice&subcategory_slice&year_slice&AP$3&daytype_slice&$AC19,load_multipliers_key,0),MATCH($AE$2,load_multipliers_x,0))","v":1}]
[{"$f":"COUNTIFS(program_list,\"<>\")","v":8},null,null,null,null,"SubLAP","SLAP_PGKN",null,null,null,{"$f":"IF(ROWS($L$5:$L20) <=COUNTIF(F:F,category),INDEX($G:$G,MATCH(category,F:F,0)+ROWS($L$5:$L20)-1),\"\")","v":""},null,"","",null,0,0,"16","A1Program SpecificAllAll5PG&E1-in-2WORST DAY816",0,{"$f":"INDEX(load_multipliers, $T20+MATCH(program&category&subcategory&year&VLOOKUP(month,months,2,FALSE)&daytype&$R20,load_multipliers_key,0),MATCH(U$4,load_multipliers_x,0))","v":1},{"$f":"INDEX(load_multipliers, $T20+MATCH(program&category&subcategory&year&VLOOKUP(month,months,2,FALSE)&daytype&$R20,load_multipliers_key,0),MATCH(V$4,load_multipliers_x,0))","v":1},null,null,null,null,{"$f":"IF(ROWS($AB$14:$AB20) <=COUNTIF(X:X,program_slice),INDEX($Y:$Y,MATCH(program_slice,X:X,0)+ROWS($AB$14:$AB20)-1),\"\")","v":""},null,"16",0,{"$f":"INDEX(load_multipliers, --AND(AE$3>=3,AE$3<=10)*$AD20+MATCH(program_slice&category_slice&subcategory_slice&year_slice&AE$3&daytype_slice&$AC20,load_multipliers_key,0),MATCH($AE$2,load_multipliers_x,0))","v":1},{"$f":"INDEX(load_multipliers, --AND(AF$3>=3,AF$3<=10)*$AD20+MATCH(program_slice&category_slice&subcategory_slice&year_slice&AF$3&daytype_slice&$AC20,load_multipliers_key,0),MATCH($AE$2,load_multipliers_x,0))","v":1},{"$f":"INDEX(load_multipliers, --AND(AG$3>=3,AG$3<=10)*$AD20+MATCH(program_slice&category_slice&subcategory_slice&year_slice&AG$3&daytype_slice&$AC20,load_multipliers_key,0),MATCH($AE$2,load_multipliers_x,0))","v":1},{"$f":"INDEX(load_multipliers, --AND(AH$3>=3,AH$3<=10)*$AD20+MATCH(program_slice&category_slice&subcategory_slice&year_slice&AH$3&daytype_slice&$AC20,load_multipliers_key,0),MATCH($AE$2,load_multipliers_x,0))","v":1},{"$f":"INDEX(load_multipliers, --AND(AI$3>=3,AI$3<=10)*$AD20+MATCH(program_slice&category_slice&subcategory_slice&year_slice&AI$3&daytype_slice&$AC20,load_multipliers_key,0),MATCH($AE$2,load_multipliers_x,0))","v":1},{"$f":"INDEX(load_multipliers, --AND(AJ$3>=3,AJ$3<=10)*$AD20+MATCH(program_slice&category_slice&subcategory_slice&year_slice&AJ$3&daytype_slice&$AC20,load_multipliers_key,0),MATCH($AE$2,load_multipliers_x,0))","v":1},{"$f":"INDEX(load_multipliers, --AND(AK$3>=3,AK$3<=10)*$AD20+MATCH(program_slice&category_slice&subcategory_slice&year_slice&AK$3&daytype_slice&$AC20,load_multipliers_key,0),MATCH($AE$2,load_multipliers_x,0))","v":1},{"$f":"INDEX(load_multipliers, --AND(AL$3>=3,AL$3<=10)*$AD20+MATCH(program_slice&category_slice&subcategory_slice&year_slice&AL$3&daytype_slice&$AC20,load_multipliers_key,0),MATCH($AE$2,load_multipliers_x,0))","v":1},{"$f":"INDEX(load_multipliers, --AND(AM$3>=3,AM$3<=10)*$AD20+MATCH(program_slice&category_slice&subcategory_slice&year_slice&AM$3&daytype_slice&$AC20,load_multipliers_key,0),MATCH($AE$2,load_multipliers_x,0))","v":1},{"$f":"INDEX(load_multipliers, --AND(AN$3>=3,AN$3<=10)*$AD20+MATCH(program_slice&category_slice&subcategory_slice&year_slice&AN$3&daytype_slice&$AC20,load_multipliers_key,0),MATCH($AE$2,load_multipliers_x,0))","v":1},{"$f":"INDEX(load_multipliers, --AND(AO$3>=3,AO$3<=10)*$AD20+MATCH(program_slice&category_slice&subcategory_slice&year_slice&AO$3&daytype_slice&$AC20,load_multipliers_key,0),MATCH($AE$2,load_multipliers_x,0))","v":1},{"$f":"INDEX(load_multipliers, --AND(AP$3>=3,AP$3<=10)*$AD20+MATCH(program_slice&category_slice&subcategory_slice&year_slice&AP$3&daytype_slice&$AC20,load_multipliers_key,0),MATCH($AE$2,load_multipliers_x,0))","v":1}]
[null,null,null,null,null,"SubLAP","SLAP_PGNB",null,null,null,{"$f":"IF(ROWS($L$5:$L21) <=COUNTIF(F:F,category),INDEX($G:$G,MATCH(category,F:F,0)+ROWS($L$5:$L21)-1),\"\")","v":""},null,"","",null,1,1,"17","A1Program SpecificAllAll5PG&E1-in-2WORST DAY817",0,{"$f":"INDEX(load_multipliers, $T21+MATCH(program&category&subcategory&year&VLOOKUP(month,months,2,FALSE)&daytype&$R21,load_multipliers_key,0),MATCH(U$4,load_multipliers_x,0))","v":1},{"$f":"INDEX(load_multipliers, $T21+MATCH(program&category&subcategory&year&VLOOKUP(month,months,2,FALSE)&daytype&$R21,load_multipliers_key,0),MATCH(V$4,load_multipliers_x,0))","v":1},null,null,null,null,null,null,"17",0,{"$f":"INDEX(load_multipliers, --AND(AE$3>=3,AE$3<=10)*$AD21+MATCH(program_slice&category_slice&subcategory_slice&year_slice&AE$3&daytype_slice&$AC21,load_multipliers_key,0),MATCH($AE$2,load_multipliers_x,0))","v":1},{"$f":"INDEX(load_multipliers, --AND(AF$3>=3,AF$3<=10)*$AD21+MATCH(program_slice&category_slice&subcategory_slice&year_slice&AF$3&daytype_slice&$AC21,load_multipliers_key,0),MATCH($AE$2,load_multipliers_x,0))","v":1},{"$f":"INDEX(load_multipliers, --AND(AG$3>=3,AG$3<=10)*$AD21+MATCH(program_slice&category_slice&subcategory_slice&year_slice&AG$3&daytype_slice&$AC21,load_multipliers_key,0),MATCH($AE$2,load_multipliers_x,0))","v":1},{"$f":"INDEX(load_multipliers, --AND(AH$3>=3,AH$3<=10)*$AD21+MATCH(program_slice&category_slice&subcategory_slice&year_slice&AH$3&daytype_slice&$AC21,load_multipliers_key,0),MATCH($AE$2,load_multipliers_x,0))","v":1},{"$f":"INDEX(load_multipliers, --AND(AI$3>=3,AI$3<=10)*$AD21+MATCH(program_slice&category_slice&subcategory_slice&year_slice&AI$3&daytype_slice&$AC21,load_multipliers_key,0),MATCH($AE$2,load_multipliers_x,0))","v":1},{"$f":"INDEX(load_multipliers, --AND(AJ$3>=3,AJ$3<=10)*$AD21+MATCH(program_slice&category_slice&subcategory_slice&year_slice&AJ$3&daytype_slice&$AC21,load_multipliers_key,0),MATCH($AE$2,load_multipliers_x,0))","v":1},{"$f":"INDEX(load_multipliers, --AND(AK$3>=3,AK$3<=10)*$AD21+MATCH(program_slice&category_slice&subcategory_slice&year_slice&AK$3&daytype_slice&$AC21,load_multipliers_key,0),MATCH($AE$2,load_multipliers_x,0))","v":1},{"$f":"INDEX(load_multipliers, --AND(AL$3>=3,AL$3<=10)*$AD21+MATCH(program_slice&category_slice&subcategory_slice&year_slice&AL$3&daytype_slice&$AC21,load_multipliers_key,0),MATCH($AE$2,load_multipliers_x,0))","v":1},{"$f":"INDEX(load_multipliers, --AND(AM$3>=3,AM$3<=10)*$AD21+MATCH(program_slice&category_slice&subcategory_slice&year_slice&AM$3&daytype_slice&$AC21,load_multipliers_key,0),MATCH($AE$2,load_multipliers_x,0))","v":1},{"$f":"INDEX(load_multipliers, --AND(AN$3>=3,AN$3<=10)*$AD21+MATCH(program_slice&category_slice&subcategory_slice&year_slice&AN$3&daytype_slice&$AC21,load_multipliers_key,0),MATCH($AE$2,load_multipliers_x,0))","v":1},{"$f":"INDEX(load_multipliers, --AND(AO$3>=3,AO$3<=10)*$AD21+MATCH(program_slice&category_slice&subcategory_slice&year_slice&AO$3&daytype_slice&$AC21,load_multipliers_key,0),MATCH($AE$2,load_multipliers_x,0))","v":1},{"$f":"INDEX(load_multipliers, --AND(AP$3>=3,AP$3<=10)*$AD21+MATCH(program_slice&category_slice&subcategory_slice&year_slice&AP$3&daytype_slice&$AC21,load_multipliers_key,0),MATCH($AE$2,load_multipliers_x,0))","v":1}]
["Year ct",null,null,null,null,"SubLAP","SLAP_PGNC",null,null,null,{"$f":"IF(ROWS($L$5:$L22) <=COUNTIF(F:F,category),INDEX($G:$G,MATCH(category,F:F,0)+ROWS($L$5:$L22)-1),\"\")","v":""},null,"","",null,1,1,"18","A1Program SpecificAllAll5PG&E1-in-2WORST DAY818",0,{"$f":"INDEX(load_multipliers, $T22+MATCH(program&category&subcategory&year&VLOOKUP(month,months,2,FALSE)&daytype&$R22,load_multipliers_key,0),MATCH(U$4,load_multipliers_x,0))","v":1},{"$f":"INDEX(load_multipliers, $T22+MATCH(program&category&subcategory&year&VLOOKUP(month,months,2,FALSE)&daytype&$R22,load_multipliers_key,0),MATCH(V$4,load_multipliers_x,0))","v":1},null,null,null,null,null,null,"18",0,{"$f":"INDEX(load_multipliers, --AND(AE$3>=3,AE$3<=10)*$AD22+MATCH(program_slice&category_slice&subcategory_slice&year_slice&AE$3&daytype_slice&$AC22,load_multipliers_key,0),MATCH($AE$2,load_multipliers_x,0))","v":1},{"$f":"INDEX(load_multipliers, --AND(AF$3>=3,AF$3<=10)*$AD22+MATCH(program_slice&category_slice&subcategory_slice&year_slice&AF$3&daytype_slice&$AC22,load_multipliers_key,0),MATCH($AE$2,load_multipliers_x,0))","v":1},{"$f":"INDEX(load_multipliers, --AND(AG$3>=3,AG$3<=10)*$AD22+MATCH(program_slice&category_slice&subcategory_slice&year_slice&AG$3&daytype_slice&$AC22,load_multipliers_key,0),MATCH($AE$2,load_multipliers_x,0))","v":1},{"$f":"INDEX(load_multipliers, --AND(AH$3>=3,AH$3<=10)*$AD22+MATCH(program_slice&category_slice&subcategory_slice&year_slice&AH$3&daytype_slice&$AC22,load_multipliers_key,0),MATCH($AE$2,load_multipliers_x,0))","v":1},{"$f":"INDEX(load_multipliers, --AND(AI$3>=3,AI$3<=10)*$AD22+MATCH(program_slice&category_slice&subcategory_slice&year_slice&AI$3&daytype_slice&$AC22,load_multipliers_key,0),MATCH($AE$2,load_multipliers_x,0))","v":1},{"$f":"INDEX(load_multipliers, --AND(AJ$3>=3,AJ$3<=10)*$AD22+MATCH(program_slice&category_slice&subcategory_slice&year_slice&AJ$3&daytype_slice&$AC22,load_multipliers_key,0),MATCH($AE$2,load_multipliers_x,0))","v":1},{"$f":"INDEX(load_multipliers, --AND(AK$3>=3,AK$3<=10)*$AD22+MATCH(program_slice&category_slice&subcategory_slice&year_slice&AK$3&daytype_slice&$AC22,load_multipliers_key,0),MATCH($AE$2,load_multipliers_x,0))","v":1},{"$f":"INDEX(load_multipliers, --AND(AL$3>=3,AL$3<=10)*$AD22+MATCH(program_slice&category_slice&subcategory_slice&year_slice&AL$3&daytype_slice&$AC22,load_multipliers_key,0),MATCH($AE$2,load_multipliers_x,0))","v":1},{"$f":"INDEX(load_multipliers, --AND(AM$3>=3,AM$3<=10)*$AD22+MATCH(program_slice&category_slice&subcategory_slice&year_slice&AM$3&daytype_slice&$AC22,load_multipliers_key,0),MATCH($AE$2,load_multipliers_x,0))","v":1},{"$f":"INDEX(load_multipliers, --AND(AN$3>=3,AN$3<=10)*$AD22+MATCH(program_slice&category_slice&subcategory_slice&year_slice&AN$3&daytype_slice&$AC22,load_multipliers_key,0),MATCH($AE$2,load_multipliers_x,0))","v":1},{"$f":"INDEX(load_multipliers, --AND(AO$3>=3,AO$3<=10)*$AD22+MATCH(program_slice&category_slice&subcategory_slice&year_slice&AO$3&daytype_slice&$AC22,load_multipliers_key,0),MATCH($AE$2,load_multipliers_x,0))","v":1},{"$f":"INDEX(load_multipliers, --AND(AP$3>=3,AP$3<=10)*$AD22+MATCH(program_slice&category_slice&subcategory_slice&year_slice&AP$3&daytype_slice&$AC22,load_multipliers_key,0),MATCH($AE$2,load_multipliers_x,0))","v":1}]
[{"$f":"COUNTIFS(years_list,\"<>\")","v":3},null,"Year",null,null,"SubLAP","SLAP_PGNP",null,null,null,{"$f":"IF(ROWS($L$5:$L23) <=COUNTIF(F:F,category),INDEX($G:$G,MATCH(category,F:F,0)+ROWS($L$5:$L23)-1),\"\")","v":""},null,"","",null,1,1,"19","A1Program SpecificAllAll5PG&E1-in-2WORST DAY819",0,{"$f":"INDEX(load_multipliers, $T23+MATCH(program&category&subcategory&year&VLOOKUP(month,months,2,FALSE)&daytype&$R23,load_multipliers_key,0),MATCH(U$4,load_multipliers_x,0))","v":1},{"$f":"INDEX(load_multipliers, $T23+MATCH(program&category&subcategory&year&VLOOKUP(month,months,2,FALSE)&daytype&$R23,load_multipliers_key,0),MATCH(V$4,load_multipliers_x,0))","v":1},null,null,null,null,null,null,"19",0,{"$f":"INDEX(load_multipliers, --AND(AE$3>=3,AE$3<=10)*$AD23+MATCH(program_slice&category_slice&subcategory_slice&year_slice&AE$3&daytype_slice&$AC23,load_multipliers_key,0),MATCH($AE$2,load_multipliers_x,0))","v":1},{"$f":"INDEX(load_multipliers, --AND(AF$3>=3,AF$3<=10)*$AD23+MATCH(program_slice&category_slice&subcategory_slice&year_slice&AF$3&daytype_slice&$AC23,load_multipliers_key,0),MATCH($AE$2,load_multipliers_x,0))","v":1},{"$f":"INDEX(load_multipliers, --AND(AG$3>=3,AG$3<=10)*$AD23+MATCH(program_slice&category_slice&subcategory_slice&year_slice&AG$3&daytype_slice&$AC23,load_multipliers_key,0),MATCH($AE$2,load_multipliers_x,0))","v":1},{"$f":"INDEX(load_multipliers, --AND(AH$3>=3,AH$3<=10)*$AD23+MATCH(program_slice&category_slice&subcategory_slice&year_slice&AH$3&daytype_slice&$AC23,load_multipliers_key,0),MATCH($AE$2,load_multipliers_x,0))","v":1},{"$f":"INDEX(load_multipliers, --AND(AI$3>=3,AI$3<=10)*$AD23+MATCH(program_slice&category_slice&subcategory_slice&year_slice&AI$3&daytype_slice&$AC23,load_multipliers_key,0),MATCH($AE$2,load_multipliers_x,0))","v":1},{"$f":"INDEX(load_multipliers, --AND(AJ$3>=3,AJ$3<=10)*$AD23+MATCH(program_slice&category_slice&subcategory_slice&year_slice&AJ$3&daytype_slice&$AC23,load_multipliers_key,0),MATCH($AE$2,load_multipliers_x,0))","v":1},{"$f":"INDEX(load_multipliers, --AND(AK$3>=3,AK$3<=10)*$AD23+MATCH(program_slice&category_slice&subcategory_slice&year_slice&AK$3&daytype_slice&$AC23,load_multipliers_key,0),MATCH($AE$2,load_multipliers_x,0))","v":1},{"$f":"INDEX(load_multipliers, --AND(AL$3>=3,AL$3<=10)*$AD23+MATCH(program_slice&category_slice&subcategory_slice&year_slice&AL$3&daytype_slice&$AC23,load_multipliers_key,0),MATCH($AE$2,load_multipliers_x,0))","v":1},{"$f":"INDEX(load_multipliers, --AND(AM$3>=3,AM$3<=10)*$AD23+MATCH(program_slice&category_slice&subcategory_slice&year_slice&AM$3&daytype_slice&$AC23,load_multipliers_key,0),MATCH($AE$2,load_multipliers_x,0))","v":1},{"$f":"INDEX(load_multipliers, --AND(AN$3>=3,AN$3<=10)*$AD23+MATCH(program_slice&category_slice&subcategory_slice&year_slice&AN$3&daytype_slice&$AC23,load_multipliers_key,0),MATCH($AE$2,load_multipliers_x,0))","v":1},{"$f":"INDEX(load_multipliers, --AND(AO$3>=3,AO$3<=10)*$AD23+MATCH(program_slice&category_slice&subcategory_slice&year_slice&AO$3&daytype_slice&$AC23,load_multipliers_key,0),MATCH($AE$2,load_multipliers_x,0))","v":1},{"$f":"INDEX(load_multipliers, --AND(AP$3>=3,AP$3<=10)*$AD23+MATCH(program_slice&category_slice&subcategory_slice&year_slice&AP$3&daytype_slice&$AC23,load_multipliers_key,0),MATCH($AE$2,load_multipliers_x,0))","v":1}]
[null,null,2025,null,null,"SubLAP","SLAP_PGP2",null,null,null,{"$f":"IF(ROWS($L$5:$L24) <=COUNTIF(F:F,category),INDEX($G:$G,MATCH(category,F:F,0)+ROWS($L$5:$L24)-1),\"\")","v":""},null,"","",null,1,1,"20","A1Program SpecificAllAll5PG&E1-in-2WORST DAY820",0,{"$f":"INDEX(load_multipliers, $T24+MATCH(program&category&subcategory&year&VLOOKUP(month,months,2,FALSE)&daytype&$R24,load_multipliers_key,0),MATCH(U$4,load_multipliers_x,0))","v":1},{"$f":"INDEX(load_multipliers, $T24+MATCH(program&category&subcategory&year&VLOOKUP(month,months,2,FALSE)&daytype&$R24,load_multipliers_key,0),MATCH(V$4,load_multipliers_x,0))","v":1},null,null,null,null,null,null,"20",0,{"$f":"INDEX(load_multipliers, --AND(AE$3>=3,AE$3<=10)*$AD24+MATCH(program_slice&category_slice&subcategory_slice&year_slice&AE$3&daytype_slice&$AC24,load_multipliers_key,0),MATCH($AE$2,load_multipliers_x,0))","v":1},{"$f":"INDEX(load_multipliers, --AND(AF$3>=3,AF$3<=10)*$AD24+MATCH(program_slice&category_slice&subcategory_slice&year_slice&AF$3&daytype_slice&$AC24,load_multipliers_key,0),MATCH($AE$2,load_multipliers_x,0))","v":1},{"$f":"INDEX(load_multipliers, --AND(AG$3>=3,AG$3<=10)*$AD24+MATCH(program_slice&category_slice&subcategory_slice&year_slice&AG$3&daytype_slice&$AC24,load_multipliers_key,0),MATCH($AE$2,load_multipliers_x,0))","v":1},{"$f":"INDEX(load_multipliers, --AND(AH$3>=3,AH$3<=10)*$AD24+MATCH(program_slice&category_slice&subcategory_slice&year_slice&AH$3&daytype_slice&$AC24,load_multipliers_key,0),MATCH($AE$2,load_multipliers_x,0))","v":1},{"$f":"INDEX(load_multipliers, --AND(AI$3>=3,AI$3<=10)*$AD24+MATCH(program_slice&category_slice&subcategory_slice&year_slice&AI$3&daytype_slice&$AC24,load_multipliers_key,0),MATCH($AE$2,load_multipliers_x,0))","v":1},{"$f":"INDEX(load_multipliers, --AND(AJ$3>=3,AJ$3<=10)*$AD24+MATCH(program_slice&category_slice&subcategory_slice&year_slice&AJ$3&daytype_slice&$AC24,load_multipliers_key,0),MATCH($AE$2,load_multipliers_x,0))","v":1},{"$f":"INDEX(load_multipliers, --AND(AK$3>=3,AK$3<=10)*$AD24+MATCH(program_slice&category_slice&subcategory_slice&year_slice&AK$3&daytype_slice&$AC24,load_multipliers_key,0),MATCH($AE$2,load_multipliers_x,0))","v":1},{"$f":"INDEX(load_multipliers, --AND(AL$3>=3,AL$3<=10)*$AD24+MATCH(program_slice&category_slice&subcategory_slice&year_slice&AL$3&daytype_slice&$AC24,load_multipliers_key,0),MATCH($AE$2,load_multipliers_x,0))","v":1},{"$f":"INDEX(load_multipliers, --AND(AM$3>=3,AM$3<=10)*$AD24+MATCH(program_slice&category_slice&subcategory_slice&year_slice&AM$3&daytype_slice&$AC24,load_multipliers_key,0),MATCH($AE$2,load_multipliers_x,0))","v":1},{"$f":"INDEX(load_multipliers, --AND(AN$3>=3,AN$3<=10)*$AD24+MATCH(program_slice&category_slice&subcategory_slice&year_slice&AN$3&daytype_slice&$AC24,load_multipliers_key,0),MATCH($AE$2,load_multipliers_x,0))","v":1},{"$f":"INDEX(load_multipliers, --AND(AO$3>=3,AO$3<=10)*$AD24+MATCH(program_slice&category_slice&subcategory_slice&year_slice&AO$3&daytype_slice&$AC24,load_multipliers_key,0),MATCH($AE$2,load_multipliers_x,0))","v":1},{"$f":"INDEX(load_multipliers, --AND(AP$3>=3,AP$3<=10)*$AD24+MATCH(program_slice&category_slice&subcategory_slice&year_slice&AP$3&daytype_slice&$AC24,load_multipliers_key,0),MATCH($AE$2,load_multipliers_x,0))","v":1}]
[null,null,2026,null,null,"SubLAP","SLAP_PGSB",null,null,null,{"$f":"IF(ROWS($L$5:$L25) <=COUNTIF(F:F,category),INDEX($G:$G,MATCH(category,F:F,0)+ROWS($L$5:$L25)-1),\"\")","v":""},null,null,null,null,1,1,"21","A1Program SpecificAllAll5PG&E1-in-2WORST DAY821",0,{"$f":"INDEX(load_multipliers, $T25+MATCH(program&category&subcategory&year&VLOOKUP(month,months,2,FALSE)&daytype&$R25,load_multipliers_key,0),MATCH(U$4,load_multipliers_x,0))","v":1},{"$f":"INDEX(load_multipliers, $T25+MATCH(program&category&subcategory&year&VLOOKUP(month,months,2,FALSE)&daytype&$R25,load_multipliers_key,0),MATCH(V$4,load_multipliers_x,0))","v":1},null,null,null,null,null,null,"21",0,{"$f":"INDEX(load_multipliers, --AND(AE$3>=3,AE$3<=10)*$AD25+MATCH(program_slice&category_slice&subcategory_slice&year_slice&AE$3&daytype_slice&$AC25,load_multipliers_key,0),MATCH($AE$2,load_multipliers_x,0))","v":1},{"$f":"INDEX(load_multipliers, --AND(AF$3>=3,AF$3<=10)*$AD25+MATCH(program_slice&category_slice&subcategory_slice&year_slice&AF$3&daytype_slice&$AC25,load_multipliers_key,0),MATCH($AE$2,load_multipliers_x,0))","v":1},{"$f":"INDEX(load_multipliers, --AND(AG$3>=3,AG$3<=10)*$AD25+MATCH(program_slice&category_slice&subcategory_slice&year_slice&AG$3&daytype_slice&$AC25,load_multipliers_key,0),MATCH($AE$2,load_multipliers_x,0))","v":1},{"$f":"INDEX(load_multipliers, --AND(AH$3>=3,AH$3<=10)*$AD25+MATCH(program_slice&category_slice&subcategory_slice&year_slice&AH$3&daytype_slice&$AC25,load_multipliers_key,0),MATCH($AE$2,load_multipliers_x,0))","v":1},{"$f":"INDEX(load_multipliers, --AND(AI$3>=3,AI$3<=10)*$AD25+MATCH(program_slice&category_slice&subcategory_slice&year_slice&AI$3&daytype_slice&$AC25,load_multipliers_key,0),MATCH($AE$2,load_multipliers_x,0))","v":1},{"$f":"INDEX(load_multipliers, --AND(AJ$3>=3,AJ$3<=10)*$AD25+MATCH(program_slice&category_slice&subcategory_slice&year_slice&AJ$3&daytype_slice&$AC25,load_multipliers_key,0),MATCH($AE$2,load_multipliers_x,0))","v":1},{"$f":"INDEX(load_multipliers, --AND(AK$3>=3,AK$3<=10)*$AD25+MATCH(program_slice&category_slice&subcategory_slice&year_slice&AK$3&daytype_slice&$AC25,load_multipliers_key,0),MATCH($AE$2,load_multipliers_x,0))","v":1},{"$f":"INDEX(load_multipliers, --AND(AL$3>=3,AL$3<=10)*$AD25+MATCH(program_slice&category_slice&subcategory_slice&year_slice&AL$3&daytype_slice&$AC25,load_multipliers_key,0),MATCH($AE$2,load_multipliers_x,0))","v":1},{"$f":"INDEX(load_multipliers, --AND(AM$3>=3,AM$3<=10)*$AD25+MATCH(program_slice&category_slice&subcategory_slice&year_slice&AM$3&daytype_slice&$AC25,load_multipliers_key,0),MATCH($AE$2,load_multipliers_x,0))","v":1},{"$f":"INDEX(load_multipliers, --AND(AN$3>=3,AN$3<=10)*$AD25+MATCH(program_slice&category_slice&subcategory_slice&year_slice&AN$3&daytype_slice&$AC25,load_multipliers_key,0),MATCH($AE$2,load_multipliers_x,0))","v":1},{"$f":"INDEX(load_multipliers, --AND(AO$3>=3,AO$3<=10)*$AD25+MATCH(program_slice&category_slice&subcategory_slice&year_slice&AO$3&daytype_slice&$AC25,load_multipliers_key,0),MATCH($AE$2,load_multipliers_x,0))","v":1},{"$f":"INDEX(load_multipliers, --AND(AP$3>=3,AP$3<=10)*$AD25+MATCH(program_slice&category_slice&subcategory_slice&year_slice&AP$3&daytype_slice&$AC25,load_multipliers_key,0),MATCH($AE$2,load_multipliers_x,0))","v":1}]
[null,null,2027,null,null,"SubLAP","SLAP_PGSF",null,null,null,{"$f":"IF(ROWS($L$5:$L26) <=COUNTIF(F:F,category),INDEX($G:$G,MATCH(category,F:F,0)+ROWS($L$5:$L26)-1),\"\")","v":""},null,null,null,null,0,0,"22","A1Program SpecificAllAll5PG&E1-in-2WORST DAY822",0,{"$f":"INDEX(load_multipliers, $T26+MATCH(program&category&subcategory&year&VLOOKUP(month,months,2,FALSE)&daytype&$R26,load_multipliers_key,0),MATCH(U$4,load_multipliers_x,0))","v":1},{"$f":"INDEX(load_multipliers, $T26+MATCH(program&category&subcategory&year&VLOOKUP(month,months,2,FALSE)&daytype&$R26,load_multipliers_key,0),MATCH(V$4,load_multipliers_x,0))","v":1},null,null,null,null,null,null,"22",0,{"$f":"INDEX(load_multipliers, --AND(AE$3>=3,AE$3<=10)*$AD26+MATCH(program_slice&category_slice&subcategory_slice&year_slice&AE$3&daytype_slice&$AC26,load_multipliers_key,0),MATCH($AE$2,load_multipliers_x,0))","v":1},{"$f":"INDEX(load_multipliers, --AND(AF$3>=3,AF$3<=10)*$AD26+MATCH(program_slice&category_slice&subcategory_slice&year_slice&AF$3&daytype_slice&$AC26,load_multipliers_key,0),MATCH($AE$2,load_multipliers_x,0))","v":1},{"$f":"INDEX(load_multipliers, --AND(AG$3>=3,AG$3<=10)*$AD26+MATCH(program_slice&category_slice&subcategory_slice&year_slice&AG$3&daytype_slice&$AC26,load_multipliers_key,0),MATCH($AE$2,load_multipliers_x,0))","v":1},{"$f":"INDEX(load_multipliers, --AND(AH$3>=3,AH$3<=10)*$AD26+MATCH(program_slice&category_slice&subcategory_slice&year_slice&AH$3&daytype_slice&$AC26,load_multipliers_key,0),MATCH($AE$2,load_multipliers_x,0))","v":1},{"$f":"INDEX(load_multipliers, --AND(AI$3>=3,AI$3<=10)*$AD26+MATCH(program_slice&category_slice&subcategory_slice&year_slice&AI$3&daytype_slice&$AC26,load_multipliers_key,0),MATCH($AE$2,load_multipliers_x,0))","v":1},{"$f":"INDEX(load_multipliers, --AND(AJ$3>=3,AJ$3<=10)*$AD26+MATCH(program_slice&category_slice&subcategory_slice&year_slice&AJ$3&daytype_slice&$AC26,load_multipliers_key,0),MATCH($AE$2,load_multipliers_x,0))","v":1},{"$f":"INDEX(load_multipliers, --AND(AK$3>=3,AK$3<=10)*$AD26+MATCH(program_slice&category_slice&subcategory_slice&year_slice&AK$3&daytype_slice&$AC26,load_multipliers_key,0),MATCH($AE$2,load_multipliers_x,0))","v":1},{"$f":"INDEX(load_multipliers, --AND(AL$3>=3,AL$3<=10)*$AD26+MATCH(program_slice&category_slice&subcategory_slice&year_slice&AL$3&daytype_slice&$AC26,load_multipliers_key,0),MATCH($AE$2,load_multipliers_x,0))","v":1},{"$f":"INDEX(load_multipliers, --AND(AM$3>=3,AM$3<=10)*$AD26+MATCH(program_slice&category_slice&subcategory_slice&year_slice&AM$3&daytype_slice&$AC26,load_multipliers_key,0),MATCH($AE$2,load_multipliers_x,0))","v":1},{"$f":"INDEX(load_multipliers, --AND(AN$3>=3,AN$3<=10)*$AD26+MATCH(program_slice&category_slice&subcategory_slice&year_slice&AN$3&daytype_slice&$AC26,load_multipliers_key,0),MATCH($AE$2,load_multipliers_x,0))","v":1},{"$f":"INDEX(load_multipliers, --AND(AO$3>=3,AO$3<=10)*$AD26+MATCH(program_slice&category_slice&subcategory_slice&year_slice&AO$3&daytype_slice&$AC26,load_multipliers_key,0),MATCH($AE$2,load_multipliers_x,0))","v":1},{"$f":"INDEX(load_multipliers, --AND(AP$3>=3,AP$3<=10)*$AD26+MATCH(program_slice&category_slice&subcategory_slice&year_slice&AP$3&daytype_slice&$AC26,load_multipliers_key,0),MATCH($AE$2,load_multipliers_x,0))","v":1}]
[null,null,null,null,null,"SubLAP","SLAP_PGSI",null,null,null,{"$f":"IF(ROWS($L$5:$L27) <=COUNTIF(F:F,category),INDEX($G:$G,MATCH(category,F:F,0)+ROWS($L$5:$L27)-1),\"\")","v":""},null,null,null,null,0,0,"23","A1Program SpecificAllAll5PG&E1-in-2WORST DAY823",0,{"$f":"INDEX(load_multipliers, $T27+MATCH(program&category&subcategory&year&VLOOKUP(month,months,2,FALSE)&daytype&$R27,load_multipliers_key,0),MATCH(U$4,load_multipliers_x,0))","v":1},{"$f":"INDEX(load_multipliers, $T27+MATCH(program&category&subcategory&year&VLOOKUP(month,months,2,FALSE)&daytype&$R27,load_multipliers_key,0),MATCH(V$4,load_multipliers_x,0))","v":1},null,null,null,null,null,null,"23",0,{"$f":"INDEX(load_multipliers, --AND(AE$3>=3,AE$3<=10)*$AD27+MATCH(program_slice&category_slice&subcategory_slice&year_slice&AE$3&daytype_slice&$AC27,load_multipliers_key,0),MATCH($AE$2,load_multipliers_x,0))","v":1},{"$f":"INDEX(load_multipliers, --AND(AF$3>=3,AF$3<=10)*$AD27+MATCH(program_slice&category_slice&subcategory_slice&year_slice&AF$3&daytype_slice&$AC27,load_multipliers_key,0),MATCH($AE$2,load_multipliers_x,0))","v":1},{"$f":"INDEX(load_multipliers, --AND(AG$3>=3,AG$3<=10)*$AD27+MATCH(program_slice&category_slice&subcategory_slice&year_slice&AG$3&daytype_slice&$AC27,load_multipliers_key,0),MATCH($AE$2,load_multipliers_x,0))","v":1},{"$f":"INDEX(load_multipliers, --AND(AH$3>=3,AH$3<=10)*$AD27+MATCH(program_slice&category_slice&subcategory_slice&year_slice&AH$3&daytype_slice&$AC27,load_multipliers_key,0),MATCH($AE$2,load_multipliers_x,0))","v":1},{"$f":"INDEX(load_multipliers, --AND(AI$3>=3,AI$3<=10)*$AD27+MATCH(program_slice&category_slice&subcategory_slice&year_slice&AI$3&daytype_slice&$AC27,load_multipliers_key,0),MATCH($AE$2,load_multipliers_x,0))","v":1},{"$f":"INDEX(load_multipliers, --AND(AJ$3>=3,AJ$3<=10)*$AD27+MATCH(program_slice&category_slice&subcategory_slice&year_slice&AJ$3&daytype_slice&$AC27,load_multipliers_key,0),MATCH($AE$2,load_multipliers_x,0))","v":1},{"$f":"INDEX(load_multipliers, --AND(AK$3>=3,AK$3<=10)*$AD27+MATCH(program_slice&category_slice&subcategory_slice&year_slice&AK$3&daytype_slice&$AC27,load_multipliers_key,0),MATCH($AE$2,load_multipliers_x,0))","v":1},{"$f":"INDEX(load_multipliers, --AND(AL$3>=3,AL$3<=10)*$AD27+MATCH(program_slice&category_slice&subcategory_slice&year_slice&AL$3&daytype_slice&$AC27,load_multipliers_key,0),MATCH($AE$2,load_multipliers_x,0))","v":1},{"$f":"INDEX(load_multipliers, --AND(AM$3>=3,AM$3<=10)*$AD27+MATCH(program_slice&category_slice&subcategory_slice&year_slice&AM$3&daytype_slice&$AC27,load_multipliers_key,0),MATCH($AE$2,load_multipliers_x,0))","v":1},{"$f":"INDEX(load_multipliers, --AND(AN$3>=3,AN$3<=10)*$AD27+MATCH(program_slice&category_slice&subcategory_slice&year_slice&AN$3&daytype_slice&$AC27,load_multipliers_key,0),MATCH($AE$2,load_multipliers_x,0))","v":1},{"$f":"INDEX(load_multipliers, --AND(AO$3>=3,AO$3<=10)*$AD27+MATCH(program_slice&category_slice&subcategory_slice&year_slice&AO$3&daytype_slice&$AC27,load_multipliers_key,0),MATCH($AE$2,load_multipliers_x,0))","v":1},{"$f":"INDEX(load_multipliers, --AND(AP$3>=3,AP$3<=10)*$AD27+MATCH(program_slice&category_slice&subcategory_slice&year_slice&AP$3&daytype_slice&$AC27,load_multipliers_key,0),MATCH($AE$2,load_multipliers_x,0))","v":1}]
[null,null,null,null,null,"SubLAP","SLAP_PGST",null,null,null,{"$f":"IF(ROWS($L$5:$L19) <=COUNTIF(F:F,category),INDEX($G:$G,MATCH(category,F:F,0)+ROWS($L$5:$L19)-1),\"\")","v":""},null,null,null,null,0,0,"24","A1Program SpecificAllAll5PG&E1-in-2WORST DAY824",{"$f":"--(T$3=1)*-23","v":0},{"$f":"INDEX(load_multipliers, $T28+MATCH(program&category&subcategory&year&VLOOKUP(month,months,2,FALSE)&daytype&$R28,load_multipliers_key,0),MATCH(U$4,load_multipliers_x,0))","v":1},{"$f":"INDEX(load_multipliers, $T28+MATCH(program&category&subcategory&year&VLOOKUP(month,months,2,FALSE)&daytype&$R28,load_multipliers_key,0),MATCH(V$4,load_multipliers_x,0))","v":1},null,null,null,null,null,null,"24",{"$f":"--(AD$3=1)*-23","v":0},{"$f":"INDEX(load_multipliers, --AND(AE$3>=3,AE$3<=10)*$AD28+MATCH(program_slice&category_slice&subcategory_slice&year_slice&AE$3&daytype_slice&$AC28,load_multipliers_key,0),MATCH($AE$2,load_multipliers_x,0))","v":1},{"$f":"INDEX(load_multipliers, --AND(AF$3>=3,AF$3<=10)*$AD28+MATCH(program_slice&category_slice&subcategory_slice&year_slice&AF$3&daytype_slice&$AC28,load_multipliers_key,0),MATCH($AE$2,load_multipliers_x,0))","v":1},{"$f":"INDEX(load_multipliers, --AND(AG$3>=3,AG$3<=10)*$AD28+MATCH(program_slice&category_slice&subcategory_slice&year_slice&AG$3&daytype_slice&$AC28,load_multipliers_key,0),MATCH($AE$2,load_multipliers_x,0))","v":1},{"$f":"INDEX(load_multipliers, --AND(AH$3>=3,AH$3<=10)*$AD28+MATCH(program_slice&category_slice&subcategory_slice&year_slice&AH$3&daytype_slice&$AC28,load_multipliers_key,0),MATCH($AE$2,load_multipliers_x,0))","v":1},{"$f":"INDEX(load_multipliers, --AND(AI$3>=3,AI$3<=10)*$AD28+MATCH(program_slice&category_slice&subcategory_slice&year_slice&AI$3&daytype_slice&$AC28,load_multipliers_key,0),MATCH($AE$2,load_multipliers_x,0))","v":1},{"$f":"INDEX(load_multipliers, --AND(AJ$3>=3,AJ$3<=10)*$AD28+MATCH(program_slice&category_slice&subcategory_slice&year_slice&AJ$3&daytype_slice&$AC28,load_multipliers_key,0),MATCH($AE$2,load_multipliers_x,0))","v":1},{"$f":"INDEX(load_multipliers, --AND(AK$3>=3,AK$3<=10)*$AD28+MATCH(program_slice&category_slice&subcategory_slice&year_slice&AK$3&daytype_slice&$AC28,load_multipliers_key,0),MATCH($AE$2,load_multipliers_x,0))","v":1},{"$f":"INDEX(load_multipliers, --AND(AL$3>=3,AL$3<=10)*$AD28+MATCH(program_slice&category_slice&subcategory_slice&year_slice&AL$3&daytype_slice&$AC28,load_multipliers_key,0),MATCH($AE$2,load_multipliers_x,0))","v":1},{"$f":"INDEX(load_multipliers, --AND(AM$3>=3,AM$3<=10)*$AD28+MATCH(program_slice&category_slice&subcategory_slice&year_slice&AM$3&daytype_slice&$AC28,load_multipliers_key,0),MATCH($AE$2,load_multipliers_x,0))","v":1},{"$f":"INDEX(load_multipliers, --AND(AN$3>=3,AN$3<=10)*$AD28+MATCH(program_slice&category_slice&subcategory_slice&year_slice&AN$3&daytype_slice&$AC28,load_multipliers_key,0),MATCH($AE$2,load_multipliers_x,0))","v":1},{"$f":"INDEX(load_multipliers, --AND(AO$3>=3,AO$3<=10)*$AD28+MATCH(program_slice&category_slice&subcategory_slice&year_slice&AO$3&daytype_slice&$AC28,load_multipliers_key,0),MATCH($AE$2,load_multipliers_x,0))","v":1},{"$f":"INDEX(load_multipliers, --AND(AP$3>=3,AP$3<=10)*$AD28+MATCH(program_slice&category_slice&subcategory_slice&year_slice&AP$3&daytype_slice&$AC28,load_multipliers_key,0),MATCH($AE$2,load_multipliers_x,0))","v":1}]
[null,null,null,null,null,"SubLAP","SLAP_PGZP"]
[null,null,null,null,null,null,null,null,null,null,"Segment Options (Slice)",null,null,null,null,"Event hours (Common)","Event  hours (Spring)",null,"Value (Slice)"]
[null,null,null,null,null,null,null,null,null,null,{"$f":"IF(ROWS($L$14:$L14) <=COUNTIF(F:F,category_slice),INDEX($G:$G,MATCH(category_slice,F:F,0)+ROWS($L$14:$L14)-1),\"\")","v":"All"},null,null,null,null,0,0,null,{"$f":"program_slice&portfolio_slice&category_slice&subcategory_slice&duration_slice&system_slice&wyear_slice&daytype_slice","v":"A1Program SpecificAllAll5PG&E1-in-2WORST DAY"}]
[null,null,null,null,null,null,null,null,null,null,{"$f":"IF(ROWS($L$14:$L15) <=COUNTIF(F:F,category_slice),INDEX($G:$G,MATCH(category_slice,F:F,0)+ROWS($L$14:$L15)-1),\"\")","v":""},null,null,null,null,0,0]
[null,null,null,null,null,null,null,null,null,null,{"$f":"IF(ROWS($L$14:$L16) <=COUNTIF(F:F,category_slice),INDEX($G:$G,MATCH(category_slice,F:F,0)+ROWS($L$14:$L16)-1),\"\")","v":""},null,null,null,null,0,0]
[null,null,null,null,null,null,null,null,null,null,{"$f":"IF(ROWS($L$14:$L17) <=COUNTIF(F:F,category_slice),INDEX($G:$G,MATCH(category_slice,F:F,0)+ROWS($L$14:$L17)-1),\"\")","v":""},null,null,null,null,0,0]
[null,null,null,null,null,null,null,null,null,null,{"$f":"IF(ROWS($L$14:$L18) <=COUNTIF(F:F,category_slice),INDEX($G:$G,MATCH(category_slice,F:F,0)+ROWS($L$14:$L18)-1),\"\")","v":""},null,null,null,null,0,0]
[null,null,"Months",null,null,null,null,null,null,null,{"$f":"IF(ROWS($L$14:$L19) <=COUNTIF(F:F,category_slice),INDEX($G:$G,MATCH(category_slice,F:F,0)+ROWS($L$14:$L19)-1),\"\")","v":""},null,null,null,null,0,0]
[null,null,{"$f":"IF(daytype = \"TYPICAL EVENT DAY\", \"August\", \"January\")","v":"January"},1,"rahours_spring",null,null,null,null,null,{"$f":"IF(ROWS($L$14:$L20) <=COUNTIF(F:F,category_slice),INDEX($G:$G,MATCH(category_slice,F:F,0)+ROWS($L$14:$L20)-1),\"\")","v":""},null,null,null,null,0,0]
[null,null,{"$f":"IF(daytype = \"TYPICAL EVENT DAY\",\"\", \"February\")","v":"February"},2,"rahours_spring",null,null,null,null,null,{"$f":"IF(ROWS($L$14:$L21) <=COUNTIF(F:F,category_slice),INDEX($G:$G,MATCH(category_slice,F:F,0)+ROWS($L$14:$L21)-1),\"\")","v":""},null,null,null,null,0,0]
[null,null,{"$f":"IF(daytype = \"TYPICAL EVENT DAY\", \"\", \"March\")","v":"March"},3,"rahours_spring",null,null,null,null,null,{"$f":"IF(ROWS($L$14:$L22) <=COUNTIF(F:F,category_slice),INDEX($G:$G,MATCH(category_slice,F:F,0)+ROWS($L$14:$L22)-1),\"\")","v":""},null,null,null,null,0,0]
[null,null,{"$f":"IF(daytype = \"TYPICAL EVENT DAY\", \"\", \"April\")","v":"April"},4,"rahours_spring",null,null,null,null,null,{"$f":"IF(ROWS($L$14:$L23) <=COUNTIF(F:F,category_slice),INDEX($G:$G,MATCH(category_slice,F:F,0)+ROWS($L$14:$L23)-1),\"\")","v":""},null,null,null,null,0,0]
[null,null,{"$f":"IF(daytype = \"TYPICAL EVENT DAY\", \"\", \"May\")","v":"May"},5,"rahours_spring",null,null,null,null,null,{"$f":"IF(ROWS($L$14:$L24) <=COUNTIF(F:F,category_slice),INDEX($G:$G,MATCH(category_slice,F:F,0)+ROWS($L$14:$L24)-1),\"\")","v":""},null,null,null,null,0,0]
[null,null,{"$f":"IF(daytype = \"TYPICAL EVENT DAY\", \"\", \"June\")","v":"June"},6,"rahours_common",null,null,null,null,null,{"$f":"IF(ROWS($L$14:$L25) <=COUNTIF(F:F,category_slice),INDEX($G:$G,MATCH(category_slice,F:F,0)+ROWS($L$14:$L25)-1),\"\")","v":""},null,null,null,null,0,0]
[null,null,{"$f":"IF(daytype = \"TYPICAL EVENT DAY\", \"\", \"July\")","v":"July"},7,"rahours_common",null,null,null,null,null,{"$f":"IF(ROWS($L$14:$L26) <=COUNTIF(F:F,category_slice),INDEX($G:$G,MATCH(category_slice,F:F,0)+ROWS($L$14:$L26)-1),\"\")","v":""},null,null,null,null,0,0]
[null,null,{"$f":"IF(daytype = \"TYPICAL EVENT DAY\", \"\", \"August\")","v":"August"},8,"rahours_common",null,null,null,null,null,{"$f":"IF(ROWS($L$14:$L27) <=COUNTIF(F:F,category_slice),INDEX($G:$G,MATCH(category_slice,F:F,0)+ROWS($L$14:$L27)-1),\"\")","v":""},null,null,null,null,0,0]
[null,null,{"$f":"IF(daytype = \"TYPICAL EVENT DAY\", \"\", \"September\")","v":"September"},9,"rahours_common",null,null,null,null,null,{"$f":"IF(ROWS($L$14:$L28) <=COUNTIF(F:F,category_slice),INDEX($G:$G,MATCH(category_slice,F:F,0)+ROWS($L$14:$L28)-1),\"\")","v":""},null,null,null,null,0,0]
[null,null,{"$f":"IF(daytype = \"TYPICAL EVENT DAY\", \"\", \"October\")","v":"October"},10,"rahours_common",null,null,null,null,null,{"$f":"IF(ROWS($L$14:$L29) <=COUNTIF(F:F,category_slice),INDEX($G:$G,MATCH(category_slice,F:F,0)+ROWS($L$14:$L29)-1),\"\")","v":""},null,null,null,null,0,0]
[null,null,{"$f":"IF(daytype = \"TYPICAL EVENT DAY\", \"\", \"November\")","v":"November"},11,"rahours_spring",null,null,null,null,null,{"$f":"IF(ROWS($L$14:$L30) <=COUNTIF(F:F,category_slice),INDEX($G:$G,MATCH(category_slice,F:F,0)+ROWS($L$14:$L30)-1),\"\")","v":""},null,null,null,null,1,0]
["Key",null,{"$f":"IF(daytype = \"TYPICAL EVENT DAY\", \"\", \"December\")","v":"December"},12,"rahours_spring",null,null,null,null,null,{"$f":"IF(ROWS($L$14:$L31) <=COUNTIF(F:F,category_slice),INDEX($G:$G,MATCH(category_slice,F:F,0)+ROWS($L$14:$L31)-1),\"\")","v":""},null,null,null,null,1,1]
["Code export",null,null,null,null,null,null,null,null,null,{"$f":"IF(ROWS($L$14:$L32) <=COUNTIF(F:F,category_slice),INDEX($G:$G,MATCH(category_slice,F:F,0)+ROWS($L$14:$L32)-1),\"\")","v":""},null,null,null,null,1,1]
["Formula",null,null,null,null,null,null,null,null,null,{"$f":"IF(ROWS($L$14:$L33) <=COUNTIF(F:F,category_slice),INDEX($G:$G,MATCH(category_slice,F:F,0)+ROWS($L$14:$L33)-1),\"\")","v":""},null,null,null,null,1,1]
[null,null,null,null,null,null,null,null,null,null,{"$f":"IF(ROWS($L$14:$L34) <=COUNTIF(F:F,category_slice),INDEX($G:$G,MATCH(category_slice,F:F,0)+ROWS($L$14:$L34)-1),\"\")","v":""},null,null,null,null,1,1]
[null,null,null,null,null,null,null,null,null,null,{"$f":"IF(ROWS($L$14:$L35) <=COUNTIF(F:F,category_slice),INDEX($G:$G,MATCH(category_slice,F:F,0)+ROWS($L$14:$L35)-1),\"\")","v":""},null,null,null,null,0,1]
[null,null,null,null,null,null,null,null,null,null,{"$f":"IF(ROWS($L$14:$L36) <=COUNTIF(F:F,category_slice),INDEX($G:$G,MATCH(category_slice,F:F,0)+ROWS($L$14:$L36)-1),\"\")","v":""},null,null,null,null,0,0]
[null,null,null,null,null,null,null,null,null,null,{"$f":"IF(ROWS($L$14:$L37) <=COUNTIF(F:F,category_slice),INDEX($G:$G,MATCH(category_slice,F:F,0)+ROWS($L$14:$L37)-1),\"\")","v":""},null,null,null,null,0,0]
[]
[null,null,null,null,null,null,null,null,null,null,null,null,null,null,null,"Event hours direct (Common)","Event hours direct (Spring)"]
[null,null,null,null,null,null,null,null,null,null,null,null,null,null,null,0,0]
[null,null,null,null,null,null,null,null,null,null,null,null,null,null,null,0,0]
[null,null,null,null,null,null,null,null,null,null,null,null,null,null,null,0,0]
[null,null,null,null,null,null,null,null,null,null,null,null,null,null,null,0,0]
[null,null,null,null,null,null,null,null,null,null,null,null,null,null,null,0,0]
[null,null,null,null,null,null,null,null,null,null,null,null,null,null,null,0,0]
[null,null,null,null,null,null,null,null,null,null,null,null,null,null,null,0,0]
[null,null,null,null,null,null,null,null,null,null,null,null,null,null,null,0,0]
[null,null,null,null,null,null,null,null,null,null,null,null,null,null,null,0,0]
[null,null,null,null,null,null,null,null,null,null,null,null,null,null,null,0,0]
[null,null,null,null,null,null,null,null,null,null,null,null,null,null,null,0,0]
[null,null,null,null,null,null,null,null,null,null,null,null,null,null,null,0,0]
[null,null,null,null,null,null,null,null,null,null,null,null,null,null,null,0,0]
[null,null,null,null,null,null,null,null,null,null,null,null,null,null,null,0,0]
[null,null,null,null,null,null,null,null,null,null,null,null,null,null,null,0,0]
[null,null,null,null,null,null,null,null,null,null,null,null,null,null,null,0,0]
[null,null,null,null,null,null,null,null,null,null,null,null,null,null,null,0,0]
[null,null,null,null,null,null,null,null,null,null,null,null,null,null,null,1,1]
[null,null,null,null,null,null,null,null,null,null,null,null,null,null,null,1,1]
[null,null,null,null,null,null,null,null,null,null,null,null,null,null,null,1,1]
[null,null,null,null,null,null,null,null,null,null,null,null,null,null,null,0,0]
[null,null,null,null,null,null,null,null,null,null,null,null,null,null,null,0,0]
[null,null,null,null,null,null,null,null,null,null,null,null,null,null,null,0,0]
[null,null,null,null,null,null,null,null,null,null,null,null,null,null,null,0,0]

{"sheet":"Enrollment","index":3,"n_rows":5221,"n_cols":8,"rows_kept":5221,"cut":false,"hidden":true,"merged":[]}
["index","program","category","subcategory","forecastyear","month","sites","confidential"]
["A1AllAll20251","A1","All","All",2025,1,10416,0]
["A1AllAll20252","A1","All","All",2025,2,10489,0]
["A1AllAll20253","A1","All","All",2025,3,10969,0]
["A1AllAll20254","A1","All","All",2025,4,11174,0]
["A1AllAll20255","A1","All","All",2025,5,11400,0]
["A1AllAll20256","A1","All","All",2025,6,11718,0]
["A1AllAll20257","A1","All","All",2025,7,11964,0]
["A1AllAll20258","A1","All","All",2025,8,12119,0]
["A1AllAll20259","A1","All","All",2025,9,12315,0]
["A1AllAll202510","A1","All","All",2025,10,12448,0]
["A1AllAll202511","A1","All","All",2025,11,12449,0]
["A1AllAll202512","A1","All","All",2025,12,12449,0]
["A1AllAll20261","A1","All","All",2026,1,12923,0]
["A1AllAll20262","A1","All","All",2026,2,12902,0]
["A1AllAll20263","A1","All","All",2026,3,12919,0]
["A1AllAll20264","A1","All","All",2026,4,12932,0]
["A1AllAll20265","A1","All","All",2026,5,12943,0]
["A1AllAll20266","A1","All","All",2026,6,12956,0]
["A1AllAll20267","A1","All","All",2026,7,12966,0]
["A1AllAll20268","A1","All","All",2026,8,12979,0]
["A1AllAll20269","A1","All","All",2026,9,12994,0]
["A1AllAll202610","A1","All","All",2026,10,13003,0]
["A1AllAll202611","A1","All","All",2026,11,13018,0]
["A1AllAll202612","A1","All","All",2026,12,13030,0]
["A1AllAll20271","A1","All","All",2027,1,13041,0]
["A1AllAll20272","A1","All","All",2027,2,13056,0]
["A1AllAll20273","A1","All","All",2027,3,13064,0]
["A1AllAll20274","A1","All","All",2027,4,13077,0]
["A1AllAll20275","A1","All","All",2027,5,13093,0]
["A1AllAll20276","A1","All","All",2027,6,13102,0]
["A1AllAll20277","A1","All","All",2027,7,13112,0]
["A1AllAll20278","A1","All","All",2027,8,13124,0]
["A1AllAll20279","A1","All","All",2027,9,13136,0]
["A1AllAll202710","A1","All","All",2027,10,13147,0]
["A1AllAll202711","A1","All","All",2027,11,13162,0]
["A1AllAll202712","A1","All","All",2027,12,13179,0]
["A1LCAGreater Bay Area20251","A1","LCA","Greater Bay Area",2025,1,2042,0]
["A1LCAGreater Bay Area20252","A1","LCA","Greater Bay Area",2025,2,2062,0]
["A1LCAGreater Bay Area20253","A1","LCA","Greater Bay Area",2025,3,2249,0]
["A1LCAGreater Bay Area20254","A1","LCA","Greater Bay Area",2025,4,2265,0]
["A1LCAGreater Bay Area20255","A1","LCA","Greater Bay Area",2025,5,2266,0]
["A1LCAGreater Bay Area20256","A1","LCA","Greater Bay Area",2025,6,2274,0]
["A1LCAGreater Bay Area20257","A1","LCA","Greater Bay Area",2025,7,2347,0]
["A1LCAGreater Bay Area20258","A1","LCA","Greater Bay Area",2025,8,2390,0]
["A1LCAGreater Bay Area20259","A1","LCA","Greater Bay Area",2025,9,2454,0]
["A1LCAGreater Bay Area202510","A1","LCA","Greater Bay Area",2025,10,2493,0]
["A1LCAGreater Bay Area202511","A1","LCA","Greater Bay Area",2025,11,2493,0]
["A1LCAGreater Bay Area202512","A1","LCA","Greater Bay Area",2025,12,2493,0]
["A1LCAGreater Bay Area20261","A1","LCA","Greater Bay Area",2026,1,2645,0]
["A1LCAGreater Bay Area20262","A1","LCA","Greater Bay Area",2026,2,2646,0]
["A1LCAGreater Bay Area20263","A1","LCA","Greater Bay Area",2026,3,2650,0]
["A1LCAGreater Bay Area20264","A1","LCA","Greater Bay Area",2026,4,2653,0]
["A1LCAGreater Bay Area20265","A1","LCA","Greater Bay Area",2026,5,2656,0]
["A1LCAGreater Bay Area20266","A1","LCA","Greater Bay Area",2026,6,2658,0]
["A1LCAGreater Bay Area20267","A1","LCA","Greater Bay Area",2026,7,2659,0]
["A1LCAGreater Bay Area20268","A1","LCA","Greater Bay Area",2026,8,2663,0]
["A1LCAGreater Bay Area20269","A1","LCA","Greater Bay Area",2026,9,2667,0]
["A1LCAGreater Bay Area202610","A1","LCA","Greater Bay Area",2026,10,2668,0]
["A1LCAGreater Bay Area202611","A1","LCA","Greater Bay Area",2026,11,2668,0]
["A1LCAGreater Bay Area202612","A1","LCA","Greater Bay Area",2026,12,2671,0]
["A1LCAGreater Bay Area20271","A1","LCA","Greater Bay Area",2027,1,2676,0]
["A1LCAGreater Bay Area20272","A1","LCA","Greater Bay Area",2027,2,2680,0]
["A1LCAGreater Bay Area20273","A1","LCA","Greater Bay Area",2027,3,2682,0]
["A1LCAGreater Bay Area20274","A1","LCA","Greater Bay Area",2027,4,2683,0]
["A1LCAGreater Bay Area20275","A1","LCA","Greater Bay Area",2027,5,2687,0]
["A1LCAGreater Bay Area20276","A1","LCA","Greater Bay Area",2027,6,2689,0]
["A1LCAGreater Bay Area20277","A1","LCA","Greater Bay Area",2027,7,2690,0]
["A1LCAGreater Bay Area20278","A1","LCA","Greater Bay Area",2027,8,2692,0]
["A1LCAGreater Bay Area20279","A1","LCA","Greater Bay Area",2027,9,2694,0]
["A1LCAGreater Bay Area202710","A1","LCA","Greater Bay Area",2027,10,2699,0]
["A1LCAGreater Bay Area202711","A1","LCA","Greater Bay Area",2027,11,2702,0]
["A1LCAGreater Bay Area202712","A1","LCA","Greater Bay Area",2027,12,2708,0]
["A1LCAGreater Fresno Area20251","A1","LCA","Greater Fresno Area",2025,1,3462,0]
["A1LCAGreater Fresno Area20252","A1","LCA","Greater Fresno Area",2025,2,3500,0]
["A1LCAGreater Fresno Area20253","A1","LCA","Greater Fresno Area",2025,3,3737,0]
["A1LCAGreater Fresno Area20254","A1","LCA","Greater Fresno Area",2025,4,3840,0]
["A1LCAGreater Fresno Area20255","A1","LCA","Greater Fresno Area",2025,5,3887,0]
["A1LCAGreater Fresno Area20256","A1","LCA","Greater Fresno Area",2025,6,4127,0]
["A1LCAGreater Fresno Area20257","A1","LCA","Greater Fresno Area",2025,7,4261,0]
["A1LCAGreater Fresno Area20258","A1","LCA","Greater Fresno Area",2025,8,4277,0]
["A1LCAGreater Fresno Area20259","A1","LCA","Greater Fresno Area",2025,9,4299,0]
["A1LCAGreater Fresno Area202510","A1","LCA","Greater Fresno Area",2025,10,4308,0]
["A1LCAGreater Fresno Area202511","A1","LCA","Greater Fresno Area",2025,11,4308,0]
["A1LCAGreater Fresno Area202512","A1","LCA","Greater Fresno Area",2025,12,4308,0]
["A1LCAGreater Fresno Area20261","A1","LCA","Greater Fresno Area",2026,1,4555,0]
["A1LCAGreater Fresno Area20262","A1","LCA","Greater Fresno Area",2026,2,4546,0]
["A1LCAGreater Fresno Area20263","A1","LCA","Greater Fresno Area",2026,3,4552,0]
["A1LCAGreater Fresno Area20264","A1","LCA","Greater Fresno Area",2026,4,4555,0]
["A1LCAGreater Fresno Area20265","A1","LCA","Greater Fresno Area",2026,5,4560,0]
["A1LCAGreater Fresno Area20266","A1","LCA","Greater Fresno Area",2026,6,4564,0]
["A1LCAGreater Fresno Area20267","A1","LCA","Greater Fresno Area",2026,7,4568,0]
["A1LCAGreater Fresno Area20268","A1","LCA","Greater Fresno Area",2026,8,4573,0]
["A1LCAGreater Fresno Area20269","A1","LCA","Greater Fresno Area",2026,9,4578,0]
["A1LCAGreater Fresno Area202610","A1","LCA","Greater Fresno Area",2026,10,4582,0]
["A1LCAGreater Fresno Area202611","A1","LCA","Greater Fresno Area",2026,11,4586,0]
["A1LCAGreater Fresno Area202612","A1","LCA","Greater Fresno Area",2026,12,4590,0]
["A1LCAGreater Fresno Area20271","A1","LCA","Greater Fresno Area",2027,1,4594,0]
["A1LCAGreater Fresno Area20272","A1","LCA","Greater Fresno Area",2027,2,4599,0]
["A1LCAGreater Fresno Area20273","A1","LCA","Greater Fresno Area",2027,3,4601,0]
["A1LCAGreater Fresno Area20274","A1","LCA","Greater Fresno Area",2027,4,4608,0]
["A1LCAGreater Fresno Area20275","A1","LCA","Greater Fresno Area",2027,5,4612,0]
["A1LCAGreater Fresno Area20276","A1","LCA","Greater Fresno Area",2027,6,4616,0]
["A1LCAGreater Fresno Area20277","A1","LCA","Greater Fresno Area",2027,7,4621,0]
["A1LCAGreater Fresno Area20278","A1","LCA","Greater Fresno Area",2027,8,4624,0]
["A1LCAGreater Fresno Area20279","A1","LCA","Greater Fresno Area",2027,9,4629,0]
["A1LCAGreater Fresno Area202710","A1","LCA","Greater Fresno Area",2027,10,4633,0]
["A1LCAGreater Fresno Area202711","A1","LCA","Greater Fresno Area",2027,11,4638,0]
["A1LCAGreater Fresno Area202712","A1","LCA","Greater Fresno Area",2027,12,4642,0]
["A1LCAHumboldt20251","A1","LCA","Humboldt",2025,1,54,0]
["A1LCAHumboldt20252","A1","LCA","Humboldt",2025,2,54,0]
["A1LCAHumboldt20253","A1","LCA","Humboldt",2025,3,54,0]
["A1LCAHumboldt20254","A1","LCA","Humboldt",2025,4,54,0]
["A1LCAHumboldt20255","A1","LCA","Humboldt",2025,5,54,0]
["A1LCAHumboldt20256","A1","LCA","Humboldt",2025,6,54,0]
["A1LCAHumboldt20257","A1","LCA","Humboldt",2025,7,54,0]
["A1LCAHumboldt20258","A1","LCA","Humboldt",2025,8,54,0]
["A1LCAHumboldt20259","A1","LCA","Humboldt",2025,9,55,0]
["A1LCAHumboldt202510","A1","LCA","Humboldt",2025,10,57,0]
["A1LCAHumboldt202511","A1","LCA","Humboldt",2025,11,57,0]
["A1LCAHumboldt202512","A1","LCA","Humboldt",2025,12,57,0]
["A1LCAHumboldt20261","A1","LCA","Humboldt",2026,1,57,0]
["A1LCAHumboldt20262","A1","LCA","Humboldt",2026,2,57,0]
["A1LCAHumboldt20263","A1","LCA","Humboldt",2026,3,57,0]
["A1LCAHumboldt20264","A1","LCA","Humboldt",2026,4,57,0]
["A1LCAHumboldt20265","A1","LCA","Humboldt",2026,5,57,0]
["A1LCAHumboldt20266","A1","LCA","Humboldt",2026,6,57,0]
["A1LCAHumboldt20267","A1","LCA","Humboldt",2026,7,57,0]
["A1LCAHumboldt20268","A1","LCA","Humboldt",2026,8,58,0]
["A1LCAHumboldt20269","A1","LCA","Humboldt",2026,9,58,0]
["A1LCAHumboldt202610","A1","LCA","Humboldt",2026,10,58,0]
["A1LCAHumboldt202611","A1","LCA","Humboldt",2026,11,58,0]
["A1LCAHumboldt202612","A1","LCA","Humboldt",2026,12,58,0]
["A1LCAHumboldt20271","A1","LCA","Humboldt",2027,1,58,0]
["A1LCAHumboldt20272","A1","LCA","Humboldt",2027,2,58,0]
["A1LCAHumboldt20273","A1","LCA","Humboldt",2027,3,59,0]
["A1LCAHumboldt20274","A1","LCA","Humboldt",2027,4,59,0]
["A1LCAHumboldt20275","A1","LCA","Humboldt",2027,5,59,0]
["A1LCAHumboldt20276","A1","LCA","Humboldt",2027,6,59,0]
["A1LCAHumboldt20277","A1","LCA","Humboldt",2027,7,59,0]
["A1LCAHumboldt20278","A1","LCA","Humboldt",2027,8,59,0]
["A1LCAHumboldt20279","A1","LCA","Humboldt",2027,9,59,0]
["A1LCAHumboldt202710","A1","LCA","Humboldt",2027,10,59,0]
["A1LCAHumboldt202711","A1","LCA","Humboldt",2027,11,59,0]
["A1LCAHumboldt202712","A1","LCA","Humboldt",2027,12,59,0]
["A1LCAKern20251","A1","LCA","Kern",2025,1,629,0]
["A1LCAKern20252","A1","LCA","Kern",2025,2,629,0]
["A1LCAKern20253","A1","LCA","Kern",2025,3,629,0]
["A1LCAKern20254","A1","LCA","Kern",2025,4,634,0]
["A1LCAKern20255","A1","LCA","Kern",2025,5,646,0]
["A1LCAKern20256","A1","LCA","Kern",2025,6,646,0]
["A1LCAKern20257","A1","LCA","Kern",2025,7,646,0]
["A1LCAKern20258","A1","LCA","Kern",2025,8,646,0]
["A1LCAKern20259","A1","LCA","Kern",2025,9,652,0]
["A1LCAKern202510","A1","LCA","Kern",2025,10,658,0]
["A1LCAKern202511","A1","LCA","Kern",2025,11,658,0]
["A1LCAKern202512","A1","LCA","Kern",2025,12,658,0]
["A1LCAKern20261","A1","LCA","Kern",2026,1,716,0]
["A1LCAKern20262","A1","LCA","Kern",2026,2,716,0]
["A1LCAKern20263","A1","LCA","Kern",2026,3,718,0]
["A1LCAKern20264","A1","LCA","Kern",2026,4,718,0]
["A1LCAKern20265","A1","LCA","Kern",2026,5,718,0]
["A1LCAKern20266","A1","LCA","Kern",2026,6,720,0]
["A1LCAKern20267","A1","LCA","Kern",2026,7,720,0]
["A1LCAKern20268","A1","LCA","Kern",2026,8,720,0]
["A1LCAKern20269","A1","LCA","Kern",2026,9,721,0]
["A1LCAKern202610","A1","LCA","Kern",2026,10,721,0]
["A1LCAKern202611","A1","LCA","Kern",2026,11,723,0]
["A1LCAKern202612","A1","LCA","Kern",2026,12,724,0]
["A1LCAKern20271","A1","LCA","Kern",2027,1,724,0]
["A1LCAKern20272","A1","LCA","Kern",2027,2,725,0]
["A1LCAKern20273","A1","LCA","Kern",2027,3,726,0]
["A1LCAKern20274","A1","LCA","Kern",2027,4,726,0]
["A1LCAKern20275","A1","LCA","Kern",2027,5,727,0]
["A1LCAKern20276","A1","LCA","Kern",2027,6,727,0]
["A1LCAKern20277","A1","LCA","Kern",2027,7,727,0]
["A1LCAKern20278","A1","LCA","Kern",2027,8,729,0]
["A1LCAKern20279","A1","LCA","Kern",2027,9,730,0]
["A1LCAKern202710","A1","LCA","Kern",2027,10,730,0]
["A1LCAKern202711","A1","LCA","Kern",2027,11,731,0]
["A1LCAKern202712","A1","LCA","Kern",2027,12,732,0]
["A1LCANorth Coast and North Bay20251","A1","LCA","North Coast and North Bay",2025,1,374,0]
["A1LCANorth Coast and North Bay20252","A1","LCA","North Coast and North Bay",2025,2,374,0]
["A1LCANorth Coast and North Bay20253","A1","LCA","North Coast and North Bay",2025,3,374,0]
["A1LCANorth Coast and North Bay20254","A1","LCA","North Coast and North Bay",2025,4,380,0]
["A1LCANorth Coast and North Bay20255","A1","LCA","North Coast and North Bay",2025,5,400,0]
["A1LCANorth Coast and North Bay20256","A1","LCA","North Coast and North Bay",2025,6,402,0]
["A1LCANorth Coast and North Bay20257","A1","LCA","North Coast and North Bay",2025,7,402,0]
["A1LCANorth Coast and North Bay20258","A1","LCA","North Coast and North Bay",2025,8,407,0]
["A1LCANorth Coast and North Bay20259","A1","LCA","North Coast and North Bay",2025,9,421,0]
["A1LCANorth Coast and North Bay202510","A1","LCA","North Coast and North Bay",2025,10,441,0]
["A1LCANorth Coast and North Bay202511","A1","LCA","North Coast and North Bay",2025,11,441,0]
["A1LCANorth Coast and North Bay202512","A1","LCA","North Coast and North Bay",2025,12,441,0]
["A1LCANorth Coast and North Bay20261","A1","LCA","North Coast and North Bay",2026,1,451,0]
["A1LCANorth Coast and North Bay20262","A1","LCA","North Coast and North Bay",2026,2,451,0]
["A1LCANorth Coast and North Bay20263","A1","LCA","North Coast and North Bay",2026,3,451,0]
["A1LCANorth Coast and North Bay20264","A1","LCA","North Coast and North Bay",2026,4,451,0]
["A1LCANorth Coast and North Bay20265","A1","LCA","North Coast and North Bay",2026,5,451,0]
["A1LCANorth Coast and North Bay20266","A1","LCA","North Coast and North Bay",2026,6,453,0]
["A1LCANorth Coast and North Bay20267","A1","LCA","North Coast and North Bay",2026,7,455,0]
["A1LCANorth Coast and North Bay20268","A1","LCA","North Coast and North Bay",2026,8,456,0]
["A1LCANorth Coast and North Bay20269","A1","LCA","North Coast and North Bay",2026,9,457,0]
["A1LCANorth Coast and North Bay202610","A1","LCA","North Coast and North Bay",2026,10,457,0]
["A1LCANorth Coast and North Bay202611","A1","LCA","North Coast and North Bay",2026,11,459,0]
["A1LCANorth Coast and North Bay202612","A1","LCA","North Coast and North Bay",2026,12,459,0]
["A1LCANorth Coast and North Bay20271","A1","LCA","North Coast and North Bay",2027,1,459,0]
["A1LCANorth Coast and North Bay20272","A1","LCA","North Coast and North Bay",2027,2,459,0]
["A1LCANorth Coast and North Bay20273","A1","LCA","North Coast and North Bay",2027,3,459,0]
["A1LCANorth Coast and North Bay20274","A1","LCA","North Coast and North Bay",2027,4,459,0]
["A1LCANorth Coast and North Bay20275","A1","LCA","North Coast and North Bay",2027,5,461,0]
["A1LCANorth Coast and North Bay20276","A1","LCA","North Coast and North Bay",2027,6,461,0]
["A1LCANorth Coast and North Bay20277","A1","LCA","North Coast and North Bay",2027,7,461,0]
["A1LCANorth Coast and North Bay20278","A1","LCA","North Coast and North Bay",2027,8,461,0]
["A1LCANorth Coast and North Bay20279","A1","LCA","North Coast and North Bay",2027,9,461,0]
["A1LCANorth Coast and North Bay202710","A1","LCA","North Coast and North Bay",2027,10,462,0]
["A1LCANorth Coast and North Bay202711","A1","LCA","North Coast and North Bay",2027,11,462,0]
["A1LCANorth Coast and North Bay202712","A1","LCA","North Coast and North Bay",2027,12,462,0]
["A1LCAOther20251","A1","LCA","Other",2025,1,2339,0]
["A1LCAOther20252","A1","LCA","Other",2025,2,2339,0]
["A1LCAOther20253","A1","LCA","Other",2025,3,2362,0]
["A1LCAOther20254","A1","LCA","Other",2025,4,2432,0]
["A1LCAOther20255","A1","LCA","Other",2025,5,2524,0]
["A1LCAOther20256","A1","LCA","Other",2025,6,2585,0]
["A1LCAOther20257","A1","LCA","Other",2025,7,2607,0]
["A1LCAOther20258","A1","LCA","Other",2025,8,2688,0]
["A1LCAOther20259","A1","LCA","Other",2025,9,2746,0]
["A1LCAOther202510","A1","LCA","Other",2025,10,2769,0]
["A1LCAOther202511","A1","LCA","Other",2025,11,2770,0]
["A1LCAOther202512","A1","LCA","Other",2025,12,2770,0]
["A1LCAOther20261","A1","LCA","Other",2026,1,2777,0]
["A1LCAOther20262","A1","LCA","Other",2026,2,2772,0]
["A1LCAOther20263","A1","LCA","Other",2026,3,2774,0]
["A1LCAOther20264","A1","LCA","Other",2026,4,2780,0]
["A1LCAOther20265","A1","LCA","Other",2026,5,2782,0]
["A1LCAOther20266","A1","LCA","Other",2026,6,2784,0]
["A1LCAOther20267","A1","LCA","Other",2026,7,2786,0]
["A1LCAOther20268","A1","LCA","Other",2026,8,2788,0]
["A1LCAOther20269","A1","LCA","Other",2026,9,2789,0]
["A1LCAOther202610","A1","LCA","Other",2026,10,2792,0]
["A1LCAOther202611","A1","LCA","Other",2026,11,2796,0]
["A1LCAOther202612","A1","LCA","Other",2026,12,2799,0]
["A1LCAOther20271","A1","LCA","Other",2027,1,2801,0]
["A1LCAOther20272","A1","LCA","Other",2027,2,2804,0]
["A1LCAOther20273","A1","LCA","Other",2027,3,2806,0]
["A1LCAOther20274","A1","LCA","Other",2027,4,2809,0]
["A1LCAOther20275","A1","LCA","Other",2027,5,2811,0]
["A1LCAOther20276","A1","LCA","Other",2027,6,2814,0]
["A1LCAOther20277","A1","LCA","Other",2027,7,2816,0]
["A1LCAOther20278","A1","LCA","Other",2027,8,2820,0]
["A1LCAOther20279","A1","LCA","Other",2027,9,2823,0]
["A1LCAOther202710","A1","LCA","Other",2027,10,2824,0]
["A1LCAOther202711","A1","LCA","Other",2027,11,2826,0]
["A1LCAOther202712","A1","LCA","Other",2027,12,2830,0]
["A1LCASierra20251","A1","LCA","Sierra",2025,1,715,0]
["A1LCASierra20252","A1","LCA","Sierra",2025,2,715,0]
["A1LCASierra20253","A1","LCA","Sierra",2025,3,741,0]
["A1LCASierra20254","A1","LCA","Sierra",2025,4,741,0]
["A1LCASierra20255","A1","LCA","Sierra",2025,5,746,0]
["A1LCASierra20256","A1","LCA","Sierra",2025,6,749,0]
["A1LCASierra20257","A1","LCA","Sierra",2025,7,753,0]
["A1LCASierra20258","A1","LCA","Sierra",2025,8,754,0]
["A1LCASierra20259","A1","LCA","Sierra",2025,9,776,0]
["A1LCASierra202510","A1","LCA","Sierra",2025,10,785,0]
["A1LCASierra202511","A1","LCA","Sierra",2025,11,785,0]
["A1LCASierra202512","A1","LCA","Sierra",2025,12,785,0]
["A1LCASierra20261","A1","LCA","Sierra",2026,1,809,0]
["A1LCASierra20262","A1","LCA","Sierra",2026,2,804,0]
["A1LCASierra20263","A1","LCA","Sierra",2026,3,807,0]
["A1LCASierra20264","A1","LCA","Sierra",2026,4,807,0]
["A1LCASierra20265","A1","LCA","Sierra",2026,5,807,0]
["A1LCASierra20266","A1","LCA","Sierra",2026,6,807,0]
["A1LCASierra20267","A1","LCA","Sierra",2026,7,808,0]
["A1LCASierra20268","A1","LCA","Sierra",2026,8,808,0]
["A1LCASierra20269","A1","LCA","Sierra",2026,9,809,0]
["A1LCASierra202610","A1","LCA","Sierra",2026,10,809,0]
["A1LCASierra202611","A1","LCA","Sierra",2026,11,811,0]
["A1LCASierra202612","A1","LCA","Sierra",2026,12,811,0]
["A1LCASierra20271","A1","LCA","Sierra",2027,1,811,0]
["A1LCASierra20272","A1","LCA","Sierra",2027,2,812,0]
["A1LCASierra20273","A1","LCA","Sierra",2027,3,812,0]
["A1LCASierra20274","A1","LCA","Sierra",2027,4,812,0]
["A1LCASierra20275","A1","LCA","Sierra",2027,5,815,0]
["A1LCASierra20276","A1","LCA","Sierra",2027,6,815,0]
["A1LCASierra20277","A1","LCA","Sierra",2027,7,815,0]
["A1LCASierra20278","A1","LCA","Sierra",2027,8,816,0]
["A1LCASierra20279","A1","LCA","Sierra",2027,9,816,0]
["A1LCASierra202710","A1","LCA","Sierra",2027,10,816,0]
["A1LCASierra202711","A1","LCA","Sierra",2027,11,819,0]
["A1LCASierra202712","A1","LCA","Sierra",2027,12,819,0]
["A1LCAStockton20251","A1","LCA","Stockton",2025,1,778,0]
["A1LCAStockton20252","A1","LCA","Stockton",2025,2,793,0]
["A1LCAStockton20253","A1","LCA","Stockton",2025,3,800,0]
["A1LCAStockton20254","A1","LCA","Stockton",2025,4,805,0]
["A1LCAStockton20255","A1","LCA","Stockton",2025,5,840,0]
["A1LCAStockton20256","A1","LCA","Stockton",2025,6,844,0]
["A1LCAStockton20257","A1","LCA","Stockton",2025,7,857,0]
["A1LCAStockton20258","A1","LCA","Stockton",2025,8,866,0]
["A1LCAStockton20259","A1","LCA","Stockton",2025,9,871,0]
["A1LCAStockton202510","A1","LCA","Stockton",2025,10,896,0]
["A1LCAStockton202511","A1","LCA","Stockton",2025,11,896,0]
["A1LCAStockton202512","A1","LCA","Stockton",2025,12,896,0]
["A1LCAStockton20261","A1","LCA","Stockton",2026,1,913,0]
["A1LCAStockton20262","A1","LCA","Stockton",2026,2,910,0]
["A1LCAStockton20263","A1","LCA","Stockton",2026,3,910,0]
["A1LCAStockton20264","A1","LCA","Stockton",2026,4,911,0]
["A1LCAStockton20265","A1","LCA","Stockton",2026,5,912,0]
["A1LCAStockton20266","A1","LCA","Stockton",2026,6,913,0]
["A1LCAStockton20267","A1","LCA","Stockton",2026,7,913,0]
["A1LCAStockton20268","A1","LCA","Stockton",2026,8,913,0]
["A1LCAStockton20269","A1","LCA","Stockton",2026,9,915,0]
["A1LCAStockton202610","A1","LCA","Stockton",2026,10,916,0]
["A1LCAStockton202611","A1","LCA","Stockton",2026,11,917,0]
["A1LCAStockton202612","A1","LCA","Stockton",2026,12,918,0]
["A1LCAStockton20271","A1","LCA","Stockton",2027,1,918,0]
["A1LCAStockton20272","A1","LCA","Stockton",2027,2,919,0]
["A1LCAStockton20273","A1","LCA","Stockton",2027,3,919,0]
["A1LCAStockton20274","A1","LCA","Stockton",2027,4,921,0]
["A1LCAStockton20275","A1","LCA","Stockton",2027,5,921,0]
["A1LCAStockton20276","A1","LCA","Stockton",2027,6,921,0]
["A1LCAStockton20277","A1","LCA","Stockton",2027,7,923,0]
["A1LCAStockton20278","A1","LCA","Stockton",2027,8,923,0]
["A1LCAStockton20279","A1","LCA","Stockton",2027,9,924,0]
["A1LCAStockton202710","A1","LCA","Stockton",2027,10,924,0]
["A1LCAStockton202711","A1","LCA","Stockton",2027,11,925,0]
["A1LCAStockton202712","A1","LCA","Stockton",2027,12,927,0]
["A1LCAnon-LCA20251","A1","LCA","non-LCA",2025,1,24,0]
["A1LCAnon-LCA20252","A1","LCA","non-LCA",2025,2,24,0]
["A1LCAnon-LCA20253","A1","LCA","non-LCA",2025,3,24,0]
["A1LCAnon-LCA20254","A1","LCA","non-LCA",2025,4,24,0]
["A1LCAnon-LCA20255","A1","LCA","non-LCA",2025,5,38,0]
["A1LCAnon-LCA20256","A1","LCA","non-LCA",2025,6,38,0]
["A1LCAnon-LCA20257","A1","LCA","non-LCA",2025,7,38,0]
["A1LCAnon-LCA20258","A1","LCA","non-LCA",2025,8,38,0]
["A1LCAnon-LCA20259","A1","LCA","non-LCA",2025,9,42,0]
["A1LCAnon-LCA202510","A1","LCA","non-LCA",2025,10,42,0]
["A1LCAnon-LCA202511","A1","LCA","non-LCA",2025,11,42,0]
["A1LCAnon-LCA202512","A1","LCA","non-LCA",2025,12,42,0]
["A1SubLAPSLAP_PGCC20251","A1","SubLAP","SLAP_PGCC",2025,1,175,0]
["A1SubLAPSLAP_PGCC20252","A1","SubLAP","SLAP_PGCC",2025,2,175,0]
["A1SubLAPSLAP_PGCC20253","A1","SubLAP","SLAP_PGCC",2025,3,184,0]
["A1SubLAPSLAP_PGCC20254","A1","SubLAP","SLAP_PGCC",2025,4,187,0]
["A1SubLAPSLAP_PGCC20255","A1","SubLAP","SLAP_PGCC",2025,5,187,0]
["A1SubLAPSLAP_PGCC20256","A1","SubLAP","SLAP_PGCC",2025,6,188,0]
["A1SubLAPSLAP_PGCC20257","A1","SubLAP","SLAP_PGCC",2025,7,243,0]
["A1SubLAPSLAP_PGCC20258","A1","SubLAP","SLAP_PGCC",2025,8,246,0]
["A1SubLAPSLAP_PGCC20259","A1","SubLAP","SLAP_PGCC",2025,9,250,0]
["A1SubLAPSLAP_PGCC202510","A1","SubLAP","SLAP_PGCC",2025,10,265,0]
["A1SubLAPSLAP_PGCC202511","A1","SubLAP","SLAP_PGCC",2025,11,265,0]
["A1SubLAPSLAP_PGCC202512","A1","SubLAP","SLAP_PGCC",2025,12,265,0]
["A1SubLAPSLAP_PGCC20261","A1","SubLAP","SLAP_PGCC",2026,1,243,0]
["A1SubLAPSLAP_PGCC20262","A1","SubLAP","SLAP_PGCC",2026,2,243,0]
["A1SubLAPSLAP_PGCC20263","A1","SubLAP","SLAP_PGCC",2026,3,244,0]
["A1SubLAPSLAP_PGCC20264","A1","SubLAP","SLAP_PGCC",2026,4,245,0]
["A1SubLAPSLAP_PGCC20265","A1","SubLAP","SLAP_PGCC",2026,5,245,0]
["A1SubLAPSLAP_PGCC20266","A1","SubLAP","SLAP_PGCC",2026,6,245,0]
["A1SubLAPSLAP_PGCC20267","A1","SubLAP","SLAP_PGCC",2026,7,245,0]
["A1SubLAPSLAP_PGCC20268","A1","SubLAP","SLAP_PGCC",2026,8,245,0]
["A1SubLAPSLAP_PGCC20269","A1","SubLAP","SLAP_PGCC",2026,9,245,0]
["A1SubLAPSLAP_PGCC202610","A1","SubLAP","SLAP_PGCC",2026,10,245,0]
["A1SubLAPSLAP_PGCC202611","A1","SubLAP","SLAP_PGCC",2026,11,245,0]
["A1SubLAPSLAP_PGCC202612","A1","SubLAP","SLAP_PGCC",2026,12,247,0]
["A1SubLAPSLAP_PGCC20271","A1","SubLAP","SLAP_PGCC",2027,1,248,0]
["A1SubLAPSLAP_PGCC20272","A1","SubLAP","SLAP_PGCC",2027,2,248,0]
["A1SubLAPSLAP_PGCC20273","A1","SubLAP","SLAP_PGCC",2027,3,248,0]
["A1SubLAPSLAP_PGCC20274","A1","SubLAP","SLAP_PGCC",2027,4,248,0]
["A1SubLAPSLAP_PGCC20275","A1","SubLAP","SLAP_PGCC",2027,5,248,0]
["A1SubLAPSLAP_PGCC20276","A1","SubLAP","SLAP_PGCC",2027,6,248,0]
["A1SubLAPSLAP_PGCC20277","A1","SubLAP","SLAP_PGCC",2027,7,248,0]
["A1SubLAPSLAP_PGCC20278","A1","SubLAP","SLAP_PGCC",2027,8,248,0]
["A1SubLAPSLAP_PGCC20279","A1","SubLAP","SLAP_PGCC",2027,9,248,0]
["A1SubLAPSLAP_PGCC202710","A1","SubLAP","SLAP_PGCC",2027,10,249,0]
["A1SubLAPSLAP_PGCC202711","A1","SubLAP","SLAP_PGCC",2027,11,250,0]
["A1SubLAPSLAP_PGCC202712","A1","SubLAP","SLAP_PGCC",2027,12,250,0]
["A1SubLAPSLAP_PGEB20251","A1","SubLAP","SLAP_PGEB",2025,1,506,0]
["A1SubLAPSLAP_PGEB20252","A1","SubLAP","SLAP_PGEB",2025,2,510,0]
["A1SubLAPSLAP_PGEB20253","A1","SubLAP","SLAP_PGEB",2025,3,550,0]
["A1SubLAPSLAP_PGEB20254","A1","SubLAP","SLAP_PGEB",2025,4,552,0]
["A1SubLAPSLAP_PGEB20255","A1","SubLAP","SLAP_PGEB",2025,5,552,0]
["A1SubLAPSLAP_PGEB20256","A1","SubLAP","SLAP_PGEB",2025,6,557,0]
["A1SubLAPSLAP_PGEB20257","A1","SubLAP","SLAP_PGEB",2025,7,569,0]
["A1SubLAPSLAP_PGEB20258","A1","SubLAP","SLAP_PGEB",2025,8,585,0]
["A1SubLAPSLAP_PGEB20259","A1","SubLAP","SLAP_PGEB",2025,9,607,0]
["A1SubLAPSLAP_PGEB202510","A1","SubLAP","SLAP_PGEB",2025,10,621,0]
["A1SubLAPSLAP_PGEB202511","A1","SubLAP","SLAP_PGEB",2025,11,621,0]
["A1SubLAPSLAP_PGEB202512","A1","SubLAP","SLAP_PGEB",2025,12,621,0]
["A1SubLAPSLAP_PGEB20261","A1","SubLAP","SLAP_PGEB",2026,1,608,0]
["A1SubLAPSLAP_PGEB20262","A1","SubLAP","SLAP_PGEB",2026,2,608,0]
["A1SubLAPSLAP_PGEB20263","A1","SubLAP","SLAP_PGEB",2026,3,608,0]
["A1SubLAPSLAP_PGEB20264","A1","SubLAP","SLAP_PGEB",2026,4,610,0]
["A1SubLAPSLAP_PGEB20265","A1","SubLAP","SLAP_PGEB",2026,5,610,0]
["A1SubLAPSLAP_PGEB20266","A1","SubLAP","SLAP_PGEB",2026,6,610,0]
["A1SubLAPSLAP_PGEB20267","A1","SubLAP","SLAP_PGEB",2026,7,610,0]
["A1SubLAPSLAP_PGEB20268","A1","SubLAP","SLAP_PGEB",2026,8,612,0]
["A1SubLAPSLAP_PGEB20269","A1","SubLAP","SLAP_PGEB",2026,9,613,0]
["A1SubLAPSLAP_PGEB202610","A1","SubLAP","SLAP_PGEB",2026,10,613,0]
["A1SubLAPSLAP_PGEB202611","A1","SubLAP","SLAP_PGEB",2026,11,613,0]
["A1SubLAPSLAP_PGEB202612","A1","SubLAP","SLAP_PGEB",2026,12,613,0]
["A1SubLAPSLAP_PGEB20271","A1","SubLAP","SLAP_PGEB",2027,1,616,0]
["A1SubLAPSLAP_PGEB20272","A1","SubLAP","SLAP_PGEB",2027,2,616,0]
["A1SubLAPSLAP_PGEB20273","A1","SubLAP","SLAP_PGEB",2027,3,616,0]
["A1SubLAPSLAP_PGEB20274","A1","SubLAP","SLAP_PGEB",2027,4,617,0]
["A1SubLAPSLAP_PGEB20275","A1","SubLAP","SLAP_PGEB",2027,5,617,0]
["A1SubLAPSLAP_PGEB20276","A1","SubLAP","SLAP_PGEB",2027,6,617,0]
["A1SubLAPSLAP_PGEB20277","A1","SubLAP","SLAP_PGEB",2027,7,617,0]
["A1SubLAPSLAP_PGEB20278","A1","SubLAP","SLAP_PGEB",2027,8,618,0]
["A1SubLAPSLAP_PGEB20279","A1","SubLAP","SLAP_PGEB",2027,9,618,0]
["A1SubLAPSLAP_PGEB202710","A1","SubLAP","SLAP_PGEB",2027,10,621,0]
["A1SubLAPSLAP_PGEB202711","A1","SubLAP","SLAP_PGEB",2027,11,621,0]
["A1SubLAPSLAP_PGEB202712","A1","SubLAP","SLAP_PGEB",2027,12,622,0]
["A1SubLAPSLAP_PGF120251","A1","SubLAP","SLAP_PGF1",2025,1,3571,0]
["A1SubLAPSLAP_PGF120252","A1","SubLAP","SLAP_PGF1",2025,2,3620,0]
["A1SubLAPSLAP_PGF120253","A1","SubLAP","SLAP_PGF1",2025,3,3858,0]
["A1SubLAPSLAP_PGF120254","A1","SubLAP","SLAP_PGF1",2025,4,3961,0]
["A1SubLAPSLAP_PGF120255","A1","SubLAP","SLAP_PGF1",2025,5,4008,0]
["A1SubLAPSLAP_PGF120256","A1","SubLAP","SLAP_PGF1",2025,6,4274,0]
["A1SubLAPSLAP_PGF120257","A1","SubLAP","SLAP_PGF1",2025,7,4414,0]
["A1SubLAPSLAP_PGF120258","A1","SubLAP","SLAP_PGF1",2025,8,4430,0]
["A1SubLAPSLAP_PGF120259","A1","SubLAP","SLAP_PGF1",2025,9,4452,0]
["A1SubLAPSLAP_PGF1202510","A1","SubLAP","SLAP_PGF1",2025,10,4462,0]
["A1SubLAPSLAP_PGF1202511","A1","SubLAP","SLAP_PGF1",2025,11,4462,0]
["A1SubLAPSLAP_PGF1202512","A1","SubLAP","SLAP_PGF1",2025,12,4462,0]
["A1SubLAPSLAP_PGF120261","A1","SubLAP","SLAP_PGF1",2026,1,4629,0]
["A1SubLAPSLAP_PGF120262","A1","SubLAP","SLAP_PGF1",2026,2,4620,0]
["A1SubLAPSLAP_PGF120263","A1","SubLAP","SLAP_PGF1",2026,3,4626,0]
["A1SubLAPSLAP_PGF120264","A1","SubLAP","SLAP_PGF1",2026,4,4631,0]
["A1SubLAPSLAP_PGF120265","A1","SubLAP","SLAP_PGF1",2026,5,4636,0]
["A1SubLAPSLAP_PGF120266","A1","SubLAP","SLAP_PGF1",2026,6,4640,0]
["A1SubLAPSLAP_PGF120267","A1","SubLAP","SLAP_PGF1",2026,7,4644,0]
["A1SubLAPSLAP_PGF120268","A1","SubLAP","SLAP_PGF1",2026,8,4649,0]
["A1SubLAPSLAP_PGF120269","A1","SubLAP","SLAP_PGF1",2026,9,4654,0]
["A1SubLAPSLAP_PGF1202610","A1","SubLAP","SLAP_PGF1",2026,10,4658,0]
["A1SubLAPSLAP_PGF1202611","A1","SubLAP","SLAP_PGF1",2026,11,4662,0]
["A1SubLAPSLAP_PGF1202612","A1","SubLAP","SLAP_PGF1",2026,12,4666,0]
["A1SubLAPSLAP_PGF120271","A1","SubLAP","SLAP_PGF1",2027,1,4670,0]
["A1SubLAPSLAP_PGF120272","A1","SubLAP","SLAP_PGF1",2027,2,4676,0]
["A1SubLAPSLAP_PGF120273","A1","SubLAP","SLAP_PGF1",2027,3,4678,0]
["A1SubLAPSLAP_PGF120274","A1","SubLAP","SLAP_PGF1",2027,4,4685,0]
["A1SubLAPSLAP_PGF120275","A1","SubLAP","SLAP_PGF1",2027,5,4690,0]
["A1SubLAPSLAP_PGF120276","A1","SubLAP","SLAP_PGF1",2027,6,4694,0]
["A1SubLAPSLAP_PGF120277","A1","SubLAP","SLAP_PGF1",2027,7,4699,0]
["A1SubLAPSLAP_PGF120278","A1","SubLAP","SLAP_PGF1",2027,8,4702,0]
["A1SubLAPSLAP_PGF120279","A1","SubLAP","SLAP_PGF1",2027,9,4707,0]
["A1SubLAPSLAP_PGF1202710","A1","SubLAP","SLAP_PGF1",2027,10,4711,0]
["A1SubLAPSLAP_PGF1202711","A1","SubLAP","SLAP_PGF1",2027,11,4716,0]
["A1SubLAPSLAP_PGF1202712","A1","SubLAP","SLAP_PGF1",2027,12,4720,0]
["A1SubLAPSLAP_PGFG20251","A1","SubLAP","SLAP_PGFG",2025,1,164,0]
["A1SubLAPSLAP_PGFG20252","A1","SubLAP","SLAP_PGFG",2025,2,164,0]
["A1SubLAPSLAP_PGFG20253","A1","SubLAP","SLAP_PGFG",2025,3,164,0]
["A1SubLAPSLAP_PGFG20254","A1","SubLAP","SLAP_PGFG",2025,4,170,0]
["A1SubLAPSLAP_PGFG20255","A1","SubLAP","SLAP_PGFG",2025,5,179,0]
["A1SubLAPSLAP_PGFG20256","A1","SubLAP","SLAP_PGFG",2025,6,181,0]
["A1SubLAPSLAP_PGFG20257","A1","SubLAP","SLAP_PGFG",2025,7,181,0]
["A1SubLAPSLAP_PGFG20258","A1","SubLAP","SLAP_PGFG",2025,8,183,0]
["A1SubLAPSLAP_PGFG20259","A1","SubLAP","SLAP_PGFG",2025,9,187,0]
["A1SubLAPSLAP_PGFG202510","A1","SubLAP","SLAP_PGFG",2025,10,204,0]
["A1SubLAPSLAP_PGFG202511","A1","SubLAP","SLAP_PGFG",2025,11,204,0]
["A1SubLAPSLAP_PGFG202512","A1","SubLAP","SLAP_PGFG",2025,12,204,0]
["A1SubLAPSLAP_PGFG20261","A1","SubLAP","SLAP_PGFG",2026,1,195,0]
["A1SubLAPSLAP_PGFG20262","A1","SubLAP","SLAP_PGFG",2026,2,195,0]
["A1SubLAPSLAP_PGFG20263","A1","SubLAP","SLAP_PGFG",2026,3,195,0]
["A1SubLAPSLAP_PGFG20264","A1","SubLAP","SLAP_PGFG",2026,4,195,0]
["A1SubLAPSLAP_PGFG20265","A1","SubLAP","SLAP_PGFG",2026,5,195,0]
["A1SubLAPSLAP_PGFG20266","A1","SubLAP","SLAP_PGFG",2026,6,196,0]
["A1SubLAPSLAP_PGFG20267","A1","SubLAP","SLAP_PGFG",2026,7,196,0]
["A1SubLAPSLAP_PGFG20268","A1","SubLAP","SLAP_PGFG",2026,8,196,0]
["A1SubLAPSLAP_PGFG20269","A1","SubLAP","SLAP_PGFG",2026,9,197,0]
["A1SubLAPSLAP_PGFG202610","A1","SubLAP","SLAP_PGFG",2026,10,197,0]
["A1SubLAPSLAP_PGFG202611","A1","SubLAP","SLAP_PGFG",2026,11,197,0]
["A1SubLAPSLAP_PGFG202612","A1","SubLAP","SLAP_PGFG",2026,12,197,0]
["A1SubLAPSLAP_PGFG20271","A1","SubLAP","SLAP_PGFG",2027,1,197,0]
["A1SubLAPSLAP_PGFG20272","A1","SubLAP","SLAP_PGFG",2027,2,197,0]
["A1SubLAPSLAP_PGFG20273","A1","SubLAP","SLAP_PGFG",2027,3,197,0]
["A1SubLAPSLAP_PGFG20274","A1","SubLAP","SLAP_PGFG",2027,4,197,0]
["A1SubLAPSLAP_PGFG20275","A1","SubLAP","SLAP_PGFG",2027,5,199,0]
["A1SubLAPSLAP_PGFG20276","A1","SubLAP","SLAP_PGFG",2027,6,199,0]
["A1SubLAPSLAP_PGFG20277","A1","SubLAP","SLAP_PGFG",2027,7,199,0]
["A1SubLAPSLAP_PGFG20278","A1","SubLAP","SLAP_PGFG",2027,8,199,0]
["A1SubLAPSLAP_PGFG20279","A1","SubLAP","SLAP_PGFG",2027,9,199,0]
["A1SubLAPSLAP_PGFG202710","A1","SubLAP","SLAP_PGFG",2027,10,200,0]
["A1SubLAPSLAP_PGFG202711","A1","SubLAP","SLAP_PGFG",2027,11,200,0]
["A1SubLAPSLAP_PGFG202712","A1","SubLAP","SLAP_PGFG",2027,12,200,0]
["A1SubLAPSLAP_PGHB20251","A1","SubLAP","SLAP_PGHB",2025,1,55,0]
["A1SubLAPSLAP_PGHB20252","A1","SubLAP","SLAP_PGHB",2025,2,55,0]
["A1SubLAPSLAP_PGHB20253","A1","SubLAP","SLAP_PGHB",2025,3,55,0]
["A1SubLAPSLAP_PGHB20254","A1","SubLAP","SLAP_PGHB",2025,4,55,0]
["A1SubLAPSLAP_PGHB20255","A1","SubLAP","SLAP_PGHB",2025,5,55,0]
["A1SubLAPSLAP_PGHB20256","A1","SubLAP","SLAP_PGHB",2025,6,55,0]
["A1SubLAPSLAP_PGHB20257","A1","SubLAP","SLAP_PGHB",2025,7,55,0]
["A1SubLAPSLAP_PGHB20258","A1","SubLAP","SLAP_PGHB",2025,8,55,0]
["A1SubLAPSLAP_PGHB20259","A1","SubLAP","SLAP_PGHB",2025,9,56,0]
["A1SubLAPSLAP_PGHB202510","A1","SubLAP","SLAP_PGHB",2025,10,58,0]
["A1SubLAPSLAP_PGHB202511","A1","SubLAP","SLAP_PGHB",2025,11,58,0]
["A1SubLAPSLAP_PGHB202512","A1","SubLAP","SLAP_PGHB",2025,12,58,0]
["A1SubLAPSLAP_PGHB20261","A1","SubLAP","SLAP_PGHB",2026,1,58,0]
["A1SubLAPSLAP_PGHB20262","A1","SubLAP","SLAP_PGHB",2026,2,58,0]
["A1SubLAPSLAP_PGHB20263","A1","SubLAP","SLAP_PGHB",2026,3,58,0]
["A1SubLAPSLAP_PGHB20264","A1","SubLAP","SLAP_PGHB",2026,4,58,0]
["A1SubLAPSLAP_PGHB20265","A1","SubLAP","SLAP_PGHB",2026,5,58,0]
["A1SubLAPSLAP_PGHB20266","A1","SubLAP","SLAP_PGHB",2026,6,58,0]
["A1SubLAPSLAP_PGHB20267","A1","SubLAP","SLAP_PGHB",2026,7,58,0]
["A1SubLAPSLAP_PGHB20268","A1","SubLAP","SLAP_PGHB",2026,8,59,0]
["A1SubLAPSLAP_PGHB20269","A1","SubLAP","SLAP_PGHB",2026,9,59,0]
["A1SubLAPSLAP_PGHB202610","A1","SubLAP","SLAP_PGHB",2026,10,59,0]
["A1SubLAPSLAP_PGHB202611","A1","SubLAP","SLAP_PGHB",2026,11,59,0]
["A1SubLAPSLAP_PGHB202612","A1","SubLAP","SLAP_PGHB",2026,12,59,0]
["A1SubLAPSLAP_PGHB20271","A1","SubLAP","SLAP_PGHB",2027,1,59,0]
["A1SubLAPSLAP_PGHB20272","A1","SubLAP","SLAP_PGHB",2027,2,59,0]
["A1SubLAPSLAP_PGHB20273","A1","SubLAP","SLAP_PGHB",2027,3,60,0]
["A1SubLAPSLAP_PGHB20274","A1","SubLAP","SLAP_PGHB",2027,4,60,0]
["A1SubLAPSLAP_PGHB20275","A1","SubLAP","SLAP_PGHB",2027,5,60,0]
["A1SubLAPSLAP_PGHB20276","A1","SubLAP","SLAP_PGHB",2027,6,60,0]
["A1SubLAPSLAP_PGHB20277","A1","SubLAP","SLAP_PGHB",2027,7,60,0]
["A1SubLAPSLAP_PGHB20278","A1","SubLAP","SLAP_PGHB",2027,8,60,0]
["A1SubLAPSLAP_PGHB20279","A1","SubLAP","SLAP_PGHB",2027,9,60,0]
["A1SubLAPSLAP_PGHB202710","A1","SubLAP","SLAP_PGHB",2027,10,60,0]
["A1SubLAPSLAP_PGHB202711","A1","SubLAP","SLAP_PGHB",2027,11,60,0]
["A1SubLAPSLAP_PGHB202712","A1","SubLAP","SLAP_PGHB",2027,12,60,0]
["A1SubLAPSLAP_PGKN20251","A1","SubLAP","SLAP_PGKN",2025,1,574,0]
["A1SubLAPSLAP_PGKN20252","A1","SubLAP","SLAP_PGKN",2025,2,574,0]
["A1SubLAPSLAP_PGKN20253","A1","SubLAP","SLAP_PGKN",2025,3,574,0]
["A1SubLAPSLAP_PGKN20254","A1","SubLAP","SLAP_PGKN",2025,4,577,0]
["A1SubLAPSLAP_PGKN20255","A1","SubLAP","SLAP_PGKN",2025,5,586,0]
["A1SubLAPSLAP_PGKN20256","A1","SubLAP","SLAP_PGKN",2025,6,586,0]
["A1SubLAPSLAP_PGKN20257","A1","SubLAP","SLAP_PGKN",2025,7,586,0]
["A1SubLAPSLAP_PGKN20258","A1","SubLAP","SLAP_PGKN",2025,8,586,0]
["A1SubLAPSLAP_PGKN20259","A1","SubLAP","SLAP_PGKN",2025,9,592,0]
["A1SubLAPSLAP_PGKN202510","A1","SubLAP","SLAP_PGKN",2025,10,599,0]
["A1SubLAPSLAP_PGKN202511","A1","SubLAP","SLAP_PGKN",2025,11,599,0]
["A1SubLAPSLAP_PGKN202512","A1","SubLAP","SLAP_PGKN",2025,12,599,0]
["A1SubLAPSLAP_PGKN20261","A1","SubLAP","SLAP_PGKN",2026,1,716,0]
["A1SubLAPSLAP_PGKN20262","A1","SubLAP","SLAP_PGKN",2026,2,716,0]
["A1SubLAPSLAP_PGKN20263","A1","SubLAP","SLAP_PGKN",2026,3,718,0]
["A1SubLAPSLAP_PGKN20264","A1","SubLAP","SLAP_PGKN",2026,4,718,0]
["A1SubLAPSLAP_PGKN20265","A1","SubLAP","SLAP_PGKN",2026,5,718,0]
["A1SubLAPSLAP_PGKN20266","A1","SubLAP","SLAP_PGKN",2026,6,720,0]
["A1SubLAPSLAP_PGKN20267","A1","SubLAP","SLAP_PGKN",2026,7,720,0]
["A1SubLAPSLAP_PGKN20268","A1","SubLAP","SLAP_PGKN",2026,8,720,0]
["A1SubLAPSLAP_PGKN20269","A1","SubLAP","SLAP_PGKN",2026,9,721,0]
["A1SubLAPSLAP_PGKN202610","A1","SubLAP","SLAP_PGKN",2026,10,721,0]
["A1SubLAPSLAP_PGKN202611","A1","SubLAP","SLAP_PGKN",2026,11,723,0]
["A1SubLAPSLAP_PGKN202612","A1","SubLAP","SLAP_PGKN",2026,12,724,0]
["A1SubLAPSLAP_PGKN20271","A1","SubLAP","SLAP_PGKN",2027,1,724,0]
["A1SubLAPSLAP_PGKN20272","A1","SubLAP","SLAP_PGKN",2027,2,725,0]
["A1SubLAPSLAP_PGKN20273","A1","SubLAP","SLAP_PGKN",2027,3,726,0]
["A1SubLAPSLAP_PGKN20274","A1","SubLAP","SLAP_PGKN",2027,4,726,0]
["A1SubLAPSLAP_PGKN20275","A1","SubLAP","SLAP_PGKN",2027,5,727,0]
["A1SubLAPSLAP_PGKN20276","A1","SubLAP","SLAP_PGKN",2027,6,727,0]
["A1SubLAPSLAP_PGKN20277","A1","SubLAP","SLAP_PGKN",2027,7,727,0]
["A1SubLAPSLAP_PGKN20278","A1","SubLAP","SLAP_PGKN",2027,8,729,0]
["A1SubLAPSLAP_PGKN20279","A1","SubLAP","SLAP_PGKN",2027,9,730,0]
["A1SubLAPSLAP_PGKN202710","A1","SubLAP","SLAP_PGKN",2027,10,730,0]
["A1SubLAPSLAP_PGKN202711","A1","SubLAP","SLAP_PGKN",2027,11,731,0]
["A1SubLAPSLAP_PGKN202712","A1","SubLAP","SLAP_PGKN",2027,12,732,0]
["A1SubLAPSLAP_PGNB20251","A1","SubLAP","SLAP_PGNB",2025,1,163,0]
["A1SubLAPSLAP_PGNB20252","A1","SubLAP","SLAP_PGNB",2025,2,163,0]
["A1SubLAPSLAP_PGNB20253","A1","SubLAP","SLAP_PGNB",2025,3,163,0]
["A1SubLAPSLAP_PGNB20254","A1","SubLAP","SLAP_PGNB",2025,4,163,0]
["A1SubLAPSLAP_PGNB20255","A1","SubLAP","SLAP_PGNB",2025,5,174,0]
["A1SubLAPSLAP_PGNB20256","A1","SubLAP","SLAP_PGNB",2025,6,179,0]
["A1SubLAPSLAP_PGNB20257","A1","SubLAP","SLAP_PGNB",2025,7,179,0]
["A1SubLAPSLAP_PGNB20258","A1","SubLAP","SLAP_PGNB",2025,8,182,0]
["A1SubLAPSLAP_PGNB20259","A1","SubLAP","SLAP_PGNB",2025,9,192,0]
["A1SubLAPSLAP_PGNB202510","A1","SubLAP","SLAP_PGNB",2025,10,195,0]
["A1SubLAPSLAP_PGNB202511","A1","SubLAP","SLAP_PGNB",2025,11,195,0]
["A1SubLAPSLAP_PGNB202512","A1","SubLAP","SLAP_PGNB",2025,12,195,0]
["A1SubLAPSLAP_PGNB20261","A1","SubLAP","SLAP_PGNB",2026,1,215,0]
["A1SubLAPSLAP_PGNB20262","A1","SubLAP","SLAP_PGNB",2026,2,215,0]
["A1SubLAPSLAP_PGNB20263","A1","SubLAP","SLAP_PGNB",2026,3,215,0]
["A1SubLAPSLAP_PGNB20264","A1","SubLAP","SLAP_PGNB",2026,4,215,0]
["A1SubLAPSLAP_PGNB20265","A1","SubLAP","SLAP_PGNB",2026,5,215,0]
["A1SubLAPSLAP_PGNB20266","A1","SubLAP","SLAP_PGNB",2026,6,215,0]
["A1SubLAPSLAP_PGNB20267","A1","SubLAP","SLAP_PGNB",2026,7,217,0]
["A1SubLAPSLAP_PGNB20268","A1","SubLAP","SLAP_PGNB",2026,8,217,0]
["A1SubLAPSLAP_PGNB20269","A1","SubLAP","SLAP_PGNB",2026,9,217,0]
["A1SubLAPSLAP_PGNB202610","A1","SubLAP","SLAP_PGNB",2026,10,217,0]
["A1SubLAPSLAP_PGNB202611","A1","SubLAP","SLAP_PGNB",2026,11,219,0]
["A1SubLAPSLAP_PGNB202612","A1","SubLAP","SLAP_PGNB",2026,12,219,0]
["A1SubLAPSLAP_PGNB20271","A1","SubLAP","SLAP_PGNB",2027,1,219,0]
["A1SubLAPSLAP_PGNB20272","A1","SubLAP","SLAP_PGNB",2027,2,219,0]
["A1SubLAPSLAP_PGNB20273","A1","SubLAP","SLAP_PGNB",2027,3,219,0]
["A1SubLAPSLAP_PGNB20274","A1","SubLAP","SLAP_PGNB",2027,4,219,0]
["A1SubLAPSLAP_PGNB20275","A1","SubLAP","SLAP_PGNB",2027,5,219,0]
["A1SubLAPSLAP_PGNB20276","A1","SubLAP","SLAP_PGNB",2027,6,219,0]
["A1SubLAPSLAP_PGNB20277","A1","SubLAP","SLAP_PGNB",2027,7,219,0]
["A1SubLAPSLAP_PGNB20278","A1","SubLAP","SLAP_PGNB",2027,8,219,0]
["A1SubLAPSLAP_PGNB20279","A1","SubLAP","SLAP_PGNB",2027,9,219,0]
["A1SubLAPSLAP_PGNB202710","A1","SubLAP","SLAP_PGNB",2027,10,219,0]
["A1SubLAPSLAP_PGNB202711","A1","SubLAP","SLAP_PGNB",2027,11,219,0]
["A1SubLAPSLAP_PGNB202712","A1","SubLAP","SLAP_PGNB",2027,12,219,0]
["A1SubLAPSLAP_PGNC20251","A1","SubLAP","SLAP_PGNC",2025,1,64,0]
["A1SubLAPSLAP_PGNC20252","A1","SubLAP","SLAP_PGNC",2025,2,64,0]
["A1SubLAPSLAP_PGNC20253","A1","SubLAP","SLAP_PGNC",2025,3,64,0]
["A1SubLAPSLAP_PGNC20254","A1","SubLAP","SLAP_PGNC",2025,4,64,0]
["A1SubLAPSLAP_PGNC20255","A1","SubLAP","SLAP_PGNC",2025,5,64,0]
["A1SubLAPSLAP_PGNC20256","A1","SubLAP","SLAP_PGNC",2025,6,64,0]
["A1SubLAPSLAP_PGNC20257","A1","SubLAP","SLAP_PGNC",2025,7,64,0]
["A1SubLAPSLAP_PGNC20258","A1","SubLAP","SLAP_PGNC",2025,8,64,0]
["A1SubLAPSLAP_PGNC20259","A1","SubLAP","SLAP_PGNC",2025,9,64,0]
["A1SubLAPSLAP_PGNC202510","A1","SubLAP","SLAP_PGNC",2025,10,65,0]
["A1SubLAPSLAP_PGNC202511","A1","SubLAP","SLAP_PGNC",2025,11,65,0]
["A1SubLAPSLAP_PGNC202512","A1","SubLAP","SLAP_PGNC",2025,12,65,0]
["A1SubLAPSLAP_PGNC20261","A1","SubLAP","SLAP_PGNC",2026,1,65,0]
["A1SubLAPSLAP_PGNC20262","A1","SubLAP","SLAP_PGNC",2026,2,65,0]
["A1SubLAPSLAP_PGNC20263","A1","SubLAP","SLAP_PGNC",2026,3,65,0]
["A1SubLAPSLAP_PGNC20264","A1","SubLAP","SLAP_PGNC",2026,4,65,0]
["A1SubLAPSLAP_PGNC20265","A1","SubLAP","SLAP_PGNC",2026,5,65,0]
["A1SubLAPSLAP_PGNC20266","A1","SubLAP","SLAP_PGNC",2026,6,66,0]
["A1SubLAPSLAP_PGNC20267","A1","SubLAP","SLAP_PGNC",2026,7,66,0]
["A1SubLAPSLAP_PGNC20268","A1","SubLAP","SLAP_PGNC",2026,8,67,0]
["A1SubLAPSLAP_PGNC20269","A1","SubLAP","SLAP_PGNC",2026,9,67,0]
["A1SubLAPSLAP_PGNC202610","A1","SubLAP","SLAP_PGNC",2026,10,67,0]
["A1SubLAPSLAP_PGNC202611","A1","SubLAP","SLAP_PGNC",2026,11,67,0]
["A1SubLAPSLAP_PGNC202612","A1","SubLAP","SLAP_PGNC",2026,12,67,0]
["A1SubLAPSLAP_PGNC20271","A1","SubLAP","SLAP_PGNC",2027,1,67,0]
["A1SubLAPSLAP_PGNC20272","A1","SubLAP","SLAP_PGNC",2027,2,67,0]
["A1SubLAPSLAP_PGNC20273","A1","SubLAP","SLAP_PGNC",2027,3,67,0]
["A1SubLAPSLAP_PGNC20274","A1","SubLAP","SLAP_PGNC",2027,4,67,0]
["A1SubLAPSLAP_PGNC20275","A1","SubLAP","SLAP_PGNC",2027,5,67,0]
["A1SubLAPSLAP_PGNC20276","A1","SubLAP","SLAP_PGNC",2027,6,67,0]
["A1SubLAPSLAP_PGNC20277","A1","SubLAP","SLAP_PGNC",2027,7,67,0]
["A1SubLAPSLAP_PGNC20278","A1","SubLAP","SLAP_PGNC",2027,8,67,0]
["A1SubLAPSLAP_PGNC20279","A1","SubLAP","SLAP_PGNC",2027,9,67,0]
["A1SubLAPSLAP_PGNC202710","A1","SubLAP","SLAP_PGNC",2027,10,67,0]
["A1SubLAPSLAP_PGNC202711","A1","SubLAP","SLAP_PGNC",2027,11,67,0]
["A1SubLAPSLAP_PGNC202712","A1","SubLAP","SLAP_PGNC",2027,12,67,0]
["A1SubLAPSLAP_PGNP20251","A1","SubLAP","SLAP_PGNP",2025,1,647,0]
["A1SubLAPSLAP_PGNP20252","A1","SubLAP","SLAP_PGNP",2025,2,647,0]
["A1SubLAPSLAP_PGNP20253","A1","SubLAP","SLAP_PGNP",2025,3,660,0]
["A1SubLAPSLAP_PGNP20254","A1","SubLAP","SLAP_PGNP",2025,4,676,0]
["A1SubLAPSLAP_PGNP20255","A1","SubLAP","SLAP_PGNP",2025,5,773,0]
["A1SubLAPSLAP_PGNP20256","A1","SubLAP","SLAP_PGNP",2025,6,790,0]
["A1SubLAPSLAP_PGNP20257","A1","SubLAP","SLAP_PGNP",2025,7,791,0]
["A1SubLAPSLAP_PGNP20258","A1","SubLAP","SLAP_PGNP",2025,8,823,0]
["A1SubLAPSLAP_PGNP20259","A1","SubLAP","SLAP_PGNP",2025,9,863,0]
["A1SubLAPSLAP_PGNP202510","A1","SubLAP","SLAP_PGNP",2025,10,876,0]
["A1SubLAPSLAP_PGNP202511","A1","SubLAP","SLAP_PGNP",2025,11,877,0]
["A1SubLAPSLAP_PGNP202512","A1","SubLAP","SLAP_PGNP",2025,12,877,0]
["A1SubLAPSLAP_PGNP20261","A1","SubLAP","SLAP_PGNP",2026,1,908,0]
["A1SubLAPSLAP_PGNP20262","A1","SubLAP","SLAP_PGNP",2026,2,900,0]
["A1SubLAPSLAP_PGNP20263","A1","SubLAP","SLAP_PGNP",2026,3,900,0]
["A1SubLAPSLAP_PGNP20264","A1","SubLAP","SLAP_PGNP",2026,4,903,0]
["A1SubLAPSLAP_PGNP20265","A1","SubLAP","SLAP_PGNP",2026,5,903,0]
["A1SubLAPSLAP_PGNP20266","A1","SubLAP","SLAP_PGNP",2026,6,904,0]
["A1SubLAPSLAP_PGNP20267","A1","SubLAP","SLAP_PGNP",2026,7,904,0]
["A1SubLAPSLAP_PGNP20268","A1","SubLAP","SLAP_PGNP",2026,8,904,0]
["A1SubLAPSLAP_PGNP20269","A1","SubLAP","SLAP_PGNP",2026,9,904,0]
["A1SubLAPSLAP_PGNP202610","A1","SubLAP","SLAP_PGNP",2026,10,904,0]
["A1SubLAPSLAP_PGNP202611","A1","SubLAP","SLAP_PGNP",2026,11,907,0]
["A1SubLAPSLAP_PGNP202612","A1","SubLAP","SLAP_PGNP",2026,12,907,0]
["A1SubLAPSLAP_PGNP20271","A1","SubLAP","SLAP_PGNP",2027,1,907,0]
["A1SubLAPSLAP_PGNP20272","A1","SubLAP","SLAP_PGNP",2027,2,909,0]
["A1SubLAPSLAP_PGNP20273","A1","SubLAP","SLAP_PGNP",2027,3,909,0]
["A1SubLAPSLAP_PGNP20274","A1","SubLAP","SLAP_PGNP",2027,4,911,0]
["A1SubLAPSLAP_PGNP20275","A1","SubLAP","SLAP_PGNP",2027,5,911,0]
["A1SubLAPSLAP_PGNP20276","A1","SubLAP","SLAP_PGNP",2027,6,911,0]
["A1SubLAPSLAP_PGNP20277","A1","SubLAP","SLAP_PGNP",2027,7,911,0]
["A1SubLAPSLAP_PGNP20278","A1","SubLAP","SLAP_PGNP",2027,8,914,0]
["A1SubLAPSLAP_PGNP20279","A1","SubLAP","SLAP_PGNP",2027,9,914,0]
["A1SubLAPSLAP_PGNP202710","A1","SubLAP","SLAP_PGNP",2027,10,914,0]
["A1SubLAPSLAP_PGNP202711","A1","SubLAP","SLAP_PGNP",2027,11,914,0]
["A1SubLAPSLAP_PGNP202712","A1","SubLAP","SLAP_PGNP",2027,12,915,0]
["A1SubLAPSLAP_PGP220251","A1","SubLAP","SLAP_PGP2",2025,1,304,0]
["A1SubLAPSLAP_PGP220252","A1","SubLAP","SLAP_PGP2",2025,2,304,0]
["A1SubLAPSLAP_PGP220253","A1","SubLAP","SLAP_PGP2",2025,3,304,0]
["A1SubLAPSLAP_PGP220254","A1","SubLAP","SLAP_PGP2",2025,4,305,0]
["A1SubLAPSLAP_PGP220255","A1","SubLAP","SLAP_PGP2",2025,5,305,0]
["A1SubLAPSLAP_PGP220256","A1","SubLAP","SLAP_PGP2",2025,6,305,0]
["A1SubLAPSLAP_PGP220257","A1","SubLAP","SLAP_PGP2",2025,7,305,0]
["A1SubLAPSLAP_PGP220258","A1","SubLAP","SLAP_PGP2",2025,8,305,0]
["A1SubLAPSLAP_PGP220259","A1","SubLAP","SLAP_PGP2",2025,9,310,0]
["A1SubLAPSLAP_PGP2202510","A1","SubLAP","SLAP_PGP2",2025,10,310,0]
["A1SubLAPSLAP_PGP2202511","A1","SubLAP","SLAP_PGP2",2025,11,310,0]
["A1SubLAPSLAP_PGP2202512","A1","SubLAP","SLAP_PGP2",2025,12,310,0]
["A1SubLAPSLAP_PGP220261","A1","SubLAP","SLAP_PGP2",2026,1,410,0]
["A1SubLAPSLAP_PGP220262","A1","SubLAP","SLAP_PGP2",2026,2,410,0]
["A1SubLAPSLAP_PGP220263","A1","SubLAP","SLAP_PGP2",2026,3,410,0]
["A1SubLAPSLAP_PGP220264","A1","SubLAP","SLAP_PGP2",2026,4,410,0]
["A1SubLAPSLAP_PGP220265","A1","SubLAP","SLAP_PGP2",2026,5,412,0]
["A1SubLAPSLAP_PGP220266","A1","SubLAP","SLAP_PGP2",2026,6,412,0]
["A1SubLAPSLAP_PGP220267","A1","SubLAP","SLAP_PGP2",2026,7,412,0]
["A1SubLAPSLAP_PGP220268","A1","SubLAP","SLAP_PGP2",2026,8,412,0]
["A1SubLAPSLAP_PGP220269","A1","SubLAP","SLAP_PGP2",2026,9,413,0]
["A1SubLAPSLAP_PGP2202610","A1","SubLAP","SLAP_PGP2",2026,10,413,0]
["A1SubLAPSLAP_PGP2202611","A1","SubLAP","SLAP_PGP2",2026,11,413,0]
["A1SubLAPSLAP_PGP2202612","A1","SubLAP","SLAP_PGP2",2026,12,413,0]
["A1SubLAPSLAP_PGP220271","A1","SubLAP","SLAP_PGP2",2027,1,413,0]
["A1SubLAPSLAP_PGP220272","A1","SubLAP","SLAP_PGP2",2027,2,414,0]
["A1SubLAPSLAP_PGP220273","A1","SubLAP","SLAP_PGP2",2027,3,415,0]
["A1SubLAPSLAP_PGP220274","A1","SubLAP","SLAP_PGP2",2027,4,415,0]
["A1SubLAPSLAP_PGP220275","A1","SubLAP","SLAP_PGP2",2027,5,416,0]
["A1SubLAPSLAP_PGP220276","A1","SubLAP","SLAP_PGP2",2027,6,417,0]
["A1SubLAPSLAP_PGP220277","A1","SubLAP","SLAP_PGP2",2027,7,417,0]
["A1SubLAPSLAP_PGP220278","A1","SubLAP","SLAP_PGP2",2027,8,417,0]
["A1SubLAPSLAP_PGP220279","A1","SubLAP","SLAP_PGP2",2027,9,417,0]
["A1SubLAPSLAP_PGP2202710","A1","SubLAP","SLAP_PGP2",2027,10,417,0]
["A1SubLAPSLAP_PGP2202711","A1","SubLAP","SLAP_PGP2",2027,11,418,0]
["A1SubLAPSLAP_PGP2202712","A1","SubLAP","SLAP_PGP2",2027,12,420,0]
["A1SubLAPSLAP_PGSB20251","A1","SubLAP","SLAP_PGSB",2025,1,717,0]
["A1SubLAPSLAP_PGSB20252","A1","SubLAP","SLAP_PGSB",2025,2,732,0]
["A1SubLAPSLAP_PGSB20253","A1","SubLAP","SLAP_PGSB",2025,3,855,0]
["A1SubLAPSLAP_PGSB20254","A1","SubLAP","SLAP_PGSB",2025,4,855,0]
["A1SubLAPSLAP_PGSB20255","A1","SubLAP","SLAP_PGSB",2025,5,856,0]
["A1SubLAPSLAP_PGSB20256","A1","SubLAP","SLAP_PGSB",2025,6,856,0]
["A1SubLAPSLAP_PGSB20257","A1","SubLAP","SLAP_PGSB",2025,7,857,0]
["A1SubLAPSLAP_PGSB20258","A1","SubLAP","SLAP_PGSB",2025,8,867,0]
["A1SubLAPSLAP_PGSB20259","A1","SubLAP","SLAP_PGSB",2025,9,886,0]
["A1SubLAPSLAP_PGSB202510","A1","SubLAP","SLAP_PGSB",2025,10,893,0]
["A1SubLAPSLAP_PGSB202511","A1","SubLAP","SLAP_PGSB",2025,11,893,0]
["A1SubLAPSLAP_PGSB202512","A1","SubLAP","SLAP_PGSB",2025,12,893,0]
["A1SubLAPSLAP_PGSB20261","A1","SubLAP","SLAP_PGSB",2026,1,838,0]
["A1SubLAPSLAP_PGSB20262","A1","SubLAP","SLAP_PGSB",2026,2,839,0]
["A1SubLAPSLAP_PGSB20263","A1","SubLAP","SLAP_PGSB",2026,3,840,0]
["A1SubLAPSLAP_PGSB20264","A1","SubLAP","SLAP_PGSB",2026,4,840,0]
["A1SubLAPSLAP_PGSB20265","A1","SubLAP","SLAP_PGSB",2026,5,841,0]
["A1SubLAPSLAP_PGSB20266","A1","SubLAP","SLAP_PGSB",2026,6,843,0]
["A1SubLAPSLAP_PGSB20267","A1","SubLAP","SLAP_PGSB",2026,7,843,0]
["A1SubLAPSLAP_PGSB20268","A1","SubLAP","SLAP_PGSB",2026,8,843,0]
["A1SubLAPSLAP_PGSB20269","A1","SubLAP","SLAP_PGSB",2026,9,845,0]
["A1SubLAPSLAP_PGSB202610","A1","SubLAP","SLAP_PGSB",2026,10,846,0]
["A1SubLAPSLAP_PGSB202611","A1","SubLAP","SLAP_PGSB",2026,11,846,0]
["A1SubLAPSLAP_PGSB202612","A1","SubLAP","SLAP_PGSB",2026,12,847,0]
["A1SubLAPSLAP_PGSB20271","A1","SubLAP","SLAP_PGSB",2027,1,848,0]
["A1SubLAPSLAP_PGSB20272","A1","SubLAP","SLAP_PGSB",2027,2,849,0]
["A1SubLAPSLAP_PGSB20273","A1","SubLAP","SLAP_PGSB",2027,3,850,0]
["A1SubLAPSLAP_PGSB20274","A1","SubLAP","SLAP_PGSB",2027,4,850,0]
["A1SubLAPSLAP_PGSB20275","A1","SubLAP","SLAP_PGSB",2027,5,851,0]
["A1SubLAPSLAP_PGSB20276","A1","SubLAP","SLAP_PGSB",2027,6,852,0]
["A1SubLAPSLAP_PGSB20277","A1","SubLAP","SLAP_PGSB",2027,7,853,0]
["A1SubLAPSLAP_PGSB20278","A1","SubLAP","SLAP_PGSB",2027,8,854,0]
["A1SubLAPSLAP_PGSB20279","A1","SubLAP","SLAP_PGSB",2027,9,855,0]
["A1SubLAPSLAP_PGSB202710","A1","SubLAP","SLAP_PGSB",2027,10,855,0]
["A1SubLAPSLAP_PGSB202711","A1","SubLAP","SLAP_PGSB",2027,11,856,0]
["A1SubLAPSLAP_PGSB202712","A1","SubLAP","SLAP_PGSB",2027,12,858,0]
["A1SubLAPSLAP_PGSF20251","A1","SubLAP","SLAP_PGSF",2025,1,342,0]
["A1SubLAPSLAP_PGSF20252","A1","SubLAP","SLAP_PGSF",2025,2,343,0]
["A1SubLAPSLAP_PGSF20253","A1","SubLAP","SLAP_PGSF",2025,3,358,0]
["A1SubLAPSLAP_PGSF20254","A1","SubLAP","SLAP_PGSF",2025,4,368,0]
["A1SubLAPSLAP_PGSF20255","A1","SubLAP","SLAP_PGSF",2025,5,368,0]
["A1SubLAPSLAP_PGSF20256","A1","SubLAP","SLAP_PGSF",2025,6,370,0]
["A1SubLAPSLAP_PGSF20257","A1","SubLAP","SLAP_PGSF",2025,7,375,0]
["A1SubLAPSLAP_PGSF20258","A1","SubLAP","SLAP_PGSF",2025,8,389,0]
["A1SubLAPSLAP_PGSF20259","A1","SubLAP","SLAP_PGSF",2025,9,404,0]
["A1SubLAPSLAP_PGSF202510","A1","SubLAP","SLAP_PGSF",2025,10,407,0]
["A1SubLAPSLAP_PGSF202511","A1","SubLAP","SLAP_PGSF",2025,11,407,0]
["A1SubLAPSLAP_PGSF202512","A1","SubLAP","SLAP_PGSF",2025,12,407,0]
["A1SubLAPSLAP_PGSF20261","A1","SubLAP","SLAP_PGSF",2026,1,546,0]
["A1SubLAPSLAP_PGSF20262","A1","SubLAP","SLAP_PGSF",2026,2,546,0]
["A1SubLAPSLAP_PGSF20263","A1","SubLAP","SLAP_PGSF",2026,3,548,0]
["A1SubLAPSLAP_PGSF20264","A1","SubLAP","SLAP_PGSF",2026,4,548,0]
["A1SubLAPSLAP_PGSF20265","A1","SubLAP","SLAP_PGSF",2026,5,548,0]
["A1SubLAPSLAP_PGSF20266","A1","SubLAP","SLAP_PGSF",2026,6,548,0]
["A1SubLAPSLAP_PGSF20267","A1","SubLAP","SLAP_PGSF",2026,7,549,0]
["A1SubLAPSLAP_PGSF20268","A1","SubLAP","SLAP_PGSF",2026,8,551,0]
["A1SubLAPSLAP_PGSF20269","A1","SubLAP","SLAP_PGSF",2026,9,551,0]
["A1SubLAPSLAP_PGSF202610","A1","SubLAP","SLAP_PGSF",2026,10,551,0]
["A1SubLAPSLAP_PGSF202611","A1","SubLAP","SLAP_PGSF",2026,11,551,0]
["A1SubLAPSLAP_PGSF202612","A1","SubLAP","SLAP_PGSF",2026,12,551,0]
["A1SubLAPSLAP_PGSF20271","A1","SubLAP","SLAP_PGSF",2027,1,551,0]
["A1SubLAPSLAP_PGSF20272","A1","SubLAP","SLAP_PGSF",2027,2,553,0]
["A1SubLAPSLAP_PGSF20273","A1","SubLAP","SLAP_PGSF",2027,3,553,0]
["A1SubLAPSLAP_PGSF20274","A1","SubLAP","SLAP_PGSF",2027,4,553,0]
["A1SubLAPSLAP_PGSF20275","A1","SubLAP","SLAP_PGSF",2027,5,555,0]
["A1SubLAPSLAP_PGSF20276","A1","SubLAP","SLAP_PGSF",2027,6,555,0]
["A1SubLAPSLAP_PGSF20277","A1","SubLAP","SLAP_PGSF",2027,7,555,0]
["A1SubLAPSLAP_PGSF20278","A1","SubLAP","SLAP_PGSF",2027,8,555,0]
["A1SubLAPSLAP_PGSF20279","A1","SubLAP","SLAP_PGSF",2027,9,556,0]
["A1SubLAPSLAP_PGSF202710","A1","SubLAP","SLAP_PGSF",2027,10,557,0]
["A1SubLAPSLAP_PGSF202711","A1","SubLAP","SLAP_PGSF",2027,11,557,0]
["A1SubLAPSLAP_PGSF202712","A1","SubLAP","SLAP_PGSF",2027,12,558,0]
["A1SubLAPSLAP_PGSI20251","A1","SubLAP","SLAP_PGSI",2025,1,716,0]
["A1SubLAPSLAP_PGSI20252","A1","SubLAP","SLAP_PGSI",2025,2,716,0]
["A1SubLAPSLAP_PGSI20253","A1","SubLAP","SLAP_PGSI",2025,3,742,0]
["A1SubLAPSLAP_PGSI20254","A1","SubLAP","SLAP_PGSI",2025,4,742,0]
["A1SubLAPSLAP_PGSI20255","A1","SubLAP","SLAP_PGSI",2025,5,747,0]
["A1SubLAPSLAP_PGSI20256","A1","SubLAP","SLAP_PGSI",2025,6,750,0]
["A1SubLAPSLAP_PGSI20257","A1","SubLAP","SLAP_PGSI",2025,7,754,0]
["A1SubLAPSLAP_PGSI20258","A1","SubLAP","SLAP_PGSI",2025,8,755,0]
["A1SubLAPSLAP_PGSI20259","A1","SubLAP","SLAP_PGSI",2025,9,777,0]
["A1SubLAPSLAP_PGSI202510","A1","SubLAP","SLAP_PGSI",2025,10,786,0]
["A1SubLAPSLAP_PGSI202511","A1","SubLAP","SLAP_PGSI",2025,11,786,0]
["A1SubLAPSLAP_PGSI202512","A1","SubLAP","SLAP_PGSI",2025,12,786,0]
["A1SubLAPSLAP_PGSI20261","A1","SubLAP","SLAP_PGSI",2026,1,809,0]
["A1SubLAPSLAP_PGSI20262","A1","SubLAP","SLAP_PGSI",2026,2,804,0]
["A1SubLAPSLAP_PGSI20263","A1","SubLAP","SLAP_PGSI",2026,3,807,0]
["A1SubLAPSLAP_PGSI20264","A1","SubLAP","SLAP_PGSI",2026,4,807,0]
["A1SubLAPSLAP_PGSI20265","A1","SubLAP","SLAP_PGSI",2026,5,807,0]
["A1SubLAPSLAP_PGSI20266","A1","SubLAP","SLAP_PGSI",2026,6,807,0]
["A1SubLAPSLAP_PGSI20267","A1","SubLAP","SLAP_PGSI",2026,7,808,0]
["A1SubLAPSLAP_PGSI20268","A1","SubLAP","SLAP_PGSI",2026,8,808,0]
["A1SubLAPSLAP_PGSI20269","A1","SubLAP","SLAP_PGSI",2026,9,809,0]
["A1SubLAPSLAP_PGSI202610","A1","SubLAP","SLAP_PGSI",2026,10,809,0]
["A1SubLAPSLAP_PGSI202611","A1","SubLAP","SLAP_PGSI",2026,11,811,0]
["A1SubLAPSLAP_PGSI202612","A1","SubLAP","SLAP_PGSI",2026,12,811,0]
["A1SubLAPSLAP_PGSI20271","A1","SubLAP","SLAP_PGSI",2027,1,811,0]
["A1SubLAPSLAP_PGSI20272","A1","SubLAP","SLAP_PGSI",2027,2,812,0]
["A1SubLAPSLAP_PGSI20273","A1","SubLAP","SLAP_PGSI",2027,3,812,0]
["A1SubLAPSLAP_PGSI20274","A1","SubLAP","SLAP_PGSI",2027,4,812,0]
["A1SubLAPSLAP_PGSI20275","A1","SubLAP","SLAP_PGSI",2027,5,815,0]
["A1SubLAPSLAP_PGSI20276","A1","SubLAP","SLAP_PGSI",2027,6,815,0]
["A1SubLAPSLAP_PGSI20277","A1","SubLAP","SLAP_PGSI",2027,7,815,0]
["A1SubLAPSLAP_PGSI20278","A1","SubLAP","SLAP_PGSI",2027,8,816,0]
["A1SubLAPSLAP_PGSI20279","A1","SubLAP","SLAP_PGSI",2027,9,816,0]
["A1SubLAPSLAP_PGSI202710","A1","SubLAP","SLAP_PGSI",2027,10,816,0]
["A1SubLAPSLAP_PGSI202711","A1","SubLAP","SLAP_PGSI",2027,11,819,0]
["A1SubLAPSLAP_PGSI202712","A1","SubLAP","SLAP_PGSI",2027,12,819,0]
["A1SubLAPSLAP_PGST20251","A1","SubLAP","SLAP_PGST",2025,1,694,0]
["A1SubLAPSLAP_PGST20252","A1","SubLAP","SLAP_PGST",2025,2,698,0]
["A1SubLAPSLAP_PGST20253","A1","SubLAP","SLAP_PGST",2025,3,704,0]
["A1SubLAPSLAP_PGST20254","A1","SubLAP","SLAP_PGST",2025,4,709,0]
["A1SubLAPSLAP_PGST20255","A1","SubLAP","SLAP_PGST",2025,5,744,0]
["A1SubLAPSLAP_PGST20256","A1","SubLAP","SLAP_PGST",2025,6,748,0]
["A1SubLAPSLAP_PGST20257","A1","SubLAP","SLAP_PGST",2025,7,761,0]
["A1SubLAPSLAP_PGST20258","A1","SubLAP","SLAP_PGST",2025,8,770,0]
["A1SubLAPSLAP_PGST20259","A1","SubLAP","SLAP_PGST",2025,9,774,0]
["A1SubLAPSLAP_PGST202510","A1","SubLAP","SLAP_PGST",2025,10,797,0]
["A1SubLAPSLAP_PGST202511","A1","SubLAP","SLAP_PGST",2025,11,797,0]
["A1SubLAPSLAP_PGST202512","A1","SubLAP","SLAP_PGST",2025,12,797,0]
["A1SubLAPSLAP_PGST20261","A1","SubLAP","SLAP_PGST",2026,1,916,0]
["A1SubLAPSLAP_PGST20262","A1","SubLAP","SLAP_PGST",2026,2,913,0]
["A1SubLAPSLAP_PGST20263","A1","SubLAP","SLAP_PGST",2026,3,913,0]
["A1SubLAPSLAP_PGST20264","A1","SubLAP","SLAP_PGST",2026,4,914,0]
["A1SubLAPSLAP_PGST20265","A1","SubLAP","SLAP_PGST",2026,5,915,0]
["A1SubLAPSLAP_PGST20266","A1","SubLAP","SLAP_PGST",2026,6,916,0]
["A1SubLAPSLAP_PGST20267","A1","SubLAP","SLAP_PGST",2026,7,916,0]
["A1SubLAPSLAP_PGST20268","A1","SubLAP","SLAP_PGST",2026,8,916,0]
["A1SubLAPSLAP_PGST20269","A1","SubLAP","SLAP_PGST",2026,9,918,0]
["A1SubLAPSLAP_PGST202610","A1","SubLAP","SLAP_PGST",2026,10,919,0]
["A1SubLAPSLAP_PGST202611","A1","SubLAP","SLAP_PGST",2026,11,920,0]
["A1SubLAPSLAP_PGST202612","A1","SubLAP","SLAP_PGST",2026,12,921,0]
["A1SubLAPSLAP_PGST20271","A1","SubLAP","SLAP_PGST",2027,1,921,0]
["A1SubLAPSLAP_PGST20272","A1","SubLAP","SLAP_PGST",2027,2,922,0]
["A1SubLAPSLAP_PGST20273","A1","SubLAP","SLAP_PGST",2027,3,922,0]
["A1SubLAPSLAP_PGST20274","A1","SubLAP","SLAP_PGST",2027,4,924,0]
["A1SubLAPSLAP_PGST20275","A1","SubLAP","SLAP_PGST",2027,5,924,0]
["A1SubLAPSLAP_PGST20276","A1","SubLAP","SLAP_PGST",2027,6,924,0]
["A1SubLAPSLAP_PGST20277","A1","SubLAP","SLAP_PGST",2027,7,926,0]
["A1SubLAPSLAP_PGST20278","A1","SubLAP","SLAP_PGST",2027,8,926,0]
["A1SubLAPSLAP_PGST20279","A1","SubLAP","SLAP_PGST",2027,9,927,0]
["A1SubLAPSLAP_PGST202710","A1","SubLAP","SLAP_PGST",2027,10,927,0]
["A1SubLAPSLAP_PGST202711","A1","SubLAP","SLAP_PGST",2027,11,928,0]
["A1SubLAPSLAP_PGST202712","A1","SubLAP","SLAP_PGST",2027,12,930,0]
["A1SubLAPSLAP_PGZP20251","A1","SubLAP","SLAP_PGZP",2025,1,1724,0]
["A1SubLAPSLAP_PGZP20252","A1","SubLAP","SLAP_PGZP",2025,2,1724,0]
["A1SubLAPSLAP_PGZP20253","A1","SubLAP","SLAP_PGZP",2025,3,1734,0]
["A1SubLAPSLAP_PGZP20254","A1","SubLAP","SLAP_PGZP",2025,4,1790,0]
["A1SubLAPSLAP_PGZP20255","A1","SubLAP","SLAP_PGZP",2025,5,1802,0]
["A1SubLAPSLAP_PGZP20256","A1","SubLAP","SLAP_PGZP",2025,6,1815,0]
["A1SubLAPSLAP_PGZP20257","A1","SubLAP","SLAP_PGZP",2025,7,1830,0]
["A1SubLAPSLAP_PGZP20258","A1","SubLAP","SLAP_PGZP",2025,8,1879,0]
["A1SubLAPSLAP_PGZP20259","A1","SubLAP","SLAP_PGZP",2025,9,1901,0]
["A1SubLAPSLAP_PGZP202510","A1","SubLAP","SLAP_PGZP",2025,10,1910,0]
["A1SubLAPSLAP_PGZP202511","A1","SubLAP","SLAP_PGZP",2025,11,1910,0]
["A1SubLAPSLAP_PGZP202512","A1","SubLAP","SLAP_PGZP",2025,12,1910,0]
["A1SubLAPSLAP_PGZP20261","A1","SubLAP","SLAP_PGZP",2026,1,1767,0]
["A1SubLAPSLAP_PGZP20262","A1","SubLAP","SLAP_PGZP",2026,2,1770,0]
["A1SubLAPSLAP_PGZP20263","A1","SubLAP","SLAP_PGZP",2026,3,1772,0]
["A1SubLAPSLAP_PGZP20264","A1","SubLAP","SLAP_PGZP",2026,4,1773,0]
["A1SubLAPSLAP_PGZP20265","A1","SubLAP","SLAP_PGZP",2026,5,1775,0]
["A1SubLAPSLAP_PGZP20266","A1","SubLAP","SLAP_PGZP",2026,6,1776,0]
["A1SubLAPSLAP_PGZP20267","A1","SubLAP","SLAP_PGZP",2026,7,1778,0]
["A1SubLAPSLAP_PGZP20268","A1","SubLAP","SLAP_PGZP",2026,8,1780,0]
["A1SubLAPSLAP_PGZP20269","A1","SubLAP","SLAP_PGZP",2026,9,1781,0]
["A1SubLAPSLAP_PGZP202610","A1","SubLAP","SLAP_PGZP",2026,10,1784,0]
["A1SubLAPSLAP_PGZP202611","A1","SubLAP","SLAP_PGZP",2026,11,1785,0]
["A1SubLAPSLAP_PGZP202612","A1","SubLAP","SLAP_PGZP",2026,12,1788,0]
["A1SubLAPSLAP_PGZP20271","A1","SubLAP","SLAP_PGZP",2027,1,1790,0]
["A1SubLAPSLAP_PGZP20272","A1","SubLAP","SLAP_PGZP",2027,2,1790,0]
["A1SubLAPSLAP_PGZP20273","A1","SubLAP","SLAP_PGZP",2027,3,1792,0]
["A1SubLAPSLAP_PGZP20274","A1","SubLAP","SLAP_PGZP",2027,4,1793,0]
["A1SubLAPSLAP_PGZP20275","A1","SubLAP","SLAP_PGZP",2027,5,1794,0]
["A1SubLAPSLAP_PGZP20276","A1","SubLAP","SLAP_PGZP",2027,6,1797,0]
["A1SubLAPSLAP_PGZP20277","A1","SubLAP","SLAP_PGZP",2027,7,1799,0]
["A1SubLAPSLAP_PGZP20278","A1","SubLAP","SLAP_PGZP",2027,8,1800,0]
["A1SubLAPSLAP_PGZP20279","A1","SubLAP","SLAP_PGZP",2027,9,1803,0]
["A1SubLAPSLAP_PGZP202710","A1","SubLAP","SLAP_PGZP",2027,10,1804,0]
["A1SubLAPSLAP_PGZP202711","A1","SubLAP","SLAP_PGZP",2027,11,1806,0]
["A1SubLAPSLAP_PGZP202712","A1","SubLAP","SLAP_PGZP",2027,12,1809,0]
["A1BIPAllAll20251","A1BIP","All","All",2025,1,8,1]
["A1BIPAllAll20252","A1BIP","All","All",2025,2,8,1]
["A1BIPAllAll20253","A1BIP","All","All",2025,3,8,1]
["A1BIPAllAll20254","A1BIP","All","All",2025,4,8,1]
["A1BIPAllAll20255","A1BIP","All","All",2025,5,8,1]
["A1BIPAllAll20256","A1BIP","All","All",2025,6,9,1]
["A1BIPAllAll20257","A1BIP","All","All",2025,7,9,1]
["A1BIPAllAll20258","A1BIP","All","All",2025,8,9,1]
["A1BIPAllAll20259","A1BIP","All","All",2025,9,9,1]
["A1BIPAllAll202510","A1BIP","All","All",2025,10,9,1]
["A1BIPAllAll202511","A1BIP","All","All",2025,11,9,1]
["A1BIPAllAll202512","A1BIP","All","All",2025,12,9,1]
["A1BIPAllAll20261","A1BIP","All","All",2026,1,7,1]
["A1BIPAllAll20262","A1BIP","All","All",2026,2,7,1]
["A1BIPAllAll20263","A1BIP","All","All",2026,3,7,1]
["A1BIPAllAll20264","A1BIP","All","All",2026,4,7,1]
["A1BIPAllAll20265","A1BIP","All","All",2026,5,7,1]
["A1BIPAllAll20266","A1BIP","All","All",2026,6,7,1]
["A1BIPAllAll20267","A1BIP","All","All",2026,7,7,1]
["A1BIPAllAll20268","A1BIP","All","All",2026,8,7,1]
["A1BIPAllAll20269","A1BIP","All","All",2026,9,7,1]
["A1BIPAllAll202610","A1BIP","All","All",2026,10,7,1]
["A1BIPAllAll202611","A1BIP","All","All",2026,11,7,1]
["A1BIPAllAll202612","A1BIP","All","All",2026,12,7,1]
["A1BIPAllAll20271","A1BIP","All","All",2027,1,7,1]
["A1BIPAllAll20272","A1BIP","All","All",2027,2,7,1]
["A1BIPAllAll20273","A1BIP","All","All",2027,3,7,1]
["A1BIPAllAll20274","A1BIP","All","All",2027,4,7,1]
["A1BIPAllAll20275","A1BIP","All","All",2027,5,7,1]
["A1BIPAllAll20276","A1BIP","All","All",2027,6,7,1]
["A1BIPAllAll20277","A1BIP","All","All",2027,7,7,1]
["A1BIPAllAll20278","A1BIP","All","All",2027,8,7,1]
["A1BIPAllAll20279","A1BIP","All","All",2027,9,7,1]
["A1BIPAllAll202710","A1BIP","All","All",2027,10,7,1]
["A1BIPAllAll202711","A1BIP","All","All",2027,11,7,1]
["A1BIPAllAll202712","A1BIP","All","All",2027,12,7,1]
["A1BIPLCAGreater Bay Area20251","A1BIP","LCA","Greater Bay Area",2025,1,1,1]
["A1BIPLCAGreater Bay Area20252","A1BIP","LCA","Greater Bay Area",2025,2,1,1]
["A1BIPLCAGreater Bay Area20253","A1BIP","LCA","Greater Bay Area",2025,3,1,1]
["A1BIPLCAGreater Bay Area20254","A1BIP","LCA","Greater Bay Area",2025,4,1,1]
["A1BIPLCAGreater Bay Area20255","A1BIP","LCA","Greater Bay Area",2025,5,1,1]
["A1BIPLCAGreater Bay Area20256","A1BIP","LCA","Greater Bay Area",2025,6,1,1]
["A1BIPLCAGreater Bay Area20257","A1BIP","LCA","Greater Bay Area",2025,7,1,1]
["A1BIPLCAGreater Bay Area20258","A1BIP","LCA","Greater Bay Area",2025,8,1,1]
["A1BIPLCAGreater Bay Area20259","A1BIP","LCA","Greater Bay Area",2025,9,1,1]
["A1BIPLCAGreater Bay Area202510","A1BIP","LCA","Greater Bay Area",2025,10,1,1]
["A1BIPLCAGreater Bay Area202511","A1BIP","LCA","Greater Bay Area",2025,11,1,1]
["A1BIPLCAGreater Bay Area202512","A1BIP","LCA","Greater Bay Area",2025,12,1,1]
["A1BIPLCAGreater Bay Area20261","A1BIP","LCA","Greater Bay Area",2026,1,1,1]
["A1BIPLCAGreater Bay Area20262","A1BIP","LCA","Greater Bay Area",2026,2,1,1]
["A1BIPLCAGreater Bay Area20263","A1BIP","LCA","Greater Bay Area",2026,3,1,1]
["A1BIPLCAGreater Bay Area20264","A1BIP","LCA","Greater Bay Area",2026,4,1,1]
["A1BIPLCAGreater Bay Area20265","A1BIP","LCA","Greater Bay Area",2026,5,1,1]
["A1BIPLCAGreater Bay Area20266","A1BIP","LCA","Greater Bay Area",2026,6,1,1]
["A1BIPLCAGreater Bay Area20267","A1BIP","LCA","Greater Bay Area",2026,7,1,1]
["A1BIPLCAGreater Bay Area20268","A1BIP","LCA","Greater Bay Area",2026,8,1,1]
["A1BIPLCAGreater Bay Area20269","A1BIP","LCA","Greater Bay Area",2026,9,1,1]
["A1BIPLCAGreater Bay Area202610","A1BIP","LCA","Greater Bay Area",2026,10,1,1]
["A1BIPLCAGreater Bay Area202611","A1BIP","LCA","Greater Bay Area",2026,11,1,1]
["A1BIPLCAGreater Bay Area202612","A1BIP","LCA","Greater Bay Area",2026,12,1,1]
["A1BIPLCAGreater Bay Area20271","A1BIP","LCA","Greater Bay Area",2027,1,1,1]
["A1BIPLCAGreater Bay Area20272","A1BIP","LCA","Greater Bay Area",2027,2,1,1]
["A1BIPLCAGreater Bay Area20273","A1BIP","LCA","Greater Bay Area",2027,3,1,1]
["A1BIPLCAGreater Bay Area20274","A1BIP","LCA","Greater Bay Area",2027,4,1,1]
["A1BIPLCAGreater Bay Area20275","A1BIP","LCA","Greater Bay Area",2027,5,1,1]
["A1BIPLCAGreater Bay Area20276","A1BIP","LCA","Greater Bay Area",2027,6,1,1]
["A1BIPLCAGreater Bay Area20277","A1BIP","LCA","Greater Bay Area",2027,7,1,1]
["A1BIPLCAGreater Bay Area20278","A1BIP","LCA","Greater Bay Area",2027,8,1,1]
["A1BIPLCAGreater Bay Area20279","A1BIP","LCA","Greater Bay Area",2027,9,1,1]
["A1BIPLCAGreater Bay Area202710","A1BIP","LCA","Greater Bay Area",2027,10,1,1]
["A1BIPLCAGreater Bay Area202711","A1BIP","LCA","Greater Bay Area",2027,11,1,1]
["A1BIPLCAGreater Bay Area202712","A1BIP","LCA","Greater Bay Area",2027,12,1,1]
["A1BIPLCAGreater Fresno Area20251","A1BIP","LCA","Greater Fresno Area",2025,1,0,1]
["A1BIPLCAGreater Fresno Area20252","A1BIP","LCA","Greater Fresno Area",2025,2,0,1]
["A1BIPLCAGreater Fresno Area20253","A1BIP","LCA","Greater Fresno Area",2025,3,0,1]
["A1BIPLCAGreater Fresno Area20254","A1BIP","LCA","Greater Fresno Area",2025,4,0,1]
["A1BIPLCAGreater Fresno Area20255","A1BIP","LCA","Greater Fresno Area",2025,5,0,1]
["A1BIPLCAGreater Fresno Area20256","A1BIP","LCA","Greater Fresno Area",2025,6,1,1]
["A1BIPLCAGreater Fresno Area20257","A1BIP","LCA","Greater Fresno Area",2025,7,1,1]
["A1BIPLCAGreater Fresno Area20258","A1BIP","LCA","Greater Fresno Area",2025,8,1,1]
["A1BIPLCAGreater Fresno Area20259","A1BIP","LCA","Greater Fresno Area",2025,9,1,1]
["A1BIPLCAGreater Fresno Area202510","A1BIP","LCA","Greater Fresno Area",2025,10,1,1]
["A1BIPLCAGreater Fresno Area202511","A1BIP","LCA","Greater Fresno Area",2025,11,1,1]
["A1BIPLCAGreater Fresno Area202512","A1BIP","LCA","Greater Fresno Area",2025,12,1,1]
["A1BIPLCAGreater Fresno Area20261","A1BIP","LCA","Greater Fresno Area",2026,1,1,1]
["A1BIPLCAGreater Fresno Area20262","A1BIP","LCA","Greater Fresno Area",2026,2,1,1]
["A1BIPLCAGreater Fresno Area20263","A1BIP","LCA","Greater Fresno Area",2026,3,1,1]
["A1BIPLCAGreater Fresno Area20264","A1BIP","LCA","Greater Fresno Area",2026,4,1,1]
["A1BIPLCAGreater Fresno Area20265","A1BIP","LCA","Greater Fresno Area",2026,5,1,1]
["A1BIPLCAGreater Fresno Area20266","A1BIP","LCA","Greater Fresno Area",2026,6,1,1]
["A1BIPLCAGreater Fresno Area20267","A1BIP","LCA","Greater Fresno Area",2026,7,1,1]
["A1BIPLCAGreater Fresno Area20268","A1BIP","LCA","Greater Fresno Area",2026,8,1,1]
["A1BIPLCAGreater Fresno Area20269","A1BIP","LCA","Greater Fresno Area",2026,9,1,1]
["A1BIPLCAGreater Fresno Area202610","A1BIP","LCA","Greater Fresno Area",2026,10,1,1]
["A1BIPLCAGreater Fresno Area202611","A1BIP","LCA","Greater Fresno Area",2026,11,1,1]
["A1BIPLCAGreater Fresno Area202612","A1BIP","LCA","Greater Fresno Area",2026,12,1,1]
["A1BIPLCAGreater Fresno Area20271","A1BIP","LCA","Greater Fresno Area",2027,1,1,1]
["A1BIPLCAGreater Fresno Area20272","A1BIP","LCA","Greater Fresno Area",2027,2,1,1]
["A1BIPLCAGreater Fresno Area20273","A1BIP","LCA","Greater Fresno Area",2027,3,1,1]
["A1BIPLCAGreater Fresno Area20274","A1BIP","LCA","Greater Fresno Area",2027,4,1,1]
["A1BIPLCAGreater Fresno Area20275","A1BIP","LCA","Greater Fresno Area",2027,5,1,1]
["A1BIPLCAGreater Fresno Area20276","A1BIP","LCA","Greater Fresno Area",2027,6,1,1]
["A1BIPLCAGreater Fresno Area20277","A1BIP","LCA","Greater Fresno Area",2027,7,1,1]
["A1BIPLCAGreater Fresno Area20278","A1BIP","LCA","Greater Fresno Area",2027,8,1,1]
["A1BIPLCAGreater Fresno Area20279","A1BIP","LCA","Greater Fresno Area",2027,9,1,1]
["A1BIPLCAGreater Fresno Area202710","A1BIP","LCA","Greater Fresno Area",2027,10,1,1]
["A1BIPLCAGreater Fresno Area202711","A1BIP","LCA","Greater Fresno Area",2027,11,1,1]
["A1BIPLCAGreater Fresno Area202712","A1BIP","LCA","Greater Fresno Area",2027,12,1,1]
["A1BIPLCAHumboldt20251","A1BIP","LCA","Humboldt",2025,1,1,1]
["A1BIPLCAHumboldt20252","A1BIP","LCA","Humboldt",2025,2,1,1]
["A1BIPLCAHumboldt20253","A1BIP","LCA","Humboldt",2025,3,1,1]
["A1BIPLCAHumboldt20254","A1BIP","LCA","Humboldt",2025,4,1,1]
["A1BIPLCAHumboldt20255","A1BIP","LCA","Humboldt",2025,5,1,1]
["A1BIPLCAHumboldt20256","A1BIP","LCA","Humboldt",2025,6,1,1]
["A1BIPLCAHumboldt20257","A1BIP","LCA","Humboldt",2025,7,1,1]
["A1BIPLCAHumboldt20258","A1BIP","LCA","Humboldt",2025,8,1,1]
["A1BIPLCAHumboldt20259","A1BIP","LCA","Humboldt",2025,9,1,1]
["A1BIPLCAHumboldt202510","A1BIP","LCA","Humboldt",2025,10,1,1]
["A1BIPLCAHumboldt202511","A1BIP","LCA","Humboldt",2025,11,1,1]
["A1BIPLCAHumboldt202512","A1BIP","LCA","Humboldt",2025,12,1,1]
["A1BIPLCAHumboldt20261","A1BIP","LCA","Humboldt",2026,1,1,1]
["A1BIPLCAHumboldt20262","A1BIP","LCA","Humboldt",2026,2,1,1]
["A1BIPLCAHumboldt20263","A1BIP","LCA","Humboldt",2026,3,1,1]
["A1BIPLCAHumboldt20264","A1BIP","LCA","Humboldt",2026,4,1,1]
["A1BIPLCAHumboldt20265","A1BIP","LCA","Humboldt",2026,5,1,1]
["A1BIPLCAHumboldt20266","A1BIP","LCA","Humboldt",2026,6,1,1]
["A1BIPLCAHumboldt20267","A1BIP","LCA","Humboldt",2026,7,1,1]
["A1BIPLCAHumboldt20268","A1BIP","LCA","Humboldt",2026,8,1,1]
["A1BIPLCAHumboldt20269","A1BIP","LCA","Humboldt",2026,9,1,1]
["A1BIPLCAHumboldt202610","A1BIP","LCA","Humboldt",2026,10,1,1]
["A1BIPLCAHumboldt202611","A1BIP","LCA","Humboldt",2026,11,1,1]
["A1BIPLCAHumboldt202612","A1BIP","LCA","Humboldt",2026,12,1,1]
["A1BIPLCAHumboldt20271","A1BIP","LCA","Humboldt",2027,1,1,1]
["A1BIPLCAHumboldt20272","A1BIP","LCA","Humboldt",2027,2,1,1]
["A1BIPLCAHumboldt20273","A1BIP","LCA","Humboldt",2027,3,1,1]
["A1BIPLCAHumboldt20274","A1BIP","LCA","Humboldt",2027,4,1,1]
["A1BIPLCAHumboldt20275","A1BIP","LCA","Humboldt",2027,5,1,1]
["A1BIPLCAHumboldt20276","A1BIP","LCA","Humboldt",2027,6,1,1]
["A1BIPLCAHumboldt20277","A1BIP","LCA","Humboldt",2027,7,1,1]
["A1BIPLCAHumboldt20278","A1BIP","LCA","Humboldt",2027,8,1,1]
["A1BIPLCAHumboldt20279","A1BIP","LCA","Humboldt",2027,9,1,1]
["A1BIPLCAHumboldt202710","A1BIP","LCA","Humboldt",2027,10,1,1]
["A1BIPLCAHumboldt202711","A1BIP","LCA","Humboldt",2027,11,1,1]
["A1BIPLCAHumboldt202712","A1BIP","LCA","Humboldt",2027,12,1,1]
["A1BIPLCAKern20251","A1BIP","LCA","Kern",2025,1,1,1]
["A1BIPLCAKern20252","A1BIP","LCA","Kern",2025,2,1,1]
["A1BIPLCAKern20253","A1BIP","LCA","Kern",2025,3,1,1]
["A1BIPLCAKern20254","A1BIP","LCA","Kern",2025,4,1,1]
["A1BIPLCAKern20255","A1BIP","LCA","Kern",2025,5,1,1]
["A1BIPLCAKern20256","A1BIP","LCA","Kern",2025,6,1,1]
["A1BIPLCAKern20257","A1BIP","LCA","Kern",2025,7,1,1]
["A1BIPLCAKern20258","A1BIP","LCA","Kern",2025,8,1,1]
["A1BIPLCAKern20259","A1BIP","LCA","Kern",2025,9,1,1]
["A1BIPLCAKern202510","A1BIP","LCA","Kern",2025,10,1,1]
["A1BIPLCAKern202511","A1BIP","LCA","Kern",2025,11,1,1]
["A1BIPLCAKern202512","A1BIP","LCA","Kern",2025,12,1,1]
["A1BIPLCAKern20261","A1BIP","LCA","Kern",2026,1,1,1]
["A1BIPLCAKern20262","A1BIP","LCA","Kern",2026,2,1,1]
["A1BIPLCAKern20263","A1BIP","LCA","Kern",2026,3,1,1]
["A1BIPLCAKern20264","A1BIP","LCA","Kern",2026,4,1,1]
["A1BIPLCAKern20265","A1BIP","LCA","Kern",2026,5,1,1]
["A1BIPLCAKern20266","A1BIP","LCA","Kern",2026,6,1,1]
["A1BIPLCAKern20267","A1BIP","LCA","Kern",2026,7,1,1]
["A1BIPLCAKern20268","A1BIP","LCA","Kern",2026,8,1,1]
["A1BIPLCAKern20269","A1BIP","LCA","Kern",2026,9,1,1]
["A1BIPLCAKern202610","A1BIP","LCA","Kern",2026,10,1,1]
["A1BIPLCAKern202611","A1BIP","LCA","Kern",2026,11,1,1]
["A1BIPLCAKern202612","A1BIP","LCA","Kern",2026,12,1,1]
["A1BIPLCAKern20271","A1BIP","LCA","Kern",2027,1,1,1]
["A1BIPLCAKern20272","A1BIP","LCA","Kern",2027,2,1,1]
["A1BIPLCAKern20273","A1BIP","LCA","Kern",2027,3,1,1]
["A1BIPLCAKern20274","A1BIP","LCA","Kern",2027,4,1,1]
["A1BIPLCAKern20275","A1BIP","LCA","Kern",2027,5,1,1]
["A1BIPLCAKern20276","A1BIP","LCA","Kern",2027,6,1,1]
["A1BIPLCAKern20277","A1BIP","LCA","Kern",2027,7,1,1]
["A1BIPLCAKern20278","A1BIP","LCA","Kern",2027,8,1,1]
["A1BIPLCAKern20279","A1BIP","LCA","Kern",2027,9,1,1]
["A1BIPLCAKern202710","A1BIP","LCA","Kern",2027,10,1,1]
["A1BIPLCAKern202711","A1BIP","LCA","Kern",2027,11,1,1]
["A1BIPLCAKern202712","A1BIP","LCA","Kern",2027,12,1,1]
["A1BIPLCAOther20251","A1BIP","LCA","Other",2025,1,2,1]
["A1BIPLCAOther20252","A1BIP","LCA","Other",2025,2,2,1]
["A1BIPLCAOther20253","A1BIP","LCA","Other",2025,3,2,1]
["A1BIPLCAOther20254","A1BIP","LCA","Other",2025,4,2,1]
["A1BIPLCAOther20255","A1BIP","LCA","Other",2025,5,2,1]
["A1BIPLCAOther20256","A1BIP","LCA","Other",2025,6,2,1]
["A1BIPLCAOther20257","A1BIP","LCA","Other",2025,7,2,1]
["A1BIPLCAOther20258","A1BIP","LCA","Other",2025,8,2,1]
["A1BIPLCAOther20259","A1BIP","LCA","Other",2025,9,2,1]
["A1BIPLCAOther202510","A1BIP","LCA","Other",2025,10,2,1]
["A1BIPLCAOther202511","A1BIP","LCA","Other",2025,11,2,1]
["A1BIPLCAOther202512","A1BIP","LCA","Other",2025,12,2,1]
["A1BIPLCAOther20261","A1BIP","LCA","Other",2026,1,3,1]
["A1BIPLCAOther20262","A1BIP","LCA","Other",2026,2,3,1]
["A1BIPLCAOther20263","A1BIP","LCA","Other",2026,3,3,1]
["A1BIPLCAOther20264","A1BIP","LCA","Other",2026,4,3,1]
["A1BIPLCAOther20265","A1BIP","LCA","Other",2026,5,3,1]
["A1BIPLCAOther20266","A1BIP","LCA","Other",2026,6,3,1]
["A1BIPLCAOther20267","A1BIP","LCA","Other",2026,7,3,1]
["A1BIPLCAOther20268","A1BIP","LCA","Other",2026,8,3,1]
["A1BIPLCAOther20269","A1BIP","LCA","Other",2026,9,3,1]
["A1BIPLCAOther202610","A1BIP","LCA","Other",2026,10,3,1]
["A1BIPLCAOther202611","A1BIP","LCA","Other",2026,11,3,1]
["A1BIPLCAOther202612","A1BIP","LCA","Other",2026,12,3,1]
["A1BIPLCAOther20271","A1BIP","LCA","Other",2027,1,3,1]
["A1BIPLCAOther20272","A1BIP","LCA","Other",2027,2,3,1]
["A1BIPLCAOther20273","A1BIP","LCA","Other",2027,3,3,1]
["A1BIPLCAOther20274","A1BIP","LCA","Other",2027,4,3,1]
["A1BIPLCAOther20275","A1BIP","LCA","Other",2027,5,3,1]
["A1BIPLCAOther20276","A1BIP","LCA","Other",2027,6,3,1]
["A1BIPLCAOther20277","A1BIP","LCA","Other",2027,7,3,1]
["A1BIPLCAOther20278","A1BIP","LCA","Other",2027,8,3,1]
["A1BIPLCAOther20279","A1BIP","LCA","Other",2027,9,3,1]
["A1BIPLCAOther202710","A1BIP","LCA","Other",2027,10,3,1]
["A1BIPLCAOther202711","A1BIP","LCA","Other",2027,11,3,1]
["A1BIPLCAOther202712","A1BIP","LCA","Other",2027,12,3,1]
["A1BIPLCAStockton20251","A1BIP","LCA","Stockton",2025,1,4,1]
["A1BIPLCAStockton20252","A1BIP","LCA","Stockton",2025,2,4,1]
["A1BIPLCAStockton20253","A1BIP","LCA","Stockton",2025,3,4,1]
["A1BIPLCAStockton20254","A1BIP","LCA","Stockton",2025,4,4,1]
["A1BIPLCAStockton20255","A1BIP","LCA","Stockton",2025,5,4,1]
["A1BIPLCAStockton20256","A1BIP","LCA","Stockton",2025,6,4,1]
["A1BIPLCAStockton20257","A1BIP","LCA","Stockton",2025,7,4,1]
["A1BIPLCAStockton20258","A1BIP","LCA","Stockton",2025,8,4,1]
["A1BIPLCAStockton20259","A1BIP","LCA","Stockton",2025,9,4,1]
["A1BIPLCAStockton202510","A1BIP","LCA","Stockton",2025,10,4,1]
["A1BIPLCAStockton202511","A1BIP","LCA","Stockton",2025,11,4,1]
["A1BIPLCAStockton202512","A1BIP","LCA","Stockton",2025,12,4,1]
["A1BIPSubLAPSLAP_PGEB20251","A1BIP","SubLAP","SLAP_PGEB",2025,1,1,1]
["A1BIPSubLAPSLAP_PGEB20252","A1BIP","SubLAP","SLAP_PGEB",2025,2,1,1]
["A1BIPSubLAPSLAP_PGEB20253","A1BIP","SubLAP","SLAP_PGEB",2025,3,1,1]
["A1BIPSubLAPSLAP_PGEB20254","A1BIP","SubLAP","SLAP_PGEB",2025,4,1,1]
["A1BIPSubLAPSLAP_PGEB20255","A1BIP","SubLAP","SLAP_PGEB",2025,5,1,1]
["A1BIPSubLAPSLAP_PGEB20256","A1BIP","SubLAP","SLAP_PGEB",2025,6,1,1]
["A1BIPSubLAPSLAP_PGEB20257","A1BIP","SubLAP","SLAP_PGEB",2025,7,1,1]
["A1BIPSubLAPSLAP_PGEB20258","A1BIP","SubLAP","SLAP_PGEB",2025,8,1,1]
["A1BIPSubLAPSLAP_PGEB20259","A1BIP","SubLAP","SLAP_PGEB",2025,9,1,1]
["A1BIPSubLAPSLAP_PGEB202510","A1BIP","SubLAP","SLAP_PGEB",2025,10,1,1]
["A1BIPSubLAPSLAP_PGEB202511","A1BIP","SubLAP","SLAP_PGEB",2025,11,1,1]
["A1BIPSubLAPSLAP_PGEB202512","A1BIP","SubLAP","SLAP_PGEB",2025,12,1,1]
["A1BIPSubLAPSLAP_PGF120251","A1BIP","SubLAP","SLAP_PGF1",2025,1,0,1]
["A1BIPSubLAPSLAP_PGF120252","A1BIP","SubLAP","SLAP_PGF1",2025,2,0,1]
["A1BIPSubLAPSLAP_PGF120253","A1BIP","SubLAP","SLAP_PGF1",2025,3,0,1]
["A1BIPSubLAPSLAP_PGF120254","A1BIP","SubLAP","SLAP_PGF1",2025,4,0,1]
["A1BIPSubLAPSLAP_PGF120255","A1BIP","SubLAP","SLAP_PGF1",2025,5,0,1]
["A1BIPSubLAPSLAP_PGF120256","A1BIP","SubLAP","SLAP_PGF1",2025,6,1,1]
["A1BIPSubLAPSLAP_PGF120257","A1BIP","SubLAP","SLAP_PGF1",2025,7,1,1]
["A1BIPSubLAPSLAP_PGF120258","A1BIP","SubLAP","SLAP_PGF1",2025,8,1,1]
["A1BIPSubLAPSLAP_PGF120259","A1BIP","SubLAP","SLAP_PGF1",2025,9,1,1]
["A1BIPSubLAPSLAP_PGF1202510","A1BIP","SubLAP","SLAP_PGF1",2025,10,1,1]
["A1BIPSubLAPSLAP_PGF1202511","A1BIP","SubLAP","SLAP_PGF1",2025,11,1,1]
["A1BIPSubLAPSLAP_PGF1202512","A1BIP","SubLAP","SLAP_PGF1",2025,12,1,1]
["A1BIPSubLAPSLAP_PGF120261","A1BIP","SubLAP","SLAP_PGF1",2026,1,1,1]
["A1BIPSubLAPSLAP_PGF120262","A1BIP","SubLAP","SLAP_PGF1",2026,2,1,1]
["A1BIPSubLAPSLAP_PGF120263","A1BIP","SubLAP","SLAP_PGF1",2026,3,1,1]
["A1BIPSubLAPSLAP_PGF120264","A1BIP","SubLAP","SLAP_PGF1",2026,4,1,1]
["A1BIPSubLAPSLAP_PGF120265","A1BIP","SubLAP","SLAP_PGF1",2026,5,1,1]
["A1BIPSubLAPSLAP_PGF120266","A1BIP","SubLAP","SLAP_PGF1",2026,6,1,1]
["A1BIPSubLAPSLAP_PGF120267","A1BIP","SubLAP","SLAP_PGF1",2026,7,1,1]
["A1BIPSubLAPSLAP_PGF120268","A1BIP","SubLAP","SLAP_PGF1",2026,8,1,1]
["A1BIPSubLAPSLAP_PGF120269","A1BIP","SubLAP","SLAP_PGF1",2026,9,1,1]
["A1BIPSubLAPSLAP_PGF1202610","A1BIP","SubLAP","SLAP_PGF1",2026,10,1,1]
["A1BIPSubLAPSLAP_PGF1202611","A1BIP","SubLAP","SLAP_PGF1",2026,11,1,1]
["A1BIPSubLAPSLAP_PGF1202612","A1BIP","SubLAP","SLAP_PGF1",2026,12,1,1]
["A1BIPSubLAPSLAP_PGF120271","A1BIP","SubLAP","SLAP_PGF1",2027,1,1,1]
["A1BIPSubLAPSLAP_PGF120272","A1BIP","SubLAP","SLAP_PGF1",2027,2,1,1]
["A1BIPSubLAPSLAP_PGF120273","A1BIP","SubLAP","SLAP_PGF1",2027,3,1,1]
["A1BIPSubLAPSLAP_PGF120274","A1BIP","SubLAP","SLAP_PGF1",2027,4,1,1]
["A1BIPSubLAPSLAP_PGF120275","A1BIP","SubLAP","SLAP_PGF1",2027,5,1,1]
["A1BIPSubLAPSLAP_PGF120276","A1BIP","SubLAP","SLAP_PGF1",2027,6,1,1]
["A1BIPSubLAPSLAP_PGF120277","A1BIP","SubLAP","SLAP_PGF1",2027,7,1,1]
["A1BIPSubLAPSLAP_PGF120278","A1BIP","SubLAP","SLAP_PGF1",2027,8,1,1]
["A1BIPSubLAPSLAP_PGF120279","A1BIP","SubLAP","SLAP_PGF1",2027,9,1,1]
["A1BIPSubLAPSLAP_PGF1202710","A1BIP","SubLAP","SLAP_PGF1",2027,10,1,1]
["A1BIPSubLAPSLAP_PGF1202711","A1BIP","SubLAP","SLAP_PGF1",2027,11,1,1]
["A1BIPSubLAPSLAP_PGF1202712","A1BIP","SubLAP","SLAP_PGF1",2027,12,1,1]
["A1BIPSubLAPSLAP_PGFG20251","A1BIP","SubLAP","SLAP_PGFG",2025,1,1,1]
["A1BIPSubLAPSLAP_PGFG20252","A1BIP","SubLAP","SLAP_PGFG",2025,2,1,1]
["A1BIPSubLAPSLAP_PGFG20253","A1BIP","SubLAP","SLAP_PGFG",2025,3,1,1]
["A1BIPSubLAPSLAP_PGFG20254","A1BIP","SubLAP","SLAP_PGFG",2025,4,1,1]
["A1BIPSubLAPSLAP_PGFG20255","A1BIP","SubLAP","SLAP_PGFG",2025,5,1,1]
["A1BIPSubLAPSLAP_PGFG20256","A1BIP","SubLAP","SLAP_PGFG",2025,6,1,1]
["A1BIPSubLAPSLAP_PGFG20257","A1BIP","SubLAP","SLAP_PGFG",2025,7,1,1]
["A1BIPSubLAPSLAP_PGFG20258","A1BIP","SubLAP","SLAP_PGFG",2025,8,1,1]
["A1BIPSubLAPSLAP_PGFG20259","A1BIP","SubLAP","SLAP_PGFG",2025,9,1,1]
["A1BIPSubLAPSLAP_PGFG202510","A1BIP","SubLAP","SLAP_PGFG",2025,10,1,1]
["A1BIPSubLAPSLAP_PGFG202511","A1BIP","SubLAP","SLAP_PGFG",2025,11,1,1]
["A1BIPSubLAPSLAP_PGFG202512","A1BIP","SubLAP","SLAP_PGFG",2025,12,1,1]
["A1BIPSubLAPSLAP_PGHB20251","A1BIP","SubLAP","SLAP_PGHB",2025,1,1,1]
["A1BIPSubLAPSLAP_PGHB20252","A1BIP","SubLAP","SLAP_PGHB",2025,2,1,1]
["A1BIPSubLAPSLAP_PGHB20253","A1BIP","SubLAP","SLAP_PGHB",2025,3,1,1]
["A1BIPSubLAPSLAP_PGHB20254","A1BIP","SubLAP","SLAP_PGHB",2025,4,1,1]
["A1BIPSubLAPSLAP_PGHB20255","A1BIP","SubLAP","SLAP_PGHB",2025,5,1,1]
["A1BIPSubLAPSLAP_PGHB20256","A1BIP","SubLAP","SLAP_PGHB",2025,6,1,1]
["A1BIPSubLAPSLAP_PGHB20257","A1BIP","SubLAP","SLAP_PGHB",2025,7,1,1]
["A1BIPSubLAPSLAP_PGHB20258","A1BIP","SubLAP","SLAP_PGHB",2025,8,1,1]
["A1BIPSubLAPSLAP_PGHB20259","A1BIP","SubLAP","SLAP_PGHB",2025,9,1,1]
["A1BIPSubLAPSLAP_PGHB202510","A1BIP","SubLAP","SLAP_PGHB",2025,10,1,1]
["A1BIPSubLAPSLAP_PGHB202511","A1BIP","SubLAP","SLAP_PGHB",2025,11,1,1]
["A1BIPSubLAPSLAP_PGHB202512","A1BIP","SubLAP","SLAP_PGHB",2025,12,1,1]
["A1BIPSubLAPSLAP_PGHB20261","A1BIP","SubLAP","SLAP_PGHB",2026,1,1,1]
["A1BIPSubLAPSLAP_PGHB20262","A1BIP","SubLAP","SLAP_PGHB",2026,2,1,1]
["A1BIPSubLAPSLAP_PGHB20263","A1BIP","SubLAP","SLAP_PGHB",2026,3,1,1]
["A1BIPSubLAPSLAP_PGHB20264","A1BIP","SubLAP","SLAP_PGHB",2026,4,1,1]
["A1BIPSubLAPSLAP_PGHB20265","A1BIP","SubLAP","SLAP_PGHB",2026,5,1,1]
["A1BIPSubLAPSLAP_PGHB20266","A1BIP","SubLAP","SLAP_PGHB",2026,6,1,1]
["A1BIPSubLAPSLAP_PGHB20267","A1BIP","SubLAP","SLAP_PGHB",2026,7,1,1]
["A1BIPSubLAPSLAP_PGHB20268","A1BIP","SubLAP","SLAP_PGHB",2026,8,1,1]
["A1BIPSubLAPSLAP_PGHB20269","A1BIP","SubLAP","SLAP_PGHB",2026,9,1,1]
["A1BIPSubLAPSLAP_PGHB202610","A1BIP","SubLAP","SLAP_PGHB",2026,10,1,1]
["A1BIPSubLAPSLAP_PGHB202611","A1BIP","SubLAP","SLAP_PGHB",2026,11,1,1]
["A1BIPSubLAPSLAP_PGHB202612","A1BIP","SubLAP","SLAP_PGHB",2026,12,1,1]
["A1BIPSubLAPSLAP_PGHB20271","A1BIP","SubLAP","SLAP_PGHB",2027,1,1,1]
["A1BIPSubLAPSLAP_PGHB20272","A1BIP","SubLAP","SLAP_PGHB",2027,2,1,1]
["A1BIPSubLAPSLAP_PGHB20273","A1BIP","SubLAP","SLAP_PGHB",2027,3,1,1]
["A1BIPSubLAPSLAP_PGHB20274","A1BIP","SubLAP","SLAP_PGHB",2027,4,1,1]
["A1BIPSubLAPSLAP_PGHB20275","A1BIP","SubLAP","SLAP_PGHB",2027,5,1,1]
["A1BIPSubLAPSLAP_PGHB20276","A1BIP","SubLAP","SLAP_PGHB",2027,6,1,1]
["A1BIPSubLAPSLAP_PGHB20277","A1BIP","SubLAP","SLAP_PGHB",2027,7,1,1]
["A1BIPSubLAPSLAP_PGHB20278","A1BIP","SubLAP","SLAP_PGHB",2027,8,1,1]
["A1BIPSubLAPSLAP_PGHB20279","A1BIP","SubLAP","SLAP_PGHB",2027,9,1,1]
["A1BIPSubLAPSLAP_PGHB202710","A1BIP","SubLAP","SLAP_PGHB",2027,10,1,1]
["A1BIPSubLAPSLAP_PGHB202711","A1BIP","SubLAP","SLAP_PGHB",2027,11,1,1]
["A1BIPSubLAPSLAP_PGHB202712","A1BIP","SubLAP","SLAP_PGHB",2027,12,1,1]
["A1BIPSubLAPSLAP_PGKN20251","A1BIP","SubLAP","SLAP_PGKN",2025,1,1,1]
["A1BIPSubLAPSLAP_PGKN20252","A1BIP","SubLAP","SLAP_PGKN",2025,2,1,1]
["A1BIPSubLAPSLAP_PGKN20253","A1BIP","SubLAP","SLAP_PGKN",2025,3,1,1]
["A1BIPSubLAPSLAP_PGKN20254","A1BIP","SubLAP","SLAP_PGKN",2025,4,1,1]
["A1BIPSubLAPSLAP_PGKN20255","A1BIP","SubLAP","SLAP_PGKN",2025,5,1,1]
["A1BIPSubLAPSLAP_PGKN20256","A1BIP","SubLAP","SLAP_PGKN",2025,6,1,1]
["A1BIPSubLAPSLAP_PGKN20257","A1BIP","SubLAP","SLAP_PGKN",2025,7,1,1]
["A1BIPSubLAPSLAP_PGKN20258","A1BIP","SubLAP","SLAP_PGKN",2025,8,1,1]
["A1BIPSubLAPSLAP_PGKN20259","A1BIP","SubLAP","SLAP_PGKN",2025,9,1,1]
["A1BIPSubLAPSLAP_PGKN202510","A1BIP","SubLAP","SLAP_PGKN",2025,10,1,1]
["A1BIPSubLAPSLAP_PGKN202511","A1BIP","SubLAP","SLAP_PGKN",2025,11,1,1]
["A1BIPSubLAPSLAP_PGKN202512","A1BIP","SubLAP","SLAP_PGKN",2025,12,1,1]
["A1BIPSubLAPSLAP_PGKN20261","A1BIP","SubLAP","SLAP_PGKN",2026,1,1,1]
["A1BIPSubLAPSLAP_PGKN20262","A1BIP","SubLAP","SLAP_PGKN",2026,2,1,1]
["A1BIPSubLAPSLAP_PGKN20263","A1BIP","SubLAP","SLAP_PGKN",2026,3,1,1]
["A1BIPSubLAPSLAP_PGKN20264","A1BIP","SubLAP","SLAP_PGKN",2026,4,1,1]
["A1BIPSubLAPSLAP_PGKN20265","A1BIP","SubLAP","SLAP_PGKN",2026,5,1,1]
["A1BIPSubLAPSLAP_PGKN20266","A1BIP","SubLAP","SLAP_PGKN",2026,6,1,1]
["A1BIPSubLAPSLAP_PGKN20267","A1BIP","SubLAP","SLAP_PGKN",2026,7,1,1]
["A1BIPSubLAPSLAP_PGKN20268","A1BIP","SubLAP","SLAP_PGKN",2026,8,1,1]
["A1BIPSubLAPSLAP_PGKN20269","A1BIP","SubLAP","SLAP_PGKN",2026,9,1,1]
["A1BIPSubLAPSLAP_PGKN202610","A1BIP","SubLAP","SLAP_PGKN",2026,10,1,1]
["A1BIPSubLAPSLAP_PGKN202611","A1BIP","SubLAP","SLAP_PGKN",2026,11,1,1]
["A1BIPSubLAPSLAP_PGKN202612","A1BIP","SubLAP","SLAP_PGKN",2026,12,1,1]
["A1BIPSubLAPSLAP_PGKN20271","A1BIP","SubLAP","SLAP_PGKN",2027,1,1,1]
["A1BIPSubLAPSLAP_PGKN20272","A1BIP","SubLAP","SLAP_PGKN",2027,2,1,1]
["A1BIPSubLAPSLAP_PGKN20273","A1BIP","SubLAP","SLAP_PGKN",2027,3,1,1]
["A1BIPSubLAPSLAP_PGKN20274","A1BIP","SubLAP","SLAP_PGKN",2027,4,1,1]
["A1BIPSubLAPSLAP_PGKN20275","A1BIP","SubLAP","SLAP_PGKN",2027,5,1,1]
["A1BIPSubLAPSLAP_PGKN20276","A1BIP","SubLAP","SLAP_PGKN",2027,6,1,1]
["A1BIPSubLAPSLAP_PGKN20277","A1BIP","SubLAP","SLAP_PGKN",2027,7,1,1]
["A1BIPSubLAPSLAP_PGKN20278","A1BIP","SubLAP","SLAP_PGKN",2027,8,1,1]
["A1BIPSubLAPSLAP_PGKN20279","A1BIP","SubLAP","SLAP_PGKN",2027,9,1,1]
["A1BIPSubLAPSLAP_PGKN202710","A1BIP","SubLAP","SLAP_PGKN",2027,10,1,1]
["A1BIPSubLAPSLAP_PGKN202711","A1BIP","SubLAP","SLAP_PGKN",2027,11,1,1]
["A1BIPSubLAPSLAP_PGKN202712","A1BIP","SubLAP","SLAP_PGKN",2027,12,1,1]
["A1BIPSubLAPSLAP_PGSB20251","A1BIP","SubLAP","SLAP_PGSB",2025,1,1,1]
["A1BIPSubLAPSLAP_PGSB20252","A1BIP","SubLAP","SLAP_PGSB",2025,2,1,1]
["A1BIPSubLAPSLAP_PGSB20253","A1BIP","SubLAP","SLAP_PGSB",2025,3,1,1]
["A1BIPSubLAPSLAP_PGSB20254","A1BIP","SubLAP","SLAP_PGSB",2025,4,1,1]
["A1BIPSubLAPSLAP_PGSB20255","A1BIP","SubLAP","SLAP_PGSB",2025,5,1,1]
["A1BIPSubLAPSLAP_PGSB20256","A1BIP","SubLAP","SLAP_PGSB",2025,6,1,1]
["A1BIPSubLAPSLAP_PGSB20257","A1BIP","SubLAP","SLAP_PGSB",2025,7,1,1]
["A1BIPSubLAPSLAP_PGSB20258","A1BIP","SubLAP","SLAP_PGSB",2025,8,1,1]
["A1BIPSubLAPSLAP_PGSB20259","A1BIP","SubLAP","SLAP_PGSB",2025,9,1,1]
["A1BIPSubLAPSLAP_PGSB202510","A1BIP","SubLAP","SLAP_PGSB",2025,10,1,1]
["A1BIPSubLAPSLAP_PGSB202511","A1BIP","SubLAP","SLAP_PGSB",2025,11,1,1]
["A1BIPSubLAPSLAP_PGSB202512","A1BIP","SubLAP","SLAP_PGSB",2025,12,1,1]
["A1BIPSubLAPSLAP_PGSB20261","A1BIP","SubLAP","SLAP_PGSB",2026,1,1,1]
["A1BIPSubLAPSLAP_PGSB20262","A1BIP","SubLAP","SLAP_PGSB",2026,2,1,1]
["A1BIPSubLAPSLAP_PGSB20263","A1BIP","SubLAP","SLAP_PGSB",2026,3,1,1]
["A1BIPSubLAPSLAP_PGSB20264","A1BIP","SubLAP","SLAP_PGSB",2026,4,1,1]
["A1BIPSubLAPSLAP_PGSB20265","A1BIP","SubLAP","SLAP_PGSB",2026,5,1,1]
["A1BIPSubLAPSLAP_PGSB20266","A1BIP","SubLAP","SLAP_PGSB",2026,6,1,1]
["A1BIPSubLAPSLAP_PGSB20267","A1BIP","SubLAP","SLAP_PGSB",2026,7,1,1]
["A1BIPSubLAPSLAP_PGSB20268","A1BIP","SubLAP","SLAP_PGSB",2026,8,1,1]
["A1BIPSubLAPSLAP_PGSB20269","A1BIP","SubLAP","SLAP_PGSB",2026,9,1,1]
["A1BIPSubLAPSLAP_PGSB202610","A1BIP","SubLAP","SLAP_PGSB",2026,10,1,1]
["A1BIPSubLAPSLAP_PGSB202611","A1BIP","SubLAP","SLAP_PGSB",2026,11,1,1]
["A1BIPSubLAPSLAP_PGSB202612","A1BIP","SubLAP","SLAP_PGSB",2026,12,1,1]
["A1BIPSubLAPSLAP_PGSB20271","A1BIP","SubLAP","SLAP_PGSB",2027,1,1,1]
["A1BIPSubLAPSLAP_PGSB20272","A1BIP","SubLAP","SLAP_PGSB",2027,2,1,1]
["A1BIPSubLAPSLAP_PGSB20273","A1BIP","SubLAP","SLAP_PGSB",2027,3,1,1]
["A1BIPSubLAPSLAP_PGSB20274","A1BIP","SubLAP","SLAP_PGSB",2027,4,1,1]
["A1BIPSubLAPSLAP_PGSB20275","A1BIP","SubLAP","SLAP_PGSB",2027,5,1,1]
["A1BIPSubLAPSLAP_PGSB20276","A1BIP","SubLAP","SLAP_PGSB",2027,6,1,1]
["A1BIPSubLAPSLAP_PGSB20277","A1BIP","SubLAP","SLAP_PGSB",2027,7,1,1]
["A1BIPSubLAPSLAP_PGSB20278","A1BIP","SubLAP","SLAP_PGSB",2027,8,1,1]
["A1BIPSubLAPSLAP_PGSB20279","A1BIP","SubLAP","SLAP_PGSB",2027,9,1,1]
["A1BIPSubLAPSLAP_PGSB202710","A1BIP","SubLAP","SLAP_PGSB",2027,10,1,1]
["A1BIPSubLAPSLAP_PGSB202711","A1BIP","SubLAP","SLAP_PGSB",2027,11,1,1]
["A1BIPSubLAPSLAP_PGSB202712","A1BIP","SubLAP","SLAP_PGSB",2027,12,1,1]
["A1BIPSubLAPSLAP_PGZP20251","A1BIP","SubLAP","SLAP_PGZP",2025,1,3,1]
["A1BIPSubLAPSLAP_PGZP20252","A1BIP","SubLAP","SLAP_PGZP",2025,2,3,1]
["A1BIPSubLAPSLAP_PGZP20253","A1BIP","SubLAP","SLAP_PGZP",2025,3,3,1]
["A1BIPSubLAPSLAP_PGZP20254","A1BIP","SubLAP","SLAP_PGZP",2025,4,3,1]
["A1BIPSubLAPSLAP_PGZP20255","A1BIP","SubLAP","SLAP_PGZP",2025,5,3,1]
["A1BIPSubLAPSLAP_PGZP20256","A1BIP","SubLAP","SLAP_PGZP",2025,6,3,1]
["A1BIPSubLAPSLAP_PGZP20257","A1BIP","SubLAP","SLAP_PGZP",2025,7,3,1]
["A1BIPSubLAPSLAP_PGZP20258","A1BIP","SubLAP","SLAP_PGZP",2025,8,3,1]
["A1BIPSubLAPSLAP_PGZP20259","A1BIP","SubLAP","SLAP_PGZP",2025,9,3,1]
["A1BIPSubLAPSLAP_PGZP202510","A1BIP","SubLAP","SLAP_PGZP",2025,10,3,1]
["A1BIPSubLAPSLAP_PGZP202511","A1BIP","SubLAP","SLAP_PGZP",2025,11,3,1]
["A1BIPSubLAPSLAP_PGZP202512","A1BIP","SubLAP","SLAP_PGZP",2025,12,3,1]
["A1BIPSubLAPSLAP_PGZP20261","A1BIP","SubLAP","SLAP_PGZP",2026,1,3,1]
["A1BIPSubLAPSLAP_PGZP20262","A1BIP","SubLAP","SLAP_PGZP",2026,2,3,1]
["A1BIPSubLAPSLAP_PGZP20263","A1BIP","SubLAP","SLAP_PGZP",2026,3,3,1]
["A1BIPSubLAPSLAP_PGZP20264","A1BIP","SubLAP","SLAP_PGZP",2026,4,3,1]
["A1BIPSubLAPSLAP_PGZP20265","A1BIP","SubLAP","SLAP_PGZP",2026,5,3,1]
["A1BIPSubLAPSLAP_PGZP20266","A1BIP","SubLAP","SLAP_PGZP",2026,6,3,1]
["A1BIPSubLAPSLAP_PGZP20267","A1BIP","SubLAP","SLAP_PGZP",2026,7,3,1]
["A1BIPSubLAPSLAP_PGZP20268","A1BIP","SubLAP","SLAP_PGZP",2026,8,3,1]
["A1BIPSubLAPSLAP_PGZP20269","A1BIP","SubLAP","SLAP_PGZP",2026,9,3,1]
["A1BIPSubLAPSLAP_PGZP202610","A1BIP","SubLAP","SLAP_PGZP",2026,10,3,1]
["A1BIPSubLAPSLAP_PGZP202611","A1BIP","SubLAP","SLAP_PGZP",2026,11,3,1]
["A1BIPSubLAPSLAP_PGZP202612","A1BIP","SubLAP","SLAP_PGZP",2026,12,3,1]
["A1BIPSubLAPSLAP_PGZP20271","A1BIP","SubLAP","SLAP_PGZP",2027,1,3,1]
["A1BIPSubLAPSLAP_PGZP20272","A1BIP","SubLAP","SLAP_PGZP",2027,2,3,1]
["A1BIPSubLAPSLAP_PGZP20273","A1BIP","SubLAP","SLAP_PGZP",2027,3,3,1]
["A1BIPSubLAPSLAP_PGZP20274","A1BIP","SubLAP","SLAP_PGZP",2027,4,3,1]
["A1BIPSubLAPSLAP_PGZP20275","A1BIP","SubLAP","SLAP_PGZP",2027,5,3,1]
["A1BIPSubLAPSLAP_PGZP20276","A1BIP","SubLAP","SLAP_PGZP",2027,6,3,1]
["A1BIPSubLAPSLAP_PGZP20277","A1BIP","SubLAP","SLAP_PGZP",2027,7,3,1]
["A1BIPSubLAPSLAP_PGZP20278","A1BIP","SubLAP","SLAP_PGZP",2027,8,3,1]
["A1BIPSubLAPSLAP_PGZP20279","A1BIP","SubLAP","SLAP_PGZP",2027,9,3,1]
["A1BIPSubLAPSLAP_PGZP202710","A1BIP","SubLAP","SLAP_PGZP",2027,10,3,1]
["A1BIPSubLAPSLAP_PGZP202711","A1BIP","SubLAP","SLAP_PGZP",2027,11,3,1]
["A1BIPSubLAPSLAP_PGZP202712","A1BIP","SubLAP","SLAP_PGZP",2027,12,3,1]
["A2AllAll20251","A2","All","All",2025,1,32,0]
["A2AllAll20252","A2","All","All",2025,2,32,0]
["A2AllAll20253","A2","All","All",2025,3,32,0]
["A2AllAll20254","A2","All","All",2025,4,32,0]
["A2AllAll20255","A2","All","All",2025,5,32,0]
["A2AllAll20256","A2","All","All",2025,6,34,0]
["A2AllAll20257","A2","All","All",2025,7,35,0]
["A2AllAll20258","A2","All","All",2025,8,38,0]
["A2AllAll20259","A2","All","All",2025,9,38,0]
["A2AllAll202510","A2","All","All",2025,10,38,0]
["A2AllAll202511","A2","All","All",2025,11,38,0]
["A2AllAll202512","A2","All","All",2025,12,38,0]
["A2AllAll20261","A2","All","All",2026,1,43,0]
["A2AllAll20262","A2","All","All",2026,2,43,0]
["A2AllAll20263","A2","All","All",2026,3,43,0]
["A2AllAll20264","A2","All","All",2026,4,43,0]
["A2AllAll20265","A2","All","All",2026,5,43,0]
["A2AllAll20266","A2","All","All",2026,6,43,0]
["A2AllAll20267","A2","All","All",2026,7,43,0]
["A2AllAll20268","A2","All","All",2026,8,43,0]
["A2AllAll20269","A2","All","All",2026,9,43,0]
["A2AllAll202610","A2","All","All",2026,10,43,0]
["A2AllAll202611","A2","All","All",2026,11,43,0]
["A2AllAll202612","A2","All","All",2026,12,43,0]
["A2AllAll20271","A2","All","All",2027,1,43,0]
["A2AllAll20272","A2","All","All",2027,2,43,0]
["A2AllAll20273","A2","All","All",2027,3,43,0]
["A2AllAll20274","A2","All","All",2027,4,43,0]
["A2AllAll20275","A2","All","All",2027,5,43,0]
["A2AllAll20276","A2","All","All",2027,6,43,0]
["A2AllAll20277","A2","All","All",2027,7,43,0]
["A2AllAll20278","A2","All","All",2027,8,43,0]
["A2AllAll20279","A2","All","All",2027,9,43,0]
["A2AllAll202710","A2","All","All",2027,10,43,0]
["A2AllAll202711","A2","All","All",2027,11,43,0]
["A2AllAll202712","A2","All","All",2027,12,43,0]
["A2LCAGreater Bay Area20251","A2","LCA","Greater Bay Area",2025,1,2,1]
["A2LCAGreater Bay Area20252","A2","LCA","Greater Bay Area",2025,2,2,1]
["A2LCAGreater Bay Area20253","A2","LCA","Greater Bay Area",2025,3,2,1]
["A2LCAGreater Bay Area20254","A2","LCA","Greater Bay Area",2025,4,2,1]
["A2LCAGreater Bay Area20255","A2","LCA","Greater Bay Area",2025,5,2,1]
["A2LCAGreater Bay Area20256","A2","LCA","Greater Bay Area",2025,6,2,1]
["A2LCAGreater Bay Area20257","A2","LCA","Greater Bay Area",2025,7,2,1]
["A2LCAGreater Bay Area20258","A2","LCA","Greater Bay Area",2025,8,2,1]
["A2LCAGreater Bay Area20259","A2","LCA","Greater Bay Area",2025,9,2,1]
["A2LCAGreater Bay Area202510","A2","LCA","Greater Bay Area",2025,10,2,1]
["A2LCAGreater Bay Area202511","A2","LCA","Greater Bay Area",2025,11,2,1]
["A2LCAGreater Bay Area202512","A2","LCA","Greater Bay Area",2025,12,2,1]
["A2LCAGreater Bay Area20261","A2","LCA","Greater Bay Area",2026,1,2,1]
["A2LCAGreater Bay Area20262","A2","LCA","Greater Bay Area",2026,2,2,1]
["A2LCAGreater Bay Area20263","A2","LCA","Greater Bay Area",2026,3,2,1]
["A2LCAGreater Bay Area20264","A2","LCA","Greater Bay Area",2026,4,2,1]
["A2LCAGreater Bay Area20265","A2","LCA","Greater Bay Area",2026,5,2,1]
["A2LCAGreater Bay Area20266","A2","LCA","Greater Bay Area",2026,6,2,1]
["A2LCAGreater Bay Area20267","A2","LCA","Greater Bay Area",2026,7,2,1]
["A2LCAGreater Bay Area20268","A2","LCA","Greater Bay Area",2026,8,2,1]
["A2LCAGreater Bay Area20269","A2","LCA","Greater Bay Area",2026,9,2,1]
["A2LCAGreater Bay Area202610","A2","LCA","Greater Bay Area",2026,10,2,1]
["A2LCAGreater Bay Area202611","A2","LCA","Greater Bay Area",2026,11,2,1]
["A2LCAGreater Bay Area202612","A2","LCA","Greater Bay Area",2026,12,2,1]
["A2LCAGreater Bay Area20271","A2","LCA","Greater Bay Area",2027,1,2,1]
["A2LCAGreater Bay Area20272","A2","LCA","Greater Bay Area",2027,2,2,1]
["A2LCAGreater Bay Area20273","A2","LCA","Greater Bay Area",2027,3,2,1]
["A2LCAGreater Bay Area20274","A2","LCA","Greater Bay Area",2027,4,2,1]
["A2LCAGreater Bay Area20275","A2","LCA","Greater Bay Area",2027,5,2,1]
["A2LCAGreater Bay Area20276","A2","LCA","Greater Bay Area",2027,6,2,1]
["A2LCAGreater Bay Area20277","A2","LCA","Greater Bay Area",2027,7,2,1]
["A2LCAGreater Bay Area20278","A2","LCA","Greater Bay Area",2027,8,2,1]
["A2LCAGreater Bay Area20279","A2","LCA","Greater Bay Area",2027,9,2,1]
["A2LCAGreater Bay Area202710","A2","LCA","Greater Bay Area",2027,10,2,1]
["A2LCAGreater Bay Area202711","A2","LCA","Greater Bay Area",2027,11,2,1]
["A2LCAGreater Bay Area202712","A2","LCA","Greater Bay Area",2027,12,2,1]
["A2LCAGreater Fresno Area20251","A2","LCA","Greater Fresno Area",2025,1,4,1]
["A2LCAGreater Fresno Area20252","A2","LCA","Greater Fresno Area",2025,2,4,1]
["A2LCAGreater Fresno Area20253","A2","LCA","Greater Fresno Area",2025,3,4,1]
["A2LCAGreater Fresno Area20254","A2","LCA","Greater Fresno Area",2025,4,4,1]
["A2LCAGreater Fresno Area20255","A2","LCA","Greater Fresno Area",2025,5,4,1]
["A2LCAGreater Fresno Area20256","A2","LCA","Greater Fresno Area",2025,6,4,1]
["A2LCAGreater Fresno Area20257","A2","LCA","Greater Fresno Area",2025,7,4,1]
["A2LCAGreater Fresno Area20258","A2","LCA","Greater Fresno Area",2025,8,5,1]
["A2LCAGreater Fresno Area20259","A2","LCA","Greater Fresno Area",2025,9,5,1]
["A2LCAGreater Fresno Area202510","A2","LCA","Greater Fresno Area",2025,10,5,1]
["A2LCAGreater Fresno Area202511","A2","LCA","Greater Fresno Area",2025,11,5,1]
["A2LCAGreater Fresno Area202512","A2","LCA","Greater Fresno Area",2025,12,5,1]
["A2LCAGreater Fresno Area20261","A2","LCA","Greater Fresno Area",2026,1,5,1]
["A2LCAGreater Fresno Area20262","A2","LCA","Greater Fresno Area",2026,2,5,1]
["A2LCAGreater Fresno Area20263","A2","LCA","Greater Fresno Area",2026,3,5,1]
["A2LCAGreater Fresno Area20264","A2","LCA","Greater Fresno Area",2026,4,5,1]
["A2LCAGreater Fresno Area20265","A2","LCA","Greater Fresno Area",2026,5,5,1]
["A2LCAGreater Fresno Area20266","A2","LCA","Greater Fresno Area",2026,6,5,1]
["A2LCAGreater Fresno Area20267","A2","LCA","Greater Fresno Area",2026,7,5,1]
["A2LCAGreater Fresno Area20268","A2","LCA","Greater Fresno Area",2026,8,5,1]
["A2LCAGreater Fresno Area20269","A2","LCA","Greater Fresno Area",2026,9,5,1]
["A2LCAGreater Fresno Area202610","A2","LCA","Greater Fresno Area",2026,10,5,1]
["A2LCAGreater Fresno Area202611","A2","LCA","Greater Fresno Area",2026,11,5,1]
["A2LCAGreater Fresno Area202612","A2","LCA","Greater Fresno Area",2026,12,5,1]
["A2LCAGreater Fresno Area20271","A2","LCA","Greater Fresno Area",2027,1,5,1]
["A2LCAGreater Fresno Area20272","A2","LCA","Greater Fresno Area",2027,2,5,1]
["A2LCAGreater Fresno Area20273","A2","LCA","Greater Fresno Area",2027,3,5,1]
["A2LCAGreater Fresno Area20274","A2","LCA","Greater Fresno Area",2027,4,5,1]
["A2LCAGreater Fresno Area20275","A2","LCA","Greater Fresno Area",2027,5,5,1]
["A2LCAGreater Fresno Area20276","A2","LCA","Greater Fresno Area",2027,6,5,1]
["A2LCAGreater Fresno Area20277","A2","LCA","Greater Fresno Area",2027,7,5,1]
["A2LCAGreater Fresno Area20278","A2","LCA","Greater Fresno Area",2027,8,5,1]
["A2LCAGreater Fresno Area20279","A2","LCA","Greater Fresno Area",2027,9,5,1]
["A2LCAGreater Fresno Area202710","A2","LCA","Greater Fresno Area",2027,10,5,1]
["A2LCAGreater Fresno Area202711","A2","LCA","Greater Fresno Area",2027,11,5,1]
["A2LCAGreater Fresno Area202712","A2","LCA","Greater Fresno Area",2027,12,5,1]
["A2LCAHumboldt20251","A2","LCA","Humboldt",2025,1,2,1]
["A2LCAHumboldt20252","A2","LCA","Humboldt",2025,2,2,1]
["A2LCAHumboldt20253","A2","LCA","Humboldt",2025,3,2,1]
["A2LCAHumboldt20254","A2","LCA","Humboldt",2025,4,2,1]
["A2LCAHumboldt20255","A2","LCA","Humboldt",2025,5,2,1]
["A2LCAHumboldt20256","A2","LCA","Humboldt",2025,6,2,1]
["A2LCAHumboldt20257","A2","LCA","Humboldt",2025,7,2,1]
["A2LCAHumboldt20258","A2","LCA","Humboldt",2025,8,2,1]
["A2LCAHumboldt20259","A2","LCA","Humboldt",2025,9,2,1]
["A2LCAHumboldt202510","A2","LCA","Humboldt",2025,10,2,1]
["A2LCAHumboldt202511","A2","LCA","Humboldt",2025,11,2,1]
["A2LCAHumboldt202512","A2","LCA","Humboldt",2025,12,2,1]
["A2LCAHumboldt20261","A2","LCA","Humboldt",2026,1,2,1]
["A2LCAHumboldt20262","A2","LCA","Humboldt",2026,2,2,1]
["A2LCAHumboldt20263","A2","LCA","Humboldt",2026,3,2,1]
["A2LCAHumboldt20264","A2","LCA","Humboldt",2026,4,2,1]
["A2LCAHumboldt20265","A2","LCA","Humboldt",2026,5,2,1]
["A2LCAHumboldt20266","A2","LCA","Humboldt",2026,6,2,1]
["A2LCAHumboldt20267","A2","LCA","Humboldt",2026,7,2,1]
["A2LCAHumboldt20268","A2","LCA","Humboldt",2026,8,2,1]
["A2LCAHumboldt20269","A2","LCA","Humboldt",2026,9,2,1]
["A2LCAHumboldt202610","A2","LCA","Humboldt",2026,10,2,1]
["A2LCAHumboldt202611","A2","LCA","Humboldt",2026,11,2,1]
["A2LCAHumboldt202612","A2","LCA","Humboldt",2026,12,2,1]
["A2LCAHumboldt20271","A2","LCA","Humboldt",2027,1,2,1]
["A2LCAHumboldt20272","A2","LCA","Humboldt",2027,2,2,1]
["A2LCAHumboldt20273","A2","LCA","Humboldt",2027,3,2,1]
["A2LCAHumboldt20274","A2","LCA","Humboldt",2027,4,2,1]
["A2LCAHumboldt20275","A2","LCA","Humboldt",2027,5,2,1]
["A2LCAHumboldt20276","A2","LCA","Humboldt",2027,6,2,1]
["A2LCAHumboldt20277","A2","LCA","Humboldt",2027,7,2,1]
["A2LCAHumboldt20278","A2","LCA","Humboldt",2027,8,2,1]
["A2LCAHumboldt20279","A2","LCA","Humboldt",2027,9,2,1]
["A2LCAHumboldt202710","A2","LCA","Humboldt",2027,10,2,1]
["A2LCAHumboldt202711","A2","LCA","Humboldt",2027,11,2,1]
["A2LCAHumboldt202712","A2","LCA","Humboldt",2027,12,2,1]
["A2LCAOther20251","A2","LCA","Other",2025,1,5,1]
["A2LCAOther20252","A2","LCA","Other",2025,2,5,1]
["A2LCAOther20253","A2","LCA","Other",2025,3,5,1]
["A2LCAOther20254","A2","LCA","Other",2025,4,5,1]
["A2LCAOther20255","A2","LCA","Other",2025,5,5,1]
["A2LCAOther20256","A2","LCA","Other",2025,6,6,1]
["A2LCAOther20257","A2","LCA","Other",2025,7,7,1]
["A2LCAOther20258","A2","LCA","Other",2025,8,8,1]
["A2LCAOther20259","A2","LCA","Other",2025,9,8,1]
["A2LCAOther202510","A2","LCA","Other",2025,10,8,1]
["A2LCAOther202511","A2","LCA","Other",2025,11,8,1]
["A2LCAOther202512","A2","LCA","Other",2025,12,8,1]
["A2LCAOther20261","A2","LCA","Other",2026,1,10,1]
["A2LCAOther20262","A2","LCA","Other",2026,2,10,1]
["A2LCAOther20263","A2","LCA","Other",2026,3,10,1]
["A2LCAOther20264","A2","LCA","Other",2026,4,10,1]
["A2LCAOther20265","A2","LCA","Other",2026,5,10,1]
["A2LCAOther20266","A2","LCA","Other",2026,6,10,1]
["A2LCAOther20267","A2","LCA","Other",2026,7,10,1]
["A2LCAOther20268","A2","LCA","Other",2026,8,10,1]
["A2LCAOther20269","A2","LCA","Other",2026,9,10,1]
["A2LCAOther202610","A2","LCA","Other",2026,10,10,1]
["A2LCAOther202611","A2","LCA","Other",2026,11,10,1]
["A2LCAOther202612","A2","LCA","Other",2026,12,10,1]
["A2LCAOther20271","A2","LCA","Other",2027,1,10,1]
["A2LCAOther20272","A2","LCA","Other",2027,2,10,1]
["A2LCAOther20273","A2","LCA","Other",2027,3,10,1]
["A2LCAOther20274","A2","LCA","Other",2027,4,10,1]
["A2LCAOther20275","A2","LCA","Other",2027,5,10,1]
["A2LCAOther20276","A2","LCA","Other",2027,6,10,1]
["A2LCAOther20277","A2","LCA","Other",2027,7,10,1]
["A2LCAOther20278","A2","LCA","Other",2027,8,10,1]
["A2LCAOther20279","A2","LCA","Other",2027,9,10,1]
["A2LCAOther202710","A2","LCA","Other",2027,10,10,1]
["A2LCAOther202711","A2","LCA","Other",2027,11,10,1]
["A2LCAOther202712","A2","LCA","Other",2027,12,10,1]
["A2LCASierra20251","A2","LCA","Sierra",2025,1,19,0]
["A2LCASierra20252","A2","LCA","Sierra",2025,2,19,0]
["A2LCASierra20253","A2","LCA","Sierra",2025,3,19,0]
["A2LCASierra20254","A2","LCA","Sierra",2025,4,19,0]
["A2LCASierra20255","A2","LCA","Sierra",2025,5,19,0]
["A2LCASierra20256","A2","LCA","Sierra",2025,6,20,0]
["A2LCASierra20257","A2","LCA","Sierra",2025,7,20,0]
["A2LCASierra20258","A2","LCA","Sierra",2025,8,21,0]
["A2LCASierra20259","A2","LCA","Sierra",2025,9,21,0]
["A2LCASierra202510","A2","LCA","Sierra",2025,10,21,0]
["A2LCASierra202511","A2","LCA","Sierra",2025,11,21,0]
["A2LCASierra202512","A2","LCA","Sierra",2025,12,21,0]
["A2LCASierra20261","A2","LCA","Sierra",2026,1,24,0]
["A2LCASierra20262","A2","LCA","Sierra",2026,2,24,0]
["A2LCASierra20263","A2","LCA","Sierra",2026,3,24,0]
["A2LCASierra20264","A2","LCA","Sierra",2026,4,24,0]
["A2LCASierra20265","A2","LCA","Sierra",2026,5,24,0]
["A2LCASierra20266","A2","LCA","Sierra",2026,6,24,0]
["A2LCASierra20267","A2","LCA","Sierra",2026,7,24,0]
["A2LCASierra20268","A2","LCA","Sierra",2026,8,24,0]
["A2LCASierra20269","A2","LCA","Sierra",2026,9,24,0]
["A2LCASierra202610","A2","LCA","Sierra",2026,10,24,0]
["A2LCASierra202611","A2","LCA","Sierra",2026,11,24,0]
["A2LCASierra202612","A2","LCA","Sierra",2026,12,24,0]
["A2LCASierra20271","A2","LCA","Sierra",2027,1,24,0]
["A2LCASierra20272","A2","LCA","Sierra",2027,2,24,0]
["A2LCASierra20273","A2","LCA","Sierra",2027,3,24,0]
["A2LCASierra20274","A2","LCA","Sierra",2027,4,24,0]
["A2LCASierra20275","A2","LCA","Sierra",2027,5,24,0]
["A2LCASierra20276","A2","LCA","Sierra",2027,6,24,0]
["A2LCASierra20277","A2","LCA","Sierra",2027,7,24,0]
["A2LCASierra20278","A2","LCA","Sierra",2027,8,24,0]
["A2LCASierra20279","A2","LCA","Sierra",2027,9,24,0]
["A2LCASierra202710","A2","LCA","Sierra",2027,10,24,0]
["A2LCASierra202711","A2","LCA","Sierra",2027,11,24,0]
["A2LCASierra202712","A2","LCA","Sierra",2027,12,24,0]
["A2SubLAPSLAP_PGEB20251","A2","SubLAP","SLAP_PGEB",2025,1,1,1]
["A2SubLAPSLAP_PGEB20252","A2","SubLAP","SLAP_PGEB",2025,2,1,1]
["A2SubLAPSLAP_PGEB20253","A2","SubLAP","SLAP_PGEB",2025,3,1,1]
["A2SubLAPSLAP_PGEB20254","A2","SubLAP","SLAP_PGEB",2025,4,1,1]
["A2SubLAPSLAP_PGEB20255","A2","SubLAP","SLAP_PGEB",2025,5,1,1]
["A2SubLAPSLAP_PGEB20256","A2","SubLAP","SLAP_PGEB",2025,6,1,1]
["A2SubLAPSLAP_PGEB20257","A2","SubLAP","SLAP_PGEB",2025,7,1,1]
["A2SubLAPSLAP_PGEB20258","A2","SubLAP","SLAP_PGEB",2025,8,1,1]
["A2SubLAPSLAP_PGEB20259","A2","SubLAP","SLAP_PGEB",2025,9,1,1]
["A2SubLAPSLAP_PGEB202510","A2","SubLAP","SLAP_PGEB",2025,10,1,1]
["A2SubLAPSLAP_PGEB202511","A2","SubLAP","SLAP_PGEB",2025,11,1,1]
["A2SubLAPSLAP_PGEB202512","A2","SubLAP","SLAP_PGEB",2025,12,1,1]
["A2SubLAPSLAP_PGEB20261","A2","SubLAP","SLAP_PGEB",2026,1,1,1]
["A2SubLAPSLAP_PGEB20262","A2","SubLAP","SLAP_PGEB",2026,2,1,1]
["A2SubLAPSLAP_PGEB20263","A2","SubLAP","SLAP_PGEB",2026,3,1,1]
["A2SubLAPSLAP_PGEB20264","A2","SubLAP","SLAP_PGEB",2026,4,1,1]
["A2SubLAPSLAP_PGEB20265","A2","SubLAP","SLAP_PGEB",2026,5,1,1]
["A2SubLAPSLAP_PGEB20266","A2","SubLAP","SLAP_PGEB",2026,6,1,1]
["A2SubLAPSLAP_PGEB20267","A2","SubLAP","SLAP_PGEB",2026,7,1,1]
["A2SubLAPSLAP_PGEB20268","A2","SubLAP","SLAP_PGEB",2026,8,1,1]
["A2SubLAPSLAP_PGEB20269","A2","SubLAP","SLAP_PGEB",2026,9,1,1]
["A2SubLAPSLAP_PGEB202610","A2","SubLAP","SLAP_PGEB",2026,10,1,1]
["A2SubLAPSLAP_PGEB202611","A2","SubLAP","SLAP_PGEB",2026,11,1,1]
["A2SubLAPSLAP_PGEB202612","A2","SubLAP","SLAP_PGEB",2026,12,1,1]
["A2SubLAPSLAP_PGEB20271","A2","SubLAP","SLAP_PGEB",2027,1,1,1]
["A2SubLAPSLAP_PGEB20272","A2","SubLAP","SLAP_PGEB",2027,2,1,1]
["A2SubLAPSLAP_PGEB20273","A2","SubLAP","SLAP_PGEB",2027,3,1,1]
["A2SubLAPSLAP_PGEB20274","A2","SubLAP","SLAP_PGEB",2027,4,1,1]
["A2SubLAPSLAP_PGEB20275","A2","SubLAP","SLAP_PGEB",2027,5,1,1]
["A2SubLAPSLAP_PGEB20276","A2","SubLAP","SLAP_PGEB",2027,6,1,1]
["A2SubLAPSLAP_PGEB20277","A2","SubLAP","SLAP_PGEB",2027,7,1,1]
["A2SubLAPSLAP_PGEB20278","A2","SubLAP","SLAP_PGEB",2027,8,1,1]
["A2SubLAPSLAP_PGEB20279","A2","SubLAP","SLAP_PGEB",2027,9,1,1]
["A2SubLAPSLAP_PGEB202710","A2","SubLAP","SLAP_PGEB",2027,10,1,1]
["A2SubLAPSLAP_PGEB202711","A2","SubLAP","SLAP_PGEB",2027,11,1,1]
["A2SubLAPSLAP_PGEB202712","A2","SubLAP","SLAP_PGEB",2027,12,1,1]
["A2SubLAPSLAP_PGF120251","A2","SubLAP","SLAP_PGF1",2025,1,4,1]
["A2SubLAPSLAP_PGF120252","A2","SubLAP","SLAP_PGF1",2025,2,4,1]
["A2SubLAPSLAP_PGF120253","A2","SubLAP","SLAP_PGF1",2025,3,4,1]
["A2SubLAPSLAP_PGF120254","A2","SubLAP","SLAP_PGF1",2025,4,4,1]
["A2SubLAPSLAP_PGF120255","A2","SubLAP","SLAP_PGF1",2025,5,4,1]
["A2SubLAPSLAP_PGF120256","A2","SubLAP","SLAP_PGF1",2025,6,4,1]
["A2SubLAPSLAP_PGF120257","A2","SubLAP","SLAP_PGF1",2025,7,4,1]
["A2SubLAPSLAP_PGF120258","A2","SubLAP","SLAP_PGF1",2025,8,5,1]
["A2SubLAPSLAP_PGF120259","A2","SubLAP","SLAP_PGF1",2025,9,5,1]
["A2SubLAPSLAP_PGF1202510","A2","SubLAP","SLAP_PGF1",2025,10,5,1]
["A2SubLAPSLAP_PGF1202511","A2","SubLAP","SLAP_PGF1",2025,11,5,1]
["A2SubLAPSLAP_PGF1202512","A2","SubLAP","SLAP_PGF1",2025,12,5,1]
["A2SubLAPSLAP_PGF120261","A2","SubLAP","SLAP_PGF1",2026,1,5,1]
["A2SubLAPSLAP_PGF120262","A2","SubLAP","SLAP_PGF1",2026,2,5,1]
["A2SubLAPSLAP_PGF120263","A2","SubLAP","SLAP_PGF1",2026,3,5,1]
["A2SubLAPSLAP_PGF120264","A2","SubLAP","SLAP_PGF1",2026,4,5,1]
["A2SubLAPSLAP_PGF120265","A2","SubLAP","SLAP_PGF1",2026,5,5,1]
["A2SubLAPSLAP_PGF120266","A2","SubLAP","SLAP_PGF1",2026,6,5,1]
["A2SubLAPSLAP_PGF120267","A2","SubLAP","SLAP_PGF1",2026,7,5,1]
["A2SubLAPSLAP_PGF120268","A2","SubLAP","SLAP_PGF1",2026,8,5,1]
["A2SubLAPSLAP_PGF120269","A2","SubLAP","SLAP_PGF1",2026,9,5,1]
["A2SubLAPSLAP_PGF1202610","A2","SubLAP","SLAP_PGF1",2026,10,5,1]
["A2SubLAPSLAP_PGF1202611","A2","SubLAP","SLAP_PGF1",2026,11,5,1]
["A2SubLAPSLAP_PGF1202612","A2","SubLAP","SLAP_PGF1",2026,12,5,1]
["A2SubLAPSLAP_PGF120271","A2","SubLAP","SLAP_PGF1",2027,1,5,1]
["A2SubLAPSLAP_PGF120272","A2","SubLAP","SLAP_PGF1",2027,2,5,1]
["A2SubLAPSLAP_PGF120273","A2","SubLAP","SLAP_PGF1",2027,3,5,1]
["A2SubLAPSLAP_PGF120274","A2","SubLAP","SLAP_PGF1",2027,4,5,1]
["A2SubLAPSLAP_PGF120275","A2","SubLAP","SLAP_PGF1",2027,5,5,1]
["A2SubLAPSLAP_PGF120276","A2","SubLAP","SLAP_PGF1",2027,6,5,1]
["A2SubLAPSLAP_PGF120277","A2","SubLAP","SLAP_PGF1",2027,7,5,1]
["A2SubLAPSLAP_PGF120278","A2","SubLAP","SLAP_PGF1",2027,8,5,1]
["A2SubLAPSLAP_PGF120279","A2","SubLAP","SLAP_PGF1",2027,9,5,1]
["A2SubLAPSLAP_PGF1202710","A2","SubLAP","SLAP_PGF1",2027,10,5,1]
["A2SubLAPSLAP_PGF1202711","A2","SubLAP","SLAP_PGF1",2027,11,5,1]
["A2SubLAPSLAP_PGF1202712","A2","SubLAP","SLAP_PGF1",2027,12,5,1]
["A2SubLAPSLAP_PGHB20251","A2","SubLAP","SLAP_PGHB",2025,1,2,1]
["A2SubLAPSLAP_PGHB20252","A2","SubLAP","SLAP_PGHB",2025,2,2,1]
["A2SubLAPSLAP_PGHB20253","A2","SubLAP","SLAP_PGHB",2025,3,2,1]
["A2SubLAPSLAP_PGHB20254","A2","SubLAP","SLAP_PGHB",2025,4,2,1]
["A2SubLAPSLAP_PGHB20255","A2","SubLAP","SLAP_PGHB",2025,5,2,1]
["A2SubLAPSLAP_PGHB20256","A2","SubLAP","SLAP_PGHB",2025,6,2,1]
["A2SubLAPSLAP_PGHB20257","A2","SubLAP","SLAP_PGHB",2025,7,2,1]
["A2SubLAPSLAP_PGHB20258","A2","SubLAP","SLAP_PGHB",2025,8,2,1]
["A2SubLAPSLAP_PGHB20259","A2","SubLAP","SLAP_PGHB",2025,9,2,1]
["A2SubLAPSLAP_PGHB202510","A2","SubLAP","SLAP_PGHB",2025,10,2,1]
["A2SubLAPSLAP_PGHB202511","A2","SubLAP","SLAP_PGHB",2025,11,2,1]
["A2SubLAPSLAP_PGHB202512","A2","SubLAP","SLAP_PGHB",2025,12,2,1]
["A2SubLAPSLAP_PGHB20261","A2","SubLAP","SLAP_PGHB",2026,1,2,1]
["A2SubLAPSLAP_PGHB20262","A2","SubLAP","SLAP_PGHB",2026,2,2,1]
["A2SubLAPSLAP_PGHB20263","A2","SubLAP","SLAP_PGHB",2026,3,2,1]
["A2SubLAPSLAP_PGHB20264","A2","SubLAP","SLAP_PGHB",2026,4,2,1]
["A2SubLAPSLAP_PGHB20265","A2","SubLAP","SLAP_PGHB",2026,5,2,1]
["A2SubLAPSLAP_PGHB20266","A2","SubLAP","SLAP_PGHB",2026,6,2,1]
["A2SubLAPSLAP_PGHB20267","A2","SubLAP","SLAP_PGHB",2026,7,2,1]
["A2SubLAPSLAP_PGHB20268","A2","SubLAP","SLAP_PGHB",2026,8,2,1]
["A2SubLAPSLAP_PGHB20269","A2","SubLAP","SLAP_PGHB",2026,9,2,1]
["A2SubLAPSLAP_PGHB202610","A2","SubLAP","SLAP_PGHB",2026,10,2,1]
["A2SubLAPSLAP_PGHB202611","A2","SubLAP","SLAP_PGHB",2026,11,2,1]
["A2SubLAPSLAP_PGHB202612","A2","SubLAP","SLAP_PGHB",2026,12,2,1]
["A2SubLAPSLAP_PGHB20271","A2","SubLAP","SLAP_PGHB",2027,1,2,1]
["A2SubLAPSLAP_PGHB20272","A2","SubLAP","SLAP_PGHB",2027,2,2,1]
["A2SubLAPSLAP_PGHB20273","A2","SubLAP","SLAP_PGHB",2027,3,2,1]
["A2SubLAPSLAP_PGHB20274","A2","SubLAP","SLAP_PGHB",2027,4,2,1]
["A2SubLAPSLAP_PGHB20275","A2","SubLAP","SLAP_PGHB",2027,5,2,1]
["A2SubLAPSLAP_PGHB20276","A2","SubLAP","SLAP_PGHB",2027,6,2,1]
["A2SubLAPSLAP_PGHB20277","A2","SubLAP","SLAP_PGHB",2027,7,2,1]
["A2SubLAPSLAP_PGHB20278","A2","SubLAP","SLAP_PGHB",2027,8,2,1]
["A2SubLAPSLAP_PGHB20279","A2","SubLAP","SLAP_PGHB",2027,9,2,1]
["A2SubLAPSLAP_PGHB202710","A2","SubLAP","SLAP_PGHB",2027,10,2,1]
["A2SubLAPSLAP_PGHB202711","A2","SubLAP","SLAP_PGHB",2027,11,2,1]
["A2SubLAPSLAP_PGHB202712","A2","SubLAP","SLAP_PGHB",2027,12,2,1]
["A2SubLAPSLAP_PGNP20251","A2","SubLAP","SLAP_PGNP",2025,1,5,1]
["A2SubLAPSLAP_PGNP20252","A2","SubLAP","SLAP_PGNP",2025,2,5,1]
["A2SubLAPSLAP_PGNP20253","A2","SubLAP","SLAP_PGNP",2025,3,5,1]
["A2SubLAPSLAP_PGNP20254","A2","SubLAP","SLAP_PGNP",2025,4,5,1]
["A2SubLAPSLAP_PGNP20255","A2","SubLAP","SLAP_PGNP",2025,5,5,1]
["A2SubLAPSLAP_PGNP20256","A2","SubLAP","SLAP_PGNP",2025,6,5,1]
["A2SubLAPSLAP_PGNP20257","A2","SubLAP","SLAP_PGNP",2025,7,6,1]
["A2SubLAPSLAP_PGNP20258","A2","SubLAP","SLAP_PGNP",2025,8,6,1]
["A2SubLAPSLAP_PGNP20259","A2","SubLAP","SLAP_PGNP",2025,9,6,1]
["A2SubLAPSLAP_PGNP202510","A2","SubLAP","SLAP_PGNP",2025,10,6,1]
["A2SubLAPSLAP_PGNP202511","A2","SubLAP","SLAP_PGNP",2025,11,6,1]
["A2SubLAPSLAP_PGNP202512","A2","SubLAP","SLAP_PGNP",2025,12,6,1]
["A2SubLAPSLAP_PGNP20261","A2","SubLAP","SLAP_PGNP",2026,1,8,1]
["A2SubLAPSLAP_PGNP20262","A2","SubLAP","SLAP_PGNP",2026,2,8,1]
["A2SubLAPSLAP_PGNP20263","A2","SubLAP","SLAP_PGNP",2026,3,8,1]
["A2SubLAPSLAP_PGNP20264","A2","SubLAP","SLAP_PGNP",2026,4,8,1]
["A2SubLAPSLAP_PGNP20265","A2","SubLAP","SLAP_PGNP",2026,5,8,1]
["A2SubLAPSLAP_PGNP20266","A2","SubLAP","SLAP_PGNP",2026,6,8,1]
["A2SubLAPSLAP_PGNP20267","A2","SubLAP","SLAP_PGNP",2026,7,8,1]
["A2SubLAPSLAP_PGNP20268","A2","SubLAP","SLAP_PGNP",2026,8,8,1]
["A2SubLAPSLAP_PGNP20269","A2","SubLAP","SLAP_PGNP",2026,9,8,1]
["A2SubLAPSLAP_PGNP202610","A2","SubLAP","SLAP_PGNP",2026,10,8,1]
["A2SubLAPSLAP_PGNP202611","A2","SubLAP","SLAP_PGNP",2026,11,8,1]
["A2SubLAPSLAP_PGNP202612","A2","SubLAP","SLAP_PGNP",2026,12,8,1]
["A2SubLAPSLAP_PGNP20271","A2","SubLAP","SLAP_PGNP",2027,1,8,1]
["A2SubLAPSLAP_PGNP20272","A2","SubLAP","SLAP_PGNP",2027,2,8,1]
["A2SubLAPSLAP_PGNP20273","A2","SubLAP","SLAP_PGNP",2027,3,8,1]
["A2SubLAPSLAP_PGNP20274","A2","SubLAP","SLAP_PGNP",2027,4,8,1]
["A2SubLAPSLAP_PGNP20275","A2","SubLAP","SLAP_PGNP",2027,5,8,1]
["A2SubLAPSLAP_PGNP20276","A2","SubLAP","SLAP_PGNP",2027,6,8,1]
["A2SubLAPSLAP_PGNP20277","A2","SubLAP","SLAP_PGNP",2027,7,8,1]
["A2SubLAPSLAP_PGNP20278","A2","SubLAP","SLAP_PGNP",2027,8,8,1]
["A2SubLAPSLAP_PGNP20279","A2","SubLAP","SLAP_PGNP",2027,9,8,1]
["A2SubLAPSLAP_PGNP202710","A2","SubLAP","SLAP_PGNP",2027,10,8,1]
["A2SubLAPSLAP_PGNP202711","A2","SubLAP","SLAP_PGNP",2027,11,8,1]
["A2SubLAPSLAP_PGNP202712","A2","SubLAP","SLAP_PGNP",2027,12,8,1]
["A2SubLAPSLAP_PGSB20251","A2","SubLAP","SLAP_PGSB",2025,1,1,1]
["A2SubLAPSLAP_PGSB20252","A2","SubLAP","SLAP_PGSB",2025,2,1,1]
["A2SubLAPSLAP_PGSB20253","A2","SubLAP","SLAP_PGSB",2025,3,1,1]
["A2SubLAPSLAP_PGSB20254","A2","SubLAP","SLAP_PGSB",2025,4,1,1]
["A2SubLAPSLAP_PGSB20255","A2","SubLAP","SLAP_PGSB",2025,5,1,1]
["A2SubLAPSLAP_PGSB20256","A2","SubLAP","SLAP_PGSB",2025,6,1,1]
["A2SubLAPSLAP_PGSB20257","A2","SubLAP","SLAP_PGSB",2025,7,1,1]
["A2SubLAPSLAP_PGSB20258","A2","SubLAP","SLAP_PGSB",2025,8,1,1]
["A2SubLAPSLAP_PGSB20259","A2","SubLAP","SLAP_PGSB",2025,9,1,1]
["A2SubLAPSLAP_PGSB202510","A2","SubLAP","SLAP_PGSB",2025,10,1,1]
["A2SubLAPSLAP_PGSB202511","A2","SubLAP","SLAP_PGSB",2025,11,1,1]
["A2SubLAPSLAP_PGSB202512","A2","SubLAP","SLAP_PGSB",2025,12,1,1]
["A2SubLAPSLAP_PGSB20261","A2","SubLAP","SLAP_PGSB",2026,1,1,1]
["A2SubLAPSLAP_PGSB20262","A2","SubLAP","SLAP_PGSB",2026,2,1,1]
["A2SubLAPSLAP_PGSB20263","A2","SubLAP","SLAP_PGSB",2026,3,1,1]
["A2SubLAPSLAP_PGSB20264","A2","SubLAP","SLAP_PGSB",2026,4,1,1]
["A2SubLAPSLAP_PGSB20265","A2","SubLAP","SLAP_PGSB",2026,5,1,1]
["A2SubLAPSLAP_PGSB20266","A2","SubLAP","SLAP_PGSB",2026,6,1,1]
["A2SubLAPSLAP_PGSB20267","A2","SubLAP","SLAP_PGSB",2026,7,1,1]
["A2SubLAPSLAP_PGSB20268","A2","SubLAP","SLAP_PGSB",2026,8,1,1]
["A2SubLAPSLAP_PGSB20269","A2","SubLAP","SLAP_PGSB",2026,9,1,1]
["A2SubLAPSLAP_PGSB202610","A2","SubLAP","SLAP_PGSB",2026,10,1,1]
["A2SubLAPSLAP_PGSB202611","A2","SubLAP","SLAP_PGSB",2026,11,1,1]
["A2SubLAPSLAP_PGSB202612","A2","SubLAP","SLAP_PGSB",2026,12,1,1]
["A2SubLAPSLAP_PGSB20271","A2","SubLAP","SLAP_PGSB",2027,1,1,1]
["A2SubLAPSLAP_PGSB20272","A2","SubLAP","SLAP_PGSB",2027,2,1,1]
["A2SubLAPSLAP_PGSB20273","A2","SubLAP","SLAP_PGSB",2027,3,1,1]
["A2SubLAPSLAP_PGSB20274","A2","SubLAP","SLAP_PGSB",2027,4,1,1]
["A2SubLAPSLAP_PGSB20275","A2","SubLAP","SLAP_PGSB",2027,5,1,1]
["A2SubLAPSLAP_PGSB20276","A2","SubLAP","SLAP_PGSB",2027,6,1,1]
["A2SubLAPSLAP_PGSB20277","A2","SubLAP","SLAP_PGSB",2027,7,1,1]
["A2SubLAPSLAP_PGSB20278","A2","SubLAP","SLAP_PGSB",2027,8,1,1]
["A2SubLAPSLAP_PGSB20279","A2","SubLAP","SLAP_PGSB",2027,9,1,1]
["A2SubLAPSLAP_PGSB202710","A2","SubLAP","SLAP_PGSB",2027,10,1,1]
["A2SubLAPSLAP_PGSB202711","A2","SubLAP","SLAP_PGSB",2027,11,1,1]
["A2SubLAPSLAP_PGSB202712","A2","SubLAP","SLAP_PGSB",2027,12,1,1]
["A2SubLAPSLAP_PGSI20251","A2","SubLAP","SLAP_PGSI",2025,1,19,0]
["A2SubLAPSLAP_PGSI20252","A2","SubLAP","SLAP_PGSI",2025,2,19,0]
["A2SubLAPSLAP_PGSI20253","A2","SubLAP","SLAP_PGSI",2025,3,19,0]
["A2SubLAPSLAP_PGSI20254","A2","SubLAP","SLAP_PGSI",2025,4,19,0]
["A2SubLAPSLAP_PGSI20255","A2","SubLAP","SLAP_PGSI",2025,5,19,0]
["A2SubLAPSLAP_PGSI20256","A2","SubLAP","SLAP_PGSI",2025,6,20,0]
["A2SubLAPSLAP_PGSI20257","A2","SubLAP","SLAP_PGSI",2025,7,20,0]
["A2SubLAPSLAP_PGSI20258","A2","SubLAP","SLAP_PGSI",2025,8,21,0]
["A2SubLAPSLAP_PGSI20259","A2","SubLAP","SLAP_PGSI",2025,9,21,0]
["A2SubLAPSLAP_PGSI202510","A2","SubLAP","SLAP_PGSI",2025,10,21,0]
["A2SubLAPSLAP_PGSI202511","A2","SubLAP","SLAP_PGSI",2025,11,21,0]
["A2SubLAPSLAP_PGSI202512","A2","SubLAP","SLAP_PGSI",2025,12,21,0]
["A2SubLAPSLAP_PGSI20261","A2","SubLAP","SLAP_PGSI",2026,1,24,0]
["A2SubLAPSLAP_PGSI20262","A2","SubLAP","SLAP_PGSI",2026,2,24,0]
["A2SubLAPSLAP_PGSI20263","A2","SubLAP","SLAP_PGSI",2026,3,24,0]
["A2SubLAPSLAP_PGSI20264","A2","SubLAP","SLAP_PGSI",2026,4,24,0]
["A2SubLAPSLAP_PGSI20265","A2","SubLAP","SLAP_PGSI",2026,5,24,0]
["A2SubLAPSLAP_PGSI20266","A2","SubLAP","SLAP_PGSI",2026,6,24,0]
["A2SubLAPSLAP_PGSI20267","A2","SubLAP","SLAP_PGSI",2026,7,24,0]
["A2SubLAPSLAP_PGSI20268","A2","SubLAP","SLAP_PGSI",2026,8,24,0]
["A2SubLAPSLAP_PGSI20269","A2","SubLAP","SLAP_PGSI",2026,9,24,0]
["A2SubLAPSLAP_PGSI202610","A2","SubLAP","SLAP_PGSI",2026,10,24,0]
["A2SubLAPSLAP_PGSI202611","A2","SubLAP","SLAP_PGSI",2026,11,24,0]
["A2SubLAPSLAP_PGSI202612","A2","SubLAP","SLAP_PGSI",2026,12,24,0]
["A2SubLAPSLAP_PGSI20271","A2","SubLAP","SLAP_PGSI",2027,1,24,0]
["A2SubLAPSLAP_PGSI20272","A2","SubLAP","SLAP_PGSI",2027,2,24,0]
["A2SubLAPSLAP_PGSI20273","A2","SubLAP","SLAP_PGSI",2027,3,24,0]
["A2SubLAPSLAP_PGSI20274","A2","SubLAP","SLAP_PGSI",2027,4,24,0]
["A2SubLAPSLAP_PGSI20275","A2","SubLAP","SLAP_PGSI",2027,5,24,0]
["A2SubLAPSLAP_PGSI20276","A2","SubLAP","SLAP_PGSI",2027,6,24,0]
["A2SubLAPSLAP_PGSI20277","A2","SubLAP","SLAP_PGSI",2027,7,24,0]
["A2SubLAPSLAP_PGSI20278","A2","SubLAP","SLAP_PGSI",2027,8,24,0]
["A2SubLAPSLAP_PGSI20279","A2","SubLAP","SLAP_PGSI",2027,9,24,0]
["A2SubLAPSLAP_PGSI202710","A2","SubLAP","SLAP_PGSI",2027,10,24,0]
["A2SubLAPSLAP_PGSI202711","A2","SubLAP","SLAP_PGSI",2027,11,24,0]
["A2SubLAPSLAP_PGSI202712","A2","SubLAP","SLAP_PGSI",2027,12,24,0]
["A2SubLAPSLAP_PGZP20251","A2","SubLAP","SLAP_PGZP",2025,1,0,1]
["A2SubLAPSLAP_PGZP20252","A2","SubLAP","SLAP_PGZP",2025,2,0,1]
["A2SubLAPSLAP_PGZP20253","A2","SubLAP","SLAP_PGZP",2025,3,0,1]
["A2SubLAPSLAP_PGZP20254","A2","SubLAP","SLAP_PGZP",2025,4,0,1]
["A2SubLAPSLAP_PGZP20255","A2","SubLAP","SLAP_PGZP",2025,5,0,1]
["A2SubLAPSLAP_PGZP20256","A2","SubLAP","SLAP_PGZP",2025,6,1,1]
["A2SubLAPSLAP_PGZP20257","A2","SubLAP","SLAP_PGZP",2025,7,1,1]
["A2SubLAPSLAP_PGZP20258","A2","SubLAP","SLAP_PGZP",2025,8,2,1]
["A2SubLAPSLAP_PGZP20259","A2","SubLAP","SLAP_PGZP",2025,9,2,1]
["A2SubLAPSLAP_PGZP202510","A2","SubLAP","SLAP_PGZP",2025,10,2,1]
["A2SubLAPSLAP_PGZP202511","A2","SubLAP","SLAP_PGZP",2025,11,2,1]
["A2SubLAPSLAP_PGZP202512","A2","SubLAP","SLAP_PGZP",2025,12,2,1]
["A2SubLAPSLAP_PGZP20261","A2","SubLAP","SLAP_PGZP",2026,1,2,1]
["A2SubLAPSLAP_PGZP20262","A2","SubLAP","SLAP_PGZP",2026,2,2,1]
["A2SubLAPSLAP_PGZP20263","A2","SubLAP","SLAP_PGZP",2026,3,2,1]
["A2SubLAPSLAP_PGZP20264","A2","SubLAP","SLAP_PGZP",2026,4,2,1]
["A2SubLAPSLAP_PGZP20265","A2","SubLAP","SLAP_PGZP",2026,5,2,1]
["A2SubLAPSLAP_PGZP20266","A2","SubLAP","SLAP_PGZP",2026,6,2,1]
["A2SubLAPSLAP_PGZP20267","A2","SubLAP","SLAP_PGZP",2026,7,2,1]
["A2SubLAPSLAP_PGZP20268","A2","SubLAP","SLAP_PGZP",2026,8,2,1]
["A2SubLAPSLAP_PGZP20269","A2","SubLAP","SLAP_PGZP",2026,9,2,1]
["A2SubLAPSLAP_PGZP202610","A2","SubLAP","SLAP_PGZP",2026,10,2,1]
["A2SubLAPSLAP_PGZP202611","A2","SubLAP","SLAP_PGZP",2026,11,2,1]
["A2SubLAPSLAP_PGZP202612","A2","SubLAP","SLAP_PGZP",2026,12,2,1]
["A2SubLAPSLAP_PGZP20271","A2","SubLAP","SLAP_PGZP",2027,1,2,1]
["A2SubLAPSLAP_PGZP20272","A2","SubLAP","SLAP_PGZP",2027,2,2,1]
["A2SubLAPSLAP_PGZP20273","A2","SubLAP","SLAP_PGZP",2027,3,2,1]
["A2SubLAPSLAP_PGZP20274","A2","SubLAP","SLAP_PGZP",2027,4,2,1]
["A2SubLAPSLAP_PGZP20275","A2","SubLAP","SLAP_PGZP",2027,5,2,1]
["A2SubLAPSLAP_PGZP20276","A2","SubLAP","SLAP_PGZP",2027,6,2,1]
["A2SubLAPSLAP_PGZP20277","A2","SubLAP","SLAP_PGZP",2027,7,2,1]
["A2SubLAPSLAP_PGZP20278","A2","SubLAP","SLAP_PGZP",2027,8,2,1]
["A2SubLAPSLAP_PGZP20279","A2","SubLAP","SLAP_PGZP",2027,9,2,1]
["A2SubLAPSLAP_PGZP202710","A2","SubLAP","SLAP_PGZP",2027,10,2,1]
["A2SubLAPSLAP_PGZP202711","A2","SubLAP","SLAP_PGZP",2027,11,2,1]
["A2SubLAPSLAP_PGZP202712","A2","SubLAP","SLAP_PGZP",2027,12,2,1]
["A2BIPAllAll20251","A2BIP","All","All",2025,1,0,1]
["A2BIPAllAll20252","A2BIP","All","All",2025,2,0,1]
["A2BIPAllAll20253","A2BIP","All","All",2025,3,0,1]
["A2BIPAllAll20254","A2BIP","All","All",2025,4,0,1]
["A2BIPAllAll20255","A2BIP","All","All",2025,5,0,1]
["A2BIPAllAll20256","A2BIP","All","All",2025,6,7,1]
["A2BIPAllAll20257","A2BIP","All","All",2025,7,7,1]
["A2BIPAllAll20258","A2BIP","All","All",2025,8,7,1]
["A2BIPAllAll20259","A2BIP","All","All",2025,9,7,1]
["A2BIPAllAll202510","A2BIP","All","All",2025,10,7,1]
["A2BIPAllAll202511","A2BIP","All","All",2025,11,7,1]
["A2BIPAllAll202512","A2BIP","All","All",2025,12,7,1]
["A2BIPAllAll20261","A2BIP","All","All",2026,1,12,1]
["A2BIPAllAll20262","A2BIP","All","All",2026,2,12,1]
["A2BIPAllAll20263","A2BIP","All","All",2026,3,12,1]
["A2BIPAllAll20264","A2BIP","All","All",2026,4,12,1]
["A2BIPAllAll20265","A2BIP","All","All",2026,5,12,1]
["A2BIPAllAll20266","A2BIP","All","All",2026,6,12,1]
["A2BIPAllAll20267","A2BIP","All","All",2026,7,12,1]
["A2BIPAllAll20268","A2BIP","All","All",2026,8,12,1]
["A2BIPAllAll20269","A2BIP","All","All",2026,9,12,1]
["A2BIPAllAll202610","A2BIP","All","All",2026,10,12,1]
["A2BIPAllAll202611","A2BIP","All","All",2026,11,12,1]
["A2BIPAllAll202612","A2BIP","All","All",2026,12,12,1]
["A2BIPAllAll20271","A2BIP","All","All",2027,1,12,1]
["A2BIPAllAll20272","A2BIP","All","All",2027,2,12,1]
["A2BIPAllAll20273","A2BIP","All","All",2027,3,12,1]
["A2BIPAllAll20274","A2BIP","All","All",2027,4,12,1]
["A2BIPAllAll20275","A2BIP","All","All",2027,5,12,1]
["A2BIPAllAll20276","A2BIP","All","All",2027,6,12,1]
["A2BIPAllAll20277","A2BIP","All","All",2027,7,12,1]
["A2BIPAllAll20278","A2BIP","All","All",2027,8,12,1]
["A2BIPAllAll20279","A2BIP","All","All",2027,9,12,1]
["A2BIPAllAll202710","A2BIP","All","All",2027,10,12,1]
["A2BIPAllAll202711","A2BIP","All","All",2027,11,12,1]
["A2BIPAllAll202712","A2BIP","All","All",2027,12,12,1]
["A2BIPLCAGreater Bay Area20251","A2BIP","LCA","Greater Bay Area",2025,1,0,1]
["A2BIPLCAGreater Bay Area20252","A2BIP","LCA","Greater Bay Area",2025,2,0,1]
["A2BIPLCAGreater Bay Area20253","A2BIP","LCA","Greater Bay Area",2025,3,0,1]
["A2BIPLCAGreater Bay Area20254","A2BIP","LCA","Greater Bay Area",2025,4,0,1]
["A2BIPLCAGreater Bay Area20255","A2BIP","LCA","Greater Bay Area",2025,5,0,1]
["A2BIPLCAGreater Bay Area20256","A2BIP","LCA","Greater Bay Area",2025,6,4,1]
["A2BIPLCAGreater Bay Area20257","A2BIP","LCA","Greater Bay Area",2025,7,4,1]
["A2BIPLCAGreater Bay Area20258","A2BIP","LCA","Greater Bay Area",2025,8,4,1]
["A2BIPLCAGreater Bay Area20259","A2BIP","LCA","Greater Bay Area",2025,9,4,1]
["A2BIPLCAGreater Bay Area202510","A2BIP","LCA","Greater Bay Area",2025,10,4,1]
["A2BIPLCAGreater Bay Area202511","A2BIP","LCA","Greater Bay Area",2025,11,4,1]
["A2BIPLCAGreater Bay Area202512","A2BIP","LCA","Greater Bay Area",2025,12,4,1]
["A2BIPLCAGreater Bay Area20261","A2BIP","LCA","Greater Bay Area",2026,1,3,1]
["A2BIPLCAGreater Bay Area20262","A2BIP","LCA","Greater Bay Area",2026,2,3,1]
["A2BIPLCAGreater Bay Area20263","A2BIP","LCA","Greater Bay Area",2026,3,3,1]
["A2BIPLCAGreater Bay Area20264","A2BIP","LCA","Greater Bay Area",2026,4,3,1]
["A2BIPLCAGreater Bay Area20265","A2BIP","LCA","Greater Bay Area",2026,5,3,1]
["A2BIPLCAGreater Bay Area20266","A2BIP","LCA","Greater Bay Area",2026,6,3,1]
["A2BIPLCAGreater Bay Area20267","A2BIP","LCA","Greater Bay Area",2026,7,3,1]
["A2BIPLCAGreater Bay Area20268","A2BIP","LCA","Greater Bay Area",2026,8,3,1]
["A2BIPLCAGreater Bay Area20269","A2BIP","LCA","Greater Bay Area",2026,9,3,1]
["A2BIPLCAGreater Bay Area202610","A2BIP","LCA","Greater Bay Area",2026,10,3,1]
["A2BIPLCAGreater Bay Area202611","A2BIP","LCA","Greater Bay Area",2026,11,3,1]
["A2BIPLCAGreater Bay Area202612","A2BIP","LCA","Greater Bay Area",2026,12,3,1]
["A2BIPLCAGreater Bay Area20271","A2BIP","LCA","Greater Bay Area",2027,1,3,1]
["A2BIPLCAGreater Bay Area20272","A2BIP","LCA","Greater Bay Area",2027,2,3,1]
["A2BIPLCAGreater Bay Area20273","A2BIP","LCA","Greater Bay Area",2027,3,3,1]
["A2BIPLCAGreater Bay Area20274","A2BIP","LCA","Greater Bay Area",2027,4,3,1]
["A2BIPLCAGreater Bay Area20275","A2BIP","LCA","Greater Bay Area",2027,5,3,1]
["A2BIPLCAGreater Bay Area20276","A2BIP","LCA","Greater Bay Area",2027,6,3,1]
["A2BIPLCAGreater Bay Area20277","A2BIP","LCA","Greater Bay Area",2027,7,3,1]
["A2BIPLCAGreater Bay Area20278","A2BIP","LCA","Greater Bay Area",2027,8,3,1]
["A2BIPLCAGreater Bay Area20279","A2BIP","LCA","Greater Bay Area",2027,9,3,1]
["A2BIPLCAGreater Bay Area202710","A2BIP","LCA","Greater Bay Area",2027,10,3,1]
["A2BIPLCAGreater Bay Area202711","A2BIP","LCA","Greater Bay Area",2027,11,3,1]
["A2BIPLCAGreater Bay Area202712","A2BIP","LCA","Greater Bay Area",2027,12,3,1]
["A2BIPLCASierra20251","A2BIP","LCA","Sierra",2025,1,0,1]
["A2BIPLCASierra20252","A2BIP","LCA","Sierra",2025,2,0,1]
["A2BIPLCASierra20253","A2BIP","LCA","Sierra",2025,3,0,1]
["A2BIPLCASierra20254","A2BIP","LCA","Sierra",2025,4,0,1]
["A2BIPLCASierra20255","A2BIP","LCA","Sierra",2025,5,0,1]
["A2BIPLCASierra20256","A2BIP","LCA","Sierra",2025,6,1,1]
["A2BIPLCASierra20257","A2BIP","LCA","Sierra",2025,7,1,1]
["A2BIPLCASierra20258","A2BIP","LCA","Sierra",2025,8,1,1]
["A2BIPLCASierra20259","A2BIP","LCA","Sierra",2025,9,1,1]
["A2BIPLCASierra202510","A2BIP","LCA","Sierra",2025,10,1,1]
["A2BIPLCASierra202511","A2BIP","LCA","Sierra",2025,11,1,1]
["A2BIPLCASierra202512","A2BIP","LCA","Sierra",2025,12,1,1]
["A2BIPLCASierra20261","A2BIP","LCA","Sierra",2026,1,5,1]
["A2BIPLCASierra20262","A2BIP","LCA","Sierra",2026,2,5,1]
["A2BIPLCASierra20263","A2BIP","LCA","Sierra",2026,3,5,1]
["A2BIPLCASierra20264","A2BIP","LCA","Sierra",2026,4,5,1]
["A2BIPLCASierra20265","A2BIP","LCA","Sierra",2026,5,5,1]
["A2BIPLCASierra20266","A2BIP","LCA","Sierra",2026,6,5,1]
["A2BIPLCASierra20267","A2BIP","LCA","Sierra",2026,7,5,1]
["A2BIPLCASierra20268","A2BIP","LCA","Sierra",2026,8,5,1]
["A2BIPLCASierra20269","A2BIP","LCA","Sierra",2026,9,5,1]
["A2BIPLCASierra202610","A2BIP","LCA","Sierra",2026,10,5,1]
["A2BIPLCASierra202611","A2BIP","LCA","Sierra",2026,11,5,1]
["A2BIPLCASierra202612","A2BIP","LCA","Sierra",2026,12,5,1]
["A2BIPLCASierra20271","A2BIP","LCA","Sierra",2027,1,5,1]
["A2BIPLCASierra20272","A2BIP","LCA","Sierra",2027,2,5,1]
["A2BIPLCASierra20273","A2BIP","LCA","Sierra",2027,3,5,1]
["A2BIPLCASierra20274","A2BIP","LCA","Sierra",2027,4,5,1]
["A2BIPLCASierra20275","A2BIP","LCA","Sierra",2027,5,5,1]
["A2BIPLCASierra20276","A2BIP","LCA","Sierra",2027,6,5,1]
["A2BIPLCASierra20277","A2BIP","LCA","Sierra",2027,7,5,1]
["A2BIPLCASierra20278","A2BIP","LCA","Sierra",2027,8,5,1]
["A2BIPLCASierra20279","A2BIP","LCA","Sierra",2027,9,5,1]
["A2BIPLCASierra202710","A2BIP","LCA","Sierra",2027,10,5,1]
["A2BIPLCASierra202711","A2BIP","LCA","Sierra",2027,11,5,1]
["A2BIPLCASierra202712","A2BIP","LCA","Sierra",2027,12,5,1]
["A2BIPLCAStockton20251","A2BIP","LCA","Stockton",2025,1,0,1]
["A2BIPLCAStockton20252","A2BIP","LCA","Stockton",2025,2,0,1]
["A2BIPLCAStockton20253","A2BIP","LCA","Stockton",2025,3,0,1]
["A2BIPLCAStockton20254","A2BIP","LCA","Stockton",2025,4,0,1]
["A2BIPLCAStockton20255","A2BIP","LCA","Stockton",2025,5,0,1]
["A2BIPLCAStockton20256","A2BIP","LCA","Stockton",2025,6,2,1]
["A2BIPLCAStockton20257","A2BIP","LCA","Stockton",2025,7,2,1]
["A2BIPLCAStockton20258","A2BIP","LCA","Stockton",2025,8,2,1]
["A2BIPLCAStockton20259","A2BIP","LCA","Stockton",2025,9,2,1]
["A2BIPLCAStockton202510","A2BIP","LCA","Stockton",2025,10,2,1]
["A2BIPLCAStockton202511","A2BIP","LCA","Stockton",2025,11,2,1]
["A2BIPLCAStockton202512","A2BIP","LCA","Stockton",2025,12,2,1]
["A2BIPLCAStockton20261","A2BIP","LCA","Stockton",2026,1,3,1]
["A2BIPLCAStockton20262","A2BIP","LCA","Stockton",2026,2,3,1]
["A2BIPLCAStockton20263","A2BIP","LCA","Stockton",2026,3,3,1]
["A2BIPLCAStockton20264","A2BIP","LCA","Stockton",2026,4,3,1]
["A2BIPLCAStockton20265","A2BIP","LCA","Stockton",2026,5,3,1]
["A2BIPLCAStockton20266","A2BIP","LCA","Stockton",2026,6,3,1]
["A2BIPLCAStockton20267","A2BIP","LCA","Stockton",2026,7,3,1]
["A2BIPLCAStockton20268","A2BIP","LCA","Stockton",2026,8,3,1]
["A2BIPLCAStockton20269","A2BIP","LCA","Stockton",2026,9,3,1]
["A2BIPLCAStockton202610","A2BIP","LCA","Stockton",2026,10,3,1]
["A2BIPLCAStockton202611","A2BIP","LCA","Stockton",2026,11,3,1]
["A2BIPLCAStockton202612","A2BIP","LCA","Stockton",2026,12,3,1]
["A2BIPLCAStockton20271","A2BIP","LCA","Stockton",2027,1,3,1]
["A2BIPLCAStockton20272","A2BIP","LCA","Stockton",2027,2,3,1]
["A2BIPLCAStockton20273","A2BIP","LCA","Stockton",2027,3,3,1]
["A2BIPLCAStockton20274","A2BIP","LCA","Stockton",2027,4,3,1]
["A2BIPLCAStockton20275","A2BIP","LCA","Stockton",2027,5,3,1]
["A2BIPLCAStockton20276","A2BIP","LCA","Stockton",2027,6,3,1]
["A2BIPLCAStockton20277","A2BIP","LCA","Stockton",2027,7,3,1]
["A2BIPLCAStockton20278","A2BIP","LCA","Stockton",2027,8,3,1]
["A2BIPLCAStockton20279","A2BIP","LCA","Stockton",2027,9,3,1]
["A2BIPLCAStockton202710","A2BIP","LCA","Stockton",2027,10,3,1]
["A2BIPLCAStockton202711","A2BIP","LCA","Stockton",2027,11,3,1]
["A2BIPLCAStockton202712","A2BIP","LCA","Stockton",2027,12,3,1]
["A2BIPSubLAPSLAP_PGCC20251","A2BIP","SubLAP","SLAP_PGCC",2025,1,0,1]
["A2BIPSubLAPSLAP_PGCC20252","A2BIP","SubLAP","SLAP_PGCC",2025,2,0,1]
["A2BIPSubLAPSLAP_PGCC20253","A2BIP","SubLAP","SLAP_PGCC",2025,3,0,1]
["A2BIPSubLAPSLAP_PGCC20254","A2BIP","SubLAP","SLAP_PGCC",2025,4,0,1]
["A2BIPSubLAPSLAP_PGCC20255","A2BIP","SubLAP","SLAP_PGCC",2025,5,0,1]
["A2BIPSubLAPSLAP_PGCC20256","A2BIP","SubLAP","SLAP_PGCC",2025,6,4,1]
["A2BIPSubLAPSLAP_PGCC20257","A2BIP","SubLAP","SLAP_PGCC",2025,7,4,1]
["A2BIPSubLAPSLAP_PGCC20258","A2BIP","SubLAP","SLAP_PGCC",2025,8,4,1]
["A2BIPSubLAPSLAP_PGCC20259","A2BIP","SubLAP","SLAP_PGCC",2025,9,4,1]
["A2BIPSubLAPSLAP_PGCC202510","A2BIP","SubLAP","SLAP_PGCC",2025,10,4,1]
["A2BIPSubLAPSLAP_PGCC202511","A2BIP","SubLAP","SLAP_PGCC",2025,11,4,1]
["A2BIPSubLAPSLAP_PGCC202512","A2BIP","SubLAP","SLAP_PGCC",2025,12,4,1]
["A2BIPSubLAPSLAP_PGCC20261","A2BIP","SubLAP","SLAP_PGCC",2026,1,3,1]
["A2BIPSubLAPSLAP_PGCC20262","A2BIP","SubLAP","SLAP_PGCC",2026,2,3,1]
["A2BIPSubLAPSLAP_PGCC20263","A2BIP","SubLAP","SLAP_PGCC",2026,3,3,1]
["A2BIPSubLAPSLAP_PGCC20264","A2BIP","SubLAP","SLAP_PGCC",2026,4,3,1]
["A2BIPSubLAPSLAP_PGCC20265","A2BIP","SubLAP","SLAP_PGCC",2026,5,3,1]
["A2BIPSubLAPSLAP_PGCC20266","A2BIP","SubLAP","SLAP_PGCC",2026,6,3,1]
["A2BIPSubLAPSLAP_PGCC20267","A2BIP","SubLAP","SLAP_PGCC",2026,7,3,1]
["A2BIPSubLAPSLAP_PGCC20268","A2BIP","SubLAP","SLAP_PGCC",2026,8,3,1]
["A2BIPSubLAPSLAP_PGCC20269","A2BIP","SubLAP","SLAP_PGCC",2026,9,3,1]
["A2BIPSubLAPSLAP_PGCC202610","A2BIP","SubLAP","SLAP_PGCC",2026,10,3,1]
["A2BIPSubLAPSLAP_PGCC202611","A2BIP","SubLAP","SLAP_PGCC",2026,11,3,1]
["A2BIPSubLAPSLAP_PGCC202612","A2BIP","SubLAP","SLAP_PGCC",2026,12,3,1]
["A2BIPSubLAPSLAP_PGCC20271","A2BIP","SubLAP","SLAP_PGCC",2027,1,3,1]
["A2BIPSubLAPSLAP_PGCC20272","A2BIP","SubLAP","SLAP_PGCC",2027,2,3,1]
["A2BIPSubLAPSLAP_PGCC20273","A2BIP","SubLAP","SLAP_PGCC",2027,3,3,1]
["A2BIPSubLAPSLAP_PGCC20274","A2BIP","SubLAP","SLAP_PGCC",2027,4,3,1]
["A2BIPSubLAPSLAP_PGCC20275","A2BIP","SubLAP","SLAP_PGCC",2027,5,3,1]
["A2BIPSubLAPSLAP_PGCC20276","A2BIP","SubLAP","SLAP_PGCC",2027,6,3,1]
["A2BIPSubLAPSLAP_PGCC20277","A2BIP","SubLAP","SLAP_PGCC",2027,7,3,1]
["A2BIPSubLAPSLAP_PGCC20278","A2BIP","SubLAP","SLAP_PGCC",2027,8,3,1]
["A2BIPSubLAPSLAP_PGCC20279","A2BIP","SubLAP","SLAP_PGCC",2027,9,3,1]
["A2BIPSubLAPSLAP_PGCC202710","A2BIP","SubLAP","SLAP_PGCC",2027,10,3,1]
["A2BIPSubLAPSLAP_PGCC202711","A2BIP","SubLAP","SLAP_PGCC",2027,11,3,1]
["A2BIPSubLAPSLAP_PGCC202712","A2BIP","SubLAP","SLAP_PGCC",2027,12,3,1]
["A2BIPSubLAPSLAP_PGNP20251","A2BIP","SubLAP","SLAP_PGNP",2025,1,0,1]
["A2BIPSubLAPSLAP_PGNP20252","A2BIP","SubLAP","SLAP_PGNP",2025,2,0,1]
["A2BIPSubLAPSLAP_PGNP20253","A2BIP","SubLAP","SLAP_PGNP",2025,3,0,1]
["A2BIPSubLAPSLAP_PGNP20254","A2BIP","SubLAP","SLAP_PGNP",2025,4,0,1]
["A2BIPSubLAPSLAP_PGNP20255","A2BIP","SubLAP","SLAP_PGNP",2025,5,0,1]
["A2BIPSubLAPSLAP_PGNP20256","A2BIP","SubLAP","SLAP_PGNP",2025,6,1,1]
["A2BIPSubLAPSLAP_PGNP20257","A2BIP","SubLAP","SLAP_PGNP",2025,7,1,1]
["A2BIPSubLAPSLAP_PGNP20258","A2BIP","SubLAP","SLAP_PGNP",2025,8,1,1]
["A2BIPSubLAPSLAP_PGNP20259","A2BIP","SubLAP","SLAP_PGNP",2025,9,1,1]
["A2BIPSubLAPSLAP_PGNP202510","A2BIP","SubLAP","SLAP_PGNP",2025,10,1,1]
["A2BIPSubLAPSLAP_PGNP202511","A2BIP","SubLAP","SLAP_PGNP",2025,11,1,1]
["A2BIPSubLAPSLAP_PGNP202512","A2BIP","SubLAP","SLAP_PGNP",2025,12,1,1]
["A2BIPSubLAPSLAP_PGNP20261","A2BIP","SubLAP","SLAP_PGNP",2026,1,1,1]
["A2BIPSubLAPSLAP_PGNP20262","A2BIP","SubLAP","SLAP_PGNP",2026,2,1,1]
["A2BIPSubLAPSLAP_PGNP20263","A2BIP","SubLAP","SLAP_PGNP",2026,3,1,1]
["A2BIPSubLAPSLAP_PGNP20264","A2BIP","SubLAP","SLAP_PGNP",2026,4,1,1]
["A2BIPSubLAPSLAP_PGNP20265","A2BIP","SubLAP","SLAP_PGNP",2026,5,1,1]
["A2BIPSubLAPSLAP_PGNP20266","A2BIP","SubLAP","SLAP_PGNP",2026,6,1,1]
["A2BIPSubLAPSLAP_PGNP20267","A2BIP","SubLAP","SLAP_PGNP",2026,7,1,1]
["A2BIPSubLAPSLAP_PGNP20268","A2BIP","SubLAP","SLAP_PGNP",2026,8,1,1]
["A2BIPSubLAPSLAP_PGNP20269","A2BIP","SubLAP","SLAP_PGNP",2026,9,1,1]
["A2BIPSubLAPSLAP_PGNP202610","A2BIP","SubLAP","SLAP_PGNP",2026,10,1,1]
["A2BIPSubLAPSLAP_PGNP202611","A2BIP","SubLAP","SLAP_PGNP",2026,11,1,1]
["A2BIPSubLAPSLAP_PGNP202612","A2BIP","SubLAP","SLAP_PGNP",2026,12,1,1]
["A2BIPSubLAPSLAP_PGNP20271","A2BIP","SubLAP","SLAP_PGNP",2027,1,1,1]
["A2BIPSubLAPSLAP_PGNP20272","A2BIP","SubLAP","SLAP_PGNP",2027,2,1,1]
["A2BIPSubLAPSLAP_PGNP20273","A2BIP","SubLAP","SLAP_PGNP",2027,3,1,1]
["A2BIPSubLAPSLAP_PGNP20274","A2BIP","SubLAP","SLAP_PGNP",2027,4,1,1]
["A2BIPSubLAPSLAP_PGNP20275","A2BIP","SubLAP","SLAP_PGNP",2027,5,1,1]
["A2BIPSubLAPSLAP_PGNP20276","A2BIP","SubLAP","SLAP_PGNP",2027,6,1,1]
["A2BIPSubLAPSLAP_PGNP20277","A2BIP","SubLAP","SLAP_PGNP",2027,7,1,1]
["A2BIPSubLAPSLAP_PGNP20278","A2BIP","SubLAP","SLAP_PGNP",2027,8,1,1]
["A2BIPSubLAPSLAP_PGNP20279","A2BIP","SubLAP","SLAP_PGNP",2027,9,1,1]
["A2BIPSubLAPSLAP_PGNP202710","A2BIP","SubLAP","SLAP_PGNP",2027,10,1,1]
["A2BIPSubLAPSLAP_PGNP202711","A2BIP","SubLAP","SLAP_PGNP",2027,11,1,1]
["A2BIPSubLAPSLAP_PGNP202712","A2BIP","SubLAP","SLAP_PGNP",2027,12,1,1]
["A2BIPSubLAPSLAP_PGSI20251","A2BIP","SubLAP","SLAP_PGSI",2025,1,0,1]
["A2BIPSubLAPSLAP_PGSI20252","A2BIP","SubLAP","SLAP_PGSI",2025,2,0,1]
["A2BIPSubLAPSLAP_PGSI20253","A2BIP","SubLAP","SLAP_PGSI",2025,3,0,1]
["A2BIPSubLAPSLAP_PGSI20254","A2BIP","SubLAP","SLAP_PGSI",2025,4,0,1]
["A2BIPSubLAPSLAP_PGSI20255","A2BIP","SubLAP","SLAP_PGSI",2025,5,0,1]
["A2BIPSubLAPSLAP_PGSI20256","A2BIP","SubLAP","SLAP_PGSI",2025,6,1,1]
["A2BIPSubLAPSLAP_PGSI20257","A2BIP","SubLAP","SLAP_PGSI",2025,7,1,1]
["A2BIPSubLAPSLAP_PGSI20258","A2BIP","SubLAP","SLAP_PGSI",2025,8,1,1]
["A2BIPSubLAPSLAP_PGSI20259","A2BIP","SubLAP","SLAP_PGSI",2025,9,1,1]
["A2BIPSubLAPSLAP_PGSI202510","A2BIP","SubLAP","SLAP_PGSI",2025,10,1,1]
["A2BIPSubLAPSLAP_PGSI202511","A2BIP","SubLAP","SLAP_PGSI",2025,11,1,1]
["A2BIPSubLAPSLAP_PGSI202512","A2BIP","SubLAP","SLAP_PGSI",2025,12,1,1]
["A2BIPSubLAPSLAP_PGSI20261","A2BIP","SubLAP","SLAP_PGSI",2026,1,5,1]
["A2BIPSubLAPSLAP_PGSI20262","A2BIP","SubLAP","SLAP_PGSI",2026,2,5,1]
["A2BIPSubLAPSLAP_PGSI20263","A2BIP","SubLAP","SLAP_PGSI",2026,3,5,1]
["A2BIPSubLAPSLAP_PGSI20264","A2BIP","SubLAP","SLAP_PGSI",2026,4,5,1]
["A2BIPSubLAPSLAP_PGSI20265","A2BIP","SubLAP","SLAP_PGSI",2026,5,5,1]
["A2BIPSubLAPSLAP_PGSI20266","A2BIP","SubLAP","SLAP_PGSI",2026,6,5,1]
["A2BIPSubLAPSLAP_PGSI20267","A2BIP","SubLAP","SLAP_PGSI",2026,7,5,1]
["A2BIPSubLAPSLAP_PGSI20268","A2BIP","SubLAP","SLAP_PGSI",2026,8,5,1]
["A2BIPSubLAPSLAP_PGSI20269","A2BIP","SubLAP","SLAP_PGSI",2026,9,5,1]
["A2BIPSubLAPSLAP_PGSI202610","A2BIP","SubLAP","SLAP_PGSI",2026,10,5,1]
["A2BIPSubLAPSLAP_PGSI202611","A2BIP","SubLAP","SLAP_PGSI",2026,11,5,1]
["A2BIPSubLAPSLAP_PGSI202612","A2BIP","SubLAP","SLAP_PGSI",2026,12,5,1]
["A2BIPSubLAPSLAP_PGSI20271","A2BIP","SubLAP","SLAP_PGSI",2027,1,5,1]
["A2BIPSubLAPSLAP_PGSI20272","A2BIP","SubLAP","SLAP_PGSI",2027,2,5,1]
["A2BIPSubLAPSLAP_PGSI20273","A2BIP","SubLAP","SLAP_PGSI",2027,3,5,1]
["A2BIPSubLAPSLAP_PGSI20274","A2BIP","SubLAP","SLAP_PGSI",2027,4,5,1]
["A2BIPSubLAPSLAP_PGSI20275","A2BIP","SubLAP","SLAP_PGSI",2027,5,5,1]
["A2BIPSubLAPSLAP_PGSI20276","A2BIP","SubLAP","SLAP_PGSI",2027,6,5,1]
["A2BIPSubLAPSLAP_PGSI20277","A2BIP","SubLAP","SLAP_PGSI",2027,7,5,1]
["A2BIPSubLAPSLAP_PGSI20278","A2BIP","SubLAP","SLAP_PGSI",2027,8,5,1]
["A2BIPSubLAPSLAP_PGSI20279","A2BIP","SubLAP","SLAP_PGSI",2027,9,5,1]
["A2BIPSubLAPSLAP_PGSI202710","A2BIP","SubLAP","SLAP_PGSI",2027,10,5,1]
["A2BIPSubLAPSLAP_PGSI202711","A2BIP","SubLAP","SLAP_PGSI",2027,11,5,1]
["A2BIPSubLAPSLAP_PGSI202712","A2BIP","SubLAP","SLAP_PGSI",2027,12,5,1]
["A2BIPSubLAPSLAP_PGST20251","A2BIP","SubLAP","SLAP_PGST",2025,1,0,1]
["A2BIPSubLAPSLAP_PGST20252","A2BIP","SubLAP","SLAP_PGST",2025,2,0,1]
["A2BIPSubLAPSLAP_PGST20253","A2BIP","SubLAP","SLAP_PGST",2025,3,0,1]
["A2BIPSubLAPSLAP_PGST20254","A2BIP","SubLAP","SLAP_PGST",2025,4,0,1]
["A2BIPSubLAPSLAP_PGST20255","A2BIP","SubLAP","SLAP_PGST",2025,5,0,1]
["A2BIPSubLAPSLAP_PGST20256","A2BIP","SubLAP","SLAP_PGST",2025,6,1,1]
["A2BIPSubLAPSLAP_PGST20257","A2BIP","SubLAP","SLAP_PGST",2025,7,1,1]
["A2BIPSubLAPSLAP_PGST20258","A2BIP","SubLAP","SLAP_PGST",2025,8,1,1]
["A2BIPSubLAPSLAP_PGST20259","A2BIP","SubLAP","SLAP_PGST",2025,9,1,1]
["A2BIPSubLAPSLAP_PGST202510","A2BIP","SubLAP","SLAP_PGST",2025,10,1,1]
["A2BIPSubLAPSLAP_PGST202511","A2BIP","SubLAP","SLAP_PGST",2025,11,1,1]
["A2BIPSubLAPSLAP_PGST202512","A2BIP","SubLAP","SLAP_PGST",2025,12,1,1]
["A2BIPSubLAPSLAP_PGST20261","A2BIP","SubLAP","SLAP_PGST",2026,1,3,1]
["A2BIPSubLAPSLAP_PGST20262","A2BIP","SubLAP","SLAP_PGST",2026,2,3,1]
["A2BIPSubLAPSLAP_PGST20263","A2BIP","SubLAP","SLAP_PGST",2026,3,3,1]
["A2BIPSubLAPSLAP_PGST20264","A2BIP","SubLAP","SLAP_PGST",2026,4,3,1]
["A2BIPSubLAPSLAP_PGST20265","A2BIP","SubLAP","SLAP_PGST",2026,5,3,1]
["A2BIPSubLAPSLAP_PGST20266","A2BIP","SubLAP","SLAP_PGST",2026,6,3,1]
["A2BIPSubLAPSLAP_PGST20267","A2BIP","SubLAP","SLAP_PGST",2026,7,3,1]
["A2BIPSubLAPSLAP_PGST20268","A2BIP","SubLAP","SLAP_PGST",2026,8,3,1]
["A2BIPSubLAPSLAP_PGST20269","A2BIP","SubLAP","SLAP_PGST",2026,9,3,1]
["A2BIPSubLAPSLAP_PGST202610","A2BIP","SubLAP","SLAP_PGST",2026,10,3,1]
["A2BIPSubLAPSLAP_PGST202611","A2BIP","SubLAP","SLAP_PGST",2026,11,3,1]
["A2BIPSubLAPSLAP_PGST202612","A2BIP","SubLAP","SLAP_PGST",2026,12,3,1]
["A2BIPSubLAPSLAP_PGST20271","A2BIP","SubLAP","SLAP_PGST",2027,1,3,1]
["A2BIPSubLAPSLAP_PGST20272","A2BIP","SubLAP","SLAP_PGST",2027,2,3,1]
["A2BIPSubLAPSLAP_PGST20273","A2BIP","SubLAP","SLAP_PGST",2027,3,3,1]
["A2BIPSubLAPSLAP_PGST20274","A2BIP","SubLAP","SLAP_PGST",2027,4,3,1]
["A2BIPSubLAPSLAP_PGST20275","A2BIP","SubLAP","SLAP_PGST",2027,5,3,1]
["A2BIPSubLAPSLAP_PGST20276","A2BIP","SubLAP","SLAP_PGST",2027,6,3,1]
["A2BIPSubLAPSLAP_PGST20277","A2BIP","SubLAP","SLAP_PGST",2027,7,3,1]
["A2BIPSubLAPSLAP_PGST20278","A2BIP","SubLAP","SLAP_PGST",2027,8,3,1]
["A2BIPSubLAPSLAP_PGST20279","A2BIP","SubLAP","SLAP_PGST",2027,9,3,1]
["A2BIPSubLAPSLAP_PGST202710","A2BIP","SubLAP","SLAP_PGST",2027,10,3,1]
["A2BIPSubLAPSLAP_PGST202711","A2BIP","SubLAP","SLAP_PGST",2027,11,3,1]
["A2BIPSubLAPSLAP_PGST202712","A2BIP","SubLAP","SLAP_PGST",2027,12,3,1]
["A4AllAll20251","A4","All","All",2025,1,6465,0]
["A4AllAll20252","A4","All","All",2025,2,6475,0]
["A4AllAll20253","A4","All","All",2025,3,6490,0]
["A4AllAll20254","A4","All","All",2025,4,6501,0]
["A4AllAll20255","A4","All","All",2025,5,6527,0]
["A4AllAll20256","A4","All","All",2025,6,6555,0]
["A4AllAll20257","A4","All","All",2025,7,6673,0]
["A4AllAll20258","A4","All","All",2025,8,6518,0]
["A4AllAll20259","A4","All","All",2025,9,6524,0]
["A4AllAll202510","A4","All","All",2025,10,6530,0]
["A4AllAll202511","A4","All","All",2025,11,6531,0]
["A4AllAll202512","A4","All","All",2025,12,6531,0]
["A4AllAll20261","A4","All","All",2026,1,7075,0]
["A4AllAll20262","A4","All","All",2026,2,7190,0]
["A4AllAll20263","A4","All","All",2026,3,7300,0]
["A4AllAll20264","A4","All","All",2026,4,7424,0]
["A4AllAll20265","A4","All","All",2026,5,7545,0]
["A4AllAll20266","A4","All","All",2026,6,7666,0]
["A4AllAll20267","A4","All","All",2026,7,7784,0]
["A4AllAll20268","A4","All","All",2026,8,7914,0]
["A4AllAll20269","A4","All","All",2026,9,8037,0]
["A4AllAll202610","A4","All","All",2026,10,8166,0]
["A4AllAll202611","A4","All","All",2026,11,8297,0]
["A4AllAll202612","A4","All","All",2026,12,8430,0]
["A4AllAll20271","A4","All","All",2027,1,8542,0]
["A4AllAll20272","A4","All","All",2027,2,8653,0]
["A4AllAll20273","A4","All","All",2027,3,8773,0]
["A4AllAll20274","A4","All","All",2027,4,8905,0]
["A4AllAll20275","A4","All","All",2027,5,9026,0]
["A4AllAll20276","A4","All","All",2027,6,9143,0]
["A4AllAll20277","A4","All","All",2027,7,9263,0]
["A4AllAll20278","A4","All","All",2027,8,9383,0]
["A4AllAll20279","A4","All","All",2027,9,9510,0]
["A4AllAll202710","A4","All","All",2027,10,9645,0]
["A4AllAll202711","A4","All","All",2027,11,9775,0]
["A4AllAll202712","A4","All","All",2027,12,9909,0]
["A4LCANorth Coast and North Bay20251","A4","LCA","North Coast and North Bay",2025,1,360,0]
["A4LCANorth Coast and North Bay20252","A4","LCA","North Coast and North Bay",2025,2,361,0]
["A4LCANorth Coast and North Bay20253","A4","LCA","North Coast and North Bay",2025,3,361,0]
["A4LCANorth Coast and North Bay20254","A4","LCA","North Coast and North Bay",2025,4,361,0]
["A4LCANorth Coast and North Bay20255","A4","LCA","North Coast and North Bay",2025,5,363,0]
["A4LCANorth Coast and North Bay20256","A4","LCA","North Coast and North Bay",2025,6,363,0]
["A4LCANorth Coast and North Bay20257","A4","LCA","North Coast and North Bay",2025,7,370,0]
["A4LCANorth Coast and North Bay20258","A4","LCA","North Coast and North Bay",2025,8,353,0]
["A4LCANorth Coast and North Bay20259","A4","LCA","North Coast and North Bay",2025,9,355,0]
["A4LCANorth Coast and North Bay202510","A4","LCA","North Coast and North Bay",2025,10,355,0]
["A4LCANorth Coast and North Bay202511","A4","LCA","North Coast and North Bay",2025,11,355,0]
["A4LCANorth Coast and North Bay202512","A4","LCA","North Coast and North Bay",2025,12,355,0]
["A4LCANorth Coast and North Bay20261","A4","LCA","North Coast and North Bay",2026,1,380,0]
["A4LCANorth Coast and North Bay20262","A4","LCA","North Coast and North Bay",2026,2,387,0]
["A4LCANorth Coast and North Bay20263","A4","LCA","North Coast and North Bay",2026,3,393,0]
["A4LCANorth Coast and North Bay20264","A4","LCA","North Coast and North Bay",2026,4,400,0]
["A4LCANorth Coast and North Bay20265","A4","LCA","North Coast and North Bay",2026,5,406,0]
["A4LCANorth Coast and North Bay20266","A4","LCA","North Coast and North Bay",2026,6,413,0]
["A4LCANorth Coast and North Bay20267","A4","LCA","North Coast and North Bay",2026,7,419,0]
["A4LCANorth Coast and North Bay20268","A4","LCA","North Coast and North Bay",2026,8,426,0]
["A4LCANorth Coast and North Bay20269","A4","LCA","North Coast and North Bay",2026,9,433,0]
["A4LCANorth Coast and North Bay202610","A4","LCA","North Coast and North Bay",2026,10,440,0]
["A4LCANorth Coast and North Bay202611","A4","LCA","North Coast and North Bay",2026,11,446,0]
["A4LCANorth Coast and North Bay202612","A4","LCA","North Coast and North Bay",2026,12,453,0]
["A4LCANorth Coast and North Bay20271","A4","LCA","North Coast and North Bay",2027,1,460,0]
["A4LCANorth Coast and North Bay20272","A4","LCA","North Coast and North Bay",2027,2,466,0]
["A4LCANorth Coast and North Bay20273","A4","LCA","North Coast and North Bay",2027,3,473,0]
["A4LCANorth Coast and North Bay20274","A4","LCA","North Coast and North Bay",2027,4,479,0]
["A4LCANorth Coast and North Bay20275","A4","LCA","North Coast and North Bay",2027,5,485,0]
["A4LCANorth Coast and North Bay20276","A4","LCA","North Coast and North Bay",2027,6,492,0]
["A4LCANorth Coast and North Bay20277","A4","LCA","North Coast and North Bay",2027,7,499,0]
["A4LCANorth Coast and North Bay20278","A4","LCA","North Coast and North Bay",2027,8,504,0]
["A4LCANorth Coast and North Bay20279","A4","LCA","North Coast and North Bay",2027,9,512,0]
["A4LCANorth Coast and North Bay202710","A4","LCA","North Coast and North Bay",2027,10,519,0]
["A4LCANorth Coast and North Bay202711","A4","LCA","North Coast and North Bay",2027,11,526,0]
["A4LCANorth Coast and North Bay202712","A4","LCA","North Coast and North Bay",2027,12,533,0]
["A4LCAOther20251","A4","LCA","Other",2025,1,13,1]
["A4LCAOther20252","A4","LCA","Other",2025,2,13,1]
["A4LCAOther20253","A4","LCA","Other",2025,3,13,1]
["A4LCAOther20254","A4","LCA","Other",2025,4,13,1]
["A4LCAOther20255","A4","LCA","Other",2025,5,13,1]
["A4LCAOther20256","A4","LCA","Other",2025,6,13,1]
["A4LCAOther20257","A4","LCA","Other",2025,7,14,1]
["A4LCAOther20258","A4","LCA","Other",2025,8,14,1]
["A4LCAOther20259","A4","LCA","Other",2025,9,14,1]
["A4LCAOther202510","A4","LCA","Other",2025,10,14,1]
["A4LCAOther202511","A4","LCA","Other",2025,11,14,1]
["A4LCAOther202512","A4","LCA","Other",2025,12,14,1]
["A4LCAOther20261","A4","LCA","Other",2026,1,7,1]
["A4LCAOther20262","A4","LCA","Other",2026,2,7,1]
["A4LCAOther20263","A4","LCA","Other",2026,3,7,1]
["A4LCAOther20264","A4","LCA","Other",2026,4,7,1]
["A4LCAOther20265","A4","LCA","Other",2026,5,9,1]
["A4LCAOther20266","A4","LCA","Other",2026,6,9,1]
["A4LCAOther20267","A4","LCA","Other",2026,7,9,1]
["A4LCAOther20268","A4","LCA","Other",2026,8,9,1]
["A4LCAOther20269","A4","LCA","Other",2026,9,9,1]
["A4LCAOther202610","A4","LCA","Other",2026,10,9,1]
["A4LCAOther202611","A4","LCA","Other",2026,11,9,1]
["A4LCAOther202612","A4","LCA","Other",2026,12,9,1]
["A4LCAOther20271","A4","LCA","Other",2027,1,9,1]
["A4LCAOther20272","A4","LCA","Other",2027,2,9,1]
["A4LCAOther20273","A4","LCA","Other",2027,3,9,1]
["A4LCAOther20274","A4","LCA","Other",2027,4,9,1]
["A4LCAOther20275","A4","LCA","Other",2027,5,9,1]
["A4LCAOther20276","A4","LCA","Other",2027,6,9,1]
["A4LCAOther20277","A4","LCA","Other",2027,7,9,1]
["A4LCAOther20278","A4","LCA","Other",2027,8,11,1]
["A4LCAOther20279","A4","LCA","Other",2027,9,11,1]
["A4LCAOther202710","A4","LCA","Other",2027,10,11,1]
["A4LCAOther202711","A4","LCA","Other",2027,11,11,1]
["A4LCAOther202712","A4","LCA","Other",2027,12,11,1]
["A4SubLAPSLAP_PGEB20251","A4","SubLAP","SLAP_PGEB",2025,1,429,0]
["A4SubLAPSLAP_PGEB20252","A4","SubLAP","SLAP_PGEB",2025,2,429,0]
["A4SubLAPSLAP_PGEB20253","A4","SubLAP","SLAP_PGEB",2025,3,432,0]
["A4SubLAPSLAP_PGEB20254","A4","SubLAP","SLAP_PGEB",2025,4,432,0]
["A4SubLAPSLAP_PGEB20255","A4","SubLAP","SLAP_PGEB",2025,5,433,0]
["A4SubLAPSLAP_PGEB20256","A4","SubLAP","SLAP_PGEB",2025,6,439,0]
["A4SubLAPSLAP_PGEB20257","A4","SubLAP","SLAP_PGEB",2025,7,453,0]
["A4SubLAPSLAP_PGEB20258","A4","SubLAP","SLAP_PGEB",2025,8,442,0]
["A4SubLAPSLAP_PGEB20259","A4","SubLAP","SLAP_PGEB",2025,9,443,0]
["A4SubLAPSLAP_PGEB202510","A4","SubLAP","SLAP_PGEB",2025,10,443,0]
["A4SubLAPSLAP_PGEB202511","A4","SubLAP","SLAP_PGEB",2025,11,443,0]
["A4SubLAPSLAP_PGEB202512","A4","SubLAP","SLAP_PGEB",2025,12,443,0]
["A4SubLAPSLAP_PGEB20261","A4","SubLAP","SLAP_PGEB",2026,1,493,0]
["A4SubLAPSLAP_PGEB20262","A4","SubLAP","SLAP_PGEB",2026,2,499,0]
["A4SubLAPSLAP_PGEB20263","A4","SubLAP","SLAP_PGEB",2026,3,509,0]
["A4SubLAPSLAP_PGEB20264","A4","SubLAP","SLAP_PGEB",2026,4,517,0]
["A4SubLAPSLAP_PGEB20265","A4","SubLAP","SLAP_PGEB",2026,5,525,0]
["A4SubLAPSLAP_PGEB20266","A4","SubLAP","SLAP_PGEB",2026,6,535,0]
["A4SubLAPSLAP_PGEB20267","A4","SubLAP","SLAP_PGEB",2026,7,543,0]
["A4SubLAPSLAP_PGEB20268","A4","SubLAP","SLAP_PGEB",2026,8,549,0]
["A4SubLAPSLAP_PGEB20269","A4","SubLAP","SLAP_PGEB",2026,9,561,0]
["A4SubLAPSLAP_PGEB202610","A4","SubLAP","SLAP_PGEB",2026,10,568,0]
["A4SubLAPSLAP_PGEB202611","A4","SubLAP","SLAP_PGEB",2026,11,578,0]
["A4SubLAPSLAP_PGEB202612","A4","SubLAP","SLAP_PGEB",2026,12,587,0]
["A4SubLAPSLAP_PGEB20271","A4","SubLAP","SLAP_PGEB",2027,1,595,0]
["A4SubLAPSLAP_PGEB20272","A4","SubLAP","SLAP_PGEB",2027,2,603,0]
["A4SubLAPSLAP_PGEB20273","A4","SubLAP","SLAP_PGEB",2027,3,612,0]
["A4SubLAPSLAP_PGEB20274","A4","SubLAP","SLAP_PGEB",2027,4,621,0]
["A4SubLAPSLAP_PGEB20275","A4","SubLAP","SLAP_PGEB",2027,5,630,0]
["A4SubLAPSLAP_PGEB20276","A4","SubLAP","SLAP_PGEB",2027,6,637,0]
["A4SubLAPSLAP_PGEB20277","A4","SubLAP","SLAP_PGEB",2027,7,645,0]
["A4SubLAPSLAP_PGEB20278","A4","SubLAP","SLAP_PGEB",2027,8,654,0]
["A4SubLAPSLAP_PGEB20279","A4","SubLAP","SLAP_PGEB",2027,9,662,0]
["A4SubLAPSLAP_PGEB202710","A4","SubLAP","SLAP_PGEB",2027,10,673,0]
["A4SubLAPSLAP_PGEB202711","A4","SubLAP","SLAP_PGEB",2027,11,681,0]
["A4SubLAPSLAP_PGEB202712","A4","SubLAP","SLAP_PGEB",2027,12,690,0]
["A4SubLAPSLAP_PGF120251","A4","SubLAP","SLAP_PGF1",2025,1,10,1]
["A4SubLAPSLAP_PGF120252","A4","SubLAP","SLAP_PGF1",2025,2,10,1]
["A4SubLAPSLAP_PGF120253","A4","SubLAP","SLAP_PGF1",2025,3,10,1]
["A4SubLAPSLAP_PGF120254","A4","SubLAP","SLAP_PGF1",2025,4,10,1]
["A4SubLAPSLAP_PGF120255","A4","SubLAP","SLAP_PGF1",2025,5,10,1]
["A4SubLAPSLAP_PGF120256","A4","SubLAP","SLAP_PGF1",2025,6,11,1]
["A4SubLAPSLAP_PGF120257","A4","SubLAP","SLAP_PGF1",2025,7,14,1]
["A4SubLAPSLAP_PGF120258","A4","SubLAP","SLAP_PGF1",2025,8,22,0]
["A4SubLAPSLAP_PGF120259","A4","SubLAP","SLAP_PGF1",2025,9,22,0]
["A4SubLAPSLAP_PGF1202510","A4","SubLAP","SLAP_PGF1",2025,10,23,0]
["A4SubLAPSLAP_PGF1202511","A4","SubLAP","SLAP_PGF1",2025,11,23,0]
["A4SubLAPSLAP_PGF1202512","A4","SubLAP","SLAP_PGF1",2025,12,23,0]
["A4SubLAPSLAP_PGF120261","A4","SubLAP","SLAP_PGF1",2026,1,25,0]
["A4SubLAPSLAP_PGF120262","A4","SubLAP","SLAP_PGF1",2026,2,25,0]
["A4SubLAPSLAP_PGF120263","A4","SubLAP","SLAP_PGF1",2026,3,25,0]
["A4SubLAPSLAP_PGF120264","A4","SubLAP","SLAP_PGF1",2026,4,26,0]
["A4SubLAPSLAP_PGF120265","A4","SubLAP","SLAP_PGF1",2026,5,26,0]
["A4SubLAPSLAP_PGF120266","A4","SubLAP","SLAP_PGF1",2026,6,27,0]
["A4SubLAPSLAP_PGF120267","A4","SubLAP","SLAP_PGF1",2026,7,27,0]
["A4SubLAPSLAP_PGF120268","A4","SubLAP","SLAP_PGF1",2026,8,28,0]
["A4SubLAPSLAP_PGF120269","A4","SubLAP","SLAP_PGF1",2026,9,28,0]
["A4SubLAPSLAP_PGF1202610","A4","SubLAP","SLAP_PGF1",2026,10,28,0]
["A4SubLAPSLAP_PGF1202611","A4","SubLAP","SLAP_PGF1",2026,11,29,0]
["A4SubLAPSLAP_PGF1202612","A4","SubLAP","SLAP_PGF1",2026,12,30,0]
["A4SubLAPSLAP_PGF120271","A4","SubLAP","SLAP_PGF1",2027,1,30,0]
["A4SubLAPSLAP_PGF120272","A4","SubLAP","SLAP_PGF1",2027,2,30,0]
["A4SubLAPSLAP_PGF120273","A4","SubLAP","SLAP_PGF1",2027,3,30,0]
["A4SubLAPSLAP_PGF120274","A4","SubLAP","SLAP_PGF1",2027,4,32,0]
["A4SubLAPSLAP_PGF120275","A4","SubLAP","SLAP_PGF1",2027,5,32,0]
["A4SubLAPSLAP_PGF120276","A4","SubLAP","SLAP_PGF1",2027,6,32,0]
["A4SubLAPSLAP_PGF120277","A4","SubLAP","SLAP_PGF1",2027,7,32,0]
["A4SubLAPSLAP_PGF120278","A4","SubLAP","SLAP_PGF1",2027,8,33,0]
["A4SubLAPSLAP_PGF120279","A4","SubLAP","SLAP_PGF1",2027,9,33,0]
["A4SubLAPSLAP_PGF1202710","A4","SubLAP","SLAP_PGF1",2027,10,34,0]
["A4SubLAPSLAP_PGF1202711","A4","SubLAP","SLAP_PGF1",2027,11,34,0]
["A4SubLAPSLAP_PGF1202712","A4","SubLAP","SLAP_PGF1",2027,12,35,0]
["A4SubLAPSLAP_PGFG20251","A4","SubLAP","SLAP_PGFG",2025,1,427,0]
["A4SubLAPSLAP_PGFG20252","A4","SubLAP","SLAP_PGFG",2025,2,428,0]
["A4SubLAPSLAP_PGFG20253","A4","SubLAP","SLAP_PGFG",2025,3,428,0]
["A4SubLAPSLAP_PGFG20254","A4","SubLAP","SLAP_PGFG",2025,4,429,0]
["A4SubLAPSLAP_PGFG20255","A4","SubLAP","SLAP_PGFG",2025,5,430,0]
["A4SubLAPSLAP_PGFG20256","A4","SubLAP","SLAP_PGFG",2025,6,432,0]
["A4SubLAPSLAP_PGFG20257","A4","SubLAP","SLAP_PGFG",2025,7,438,0]
["A4SubLAPSLAP_PGFG20258","A4","SubLAP","SLAP_PGFG",2025,8,437,0]
["A4SubLAPSLAP_PGFG20259","A4","SubLAP","SLAP_PGFG",2025,9,437,0]
["A4SubLAPSLAP_PGFG202510","A4","SubLAP","SLAP_PGFG",2025,10,436,0]
["A4SubLAPSLAP_PGFG202511","A4","SubLAP","SLAP_PGFG",2025,11,436,0]
["A4SubLAPSLAP_PGFG202512","A4","SubLAP","SLAP_PGFG",2025,12,436,0]
["A4SubLAPSLAP_PGFG20261","A4","SubLAP","SLAP_PGFG",2026,1,480,0]
["A4SubLAPSLAP_PGFG20262","A4","SubLAP","SLAP_PGFG",2026,2,486,0]
["A4SubLAPSLAP_PGFG20263","A4","SubLAP","SLAP_PGFG",2026,3,495,0]
["A4SubLAPSLAP_PGFG20264","A4","SubLAP","SLAP_PGFG",2026,4,505,0]
["A4SubLAPSLAP_PGFG20265","A4","SubLAP","SLAP_PGFG",2026,5,512,0]
["A4SubLAPSLAP_PGFG20266","A4","SubLAP","SLAP_PGFG",2026,6,517,0]
["A4SubLAPSLAP_PGFG20267","A4","SubLAP","SLAP_PGFG",2026,7,527,0]
["A4SubLAPSLAP_PGFG20268","A4","SubLAP","SLAP_PGFG",2026,8,537,0]
["A4SubLAPSLAP_PGFG20269","A4","SubLAP","SLAP_PGFG",2026,9,544,0]
["A4SubLAPSLAP_PGFG202610","A4","SubLAP","SLAP_PGFG",2026,10,552,0]
["A4SubLAPSLAP_PGFG202611","A4","SubLAP","SLAP_PGFG",2026,11,563,0]
["A4SubLAPSLAP_PGFG202612","A4","SubLAP","SLAP_PGFG",2026,12,572,0]
["A4SubLAPSLAP_PGFG20271","A4","SubLAP","SLAP_PGFG",2027,1,579,0]
["A4SubLAPSLAP_PGFG20272","A4","SubLAP","SLAP_PGFG",2027,2,587,0]
["A4SubLAPSLAP_PGFG20273","A4","SubLAP","SLAP_PGFG",2027,3,595,0]
["A4SubLAPSLAP_PGFG20274","A4","SubLAP","SLAP_PGFG",2027,4,605,0]
["A4SubLAPSLAP_PGFG20275","A4","SubLAP","SLAP_PGFG",2027,5,613,0]
["A4SubLAPSLAP_PGFG20276","A4","SubLAP","SLAP_PGFG",2027,6,619,0]
["A4SubLAPSLAP_PGFG20277","A4","SubLAP","SLAP_PGFG",2027,7,627,0]
["A4SubLAPSLAP_PGFG20278","A4","SubLAP","SLAP_PGFG",2027,8,636,0]
["A4SubLAPSLAP_PGFG20279","A4","SubLAP","SLAP_PGFG",2027,9,645,0]
["A4SubLAPSLAP_PGFG202710","A4","SubLAP","SLAP_PGFG",2027,10,654,0]
["A4SubLAPSLAP_PGFG202711","A4","SubLAP","SLAP_PGFG",2027,11,662,0]
["A4SubLAPSLAP_PGFG202712","A4","SubLAP","SLAP_PGFG",2027,12,673,0]
["A4SubLAPSLAP_PGHB20251","A4","SubLAP","SLAP_PGHB",2025,1,1590,0]
["A4SubLAPSLAP_PGHB20252","A4","SubLAP","SLAP_PGHB",2025,2,1594,0]
["A4SubLAPSLAP_PGHB20253","A4","SubLAP","SLAP_PGHB",2025,3,1600,0]
["A4SubLAPSLAP_PGHB20254","A4","SubLAP","SLAP_PGHB",2025,4,1603,0]
["A4SubLAPSLAP_PGHB20255","A4","SubLAP","SLAP_PGHB",2025,5,1607,0]
["A4SubLAPSLAP_PGHB20256","A4","SubLAP","SLAP_PGHB",2025,6,1610,0]
["A4SubLAPSLAP_PGHB20257","A4","SubLAP","SLAP_PGHB",2025,7,1643,0]
["A4SubLAPSLAP_PGHB20258","A4","SubLAP","SLAP_PGHB",2025,8,1605,0]
["A4SubLAPSLAP_PGHB20259","A4","SubLAP","SLAP_PGHB",2025,9,1606,0]
["A4SubLAPSLAP_PGHB202510","A4","SubLAP","SLAP_PGHB",2025,10,1610,0]
["A4SubLAPSLAP_PGHB202511","A4","SubLAP","SLAP_PGHB",2025,11,1610,0]
["A4SubLAPSLAP_PGHB202512","A4","SubLAP","SLAP_PGHB",2025,12,1610,0]
["A4SubLAPSLAP_PGHB20261","A4","SubLAP","SLAP_PGHB",2026,1,1712,0]
["A4SubLAPSLAP_PGHB20262","A4","SubLAP","SLAP_PGHB",2026,2,1740,0]
["A4SubLAPSLAP_PGHB20263","A4","SubLAP","SLAP_PGHB",2026,3,1767,0]
["A4SubLAPSLAP_PGHB20264","A4","SubLAP","SLAP_PGHB",2026,4,1796,0]
["A4SubLAPSLAP_PGHB20265","A4","SubLAP","SLAP_PGHB",2026,5,1825,0]
["A4SubLAPSLAP_PGHB20266","A4","SubLAP","SLAP_PGHB",2026,6,1854,0]
["A4SubLAPSLAP_PGHB20267","A4","SubLAP","SLAP_PGHB",2026,7,1883,0]
["A4SubLAPSLAP_PGHB20268","A4","SubLAP","SLAP_PGHB",2026,8,1914,0]
["A4SubLAPSLAP_PGHB20269","A4","SubLAP","SLAP_PGHB",2026,9,1944,0]
["A4SubLAPSLAP_PGHB202610","A4","SubLAP","SLAP_PGHB",2026,10,1976,0]
["A4SubLAPSLAP_PGHB202611","A4","SubLAP","SLAP_PGHB",2026,11,2008,0]
["A4SubLAPSLAP_PGHB202612","A4","SubLAP","SLAP_PGHB",2026,12,2039,0]
["A4SubLAPSLAP_PGHB20271","A4","SubLAP","SLAP_PGHB",2027,1,2068,0]
["A4SubLAPSLAP_PGHB20272","A4","SubLAP","SLAP_PGHB",2027,2,2094,0]
["A4SubLAPSLAP_PGHB20273","A4","SubLAP","SLAP_PGHB",2027,3,2124,0]
["A4SubLAPSLAP_PGHB20274","A4","SubLAP","SLAP_PGHB",2027,4,2152,0]
["A4SubLAPSLAP_PGHB20275","A4","SubLAP","SLAP_PGHB",2027,5,2183,0]
["A4SubLAPSLAP_PGHB20276","A4","SubLAP","SLAP_PGHB",2027,6,2212,0]
["A4SubLAPSLAP_PGHB20277","A4","SubLAP","SLAP_PGHB",2027,7,2241,0]
["A4SubLAPSLAP_PGHB20278","A4","SubLAP","SLAP_PGHB",2027,8,2271,0]
["A4SubLAPSLAP_PGHB20279","A4","SubLAP","SLAP_PGHB",2027,9,2303,0]
["A4SubLAPSLAP_PGHB202710","A4","SubLAP","SLAP_PGHB",2027,10,2331,0]
["A4SubLAPSLAP_PGHB202711","A4","SubLAP","SLAP_PGHB",2027,11,2364,0]
["A4SubLAPSLAP_PGHB202712","A4","SubLAP","SLAP_PGHB",2027,12,2397,0]
["A4SubLAPSLAP_PGKN20251","A4","SubLAP","SLAP_PGKN",2025,1,431,0]
["A4SubLAPSLAP_PGKN20252","A4","SubLAP","SLAP_PGKN",2025,2,431,0]
["A4SubLAPSLAP_PGKN20253","A4","SubLAP","SLAP_PGKN",2025,3,431,0]
["A4SubLAPSLAP_PGKN20254","A4","SubLAP","SLAP_PGKN",2025,4,434,0]
["A4SubLAPSLAP_PGKN20255","A4","SubLAP","SLAP_PGKN",2025,5,436,0]
["A4SubLAPSLAP_PGKN20256","A4","SubLAP","SLAP_PGKN",2025,6,437,0]
["A4SubLAPSLAP_PGKN20257","A4","SubLAP","SLAP_PGKN",2025,7,443,0]
["A4SubLAPSLAP_PGKN20258","A4","SubLAP","SLAP_PGKN",2025,8,432,0]
["A4SubLAPSLAP_PGKN20259","A4","SubLAP","SLAP_PGKN",2025,9,431,0]
["A4SubLAPSLAP_PGKN202510","A4","SubLAP","SLAP_PGKN",2025,10,430,0]
["A4SubLAPSLAP_PGKN202511","A4","SubLAP","SLAP_PGKN",2025,11,430,0]
["A4SubLAPSLAP_PGKN202512","A4","SubLAP","SLAP_PGKN",2025,12,430,0]
["A4SubLAPSLAP_PGKN20261","A4","SubLAP","SLAP_PGKN",2026,1,473,0]
["A4SubLAPSLAP_PGKN20262","A4","SubLAP","SLAP_PGKN",2026,2,482,0]
["A4SubLAPSLAP_PGKN20263","A4","SubLAP","SLAP_PGKN",2026,3,488,0]
["A4SubLAPSLAP_PGKN20264","A4","SubLAP","SLAP_PGKN",2026,4,496,0]
["A4SubLAPSLAP_PGKN20265","A4","SubLAP","SLAP_PGKN",2026,5,506,0]
["A4SubLAPSLAP_PGKN20266","A4","SubLAP","SLAP_PGKN",2026,6,515,0]
["A4SubLAPSLAP_PGKN20267","A4","SubLAP","SLAP_PGKN",2026,7,522,0]
["A4SubLAPSLAP_PGKN20268","A4","SubLAP","SLAP_PGKN",2026,8,531,0]
["A4SubLAPSLAP_PGKN20269","A4","SubLAP","SLAP_PGKN",2026,9,538,0]
["A4SubLAPSLAP_PGKN202610","A4","SubLAP","SLAP_PGKN",2026,10,549,0]
["A4SubLAPSLAP_PGKN202611","A4","SubLAP","SLAP_PGKN",2026,11,556,0]
["A4SubLAPSLAP_PGKN202612","A4","SubLAP","SLAP_PGKN",2026,12,565,0]
["A4SubLAPSLAP_PGKN20271","A4","SubLAP","SLAP_PGKN",2027,1,571,0]
["A4SubLAPSLAP_PGKN20272","A4","SubLAP","SLAP_PGKN",2027,2,579,0]
["A4SubLAPSLAP_PGKN20273","A4","SubLAP","SLAP_PGKN",2027,3,588,0]
["A4SubLAPSLAP_PGKN20274","A4","SubLAP","SLAP_PGKN",2027,4,597,0]
["A4SubLAPSLAP_PGKN20275","A4","SubLAP","SLAP_PGKN",2027,5,604,0]
["A4SubLAPSLAP_PGKN20276","A4","SubLAP","SLAP_PGKN",2027,6,612,0]
["A4SubLAPSLAP_PGKN20277","A4","SubLAP","SLAP_PGKN",2027,7,620,0]
["A4SubLAPSLAP_PGKN20278","A4","SubLAP","SLAP_PGKN",2027,8,630,0]
["A4SubLAPSLAP_PGKN20279","A4","SubLAP","SLAP_PGKN",2027,9,639,0]
["A4SubLAPSLAP_PGKN202710","A4","SubLAP","SLAP_PGKN",2027,10,648,0]
["A4SubLAPSLAP_PGKN202711","A4","SubLAP","SLAP_PGKN",2027,11,655,0]
["A4SubLAPSLAP_PGKN202712","A4","SubLAP","SLAP_PGKN",2027,12,664,0]
["A4SubLAPSLAP_PGNB20251","A4","SubLAP","SLAP_PGNB",2025,1,394,0]
["A4SubLAPSLAP_PGNB20252","A4","SubLAP","SLAP_PGNB",2025,2,395,0]
["A4SubLAPSLAP_PGNB20253","A4","SubLAP","SLAP_PGNB",2025,3,395,0]
["A4SubLAPSLAP_PGNB20254","A4","SubLAP","SLAP_PGNB",2025,4,395,0]
["A4SubLAPSLAP_PGNB20255","A4","SubLAP","SLAP_PGNB",2025,5,398,0]
["A4SubLAPSLAP_PGNB20256","A4","SubLAP","SLAP_PGNB",2025,6,398,0]
["A4SubLAPSLAP_PGNB20257","A4","SubLAP","SLAP_PGNB",2025,7,406,0]
["A4SubLAPSLAP_PGNB20258","A4","SubLAP","SLAP_PGNB",2025,8,388,0]
["A4SubLAPSLAP_PGNB20259","A4","SubLAP","SLAP_PGNB",2025,9,388,0]
["A4SubLAPSLAP_PGNB202510","A4","SubLAP","SLAP_PGNB",2025,10,387,0]
["A4SubLAPSLAP_PGNB202511","A4","SubLAP","SLAP_PGNB",2025,11,387,0]
["A4SubLAPSLAP_PGNB202512","A4","SubLAP","SLAP_PGNB",2025,12,387,0]
["A4SubLAPSLAP_PGNB20261","A4","SubLAP","SLAP_PGNB",2026,1,391,0]
["A4SubLAPSLAP_PGNB20262","A4","SubLAP","SLAP_PGNB",2026,2,398,0]
["A4SubLAPSLAP_PGNB20263","A4","SubLAP","SLAP_PGNB",2026,3,404,0]
["A4SubLAPSLAP_PGNB20264","A4","SubLAP","SLAP_PGNB",2026,4,413,0]
["A4SubLAPSLAP_PGNB20265","A4","SubLAP","SLAP_PGNB",2026,5,419,0]
["A4SubLAPSLAP_PGNB20266","A4","SubLAP","SLAP_PGNB",2026,6,426,0]
["A4SubLAPSLAP_PGNB20267","A4","SubLAP","SLAP_PGNB",2026,7,432,0]
["A4SubLAPSLAP_PGNB20268","A4","SubLAP","SLAP_PGNB",2026,8,439,0]
["A4SubLAPSLAP_PGNB20269","A4","SubLAP","SLAP_PGNB",2026,9,447,0]
["A4SubLAPSLAP_PGNB202610","A4","SubLAP","SLAP_PGNB",2026,10,454,0]
["A4SubLAPSLAP_PGNB202611","A4","SubLAP","SLAP_PGNB",2026,11,460,0]
["A4SubLAPSLAP_PGNB202612","A4","SubLAP","SLAP_PGNB",2026,12,467,0]
["A4SubLAPSLAP_PGNB20271","A4","SubLAP","SLAP_PGNB",2027,1,474,0]
["A4SubLAPSLAP_PGNB20272","A4","SubLAP","SLAP_PGNB",2027,2,481,0]
["A4SubLAPSLAP_PGNB20273","A4","SubLAP","SLAP_PGNB",2027,3,488,0]
["A4SubLAPSLAP_PGNB20274","A4","SubLAP","SLAP_PGNB",2027,4,494,0]
["A4SubLAPSLAP_PGNB20275","A4","SubLAP","SLAP_PGNB",2027,5,500,0]
["A4SubLAPSLAP_PGNB20276","A4","SubLAP","SLAP_PGNB",2027,6,507,0]
["A4SubLAPSLAP_PGNB20277","A4","SubLAP","SLAP_PGNB",2027,7,514,0]
["A4SubLAPSLAP_PGNB20278","A4","SubLAP","SLAP_PGNB",2027,8,519,0]
["A4SubLAPSLAP_PGNB20279","A4","SubLAP","SLAP_PGNB",2027,9,527,0]
["A4SubLAPSLAP_PGNB202710","A4","SubLAP","SLAP_PGNB",2027,10,534,0]
["A4SubLAPSLAP_PGNB202711","A4","SubLAP","SLAP_PGNB",2027,11,543,0]
["A4SubLAPSLAP_PGNB202712","A4","SubLAP","SLAP_PGNB",2027,12,550,0]
["A4SubLAPSLAP_PGNC20251","A4","SubLAP","SLAP_PGNC",2025,1,34,0]
["A4SubLAPSLAP_PGNC20252","A4","SubLAP","SLAP_PGNC",2025,2,34,0]
["A4SubLAPSLAP_PGNC20253","A4","SubLAP","SLAP_PGNC",2025,3,34,0]
["A4SubLAPSLAP_PGNC20254","A4","SubLAP","SLAP_PGNC",2025,4,34,0]
["A4SubLAPSLAP_PGNC20255","A4","SubLAP","SLAP_PGNC",2025,5,34,0]
["A4SubLAPSLAP_PGNC20256","A4","SubLAP","SLAP_PGNC",2025,6,34,0]
["A4SubLAPSLAP_PGNC20257","A4","SubLAP","SLAP_PGNC",2025,7,35,0]
["A4SubLAPSLAP_PGNC20258","A4","SubLAP","SLAP_PGNC",2025,8,34,0]
["A4SubLAPSLAP_PGNC20259","A4","SubLAP","SLAP_PGNC",2025,9,34,0]
["A4SubLAPSLAP_PGNC202510","A4","SubLAP","SLAP_PGNC",2025,10,34,0]
["A4SubLAPSLAP_PGNC202511","A4","SubLAP","SLAP_PGNC",2025,11,34,0]
["A4SubLAPSLAP_PGNC202512","A4","SubLAP","SLAP_PGNC",2025,12,34,0]
["A4SubLAPSLAP_PGNC20261","A4","SubLAP","SLAP_PGNC",2026,1,36,0]
["A4SubLAPSLAP_PGNC20262","A4","SubLAP","SLAP_PGNC",2026,2,37,0]
["A4SubLAPSLAP_PGNC20263","A4","SubLAP","SLAP_PGNC",2026,3,37,0]
["A4SubLAPSLAP_PGNC20264","A4","SubLAP","SLAP_PGNC",2026,4,38,0]
["A4SubLAPSLAP_PGNC20265","A4","SubLAP","SLAP_PGNC",2026,5,38,0]
["A4SubLAPSLAP_PGNC20266","A4","SubLAP","SLAP_PGNC",2026,6,39,0]
["A4SubLAPSLAP_PGNC20267","A4","SubLAP","SLAP_PGNC",2026,7,40,0]
["A4SubLAPSLAP_PGNC20268","A4","SubLAP","SLAP_PGNC",2026,8,40,0]
["A4SubLAPSLAP_PGNC20269","A4","SubLAP","SLAP_PGNC",2026,9,41,0]
["A4SubLAPSLAP_PGNC202610","A4","SubLAP","SLAP_PGNC",2026,10,41,0]
["A4SubLAPSLAP_PGNC202611","A4","SubLAP","SLAP_PGNC",2026,11,42,0]
["A4SubLAPSLAP_PGNC202612","A4","SubLAP","SLAP_PGNC",2026,12,43,0]
["A4SubLAPSLAP_PGNC20271","A4","SubLAP","SLAP_PGNC",2027,1,43,0]
["A4SubLAPSLAP_PGNC20272","A4","SubLAP","SLAP_PGNC",2027,2,43,0]
["A4SubLAPSLAP_PGNC20273","A4","SubLAP","SLAP_PGNC",2027,3,43,0]
["A4SubLAPSLAP_PGNC20274","A4","SubLAP","SLAP_PGNC",2027,4,44,0]
["A4SubLAPSLAP_PGNC20275","A4","SubLAP","SLAP_PGNC",2027,5,47,0]
["A4SubLAPSLAP_PGNC20276","A4","SubLAP","SLAP_PGNC",2027,6,47,0]
["A4SubLAPSLAP_PGNC20277","A4","SubLAP","SLAP_PGNC",2027,7,48,0]
["A4SubLAPSLAP_PGNC20278","A4","SubLAP","SLAP_PGNC",2027,8,48,0]
["A4SubLAPSLAP_PGNC20279","A4","SubLAP","SLAP_PGNC",2027,9,49,0]
["A4SubLAPSLAP_PGNC202710","A4","SubLAP","SLAP_PGNC",2027,10,49,0]
["A4SubLAPSLAP_PGNC202711","A4","SubLAP","SLAP_PGNC",2027,11,49,0]
["A4SubLAPSLAP_PGNC202712","A4","SubLAP","SLAP_PGNC",2027,12,50,0]
["A4SubLAPSLAP_PGNP20251","A4","SubLAP","SLAP_PGNP",2025,1,64,0]
["A4SubLAPSLAP_PGNP20252","A4","SubLAP","SLAP_PGNP",2025,2,64,0]
["A4SubLAPSLAP_PGNP20253","A4","SubLAP","SLAP_PGNP",2025,3,64,0]
["A4SubLAPSLAP_PGNP20254","A4","SubLAP","SLAP_PGNP",2025,4,64,0]
["A4SubLAPSLAP_PGNP20255","A4","SubLAP","SLAP_PGNP",2025,5,65,0]
["A4SubLAPSLAP_PGNP20256","A4","SubLAP","SLAP_PGNP",2025,6,67,0]
["A4SubLAPSLAP_PGNP20257","A4","SubLAP","SLAP_PGNP",2025,7,68,0]
["A4SubLAPSLAP_PGNP20258","A4","SubLAP","SLAP_PGNP",2025,8,65,0]
["A4SubLAPSLAP_PGNP20259","A4","SubLAP","SLAP_PGNP",2025,9,67,0]
["A4SubLAPSLAP_PGNP202510","A4","SubLAP","SLAP_PGNP",2025,10,67,0]
["A4SubLAPSLAP_PGNP202511","A4","SubLAP","SLAP_PGNP",2025,11,67,0]
["A4SubLAPSLAP_PGNP202512","A4","SubLAP","SLAP_PGNP",2025,12,67,0]
["A4SubLAPSLAP_PGNP20261","A4","SubLAP","SLAP_PGNP",2026,1,70,0]
["A4SubLAPSLAP_PGNP20262","A4","SubLAP","SLAP_PGNP",2026,2,71,0]
["A4SubLAPSLAP_PGNP20263","A4","SubLAP","SLAP_PGNP",2026,3,72,0]
["A4SubLAPSLAP_PGNP20264","A4","SubLAP","SLAP_PGNP",2026,4,73,0]
["A4SubLAPSLAP_PGNP20265","A4","SubLAP","SLAP_PGNP",2026,5,74,0]
["A4SubLAPSLAP_PGNP20266","A4","SubLAP","SLAP_PGNP",2026,6,76,0]
["A4SubLAPSLAP_PGNP20267","A4","SubLAP","SLAP_PGNP",2026,7,77,0]
["A4SubLAPSLAP_PGNP20268","A4","SubLAP","SLAP_PGNP",2026,8,78,0]
["A4SubLAPSLAP_PGNP20269","A4","SubLAP","SLAP_PGNP",2026,9,79,0]
["A4SubLAPSLAP_PGNP202610","A4","SubLAP","SLAP_PGNP",2026,10,80,0]
["A4SubLAPSLAP_PGNP202611","A4","SubLAP","SLAP_PGNP",2026,11,82,0]
["A4SubLAPSLAP_PGNP202612","A4","SubLAP","SLAP_PGNP",2026,12,83,0]
["A4SubLAPSLAP_PGNP20271","A4","SubLAP","SLAP_PGNP",2027,1,84,0]
["A4SubLAPSLAP_PGNP20272","A4","SubLAP","SLAP_PGNP",2027,2,85,0]
["A4SubLAPSLAP_PGNP20273","A4","SubLAP","SLAP_PGNP",2027,3,86,0]
["A4SubLAPSLAP_PGNP20274","A4","SubLAP","SLAP_PGNP",2027,4,89,0]
["A4SubLAPSLAP_PGNP20275","A4","SubLAP","SLAP_PGNP",2027,5,91,0]
["A4SubLAPSLAP_PGNP20276","A4","SubLAP","SLAP_PGNP",2027,6,92,0]
["A4SubLAPSLAP_PGNP20277","A4","SubLAP","SLAP_PGNP",2027,7,93,0]
["A4SubLAPSLAP_PGNP20278","A4","SubLAP","SLAP_PGNP",2027,8,94,0]
["A4SubLAPSLAP_PGNP20279","A4","SubLAP","SLAP_PGNP",2027,9,95,0]
["A4SubLAPSLAP_PGNP202710","A4","SubLAP","SLAP_PGNP",2027,10,97,0]
["A4SubLAPSLAP_PGNP202711","A4","SubLAP","SLAP_PGNP",2027,11,98,0]
["A4SubLAPSLAP_PGNP202712","A4","SubLAP","SLAP_PGNP",2027,12,99,0]
["A4SubLAPSLAP_PGP220251","A4","SubLAP","SLAP_PGP2",2025,1,481,0]
["A4SubLAPSLAP_PGP220252","A4","SubLAP","SLAP_PGP2",2025,2,481,0]
["A4SubLAPSLAP_PGP220253","A4","SubLAP","SLAP_PGP2",2025,3,482,0]
["A4SubLAPSLAP_PGP220254","A4","SubLAP","SLAP_PGP2",2025,4,482,0]
["A4SubLAPSLAP_PGP220255","A4","SubLAP","SLAP_PGP2",2025,5,483,0]
["A4SubLAPSLAP_PGP220256","A4","SubLAP","SLAP_PGP2",2025,6,486,0]
["A4SubLAPSLAP_PGP220257","A4","SubLAP","SLAP_PGP2",2025,7,490,0]
["A4SubLAPSLAP_PGP220258","A4","SubLAP","SLAP_PGP2",2025,8,488,0]
["A4SubLAPSLAP_PGP220259","A4","SubLAP","SLAP_PGP2",2025,9,489,0]
["A4SubLAPSLAP_PGP2202510","A4","SubLAP","SLAP_PGP2",2025,10,489,0]
["A4SubLAPSLAP_PGP2202511","A4","SubLAP","SLAP_PGP2",2025,11,490,0]
["A4SubLAPSLAP_PGP2202512","A4","SubLAP","SLAP_PGP2",2025,12,490,0]
["A4SubLAPSLAP_PGP220261","A4","SubLAP","SLAP_PGP2",2026,1,539,0]
["A4SubLAPSLAP_PGP220262","A4","SubLAP","SLAP_PGP2",2026,2,549,0]
["A4SubLAPSLAP_PGP220263","A4","SubLAP","SLAP_PGP2",2026,3,556,0]
["A4SubLAPSLAP_PGP220264","A4","SubLAP","SLAP_PGP2",2026,4,565,0]
["A4SubLAPSLAP_PGP220265","A4","SubLAP","SLAP_PGP2",2026,5,574,0]
["A4SubLAPSLAP_PGP220266","A4","SubLAP","SLAP_PGP2",2026,6,583,0]
["A4SubLAPSLAP_PGP220267","A4","SubLAP","SLAP_PGP2",2026,7,593,0]
["A4SubLAPSLAP_PGP220268","A4","SubLAP","SLAP_PGP2",2026,8,603,0]
["A4SubLAPSLAP_PGP220269","A4","SubLAP","SLAP_PGP2",2026,9,612,0]
["A4SubLAPSLAP_PGP2202610","A4","SubLAP","SLAP_PGP2",2026,10,623,0]
["A4SubLAPSLAP_PGP2202611","A4","SubLAP","SLAP_PGP2",2026,11,632,0]
["A4SubLAPSLAP_PGP2202612","A4","SubLAP","SLAP_PGP2",2026,12,642,0]
["A4SubLAPSLAP_PGP220271","A4","SubLAP","SLAP_PGP2",2027,1,649,0]
["A4SubLAPSLAP_PGP220272","A4","SubLAP","SLAP_PGP2",2027,2,659,0]
["A4SubLAPSLAP_PGP220273","A4","SubLAP","SLAP_PGP2",2027,3,667,0]
["A4SubLAPSLAP_PGP220274","A4","SubLAP","SLAP_PGP2",2027,4,677,0]
["A4SubLAPSLAP_PGP220275","A4","SubLAP","SLAP_PGP2",2027,5,684,0]
["A4SubLAPSLAP_PGP220276","A4","SubLAP","SLAP_PGP2",2027,6,694,0]
["A4SubLAPSLAP_PGP220277","A4","SubLAP","SLAP_PGP2",2027,7,703,0]
["A4SubLAPSLAP_PGP220278","A4","SubLAP","SLAP_PGP2",2027,8,713,0]
["A4SubLAPSLAP_PGP220279","A4","SubLAP","SLAP_PGP2",2027,9,721,0]
["A4SubLAPSLAP_PGP2202710","A4","SubLAP","SLAP_PGP2",2027,10,734,0]
["A4SubLAPSLAP_PGP2202711","A4","SubLAP","SLAP_PGP2",2027,11,745,0]
["A4SubLAPSLAP_PGP2202712","A4","SubLAP","SLAP_PGP2",2027,12,754,0]
["A4SubLAPSLAP_PGSB20251","A4","SubLAP","SLAP_PGSB",2025,1,59,0]
["A4SubLAPSLAP_PGSB20252","A4","SubLAP","SLAP_PGSB",2025,2,60,0]
["A4SubLAPSLAP_PGSB20253","A4","SubLAP","SLAP_PGSB",2025,3,60,0]
["A4SubLAPSLAP_PGSB20254","A4","SubLAP","SLAP_PGSB",2025,4,60,0]
["A4SubLAPSLAP_PGSB20255","A4","SubLAP","SLAP_PGSB",2025,5,60,0]
["A4SubLAPSLAP_PGSB20256","A4","SubLAP","SLAP_PGSB",2025,6,60,0]
["A4SubLAPSLAP_PGSB20257","A4","SubLAP","SLAP_PGSB",2025,7,63,0]
["A4SubLAPSLAP_PGSB20258","A4","SubLAP","SLAP_PGSB",2025,8,65,0]
["A4SubLAPSLAP_PGSB20259","A4","SubLAP","SLAP_PGSB",2025,9,65,0]
["A4SubLAPSLAP_PGSB202510","A4","SubLAP","SLAP_PGSB",2025,10,65,0]
["A4SubLAPSLAP_PGSB202511","A4","SubLAP","SLAP_PGSB",2025,11,65,0]
["A4SubLAPSLAP_PGSB202512","A4","SubLAP","SLAP_PGSB",2025,12,65,0]
["A4SubLAPSLAP_PGSB20261","A4","SubLAP","SLAP_PGSB",2026,1,69,0]
["A4SubLAPSLAP_PGSB20262","A4","SubLAP","SLAP_PGSB",2026,2,70,0]
["A4SubLAPSLAP_PGSB20263","A4","SubLAP","SLAP_PGSB",2026,3,71,0]
["A4SubLAPSLAP_PGSB20264","A4","SubLAP","SLAP_PGSB",2026,4,73,0]
["A4SubLAPSLAP_PGSB20265","A4","SubLAP","SLAP_PGSB",2026,5,75,0]
["A4SubLAPSLAP_PGSB20266","A4","SubLAP","SLAP_PGSB",2026,6,76,0]
["A4SubLAPSLAP_PGSB20267","A4","SubLAP","SLAP_PGSB",2026,7,76,0]
["A4SubLAPSLAP_PGSB20268","A4","SubLAP","SLAP_PGSB",2026,8,77,0]
["A4SubLAPSLAP_PGSB20269","A4","SubLAP","SLAP_PGSB",2026,9,78,0]
["A4SubLAPSLAP_PGSB202610","A4","SubLAP","SLAP_PGSB",2026,10,79,0]
["A4SubLAPSLAP_PGSB202611","A4","SubLAP","SLAP_PGSB",2026,11,81,0]
["A4SubLAPSLAP_PGSB202612","A4","SubLAP","SLAP_PGSB",2026,12,81,0]
["A4SubLAPSLAP_PGSB20271","A4","SubLAP","SLAP_PGSB",2027,1,85,0]
["A4SubLAPSLAP_PGSB20272","A4","SubLAP","SLAP_PGSB",2027,2,86,0]
["A4SubLAPSLAP_PGSB20273","A4","SubLAP","SLAP_PGSB",2027,3,86,0]
["A4SubLAPSLAP_PGSB20274","A4","SubLAP","SLAP_PGSB",2027,4,88,0]
["A4SubLAPSLAP_PGSB20275","A4","SubLAP","SLAP_PGSB",2027,5,90,0]
["A4SubLAPSLAP_PGSB20276","A4","SubLAP","SLAP_PGSB",2027,6,91,0]
["A4SubLAPSLAP_PGSB20277","A4","SubLAP","SLAP_PGSB",2027,7,92,0]
["A4SubLAPSLAP_PGSB20278","A4","SubLAP","SLAP_PGSB",2027,8,92,0]
["A4SubLAPSLAP_PGSB20279","A4","SubLAP","SLAP_PGSB",2027,9,93,0]
["A4SubLAPSLAP_PGSB202710","A4","SubLAP","SLAP_PGSB",2027,10,95,0]
["A4SubLAPSLAP_PGSB202711","A4","SubLAP","SLAP_PGSB",2027,11,97,0]
["A4SubLAPSLAP_PGSB202712","A4","SubLAP","SLAP_PGSB",2027,12,97,0]
["A4SubLAPSLAP_PGSF20251","A4","SubLAP","SLAP_PGSF",2025,1,260,0]
["A4SubLAPSLAP_PGSF20252","A4","SubLAP","SLAP_PGSF",2025,2,260,0]
["A4SubLAPSLAP_PGSF20253","A4","SubLAP","SLAP_PGSF",2025,3,260,0]
["A4SubLAPSLAP_PGSF20254","A4","SubLAP","SLAP_PGSF",2025,4,261,0]
["A4SubLAPSLAP_PGSF20255","A4","SubLAP","SLAP_PGSF",2025,5,264,0]
["A4SubLAPSLAP_PGSF20256","A4","SubLAP","SLAP_PGSF",2025,6,265,0]
["A4SubLAPSLAP_PGSF20257","A4","SubLAP","SLAP_PGSF",2025,7,269,0]
["A4SubLAPSLAP_PGSF20258","A4","SubLAP","SLAP_PGSF",2025,8,259,0]
["A4SubLAPSLAP_PGSF20259","A4","SubLAP","SLAP_PGSF",2025,9,257,0]
["A4SubLAPSLAP_PGSF202510","A4","SubLAP","SLAP_PGSF",2025,10,257,0]
["A4SubLAPSLAP_PGSF202511","A4","SubLAP","SLAP_PGSF",2025,11,257,0]
["A4SubLAPSLAP_PGSF202512","A4","SubLAP","SLAP_PGSF",2025,12,257,0]
["A4SubLAPSLAP_PGSF20261","A4","SubLAP","SLAP_PGSF",2026,1,278,0]
["A4SubLAPSLAP_PGSF20262","A4","SubLAP","SLAP_PGSF",2026,2,284,0]
["A4SubLAPSLAP_PGSF20263","A4","SubLAP","SLAP_PGSF",2026,3,288,0]
["A4SubLAPSLAP_PGSF20264","A4","SubLAP","SLAP_PGSF",2026,4,292,0]
["A4SubLAPSLAP_PGSF20265","A4","SubLAP","SLAP_PGSF",2026,5,297,0]
["A4SubLAPSLAP_PGSF20266","A4","SubLAP","SLAP_PGSF",2026,6,303,0]
["A4SubLAPSLAP_PGSF20267","A4","SubLAP","SLAP_PGSF",2026,7,307,0]
["A4SubLAPSLAP_PGSF20268","A4","SubLAP","SLAP_PGSF",2026,8,314,0]
["A4SubLAPSLAP_PGSF20269","A4","SubLAP","SLAP_PGSF",2026,9,317,0]
["A4SubLAPSLAP_PGSF202610","A4","SubLAP","SLAP_PGSF",2026,10,323,0]
["A4SubLAPSLAP_PGSF202611","A4","SubLAP","SLAP_PGSF",2026,11,326,0]
["A4SubLAPSLAP_PGSF202612","A4","SubLAP","SLAP_PGSF",2026,12,332,0]
["A4SubLAPSLAP_PGSF20271","A4","SubLAP","SLAP_PGSF",2027,1,336,0]
["A4SubLAPSLAP_PGSF20272","A4","SubLAP","SLAP_PGSF",2027,2,341,0]
["A4SubLAPSLAP_PGSF20273","A4","SubLAP","SLAP_PGSF",2027,3,346,0]
["A4SubLAPSLAP_PGSF20274","A4","SubLAP","SLAP_PGSF",2027,4,353,0]
["A4SubLAPSLAP_PGSF20275","A4","SubLAP","SLAP_PGSF",2027,5,357,0]
["A4SubLAPSLAP_PGSF20276","A4","SubLAP","SLAP_PGSF",2027,6,363,0]
["A4SubLAPSLAP_PGSF20277","A4","SubLAP","SLAP_PGSF",2027,7,366,0]
["A4SubLAPSLAP_PGSF20278","A4","SubLAP","SLAP_PGSF",2027,8,370,0]
["A4SubLAPSLAP_PGSF20279","A4","SubLAP","SLAP_PGSF",2027,9,376,0]
["A4SubLAPSLAP_PGSF202710","A4","SubLAP","SLAP_PGSF",2027,10,381,0]
["A4SubLAPSLAP_PGSF202711","A4","SubLAP","SLAP_PGSF",2027,11,385,0]
["A4SubLAPSLAP_PGSF202712","A4","SubLAP","SLAP_PGSF",2027,12,392,0]
["A4SubLAPSLAP_PGSI20251","A4","SubLAP","SLAP_PGSI",2025,1,1071,0]
["A4SubLAPSLAP_PGSI20252","A4","SubLAP","SLAP_PGSI",2025,2,1074,0]
["A4SubLAPSLAP_PGSI20253","A4","SubLAP","SLAP_PGSI",2025,3,1076,0]
["A4SubLAPSLAP_PGSI20254","A4","SubLAP","SLAP_PGSI",2025,4,1078,0]
["A4SubLAPSLAP_PGSI20255","A4","SubLAP","SLAP_PGSI",2025,5,1081,0]
["A4SubLAPSLAP_PGSI20256","A4","SubLAP","SLAP_PGSI",2025,6,1086,0]
["A4SubLAPSLAP_PGSI20257","A4","SubLAP","SLAP_PGSI",2025,7,1101,0]
["A4SubLAPSLAP_PGSI20258","A4","SubLAP","SLAP_PGSI",2025,8,1062,0]
["A4SubLAPSLAP_PGSI20259","A4","SubLAP","SLAP_PGSI",2025,9,1065,0]
["A4SubLAPSLAP_PGSI202510","A4","SubLAP","SLAP_PGSI",2025,10,1065,0]
["A4SubLAPSLAP_PGSI202511","A4","SubLAP","SLAP_PGSI",2025,11,1065,0]
["A4SubLAPSLAP_PGSI202512","A4","SubLAP","SLAP_PGSI",2025,12,1065,0]
["A4SubLAPSLAP_PGSI20261","A4","SubLAP","SLAP_PGSI",2026,1,1126,0]
["A4SubLAPSLAP_PGSI20262","A4","SubLAP","SLAP_PGSI",2026,2,1145,0]
["A4SubLAPSLAP_PGSI20263","A4","SubLAP","SLAP_PGSI",2026,3,1162,0]
["A4SubLAPSLAP_PGSI20264","A4","SubLAP","SLAP_PGSI",2026,4,1182,0]
["A4SubLAPSLAP_PGSI20265","A4","SubLAP","SLAP_PGSI",2026,5,1202,0]
["A4SubLAPSLAP_PGSI20266","A4","SubLAP","SLAP_PGSI",2026,6,1220,0]
["A4SubLAPSLAP_PGSI20267","A4","SubLAP","SLAP_PGSI",2026,7,1239,0]
["A4SubLAPSLAP_PGSI20268","A4","SubLAP","SLAP_PGSI",2026,8,1259,0]
["A4SubLAPSLAP_PGSI20269","A4","SubLAP","SLAP_PGSI",2026,9,1281,0]
["A4SubLAPSLAP_PGSI202610","A4","SubLAP","SLAP_PGSI",2026,10,1301,0]
["A4SubLAPSLAP_PGSI202611","A4","SubLAP","SLAP_PGSI",2026,11,1322,0]
["A4SubLAPSLAP_PGSI202612","A4","SubLAP","SLAP_PGSI",2026,12,1343,0]
["A4SubLAPSLAP_PGSI20271","A4","SubLAP","SLAP_PGSI",2027,1,1361,0]
["A4SubLAPSLAP_PGSI20272","A4","SubLAP","SLAP_PGSI",2027,2,1378,0]
["A4SubLAPSLAP_PGSI20273","A4","SubLAP","SLAP_PGSI",2027,3,1397,0]
["A4SubLAPSLAP_PGSI20274","A4","SubLAP","SLAP_PGSI",2027,4,1419,0]
["A4SubLAPSLAP_PGSI20275","A4","SubLAP","SLAP_PGSI",2027,5,1438,0]
["A4SubLAPSLAP_PGSI20276","A4","SubLAP","SLAP_PGSI",2027,6,1457,0]
["A4SubLAPSLAP_PGSI20277","A4","SubLAP","SLAP_PGSI",2027,7,1475,0]
["A4SubLAPSLAP_PGSI20278","A4","SubLAP","SLAP_PGSI",2027,8,1493,0]
["A4SubLAPSLAP_PGSI20279","A4","SubLAP","SLAP_PGSI",2027,9,1513,0]
["A4SubLAPSLAP_PGSI202710","A4","SubLAP","SLAP_PGSI",2027,10,1536,0]
["A4SubLAPSLAP_PGSI202711","A4","SubLAP","SLAP_PGSI",2027,11,1555,0]
["A4SubLAPSLAP_PGSI202712","A4","SubLAP","SLAP_PGSI",2027,12,1576,0]
["A4SubLAPSLAP_PGST20251","A4","SubLAP","SLAP_PGST",2025,1,946,0]
["A4SubLAPSLAP_PGST20252","A4","SubLAP","SLAP_PGST",2025,2,946,0]
["A4SubLAPSLAP_PGST20253","A4","SubLAP","SLAP_PGST",2025,3,949,0]
["A4SubLAPSLAP_PGST20254","A4","SubLAP","SLAP_PGST",2025,4,950,0]
["A4SubLAPSLAP_PGST20255","A4","SubLAP","SLAP_PGST",2025,5,955,0]
["A4SubLAPSLAP_PGST20256","A4","SubLAP","SLAP_PGST",2025,6,958,0]
["A4SubLAPSLAP_PGST20257","A4","SubLAP","SLAP_PGST",2025,7,973,0]
["A4SubLAPSLAP_PGST20258","A4","SubLAP","SLAP_PGST",2025,8,954,0]
["A4SubLAPSLAP_PGST20259","A4","SubLAP","SLAP_PGST",2025,9,952,0]
["A4SubLAPSLAP_PGST202510","A4","SubLAP","SLAP_PGST",2025,10,957,0]
["A4SubLAPSLAP_PGST202511","A4","SubLAP","SLAP_PGST",2025,11,957,0]
["A4SubLAPSLAP_PGST202512","A4","SubLAP","SLAP_PGST",2025,12,957,0]
["A4SubLAPSLAP_PGST20261","A4","SubLAP","SLAP_PGST",2026,1,1004,0]
["A4SubLAPSLAP_PGST20262","A4","SubLAP","SLAP_PGST",2026,2,1020,0]
["A4SubLAPSLAP_PGST20263","A4","SubLAP","SLAP_PGST",2026,3,1036,0]
["A4SubLAPSLAP_PGST20264","A4","SubLAP","SLAP_PGST",2026,4,1051,0]
["A4SubLAPSLAP_PGST20265","A4","SubLAP","SLAP_PGST",2026,5,1069,0]
["A4SubLAPSLAP_PGST20266","A4","SubLAP","SLAP_PGST",2026,6,1086,0]
["A4SubLAPSLAP_PGST20267","A4","SubLAP","SLAP_PGST",2026,7,1103,0]
["A4SubLAPSLAP_PGST20268","A4","SubLAP","SLAP_PGST",2026,8,1122,0]
["A4SubLAPSLAP_PGST20269","A4","SubLAP","SLAP_PGST",2026,9,1138,0]
["A4SubLAPSLAP_PGST202610","A4","SubLAP","SLAP_PGST",2026,10,1156,0]
["A4SubLAPSLAP_PGST202611","A4","SubLAP","SLAP_PGST",2026,11,1177,0]
["A4SubLAPSLAP_PGST202612","A4","SubLAP","SLAP_PGST",2026,12,1195,0]
["A4SubLAPSLAP_PGST20271","A4","SubLAP","SLAP_PGST",2027,1,1211,0]
["A4SubLAPSLAP_PGST20272","A4","SubLAP","SLAP_PGST",2027,2,1226,0]
["A4SubLAPSLAP_PGST20273","A4","SubLAP","SLAP_PGST",2027,3,1243,0]
["A4SubLAPSLAP_PGST20274","A4","SubLAP","SLAP_PGST",2027,4,1260,0]
["A4SubLAPSLAP_PGST20275","A4","SubLAP","SLAP_PGST",2027,5,1277,0]
["A4SubLAPSLAP_PGST20276","A4","SubLAP","SLAP_PGST",2027,6,1294,0]
["A4SubLAPSLAP_PGST20277","A4","SubLAP","SLAP_PGST",2027,7,1312,0]
["A4SubLAPSLAP_PGST20278","A4","SubLAP","SLAP_PGST",2027,8,1330,0]
["A4SubLAPSLAP_PGST20279","A4","SubLAP","SLAP_PGST",2027,9,1347,0]
["A4SubLAPSLAP_PGST202710","A4","SubLAP","SLAP_PGST",2027,10,1365,0]
["A4SubLAPSLAP_PGST202711","A4","SubLAP","SLAP_PGST",2027,11,1385,0]
["A4SubLAPSLAP_PGST202712","A4","SubLAP","SLAP_PGST",2027,12,1404,0]
["A4SubLAPSLAP_PGZP20251","A4","SubLAP","SLAP_PGZP",2025,1,269,0]
["A4SubLAPSLAP_PGZP20252","A4","SubLAP","SLAP_PGZP",2025,2,269,0]
["A4SubLAPSLAP_PGZP20253","A4","SubLAP","SLAP_PGZP",2025,3,269,0]
["A4SubLAPSLAP_PGZP20254","A4","SubLAP","SLAP_PGZP",2025,4,269,0]
["A4SubLAPSLAP_PGZP20255","A4","SubLAP","SLAP_PGZP",2025,5,271,0]
["A4SubLAPSLAP_PGZP20256","A4","SubLAP","SLAP_PGZP",2025,6,272,0]
["A4SubLAPSLAP_PGZP20257","A4","SubLAP","SLAP_PGZP",2025,7,277,0]
["A4SubLAPSLAP_PGZP20258","A4","SubLAP","SLAP_PGZP",2025,8,265,0]
["A4SubLAPSLAP_PGZP20259","A4","SubLAP","SLAP_PGZP",2025,9,268,0]
["A4SubLAPSLAP_PGZP202510","A4","SubLAP","SLAP_PGZP",2025,10,267,0]
["A4SubLAPSLAP_PGZP202511","A4","SubLAP","SLAP_PGZP",2025,11,267,0]
["A4SubLAPSLAP_PGZP202512","A4","SubLAP","SLAP_PGZP",2025,12,267,0]
["A4SubLAPSLAP_PGZP20261","A4","SubLAP","SLAP_PGZP",2026,1,379,0]
["A4SubLAPSLAP_PGZP20262","A4","SubLAP","SLAP_PGZP",2026,2,384,0]
["A4SubLAPSLAP_PGZP20263","A4","SubLAP","SLAP_PGZP",2026,3,390,0]
["A4SubLAPSLAP_PGZP20264","A4","SubLAP","SLAP_PGZP",2026,4,397,0]
["A4SubLAPSLAP_PGZP20265","A4","SubLAP","SLAP_PGZP",2026,5,403,0]
["A4SubLAPSLAP_PGZP20266","A4","SubLAP","SLAP_PGZP",2026,6,409,0]
["A4SubLAPSLAP_PGZP20267","A4","SubLAP","SLAP_PGZP",2026,7,415,0]
["A4SubLAPSLAP_PGZP20268","A4","SubLAP","SLAP_PGZP",2026,8,423,0]
["A4SubLAPSLAP_PGZP20269","A4","SubLAP","SLAP_PGZP",2026,9,429,0]
["A4SubLAPSLAP_PGZP202610","A4","SubLAP","SLAP_PGZP",2026,10,436,0]
["A4SubLAPSLAP_PGZP202611","A4","SubLAP","SLAP_PGZP",2026,11,441,0]
["A4SubLAPSLAP_PGZP202612","A4","SubLAP","SLAP_PGZP",2026,12,451,0]
["A4SubLAPSLAP_PGZP20271","A4","SubLAP","SLAP_PGZP",2027,1,456,0]
["A4SubLAPSLAP_PGZP20272","A4","SubLAP","SLAP_PGZP",2027,2,461,0]
["A4SubLAPSLAP_PGZP20273","A4","SubLAP","SLAP_PGZP",2027,3,468,0]
["A4SubLAPSLAP_PGZP20274","A4","SubLAP","SLAP_PGZP",2027,4,474,0]
["A4SubLAPSLAP_PGZP20275","A4","SubLAP","SLAP_PGZP",2027,5,480,0]
["A4SubLAPSLAP_PGZP20276","A4","SubLAP","SLAP_PGZP",2027,6,486,0]
["A4SubLAPSLAP_PGZP20277","A4","SubLAP","SLAP_PGZP",2027,7,495,0]
["A4SubLAPSLAP_PGZP20278","A4","SubLAP","SLAP_PGZP",2027,8,500,0]
["A4SubLAPSLAP_PGZP20279","A4","SubLAP","SLAP_PGZP",2027,9,507,0]
["A4SubLAPSLAP_PGZP202710","A4","SubLAP","SLAP_PGZP",2027,10,514,0]
["A4SubLAPSLAP_PGZP202711","A4","SubLAP","SLAP_PGZP",2027,11,522,0]
["A4SubLAPSLAP_PGZP202712","A4","SubLAP","SLAP_PGZP",2027,12,528,0]
["A5AllAll20251","A5","All","All",2025,1,4,1]
["A5AllAll20252","A5","All","All",2025,2,4,1]
["A5AllAll20253","A5","All","All",2025,3,9,1]
["A5AllAll20254","A5","All","All",2025,4,253,0]
["A5AllAll20255","A5","All","All",2025,5,324,0]
["A5AllAll20256","A5","All","All",2025,6,342,0]
["A5AllAll20257","A5","All","All",2025,7,345,0]
["A5AllAll20258","A5","All","All",2025,8,388,0]
["A5AllAll20259","A5","All","All",2025,9,389,0]
["A5AllAll202510","A5","All","All",2025,10,430,0]
["A5AllAll202511","A5","All","All",2025,11,436,0]
["A5AllAll202512","A5","All","All",2025,12,436,0]
["A5AllAll20261","A5","All","All",2026,1,435,0]
["A5AllAll20262","A5","All","All",2026,2,444,0]
["A5AllAll20263","A5","All","All",2026,3,450,0]
["A5AllAll20264","A5","All","All",2026,4,461,0]
["A5AllAll20265","A5","All","All",2026,5,473,0]
["A5AllAll20266","A5","All","All",2026,6,480,0]
["A5AllAll20267","A5","All","All",2026,7,491,0]
["A5AllAll20268","A5","All","All",2026,8,511,0]
["A5AllAll20269","A5","All","All",2026,9,518,0]
["A5AllAll202610","A5","All","All",2026,10,532,0]
["A5AllAll202611","A5","All","All",2026,11,537,0]
["A5AllAll202612","A5","All","All",2026,12,550,0]
["A5AllAll20271","A5","All","All",2027,1,556,0]
["A5AllAll20272","A5","All","All",2027,2,586,0]
["A5AllAll20273","A5","All","All",2027,3,594,0]
["A5AllAll20274","A5","All","All",2027,4,601,0]
["A5AllAll20275","A5","All","All",2027,5,604,0]
["A5AllAll20276","A5","All","All",2027,6,620,0]
["A5AllAll20277","A5","All","All",2027,7,629,0]
["A5AllAll20278","A5","All","All",2027,8,637,0]
["A5AllAll20279","A5","All","All",2027,9,650,0]
["A5AllAll202710","A5","All","All",2027,10,663,0]
["A5AllAll202711","A5","All","All",2027,11,672,0]
["A5AllAll202712","A5","All","All",2027,12,692,0]
["A5LCAGreater Bay Area20251","A5","LCA","Greater Bay Area",2025,1,0,1]
["A5LCAGreater Bay Area20252","A5","LCA","Greater Bay Area",2025,2,0,1]
["A5LCAGreater Bay Area20253","A5","LCA","Greater Bay Area",2025,3,1,1]
["A5LCAGreater Bay Area20254","A5","LCA","Greater Bay Area",2025,4,122,0]
["A5LCAGreater Bay Area20255","A5","LCA","Greater Bay Area",2025,5,164,0]
["A5LCAGreater Bay Area20256","A5","LCA","Greater Bay Area",2025,6,174,0]
["A5LCAGreater Bay Area20257","A5","LCA","Greater Bay Area",2025,7,176,0]
["A5LCAGreater Bay Area20258","A5","LCA","Greater Bay Area",2025,8,185,0]
["A5LCAGreater Bay Area20259","A5","LCA","Greater Bay Area",2025,9,185,0]
["A5LCAGreater Bay Area202510","A5","LCA","Greater Bay Area",2025,10,194,0]
["A5LCAGreater Bay Area202511","A5","LCA","Greater Bay Area",2025,11,198,0]
["A5LCAGreater Bay Area202512","A5","LCA","Greater Bay Area",2025,12,198,0]
["A5LCAGreater Bay Area20261","A5","LCA","Greater Bay Area",2026,1,215,0]
["A5LCAGreater Bay Area20262","A5","LCA","Greater Bay Area",2026,2,219,0]
["A5LCAGreater Bay Area20263","A5","LCA","Greater Bay Area",2026,3,222,0]
["A5LCAGreater Bay Area20264","A5","LCA","Greater Bay Area",2026,4,225,0]
["A5LCAGreater Bay Area20265","A5","LCA","Greater Bay Area",2026,5,234,0]
["A5LCAGreater Bay Area20266","A5","LCA","Greater Bay Area",2026,6,238,0]
["A5LCAGreater Bay Area20267","A5","LCA","Greater Bay Area",2026,7,244,0]
["A5LCAGreater Bay Area20268","A5","LCA","Greater Bay Area",2026,8,254,0]
["A5LCAGreater Bay Area20269","A5","LCA","Greater Bay Area",2026,9,257,0]
["A5LCAGreater Bay Area202610","A5","LCA","Greater Bay Area",2026,10,267,0]
["A5LCAGreater Bay Area202611","A5","LCA","Greater Bay Area",2026,11,270,0]
["A5LCAGreater Bay Area202612","A5","LCA","Greater Bay Area",2026,12,277,0]
["A5LCAGreater Bay Area20271","A5","LCA","Greater Bay Area",2027,1,282,0]
["A5LCAGreater Bay Area20272","A5","LCA","Greater Bay Area",2027,2,288,0]
["A5LCAGreater Bay Area20273","A5","LCA","Greater Bay Area",2027,3,293,0]
["A5LCAGreater Bay Area20274","A5","LCA","Greater Bay Area",2027,4,298,0]
["A5LCAGreater Bay Area20275","A5","LCA","Greater Bay Area",2027,5,300,0]
["A5LCAGreater Bay Area20276","A5","LCA","Greater Bay Area",2027,6,307,0]
["A5LCAGreater Bay Area20277","A5","LCA","Greater Bay Area",2027,7,313,0]
["A5LCAGreater Bay Area20278","A5","LCA","Greater Bay Area",2027,8,319,0]
["A5LCAGreater Bay Area20279","A5","LCA","Greater Bay Area",2027,9,325,0]
["A5LCAGreater Bay Area202710","A5","LCA","Greater Bay Area",2027,10,330,0]
["A5LCAGreater Bay Area202711","A5","LCA","Greater Bay Area",2027,11,334,0]
["A5LCAGreater Bay Area202712","A5","LCA","Greater Bay Area",2027,12,344,0]
["A5LCAGreater Fresno Area20251","A5","LCA","Greater Fresno Area",2025,1,0,1]
["A5LCAGreater Fresno Area20252","A5","LCA","Greater Fresno Area",2025,2,0,1]
["A5LCAGreater Fresno Area20253","A5","LCA","Greater Fresno Area",2025,3,1,1]
["A5LCAGreater Fresno Area20254","A5","LCA","Greater Fresno Area",2025,4,20,0]
["A5LCAGreater Fresno Area20255","A5","LCA","Greater Fresno Area",2025,5,21,0]
["A5LCAGreater Fresno Area20256","A5","LCA","Greater Fresno Area",2025,6,21,0]
["A5LCAGreater Fresno Area20257","A5","LCA","Greater Fresno Area",2025,7,21,0]
["A5LCAGreater Fresno Area20258","A5","LCA","Greater Fresno Area",2025,8,22,0]
["A5LCAGreater Fresno Area20259","A5","LCA","Greater Fresno Area",2025,9,22,0]
["A5LCAGreater Fresno Area202510","A5","LCA","Greater Fresno Area",2025,10,33,0]
["A5LCAGreater Fresno Area202511","A5","LCA","Greater Fresno Area",2025,11,33,0]
["A5LCAGreater Fresno Area202512","A5","LCA","Greater Fresno Area",2025,12,33,0]
["A5LCAGreater Fresno Area20261","A5","LCA","Greater Fresno Area",2026,1,36,0]
["A5LCAGreater Fresno Area20262","A5","LCA","Greater Fresno Area",2026,2,36,0]
["A5LCAGreater Fresno Area20263","A5","LCA","Greater Fresno Area",2026,3,37,0]
["A5LCAGreater Fresno Area20264","A5","LCA","Greater Fresno Area",2026,4,38,0]
["A5LCAGreater Fresno Area20265","A5","LCA","Greater Fresno Area",2026,5,39,0]
["A5LCAGreater Fresno Area20266","A5","LCA","Greater Fresno Area",2026,6,39,0]
["A5LCAGreater Fresno Area20267","A5","LCA","Greater Fresno Area",2026,7,42,0]
["A5LCAGreater Fresno Area20268","A5","LCA","Greater Fresno Area",2026,8,43,0]
["A5LCAGreater Fresno Area20269","A5","LCA","Greater Fresno Area",2026,9,43,0]
["A5LCAGreater Fresno Area202610","A5","LCA","Greater Fresno Area",2026,10,43,0]
["A5LCAGreater Fresno Area202611","A5","LCA","Greater Fresno Area",2026,11,44,0]
["A5LCAGreater Fresno Area202612","A5","LCA","Greater Fresno Area",2026,12,45,0]
["A5LCAGreater Fresno Area20271","A5","LCA","Greater Fresno Area",2027,1,46,0]
["A5LCAGreater Fresno Area20272","A5","LCA","Greater Fresno Area",2027,2,48,0]
["A5LCAGreater Fresno Area20273","A5","LCA","Greater Fresno Area",2027,3,49,0]
["A5LCAGreater Fresno Area20274","A5","LCA","Greater Fresno Area",2027,4,50,0]
["A5LCAGreater Fresno Area20275","A5","LCA","Greater Fresno Area",2027,5,50,0]
["A5LCAGreater Fresno Area20276","A5","LCA","Greater Fresno Area",2027,6,50,0]
["A5LCAGreater Fresno Area20277","A5","LCA","Greater Fresno Area",2027,7,51,0]
["A5LCAGreater Fresno Area20278","A5","LCA","Greater Fresno Area",2027,8,52,0]
["A5LCAGreater Fresno Area20279","A5","LCA","Greater Fresno Area",2027,9,55,0]
["A5LCAGreater Fresno Area202710","A5","LCA","Greater Fresno Area",2027,10,56,0]
["A5LCAGreater Fresno Area202711","A5","LCA","Greater Fresno Area",2027,11,57,0]
["A5LCAGreater Fresno Area202712","A5","LCA","Greater Fresno Area",2027,12,58,0]
["A5LCAHumboldt20251","A5","LCA","Humboldt",2025,1,3,1]
["A5LCAHumboldt20252","A5","LCA","Humboldt",2025,2,3,1]
["A5LCAHumboldt20253","A5","LCA","Humboldt",2025,3,3,1]
["A5LCAHumboldt20254","A5","LCA","Humboldt",2025,4,5,1]
["A5LCAHumboldt20255","A5","LCA","Humboldt",2025,5,6,1]
["A5LCAHumboldt20256","A5","LCA","Humboldt",2025,6,6,1]
["A5LCAHumboldt20257","A5","LCA","Humboldt",2025,7,6,1]
["A5LCAHumboldt20258","A5","LCA","Humboldt",2025,8,6,1]
["A5LCAHumboldt20259","A5","LCA","Humboldt",2025,9,5,1]
["A5LCAHumboldt202510","A5","LCA","Humboldt",2025,10,5,1]
["A5LCAHumboldt202511","A5","LCA","Humboldt",2025,11,5,1]
["A5LCAHumboldt202512","A5","LCA","Humboldt",2025,12,5,1]
["A5LCAHumboldt20261","A5","LCA","Humboldt",2026,1,7,1]
["A5LCAHumboldt20262","A5","LCA","Humboldt",2026,2,7,1]
["A5LCAHumboldt20263","A5","LCA","Humboldt",2026,3,7,1]
["A5LCAHumboldt20264","A5","LCA","Humboldt",2026,4,7,1]
["A5LCAHumboldt20265","A5","LCA","Humboldt",2026,5,7,1]
["A5LCAHumboldt20266","A5","LCA","Humboldt",2026,6,7,1]
["A5LCAHumboldt20267","A5","LCA","Humboldt",2026,7,7,1]
["A5LCAHumboldt20268","A5","LCA","Humboldt",2026,8,7,1]
["A5LCAHumboldt20269","A5","LCA","Humboldt",2026,9,7,1]
["A5LCAHumboldt202610","A5","LCA","Humboldt",2026,10,7,1]
["A5LCAHumboldt202611","A5","LCA","Humboldt",2026,11,7,1]
["A5LCAHumboldt202612","A5","LCA","Humboldt",2026,12,7,1]
["A5LCAHumboldt20271","A5","LCA","Humboldt",2027,1,7,1]
["A5LCAHumboldt20272","A5","LCA","Humboldt",2027,2,10,1]
["A5LCAHumboldt20273","A5","LCA","Humboldt",2027,3,10,1]
["A5LCAHumboldt20274","A5","LCA","Humboldt",2027,4,10,1]
["A5LCAHumboldt20275","A5","LCA","Humboldt",2027,5,10,1]
["A5LCAHumboldt20276","A5","LCA","Humboldt",2027,6,10,1]
["A5LCAHumboldt20277","A5","LCA","Humboldt",2027,7,10,1]
["A5LCAHumboldt20278","A5","LCA","Humboldt",2027,8,10,1]
["A5LCAHumboldt20279","A5","LCA","Humboldt",2027,9,10,1]
["A5LCAHumboldt202710","A5","LCA","Humboldt",2027,10,12,1]
["A5LCAHumboldt202711","A5","LCA","Humboldt",2027,11,12,1]
["A5LCAHumboldt202712","A5","LCA","Humboldt",2027,12,12,1]
["A5LCAKern20251","A5","LCA","Kern",2025,1,0,1]
["A5LCAKern20252","A5","LCA","Kern",2025,2,0,1]
["A5LCAKern20253","A5","LCA","Kern",2025,3,0,1]
["A5LCAKern20254","A5","LCA","Kern",2025,4,2,1]
["A5LCAKern20255","A5","LCA","Kern",2025,5,5,1]
["A5LCAKern20256","A5","LCA","Kern",2025,6,5,1]
["A5LCAKern20257","A5","LCA","Kern",2025,7,6,1]
["A5LCAKern20258","A5","LCA","Kern",2025,8,11,1]
["A5LCAKern20259","A5","LCA","Kern",2025,9,11,1]
["A5LCAKern202510","A5","LCA","Kern",2025,10,19,0]
["A5LCAKern202511","A5","LCA","Kern",2025,11,19,0]
["A5LCAKern202512","A5","LCA","Kern",2025,12,19,0]
["A5LCAKern20261","A5","LCA","Kern",2026,1,7,1]
["A5LCAKern20262","A5","LCA","Kern",2026,2,7,1]
["A5LCAKern20263","A5","LCA","Kern",2026,3,8,1]
["A5LCAKern20264","A5","LCA","Kern",2026,4,8,1]
["A5LCAKern20265","A5","LCA","Kern",2026,5,8,1]
["A5LCAKern20266","A5","LCA","Kern",2026,6,8,1]
["A5LCAKern20267","A5","LCA","Kern",2026,7,8,1]
["A5LCAKern20268","A5","LCA","Kern",2026,8,8,1]
["A5LCAKern20269","A5","LCA","Kern",2026,9,8,1]
["A5LCAKern202610","A5","LCA","Kern",2026,10,8,1]
["A5LCAKern202611","A5","LCA","Kern",2026,11,8,1]
["A5LCAKern202612","A5","LCA","Kern",2026,12,8,1]
["A5LCAKern20271","A5","LCA","Kern",2027,1,8,1]
["A5LCAKern20272","A5","LCA","Kern",2027,2,11,1]
["A5LCAKern20273","A5","LCA","Kern",2027,3,11,1]
["A5LCAKern20274","A5","LCA","Kern",2027,4,11,1]
["A5LCAKern20275","A5","LCA","Kern",2027,5,11,1]
["A5LCAKern20276","A5","LCA","Kern",2027,6,11,1]
["A5LCAKern20277","A5","LCA","Kern",2027,7,11,1]
["A5LCAKern20278","A5","LCA","Kern",2027,8,11,1]
["A5LCAKern20279","A5","LCA","Kern",2027,9,11,1]
["A5LCAKern202710","A5","LCA","Kern",2027,10,11,1]
["A5LCAKern202711","A5","LCA","Kern",2027,11,11,1]
["A5LCAKern202712","A5","LCA","Kern",2027,12,11,1]
["A5LCANorth Coast and North Bay20251","A5","LCA","North Coast and North Bay",2025,1,0,1]
["A5LCANorth Coast and North Bay20251","A5","LCA","North Coast and North Bay",2025,1,0,1]
["A5LCANorth Coast and North Bay20252","A5","LCA","North Coast and North Bay",2025,2,0,1]
["A5LCANorth Coast and North Bay20252","A5","LCA","North Coast and North Bay",2025,2,0,1]
["A5LCANorth Coast and North Bay20253","A5","LCA","North Coast and North Bay",2025,3,0,1]
["A5LCANorth Coast and North Bay20253","A5","LCA","North Coast and North Bay",2025,3,0,1]
["A5LCANorth Coast and North Bay20254","A5","LCA","North Coast and North Bay",2025,4,21,0]
["A5LCANorth Coast and North Bay20254","A5","LCA","North Coast and North Bay",2025,4,1,1]
["A5LCANorth Coast and North Bay20255","A5","LCA","North Coast and North Bay",2025,5,24,0]
["A5LCANorth Coast and North Bay20255","A5","LCA","North Coast and North Bay",2025,5,1,1]
["A5LCANorth Coast and North Bay20256","A5","LCA","North Coast and North Bay",2025,6,1,1]
["A5LCANorth Coast and North Bay20256","A5","LCA","North Coast and North Bay",2025,6,25,0]
["A5LCANorth Coast and North Bay20257","A5","LCA","North Coast and North Bay",2025,7,1,1]
["A5LCANorth Coast and North Bay20257","A5","LCA","North Coast and North Bay",2025,7,25,0]
["A5LCANorth Coast and North Bay20258","A5","LCA","North Coast and North Bay",2025,8,1,1]
["A5LCANorth Coast and North Bay20258","A5","LCA","North Coast and North Bay",2025,8,29,0]
["A5LCANorth Coast and North Bay20259","A5","LCA","North Coast and North Bay",2025,9,30,0]
["A5LCANorth Coast and North Bay20259","A5","LCA","North Coast and North Bay",2025,9,1,1]
["A5LCANorth Coast and North Bay202510","A5","LCA","North Coast and North Bay",2025,10,1,1]
["A5LCANorth Coast and North Bay202510","A5","LCA","North Coast and North Bay",2025,10,33,0]
["A5LCANorth Coast and North Bay202511","A5","LCA","North Coast and North Bay",2025,11,1,1]
["A5LCANorth Coast and North Bay202511","A5","LCA","North Coast and North Bay",2025,11,34,0]
["A5LCANorth Coast and North Bay202512","A5","LCA","North Coast and North Bay",2025,12,34,0]
["A5LCANorth Coast and North Bay202512","A5","LCA","North Coast and North Bay",2025,12,1,1]
["A5LCANorth Coast and North Bay20261","A5","LCA","North Coast and North Bay",2026,1,37,0]
["A5LCANorth Coast and North Bay20262","A5","LCA","North Coast and North Bay",2026,2,37,0]
["A5LCANorth Coast and North Bay20263","A5","LCA","North Coast and North Bay",2026,3,37,0]
["A5LCANorth Coast and North Bay20264","A5","LCA","North Coast and North Bay",2026,4,37,0]
["A5LCANorth Coast and North Bay20265","A5","LCA","North Coast and North Bay",2026,5,38,0]
["A5LCANorth Coast and North Bay20266","A5","LCA","North Coast and North Bay",2026,6,40,0]
["A5LCANorth Coast and North Bay20267","A5","LCA","North Coast and North Bay",2026,7,40,0]
["A5LCANorth Coast and North Bay20268","A5","LCA","North Coast and North Bay",2026,8,44,0]
["A5LCANorth Coast and North Bay20269","A5","LCA","North Coast and North Bay",2026,9,44,0]
["A5LCANorth Coast and North Bay202610","A5","LCA","North Coast and North Bay",2026,10,45,0]
["A5LCANorth Coast and North Bay202611","A5","LCA","North Coast and North Bay",2026,11,45,0]
["A5LCANorth Coast and North Bay202612","A5","LCA","North Coast and North Bay",2026,12,46,0]
["A5LCANorth Coast and North Bay20271","A5","LCA","North Coast and North Bay",2027,1,46,0]
["A5LCANorth Coast and North Bay20272","A5","LCA","North Coast and North Bay",2027,2,50,0]
["A5LCANorth Coast and North Bay20273","A5","LCA","North Coast and North Bay",2027,3,50,0]
["A5LCANorth Coast and North Bay20274","A5","LCA","North Coast and North Bay",2027,4,51,0]
["A5LCANorth Coast and North Bay20275","A5","LCA","North Coast and North Bay",2027,5,51,0]
["A5LCANorth Coast and North Bay20276","A5","LCA","North Coast and North Bay",2027,6,52,0]
["A5LCANorth Coast and North Bay20277","A5","LCA","North Coast and North Bay",2027,7,53,0]
["A5LCANorth Coast and North Bay20278","A5","LCA","North Coast and North Bay",2027,8,53,0]
["A5LCANorth Coast and North Bay20279","A5","LCA","North Coast and North Bay",2027,9,54,0]
["A5LCANorth Coast and North Bay202710","A5","LCA","North Coast and North Bay",2027,10,56,0]
["A5LCANorth Coast and North Bay202711","A5","LCA","North Coast and North Bay",2027,11,58,0]
["A5LCANorth Coast and North Bay202712","A5","LCA","North Coast and North Bay",2027,12,58,0]
["A5LCAOther20251","A5","LCA","Other",2025,1,0,1]
["A5LCAOther20252","A5","LCA","Other",2025,2,0,1]
["A5LCAOther20253","A5","LCA","Other",2025,3,2,1]
["A5LCAOther20254","A5","LCA","Other",2025,4,55,0]
["A5LCAOther20255","A5","LCA","Other",2025,5,62,0]
["A5LCAOther20256","A5","LCA","Other",2025,6,64,0]
["A5LCAOther20257","A5","LCA","Other",2025,7,64,0]
["A5LCAOther20258","A5","LCA","Other",2025,8,78,0]
["A5LCAOther20259","A5","LCA","Other",2025,9,78,0]
["A5LCAOther202510","A5","LCA","Other",2025,10,80,0]
["A5LCAOther202511","A5","LCA","Other",2025,11,81,0]
["A5LCAOther202512","A5","LCA","Other",2025,12,81,0]
["A5LCAOther20261","A5","LCA","Other",2026,1,80,0]
["A5LCAOther20262","A5","LCA","Other",2026,2,81,0]
["A5LCAOther20263","A5","LCA","Other",2026,3,82,0]
["A5LCAOther20264","A5","LCA","Other",2026,4,89,0]
["A5LCAOther20265","A5","LCA","Other",2026,5,89,0]
["A5LCAOther20266","A5","LCA","Other",2026,6,90,0]
["A5LCAOther20267","A5","LCA","Other",2026,7,91,0]
["A5LCAOther20268","A5","LCA","Other",2026,8,92,0]
["A5LCAOther20269","A5","LCA","Other",2026,9,96,0]
["A5LCAOther202610","A5","LCA","Other",2026,10,98,0]
["A5LCAOther202611","A5","LCA","Other",2026,11,99,0]
["A5LCAOther202612","A5","LCA","Other",2026,12,100,0]
["A5LCAOther20271","A5","LCA","Other",2027,1,100,0]
["A5LCAOther20272","A5","LCA","Other",2027,2,107,0]
["A5LCAOther20273","A5","LCA","Other",2027,3,108,0]
["A5LCAOther20274","A5","LCA","Other",2027,4,108,0]
["A5LCAOther20275","A5","LCA","Other",2027,5,109,0]
["A5LCAOther20276","A5","LCA","Other",2027,6,114,0]
["A5LCAOther20277","A5","LCA","Other",2027,7,115,0]
["A5LCAOther20278","A5","LCA","Other",2027,8,116,0]
["A5LCAOther20279","A5","LCA","Other",2027,9,118,0]
["A5LCAOther202710","A5","LCA","Other",2027,10,118,0]
["A5LCAOther202711","A5","LCA","Other",2027,11,118,0]
["A5LCAOther202712","A5","LCA","Other",2027,12,126,0]
["A5LCASierra20251","A5","LCA","Sierra",2025,1,0,1]
["A5LCASierra20252","A5","LCA","Sierra",2025,2,0,1]
["A5LCASierra20253","A5","LCA","Sierra",2025,3,0,1]
["A5LCASierra20254","A5","LCA","Sierra",2025,4,16,0]
["A5LCASierra20255","A5","LCA","Sierra",2025,5,25,0]
["A5LCASierra20256","A5","LCA","Sierra",2025,6,29,0]
["A5LCASierra20257","A5","LCA","Sierra",2025,7,29,0]
["A5LCASierra20258","A5","LCA","Sierra",2025,8,30,0]
["A5LCASierra20259","A5","LCA","Sierra",2025,9,31,0]
["A5LCASierra202510","A5","LCA","Sierra",2025,10,36,0]
["A5LCASierra202511","A5","LCA","Sierra",2025,11,36,0]
["A5LCASierra202512","A5","LCA","Sierra",2025,12,36,0]
["A5LCASierra20261","A5","LCA","Sierra",2026,1,34,0]
["A5LCASierra20262","A5","LCA","Sierra",2026,2,37,0]
["A5LCASierra20263","A5","LCA","Sierra",2026,3,37,0]
["A5LCASierra20264","A5","LCA","Sierra",2026,4,37,0]
["A5LCASierra20265","A5","LCA","Sierra",2026,5,38,0]
["A5LCASierra20266","A5","LCA","Sierra",2026,6,38,0]
["A5LCASierra20267","A5","LCA","Sierra",2026,7,39,0]
["A5LCASierra20268","A5","LCA","Sierra",2026,8,41,0]
["A5LCASierra20269","A5","LCA","Sierra",2026,9,41,0]
["A5LCASierra202610","A5","LCA","Sierra",2026,10,42,0]
["A5LCASierra202611","A5","LCA","Sierra",2026,11,42,0]
["A5LCASierra202612","A5","LCA","Sierra",2026,12,45,0]
["A5LCASierra20271","A5","LCA","Sierra",2027,1,45,0]
["A5LCASierra20272","A5","LCA","Sierra",2027,2,46,0]
["A5LCASierra20273","A5","LCA","Sierra",2027,3,47,0]
["A5LCASierra20274","A5","LCA","Sierra",2027,4,47,0]
["A5LCASierra20275","A5","LCA","Sierra",2027,5,47,0]
["A5LCASierra20276","A5","LCA","Sierra",2027,6,50,0]
["A5LCASierra20277","A5","LCA","Sierra",2027,7,50,0]
["A5LCASierra20278","A5","LCA","Sierra",2027,8,50,0]
["A5LCASierra20279","A5","LCA","Sierra",2027,9,51,0]
["A5LCASierra202710","A5","LCA","Sierra",2027,10,54,0]
["A5LCASierra202711","A5","LCA","Sierra",2027,11,54,0]
["A5LCASierra202712","A5","LCA","Sierra",2027,12,55,0]
["A5LCAStockton20251","A5","LCA","Stockton",2025,1,1,1]
["A5LCAStockton20252","A5","LCA","Stockton",2025,2,1,1]
["A5LCAStockton20253","A5","LCA","Stockton",2025,3,3,1]
["A5LCAStockton20254","A5","LCA","Stockton",2025,4,12,1]
["A5LCAStockton20255","A5","LCA","Stockton",2025,5,15,0]
["A5LCAStockton20256","A5","LCA","Stockton",2025,6,15,0]
["A5LCAStockton20257","A5","LCA","Stockton",2025,7,15,0]
["A5LCAStockton20258","A5","LCA","Stockton",2025,8,23,0]
["A5LCAStockton20259","A5","LCA","Stockton",2025,9,23,0]
["A5LCAStockton202510","A5","LCA","Stockton",2025,10,25,0]
["A5LCAStockton202511","A5","LCA","Stockton",2025,11,25,0]
["A5LCAStockton202512","A5","LCA","Stockton",2025,12,25,0]
["A5LCAStockton20261","A5","LCA","Stockton",2026,1,19,0]
["A5LCAStockton20262","A5","LCA","Stockton",2026,2,20,0]
["A5LCAStockton20263","A5","LCA","Stockton",2026,3,20,0]
["A5LCAStockton20264","A5","LCA","Stockton",2026,4,20,0]
["A5LCAStockton20265","A5","LCA","Stockton",2026,5,20,0]
["A5LCAStockton20266","A5","LCA","Stockton",2026,6,20,0]
["A5LCAStockton20267","A5","LCA","Stockton",2026,7,20,0]
["A5LCAStockton20268","A5","LCA","Stockton",2026,8,22,0]
["A5LCAStockton20269","A5","LCA","Stockton",2026,9,22,0]
["A5LCAStockton202610","A5","LCA","Stockton",2026,10,22,0]
["A5LCAStockton202611","A5","LCA","Stockton",2026,11,22,0]
["A5LCAStockton202612","A5","LCA","Stockton",2026,12,22,0]
["A5LCAStockton20271","A5","LCA","Stockton",2027,1,22,0]
["A5LCAStockton20272","A5","LCA","Stockton",2027,2,26,0]
["A5LCAStockton20273","A5","LCA","Stockton",2027,3,26,0]
["A5LCAStockton20274","A5","LCA","Stockton",2027,4,26,0]
["A5LCAStockton20275","A5","LCA","Stockton",2027,5,26,0]
["A5LCAStockton20276","A5","LCA","Stockton",2027,6,26,0]
["A5LCAStockton20277","A5","LCA","Stockton",2027,7,26,0]
["A5LCAStockton20278","A5","LCA","Stockton",2027,8,26,0]
["A5LCAStockton20279","A5","LCA","Stockton",2027,9,26,0]
["A5LCAStockton202710","A5","LCA","Stockton",2027,10,26,0]
["A5LCAStockton202711","A5","LCA","Stockton",2027,11,28,0]
["A5LCAStockton202712","A5","LCA","Stockton",2027,12,28,0]
["A5LCAnon-LCA20251","A5","LCA","non-LCA",2025,1,0,1]
["A5LCAnon-LCA20252","A5","LCA","non-LCA",2025,2,0,1]
["A5LCAnon-LCA20253","A5","LCA","non-LCA",2025,3,0,1]
["A5LCAnon-LCA20254","A5","LCA","non-LCA",2025,4,1,1]
["A5LCAnon-LCA20255","A5","LCA","non-LCA",2025,5,3,1]
["A5LCAnon-LCA20256","A5","LCA","non-LCA",2025,6,4,1]
["A5LCAnon-LCA20257","A5","LCA","non-LCA",2025,7,4,1]
["A5LCAnon-LCA20258","A5","LCA","non-LCA",2025,8,5,1]
["A5LCAnon-LCA20259","A5","LCA","non-LCA",2025,9,5,1]
["A5LCAnon-LCA202510","A5","LCA","non-LCA",2025,10,5,1]
["A5LCAnon-LCA202511","A5","LCA","non-LCA",2025,11,5,1]
["A5LCAnon-LCA202512","A5","LCA","non-LCA",2025,12,5,1]
["A5SubLAPSLAP_PGCC20251","A5","SubLAP","SLAP_PGCC",2025,1,0,1]
["A5SubLAPSLAP_PGCC20252","A5","SubLAP","SLAP_PGCC",2025,2,0,1]
["A5SubLAPSLAP_PGCC20253","A5","SubLAP","SLAP_PGCC",2025,3,0,1]
["A5SubLAPSLAP_PGCC20254","A5","SubLAP","SLAP_PGCC",2025,4,15,0]
["A5SubLAPSLAP_PGCC20255","A5","SubLAP","SLAP_PGCC",2025,5,17,0]
["A5SubLAPSLAP_PGCC20256","A5","SubLAP","SLAP_PGCC",2025,6,19,0]
["A5SubLAPSLAP_PGCC20257","A5","SubLAP","SLAP_PGCC",2025,7,19,0]
["A5SubLAPSLAP_PGCC20258","A5","SubLAP","SLAP_PGCC",2025,8,22,0]
["A5SubLAPSLAP_PGCC20259","A5","SubLAP","SLAP_PGCC",2025,9,22,0]
["A5SubLAPSLAP_PGCC202510","A5","SubLAP","SLAP_PGCC",2025,10,22,0]
["A5SubLAPSLAP_PGCC202511","A5","SubLAP","SLAP_PGCC",2025,11,22,0]
["A5SubLAPSLAP_PGCC202512","A5","SubLAP","SLAP_PGCC",2025,12,22,0]
["A5SubLAPSLAP_PGCC20261","A5","SubLAP","SLAP_PGCC",2026,1,20,0]
["A5SubLAPSLAP_PGCC20262","A5","SubLAP","SLAP_PGCC",2026,2,20,0]
["A5SubLAPSLAP_PGCC20263","A5","SubLAP","SLAP_PGCC",2026,3,20,0]
["A5SubLAPSLAP_PGCC20264","A5","SubLAP","SLAP_PGCC",2026,4,20,0]
["A5SubLAPSLAP_PGCC20265","A5","SubLAP","SLAP_PGCC",2026,5,20,0]
["A5SubLAPSLAP_PGCC20266","A5","SubLAP","SLAP_PGCC",2026,6,23,0]
["A5SubLAPSLAP_PGCC20267","A5","SubLAP","SLAP_PGCC",2026,7,23,0]
["A5SubLAPSLAP_PGCC20268","A5","SubLAP","SLAP_PGCC",2026,8,23,0]
["A5SubLAPSLAP_PGCC20269","A5","SubLAP","SLAP_PGCC",2026,9,23,0]
["A5SubLAPSLAP_PGCC202610","A5","SubLAP","SLAP_PGCC",2026,10,25,0]
["A5SubLAPSLAP_PGCC202611","A5","SubLAP","SLAP_PGCC",2026,11,25,0]
["A5SubLAPSLAP_PGCC202612","A5","SubLAP","SLAP_PGCC",2026,12,25,0]
["A5SubLAPSLAP_PGCC20271","A5","SubLAP","SLAP_PGCC",2027,1,26,0]
["A5SubLAPSLAP_PGCC20272","A5","SubLAP","SLAP_PGCC",2027,2,26,0]
["A5SubLAPSLAP_PGCC20273","A5","SubLAP","SLAP_PGCC",2027,3,27,0]
["A5SubLAPSLAP_PGCC20274","A5","SubLAP","SLAP_PGCC",2027,4,27,0]
["A5SubLAPSLAP_PGCC20275","A5","SubLAP","SLAP_PGCC",2027,5,27,0]
["A5SubLAPSLAP_PGCC20276","A5","SubLAP","SLAP_PGCC",2027,6,28,0]
["A5SubLAPSLAP_PGCC20277","A5","SubLAP","SLAP_PGCC",2027,7,28,0]
["A5SubLAPSLAP_PGCC20278","A5","SubLAP","SLAP_PGCC",2027,8,29,0]
["A5SubLAPSLAP_PGCC20279","A5","SubLAP","SLAP_PGCC",2027,9,29,0]
["A5SubLAPSLAP_PGCC202710","A5","SubLAP","SLAP_PGCC",2027,10,30,0]
["A5SubLAPSLAP_PGCC202711","A5","SubLAP","SLAP_PGCC",2027,11,30,0]
["A5SubLAPSLAP_PGCC202712","A5","SubLAP","SLAP_PGCC",2027,12,33,0]
["A5SubLAPSLAP_PGEB20251","A5","SubLAP","SLAP_PGEB",2025,1,0,1]
["A5SubLAPSLAP_PGEB20252","A5","SubLAP","SLAP_PGEB",2025,2,0,1]
["A5SubLAPSLAP_PGEB20253","A5","SubLAP","SLAP_PGEB",2025,3,0,1]
["A5SubLAPSLAP_PGEB20254","A5","SubLAP","SLAP_PGEB",2025,4,34,0]
["A5SubLAPSLAP_PGEB20255","A5","SubLAP","SLAP_PGEB",2025,5,52,0]
["A5SubLAPSLAP_PGEB20256","A5","SubLAP","SLAP_PGEB",2025,6,57,0]
["A5SubLAPSLAP_PGEB20257","A5","SubLAP","SLAP_PGEB",2025,7,59,0]
["A5SubLAPSLAP_PGEB20258","A5","SubLAP","SLAP_PGEB",2025,8,64,0]
["A5SubLAPSLAP_PGEB20259","A5","SubLAP","SLAP_PGEB",2025,9,65,0]
["A5SubLAPSLAP_PGEB202510","A5","SubLAP","SLAP_PGEB",2025,10,68,0]
["A5SubLAPSLAP_PGEB202511","A5","SubLAP","SLAP_PGEB",2025,11,69,0]
["A5SubLAPSLAP_PGEB202512","A5","SubLAP","SLAP_PGEB",2025,12,69,0]
["A5SubLAPSLAP_PGEB20261","A5","SubLAP","SLAP_PGEB",2026,1,72,0]
["A5SubLAPSLAP_PGEB20262","A5","SubLAP","SLAP_PGEB",2026,2,74,0]
["A5SubLAPSLAP_PGEB20263","A5","SubLAP","SLAP_PGEB",2026,3,75,0]
["A5SubLAPSLAP_PGEB20264","A5","SubLAP","SLAP_PGEB",2026,4,76,0]
["A5SubLAPSLAP_PGEB20265","A5","SubLAP","SLAP_PGEB",2026,5,79,0]
["A5SubLAPSLAP_PGEB20266","A5","SubLAP","SLAP_PGEB",2026,6,79,0]
["A5SubLAPSLAP_PGEB20267","A5","SubLAP","SLAP_PGEB",2026,7,80,0]
["A5SubLAPSLAP_PGEB20268","A5","SubLAP","SLAP_PGEB",2026,8,88,0]
["A5SubLAPSLAP_PGEB20269","A5","SubLAP","SLAP_PGEB",2026,9,89,0]
["A5SubLAPSLAP_PGEB202610","A5","SubLAP","SLAP_PGEB",2026,10,91,0]
["A5SubLAPSLAP_PGEB202611","A5","SubLAP","SLAP_PGEB",2026,11,92,0]
["A5SubLAPSLAP_PGEB202612","A5","SubLAP","SLAP_PGEB",2026,12,94,0]
["A5SubLAPSLAP_PGEB20271","A5","SubLAP","SLAP_PGEB",2027,1,96,0]
["A5SubLAPSLAP_PGEB20272","A5","SubLAP","SLAP_PGEB",2027,2,96,0]
["A5SubLAPSLAP_PGEB20273","A5","SubLAP","SLAP_PGEB",2027,3,99,0]
["A5SubLAPSLAP_PGEB20274","A5","SubLAP","SLAP_PGEB",2027,4,100,0]
["A5SubLAPSLAP_PGEB20275","A5","SubLAP","SLAP_PGEB",2027,5,101,0]
["A5SubLAPSLAP_PGEB20276","A5","SubLAP","SLAP_PGEB",2027,6,103,0]
["A5SubLAPSLAP_PGEB20277","A5","SubLAP","SLAP_PGEB",2027,7,106,0]
["A5SubLAPSLAP_PGEB20278","A5","SubLAP","SLAP_PGEB",2027,8,107,0]
["A5SubLAPSLAP_PGEB20279","A5","SubLAP","SLAP_PGEB",2027,9,109,0]
["A5SubLAPSLAP_PGEB202710","A5","SubLAP","SLAP_PGEB",2027,10,112,0]
["A5SubLAPSLAP_PGEB202711","A5","SubLAP","SLAP_PGEB",2027,11,112,0]
["A5SubLAPSLAP_PGEB202712","A5","SubLAP","SLAP_PGEB",2027,12,114,0]
["A5SubLAPSLAP_PGF120251","A5","SubLAP","SLAP_PGF1",2025,1,0,1]
["A5SubLAPSLAP_PGF120252","A5","SubLAP","SLAP_PGF1",2025,2,0,1]
["A5SubLAPSLAP_PGF120253","A5","SubLAP","SLAP_PGF1",2025,3,1,1]
["A5SubLAPSLAP_PGF120254","A5","SubLAP","SLAP_PGF1",2025,4,22,0]
["A5SubLAPSLAP_PGF120255","A5","SubLAP","SLAP_PGF1",2025,5,23,0]
["A5SubLAPSLAP_PGF120256","A5","SubLAP","SLAP_PGF1",2025,6,23,0]
["A5SubLAPSLAP_PGF120257","A5","SubLAP","SLAP_PGF1",2025,7,23,0]
["A5SubLAPSLAP_PGF120258","A5","SubLAP","SLAP_PGF1",2025,8,24,0]
["A5SubLAPSLAP_PGF120259","A5","SubLAP","SLAP_PGF1",2025,9,24,0]
["A5SubLAPSLAP_PGF1202510","A5","SubLAP","SLAP_PGF1",2025,10,35,0]
["A5SubLAPSLAP_PGF1202511","A5","SubLAP","SLAP_PGF1",2025,11,35,0]
["A5SubLAPSLAP_PGF1202512","A5","SubLAP","SLAP_PGF1",2025,12,35,0]
["A5SubLAPSLAP_PGF120261","A5","SubLAP","SLAP_PGF1",2026,1,40,0]
["A5SubLAPSLAP_PGF120262","A5","SubLAP","SLAP_PGF1",2026,2,40,0]
["A5SubLAPSLAP_PGF120263","A5","SubLAP","SLAP_PGF1",2026,3,41,0]
["A5SubLAPSLAP_PGF120264","A5","SubLAP","SLAP_PGF1",2026,4,42,0]
["A5SubLAPSLAP_PGF120265","A5","SubLAP","SLAP_PGF1",2026,5,43,0]
["A5SubLAPSLAP_PGF120266","A5","SubLAP","SLAP_PGF1",2026,6,43,0]
["A5SubLAPSLAP_PGF120267","A5","SubLAP","SLAP_PGF1",2026,7,46,0]
["A5SubLAPSLAP_PGF120268","A5","SubLAP","SLAP_PGF1",2026,8,47,0]
["A5SubLAPSLAP_PGF120269","A5","SubLAP","SLAP_PGF1",2026,9,47,0]
["A5SubLAPSLAP_PGF1202610","A5","SubLAP","SLAP_PGF1",2026,10,47,0]
["A5SubLAPSLAP_PGF1202611","A5","SubLAP","SLAP_PGF1",2026,11,48,0]
["A5SubLAPSLAP_PGF1202612","A5","SubLAP","SLAP_PGF1",2026,12,49,0]
["A5SubLAPSLAP_PGF120271","A5","SubLAP","SLAP_PGF1",2027,1,50,0]
["A5SubLAPSLAP_PGF120272","A5","SubLAP","SLAP_PGF1",2027,2,53,0]
["A5SubLAPSLAP_PGF120273","A5","SubLAP","SLAP_PGF1",2027,3,54,0]
["A5SubLAPSLAP_PGF120274","A5","SubLAP","SLAP_PGF1",2027,4,55,0]
["A5SubLAPSLAP_PGF120275","A5","SubLAP","SLAP_PGF1",2027,5,55,0]
["A5SubLAPSLAP_PGF120276","A5","SubLAP","SLAP_PGF1",2027,6,55,0]
["A5SubLAPSLAP_PGF120277","A5","SubLAP","SLAP_PGF1",2027,7,56,0]
["A5SubLAPSLAP_PGF120278","A5","SubLAP","SLAP_PGF1",2027,8,57,0]
["A5SubLAPSLAP_PGF120279","A5","SubLAP","SLAP_PGF1",2027,9,60,0]
["A5SubLAPSLAP_PGF1202710","A5","SubLAP","SLAP_PGF1",2027,10,61,0]
["A5SubLAPSLAP_PGF1202711","A5","SubLAP","SLAP_PGF1",2027,11,62,0]
["A5SubLAPSLAP_PGF1202712","A5","SubLAP","SLAP_PGF1",2027,12,63,0]
["A5SubLAPSLAP_PGFG20251","A5","SubLAP","SLAP_PGFG",2025,1,0,1]
["A5SubLAPSLAP_PGFG20252","A5","SubLAP","SLAP_PGFG",2025,2,0,1]
["A5SubLAPSLAP_PGFG20253","A5","SubLAP","SLAP_PGFG",2025,3,0,1]
["A5SubLAPSLAP_PGFG20254","A5","SubLAP","SLAP_PGFG",2025,4,5,1]
["A5SubLAPSLAP_PGFG20255","A5","SubLAP","SLAP_PGFG",2025,5,6,1]
["A5SubLAPSLAP_PGFG20256","A5","SubLAP","SLAP_PGFG",2025,6,7,1]
["A5SubLAPSLAP_PGFG20257","A5","SubLAP","SLAP_PGFG",2025,7,7,1]
["A5SubLAPSLAP_PGFG20258","A5","SubLAP","SLAP_PGFG",2025,8,7,1]
["A5SubLAPSLAP_PGFG20259","A5","SubLAP","SLAP_PGFG",2025,9,7,1]
["A5SubLAPSLAP_PGFG202510","A5","SubLAP","SLAP_PGFG",2025,10,7,1]
["A5SubLAPSLAP_PGFG202511","A5","SubLAP","SLAP_PGFG",2025,11,8,1]
["A5SubLAPSLAP_PGFG202512","A5","SubLAP","SLAP_PGFG",2025,12,8,1]
["A5SubLAPSLAP_PGFG20261","A5","SubLAP","SLAP_PGFG",2026,1,5,1]
["A5SubLAPSLAP_PGFG20262","A5","SubLAP","SLAP_PGFG",2026,2,5,1]
["A5SubLAPSLAP_PGFG20263","A5","SubLAP","SLAP_PGFG",2026,3,5,1]
["A5SubLAPSLAP_PGFG20264","A5","SubLAP","SLAP_PGFG",2026,4,5,1]
["A5SubLAPSLAP_PGFG20265","A5","SubLAP","SLAP_PGFG",2026,5,5,1]
["A5SubLAPSLAP_PGFG20266","A5","SubLAP","SLAP_PGFG",2026,6,7,1]
["A5SubLAPSLAP_PGFG20267","A5","SubLAP","SLAP_PGFG",2026,7,7,1]
["A5SubLAPSLAP_PGFG20268","A5","SubLAP","SLAP_PGFG",2026,8,7,1]
["A5SubLAPSLAP_PGFG20269","A5","SubLAP","SLAP_PGFG",2026,9,7,1]
["A5SubLAPSLAP_PGFG202610","A5","SubLAP","SLAP_PGFG",2026,10,7,1]
["A5SubLAPSLAP_PGFG202611","A5","SubLAP","SLAP_PGFG",2026,11,7,1]
["A5SubLAPSLAP_PGFG202612","A5","SubLAP","SLAP_PGFG",2026,12,7,1]
["A5SubLAPSLAP_PGFG20271","A5","SubLAP","SLAP_PGFG",2027,1,7,1]
["A5SubLAPSLAP_PGFG20272","A5","SubLAP","SLAP_PGFG",2027,2,8,1]
["A5SubLAPSLAP_PGFG20273","A5","SubLAP","SLAP_PGFG",2027,3,8,1]
["A5SubLAPSLAP_PGFG20274","A5","SubLAP","SLAP_PGFG",2027,4,8,1]
["A5SubLAPSLAP_PGFG20275","A5","SubLAP","SLAP_PGFG",2027,5,8,1]
["A5SubLAPSLAP_PGFG20276","A5","SubLAP","SLAP_PGFG",2027,6,8,1]
["A5SubLAPSLAP_PGFG20277","A5","SubLAP","SLAP_PGFG",2027,7,8,1]
["A5SubLAPSLAP_PGFG20278","A5","SubLAP","SLAP_PGFG",2027,8,8,1]
["A5SubLAPSLAP_PGFG20279","A5","SubLAP","SLAP_PGFG",2027,9,8,1]
["A5SubLAPSLAP_PGFG202710","A5","SubLAP","SLAP_PGFG",2027,10,10,1]
["A5SubLAPSLAP_PGFG202711","A5","SubLAP","SLAP_PGFG",2027,11,10,1]
["A5SubLAPSLAP_PGFG202712","A5","SubLAP","SLAP_PGFG",2027,12,10,1]
["A5SubLAPSLAP_PGHB20251","A5","SubLAP","SLAP_PGHB",2025,1,3,1]
["A5SubLAPSLAP_PGHB20252","A5","SubLAP","SLAP_PGHB",2025,2,3,1]
["A5SubLAPSLAP_PGHB20253","A5","SubLAP","SLAP_PGHB",2025,3,3,1]
["A5SubLAPSLAP_PGHB20254","A5","SubLAP","SLAP_PGHB",2025,4,5,1]
["A5SubLAPSLAP_PGHB20255","A5","SubLAP","SLAP_PGHB",2025,5,6,1]
["A5SubLAPSLAP_PGHB20256","A5","SubLAP","SLAP_PGHB",2025,6,6,1]
["A5SubLAPSLAP_PGHB20257","A5","SubLAP","SLAP_PGHB",2025,7,6,1]
["A5SubLAPSLAP_PGHB20258","A5","SubLAP","SLAP_PGHB",2025,8,6,1]
["A5SubLAPSLAP_PGHB20259","A5","SubLAP","SLAP_PGHB",2025,9,5,1]
["A5SubLAPSLAP_PGHB202510","A5","SubLAP","SLAP_PGHB",2025,10,5,1]
["A5SubLAPSLAP_PGHB202511","A5","SubLAP","SLAP_PGHB",2025,11,5,1]
["A5SubLAPSLAP_PGHB202512","A5","SubLAP","SLAP_PGHB",2025,12,5,1]
["A5SubLAPSLAP_PGHB20261","A5","SubLAP","SLAP_PGHB",2026,1,7,1]
["A5SubLAPSLAP_PGHB20262","A5","SubLAP","SLAP_PGHB",2026,2,7,1]
["A5SubLAPSLAP_PGHB20263","A5","SubLAP","SLAP_PGHB",2026,3,7,1]
["A5SubLAPSLAP_PGHB20264","A5","SubLAP","SLAP_PGHB",2026,4,7,1]
["A5SubLAPSLAP_PGHB20265","A5","SubLAP","SLAP_PGHB",2026,5,7,1]
["A5SubLAPSLAP_PGHB20266","A5","SubLAP","SLAP_PGHB",2026,6,7,1]
["A5SubLAPSLAP_PGHB20267","A5","SubLAP","SLAP_PGHB",2026,7,7,1]
["A5SubLAPSLAP_PGHB20268","A5","SubLAP","SLAP_PGHB",2026,8,7,1]
["A5SubLAPSLAP_PGHB20269","A5","SubLAP","SLAP_PGHB",2026,9,7,1]
["A5SubLAPSLAP_PGHB202610","A5","SubLAP","SLAP_PGHB",2026,10,7,1]
["A5SubLAPSLAP_PGHB202611","A5","SubLAP","SLAP_PGHB",2026,11,7,1]
["A5SubLAPSLAP_PGHB202612","A5","SubLAP","SLAP_PGHB",2026,12,7,1]
["A5SubLAPSLAP_PGHB20271","A5","SubLAP","SLAP_PGHB",2027,1,7,1]
["A5SubLAPSLAP_PGHB20272","A5","SubLAP","SLAP_PGHB",2027,2,10,1]
["A5SubLAPSLAP_PGHB20273","A5","SubLAP","SLAP_PGHB",2027,3,10,1]
["A5SubLAPSLAP_PGHB20274","A5","SubLAP","SLAP_PGHB",2027,4,10,1]
["A5SubLAPSLAP_PGHB20275","A5","SubLAP","SLAP_PGHB",2027,5,10,1]
["A5SubLAPSLAP_PGHB20276","A5","SubLAP","SLAP_PGHB",2027,6,10,1]
["A5SubLAPSLAP_PGHB20277","A5","SubLAP","SLAP_PGHB",2027,7,10,1]
["A5SubLAPSLAP_PGHB20278","A5","SubLAP","SLAP_PGHB",2027,8,10,1]
["A5SubLAPSLAP_PGHB20279","A5","SubLAP","SLAP_PGHB",2027,9,10,1]
["A5SubLAPSLAP_PGHB202710","A5","SubLAP","SLAP_PGHB",2027,10,12,1]
["A5SubLAPSLAP_PGHB202711","A5","SubLAP","SLAP_PGHB",2027,11,12,1]
["A5SubLAPSLAP_PGHB202712","A5","SubLAP","SLAP_PGHB",2027,12,12,1]
["A5SubLAPSLAP_PGKN20251","A5","SubLAP","SLAP_PGKN",2025,1,0,1]
["A5SubLAPSLAP_PGKN20252","A5","SubLAP","SLAP_PGKN",2025,2,0,1]
["A5SubLAPSLAP_PGKN20253","A5","SubLAP","SLAP_PGKN",2025,3,0,1]
["A5SubLAPSLAP_PGKN20254","A5","SubLAP","SLAP_PGKN",2025,4,2,1]
["A5SubLAPSLAP_PGKN20255","A5","SubLAP","SLAP_PGKN",2025,5,5,1]
["A5SubLAPSLAP_PGKN20256","A5","SubLAP","SLAP_PGKN",2025,6,5,1]
["A5SubLAPSLAP_PGKN20257","A5","SubLAP","SLAP_PGKN",2025,7,5,1]
["A5SubLAPSLAP_PGKN20258","A5","SubLAP","SLAP_PGKN",2025,8,10,1]
["A5SubLAPSLAP_PGKN20259","A5","SubLAP","SLAP_PGKN",2025,9,10,1]
["A5SubLAPSLAP_PGKN202510","A5","SubLAP","SLAP_PGKN",2025,10,19,0]
["A5SubLAPSLAP_PGKN202511","A5","SubLAP","SLAP_PGKN",2025,11,19,0]
["A5SubLAPSLAP_PGKN202512","A5","SubLAP","SLAP_PGKN",2025,12,19,0]
["A5SubLAPSLAP_PGKN20261","A5","SubLAP","SLAP_PGKN",2026,1,7,1]
["A5SubLAPSLAP_PGKN20262","A5","SubLAP","SLAP_PGKN",2026,2,7,1]
["A5SubLAPSLAP_PGKN20263","A5","SubLAP","SLAP_PGKN",2026,3,8,1]
["A5SubLAPSLAP_PGKN20264","A5","SubLAP","SLAP_PGKN",2026,4,8,1]
["A5SubLAPSLAP_PGKN20265","A5","SubLAP","SLAP_PGKN",2026,5,8,1]
["A5SubLAPSLAP_PGKN20266","A5","SubLAP","SLAP_PGKN",2026,6,8,1]
["A5SubLAPSLAP_PGKN20267","A5","SubLAP","SLAP_PGKN",2026,7,8,1]
["A5SubLAPSLAP_PGKN20268","A5","SubLAP","SLAP_PGKN",2026,8,8,1]
["A5SubLAPSLAP_PGKN20269","A5","SubLAP","SLAP_PGKN",2026,9,8,1]
["A5SubLAPSLAP_PGKN202610","A5","SubLAP","SLAP_PGKN",2026,10,8,1]
["A5SubLAPSLAP_PGKN202611","A5","SubLAP","SLAP_PGKN",2026,11,8,1]
["A5SubLAPSLAP_PGKN202612","A5","SubLAP","SLAP_PGKN",2026,12,8,1]
["A5SubLAPSLAP_PGKN20271","A5","SubLAP","SLAP_PGKN",2027,1,8,1]
["A5SubLAPSLAP_PGKN20272","A5","SubLAP","SLAP_PGKN",2027,2,11,1]
["A5SubLAPSLAP_PGKN20273","A5","SubLAP","SLAP_PGKN",2027,3,11,1]
["A5SubLAPSLAP_PGKN20274","A5","SubLAP","SLAP_PGKN",2027,4,11,1]
["A5SubLAPSLAP_PGKN20275","A5","SubLAP","SLAP_PGKN",2027,5,11,1]
["A5SubLAPSLAP_PGKN20276","A5","SubLAP","SLAP_PGKN",2027,6,11,1]
["A5SubLAPSLAP_PGKN20277","A5","SubLAP","SLAP_PGKN",2027,7,11,1]
["A5SubLAPSLAP_PGKN20278","A5","SubLAP","SLAP_PGKN",2027,8,11,1]
["A5SubLAPSLAP_PGKN20279","A5","SubLAP","SLAP_PGKN",2027,9,11,1]
["A5SubLAPSLAP_PGKN202710","A5","SubLAP","SLAP_PGKN",2027,10,11,1]
["A5SubLAPSLAP_PGKN202711","A5","SubLAP","SLAP_PGKN",2027,11,11,1]
["A5SubLAPSLAP_PGKN202712","A5","SubLAP","SLAP_PGKN",2027,12,11,1]
["A5SubLAPSLAP_PGNB20251","A5","SubLAP","SLAP_PGNB",2025,1,0,1]
["A5SubLAPSLAP_PGNB20252","A5","SubLAP","SLAP_PGNB",2025,2,0,1]
["A5SubLAPSLAP_PGNB20253","A5","SubLAP","SLAP_PGNB",2025,3,0,1]
["A5SubLAPSLAP_PGNB20254","A5","SubLAP","SLAP_PGNB",2025,4,13,1]
["A5SubLAPSLAP_PGNB20255","A5","SubLAP","SLAP_PGNB",2025,5,15,0]
["A5SubLAPSLAP_PGNB20256","A5","SubLAP","SLAP_PGNB",2025,6,15,0]
["A5SubLAPSLAP_PGNB20257","A5","SubLAP","SLAP_PGNB",2025,7,15,0]
["A5SubLAPSLAP_PGNB20258","A5","SubLAP","SLAP_PGNB",2025,8,21,0]
["A5SubLAPSLAP_PGNB20259","A5","SubLAP","SLAP_PGNB",2025,9,22,0]
["A5SubLAPSLAP_PGNB202510","A5","SubLAP","SLAP_PGNB",2025,10,25,0]
["A5SubLAPSLAP_PGNB202511","A5","SubLAP","SLAP_PGNB",2025,11,25,0]
["A5SubLAPSLAP_PGNB202512","A5","SubLAP","SLAP_PGNB",2025,12,25,0]
["A5SubLAPSLAP_PGNB20261","A5","SubLAP","SLAP_PGNB",2026,1,26,0]
["A5SubLAPSLAP_PGNB20262","A5","SubLAP","SLAP_PGNB",2026,2,26,0]
["A5SubLAPSLAP_PGNB20263","A5","SubLAP","SLAP_PGNB",2026,3,26,0]
["A5SubLAPSLAP_PGNB20264","A5","SubLAP","SLAP_PGNB",2026,4,26,0]
["A5SubLAPSLAP_PGNB20265","A5","SubLAP","SLAP_PGNB",2026,5,27,0]
["A5SubLAPSLAP_PGNB20266","A5","SubLAP","SLAP_PGNB",2026,6,27,0]
["A5SubLAPSLAP_PGNB20267","A5","SubLAP","SLAP_PGNB",2026,7,27,0]
["A5SubLAPSLAP_PGNB20268","A5","SubLAP","SLAP_PGNB",2026,8,31,0]
["A5SubLAPSLAP_PGNB20269","A5","SubLAP","SLAP_PGNB",2026,9,31,0]
["A5SubLAPSLAP_PGNB202610","A5","SubLAP","SLAP_PGNB",2026,10,31,0]
["A5SubLAPSLAP_PGNB202611","A5","SubLAP","SLAP_PGNB",2026,11,31,0]
["A5SubLAPSLAP_PGNB202612","A5","SubLAP","SLAP_PGNB",2026,12,32,0]
["A5SubLAPSLAP_PGNB20271","A5","SubLAP","SLAP_PGNB",2027,1,32,0]
["A5SubLAPSLAP_PGNB20272","A5","SubLAP","SLAP_PGNB",2027,2,35,0]
["A5SubLAPSLAP_PGNB20273","A5","SubLAP","SLAP_PGNB",2027,3,35,0]
["A5SubLAPSLAP_PGNB20274","A5","SubLAP","SLAP_PGNB",2027,4,36,0]
["A5SubLAPSLAP_PGNB20275","A5","SubLAP","SLAP_PGNB",2027,5,36,0]
["A5SubLAPSLAP_PGNB20276","A5","SubLAP","SLAP_PGNB",2027,6,36,0]
["A5SubLAPSLAP_PGNB20277","A5","SubLAP","SLAP_PGNB",2027,7,37,0]
["A5SubLAPSLAP_PGNB20278","A5","SubLAP","SLAP_PGNB",2027,8,37,0]
["A5SubLAPSLAP_PGNB20279","A5","SubLAP","SLAP_PGNB",2027,9,38,0]
["A5SubLAPSLAP_PGNB202710","A5","SubLAP","SLAP_PGNB",2027,10,38,0]
["A5SubLAPSLAP_PGNB202711","A5","SubLAP","SLAP_PGNB",2027,11,40,0]
["A5SubLAPSLAP_PGNB202712","A5","SubLAP","SLAP_PGNB",2027,12,40,0]
["A5SubLAPSLAP_PGNC20251","A5","SubLAP","SLAP_PGNC",2025,1,0,1]
["A5SubLAPSLAP_PGNC20252","A5","SubLAP","SLAP_PGNC",2025,2,0,1]
["A5SubLAPSLAP_PGNC20253","A5","SubLAP","SLAP_PGNC",2025,3,0,1]
["A5SubLAPSLAP_PGNC20254","A5","SubLAP","SLAP_PGNC",2025,4,4,1]
["A5SubLAPSLAP_PGNC20255","A5","SubLAP","SLAP_PGNC",2025,5,4,1]
["A5SubLAPSLAP_PGNC20256","A5","SubLAP","SLAP_PGNC",2025,6,4,1]
["A5SubLAPSLAP_PGNC20257","A5","SubLAP","SLAP_PGNC",2025,7,4,1]
["A5SubLAPSLAP_PGNC20258","A5","SubLAP","SLAP_PGNC",2025,8,4,1]
["A5SubLAPSLAP_PGNC20259","A5","SubLAP","SLAP_PGNC",2025,9,4,1]
["A5SubLAPSLAP_PGNC202510","A5","SubLAP","SLAP_PGNC",2025,10,4,1]
["A5SubLAPSLAP_PGNC202511","A5","SubLAP","SLAP_PGNC",2025,11,4,1]
["A5SubLAPSLAP_PGNC202512","A5","SubLAP","SLAP_PGNC",2025,12,4,1]
["A5SubLAPSLAP_PGNC20261","A5","SubLAP","SLAP_PGNC",2026,1,6,1]
["A5SubLAPSLAP_PGNC20262","A5","SubLAP","SLAP_PGNC",2026,2,6,1]
["A5SubLAPSLAP_PGNC20263","A5","SubLAP","SLAP_PGNC",2026,3,6,1]
["A5SubLAPSLAP_PGNC20264","A5","SubLAP","SLAP_PGNC",2026,4,6,1]
["A5SubLAPSLAP_PGNC20265","A5","SubLAP","SLAP_PGNC",2026,5,6,1]
["A5SubLAPSLAP_PGNC20266","A5","SubLAP","SLAP_PGNC",2026,6,6,1]
["A5SubLAPSLAP_PGNC20267","A5","SubLAP","SLAP_PGNC",2026,7,6,1]
["A5SubLAPSLAP_PGNC20268","A5","SubLAP","SLAP_PGNC",2026,8,6,1]
["A5SubLAPSLAP_PGNC20269","A5","SubLAP","SLAP_PGNC",2026,9,6,1]
["A5SubLAPSLAP_PGNC202610","A5","SubLAP","SLAP_PGNC",2026,10,7,1]
["A5SubLAPSLAP_PGNC202611","A5","SubLAP","SLAP_PGNC",2026,11,7,1]
["A5SubLAPSLAP_PGNC202612","A5","SubLAP","SLAP_PGNC",2026,12,7,1]
["A5SubLAPSLAP_PGNC20271","A5","SubLAP","SLAP_PGNC",2027,1,7,1]
["A5SubLAPSLAP_PGNC20272","A5","SubLAP","SLAP_PGNC",2027,2,7,1]
["A5SubLAPSLAP_PGNC20273","A5","SubLAP","SLAP_PGNC",2027,3,7,1]
["A5SubLAPSLAP_PGNC20274","A5","SubLAP","SLAP_PGNC",2027,4,7,1]
["A5SubLAPSLAP_PGNC20275","A5","SubLAP","SLAP_PGNC",2027,5,7,1]
["A5SubLAPSLAP_PGNC20276","A5","SubLAP","SLAP_PGNC",2027,6,8,1]
["A5SubLAPSLAP_PGNC20277","A5","SubLAP","SLAP_PGNC",2027,7,8,1]
["A5SubLAPSLAP_PGNC20278","A5","SubLAP","SLAP_PGNC",2027,8,8,1]
["A5SubLAPSLAP_PGNC20279","A5","SubLAP","SLAP_PGNC",2027,9,8,1]
["A5SubLAPSLAP_PGNC202710","A5","SubLAP","SLAP_PGNC",2027,10,8,1]
["A5SubLAPSLAP_PGNC202711","A5","SubLAP","SLAP_PGNC",2027,11,8,1]
["A5SubLAPSLAP_PGNC202712","A5","SubLAP","SLAP_PGNC",2027,12,8,1]
["A5SubLAPSLAP_PGNP20251","A5","SubLAP","SLAP_PGNP",2025,1,0,1]
["A5SubLAPSLAP_PGNP20252","A5","SubLAP","SLAP_PGNP",2025,2,0,1]
["A5SubLAPSLAP_PGNP20253","A5","SubLAP","SLAP_PGNP",2025,3,0,1]
["A5SubLAPSLAP_PGNP20254","A5","SubLAP","SLAP_PGNP",2025,4,27,0]
["A5SubLAPSLAP_PGNP20255","A5","SubLAP","SLAP_PGNP",2025,5,29,0]
["A5SubLAPSLAP_PGNP20256","A5","SubLAP","SLAP_PGNP",2025,6,30,0]
["A5SubLAPSLAP_PGNP20257","A5","SubLAP","SLAP_PGNP",2025,7,30,0]
["A5SubLAPSLAP_PGNP20258","A5","SubLAP","SLAP_PGNP",2025,8,34,0]
["A5SubLAPSLAP_PGNP20259","A5","SubLAP","SLAP_PGNP",2025,9,34,0]
["A5SubLAPSLAP_PGNP202510","A5","SubLAP","SLAP_PGNP",2025,10,36,0]
["A5SubLAPSLAP_PGNP202511","A5","SubLAP","SLAP_PGNP",2025,11,36,0]
["A5SubLAPSLAP_PGNP202512","A5","SubLAP","SLAP_PGNP",2025,12,36,0]
["A5SubLAPSLAP_PGNP20261","A5","SubLAP","SLAP_PGNP",2026,1,38,0]
["A5SubLAPSLAP_PGNP20262","A5","SubLAP","SLAP_PGNP",2026,2,39,0]
["A5SubLAPSLAP_PGNP20263","A5","SubLAP","SLAP_PGNP",2026,3,39,0]
["A5SubLAPSLAP_PGNP20264","A5","SubLAP","SLAP_PGNP",2026,4,44,0]
["A5SubLAPSLAP_PGNP20265","A5","SubLAP","SLAP_PGNP",2026,5,44,0]
["A5SubLAPSLAP_PGNP20266","A5","SubLAP","SLAP_PGNP",2026,6,44,0]
["A5SubLAPSLAP_PGNP20267","A5","SubLAP","SLAP_PGNP",2026,7,44,0]
["A5SubLAPSLAP_PGNP20268","A5","SubLAP","SLAP_PGNP",2026,8,45,0]
["A5SubLAPSLAP_PGNP20269","A5","SubLAP","SLAP_PGNP",2026,9,47,0]
["A5SubLAPSLAP_PGNP202610","A5","SubLAP","SLAP_PGNP",2026,10,47,0]
["A5SubLAPSLAP_PGNP202611","A5","SubLAP","SLAP_PGNP",2026,11,48,0]
["A5SubLAPSLAP_PGNP202612","A5","SubLAP","SLAP_PGNP",2026,12,48,0]
["A5SubLAPSLAP_PGNP20271","A5","SubLAP","SLAP_PGNP",2027,1,48,0]
["A5SubLAPSLAP_PGNP20272","A5","SubLAP","SLAP_PGNP",2027,2,53,0]
["A5SubLAPSLAP_PGNP20273","A5","SubLAP","SLAP_PGNP",2027,3,53,0]
["A5SubLAPSLAP_PGNP20274","A5","SubLAP","SLAP_PGNP",2027,4,53,0]
["A5SubLAPSLAP_PGNP20275","A5","SubLAP","SLAP_PGNP",2027,5,54,0]
["A5SubLAPSLAP_PGNP20276","A5","SubLAP","SLAP_PGNP",2027,6,54,0]
["A5SubLAPSLAP_PGNP20277","A5","SubLAP","SLAP_PGNP",2027,7,55,0]
["A5SubLAPSLAP_PGNP20278","A5","SubLAP","SLAP_PGNP",2027,8,56,0]
["A5SubLAPSLAP_PGNP20279","A5","SubLAP","SLAP_PGNP",2027,9,56,0]
["A5SubLAPSLAP_PGNP202710","A5","SubLAP","SLAP_PGNP",2027,10,56,0]
["A5SubLAPSLAP_PGNP202711","A5","SubLAP","SLAP_PGNP",2027,11,56,0]
["A5SubLAPSLAP_PGNP202712","A5","SubLAP","SLAP_PGNP",2027,12,63,0]
["A5SubLAPSLAP_PGP220251","A5","SubLAP","SLAP_PGP2",2025,1,0,1]
["A5SubLAPSLAP_PGP220252","A5","SubLAP","SLAP_PGP2",2025,2,0,1]
["A5SubLAPSLAP_PGP220253","A5","SubLAP","SLAP_PGP2",2025,3,0,1]
["A5SubLAPSLAP_PGP220254","A5","SubLAP","SLAP_PGP2",2025,4,21,0]
["A5SubLAPSLAP_PGP220255","A5","SubLAP","SLAP_PGP2",2025,5,31,0]
["A5SubLAPSLAP_PGP220256","A5","SubLAP","SLAP_PGP2",2025,6,33,0]
["A5SubLAPSLAP_PGP220257","A5","SubLAP","SLAP_PGP2",2025,7,33,0]
["A5SubLAPSLAP_PGP220258","A5","SubLAP","SLAP_PGP2",2025,8,33,0]
["A5SubLAPSLAP_PGP220259","A5","SubLAP","SLAP_PGP2",2025,9,32,0]
["A5SubLAPSLAP_PGP2202510","A5","SubLAP","SLAP_PGP2",2025,10,32,0]
["A5SubLAPSLAP_PGP2202511","A5","SubLAP","SLAP_PGP2",2025,11,34,0]
["A5SubLAPSLAP_PGP2202512","A5","SubLAP","SLAP_PGP2",2025,12,34,0]
["A5SubLAPSLAP_PGP220261","A5","SubLAP","SLAP_PGP2",2026,1,41,0]
["A5SubLAPSLAP_PGP220262","A5","SubLAP","SLAP_PGP2",2026,2,41,0]
["A5SubLAPSLAP_PGP220263","A5","SubLAP","SLAP_PGP2",2026,3,41,0]
["A5SubLAPSLAP_PGP220264","A5","SubLAP","SLAP_PGP2",2026,4,41,0]
["A5SubLAPSLAP_PGP220265","A5","SubLAP","SLAP_PGP2",2026,5,44,0]
["A5SubLAPSLAP_PGP220266","A5","SubLAP","SLAP_PGP2",2026,6,44,0]
["A5SubLAPSLAP_PGP220267","A5","SubLAP","SLAP_PGP2",2026,7,45,0]
["A5SubLAPSLAP_PGP220268","A5","SubLAP","SLAP_PGP2",2026,8,46,0]
["A5SubLAPSLAP_PGP220269","A5","SubLAP","SLAP_PGP2",2026,9,46,0]
["A5SubLAPSLAP_PGP2202610","A5","SubLAP","SLAP_PGP2",2026,10,50,0]
["A5SubLAPSLAP_PGP2202611","A5","SubLAP","SLAP_PGP2",2026,11,51,0]
["A5SubLAPSLAP_PGP2202612","A5","SubLAP","SLAP_PGP2",2026,12,51,0]
["A5SubLAPSLAP_PGP220271","A5","SubLAP","SLAP_PGP2",2027,1,52,0]
["A5SubLAPSLAP_PGP220272","A5","SubLAP","SLAP_PGP2",2027,2,55,0]
["A5SubLAPSLAP_PGP220273","A5","SubLAP","SLAP_PGP2",2027,3,56,0]
["A5SubLAPSLAP_PGP220274","A5","SubLAP","SLAP_PGP2",2027,4,56,0]
["A5SubLAPSLAP_PGP220275","A5","SubLAP","SLAP_PGP2",2027,5,57,0]
["A5SubLAPSLAP_PGP220276","A5","SubLAP","SLAP_PGP2",2027,6,58,0]
["A5SubLAPSLAP_PGP220277","A5","SubLAP","SLAP_PGP2",2027,7,58,0]
["A5SubLAPSLAP_PGP220278","A5","SubLAP","SLAP_PGP2",2027,8,61,0]
["A5SubLAPSLAP_PGP220279","A5","SubLAP","SLAP_PGP2",2027,9,62,0]
["A5SubLAPSLAP_PGP2202710","A5","SubLAP","SLAP_PGP2",2027,10,62,0]
["A5SubLAPSLAP_PGP2202711","A5","SubLAP","SLAP_PGP2",2027,11,63,0]
["A5SubLAPSLAP_PGP2202712","A5","SubLAP","SLAP_PGP2",2027,12,64,0]
["A5SubLAPSLAP_PGSB20251","A5","SubLAP","SLAP_PGSB",2025,1,0,1]
["A5SubLAPSLAP_PGSB20252","A5","SubLAP","SLAP_PGSB",2025,2,0,1]
["A5SubLAPSLAP_PGSB20253","A5","SubLAP","SLAP_PGSB",2025,3,1,1]
["A5SubLAPSLAP_PGSB20254","A5","SubLAP","SLAP_PGSB",2025,4,41,0]
["A5SubLAPSLAP_PGSB20255","A5","SubLAP","SLAP_PGSB",2025,5,50,0]
["A5SubLAPSLAP_PGSB20256","A5","SubLAP","SLAP_PGSB",2025,6,50,0]
["A5SubLAPSLAP_PGSB20257","A5","SubLAP","SLAP_PGSB",2025,7,50,0]
["A5SubLAPSLAP_PGSB20258","A5","SubLAP","SLAP_PGSB",2025,8,51,0]
["A5SubLAPSLAP_PGSB20259","A5","SubLAP","SLAP_PGSB",2025,9,51,0]
["A5SubLAPSLAP_PGSB202510","A5","SubLAP","SLAP_PGSB",2025,10,56,0]
["A5SubLAPSLAP_PGSB202511","A5","SubLAP","SLAP_PGSB",2025,11,57,0]
["A5SubLAPSLAP_PGSB202512","A5","SubLAP","SLAP_PGSB",2025,12,57,0]
["A5SubLAPSLAP_PGSB20261","A5","SubLAP","SLAP_PGSB",2026,1,54,0]
["A5SubLAPSLAP_PGSB20262","A5","SubLAP","SLAP_PGSB",2026,2,54,0]
["A5SubLAPSLAP_PGSB20263","A5","SubLAP","SLAP_PGSB",2026,3,56,0]
["A5SubLAPSLAP_PGSB20264","A5","SubLAP","SLAP_PGSB",2026,4,57,0]
["A5SubLAPSLAP_PGSB20265","A5","SubLAP","SLAP_PGSB",2026,5,59,0]
["A5SubLAPSLAP_PGSB20266","A5","SubLAP","SLAP_PGSB",2026,6,60,0]
["A5SubLAPSLAP_PGSB20267","A5","SubLAP","SLAP_PGSB",2026,7,62,0]
["A5SubLAPSLAP_PGSB20268","A5","SubLAP","SLAP_PGSB",2026,8,63,0]
["A5SubLAPSLAP_PGSB20269","A5","SubLAP","SLAP_PGSB",2026,9,64,0]
["A5SubLAPSLAP_PGSB202610","A5","SubLAP","SLAP_PGSB",2026,10,66,0]
["A5SubLAPSLAP_PGSB202611","A5","SubLAP","SLAP_PGSB",2026,11,66,0]
["A5SubLAPSLAP_PGSB202612","A5","SubLAP","SLAP_PGSB",2026,12,69,0]
["A5SubLAPSLAP_PGSB20271","A5","SubLAP","SLAP_PGSB",2027,1,70,0]
["A5SubLAPSLAP_PGSB20272","A5","SubLAP","SLAP_PGSB",2027,2,72,0]
["A5SubLAPSLAP_PGSB20273","A5","SubLAP","SLAP_PGSB",2027,3,72,0]
["A5SubLAPSLAP_PGSB20274","A5","SubLAP","SLAP_PGSB",2027,4,75,0]
["A5SubLAPSLAP_PGSB20275","A5","SubLAP","SLAP_PGSB",2027,5,75,0]
["A5SubLAPSLAP_PGSB20276","A5","SubLAP","SLAP_PGSB",2027,6,76,0]
["A5SubLAPSLAP_PGSB20277","A5","SubLAP","SLAP_PGSB",2027,7,78,0]
["A5SubLAPSLAP_PGSB20278","A5","SubLAP","SLAP_PGSB",2027,8,79,0]
["A5SubLAPSLAP_PGSB20279","A5","SubLAP","SLAP_PGSB",2027,9,81,0]
["A5SubLAPSLAP_PGSB202710","A5","SubLAP","SLAP_PGSB",2027,10,82,0]
["A5SubLAPSLAP_PGSB202711","A5","SubLAP","SLAP_PGSB",2027,11,83,0]
["A5SubLAPSLAP_PGSB202712","A5","SubLAP","SLAP_PGSB",2027,12,86,0]
["A5SubLAPSLAP_PGSF20251","A5","SubLAP","SLAP_PGSF",2025,1,0,1]
["A5SubLAPSLAP_PGSF20252","A5","SubLAP","SLAP_PGSF",2025,2,0,1]
["A5SubLAPSLAP_PGSF20253","A5","SubLAP","SLAP_PGSF",2025,3,0,1]
["A5SubLAPSLAP_PGSF20254","A5","SubLAP","SLAP_PGSF",2025,4,11,1]
["A5SubLAPSLAP_PGSF20255","A5","SubLAP","SLAP_PGSF",2025,5,14,1]
["A5SubLAPSLAP_PGSF20256","A5","SubLAP","SLAP_PGSF",2025,6,15,0]
["A5SubLAPSLAP_PGSF20257","A5","SubLAP","SLAP_PGSF",2025,7,15,0]
["A5SubLAPSLAP_PGSF20258","A5","SubLAP","SLAP_PGSF",2025,8,15,0]
["A5SubLAPSLAP_PGSF20259","A5","SubLAP","SLAP_PGSF",2025,9,15,0]
["A5SubLAPSLAP_PGSF202510","A5","SubLAP","SLAP_PGSF",2025,10,16,0]
["A5SubLAPSLAP_PGSF202511","A5","SubLAP","SLAP_PGSF",2025,11,16,0]
["A5SubLAPSLAP_PGSF202512","A5","SubLAP","SLAP_PGSF",2025,12,16,0]
["A5SubLAPSLAP_PGSF20261","A5","SubLAP","SLAP_PGSF",2026,1,28,0]
["A5SubLAPSLAP_PGSF20262","A5","SubLAP","SLAP_PGSF",2026,2,30,0]
["A5SubLAPSLAP_PGSF20263","A5","SubLAP","SLAP_PGSF",2026,3,30,0]
["A5SubLAPSLAP_PGSF20264","A5","SubLAP","SLAP_PGSF",2026,4,31,0]
["A5SubLAPSLAP_PGSF20265","A5","SubLAP","SLAP_PGSF",2026,5,32,0]
["A5SubLAPSLAP_PGSF20266","A5","SubLAP","SLAP_PGSF",2026,6,32,0]
["A5SubLAPSLAP_PGSF20267","A5","SubLAP","SLAP_PGSF",2026,7,34,0]
["A5SubLAPSLAP_PGSF20268","A5","SubLAP","SLAP_PGSF",2026,8,34,0]
["A5SubLAPSLAP_PGSF20269","A5","SubLAP","SLAP_PGSF",2026,9,35,0]
["A5SubLAPSLAP_PGSF202610","A5","SubLAP","SLAP_PGSF",2026,10,35,0]
["A5SubLAPSLAP_PGSF202611","A5","SubLAP","SLAP_PGSF",2026,11,36,0]
["A5SubLAPSLAP_PGSF202612","A5","SubLAP","SLAP_PGSF",2026,12,38,0]
["A5SubLAPSLAP_PGSF20271","A5","SubLAP","SLAP_PGSF",2027,1,38,0]
["A5SubLAPSLAP_PGSF20272","A5","SubLAP","SLAP_PGSF",2027,2,39,0]
["A5SubLAPSLAP_PGSF20273","A5","SubLAP","SLAP_PGSF",2027,3,39,0]
["A5SubLAPSLAP_PGSF20274","A5","SubLAP","SLAP_PGSF",2027,4,40,0]
["A5SubLAPSLAP_PGSF20275","A5","SubLAP","SLAP_PGSF",2027,5,40,0]
["A5SubLAPSLAP_PGSF20276","A5","SubLAP","SLAP_PGSF",2027,6,42,0]
["A5SubLAPSLAP_PGSF20277","A5","SubLAP","SLAP_PGSF",2027,7,43,0]
["A5SubLAPSLAP_PGSF20278","A5","SubLAP","SLAP_PGSF",2027,8,43,0]
["A5SubLAPSLAP_PGSF20279","A5","SubLAP","SLAP_PGSF",2027,9,44,0]
["A5SubLAPSLAP_PGSF202710","A5","SubLAP","SLAP_PGSF",2027,10,44,0]
["A5SubLAPSLAP_PGSF202711","A5","SubLAP","SLAP_PGSF",2027,11,46,0]
["A5SubLAPSLAP_PGSF202712","A5","SubLAP","SLAP_PGSF",2027,12,47,0]
["A5SubLAPSLAP_PGSI20251","A5","SubLAP","SLAP_PGSI",2025,1,0,1]
["A5SubLAPSLAP_PGSI20252","A5","SubLAP","SLAP_PGSI",2025,2,0,1]
["A5SubLAPSLAP_PGSI20253","A5","SubLAP","SLAP_PGSI",2025,3,0,1]
["A5SubLAPSLAP_PGSI20254","A5","SubLAP","SLAP_PGSI",2025,4,16,0]
["A5SubLAPSLAP_PGSI20255","A5","SubLAP","SLAP_PGSI",2025,5,25,0]
["A5SubLAPSLAP_PGSI20256","A5","SubLAP","SLAP_PGSI",2025,6,29,0]
["A5SubLAPSLAP_PGSI20257","A5","SubLAP","SLAP_PGSI",2025,7,29,0]
["A5SubLAPSLAP_PGSI20258","A5","SubLAP","SLAP_PGSI",2025,8,30,0]
["A5SubLAPSLAP_PGSI20259","A5","SubLAP","SLAP_PGSI",2025,9,31,0]
["A5SubLAPSLAP_PGSI202510","A5","SubLAP","SLAP_PGSI",2025,10,36,0]
["A5SubLAPSLAP_PGSI202511","A5","SubLAP","SLAP_PGSI",2025,11,36,0]
["A5SubLAPSLAP_PGSI202512","A5","SubLAP","SLAP_PGSI",2025,12,36,0]
["A5SubLAPSLAP_PGSI20261","A5","SubLAP","SLAP_PGSI",2026,1,34,0]
["A5SubLAPSLAP_PGSI20262","A5","SubLAP","SLAP_PGSI",2026,2,37,0]
["A5SubLAPSLAP_PGSI20263","A5","SubLAP","SLAP_PGSI",2026,3,37,0]
["A5SubLAPSLAP_PGSI20264","A5","SubLAP","SLAP_PGSI",2026,4,37,0]
["A5SubLAPSLAP_PGSI20265","A5","SubLAP","SLAP_PGSI",2026,5,38,0]
["A5SubLAPSLAP_PGSI20266","A5","SubLAP","SLAP_PGSI",2026,6,38,0]
["A5SubLAPSLAP_PGSI20267","A5","SubLAP","SLAP_PGSI",2026,7,39,0]
["A5SubLAPSLAP_PGSI20268","A5","SubLAP","SLAP_PGSI",2026,8,41,0]
["A5SubLAPSLAP_PGSI20269","A5","SubLAP","SLAP_PGSI",2026,9,41,0]
["A5SubLAPSLAP_PGSI202610","A5","SubLAP","SLAP_PGSI",2026,10,42,0]
["A5SubLAPSLAP_PGSI202611","A5","SubLAP","SLAP_PGSI",2026,11,42,0]
["A5SubLAPSLAP_PGSI202612","A5","SubLAP","SLAP_PGSI",2026,12,45,0]
["A5SubLAPSLAP_PGSI20271","A5","SubLAP","SLAP_PGSI",2027,1,45,0]
["A5SubLAPSLAP_PGSI20272","A5","SubLAP","SLAP_PGSI",2027,2,46,0]
["A5SubLAPSLAP_PGSI20273","A5","SubLAP","SLAP_PGSI",2027,3,47,0]
["A5SubLAPSLAP_PGSI20274","A5","SubLAP","SLAP_PGSI",2027,4,47,0]
["A5SubLAPSLAP_PGSI20275","A5","SubLAP","SLAP_PGSI",2027,5,47,0]
["A5SubLAPSLAP_PGSI20276","A5","SubLAP","SLAP_PGSI",2027,6,50,0]
["A5SubLAPSLAP_PGSI20277","A5","SubLAP","SLAP_PGSI",2027,7,50,0]
["A5SubLAPSLAP_PGSI20278","A5","SubLAP","SLAP_PGSI",2027,8,50,0]
["A5SubLAPSLAP_PGSI20279","A5","SubLAP","SLAP_PGSI",2027,9,51,0]
["A5SubLAPSLAP_PGSI202710","A5","SubLAP","SLAP_PGSI",2027,10,54,0]
["A5SubLAPSLAP_PGSI202711","A5","SubLAP","SLAP_PGSI",2027,11,54,0]
["A5SubLAPSLAP_PGSI202712","A5","SubLAP","SLAP_PGSI",2027,12,55,0]
["A5SubLAPSLAP_PGST20251","A5","SubLAP","SLAP_PGST",2025,1,1,1]
["A5SubLAPSLAP_PGST20252","A5","SubLAP","SLAP_PGST",2025,2,1,1]
["A5SubLAPSLAP_PGST20253","A5","SubLAP","SLAP_PGST",2025,3,3,1]
["A5SubLAPSLAP_PGST20254","A5","SubLAP","SLAP_PGST",2025,4,12,1]
["A5SubLAPSLAP_PGST20255","A5","SubLAP","SLAP_PGST",2025,5,15,0]
["A5SubLAPSLAP_PGST20256","A5","SubLAP","SLAP_PGST",2025,6,15,0]
["A5SubLAPSLAP_PGST20257","A5","SubLAP","SLAP_PGST",2025,7,15,0]
["A5SubLAPSLAP_PGST20258","A5","SubLAP","SLAP_PGST",2025,8,27,0]
["A5SubLAPSLAP_PGST20259","A5","SubLAP","SLAP_PGST",2025,9,27,0]
["A5SubLAPSLAP_PGST202510","A5","SubLAP","SLAP_PGST",2025,10,29,0]
["A5SubLAPSLAP_PGST202511","A5","SubLAP","SLAP_PGST",2025,11,29,0]
["A5SubLAPSLAP_PGST202512","A5","SubLAP","SLAP_PGST",2025,12,29,0]
["A5SubLAPSLAP_PGST20261","A5","SubLAP","SLAP_PGST",2026,1,19,0]
["A5SubLAPSLAP_PGST20262","A5","SubLAP","SLAP_PGST",2026,2,20,0]
["A5SubLAPSLAP_PGST20263","A5","SubLAP","SLAP_PGST",2026,3,20,0]
["A5SubLAPSLAP_PGST20264","A5","SubLAP","SLAP_PGST",2026,4,20,0]
["A5SubLAPSLAP_PGST20265","A5","SubLAP","SLAP_PGST",2026,5,20,0]
["A5SubLAPSLAP_PGST20266","A5","SubLAP","SLAP_PGST",2026,6,20,0]
["A5SubLAPSLAP_PGST20267","A5","SubLAP","SLAP_PGST",2026,7,20,0]
["A5SubLAPSLAP_PGST20268","A5","SubLAP","SLAP_PGST",2026,8,22,0]
["A5SubLAPSLAP_PGST20269","A5","SubLAP","SLAP_PGST",2026,9,22,0]
["A5SubLAPSLAP_PGST202610","A5","SubLAP","SLAP_PGST",2026,10,22,0]
["A5SubLAPSLAP_PGST202611","A5","SubLAP","SLAP_PGST",2026,11,22,0]
["A5SubLAPSLAP_PGST202612","A5","SubLAP","SLAP_PGST",2026,12,22,0]
["A5SubLAPSLAP_PGST20271","A5","SubLAP","SLAP_PGST",2027,1,22,0]
["A5SubLAPSLAP_PGST20272","A5","SubLAP","SLAP_PGST",2027,2,26,0]
["A5SubLAPSLAP_PGST20273","A5","SubLAP","SLAP_PGST",2027,3,26,0]
["A5SubLAPSLAP_PGST20274","A5","SubLAP","SLAP_PGST",2027,4,26,0]
["A5SubLAPSLAP_PGST20275","A5","SubLAP","SLAP_PGST",2027,5,26,0]
["A5SubLAPSLAP_PGST20276","A5","SubLAP","SLAP_PGST",2027,6,26,0]
["A5SubLAPSLAP_PGST20277","A5","SubLAP","SLAP_PGST",2027,7,26,0]
["A5SubLAPSLAP_PGST20278","A5","SubLAP","SLAP_PGST",2027,8,26,0]
["A5SubLAPSLAP_PGST20279","A5","SubLAP","SLAP_PGST",2027,9,26,0]
["A5SubLAPSLAP_PGST202710","A5","SubLAP","SLAP_PGST",2027,10,26,0]
["A5SubLAPSLAP_PGST202711","A5","SubLAP","SLAP_PGST",2027,11,28,0]
["A5SubLAPSLAP_PGST202712","A5","SubLAP","SLAP_PGST",2027,12,28,0]
["A5SubLAPSLAP_PGZP20251","A5","SubLAP","SLAP_PGZP",2025,1,0,1]
["A5SubLAPSLAP_PGZP20252","A5","SubLAP","SLAP_PGZP",2025,2,0,1]
["A5SubLAPSLAP_PGZP20253","A5","SubLAP","SLAP_PGZP",2025,3,1,1]
["A5SubLAPSLAP_PGZP20254","A5","SubLAP","SLAP_PGZP",2025,4,25,0]
["A5SubLAPSLAP_PGZP20255","A5","SubLAP","SLAP_PGZP",2025,5,32,0]
["A5SubLAPSLAP_PGZP20256","A5","SubLAP","SLAP_PGZP",2025,6,34,0]
["A5SubLAPSLAP_PGZP20257","A5","SubLAP","SLAP_PGZP",2025,7,35,0]
["A5SubLAPSLAP_PGZP20258","A5","SubLAP","SLAP_PGZP",2025,8,40,0]
["A5SubLAPSLAP_PGZP20259","A5","SubLAP","SLAP_PGZP",2025,9,40,0]
["A5SubLAPSLAP_PGZP202510","A5","SubLAP","SLAP_PGZP",2025,10,40,0]
["A5SubLAPSLAP_PGZP202511","A5","SubLAP","SLAP_PGZP",2025,11,41,0]
["A5SubLAPSLAP_PGZP202512","A5","SubLAP","SLAP_PGZP",2025,12,41,0]
["A5SubLAPSLAP_PGZP20261","A5","SubLAP","SLAP_PGZP",2026,1,38,0]
["A5SubLAPSLAP_PGZP20262","A5","SubLAP","SLAP_PGZP",2026,2,38,0]
["A5SubLAPSLAP_PGZP20263","A5","SubLAP","SLAP_PGZP",2026,3,39,0]
["A5SubLAPSLAP_PGZP20264","A5","SubLAP","SLAP_PGZP",2026,4,41,0]
["A5SubLAPSLAP_PGZP20265","A5","SubLAP","SLAP_PGZP",2026,5,41,0]
["A5SubLAPSLAP_PGZP20266","A5","SubLAP","SLAP_PGZP",2026,6,42,0]
["A5SubLAPSLAP_PGZP20267","A5","SubLAP","SLAP_PGZP",2026,7,43,0]
["A5SubLAPSLAP_PGZP20268","A5","SubLAP","SLAP_PGZP",2026,8,43,0]
["A5SubLAPSLAP_PGZP20269","A5","SubLAP","SLAP_PGZP",2026,9,45,0]
["A5SubLAPSLAP_PGZP202610","A5","SubLAP","SLAP_PGZP",2026,10,47,0]
["A5SubLAPSLAP_PGZP202611","A5","SubLAP","SLAP_PGZP",2026,11,47,0]
["A5SubLAPSLAP_PGZP202612","A5","SubLAP","SLAP_PGZP",2026,12,48,0]
["A5SubLAPSLAP_PGZP20271","A5","SubLAP","SLAP_PGZP",2027,1,48,0]
["A5SubLAPSLAP_PGZP20272","A5","SubLAP","SLAP_PGZP",2027,2,49,0]
["A5SubLAPSLAP_PGZP20273","A5","SubLAP","SLAP_PGZP",2027,3,50,0]
["A5SubLAPSLAP_PGZP20274","A5","SubLAP","SLAP_PGZP",2027,4,50,0]
["A5SubLAPSLAP_PGZP20275","A5","SubLAP","SLAP_PGZP",2027,5,50,0]
["A5SubLAPSLAP_PGZP20276","A5","SubLAP","SLAP_PGZP",2027,6,55,0]
["A5SubLAPSLAP_PGZP20277","A5","SubLAP","SLAP_PGZP",2027,7,55,0]
["A5SubLAPSLAP_PGZP20278","A5","SubLAP","SLAP_PGZP",2027,8,55,0]
["A5SubLAPSLAP_PGZP20279","A5","SubLAP","SLAP_PGZP",2027,9,57,0]
["A5SubLAPSLAP_PGZP202710","A5","SubLAP","SLAP_PGZP",2027,10,57,0]
["A5SubLAPSLAP_PGZP202711","A5","SubLAP","SLAP_PGZP",2027,11,57,0]
["A5SubLAPSLAP_PGZP202712","A5","SubLAP","SLAP_PGZP",2027,12,58,0]
["All groupsAllAll20251","All groups","All","All",2025,1,16927,0]
["All groupsAllAll20252","All groups","All","All",2025,2,17010,0]
["All groupsAllAll20253","All groups","All","All",2025,3,17510,0]
["All groupsAllAll20254","All groups","All","All",2025,4,17970,0]
["All groupsAllAll20255","All groups","All","All",2025,5,18293,0]
["All groupsAllAll20256","All groups","All","All",2025,6,19064,0]
["All groupsAllAll20257","All groups","All","All",2025,7,19470,0]
["All groupsAllAll20258","All groups","All","All",2025,8,19500,0]
["All groupsAllAll20259","All groups","All","All",2025,9,19703,0]
["All groupsAllAll202510","All groups","All","All",2025,10,19936,0]
["All groupsAllAll202511","All groups","All","All",2025,11,19944,0]
["All groupsAllAll202512","All groups","All","All",2025,12,19944,0]
["All groupsAllAll20261","All groups","All","All",2026,1,21050,0]
["All groupsAllAll20262","All groups","All","All",2026,2,21153,0]
["All groupsAllAll20263","All groups","All","All",2026,3,21286,0]
["All groupsAllAll20264","All groups","All","All",2026,4,21434,0]
["All groupsAllAll20265","All groups","All","All",2026,5,21578,0]
["All groupsAllAll20266","All groups","All","All",2026,6,21719,0]
["All groupsAllAll20267","All groups","All","All",2026,7,21858,0]
["All groupsAllAll20268","All groups","All","All",2026,8,22021,0]
["All groupsAllAll20269","All groups","All","All",2026,9,22166,0]
["All groupsAllAll202610","All groups","All","All",2026,10,22318,0]
["All groupsAllAll202611","All groups","All","All",2026,11,22469,0]
["All groupsAllAll202612","All groups","All","All",2026,12,22627,0]
["All groupsAllAll20271","All groups","All","All",2027,1,22756,0]
["All groupsAllAll20272","All groups","All","All",2027,2,22912,0]
["All groupsAllAll20273","All groups","All","All",2027,3,23048,0]
["All groupsAllAll20274","All groups","All","All",2027,4,23200,0]
["All groupsAllAll20275","All groups","All","All",2027,5,23340,0]
["All groupsAllAll20276","All groups","All","All",2027,6,23482,0]
["All groupsAllAll20277","All groups","All","All",2027,7,23621,0]
["All groupsAllAll20278","All groups","All","All",2027,8,23761,0]
["All groupsAllAll20279","All groups","All","All",2027,9,23913,0]
["All groupsAllAll202710","All groups","All","All",2027,10,24072,0]
["All groupsAllAll202711","All groups","All","All",2027,11,24226,0]
["All groupsAllAll202712","All groups","All","All",2027,12,24397,0]
["All groupsLCAGreater Bay Area20251","All groups","LCA","Greater Bay Area",2025,1,2045,0]
["All groupsLCAGreater Bay Area20252","All groups","LCA","Greater Bay Area",2025,2,2065,0]
["All groupsLCAGreater Bay Area20253","All groups","LCA","Greater Bay Area",2025,3,2253,0]
["All groupsLCAGreater Bay Area20254","All groups","LCA","Greater Bay Area",2025,4,2390,0]
["All groupsLCAGreater Bay Area20255","All groups","LCA","Greater Bay Area",2025,5,2433,0]
["All groupsLCAGreater Bay Area20256","All groups","LCA","Greater Bay Area",2025,6,2597,0]
["All groupsLCAGreater Bay Area20257","All groups","LCA","Greater Bay Area",2025,7,2679,0]
["All groupsLCAGreater Bay Area20258","All groups","LCA","Greater Bay Area",2025,8,2744,0]
["All groupsLCAGreater Bay Area20259","All groups","LCA","Greater Bay Area",2025,9,2808,0]
["All groupsLCAGreater Bay Area202510","All groups","LCA","Greater Bay Area",2025,10,2863,0]
["All groupsLCAGreater Bay Area202511","All groups","LCA","Greater Bay Area",2025,11,2867,0]
["All groupsLCAGreater Bay Area202512","All groups","LCA","Greater Bay Area",2025,12,2867,0]
["All groupsLCAGreater Bay Area20261","All groups","LCA","Greater Bay Area",2026,1,3052,0]
["All groupsLCAGreater Bay Area20262","All groups","LCA","Greater Bay Area",2026,2,3057,0]
["All groupsLCAGreater Bay Area20263","All groups","LCA","Greater Bay Area",2026,3,3064,0]
["All groupsLCAGreater Bay Area20264","All groups","LCA","Greater Bay Area",2026,4,3070,0]
["All groupsLCAGreater Bay Area20265","All groups","LCA","Greater Bay Area",2026,5,3082,0]
["All groupsLCAGreater Bay Area20266","All groups","LCA","Greater Bay Area",2026,6,3088,0]
["All groupsLCAGreater Bay Area20267","All groups","LCA","Greater Bay Area",2026,7,3095,0]
["All groupsLCAGreater Bay Area20268","All groups","LCA","Greater Bay Area",2026,8,3109,0]
["All groupsLCAGreater Bay Area20269","All groups","LCA","Greater Bay Area",2026,9,3116,0]
["All groupsLCAGreater Bay Area202610","All groups","LCA","Greater Bay Area",2026,10,3127,0]
["All groupsLCAGreater Bay Area202611","All groups","LCA","Greater Bay Area",2026,11,3130,0]
["All groupsLCAGreater Bay Area202612","All groups","LCA","Greater Bay Area",2026,12,3140,0]
["All groupsLCAGreater Bay Area20271","All groups","LCA","Greater Bay Area",2027,1,3150,0]
["All groupsLCAGreater Bay Area20272","All groups","LCA","Greater Bay Area",2027,2,3160,0]
["All groupsLCAGreater Bay Area20273","All groups","LCA","Greater Bay Area",2027,3,3167,0]
["All groupsLCAGreater Bay Area20274","All groups","LCA","Greater Bay Area",2027,4,3173,0]
["All groupsLCAGreater Bay Area20275","All groups","LCA","Greater Bay Area",2027,5,3179,0]
["All groupsLCAGreater Bay Area20276","All groups","LCA","Greater Bay Area",2027,6,3188,0]
["All groupsLCAGreater Bay Area20277","All groups","LCA","Greater Bay Area",2027,7,3195,0]
["All groupsLCAGreater Bay Area20278","All groups","LCA","Greater Bay Area",2027,8,3203,0]
["All groupsLCAGreater Bay Area20279","All groups","LCA","Greater Bay Area",2027,9,3211,0]
["All groupsLCAGreater Bay Area202710","All groups","LCA","Greater Bay Area",2027,10,3221,0]
["All groupsLCAGreater Bay Area202711","All groups","LCA","Greater Bay Area",2027,11,3228,0]
["All groupsLCAGreater Bay Area202712","All groups","LCA","Greater Bay Area",2027,12,3244,0]
["All groupsLCAGreater Fresno Area20251","All groups","LCA","Greater Fresno Area",2025,1,3468,0]
["All groupsLCAGreater Fresno Area20252","All groups","LCA","Greater Fresno Area",2025,2,3506,0]
["All groupsLCAGreater Fresno Area20253","All groups","LCA","Greater Fresno Area",2025,3,3744,0]
["All groupsLCAGreater Fresno Area20254","All groups","LCA","Greater Fresno Area",2025,4,3866,0]
["All groupsLCAGreater Fresno Area20255","All groups","LCA","Greater Fresno Area",2025,5,3914,0]
["All groupsLCAGreater Fresno Area20256","All groups","LCA","Greater Fresno Area",2025,6,4218,0]
["All groupsLCAGreater Fresno Area20257","All groups","LCA","Greater Fresno Area",2025,7,4370,0]
["All groupsLCAGreater Fresno Area20258","All groups","LCA","Greater Fresno Area",2025,8,4364,0]
["All groupsLCAGreater Fresno Area20259","All groups","LCA","Greater Fresno Area",2025,9,4386,0]
["All groupsLCAGreater Fresno Area202510","All groups","LCA","Greater Fresno Area",2025,10,4406,0]
["All groupsLCAGreater Fresno Area202511","All groups","LCA","Greater Fresno Area",2025,11,4406,0]
["All groupsLCAGreater Fresno Area202512","All groups","LCA","Greater Fresno Area",2025,12,4406,0]
["All groupsLCAGreater Fresno Area20261","All groups","LCA","Greater Fresno Area",2026,1,4671,0]
["All groupsLCAGreater Fresno Area20262","All groups","LCA","Greater Fresno Area",2026,2,4662,0]
["All groupsLCAGreater Fresno Area20263","All groups","LCA","Greater Fresno Area",2026,3,4669,0]
["All groupsLCAGreater Fresno Area20264","All groups","LCA","Greater Fresno Area",2026,4,4673,0]
["All groupsLCAGreater Fresno Area20265","All groups","LCA","Greater Fresno Area",2026,5,4679,0]
["All groupsLCAGreater Fresno Area20266","All groups","LCA","Greater Fresno Area",2026,6,4683,0]
["All groupsLCAGreater Fresno Area20267","All groups","LCA","Greater Fresno Area",2026,7,4690,0]
["All groupsLCAGreater Fresno Area20268","All groups","LCA","Greater Fresno Area",2026,8,4696,0]
["All groupsLCAGreater Fresno Area20269","All groups","LCA","Greater Fresno Area",2026,9,4701,0]
["All groupsLCAGreater Fresno Area202610","All groups","LCA","Greater Fresno Area",2026,10,4705,0]
["All groupsLCAGreater Fresno Area202611","All groups","LCA","Greater Fresno Area",2026,11,4710,0]
["All groupsLCAGreater Fresno Area202612","All groups","LCA","Greater Fresno Area",2026,12,4715,0]
["All groupsLCAGreater Fresno Area20271","All groups","LCA","Greater Fresno Area",2027,1,4720,0]
["All groupsLCAGreater Fresno Area20272","All groups","LCA","Greater Fresno Area",2027,2,4727,0]
["All groupsLCAGreater Fresno Area20273","All groups","LCA","Greater Fresno Area",2027,3,4730,0]
["All groupsLCAGreater Fresno Area20274","All groups","LCA","Greater Fresno Area",2027,4,4738,0]
["All groupsLCAGreater Fresno Area20275","All groups","LCA","Greater Fresno Area",2027,5,4742,0]
["All groupsLCAGreater Fresno Area20276","All groups","LCA","Greater Fresno Area",2027,6,4746,0]
["All groupsLCAGreater Fresno Area20277","All groups","LCA","Greater Fresno Area",2027,7,4752,0]
["All groupsLCAGreater Fresno Area20278","All groups","LCA","Greater Fresno Area",2027,8,4756,0]
["All groupsLCAGreater Fresno Area20279","All groups","LCA","Greater Fresno Area",2027,9,4764,0]
["All groupsLCAGreater Fresno Area202710","All groups","LCA","Greater Fresno Area",2027,10,4769,0]
["All groupsLCAGreater Fresno Area202711","All groups","LCA","Greater Fresno Area",2027,11,4775,0]
["All groupsLCAGreater Fresno Area202712","All groups","LCA","Greater Fresno Area",2027,12,4780,0]
["All groupsLCAHumboldt20251","All groups","LCA","Humboldt",2025,1,60,0]
["All groupsLCAHumboldt20252","All groups","LCA","Humboldt",2025,2,60,0]
["All groupsLCAHumboldt20253","All groups","LCA","Humboldt",2025,3,60,0]
["All groupsLCAHumboldt20254","All groups","LCA","Humboldt",2025,4,62,0]
["All groupsLCAHumboldt20255","All groups","LCA","Humboldt",2025,5,63,0]
["All groupsLCAHumboldt20256","All groups","LCA","Humboldt",2025,6,63,0]
["All groupsLCAHumboldt20257","All groups","LCA","Humboldt",2025,7,63,0]
["All groupsLCAHumboldt20258","All groups","LCA","Humboldt",2025,8,63,0]
["All groupsLCAHumboldt20259","All groups","LCA","Humboldt",2025,9,63,0]
["All groupsLCAHumboldt202510","All groups","LCA","Humboldt",2025,10,65,0]
["All groupsLCAHumboldt202511","All groups","LCA","Humboldt",2025,11,65,0]
["All groupsLCAHumboldt202512","All groups","LCA","Humboldt",2025,12,65,0]
["All groupsLCAHumboldt20261","All groups","LCA","Humboldt",2026,1,67,0]
["All groupsLCAHumboldt20262","All groups","LCA","Humboldt",2026,2,67,0]
["All groupsLCAHumboldt20263","All groups","LCA","Humboldt",2026,3,67,0]
["All groupsLCAHumboldt20264","All groups","LCA","Humboldt",2026,4,67,0]
["All groupsLCAHumboldt20265","All groups","LCA","Humboldt",2026,5,67,0]
["All groupsLCAHumboldt20266","All groups","LCA","Humboldt",2026,6,67,0]
["All groupsLCAHumboldt20267","All groups","LCA","Humboldt",2026,7,67,0]
["All groupsLCAHumboldt20268","All groups","LCA","Humboldt",2026,8,68,0]
["All groupsLCAHumboldt20269","All groups","LCA","Humboldt",2026,9,68,0]
["All groupsLCAHumboldt202610","All groups","LCA","Humboldt",2026,10,68,0]
["All groupsLCAHumboldt202611","All groups","LCA","Humboldt",2026,11,68,0]
["All groupsLCAHumboldt202612","All groups","LCA","Humboldt",2026,12,68,0]
["All groupsLCAHumboldt20271","All groups","LCA","Humboldt",2027,1,68,0]
["All groupsLCAHumboldt20272","All groups","LCA","Humboldt",2027,2,71,0]
["All groupsLCAHumboldt20273","All groups","LCA","Humboldt",2027,3,72,0]
["All groupsLCAHumboldt20274","All groups","LCA","Humboldt",2027,4,72,0]
["All groupsLCAHumboldt20275","All groups","LCA","Humboldt",2027,5,72,0]
["All groupsLCAHumboldt20276","All groups","LCA","Humboldt",2027,6,72,0]
["All groupsLCAHumboldt20277","All groups","LCA","Humboldt",2027,7,72,0]
["All groupsLCAHumboldt20278","All groups","LCA","Humboldt",2027,8,72,0]
["All groupsLCAHumboldt20279","All groups","LCA","Humboldt",2027,9,72,0]
["All groupsLCAHumboldt202710","All groups","LCA","Humboldt",2027,10,74,0]
["All groupsLCAHumboldt202711","All groups","LCA","Humboldt",2027,11,74,0]
["All groupsLCAHumboldt202712","All groups","LCA","Humboldt",2027,12,74,0]
["All groupsLCAKern20251","All groups","LCA","Kern",2025,1,630,0]
["All groupsLCAKern20252","All groups","LCA","Kern",2025,2,630,0]
["All groupsLCAKern20253","All groups","LCA","Kern",2025,3,630,0]
["All groupsLCAKern20254","All groups","LCA","Kern",2025,4,637,0]
["All groupsLCAKern20255","All groups","LCA","Kern",2025,5,652,0]
["All groupsLCAKern20256","All groups","LCA","Kern",2025,6,662,0]
["All groupsLCAKern20257","All groups","LCA","Kern",2025,7,664,0]
["All groupsLCAKern20258","All groups","LCA","Kern",2025,8,671,0]
["All groupsLCAKern20259","All groups","LCA","Kern",2025,9,677,0]
["All groupsLCAKern202510","All groups","LCA","Kern",2025,10,695,0]
["All groupsLCAKern202511","All groups","LCA","Kern",2025,11,695,0]
["All groupsLCAKern202512","All groups","LCA","Kern",2025,12,695,0]
["All groupsLCAKern20261","All groups","LCA","Kern",2026,1,755,0]
["All groupsLCAKern20262","All groups","LCA","Kern",2026,2,755,0]
["All groupsLCAKern20263","All groups","LCA","Kern",2026,3,758,0]
["All groupsLCAKern20264","All groups","LCA","Kern",2026,4,758,0]
["All groupsLCAKern20265","All groups","LCA","Kern",2026,5,758,0]
["All groupsLCAKern20266","All groups","LCA","Kern",2026,6,760,0]
["All groupsLCAKern20267","All groups","LCA","Kern",2026,7,760,0]
["All groupsLCAKern20268","All groups","LCA","Kern",2026,8,760,0]
["All groupsLCAKern20269","All groups","LCA","Kern",2026,9,761,0]
["All groupsLCAKern202610","All groups","LCA","Kern",2026,10,761,0]
["All groupsLCAKern202611","All groups","LCA","Kern",2026,11,763,0]
["All groupsLCAKern202612","All groups","LCA","Kern",2026,12,764,0]
["All groupsLCAKern20271","All groups","LCA","Kern",2027,1,764,0]
["All groupsLCAKern20272","All groups","LCA","Kern",2027,2,768,0]
["All groupsLCAKern20273","All groups","LCA","Kern",2027,3,769,0]
["All groupsLCAKern20274","All groups","LCA","Kern",2027,4,769,0]
["All groupsLCAKern20275","All groups","LCA","Kern",2027,5,770,0]
["All groupsLCAKern20276","All groups","LCA","Kern",2027,6,770,0]
["All groupsLCAKern20277","All groups","LCA","Kern",2027,7,770,0]
["All groupsLCAKern20278","All groups","LCA","Kern",2027,8,772,0]
["All groupsLCAKern20279","All groups","LCA","Kern",2027,9,773,0]
["All groupsLCAKern202710","All groups","LCA","Kern",2027,10,773,0]
["All groupsLCAKern202711","All groups","LCA","Kern",2027,11,774,0]
["All groupsLCAKern202712","All groups","LCA","Kern",2027,12,775,0]
["All groupsLCANorth Coast and North Bay20251","All groups","LCA","North Coast and North Bay",2025,1,0,1]
["All groupsLCANorth Coast and North Bay20251","All groups","LCA","North Coast and North Bay",2025,1,734,0]
["All groupsLCANorth Coast and North Bay20252","All groups","LCA","North Coast and North Bay",2025,2,735,0]
["All groupsLCANorth Coast and North Bay20252","All groups","LCA","North Coast and North Bay",2025,2,0,1]
["All groupsLCANorth Coast and North Bay20253","All groups","LCA","North Coast and North Bay",2025,3,735,0]
["All groupsLCANorth Coast and North Bay20253","All groups","LCA","North Coast and North Bay",2025,3,0,1]
["All groupsLCANorth Coast and North Bay20254","All groups","LCA","North Coast and North Bay",2025,4,762,0]
["All groupsLCANorth Coast and North Bay20254","All groups","LCA","North Coast and North Bay",2025,4,1,1]
["All groupsLCANorth Coast and North Bay20255","All groups","LCA","North Coast and North Bay",2025,5,1,1]
["All groupsLCANorth Coast and North Bay20255","All groups","LCA","North Coast and North Bay",2025,5,787,0]
["All groupsLCANorth Coast and North Bay20256","All groups","LCA","North Coast and North Bay",2025,6,820,0]
["All groupsLCANorth Coast and North Bay20256","All groups","LCA","North Coast and North Bay",2025,6,1,1]
["All groupsLCANorth Coast and North Bay20257","All groups","LCA","North Coast and North Bay",2025,7,1,1]
["All groupsLCANorth Coast and North Bay20257","All groups","LCA","North Coast and North Bay",2025,7,827,0]
["All groupsLCANorth Coast and North Bay20258","All groups","LCA","North Coast and North Bay",2025,8,820,0]
["All groupsLCANorth Coast and North Bay20258","All groups","LCA","North Coast and North Bay",2025,8,1,1]
["All groupsLCANorth Coast and North Bay20259","All groups","LCA","North Coast and North Bay",2025,9,837,0]
["All groupsLCANorth Coast and North Bay20259","All groups","LCA","North Coast and North Bay",2025,9,1,1]
["All groupsLCANorth Coast and North Bay202510","All groups","LCA","North Coast and North Bay",2025,10,861,0]
["All groupsLCANorth Coast and North Bay202510","All groups","LCA","North Coast and North Bay",2025,10,1,1]
["All groupsLCANorth Coast and North Bay202511","All groups","LCA","North Coast and North Bay",2025,11,862,0]
["All groupsLCANorth Coast and North Bay202511","All groups","LCA","North Coast and North Bay",2025,11,1,1]
["All groupsLCANorth Coast and North Bay202512","All groups","LCA","North Coast and North Bay",2025,12,1,1]
["All groupsLCANorth Coast and North Bay202512","All groups","LCA","North Coast and North Bay",2025,12,862,0]
["All groupsLCANorth Coast and North Bay20261","All groups","LCA","North Coast and North Bay",2026,1,904,0]
["All groupsLCANorth Coast and North Bay20262","All groups","LCA","North Coast and North Bay",2026,2,911,0]
["All groupsLCANorth Coast and North Bay20263","All groups","LCA","North Coast and North Bay",2026,3,917,0]
["All groupsLCANorth Coast and North Bay20264","All groups","LCA","North Coast and North Bay",2026,4,924,0]
["All groupsLCANorth Coast and North Bay20265","All groups","LCA","North Coast and North Bay",2026,5,931,0]
["All groupsLCANorth Coast and North Bay20266","All groups","LCA","North Coast and North Bay",2026,6,942,0]
["All groupsLCANorth Coast and North Bay20267","All groups","LCA","North Coast and North Bay",2026,7,950,0]
["All groupsLCANorth Coast and North Bay20268","All groups","LCA","North Coast and North Bay",2026,8,962,0]
["All groupsLCANorth Coast and North Bay20269","All groups","LCA","North Coast and North Bay",2026,9,970,0]
["All groupsLCANorth Coast and North Bay202610","All groups","LCA","North Coast and North Bay",2026,10,978,0]
["All groupsLCANorth Coast and North Bay202611","All groups","LCA","North Coast and North Bay",2026,11,986,0]
["All groupsLCANorth Coast and North Bay202612","All groups","LCA","North Coast and North Bay",2026,12,994,0]
["All groupsLCANorth Coast and North Bay20271","All groups","LCA","North Coast and North Bay",2027,1,1001,0]
["All groupsLCANorth Coast and North Bay20272","All groups","LCA","North Coast and North Bay",2027,2,1011,0]
["All groupsLCANorth Coast and North Bay20273","All groups","LCA","North Coast and North Bay",2027,3,1018,0]
["All groupsLCANorth Coast and North Bay20274","All groups","LCA","North Coast and North Bay",2027,4,1025,0]
["All groupsLCANorth Coast and North Bay20275","All groups","LCA","North Coast and North Bay",2027,5,1033,0]
["All groupsLCANorth Coast and North Bay20276","All groups","LCA","North Coast and North Bay",2027,6,1041,0]
["All groupsLCANorth Coast and North Bay20277","All groups","LCA","North Coast and North Bay",2027,7,1049,0]
["All groupsLCANorth Coast and North Bay20278","All groups","LCA","North Coast and North Bay",2027,8,1054,0]
["All groupsLCANorth Coast and North Bay20279","All groups","LCA","North Coast and North Bay",2027,9,1063,0]
["All groupsLCANorth Coast and North Bay202710","All groups","LCA","North Coast and North Bay",2027,10,1073,0]
["All groupsLCANorth Coast and North Bay202711","All groups","LCA","North Coast and North Bay",2027,11,1082,0]
["All groupsLCANorth Coast and North Bay202712","All groups","LCA","North Coast and North Bay",2027,12,1089,0]
["All groupsLCAOther20251","All groups","LCA","Other",2025,1,2359,0]
["All groupsLCAOther20252","All groups","LCA","Other",2025,2,2359,0]
["All groupsLCAOther20253","All groups","LCA","Other",2025,3,2384,0]
["All groupsLCAOther20254","All groups","LCA","Other",2025,4,2507,0]
["All groupsLCAOther20255","All groups","LCA","Other",2025,5,2606,0]
["All groupsLCAOther20256","All groups","LCA","Other",2025,6,2796,0]
["All groupsLCAOther20257","All groups","LCA","Other",2025,7,2831,0]
["All groupsLCAOther20258","All groups","LCA","Other",2025,8,2917,0]
["All groupsLCAOther20259","All groups","LCA","Other",2025,9,2975,0]
["All groupsLCAOther202510","All groups","LCA","Other",2025,10,3013,0]
["All groupsLCAOther202511","All groups","LCA","Other",2025,11,3015,0]
["All groupsLCAOther202512","All groups","LCA","Other",2025,12,3015,0]
["All groupsLCAOther20261","All groups","LCA","Other",2026,1,3030,0]
["All groupsLCAOther20262","All groups","LCA","Other",2026,2,3026,0]
["All groupsLCAOther20263","All groups","LCA","Other",2026,3,3029,0]
["All groupsLCAOther20264","All groups","LCA","Other",2026,4,3042,0]
["All groupsLCAOther20265","All groups","LCA","Other",2026,5,3046,0]
["All groupsLCAOther20266","All groups","LCA","Other",2026,6,3049,0]
["All groupsLCAOther20267","All groups","LCA","Other",2026,7,3052,0]
["All groupsLCAOther20268","All groups","LCA","Other",2026,8,3055,0]
["All groupsLCAOther20269","All groups","LCA","Other",2026,9,3060,0]
["All groupsLCAOther202610","All groups","LCA","Other",2026,10,3065,0]
["All groupsLCAOther202611","All groups","LCA","Other",2026,11,3070,0]
["All groupsLCAOther202612","All groups","LCA","Other",2026,12,3074,0]
["All groupsLCAOther20271","All groups","LCA","Other",2027,1,3076,0]
["All groupsLCAOther20272","All groups","LCA","Other",2027,2,3086,0]
["All groupsLCAOther20273","All groups","LCA","Other",2027,3,3089,0]
["All groupsLCAOther20274","All groups","LCA","Other",2027,4,3092,0]
["All groupsLCAOther20275","All groups","LCA","Other",2027,5,3095,0]
["All groupsLCAOther20276","All groups","LCA","Other",2027,6,3103,0]
["All groupsLCAOther20277","All groups","LCA","Other",2027,7,3106,0]
["All groupsLCAOther20278","All groups","LCA","Other",2027,8,3113,0]
["All groupsLCAOther20279","All groups","LCA","Other",2027,9,3118,0]
["All groupsLCAOther202710","All groups","LCA","Other",2027,10,3119,0]
["All groupsLCAOther202711","All groups","LCA","Other",2027,11,3121,0]
["All groupsLCAOther202712","All groups","LCA","Other",2027,12,3133,0]
["All groupsLCASierra20251","All groups","LCA","Sierra",2025,1,734,0]
["All groupsLCASierra20252","All groups","LCA","Sierra",2025,2,734,0]
["All groupsLCASierra20253","All groups","LCA","Sierra",2025,3,760,0]
["All groupsLCASierra20254","All groups","LCA","Sierra",2025,4,776,0]
["All groupsLCASierra20255","All groups","LCA","Sierra",2025,5,790,0]
["All groupsLCASierra20256","All groups","LCA","Sierra",2025,6,824,0]
["All groupsLCASierra20257","All groups","LCA","Sierra",2025,7,829,0]
["All groupsLCASierra20258","All groups","LCA","Sierra",2025,8,834,0]
["All groupsLCASierra20259","All groups","LCA","Sierra",2025,9,857,0]
["All groupsLCASierra202510","All groups","LCA","Sierra",2025,10,874,0]
["All groupsLCASierra202511","All groups","LCA","Sierra",2025,11,874,0]
["All groupsLCASierra202512","All groups","LCA","Sierra",2025,12,874,0]
["All groupsLCASierra20261","All groups","LCA","Sierra",2026,1,907,0]
["All groupsLCASierra20262","All groups","LCA","Sierra",2026,2,905,0]
["All groupsLCASierra20263","All groups","LCA","Sierra",2026,3,908,0]
["All groupsLCASierra20264","All groups","LCA","Sierra",2026,4,908,0]
["All groupsLCASierra20265","All groups","LCA","Sierra",2026,5,909,0]
["All groupsLCASierra20266","All groups","LCA","Sierra",2026,6,909,0]
["All groupsLCASierra20267","All groups","LCA","Sierra",2026,7,911,0]
["All groupsLCASierra20268","All groups","LCA","Sierra",2026,8,913,0]
["All groupsLCASierra20269","All groups","LCA","Sierra",2026,9,914,0]
["All groupsLCASierra202610","All groups","LCA","Sierra",2026,10,915,0]
["All groupsLCASierra202611","All groups","LCA","Sierra",2026,11,917,0]
["All groupsLCASierra202612","All groups","LCA","Sierra",2026,12,920,0]
["All groupsLCASierra20271","All groups","LCA","Sierra",2027,1,920,0]
["All groupsLCASierra20272","All groups","LCA","Sierra",2027,2,922,0]
["All groupsLCASierra20273","All groups","LCA","Sierra",2027,3,923,0]
["All groupsLCASierra20274","All groups","LCA","Sierra",2027,4,923,0]
["All groupsLCASierra20275","All groups","LCA","Sierra",2027,5,926,0]
["All groupsLCASierra20276","All groups","LCA","Sierra",2027,6,929,0]
["All groupsLCASierra20277","All groups","LCA","Sierra",2027,7,929,0]
["All groupsLCASierra20278","All groups","LCA","Sierra",2027,8,930,0]
["All groupsLCASierra20279","All groups","LCA","Sierra",2027,9,931,0]
["All groupsLCASierra202710","All groups","LCA","Sierra",2027,10,934,0]
["All groupsLCASierra202711","All groups","LCA","Sierra",2027,11,937,0]
["All groupsLCASierra202712","All groups","LCA","Sierra",2027,12,938,0]
["All groupsLCAStockton20251","All groups","LCA","Stockton",2025,1,783,0]
["All groupsLCAStockton20252","All groups","LCA","Stockton",2025,2,798,0]
["All groupsLCAStockton20253","All groups","LCA","Stockton",2025,3,807,0]
["All groupsLCAStockton20254","All groups","LCA","Stockton",2025,4,821,0]
["All groupsLCAStockton20255","All groups","LCA","Stockton",2025,5,859,0]
["All groupsLCAStockton20256","All groups","LCA","Stockton",2025,6,865,0]
["All groupsLCAStockton20257","All groups","LCA","Stockton",2025,7,878,0]
["All groupsLCAStockton20258","All groups","LCA","Stockton",2025,8,895,0]
["All groupsLCAStockton20259","All groups","LCA","Stockton",2025,9,900,0]
["All groupsLCAStockton202510","All groups","LCA","Stockton",2025,10,953,0]
["All groupsLCAStockton202511","All groups","LCA","Stockton",2025,11,953,0]
["All groupsLCAStockton202512","All groups","LCA","Stockton",2025,12,953,0]
["All groupsLCAStockton20261","All groups","LCA","Stockton",2026,1,970,0]
["All groupsLCAStockton20262","All groups","LCA","Stockton",2026,2,968,0]
["All groupsLCAStockton20263","All groups","LCA","Stockton",2026,3,968,0]
["All groupsLCAStockton20264","All groups","LCA","Stockton",2026,4,969,0]
["All groupsLCAStockton20265","All groups","LCA","Stockton",2026,5,970,0]
["All groupsLCAStockton20266","All groups","LCA","Stockton",2026,6,971,0]
["All groupsLCAStockton20267","All groups","LCA","Stockton",2026,7,971,0]
["All groupsLCAStockton20268","All groups","LCA","Stockton",2026,8,973,0]
["All groupsLCAStockton20269","All groups","LCA","Stockton",2026,9,975,0]
["All groupsLCAStockton202610","All groups","LCA","Stockton",2026,10,976,0]
["All groupsLCAStockton202611","All groups","LCA","Stockton",2026,11,977,0]
["All groupsLCAStockton202612","All groups","LCA","Stockton",2026,12,978,0]
["All groupsLCAStockton20271","All groups","LCA","Stockton",2027,1,978,0]
["All groupsLCAStockton20272","All groups","LCA","Stockton",2027,2,983,0]
["All groupsLCAStockton20273","All groups","LCA","Stockton",2027,3,983,0]
["All groupsLCAStockton20274","All groups","LCA","Stockton",2027,4,985,0]
["All groupsLCAStockton20275","All groups","LCA","Stockton",2027,5,985,0]
["All groupsLCAStockton20276","All groups","LCA","Stockton",2027,6,985,0]
["All groupsLCAStockton20277","All groups","LCA","Stockton",2027,7,987,0]
["All groupsLCAStockton20278","All groups","LCA","Stockton",2027,8,987,0]
["All groupsLCAStockton20279","All groups","LCA","Stockton",2027,9,988,0]
["All groupsLCAStockton202710","All groups","LCA","Stockton",2027,10,988,0]
["All groupsLCAStockton202711","All groups","LCA","Stockton",2027,11,991,0]
["All groupsLCAStockton202712","All groups","LCA","Stockton",2027,12,993,0]
["All groupsLCAnon-LCA20251","All groups","LCA","non-LCA",2025,1,24,0]
["All groupsLCAnon-LCA20252","All groups","LCA","non-LCA",2025,2,24,0]
["All groupsLCAnon-LCA20253","All groups","LCA","non-LCA",2025,3,24,0]
["All groupsLCAnon-LCA20254","All groups","LCA","non-LCA",2025,4,25,0]
["All groupsLCAnon-LCA20255","All groups","LCA","non-LCA",2025,5,41,0]
["All groupsLCAnon-LCA20256","All groups","LCA","non-LCA",2025,6,43,0]
["All groupsLCAnon-LCA20257","All groups","LCA","non-LCA",2025,7,43,0]
["All groupsLCAnon-LCA20258","All groups","LCA","non-LCA",2025,8,44,0]
["All groupsLCAnon-LCA20259","All groups","LCA","non-LCA",2025,9,48,0]
["All groupsLCAnon-LCA202510","All groups","LCA","non-LCA",2025,10,48,0]
["All groupsLCAnon-LCA202511","All groups","LCA","non-LCA",2025,11,48,0]
["All groupsLCAnon-LCA202512","All groups","LCA","non-LCA",2025,12,48,0]
["All groupsSubLAPSLAP_PGCC20251","All groups","SubLAP","SLAP_PGCC",2025,1,175,0]
["All groupsSubLAPSLAP_PGCC20252","All groups","SubLAP","SLAP_PGCC",2025,2,175,0]
["All groupsSubLAPSLAP_PGCC20253","All groups","SubLAP","SLAP_PGCC",2025,3,184,0]
["All groupsSubLAPSLAP_PGCC20254","All groups","SubLAP","SLAP_PGCC",2025,4,202,0]
["All groupsSubLAPSLAP_PGCC20255","All groups","SubLAP","SLAP_PGCC",2025,5,204,0]
["All groupsSubLAPSLAP_PGCC20256","All groups","SubLAP","SLAP_PGCC",2025,6,229,0]
["All groupsSubLAPSLAP_PGCC20257","All groups","SubLAP","SLAP_PGCC",2025,7,284,0]
["All groupsSubLAPSLAP_PGCC20258","All groups","SubLAP","SLAP_PGCC",2025,8,291,0]
["All groupsSubLAPSLAP_PGCC20259","All groups","SubLAP","SLAP_PGCC",2025,9,295,0]
["All groupsSubLAPSLAP_PGCC202510","All groups","SubLAP","SLAP_PGCC",2025,10,310,0]
["All groupsSubLAPSLAP_PGCC202511","All groups","SubLAP","SLAP_PGCC",2025,11,310,0]
["All groupsSubLAPSLAP_PGCC202512","All groups","SubLAP","SLAP_PGCC",2025,12,310,0]
["All groupsSubLAPSLAP_PGCC20261","All groups","SubLAP","SLAP_PGCC",2026,1,287,0]
["All groupsSubLAPSLAP_PGCC20262","All groups","SubLAP","SLAP_PGCC",2026,2,287,0]
["All groupsSubLAPSLAP_PGCC20263","All groups","SubLAP","SLAP_PGCC",2026,3,288,0]
["All groupsSubLAPSLAP_PGCC20264","All groups","SubLAP","SLAP_PGCC",2026,4,289,0]
["All groupsSubLAPSLAP_PGCC20265","All groups","SubLAP","SLAP_PGCC",2026,5,289,0]
["All groupsSubLAPSLAP_PGCC20266","All groups","SubLAP","SLAP_PGCC",2026,6,292,0]
["All groupsSubLAPSLAP_PGCC20267","All groups","SubLAP","SLAP_PGCC",2026,7,292,0]
["All groupsSubLAPSLAP_PGCC20268","All groups","SubLAP","SLAP_PGCC",2026,8,292,0]
["All groupsSubLAPSLAP_PGCC20269","All groups","SubLAP","SLAP_PGCC",2026,9,292,0]
["All groupsSubLAPSLAP_PGCC202610","All groups","SubLAP","SLAP_PGCC",2026,10,294,0]
["All groupsSubLAPSLAP_PGCC202611","All groups","SubLAP","SLAP_PGCC",2026,11,294,0]
["All groupsSubLAPSLAP_PGCC202612","All groups","SubLAP","SLAP_PGCC",2026,12,296,0]
["All groupsSubLAPSLAP_PGCC20271","All groups","SubLAP","SLAP_PGCC",2027,1,298,0]
["All groupsSubLAPSLAP_PGCC20272","All groups","SubLAP","SLAP_PGCC",2027,2,298,0]
["All groupsSubLAPSLAP_PGCC20273","All groups","SubLAP","SLAP_PGCC",2027,3,299,0]
["All groupsSubLAPSLAP_PGCC20274","All groups","SubLAP","SLAP_PGCC",2027,4,299,0]
["All groupsSubLAPSLAP_PGCC20275","All groups","SubLAP","SLAP_PGCC",2027,5,299,0]
["All groupsSubLAPSLAP_PGCC20276","All groups","SubLAP","SLAP_PGCC",2027,6,300,0]
["All groupsSubLAPSLAP_PGCC20277","All groups","SubLAP","SLAP_PGCC",2027,7,300,0]
["All groupsSubLAPSLAP_PGCC20278","All groups","SubLAP","SLAP_PGCC",2027,8,301,0]
["All groupsSubLAPSLAP_PGCC20279","All groups","SubLAP","SLAP_PGCC",2027,9,301,0]
["All groupsSubLAPSLAP_PGCC202710","All groups","SubLAP","SLAP_PGCC",2027,10,303,0]
["All groupsSubLAPSLAP_PGCC202711","All groups","SubLAP","SLAP_PGCC",2027,11,304,0]
["All groupsSubLAPSLAP_PGCC202712","All groups","SubLAP","SLAP_PGCC",2027,12,307,0]
["All groupsSubLAPSLAP_PGEB20251","All groups","SubLAP","SLAP_PGEB",2025,1,937,0]
["All groupsSubLAPSLAP_PGEB20252","All groups","SubLAP","SLAP_PGEB",2025,2,941,0]
["All groupsSubLAPSLAP_PGEB20253","All groups","SubLAP","SLAP_PGEB",2025,3,984,0]
["All groupsSubLAPSLAP_PGEB20254","All groups","SubLAP","SLAP_PGEB",2025,4,1020,0]
["All groupsSubLAPSLAP_PGEB20255","All groups","SubLAP","SLAP_PGEB",2025,5,1039,0]
["All groupsSubLAPSLAP_PGEB20256","All groups","SubLAP","SLAP_PGEB",2025,6,1105,0]
["All groupsSubLAPSLAP_PGEB20257","All groups","SubLAP","SLAP_PGEB",2025,7,1137,0]
["All groupsSubLAPSLAP_PGEB20258","All groups","SubLAP","SLAP_PGEB",2025,8,1152,0]
["All groupsSubLAPSLAP_PGEB20259","All groups","SubLAP","SLAP_PGEB",2025,9,1176,0]
["All groupsSubLAPSLAP_PGEB202510","All groups","SubLAP","SLAP_PGEB",2025,10,1198,0]
["All groupsSubLAPSLAP_PGEB202511","All groups","SubLAP","SLAP_PGEB",2025,11,1199,0]
["All groupsSubLAPSLAP_PGEB202512","All groups","SubLAP","SLAP_PGEB",2025,12,1199,0]
["All groupsSubLAPSLAP_PGEB20261","All groups","SubLAP","SLAP_PGEB",2026,1,1243,0]
["All groupsSubLAPSLAP_PGEB20262","All groups","SubLAP","SLAP_PGEB",2026,2,1251,0]
["All groupsSubLAPSLAP_PGEB20263","All groups","SubLAP","SLAP_PGEB",2026,3,1262,0]
["All groupsSubLAPSLAP_PGEB20264","All groups","SubLAP","SLAP_PGEB",2026,4,1273,0]
["All groupsSubLAPSLAP_PGEB20265","All groups","SubLAP","SLAP_PGEB",2026,5,1284,0]
["All groupsSubLAPSLAP_PGEB20266","All groups","SubLAP","SLAP_PGEB",2026,6,1294,0]
["All groupsSubLAPSLAP_PGEB20267","All groups","SubLAP","SLAP_PGEB",2026,7,1303,0]
["All groupsSubLAPSLAP_PGEB20268","All groups","SubLAP","SLAP_PGEB",2026,8,1319,0]
["All groupsSubLAPSLAP_PGEB20269","All groups","SubLAP","SLAP_PGEB",2026,9,1333,0]
["All groupsSubLAPSLAP_PGEB202610","All groups","SubLAP","SLAP_PGEB",2026,10,1342,0]
["All groupsSubLAPSLAP_PGEB202611","All groups","SubLAP","SLAP_PGEB",2026,11,1353,0]
["All groupsSubLAPSLAP_PGEB202612","All groups","SubLAP","SLAP_PGEB",2026,12,1364,0]
["All groupsSubLAPSLAP_PGEB20271","All groups","SubLAP","SLAP_PGEB",2027,1,1377,0]
["All groupsSubLAPSLAP_PGEB20272","All groups","SubLAP","SLAP_PGEB",2027,2,1385,0]
["All groupsSubLAPSLAP_PGEB20273","All groups","SubLAP","SLAP_PGEB",2027,3,1397,0]
["All groupsSubLAPSLAP_PGEB20274","All groups","SubLAP","SLAP_PGEB",2027,4,1408,0]
["All groupsSubLAPSLAP_PGEB20275","All groups","SubLAP","SLAP_PGEB",2027,5,1418,0]
["All groupsSubLAPSLAP_PGEB20276","All groups","SubLAP","SLAP_PGEB",2027,6,1427,0]
["All groupsSubLAPSLAP_PGEB20277","All groups","SubLAP","SLAP_PGEB",2027,7,1438,0]
["All groupsSubLAPSLAP_PGEB20278","All groups","SubLAP","SLAP_PGEB",2027,8,1449,0]
["All groupsSubLAPSLAP_PGEB20279","All groups","SubLAP","SLAP_PGEB",2027,9,1459,0]
["All groupsSubLAPSLAP_PGEB202710","All groups","SubLAP","SLAP_PGEB",2027,10,1476,0]
["All groupsSubLAPSLAP_PGEB202711","All groups","SubLAP","SLAP_PGEB",2027,11,1484,0]
["All groupsSubLAPSLAP_PGEB202712","All groups","SubLAP","SLAP_PGEB",2027,12,1496,0]
["All groupsSubLAPSLAP_PGF120251","All groups","SubLAP","SLAP_PGF1",2025,1,3587,0]
["All groupsSubLAPSLAP_PGF120252","All groups","SubLAP","SLAP_PGF1",2025,2,3636,0]
["All groupsSubLAPSLAP_PGF120253","All groups","SubLAP","SLAP_PGF1",2025,3,3875,0]
["All groupsSubLAPSLAP_PGF120254","All groups","SubLAP","SLAP_PGF1",2025,4,3999,0]
["All groupsSubLAPSLAP_PGF120255","All groups","SubLAP","SLAP_PGF1",2025,5,4047,0]
["All groupsSubLAPSLAP_PGF120256","All groups","SubLAP","SLAP_PGF1",2025,6,4403,0]
["All groupsSubLAPSLAP_PGF120257","All groups","SubLAP","SLAP_PGF1",2025,7,4569,0]
["All groupsSubLAPSLAP_PGF120258","All groups","SubLAP","SLAP_PGF1",2025,8,4570,0]
["All groupsSubLAPSLAP_PGF120259","All groups","SubLAP","SLAP_PGF1",2025,9,4592,0]
["All groupsSubLAPSLAP_PGF1202510","All groups","SubLAP","SLAP_PGF1",2025,10,4615,0]
["All groupsSubLAPSLAP_PGF1202511","All groups","SubLAP","SLAP_PGF1",2025,11,4615,0]
["All groupsSubLAPSLAP_PGF1202512","All groups","SubLAP","SLAP_PGF1",2025,12,4615,0]
["All groupsSubLAPSLAP_PGF120261","All groups","SubLAP","SLAP_PGF1",2026,1,4808,0]
["All groupsSubLAPSLAP_PGF120262","All groups","SubLAP","SLAP_PGF1",2026,2,4799,0]
["All groupsSubLAPSLAP_PGF120263","All groups","SubLAP","SLAP_PGF1",2026,3,4806,0]
["All groupsSubLAPSLAP_PGF120264","All groups","SubLAP","SLAP_PGF1",2026,4,4813,0]
["All groupsSubLAPSLAP_PGF120265","All groups","SubLAP","SLAP_PGF1",2026,5,4819,0]
["All groupsSubLAPSLAP_PGF120266","All groups","SubLAP","SLAP_PGF1",2026,6,4824,0]
["All groupsSubLAPSLAP_PGF120267","All groups","SubLAP","SLAP_PGF1",2026,7,4831,0]
["All groupsSubLAPSLAP_PGF120268","All groups","SubLAP","SLAP_PGF1",2026,8,4838,0]
["All groupsSubLAPSLAP_PGF120269","All groups","SubLAP","SLAP_PGF1",2026,9,4843,0]
["All groupsSubLAPSLAP_PGF1202610","All groups","SubLAP","SLAP_PGF1",2026,10,4847,0]
["All groupsSubLAPSLAP_PGF1202611","All groups","SubLAP","SLAP_PGF1",2026,11,4853,0]
["All groupsSubLAPSLAP_PGF1202612","All groups","SubLAP","SLAP_PGF1",2026,12,4859,0]
["All groupsSubLAPSLAP_PGF120271","All groups","SubLAP","SLAP_PGF1",2027,1,4864,0]
["All groupsSubLAPSLAP_PGF120272","All groups","SubLAP","SLAP_PGF1",2027,2,4873,0]
["All groupsSubLAPSLAP_PGF120273","All groups","SubLAP","SLAP_PGF1",2027,3,4876,0]
["All groupsSubLAPSLAP_PGF120274","All groups","SubLAP","SLAP_PGF1",2027,4,4886,0]
["All groupsSubLAPSLAP_PGF120275","All groups","SubLAP","SLAP_PGF1",2027,5,4891,0]
["All groupsSubLAPSLAP_PGF120276","All groups","SubLAP","SLAP_PGF1",2027,6,4895,0]
["All groupsSubLAPSLAP_PGF120277","All groups","SubLAP","SLAP_PGF1",2027,7,4901,0]
["All groupsSubLAPSLAP_PGF120278","All groups","SubLAP","SLAP_PGF1",2027,8,4906,0]
["All groupsSubLAPSLAP_PGF120279","All groups","SubLAP","SLAP_PGF1",2027,9,4914,0]
["All groupsSubLAPSLAP_PGF1202710","All groups","SubLAP","SLAP_PGF1",2027,10,4920,0]
["All groupsSubLAPSLAP_PGF1202711","All groups","SubLAP","SLAP_PGF1",2027,11,4926,0]
["All groupsSubLAPSLAP_PGF1202712","All groups","SubLAP","SLAP_PGF1",2027,12,4932,0]
["All groupsSubLAPSLAP_PGFG20251","All groups","SubLAP","SLAP_PGFG",2025,1,592,0]
["All groupsSubLAPSLAP_PGFG20252","All groups","SubLAP","SLAP_PGFG",2025,2,593,0]
["All groupsSubLAPSLAP_PGFG20253","All groups","SubLAP","SLAP_PGFG",2025,3,593,0]
["All groupsSubLAPSLAP_PGFG20254","All groups","SubLAP","SLAP_PGFG",2025,4,605,0]
["All groupsSubLAPSLAP_PGFG20255","All groups","SubLAP","SLAP_PGFG",2025,5,616,0]
["All groupsSubLAPSLAP_PGFG20256","All groups","SubLAP","SLAP_PGFG",2025,6,637,0]
["All groupsSubLAPSLAP_PGFG20257","All groups","SubLAP","SLAP_PGFG",2025,7,643,0]
["All groupsSubLAPSLAP_PGFG20258","All groups","SubLAP","SLAP_PGFG",2025,8,644,0]
["All groupsSubLAPSLAP_PGFG20259","All groups","SubLAP","SLAP_PGFG",2025,9,648,0]
["All groupsSubLAPSLAP_PGFG202510","All groups","SubLAP","SLAP_PGFG",2025,10,664,0]
["All groupsSubLAPSLAP_PGFG202511","All groups","SubLAP","SLAP_PGFG",2025,11,665,0]
["All groupsSubLAPSLAP_PGFG202512","All groups","SubLAP","SLAP_PGFG",2025,12,665,0]
["All groupsSubLAPSLAP_PGFG20261","All groups","SubLAP","SLAP_PGFG",2026,1,695,0]
["All groupsSubLAPSLAP_PGFG20262","All groups","SubLAP","SLAP_PGFG",2026,2,701,0]
["All groupsSubLAPSLAP_PGFG20263","All groups","SubLAP","SLAP_PGFG",2026,3,710,0]
["All groupsSubLAPSLAP_PGFG20264","All groups","SubLAP","SLAP_PGFG",2026,4,720,0]
["All groupsSubLAPSLAP_PGFG20265","All groups","SubLAP","SLAP_PGFG",2026,5,727,0]
["All groupsSubLAPSLAP_PGFG20266","All groups","SubLAP","SLAP_PGFG",2026,6,735,0]
["All groupsSubLAPSLAP_PGFG20267","All groups","SubLAP","SLAP_PGFG",2026,7,745,0]
["All groupsSubLAPSLAP_PGFG20268","All groups","SubLAP","SLAP_PGFG",2026,8,755,0]
["All groupsSubLAPSLAP_PGFG20269","All groups","SubLAP","SLAP_PGFG",2026,9,763,0]
["All groupsSubLAPSLAP_PGFG202610","All groups","SubLAP","SLAP_PGFG",2026,10,771,0]
["All groupsSubLAPSLAP_PGFG202611","All groups","SubLAP","SLAP_PGFG",2026,11,782,0]
["All groupsSubLAPSLAP_PGFG202612","All groups","SubLAP","SLAP_PGFG",2026,12,791,0]
["All groupsSubLAPSLAP_PGFG20271","All groups","SubLAP","SLAP_PGFG",2027,1,798,0]
["All groupsSubLAPSLAP_PGFG20272","All groups","SubLAP","SLAP_PGFG",2027,2,807,0]
["All groupsSubLAPSLAP_PGFG20273","All groups","SubLAP","SLAP_PGFG",2027,3,815,0]
["All groupsSubLAPSLAP_PGFG20274","All groups","SubLAP","SLAP_PGFG",2027,4,825,0]
["All groupsSubLAPSLAP_PGFG20275","All groups","SubLAP","SLAP_PGFG",2027,5,835,0]
["All groupsSubLAPSLAP_PGFG20276","All groups","SubLAP","SLAP_PGFG",2027,6,841,0]
["All groupsSubLAPSLAP_PGFG20277","All groups","SubLAP","SLAP_PGFG",2027,7,849,0]
["All groupsSubLAPSLAP_PGFG20278","All groups","SubLAP","SLAP_PGFG",2027,8,858,0]
["All groupsSubLAPSLAP_PGFG20279","All groups","SubLAP","SLAP_PGFG",2027,9,867,0]
["All groupsSubLAPSLAP_PGFG202710","All groups","SubLAP","SLAP_PGFG",2027,10,879,0]
["All groupsSubLAPSLAP_PGFG202711","All groups","SubLAP","SLAP_PGFG",2027,11,887,0]
["All groupsSubLAPSLAP_PGFG202712","All groups","SubLAP","SLAP_PGFG",2027,12,898,0]
["All groupsSubLAPSLAP_PGHB20251","All groups","SubLAP","SLAP_PGHB",2025,1,1651,0]
["All groupsSubLAPSLAP_PGHB20252","All groups","SubLAP","SLAP_PGHB",2025,2,1655,0]
["All groupsSubLAPSLAP_PGHB20253","All groups","SubLAP","SLAP_PGHB",2025,3,1661,0]
["All groupsSubLAPSLAP_PGHB20254","All groups","SubLAP","SLAP_PGHB",2025,4,1666,0]
["All groupsSubLAPSLAP_PGHB20255","All groups","SubLAP","SLAP_PGHB",2025,5,1671,0]
["All groupsSubLAPSLAP_PGHB20256","All groups","SubLAP","SLAP_PGHB",2025,6,1674,0]
["All groupsSubLAPSLAP_PGHB20257","All groups","SubLAP","SLAP_PGHB",2025,7,1707,0]
["All groupsSubLAPSLAP_PGHB20258","All groups","SubLAP","SLAP_PGHB",2025,8,1669,0]
["All groupsSubLAPSLAP_PGHB20259","All groups","SubLAP","SLAP_PGHB",2025,9,1670,0]
["All groupsSubLAPSLAP_PGHB202510","All groups","SubLAP","SLAP_PGHB",2025,10,1676,0]
["All groupsSubLAPSLAP_PGHB202511","All groups","SubLAP","SLAP_PGHB",2025,11,1676,0]
["All groupsSubLAPSLAP_PGHB202512","All groups","SubLAP","SLAP_PGHB",2025,12,1676,0]
["All groupsSubLAPSLAP_PGHB20261","All groups","SubLAP","SLAP_PGHB",2026,1,1780,0]
["All groupsSubLAPSLAP_PGHB20262","All groups","SubLAP","SLAP_PGHB",2026,2,1808,0]
["All groupsSubLAPSLAP_PGHB20263","All groups","SubLAP","SLAP_PGHB",2026,3,1835,0]
["All groupsSubLAPSLAP_PGHB20264","All groups","SubLAP","SLAP_PGHB",2026,4,1864,0]
["All groupsSubLAPSLAP_PGHB20265","All groups","SubLAP","SLAP_PGHB",2026,5,1893,0]
["All groupsSubLAPSLAP_PGHB20266","All groups","SubLAP","SLAP_PGHB",2026,6,1922,0]
["All groupsSubLAPSLAP_PGHB20267","All groups","SubLAP","SLAP_PGHB",2026,7,1951,0]
["All groupsSubLAPSLAP_PGHB20268","All groups","SubLAP","SLAP_PGHB",2026,8,1983,0]
["All groupsSubLAPSLAP_PGHB20269","All groups","SubLAP","SLAP_PGHB",2026,9,2013,0]
["All groupsSubLAPSLAP_PGHB202610","All groups","SubLAP","SLAP_PGHB",2026,10,2045,0]
["All groupsSubLAPSLAP_PGHB202611","All groups","SubLAP","SLAP_PGHB",2026,11,2077,0]
["All groupsSubLAPSLAP_PGHB202612","All groups","SubLAP","SLAP_PGHB",2026,12,2108,0]
["All groupsSubLAPSLAP_PGHB20271","All groups","SubLAP","SLAP_PGHB",2027,1,2137,0]
["All groupsSubLAPSLAP_PGHB20272","All groups","SubLAP","SLAP_PGHB",2027,2,2166,0]
["All groupsSubLAPSLAP_PGHB20273","All groups","SubLAP","SLAP_PGHB",2027,3,2197,0]
["All groupsSubLAPSLAP_PGHB20274","All groups","SubLAP","SLAP_PGHB",2027,4,2225,0]
["All groupsSubLAPSLAP_PGHB20275","All groups","SubLAP","SLAP_PGHB",2027,5,2256,0]
["All groupsSubLAPSLAP_PGHB20276","All groups","SubLAP","SLAP_PGHB",2027,6,2285,0]
["All groupsSubLAPSLAP_PGHB20277","All groups","SubLAP","SLAP_PGHB",2027,7,2314,0]
["All groupsSubLAPSLAP_PGHB20278","All groups","SubLAP","SLAP_PGHB",2027,8,2344,0]
["All groupsSubLAPSLAP_PGHB20279","All groups","SubLAP","SLAP_PGHB",2027,9,2376,0]
["All groupsSubLAPSLAP_PGHB202710","All groups","SubLAP","SLAP_PGHB",2027,10,2406,0]
["All groupsSubLAPSLAP_PGHB202711","All groups","SubLAP","SLAP_PGHB",2027,11,2439,0]
["All groupsSubLAPSLAP_PGHB202712","All groups","SubLAP","SLAP_PGHB",2027,12,2472,0]
["All groupsSubLAPSLAP_PGKN20251","All groups","SubLAP","SLAP_PGKN",2025,1,1006,0]
["All groupsSubLAPSLAP_PGKN20252","All groups","SubLAP","SLAP_PGKN",2025,2,1006,0]
["All groupsSubLAPSLAP_PGKN20253","All groups","SubLAP","SLAP_PGKN",2025,3,1006,0]
["All groupsSubLAPSLAP_PGKN20254","All groups","SubLAP","SLAP_PGKN",2025,4,1014,0]
["All groupsSubLAPSLAP_PGKN20255","All groups","SubLAP","SLAP_PGKN",2025,5,1028,0]
["All groupsSubLAPSLAP_PGKN20256","All groups","SubLAP","SLAP_PGKN",2025,6,1034,0]
["All groupsSubLAPSLAP_PGKN20257","All groups","SubLAP","SLAP_PGKN",2025,7,1041,0]
["All groupsSubLAPSLAP_PGKN20258","All groups","SubLAP","SLAP_PGKN",2025,8,1036,0]
["All groupsSubLAPSLAP_PGKN20259","All groups","SubLAP","SLAP_PGKN",2025,9,1041,0]
["All groupsSubLAPSLAP_PGKN202510","All groups","SubLAP","SLAP_PGKN",2025,10,1059,0]
["All groupsSubLAPSLAP_PGKN202511","All groups","SubLAP","SLAP_PGKN",2025,11,1059,0]
["All groupsSubLAPSLAP_PGKN202512","All groups","SubLAP","SLAP_PGKN",2025,12,1059,0]
["All groupsSubLAPSLAP_PGKN20261","All groups","SubLAP","SLAP_PGKN",2026,1,1228,0]
["All groupsSubLAPSLAP_PGKN20262","All groups","SubLAP","SLAP_PGKN",2026,2,1237,0]
["All groupsSubLAPSLAP_PGKN20263","All groups","SubLAP","SLAP_PGKN",2026,3,1246,0]
["All groupsSubLAPSLAP_PGKN20264","All groups","SubLAP","SLAP_PGKN",2026,4,1254,0]
["All groupsSubLAPSLAP_PGKN20265","All groups","SubLAP","SLAP_PGKN",2026,5,1264,0]
["All groupsSubLAPSLAP_PGKN20266","All groups","SubLAP","SLAP_PGKN",2026,6,1275,0]
["All groupsSubLAPSLAP_PGKN20267","All groups","SubLAP","SLAP_PGKN",2026,7,1282,0]
["All groupsSubLAPSLAP_PGKN20268","All groups","SubLAP","SLAP_PGKN",2026,8,1291,0]
["All groupsSubLAPSLAP_PGKN20269","All groups","SubLAP","SLAP_PGKN",2026,9,1299,0]
["All groupsSubLAPSLAP_PGKN202610","All groups","SubLAP","SLAP_PGKN",2026,10,1310,0]
["All groupsSubLAPSLAP_PGKN202611","All groups","SubLAP","SLAP_PGKN",2026,11,1319,0]
["All groupsSubLAPSLAP_PGKN202612","All groups","SubLAP","SLAP_PGKN",2026,12,1329,0]
["All groupsSubLAPSLAP_PGKN20271","All groups","SubLAP","SLAP_PGKN",2027,1,1335,0]
["All groupsSubLAPSLAP_PGKN20272","All groups","SubLAP","SLAP_PGKN",2027,2,1347,0]
["All groupsSubLAPSLAP_PGKN20273","All groups","SubLAP","SLAP_PGKN",2027,3,1357,0]
["All groupsSubLAPSLAP_PGKN20274","All groups","SubLAP","SLAP_PGKN",2027,4,1366,0]
["All groupsSubLAPSLAP_PGKN20275","All groups","SubLAP","SLAP_PGKN",2027,5,1374,0]
["All groupsSubLAPSLAP_PGKN20276","All groups","SubLAP","SLAP_PGKN",2027,6,1382,0]
["All groupsSubLAPSLAP_PGKN20277","All groups","SubLAP","SLAP_PGKN",2027,7,1390,0]
["All groupsSubLAPSLAP_PGKN20278","All groups","SubLAP","SLAP_PGKN",2027,8,1402,0]
["All groupsSubLAPSLAP_PGKN20279","All groups","SubLAP","SLAP_PGKN",2027,9,1412,0]
["All groupsSubLAPSLAP_PGKN202710","All groups","SubLAP","SLAP_PGKN",2027,10,1421,0]
["All groupsSubLAPSLAP_PGKN202711","All groups","SubLAP","SLAP_PGKN",2027,11,1429,0]
["All groupsSubLAPSLAP_PGKN202712","All groups","SubLAP","SLAP_PGKN",2027,12,1439,0]
["All groupsSubLAPSLAP_PGNB20251","All groups","SubLAP","SLAP_PGNB",2025,1,557,0]
["All groupsSubLAPSLAP_PGNB20252","All groups","SubLAP","SLAP_PGNB",2025,2,558,0]
["All groupsSubLAPSLAP_PGNB20253","All groups","SubLAP","SLAP_PGNB",2025,3,558,0]
["All groupsSubLAPSLAP_PGNB20254","All groups","SubLAP","SLAP_PGNB",2025,4,571,0]
["All groupsSubLAPSLAP_PGNB20255","All groups","SubLAP","SLAP_PGNB",2025,5,587,0]
["All groupsSubLAPSLAP_PGNB20256","All groups","SubLAP","SLAP_PGNB",2025,6,606,0]
["All groupsSubLAPSLAP_PGNB20257","All groups","SubLAP","SLAP_PGNB",2025,7,614,0]
["All groupsSubLAPSLAP_PGNB20258","All groups","SubLAP","SLAP_PGNB",2025,8,606,0]
["All groupsSubLAPSLAP_PGNB20259","All groups","SubLAP","SLAP_PGNB",2025,9,617,0]
["All groupsSubLAPSLAP_PGNB202510","All groups","SubLAP","SLAP_PGNB",2025,10,623,0]
["All groupsSubLAPSLAP_PGNB202511","All groups","SubLAP","SLAP_PGNB",2025,11,623,0]
["All groupsSubLAPSLAP_PGNB202512","All groups","SubLAP","SLAP_PGNB",2025,12,623,0]
["All groupsSubLAPSLAP_PGNB20261","All groups","SubLAP","SLAP_PGNB",2026,1,655,0]
["All groupsSubLAPSLAP_PGNB20262","All groups","SubLAP","SLAP_PGNB",2026,2,662,0]
["All groupsSubLAPSLAP_PGNB20263","All groups","SubLAP","SLAP_PGNB",2026,3,668,0]
["All groupsSubLAPSLAP_PGNB20264","All groups","SubLAP","SLAP_PGNB",2026,4,677,0]
["All groupsSubLAPSLAP_PGNB20265","All groups","SubLAP","SLAP_PGNB",2026,5,684,0]
["All groupsSubLAPSLAP_PGNB20266","All groups","SubLAP","SLAP_PGNB",2026,6,691,0]
["All groupsSubLAPSLAP_PGNB20267","All groups","SubLAP","SLAP_PGNB",2026,7,699,0]
["All groupsSubLAPSLAP_PGNB20268","All groups","SubLAP","SLAP_PGNB",2026,8,710,0]
["All groupsSubLAPSLAP_PGNB20269","All groups","SubLAP","SLAP_PGNB",2026,9,718,0]
["All groupsSubLAPSLAP_PGNB202610","All groups","SubLAP","SLAP_PGNB",2026,10,725,0]
["All groupsSubLAPSLAP_PGNB202611","All groups","SubLAP","SLAP_PGNB",2026,11,733,0]
["All groupsSubLAPSLAP_PGNB202612","All groups","SubLAP","SLAP_PGNB",2026,12,741,0]
["All groupsSubLAPSLAP_PGNB20271","All groups","SubLAP","SLAP_PGNB",2027,1,748,0]
["All groupsSubLAPSLAP_PGNB20272","All groups","SubLAP","SLAP_PGNB",2027,2,758,0]
["All groupsSubLAPSLAP_PGNB20273","All groups","SubLAP","SLAP_PGNB",2027,3,765,0]
["All groupsSubLAPSLAP_PGNB20274","All groups","SubLAP","SLAP_PGNB",2027,4,772,0]
["All groupsSubLAPSLAP_PGNB20275","All groups","SubLAP","SLAP_PGNB",2027,5,778,0]
["All groupsSubLAPSLAP_PGNB20276","All groups","SubLAP","SLAP_PGNB",2027,6,785,0]
["All groupsSubLAPSLAP_PGNB20277","All groups","SubLAP","SLAP_PGNB",2027,7,793,0]
["All groupsSubLAPSLAP_PGNB20278","All groups","SubLAP","SLAP_PGNB",2027,8,798,0]
["All groupsSubLAPSLAP_PGNB20279","All groups","SubLAP","SLAP_PGNB",2027,9,807,0]
["All groupsSubLAPSLAP_PGNB202710","All groups","SubLAP","SLAP_PGNB",2027,10,814,0]
["All groupsSubLAPSLAP_PGNB202711","All groups","SubLAP","SLAP_PGNB",2027,11,825,0]
["All groupsSubLAPSLAP_PGNB202712","All groups","SubLAP","SLAP_PGNB",2027,12,832,0]
["All groupsSubLAPSLAP_PGNC20251","All groups","SubLAP","SLAP_PGNC",2025,1,98,0]
["All groupsSubLAPSLAP_PGNC20252","All groups","SubLAP","SLAP_PGNC",2025,2,98,0]
["All groupsSubLAPSLAP_PGNC20253","All groups","SubLAP","SLAP_PGNC",2025,3,98,0]
["All groupsSubLAPSLAP_PGNC20254","All groups","SubLAP","SLAP_PGNC",2025,4,102,0]
["All groupsSubLAPSLAP_PGNC20255","All groups","SubLAP","SLAP_PGNC",2025,5,102,0]
["All groupsSubLAPSLAP_PGNC20256","All groups","SubLAP","SLAP_PGNC",2025,6,102,0]
["All groupsSubLAPSLAP_PGNC20257","All groups","SubLAP","SLAP_PGNC",2025,7,103,0]
["All groupsSubLAPSLAP_PGNC20258","All groups","SubLAP","SLAP_PGNC",2025,8,102,0]
["All groupsSubLAPSLAP_PGNC20259","All groups","SubLAP","SLAP_PGNC",2025,9,102,0]
["All groupsSubLAPSLAP_PGNC202510","All groups","SubLAP","SLAP_PGNC",2025,10,103,0]
["All groupsSubLAPSLAP_PGNC202511","All groups","SubLAP","SLAP_PGNC",2025,11,103,0]
["All groupsSubLAPSLAP_PGNC202512","All groups","SubLAP","SLAP_PGNC",2025,12,103,0]
["All groupsSubLAPSLAP_PGNC20261","All groups","SubLAP","SLAP_PGNC",2026,1,107,0]
["All groupsSubLAPSLAP_PGNC20262","All groups","SubLAP","SLAP_PGNC",2026,2,108,0]
["All groupsSubLAPSLAP_PGNC20263","All groups","SubLAP","SLAP_PGNC",2026,3,108,0]
["All groupsSubLAPSLAP_PGNC20264","All groups","SubLAP","SLAP_PGNC",2026,4,109,0]
["All groupsSubLAPSLAP_PGNC20265","All groups","SubLAP","SLAP_PGNC",2026,5,109,0]
["All groupsSubLAPSLAP_PGNC20266","All groups","SubLAP","SLAP_PGNC",2026,6,111,0]
["All groupsSubLAPSLAP_PGNC20267","All groups","SubLAP","SLAP_PGNC",2026,7,112,0]
["All groupsSubLAPSLAP_PGNC20268","All groups","SubLAP","SLAP_PGNC",2026,8,113,0]
["All groupsSubLAPSLAP_PGNC20269","All groups","SubLAP","SLAP_PGNC",2026,9,114,0]
["All groupsSubLAPSLAP_PGNC202610","All groups","SubLAP","SLAP_PGNC",2026,10,115,0]
["All groupsSubLAPSLAP_PGNC202611","All groups","SubLAP","SLAP_PGNC",2026,11,116,0]
["All groupsSubLAPSLAP_PGNC202612","All groups","SubLAP","SLAP_PGNC",2026,12,117,0]
["All groupsSubLAPSLAP_PGNC20271","All groups","SubLAP","SLAP_PGNC",2027,1,117,0]
["All groupsSubLAPSLAP_PGNC20272","All groups","SubLAP","SLAP_PGNC",2027,2,117,0]
["All groupsSubLAPSLAP_PGNC20273","All groups","SubLAP","SLAP_PGNC",2027,3,117,0]
["All groupsSubLAPSLAP_PGNC20274","All groups","SubLAP","SLAP_PGNC",2027,4,118,0]
["All groupsSubLAPSLAP_PGNC20275","All groups","SubLAP","SLAP_PGNC",2027,5,121,0]
["All groupsSubLAPSLAP_PGNC20276","All groups","SubLAP","SLAP_PGNC",2027,6,122,0]
["All groupsSubLAPSLAP_PGNC20277","All groups","SubLAP","SLAP_PGNC",2027,7,123,0]
["All groupsSubLAPSLAP_PGNC20278","All groups","SubLAP","SLAP_PGNC",2027,8,123,0]
["All groupsSubLAPSLAP_PGNC20279","All groups","SubLAP","SLAP_PGNC",2027,9,124,0]
["All groupsSubLAPSLAP_PGNC202710","All groups","SubLAP","SLAP_PGNC",2027,10,124,0]
["All groupsSubLAPSLAP_PGNC202711","All groups","SubLAP","SLAP_PGNC",2027,11,124,0]
["All groupsSubLAPSLAP_PGNC202712","All groups","SubLAP","SLAP_PGNC",2027,12,125,0]
["All groupsSubLAPSLAP_PGNP20251","All groups","SubLAP","SLAP_PGNP",2025,1,716,0]
["All groupsSubLAPSLAP_PGNP20252","All groups","SubLAP","SLAP_PGNP",2025,2,716,0]
["All groupsSubLAPSLAP_PGNP20253","All groups","SubLAP","SLAP_PGNP",2025,3,729,0]
["All groupsSubLAPSLAP_PGNP20254","All groups","SubLAP","SLAP_PGNP",2025,4,772,0]
["All groupsSubLAPSLAP_PGNP20255","All groups","SubLAP","SLAP_PGNP",2025,5,872,0]
["All groupsSubLAPSLAP_PGNP20256","All groups","SubLAP","SLAP_PGNP",2025,6,942,0]
["All groupsSubLAPSLAP_PGNP20257","All groups","SubLAP","SLAP_PGNP",2025,7,948,0]
["All groupsSubLAPSLAP_PGNP20258","All groups","SubLAP","SLAP_PGNP",2025,8,978,0]
["All groupsSubLAPSLAP_PGNP20259","All groups","SubLAP","SLAP_PGNP",2025,9,1020,0]
["All groupsSubLAPSLAP_PGNP202510","All groups","SubLAP","SLAP_PGNP",2025,10,1044,0]
["All groupsSubLAPSLAP_PGNP202511","All groups","SubLAP","SLAP_PGNP",2025,11,1045,0]
["All groupsSubLAPSLAP_PGNP202512","All groups","SubLAP","SLAP_PGNP",2025,12,1045,0]
["All groupsSubLAPSLAP_PGNP20261","All groups","SubLAP","SLAP_PGNP",2026,1,1090,0]
["All groupsSubLAPSLAP_PGNP20262","All groups","SubLAP","SLAP_PGNP",2026,2,1084,0]
["All groupsSubLAPSLAP_PGNP20263","All groups","SubLAP","SLAP_PGNP",2026,3,1085,0]
["All groupsSubLAPSLAP_PGNP20264","All groups","SubLAP","SLAP_PGNP",2026,4,1094,0]
["All groupsSubLAPSLAP_PGNP20265","All groups","SubLAP","SLAP_PGNP",2026,5,1095,0]
["All groupsSubLAPSLAP_PGNP20266","All groups","SubLAP","SLAP_PGNP",2026,6,1098,0]
["All groupsSubLAPSLAP_PGNP20267","All groups","SubLAP","SLAP_PGNP",2026,7,1099,0]
["All groupsSubLAPSLAP_PGNP20268","All groups","SubLAP","SLAP_PGNP",2026,8,1101,0]
["All groupsSubLAPSLAP_PGNP20269","All groups","SubLAP","SLAP_PGNP",2026,9,1104,0]
["All groupsSubLAPSLAP_PGNP202610","All groups","SubLAP","SLAP_PGNP",2026,10,1105,0]
["All groupsSubLAPSLAP_PGNP202611","All groups","SubLAP","SLAP_PGNP",2026,11,1111,0]
["All groupsSubLAPSLAP_PGNP202612","All groups","SubLAP","SLAP_PGNP",2026,12,1112,0]
["All groupsSubLAPSLAP_PGNP20271","All groups","SubLAP","SLAP_PGNP",2027,1,1113,0]
["All groupsSubLAPSLAP_PGNP20272","All groups","SubLAP","SLAP_PGNP",2027,2,1121,0]
["All groupsSubLAPSLAP_PGNP20273","All groups","SubLAP","SLAP_PGNP",2027,3,1122,0]
["All groupsSubLAPSLAP_PGNP20274","All groups","SubLAP","SLAP_PGNP",2027,4,1127,0]
["All groupsSubLAPSLAP_PGNP20275","All groups","SubLAP","SLAP_PGNP",2027,5,1130,0]
["All groupsSubLAPSLAP_PGNP20276","All groups","SubLAP","SLAP_PGNP",2027,6,1131,0]
["All groupsSubLAPSLAP_PGNP20277","All groups","SubLAP","SLAP_PGNP",2027,7,1133,0]
["All groupsSubLAPSLAP_PGNP20278","All groups","SubLAP","SLAP_PGNP",2027,8,1138,0]
["All groupsSubLAPSLAP_PGNP20279","All groups","SubLAP","SLAP_PGNP",2027,9,1139,0]
["All groupsSubLAPSLAP_PGNP202710","All groups","SubLAP","SLAP_PGNP",2027,10,1141,0]
["All groupsSubLAPSLAP_PGNP202711","All groups","SubLAP","SLAP_PGNP",2027,11,1142,0]
["All groupsSubLAPSLAP_PGNP202712","All groups","SubLAP","SLAP_PGNP",2027,12,1151,0]
["All groupsSubLAPSLAP_PGP220251","All groups","SubLAP","SLAP_PGP2",2025,1,785,0]
["All groupsSubLAPSLAP_PGP220252","All groups","SubLAP","SLAP_PGP2",2025,2,785,0]
["All groupsSubLAPSLAP_PGP220253","All groups","SubLAP","SLAP_PGP2",2025,3,786,0]
["All groupsSubLAPSLAP_PGP220254","All groups","SubLAP","SLAP_PGP2",2025,4,808,0]
["All groupsSubLAPSLAP_PGP220255","All groups","SubLAP","SLAP_PGP2",2025,5,819,0]
["All groupsSubLAPSLAP_PGP220256","All groups","SubLAP","SLAP_PGP2",2025,6,849,0]
["All groupsSubLAPSLAP_PGP220257","All groups","SubLAP","SLAP_PGP2",2025,7,853,0]
["All groupsSubLAPSLAP_PGP220258","All groups","SubLAP","SLAP_PGP2",2025,8,854,0]
["All groupsSubLAPSLAP_PGP220259","All groups","SubLAP","SLAP_PGP2",2025,9,859,0]
["All groupsSubLAPSLAP_PGP2202510","All groups","SubLAP","SLAP_PGP2",2025,10,860,0]
["All groupsSubLAPSLAP_PGP2202511","All groups","SubLAP","SLAP_PGP2",2025,11,863,0]
["All groupsSubLAPSLAP_PGP2202512","All groups","SubLAP","SLAP_PGP2",2025,12,863,0]
["All groupsSubLAPSLAP_PGP220261","All groups","SubLAP","SLAP_PGP2",2026,1,1020,0]
["All groupsSubLAPSLAP_PGP220262","All groups","SubLAP","SLAP_PGP2",2026,2,1030,0]
["All groupsSubLAPSLAP_PGP220263","All groups","SubLAP","SLAP_PGP2",2026,3,1037,0]
["All groupsSubLAPSLAP_PGP220264","All groups","SubLAP","SLAP_PGP2",2026,4,1046,0]
["All groupsSubLAPSLAP_PGP220265","All groups","SubLAP","SLAP_PGP2",2026,5,1060,0]
["All groupsSubLAPSLAP_PGP220266","All groups","SubLAP","SLAP_PGP2",2026,6,1069,0]
["All groupsSubLAPSLAP_PGP220267","All groups","SubLAP","SLAP_PGP2",2026,7,1080,0]
["All groupsSubLAPSLAP_PGP220268","All groups","SubLAP","SLAP_PGP2",2026,8,1091,0]
["All groupsSubLAPSLAP_PGP220269","All groups","SubLAP","SLAP_PGP2",2026,9,1101,0]
["All groupsSubLAPSLAP_PGP2202610","All groups","SubLAP","SLAP_PGP2",2026,10,1116,0]
["All groupsSubLAPSLAP_PGP2202611","All groups","SubLAP","SLAP_PGP2",2026,11,1126,0]
["All groupsSubLAPSLAP_PGP2202612","All groups","SubLAP","SLAP_PGP2",2026,12,1136,0]
["All groupsSubLAPSLAP_PGP220271","All groups","SubLAP","SLAP_PGP2",2027,1,1144,0]
["All groupsSubLAPSLAP_PGP220272","All groups","SubLAP","SLAP_PGP2",2027,2,1158,0]
["All groupsSubLAPSLAP_PGP220273","All groups","SubLAP","SLAP_PGP2",2027,3,1168,0]
["All groupsSubLAPSLAP_PGP220274","All groups","SubLAP","SLAP_PGP2",2027,4,1178,0]
["All groupsSubLAPSLAP_PGP220275","All groups","SubLAP","SLAP_PGP2",2027,5,1187,0]
["All groupsSubLAPSLAP_PGP220276","All groups","SubLAP","SLAP_PGP2",2027,6,1199,0]
["All groupsSubLAPSLAP_PGP220277","All groups","SubLAP","SLAP_PGP2",2027,7,1208,0]
["All groupsSubLAPSLAP_PGP220278","All groups","SubLAP","SLAP_PGP2",2027,8,1221,0]
["All groupsSubLAPSLAP_PGP220279","All groups","SubLAP","SLAP_PGP2",2027,9,1230,0]
["All groupsSubLAPSLAP_PGP2202710","All groups","SubLAP","SLAP_PGP2",2027,10,1243,0]
["All groupsSubLAPSLAP_PGP2202711","All groups","SubLAP","SLAP_PGP2",2027,11,1256,0]
["All groupsSubLAPSLAP_PGP2202712","All groups","SubLAP","SLAP_PGP2",2027,12,1268,0]
["All groupsSubLAPSLAP_PGSB20251","All groups","SubLAP","SLAP_PGSB",2025,1,778,0]
["All groupsSubLAPSLAP_PGSB20252","All groups","SubLAP","SLAP_PGSB",2025,2,794,0]
["All groupsSubLAPSLAP_PGSB20253","All groups","SubLAP","SLAP_PGSB",2025,3,918,0]
["All groupsSubLAPSLAP_PGSB20254","All groups","SubLAP","SLAP_PGSB",2025,4,958,0]
["All groupsSubLAPSLAP_PGSB20255","All groups","SubLAP","SLAP_PGSB",2025,5,968,0]
["All groupsSubLAPSLAP_PGSB20256","All groups","SubLAP","SLAP_PGSB",2025,6,996,0]
["All groupsSubLAPSLAP_PGSB20257","All groups","SubLAP","SLAP_PGSB",2025,7,1003,0]
["All groupsSubLAPSLAP_PGSB20258","All groups","SubLAP","SLAP_PGSB",2025,8,1019,0]
["All groupsSubLAPSLAP_PGSB20259","All groups","SubLAP","SLAP_PGSB",2025,9,1038,0]
["All groupsSubLAPSLAP_PGSB202510","All groups","SubLAP","SLAP_PGSB",2025,10,1050,0]
["All groupsSubLAPSLAP_PGSB202511","All groups","SubLAP","SLAP_PGSB",2025,11,1051,0]
["All groupsSubLAPSLAP_PGSB202512","All groups","SubLAP","SLAP_PGSB",2025,12,1051,0]
["All groupsSubLAPSLAP_PGSB20261","All groups","SubLAP","SLAP_PGSB",2026,1,1001,0]
["All groupsSubLAPSLAP_PGSB20262","All groups","SubLAP","SLAP_PGSB",2026,2,1003,0]
["All groupsSubLAPSLAP_PGSB20263","All groups","SubLAP","SLAP_PGSB",2026,3,1007,0]
["All groupsSubLAPSLAP_PGSB20264","All groups","SubLAP","SLAP_PGSB",2026,4,1010,0]
["All groupsSubLAPSLAP_PGSB20265","All groups","SubLAP","SLAP_PGSB",2026,5,1015,0]
["All groupsSubLAPSLAP_PGSB20266","All groups","SubLAP","SLAP_PGSB",2026,6,1019,0]
["All groupsSubLAPSLAP_PGSB20267","All groups","SubLAP","SLAP_PGSB",2026,7,1021,0]
["All groupsSubLAPSLAP_PGSB20268","All groups","SubLAP","SLAP_PGSB",2026,8,1023,0]
["All groupsSubLAPSLAP_PGSB20269","All groups","SubLAP","SLAP_PGSB",2026,9,1027,0]
["All groupsSubLAPSLAP_PGSB202610","All groups","SubLAP","SLAP_PGSB",2026,10,1031,0]
["All groupsSubLAPSLAP_PGSB202611","All groups","SubLAP","SLAP_PGSB",2026,11,1033,0]
["All groupsSubLAPSLAP_PGSB202612","All groups","SubLAP","SLAP_PGSB",2026,12,1037,0]
["All groupsSubLAPSLAP_PGSB20271","All groups","SubLAP","SLAP_PGSB",2027,1,1043,0]
["All groupsSubLAPSLAP_PGSB20272","All groups","SubLAP","SLAP_PGSB",2027,2,1047,0]
["All groupsSubLAPSLAP_PGSB20273","All groups","SubLAP","SLAP_PGSB",2027,3,1048,0]
["All groupsSubLAPSLAP_PGSB20274","All groups","SubLAP","SLAP_PGSB",2027,4,1053,0]
["All groupsSubLAPSLAP_PGSB20275","All groups","SubLAP","SLAP_PGSB",2027,5,1056,0]
["All groupsSubLAPSLAP_PGSB20276","All groups","SubLAP","SLAP_PGSB",2027,6,1059,0]
["All groupsSubLAPSLAP_PGSB20277","All groups","SubLAP","SLAP_PGSB",2027,7,1063,0]
["All groupsSubLAPSLAP_PGSB20278","All groups","SubLAP","SLAP_PGSB",2027,8,1065,0]
["All groupsSubLAPSLAP_PGSB20279","All groups","SubLAP","SLAP_PGSB",2027,9,1069,0]
["All groupsSubLAPSLAP_PGSB202710","All groups","SubLAP","SLAP_PGSB",2027,10,1072,0]
["All groupsSubLAPSLAP_PGSB202711","All groups","SubLAP","SLAP_PGSB",2027,11,1076,0]
["All groupsSubLAPSLAP_PGSB202712","All groups","SubLAP","SLAP_PGSB",2027,12,1081,0]
["All groupsSubLAPSLAP_PGSF20251","All groups","SubLAP","SLAP_PGSF",2025,1,602,0]
["All groupsSubLAPSLAP_PGSF20252","All groups","SubLAP","SLAP_PGSF",2025,2,603,0]
["All groupsSubLAPSLAP_PGSF20253","All groups","SubLAP","SLAP_PGSF",2025,3,618,0]
["All groupsSubLAPSLAP_PGSF20254","All groups","SubLAP","SLAP_PGSF",2025,4,640,0]
["All groupsSubLAPSLAP_PGSF20255","All groups","SubLAP","SLAP_PGSF",2025,5,646,0]
["All groupsSubLAPSLAP_PGSF20256","All groups","SubLAP","SLAP_PGSF",2025,6,671,0]
["All groupsSubLAPSLAP_PGSF20257","All groups","SubLAP","SLAP_PGSF",2025,7,680,0]
["All groupsSubLAPSLAP_PGSF20258","All groups","SubLAP","SLAP_PGSF",2025,8,685,0]
["All groupsSubLAPSLAP_PGSF20259","All groups","SubLAP","SLAP_PGSF",2025,9,698,0]
["All groupsSubLAPSLAP_PGSF202510","All groups","SubLAP","SLAP_PGSF",2025,10,703,0]
["All groupsSubLAPSLAP_PGSF202511","All groups","SubLAP","SLAP_PGSF",2025,11,703,0]
["All groupsSubLAPSLAP_PGSF202512","All groups","SubLAP","SLAP_PGSF",2025,12,703,0]
["All groupsSubLAPSLAP_PGSF20261","All groups","SubLAP","SLAP_PGSF",2026,1,880,0]
["All groupsSubLAPSLAP_PGSF20262","All groups","SubLAP","SLAP_PGSF",2026,2,888,0]
["All groupsSubLAPSLAP_PGSF20263","All groups","SubLAP","SLAP_PGSF",2026,3,894,0]
["All groupsSubLAPSLAP_PGSF20264","All groups","SubLAP","SLAP_PGSF",2026,4,899,0]
["All groupsSubLAPSLAP_PGSF20265","All groups","SubLAP","SLAP_PGSF",2026,5,905,0]
["All groupsSubLAPSLAP_PGSF20266","All groups","SubLAP","SLAP_PGSF",2026,6,911,0]
["All groupsSubLAPSLAP_PGSF20267","All groups","SubLAP","SLAP_PGSF",2026,7,918,0]
["All groupsSubLAPSLAP_PGSF20268","All groups","SubLAP","SLAP_PGSF",2026,8,927,0]
["All groupsSubLAPSLAP_PGSF20269","All groups","SubLAP","SLAP_PGSF",2026,9,931,0]
["All groupsSubLAPSLAP_PGSF202610","All groups","SubLAP","SLAP_PGSF",2026,10,937,0]
["All groupsSubLAPSLAP_PGSF202611","All groups","SubLAP","SLAP_PGSF",2026,11,941,0]
["All groupsSubLAPSLAP_PGSF202612","All groups","SubLAP","SLAP_PGSF",2026,12,949,0]
["All groupsSubLAPSLAP_PGSF20271","All groups","SubLAP","SLAP_PGSF",2027,1,953,0]
["All groupsSubLAPSLAP_PGSF20272","All groups","SubLAP","SLAP_PGSF",2027,2,961,0]
["All groupsSubLAPSLAP_PGSF20273","All groups","SubLAP","SLAP_PGSF",2027,3,966,0]
["All groupsSubLAPSLAP_PGSF20274","All groups","SubLAP","SLAP_PGSF",2027,4,974,0]
["All groupsSubLAPSLAP_PGSF20275","All groups","SubLAP","SLAP_PGSF",2027,5,980,0]
["All groupsSubLAPSLAP_PGSF20276","All groups","SubLAP","SLAP_PGSF",2027,6,988,0]
["All groupsSubLAPSLAP_PGSF20277","All groups","SubLAP","SLAP_PGSF",2027,7,992,0]
["All groupsSubLAPSLAP_PGSF20278","All groups","SubLAP","SLAP_PGSF",2027,8,996,0]
["All groupsSubLAPSLAP_PGSF20279","All groups","SubLAP","SLAP_PGSF",2027,9,1004,0]
["All groupsSubLAPSLAP_PGSF202710","All groups","SubLAP","SLAP_PGSF",2027,10,1010,0]
["All groupsSubLAPSLAP_PGSF202711","All groups","SubLAP","SLAP_PGSF",2027,11,1016,0]
["All groupsSubLAPSLAP_PGSF202712","All groups","SubLAP","SLAP_PGSF",2027,12,1025,0]
["All groupsSubLAPSLAP_PGSI20251","All groups","SubLAP","SLAP_PGSI",2025,1,1806,0]
["All groupsSubLAPSLAP_PGSI20252","All groups","SubLAP","SLAP_PGSI",2025,2,1809,0]
["All groupsSubLAPSLAP_PGSI20253","All groups","SubLAP","SLAP_PGSI",2025,3,1837,0]
["All groupsSubLAPSLAP_PGSI20254","All groups","SubLAP","SLAP_PGSI",2025,4,1855,0]
["All groupsSubLAPSLAP_PGSI20255","All groups","SubLAP","SLAP_PGSI",2025,5,1872,0]
["All groupsSubLAPSLAP_PGSI20256","All groups","SubLAP","SLAP_PGSI",2025,6,1911,0]
["All groupsSubLAPSLAP_PGSI20257","All groups","SubLAP","SLAP_PGSI",2025,7,1931,0]
["All groupsSubLAPSLAP_PGSI20258","All groups","SubLAP","SLAP_PGSI",2025,8,1897,0]
["All groupsSubLAPSLAP_PGSI20259","All groups","SubLAP","SLAP_PGSI",2025,9,1923,0]
["All groupsSubLAPSLAP_PGSI202510","All groups","SubLAP","SLAP_PGSI",2025,10,1940,0]
["All groupsSubLAPSLAP_PGSI202511","All groups","SubLAP","SLAP_PGSI",2025,11,1940,0]
["All groupsSubLAPSLAP_PGSI202512","All groups","SubLAP","SLAP_PGSI",2025,12,1940,0]
["All groupsSubLAPSLAP_PGSI20261","All groups","SubLAP","SLAP_PGSI",2026,1,2033,0]
["All groupsSubLAPSLAP_PGSI20262","All groups","SubLAP","SLAP_PGSI",2026,2,2050,0]
["All groupsSubLAPSLAP_PGSI20263","All groups","SubLAP","SLAP_PGSI",2026,3,2070,0]
["All groupsSubLAPSLAP_PGSI20264","All groups","SubLAP","SLAP_PGSI",2026,4,2090,0]
["All groupsSubLAPSLAP_PGSI20265","All groups","SubLAP","SLAP_PGSI",2026,5,2111,0]
["All groupsSubLAPSLAP_PGSI20266","All groups","SubLAP","SLAP_PGSI",2026,6,2129,0]
["All groupsSubLAPSLAP_PGSI20267","All groups","SubLAP","SLAP_PGSI",2026,7,2150,0]
["All groupsSubLAPSLAP_PGSI20268","All groups","SubLAP","SLAP_PGSI",2026,8,2172,0]
["All groupsSubLAPSLAP_PGSI20269","All groups","SubLAP","SLAP_PGSI",2026,9,2195,0]
["All groupsSubLAPSLAP_PGSI202610","All groups","SubLAP","SLAP_PGSI",2026,10,2216,0]
["All groupsSubLAPSLAP_PGSI202611","All groups","SubLAP","SLAP_PGSI",2026,11,2239,0]
["All groupsSubLAPSLAP_PGSI202612","All groups","SubLAP","SLAP_PGSI",2026,12,2263,0]
["All groupsSubLAPSLAP_PGSI20271","All groups","SubLAP","SLAP_PGSI",2027,1,2281,0]
["All groupsSubLAPSLAP_PGSI20272","All groups","SubLAP","SLAP_PGSI",2027,2,2300,0]
["All groupsSubLAPSLAP_PGSI20273","All groups","SubLAP","SLAP_PGSI",2027,3,2320,0]
["All groupsSubLAPSLAP_PGSI20274","All groups","SubLAP","SLAP_PGSI",2027,4,2342,0]
["All groupsSubLAPSLAP_PGSI20275","All groups","SubLAP","SLAP_PGSI",2027,5,2364,0]
["All groupsSubLAPSLAP_PGSI20276","All groups","SubLAP","SLAP_PGSI",2027,6,2386,0]
["All groupsSubLAPSLAP_PGSI20277","All groups","SubLAP","SLAP_PGSI",2027,7,2404,0]
["All groupsSubLAPSLAP_PGSI20278","All groups","SubLAP","SLAP_PGSI",2027,8,2423,0]
["All groupsSubLAPSLAP_PGSI20279","All groups","SubLAP","SLAP_PGSI",2027,9,2444,0]
["All groupsSubLAPSLAP_PGSI202710","All groups","SubLAP","SLAP_PGSI",2027,10,2470,0]
["All groupsSubLAPSLAP_PGSI202711","All groups","SubLAP","SLAP_PGSI",2027,11,2492,0]
["All groupsSubLAPSLAP_PGSI202712","All groups","SubLAP","SLAP_PGSI",2027,12,2514,0]
["All groupsSubLAPSLAP_PGST20251","All groups","SubLAP","SLAP_PGST",2025,1,1641,0]
["All groupsSubLAPSLAP_PGST20252","All groups","SubLAP","SLAP_PGST",2025,2,1645,0]
["All groupsSubLAPSLAP_PGST20253","All groups","SubLAP","SLAP_PGST",2025,3,1656,0]
["All groupsSubLAPSLAP_PGST20254","All groups","SubLAP","SLAP_PGST",2025,4,1671,0]
["All groupsSubLAPSLAP_PGST20255","All groups","SubLAP","SLAP_PGST",2025,5,1714,0]
["All groupsSubLAPSLAP_PGST20256","All groups","SubLAP","SLAP_PGST",2025,6,1722,0]
["All groupsSubLAPSLAP_PGST20257","All groups","SubLAP","SLAP_PGST",2025,7,1750,0]
["All groupsSubLAPSLAP_PGST20258","All groups","SubLAP","SLAP_PGST",2025,8,1752,0]
["All groupsSubLAPSLAP_PGST20259","All groups","SubLAP","SLAP_PGST",2025,9,1754,0]
["All groupsSubLAPSLAP_PGST202510","All groups","SubLAP","SLAP_PGST",2025,10,1810,0]
["All groupsSubLAPSLAP_PGST202511","All groups","SubLAP","SLAP_PGST",2025,11,1810,0]
["All groupsSubLAPSLAP_PGST202512","All groups","SubLAP","SLAP_PGST",2025,12,1810,0]
["All groupsSubLAPSLAP_PGST20261","All groups","SubLAP","SLAP_PGST",2026,1,1977,0]
["All groupsSubLAPSLAP_PGST20262","All groups","SubLAP","SLAP_PGST",2026,2,1991,0]
["All groupsSubLAPSLAP_PGST20263","All groups","SubLAP","SLAP_PGST",2026,3,2007,0]
["All groupsSubLAPSLAP_PGST20264","All groups","SubLAP","SLAP_PGST",2026,4,2023,0]
["All groupsSubLAPSLAP_PGST20265","All groups","SubLAP","SLAP_PGST",2026,5,2042,0]
["All groupsSubLAPSLAP_PGST20266","All groups","SubLAP","SLAP_PGST",2026,6,2060,0]
["All groupsSubLAPSLAP_PGST20267","All groups","SubLAP","SLAP_PGST",2026,7,2077,0]
["All groupsSubLAPSLAP_PGST20268","All groups","SubLAP","SLAP_PGST",2026,8,2098,0]
["All groupsSubLAPSLAP_PGST20269","All groups","SubLAP","SLAP_PGST",2026,9,2116,0]
["All groupsSubLAPSLAP_PGST202610","All groups","SubLAP","SLAP_PGST",2026,10,2135,0]
["All groupsSubLAPSLAP_PGST202611","All groups","SubLAP","SLAP_PGST",2026,11,2157,0]
["All groupsSubLAPSLAP_PGST202612","All groups","SubLAP","SLAP_PGST",2026,12,2176,0]
["All groupsSubLAPSLAP_PGST20271","All groups","SubLAP","SLAP_PGST",2027,1,2192,0]
["All groupsSubLAPSLAP_PGST20272","All groups","SubLAP","SLAP_PGST",2027,2,2212,0]
["All groupsSubLAPSLAP_PGST20273","All groups","SubLAP","SLAP_PGST",2027,3,2229,0]
["All groupsSubLAPSLAP_PGST20274","All groups","SubLAP","SLAP_PGST",2027,4,2248,0]
["All groupsSubLAPSLAP_PGST20275","All groups","SubLAP","SLAP_PGST",2027,5,2265,0]
["All groupsSubLAPSLAP_PGST20276","All groups","SubLAP","SLAP_PGST",2027,6,2282,0]
["All groupsSubLAPSLAP_PGST20277","All groups","SubLAP","SLAP_PGST",2027,7,2302,0]
["All groupsSubLAPSLAP_PGST20278","All groups","SubLAP","SLAP_PGST",2027,8,2320,0]
["All groupsSubLAPSLAP_PGST20279","All groups","SubLAP","SLAP_PGST",2027,9,2338,0]
["All groupsSubLAPSLAP_PGST202710","All groups","SubLAP","SLAP_PGST",2027,10,2356,0]
["All groupsSubLAPSLAP_PGST202711","All groups","SubLAP","SLAP_PGST",2027,11,2379,0]
["All groupsSubLAPSLAP_PGST202712","All groups","SubLAP","SLAP_PGST",2027,12,2400,0]
["All groupsSubLAPSLAP_PGZP20251","All groups","SubLAP","SLAP_PGZP",2025,1,1996,0]
["All groupsSubLAPSLAP_PGZP20252","All groups","SubLAP","SLAP_PGZP",2025,2,1996,0]
["All groupsSubLAPSLAP_PGZP20253","All groups","SubLAP","SLAP_PGZP",2025,3,2007,0]
["All groupsSubLAPSLAP_PGZP20254","All groups","SubLAP","SLAP_PGZP",2025,4,2087,0]
["All groupsSubLAPSLAP_PGZP20255","All groups","SubLAP","SLAP_PGZP",2025,5,2108,0]
["All groupsSubLAPSLAP_PGZP20256","All groups","SubLAP","SLAP_PGZP",2025,6,2183,0]
["All groupsSubLAPSLAP_PGZP20257","All groups","SubLAP","SLAP_PGZP",2025,7,2207,0]
["All groupsSubLAPSLAP_PGZP20258","All groups","SubLAP","SLAP_PGZP",2025,8,2245,0]
["All groupsSubLAPSLAP_PGZP20259","All groups","SubLAP","SLAP_PGZP",2025,9,2270,0]
["All groupsSubLAPSLAP_PGZP202510","All groups","SubLAP","SLAP_PGZP",2025,10,2281,0]
["All groupsSubLAPSLAP_PGZP202511","All groups","SubLAP","SLAP_PGZP",2025,11,2282,0]
["All groupsSubLAPSLAP_PGZP202512","All groups","SubLAP","SLAP_PGZP",2025,12,2282,0]
["All groupsSubLAPSLAP_PGZP20261","All groups","SubLAP","SLAP_PGZP",2026,1,2246,0]
["All groupsSubLAPSLAP_PGZP20262","All groups","SubLAP","SLAP_PGZP",2026,2,2254,0]
["All groupsSubLAPSLAP_PGZP20263","All groups","SubLAP","SLAP_PGZP",2026,3,2263,0]
["All groupsSubLAPSLAP_PGZP20264","All groups","SubLAP","SLAP_PGZP",2026,4,2273,0]
["All groupsSubLAPSLAP_PGZP20265","All groups","SubLAP","SLAP_PGZP",2026,5,2281,0]
["All groupsSubLAPSLAP_PGZP20266","All groups","SubLAP","SLAP_PGZP",2026,6,2289,0]
["All groupsSubLAPSLAP_PGZP20267","All groups","SubLAP","SLAP_PGZP",2026,7,2298,0]
["All groupsSubLAPSLAP_PGZP20268","All groups","SubLAP","SLAP_PGZP",2026,8,2308,0]
["All groupsSubLAPSLAP_PGZP20269","All groups","SubLAP","SLAP_PGZP",2026,9,2317,0]
["All groupsSubLAPSLAP_PGZP202610","All groups","SubLAP","SLAP_PGZP",2026,10,2329,0]
["All groupsSubLAPSLAP_PGZP202611","All groups","SubLAP","SLAP_PGZP",2026,11,2335,0]
["All groupsSubLAPSLAP_PGZP202612","All groups","SubLAP","SLAP_PGZP",2026,12,2349,0]
["All groupsSubLAPSLAP_PGZP20271","All groups","SubLAP","SLAP_PGZP",2027,1,2356,0]
["All groupsSubLAPSLAP_PGZP20272","All groups","SubLAP","SLAP_PGZP",2027,2,2362,0]
["All groupsSubLAPSLAP_PGZP20273","All groups","SubLAP","SLAP_PGZP",2027,3,2372,0]
["All groupsSubLAPSLAP_PGZP20274","All groups","SubLAP","SLAP_PGZP",2027,4,2379,0]
["All groupsSubLAPSLAP_PGZP20275","All groups","SubLAP","SLAP_PGZP",2027,5,2386,0]
["All groupsSubLAPSLAP_PGZP20276","All groups","SubLAP","SLAP_PGZP",2027,6,2400,0]
["All groupsSubLAPSLAP_PGZP20277","All groups","SubLAP","SLAP_PGZP",2027,7,2411,0]
["All groupsSubLAPSLAP_PGZP20278","All groups","SubLAP","SLAP_PGZP",2027,8,2417,0]
["All groupsSubLAPSLAP_PGZP20279","All groups","SubLAP","SLAP_PGZP",2027,9,2429,0]
["All groupsSubLAPSLAP_PGZP202710","All groups","SubLAP","SLAP_PGZP",2027,10,2437,0]
["All groupsSubLAPSLAP_PGZP202711","All groups","SubLAP","SLAP_PGZP",2027,11,2447,0]
["All groupsSubLAPSLAP_PGZP202712","All groups","SubLAP","SLAP_PGZP",2027,12,2457,0]
["B2AllAll20251","B2","All","All",2025,1,2,1]
["B2AllAll20252","B2","All","All",2025,2,2,1]
["B2AllAll20253","B2","All","All",2025,3,2,1]
["B2AllAll20254","B2","All","All",2025,4,2,1]
["B2AllAll20255","B2","All","All",2025,5,2,1]
["B2AllAll20256","B2","All","All",2025,6,399,0]
["B2AllAll20257","B2","All","All",2025,7,437,0]
["B2AllAll20258","B2","All","All",2025,8,421,0]
["B2AllAll20259","B2","All","All",2025,9,421,0]
["B2AllAll202510","B2","All","All",2025,10,474,0]
["B2AllAll202511","B2","All","All",2025,11,474,0]
["B2AllAll202512","B2","All","All",2025,12,474,0]
["B2AllAll20261","B2","All","All",2026,1,555,0]
["B2AllAll20262","B2","All","All",2026,2,555,0]
["B2AllAll20263","B2","All","All",2026,3,555,0]
["B2AllAll20264","B2","All","All",2026,4,555,0]
["B2AllAll20265","B2","All","All",2026,5,555,0]
["B2AllAll20266","B2","All","All",2026,6,555,0]
["B2AllAll20267","B2","All","All",2026,7,555,0]
["B2AllAll20268","B2","All","All",2026,8,555,0]
["B2AllAll20269","B2","All","All",2026,9,555,0]
["B2AllAll202610","B2","All","All",2026,10,555,0]
["B2AllAll202611","B2","All","All",2026,11,555,0]
["B2AllAll202612","B2","All","All",2026,12,555,0]
["B2AllAll20271","B2","All","All",2027,1,555,0]
["B2AllAll20272","B2","All","All",2027,2,555,0]
["B2AllAll20273","B2","All","All",2027,3,555,0]
["B2AllAll20274","B2","All","All",2027,4,555,0]
["B2AllAll20275","B2","All","All",2027,5,555,0]
["B2AllAll20276","B2","All","All",2027,6,555,0]
["B2AllAll20277","B2","All","All",2027,7,555,0]
["B2AllAll20278","B2","All","All",2027,8,555,0]
["B2AllAll20279","B2","All","All",2027,9,555,0]
["B2AllAll202710","B2","All","All",2027,10,555,0]
["B2AllAll202711","B2","All","All",2027,11,555,0]
["B2AllAll202712","B2","All","All",2027,12,555,0]
["B2LCAGreater Bay Area20251","B2","LCA","Greater Bay Area",2025,1,0,1]
["B2LCAGreater Bay Area20252","B2","LCA","Greater Bay Area",2025,2,0,1]
["B2LCAGreater Bay Area20253","B2","LCA","Greater Bay Area",2025,3,0,1]
["B2LCAGreater Bay Area20254","B2","LCA","Greater Bay Area",2025,4,0,1]
["B2LCAGreater Bay Area20255","B2","LCA","Greater Bay Area",2025,5,0,1]
["B2LCAGreater Bay Area20256","B2","LCA","Greater Bay Area",2025,6,142,0]
["B2LCAGreater Bay Area20257","B2","LCA","Greater Bay Area",2025,7,149,0]
["B2LCAGreater Bay Area20258","B2","LCA","Greater Bay Area",2025,8,162,0]
["B2LCAGreater Bay Area20259","B2","LCA","Greater Bay Area",2025,9,162,0]
["B2LCAGreater Bay Area202510","B2","LCA","Greater Bay Area",2025,10,169,0]
["B2LCAGreater Bay Area202511","B2","LCA","Greater Bay Area",2025,11,169,0]
["B2LCAGreater Bay Area202512","B2","LCA","Greater Bay Area",2025,12,169,0]
["B2LCAGreater Bay Area20261","B2","LCA","Greater Bay Area",2026,1,186,0]
["B2LCAGreater Bay Area20262","B2","LCA","Greater Bay Area",2026,2,186,0]
["B2LCAGreater Bay Area20263","B2","LCA","Greater Bay Area",2026,3,186,0]
["B2LCAGreater Bay Area20264","B2","LCA","Greater Bay Area",2026,4,186,0]
["B2LCAGreater Bay Area20265","B2","LCA","Greater Bay Area",2026,5,186,0]
["B2LCAGreater Bay Area20266","B2","LCA","Greater Bay Area",2026,6,186,0]
["B2LCAGreater Bay Area20267","B2","LCA","Greater Bay Area",2026,7,186,0]
["B2LCAGreater Bay Area20268","B2","LCA","Greater Bay Area",2026,8,186,0]
["B2LCAGreater Bay Area20269","B2","LCA","Greater Bay Area",2026,9,186,0]
["B2LCAGreater Bay Area202610","B2","LCA","Greater Bay Area",2026,10,186,0]
["B2LCAGreater Bay Area202611","B2","LCA","Greater Bay Area",2026,11,186,0]
["B2LCAGreater Bay Area202612","B2","LCA","Greater Bay Area",2026,12,186,0]
["B2LCAGreater Bay Area20271","B2","LCA","Greater Bay Area",2027,1,186,0]
["B2LCAGreater Bay Area20272","B2","LCA","Greater Bay Area",2027,2,186,0]
["B2LCAGreater Bay Area20273","B2","LCA","Greater Bay Area",2027,3,186,0]
["B2LCAGreater Bay Area20274","B2","LCA","Greater Bay Area",2027,4,186,0]
["B2LCAGreater Bay Area20275","B2","LCA","Greater Bay Area",2027,5,186,0]
["B2LCAGreater Bay Area20276","B2","LCA","Greater Bay Area",2027,6,186,0]
["B2LCAGreater Bay Area20277","B2","LCA","Greater Bay Area",2027,7,186,0]
["B2LCAGreater Bay Area20278","B2","LCA","Greater Bay Area",2027,8,186,0]
["B2LCAGreater Bay Area20279","B2","LCA","Greater Bay Area",2027,9,186,0]
["B2LCAGreater Bay Area202710","B2","LCA","Greater Bay Area",2027,10,186,0]
["B2LCAGreater Bay Area202711","B2","LCA","Greater Bay Area",2027,11,186,0]
["B2LCAGreater Bay Area202712","B2","LCA","Greater Bay Area",2027,12,186,0]
["B2LCAGreater Fresno Area20251","B2","LCA","Greater Fresno Area",2025,1,2,1]
["B2LCAGreater Fresno Area20252","B2","LCA","Greater Fresno Area",2025,2,2,1]
["B2LCAGreater Fresno Area20253","B2","LCA","Greater Fresno Area",2025,3,2,1]
["B2LCAGreater Fresno Area20254","B2","LCA","Greater Fresno Area",2025,4,2,1]
["B2LCAGreater Fresno Area20255","B2","LCA","Greater Fresno Area",2025,5,2,1]
["B2LCAGreater Fresno Area20256","B2","LCA","Greater Fresno Area",2025,6,65,0]
["B2LCAGreater Fresno Area20257","B2","LCA","Greater Fresno Area",2025,7,83,0]
["B2LCAGreater Fresno Area20258","B2","LCA","Greater Fresno Area",2025,8,59,0]
["B2LCAGreater Fresno Area20259","B2","LCA","Greater Fresno Area",2025,9,59,0]
["B2LCAGreater Fresno Area202510","B2","LCA","Greater Fresno Area",2025,10,59,0]
["B2LCAGreater Fresno Area202511","B2","LCA","Greater Fresno Area",2025,11,59,0]
["B2LCAGreater Fresno Area202512","B2","LCA","Greater Fresno Area",2025,12,59,0]
["B2LCAGreater Fresno Area20261","B2","LCA","Greater Fresno Area",2026,1,74,0]
["B2LCAGreater Fresno Area20262","B2","LCA","Greater Fresno Area",2026,2,74,0]
["B2LCAGreater Fresno Area20263","B2","LCA","Greater Fresno Area",2026,3,74,0]
["B2LCAGreater Fresno Area20264","B2","LCA","Greater Fresno Area",2026,4,74,0]
["B2LCAGreater Fresno Area20265","B2","LCA","Greater Fresno Area",2026,5,74,0]
["B2LCAGreater Fresno Area20266","B2","LCA","Greater Fresno Area",2026,6,74,0]
["B2LCAGreater Fresno Area20267","B2","LCA","Greater Fresno Area",2026,7,74,0]
["B2LCAGreater Fresno Area20268","B2","LCA","Greater Fresno Area",2026,8,74,0]
["B2LCAGreater Fresno Area20269","B2","LCA","Greater Fresno Area",2026,9,74,0]
["B2LCAGreater Fresno Area202610","B2","LCA","Greater Fresno Area",2026,10,74,0]
["B2LCAGreater Fresno Area202611","B2","LCA","Greater Fresno Area",2026,11,74,0]
["B2LCAGreater Fresno Area202612","B2","LCA","Greater Fresno Area",2026,12,74,0]
["B2LCAGreater Fresno Area20271","B2","LCA","Greater Fresno Area",2027,1,74,0]
["B2LCAGreater Fresno Area20272","B2","LCA","Greater Fresno Area",2027,2,74,0]
["B2LCAGreater Fresno Area20273","B2","LCA","Greater Fresno Area",2027,3,74,0]
["B2LCAGreater Fresno Area20274","B2","LCA","Greater Fresno Area",2027,4,74,0]
["B2LCAGreater Fresno Area20275","B2","LCA","Greater Fresno Area",2027,5,74,0]
["B2LCAGreater Fresno Area20276","B2","LCA","Greater Fresno Area",2027,6,74,0]
["B2LCAGreater Fresno Area20277","B2","LCA","Greater Fresno Area",2027,7,74,0]
["B2LCAGreater Fresno Area20278","B2","LCA","Greater Fresno Area",2027,8,74,0]
["B2LCAGreater Fresno Area20279","B2","LCA","Greater Fresno Area",2027,9,74,0]
["B2LCAGreater Fresno Area202710","B2","LCA","Greater Fresno Area",2027,10,74,0]
["B2LCAGreater Fresno Area202711","B2","LCA","Greater Fresno Area",2027,11,74,0]
["B2LCAGreater Fresno Area202712","B2","LCA","Greater Fresno Area",2027,12,74,0]
["B2LCAKern20251","B2","LCA","Kern",2025,1,0,1]
["B2LCAKern20252","B2","LCA","Kern",2025,2,0,1]
["B2LCAKern20253","B2","LCA","Kern",2025,3,0,1]
["B2LCAKern20254","B2","LCA","Kern",2025,4,0,1]
["B2LCAKern20255","B2","LCA","Kern",2025,5,0,1]
["B2LCAKern20256","B2","LCA","Kern",2025,6,10,1]
["B2LCAKern20257","B2","LCA","Kern",2025,7,11,1]
["B2LCAKern20258","B2","LCA","Kern",2025,8,13,1]
["B2LCAKern20259","B2","LCA","Kern",2025,9,13,1]
["B2LCAKern202510","B2","LCA","Kern",2025,10,17,0]
["B2LCAKern202511","B2","LCA","Kern",2025,11,17,0]
["B2LCAKern202512","B2","LCA","Kern",2025,12,17,0]
["B2LCAKern20261","B2","LCA","Kern",2026,1,31,0]
["B2LCAKern20262","B2","LCA","Kern",2026,2,31,0]
["B2LCAKern20263","B2","LCA","Kern",2026,3,31,0]
["B2LCAKern20264","B2","LCA","Kern",2026,4,31,0]
["B2LCAKern20265","B2","LCA","Kern",2026,5,31,0]
["B2LCAKern20266","B2","LCA","Kern",2026,6,31,0]
["B2LCAKern20267","B2","LCA","Kern",2026,7,31,0]
["B2LCAKern20268","B2","LCA","Kern",2026,8,31,0]
["B2LCAKern20269","B2","LCA","Kern",2026,9,31,0]
["B2LCAKern202610","B2","LCA","Kern",2026,10,31,0]
["B2LCAKern202611","B2","LCA","Kern",2026,11,31,0]
["B2LCAKern202612","B2","LCA","Kern",2026,12,31,0]
["B2LCAKern20271","B2","LCA","Kern",2027,1,31,0]
["B2LCAKern20272","B2","LCA","Kern",2027,2,31,0]
["B2LCAKern20273","B2","LCA","Kern",2027,3,31,0]
["B2LCAKern20274","B2","LCA","Kern",2027,4,31,0]
["B2LCAKern20275","B2","LCA","Kern",2027,5,31,0]
["B2LCAKern20276","B2","LCA","Kern",2027,6,31,0]
["B2LCAKern20277","B2","LCA","Kern",2027,7,31,0]
["B2LCAKern20278","B2","LCA","Kern",2027,8,31,0]
["B2LCAKern20279","B2","LCA","Kern",2027,9,31,0]
["B2LCAKern202710","B2","LCA","Kern",2027,10,31,0]
["B2LCAKern202711","B2","LCA","Kern",2027,11,31,0]
["B2LCAKern202712","B2","LCA","Kern",2027,12,31,0]
["B2LCANorth Coast and North Bay20251","B2","LCA","North Coast and North Bay",2025,1,0,1]
["B2LCANorth Coast and North Bay20252","B2","LCA","North Coast and North Bay",2025,2,0,1]
["B2LCANorth Coast and North Bay20253","B2","LCA","North Coast and North Bay",2025,3,0,1]
["B2LCANorth Coast and North Bay20254","B2","LCA","North Coast and North Bay",2025,4,0,1]
["B2LCANorth Coast and North Bay20255","B2","LCA","North Coast and North Bay",2025,5,0,1]
["B2LCANorth Coast and North Bay20256","B2","LCA","North Coast and North Bay",2025,6,30,0]
["B2LCANorth Coast and North Bay20257","B2","LCA","North Coast and North Bay",2025,7,30,0]
["B2LCANorth Coast and North Bay20258","B2","LCA","North Coast and North Bay",2025,8,31,0]
["B2LCANorth Coast and North Bay20259","B2","LCA","North Coast and North Bay",2025,9,31,0]
["B2LCANorth Coast and North Bay202510","B2","LCA","North Coast and North Bay",2025,10,32,0]
["B2LCANorth Coast and North Bay202511","B2","LCA","North Coast and North Bay",2025,11,32,0]
["B2LCANorth Coast and North Bay202512","B2","LCA","North Coast and North Bay",2025,12,32,0]
["B2LCANorth Coast and North Bay20261","B2","LCA","North Coast and North Bay",2026,1,36,0]
["B2LCANorth Coast and North Bay20262","B2","LCA","North Coast and North Bay",2026,2,36,0]
["B2LCANorth Coast and North Bay20263","B2","LCA","North Coast and North Bay",2026,3,36,0]
["B2LCANorth Coast and North Bay20264","B2","LCA","North Coast and North Bay",2026,4,36,0]
["B2LCANorth Coast and North Bay20265","B2","LCA","North Coast and North Bay",2026,5,36,0]
["B2LCANorth Coast and North Bay20266","B2","LCA","North Coast and North Bay",2026,6,36,0]
["B2LCANorth Coast and North Bay20267","B2","LCA","North Coast and North Bay",2026,7,36,0]
["B2LCANorth Coast and North Bay20268","B2","LCA","North Coast and North Bay",2026,8,36,0]
["B2LCANorth Coast and North Bay20269","B2","LCA","North Coast and North Bay",2026,9,36,0]
["B2LCANorth Coast and North Bay202610","B2","LCA","North Coast and North Bay",2026,10,36,0]
["B2LCANorth Coast and North Bay202611","B2","LCA","North Coast and North Bay",2026,11,36,0]
["B2LCANorth Coast and North Bay202612","B2","LCA","North Coast and North Bay",2026,12,36,0]
["B2LCANorth Coast and North Bay20271","B2","LCA","North Coast and North Bay",2027,1,36,0]
["B2LCANorth Coast and North Bay20272","B2","LCA","North Coast and North Bay",2027,2,36,0]
["B2LCANorth Coast and North Bay20273","B2","LCA","North Coast and North Bay",2027,3,36,0]
["B2LCANorth Coast and North Bay20274","B2","LCA","North Coast and North Bay",2027,4,36,0]
["B2LCANorth Coast and North Bay20275","B2","LCA","North Coast and North Bay",2027,5,36,0]
["B2LCANorth Coast and North Bay20276","B2","LCA","North Coast and North Bay",2027,6,36,0]
["B2LCANorth Coast and North Bay20277","B2","LCA","North Coast and North Bay",2027,7,36,0]
["B2LCANorth Coast and North Bay20278","B2","LCA","North Coast and North Bay",2027,8,36,0]
["B2LCANorth Coast and North Bay20279","B2","LCA","North Coast and North Bay",2027,9,36,0]
["B2LCANorth Coast and North Bay202710","B2","LCA","North Coast and North Bay",2027,10,36,0]
["B2LCANorth Coast and North Bay202711","B2","LCA","North Coast and North Bay",2027,11,36,0]
["B2LCANorth Coast and North Bay202712","B2","LCA","North Coast and North Bay",2027,12,36,0]
["B2LCAOther20251","B2","LCA","Other",2025,1,0,1]
["B2LCAOther20252","B2","LCA","Other",2025,2,0,1]
["B2LCAOther20253","B2","LCA","Other",2025,3,0,1]
["B2LCAOther20254","B2","LCA","Other",2025,4,0,1]
["B2LCAOther20255","B2","LCA","Other",2025,5,0,1]
["B2LCAOther20256","B2","LCA","Other",2025,6,126,0]
["B2LCAOther20257","B2","LCA","Other",2025,7,137,0]
["B2LCAOther20258","B2","LCA","Other",2025,8,127,0]
["B2LCAOther20259","B2","LCA","Other",2025,9,127,0]
["B2LCAOther202510","B2","LCA","Other",2025,10,140,0]
["B2LCAOther202511","B2","LCA","Other",2025,11,140,0]
["B2LCAOther202512","B2","LCA","Other",2025,12,140,0]
["B2LCAOther20261","B2","LCA","Other",2026,1,153,0]
["B2LCAOther20262","B2","LCA","Other",2026,2,153,0]
["B2LCAOther20263","B2","LCA","Other",2026,3,153,0]
["B2LCAOther20264","B2","LCA","Other",2026,4,153,0]
["B2LCAOther20265","B2","LCA","Other",2026,5,153,0]
["B2LCAOther20266","B2","LCA","Other",2026,6,153,0]
["B2LCAOther20267","B2","LCA","Other",2026,7,153,0]
["B2LCAOther20268","B2","LCA","Other",2026,8,153,0]
["B2LCAOther20269","B2","LCA","Other",2026,9,153,0]
["B2LCAOther202610","B2","LCA","Other",2026,10,153,0]
["B2LCAOther202611","B2","LCA","Other",2026,11,153,0]
["B2LCAOther202612","B2","LCA","Other",2026,12,153,0]
["B2LCAOther20271","B2","LCA","Other",2027,1,153,0]
["B2LCAOther20272","B2","LCA","Other",2027,2,153,0]
["B2LCAOther20273","B2","LCA","Other",2027,3,153,0]
["B2LCAOther20274","B2","LCA","Other",2027,4,153,0]
["B2LCAOther20275","B2","LCA","Other",2027,5,153,0]
["B2LCAOther20276","B2","LCA","Other",2027,6,153,0]
["B2LCAOther20277","B2","LCA","Other",2027,7,153,0]
["B2LCAOther20278","B2","LCA","Other",2027,8,153,0]
["B2LCAOther20279","B2","LCA","Other",2027,9,153,0]
["B2LCAOther202710","B2","LCA","Other",2027,10,153,0]
["B2LCAOther202711","B2","LCA","Other",2027,11,153,0]
["B2LCAOther202712","B2","LCA","Other",2027,12,153,0]
["B2LCASierra20251","B2","LCA","Sierra",2025,1,0,1]
["B2LCASierra20252","B2","LCA","Sierra",2025,2,0,1]
["B2LCASierra20253","B2","LCA","Sierra",2025,3,0,1]
["B2LCASierra20254","B2","LCA","Sierra",2025,4,0,1]
["B2LCASierra20255","B2","LCA","Sierra",2025,5,0,1]
["B2LCASierra20256","B2","LCA","Sierra",2025,6,25,0]
["B2LCASierra20257","B2","LCA","Sierra",2025,7,26,0]
["B2LCASierra20258","B2","LCA","Sierra",2025,8,28,0]
["B2LCASierra20259","B2","LCA","Sierra",2025,9,28,0]
["B2LCASierra202510","B2","LCA","Sierra",2025,10,31,0]
["B2LCASierra202511","B2","LCA","Sierra",2025,11,31,0]
["B2LCASierra202512","B2","LCA","Sierra",2025,12,31,0]
["B2LCASierra20261","B2","LCA","Sierra",2026,1,35,0]
["B2LCASierra20262","B2","LCA","Sierra",2026,2,35,0]
["B2LCASierra20263","B2","LCA","Sierra",2026,3,35,0]
["B2LCASierra20264","B2","LCA","Sierra",2026,4,35,0]
["B2LCASierra20265","B2","LCA","Sierra",2026,5,35,0]
["B2LCASierra20266","B2","LCA","Sierra",2026,6,35,0]
["B2LCASierra20267","B2","LCA","Sierra",2026,7,35,0]
["B2LCASierra20268","B2","LCA","Sierra",2026,8,35,0]
["B2LCASierra20269","B2","LCA","Sierra",2026,9,35,0]
["B2LCASierra202610","B2","LCA","Sierra",2026,10,35,0]
["B2LCASierra202611","B2","LCA","Sierra",2026,11,35,0]
["B2LCASierra202612","B2","LCA","Sierra",2026,12,35,0]
["B2LCASierra20271","B2","LCA","Sierra",2027,1,35,0]
["B2LCASierra20272","B2","LCA","Sierra",2027,2,35,0]
["B2LCASierra20273","B2","LCA","Sierra",2027,3,35,0]
["B2LCASierra20274","B2","LCA","Sierra",2027,4,35,0]
["B2LCASierra20275","B2","LCA","Sierra",2027,5,35,0]
["B2LCASierra20276","B2","LCA","Sierra",2027,6,35,0]
["B2LCASierra20277","B2","LCA","Sierra",2027,7,35,0]
["B2LCASierra20278","B2","LCA","Sierra",2027,8,35,0]
["B2LCASierra20279","B2","LCA","Sierra",2027,9,35,0]
["B2LCASierra202710","B2","LCA","Sierra",2027,10,35,0]
["B2LCASierra202711","B2","LCA","Sierra",2027,11,35,0]
["B2LCASierra202712","B2","LCA","Sierra",2027,12,35,0]
["B2LCAStockton20251","B2","LCA","Stockton",2025,1,0,1]
["B2LCAStockton20252","B2","LCA","Stockton",2025,2,0,1]
["B2LCAStockton20253","B2","LCA","Stockton",2025,3,0,1]
["B2LCAStockton20254","B2","LCA","Stockton",2025,4,0,1]
["B2LCAStockton20255","B2","LCA","Stockton",2025,5,0,1]
["B2LCAStockton20256","B2","LCA","Stockton",2025,6,0,1]
["B2LCAStockton20257","B2","LCA","Stockton",2025,7,0,1]
["B2LCAStockton20258","B2","LCA","Stockton",2025,8,0,1]
["B2LCAStockton20259","B2","LCA","Stockton",2025,9,0,1]
["B2LCAStockton202510","B2","LCA","Stockton",2025,10,26,0]
["B2LCAStockton202511","B2","LCA","Stockton",2025,11,26,0]
["B2LCAStockton202512","B2","LCA","Stockton",2025,12,26,0]
["B2LCAStockton20261","B2","LCA","Stockton",2026,1,35,0]
["B2LCAStockton20262","B2","LCA","Stockton",2026,2,35,0]
["B2LCAStockton20263","B2","LCA","Stockton",2026,3,35,0]
["B2LCAStockton20264","B2","LCA","Stockton",2026,4,35,0]
["B2LCAStockton20265","B2","LCA","Stockton",2026,5,35,0]
["B2LCAStockton20266","B2","LCA","Stockton",2026,6,35,0]
["B2LCAStockton20267","B2","LCA","Stockton",2026,7,35,0]
["B2LCAStockton20268","B2","LCA","Stockton",2026,8,35,0]
["B2LCAStockton20269","B2","LCA","Stockton",2026,9,35,0]
["B2LCAStockton202610","B2","LCA","Stockton",2026,10,35,0]
["B2LCAStockton202611","B2","LCA","Stockton",2026,11,35,0]
["B2LCAStockton202612","B2","LCA","Stockton",2026,12,35,0]
["B2LCAStockton20271","B2","LCA","Stockton",2027,1,35,0]
["B2LCAStockton20272","B2","LCA","Stockton",2027,2,35,0]
["B2LCAStockton20273","B2","LCA","Stockton",2027,3,35,0]
["B2LCAStockton20274","B2","LCA","Stockton",2027,4,35,0]
["B2LCAStockton20275","B2","LCA","Stockton",2027,5,35,0]
["B2LCAStockton20276","B2","LCA","Stockton",2027,6,35,0]
["B2LCAStockton20277","B2","LCA","Stockton",2027,7,35,0]
["B2LCAStockton20278","B2","LCA","Stockton",2027,8,35,0]
["B2LCAStockton20279","B2","LCA","Stockton",2027,9,35,0]
["B2LCAStockton202710","B2","LCA","Stockton",2027,10,35,0]
["B2LCAStockton202711","B2","LCA","Stockton",2027,11,35,0]
["B2LCAStockton202712","B2","LCA","Stockton",2027,12,35,0]
["B2LCAnon-LCA20251","B2","LCA","non-LCA",2025,1,0,1]
["B2LCAnon-LCA20252","B2","LCA","non-LCA",2025,2,0,1]
["B2LCAnon-LCA20253","B2","LCA","non-LCA",2025,3,0,1]
["B2LCAnon-LCA20254","B2","LCA","non-LCA",2025,4,0,1]
["B2LCAnon-LCA20255","B2","LCA","non-LCA",2025,5,0,1]
["B2LCAnon-LCA20256","B2","LCA","non-LCA",2025,6,1,1]
["B2LCAnon-LCA20257","B2","LCA","non-LCA",2025,7,1,1]
["B2LCAnon-LCA20258","B2","LCA","non-LCA",2025,8,1,1]
["B2LCAnon-LCA20259","B2","LCA","non-LCA",2025,9,1,1]
["B2LCAnon-LCA202510","B2","LCA","non-LCA",2025,10,1,1]
["B2LCAnon-LCA202511","B2","LCA","non-LCA",2025,11,1,1]
["B2LCAnon-LCA202512","B2","LCA","non-LCA",2025,12,1,1]
["B2SubLAPSLAP_PGCC20251","B2","SubLAP","SLAP_PGCC",2025,1,0,1]
["B2SubLAPSLAP_PGCC20252","B2","SubLAP","SLAP_PGCC",2025,2,0,1]
["B2SubLAPSLAP_PGCC20253","B2","SubLAP","SLAP_PGCC",2025,3,0,1]
["B2SubLAPSLAP_PGCC20254","B2","SubLAP","SLAP_PGCC",2025,4,0,1]
["B2SubLAPSLAP_PGCC20255","B2","SubLAP","SLAP_PGCC",2025,5,0,1]
["B2SubLAPSLAP_PGCC20256","B2","SubLAP","SLAP_PGCC",2025,6,18,0]
["B2SubLAPSLAP_PGCC20257","B2","SubLAP","SLAP_PGCC",2025,7,18,0]
["B2SubLAPSLAP_PGCC20258","B2","SubLAP","SLAP_PGCC",2025,8,19,0]
["B2SubLAPSLAP_PGCC20259","B2","SubLAP","SLAP_PGCC",2025,9,19,0]
["B2SubLAPSLAP_PGCC202510","B2","SubLAP","SLAP_PGCC",2025,10,19,0]
["B2SubLAPSLAP_PGCC202511","B2","SubLAP","SLAP_PGCC",2025,11,19,0]
["B2SubLAPSLAP_PGCC202512","B2","SubLAP","SLAP_PGCC",2025,12,19,0]
["B2SubLAPSLAP_PGCC20261","B2","SubLAP","SLAP_PGCC",2026,1,21,0]
["B2SubLAPSLAP_PGCC20262","B2","SubLAP","SLAP_PGCC",2026,2,21,0]
["B2SubLAPSLAP_PGCC20263","B2","SubLAP","SLAP_PGCC",2026,3,21,0]
["B2SubLAPSLAP_PGCC20264","B2","SubLAP","SLAP_PGCC",2026,4,21,0]
["B2SubLAPSLAP_PGCC20265","B2","SubLAP","SLAP_PGCC",2026,5,21,0]
["B2SubLAPSLAP_PGCC20266","B2","SubLAP","SLAP_PGCC",2026,6,21,0]
["B2SubLAPSLAP_PGCC20267","B2","SubLAP","SLAP_PGCC",2026,7,21,0]
["B2SubLAPSLAP_PGCC20268","B2","SubLAP","SLAP_PGCC",2026,8,21,0]
["B2SubLAPSLAP_PGCC20269","B2","SubLAP","SLAP_PGCC",2026,9,21,0]
["B2SubLAPSLAP_PGCC202610","B2","SubLAP","SLAP_PGCC",2026,10,21,0]
["B2SubLAPSLAP_PGCC202611","B2","SubLAP","SLAP_PGCC",2026,11,21,0]
["B2SubLAPSLAP_PGCC202612","B2","SubLAP","SLAP_PGCC",2026,12,21,0]
["B2SubLAPSLAP_PGCC20271","B2","SubLAP","SLAP_PGCC",2027,1,21,0]
["B2SubLAPSLAP_PGCC20272","B2","SubLAP","SLAP_PGCC",2027,2,21,0]
["B2SubLAPSLAP_PGCC20273","B2","SubLAP","SLAP_PGCC",2027,3,21,0]
["B2SubLAPSLAP_PGCC20274","B2","SubLAP","SLAP_PGCC",2027,4,21,0]
["B2SubLAPSLAP_PGCC20275","B2","SubLAP","SLAP_PGCC",2027,5,21,0]
["B2SubLAPSLAP_PGCC20276","B2","SubLAP","SLAP_PGCC",2027,6,21,0]
["B2SubLAPSLAP_PGCC20277","B2","SubLAP","SLAP_PGCC",2027,7,21,0]
["B2SubLAPSLAP_PGCC20278","B2","SubLAP","SLAP_PGCC",2027,8,21,0]
["B2SubLAPSLAP_PGCC20279","B2","SubLAP","SLAP_PGCC",2027,9,21,0]
["B2SubLAPSLAP_PGCC202710","B2","SubLAP","SLAP_PGCC",2027,10,21,0]
["B2SubLAPSLAP_PGCC202711","B2","SubLAP","SLAP_PGCC",2027,11,21,0]
["B2SubLAPSLAP_PGCC202712","B2","SubLAP","SLAP_PGCC",2027,12,21,0]
["B2SubLAPSLAP_PGEB20251","B2","SubLAP","SLAP_PGEB",2025,1,0,1]
["B2SubLAPSLAP_PGEB20252","B2","SubLAP","SLAP_PGEB",2025,2,0,1]
["B2SubLAPSLAP_PGEB20253","B2","SubLAP","SLAP_PGEB",2025,3,0,1]
["B2SubLAPSLAP_PGEB20254","B2","SubLAP","SLAP_PGEB",2025,4,0,1]
["B2SubLAPSLAP_PGEB20255","B2","SubLAP","SLAP_PGEB",2025,5,0,1]
["B2SubLAPSLAP_PGEB20256","B2","SubLAP","SLAP_PGEB",2025,6,50,0]
["B2SubLAPSLAP_PGEB20257","B2","SubLAP","SLAP_PGEB",2025,7,54,0]
["B2SubLAPSLAP_PGEB20258","B2","SubLAP","SLAP_PGEB",2025,8,59,0]
["B2SubLAPSLAP_PGEB20259","B2","SubLAP","SLAP_PGEB",2025,9,59,0]
["B2SubLAPSLAP_PGEB202510","B2","SubLAP","SLAP_PGEB",2025,10,64,0]
["B2SubLAPSLAP_PGEB202511","B2","SubLAP","SLAP_PGEB",2025,11,64,0]
["B2SubLAPSLAP_PGEB202512","B2","SubLAP","SLAP_PGEB",2025,12,64,0]
["B2SubLAPSLAP_PGEB20261","B2","SubLAP","SLAP_PGEB",2026,1,69,0]
["B2SubLAPSLAP_PGEB20262","B2","SubLAP","SLAP_PGEB",2026,2,69,0]
["B2SubLAPSLAP_PGEB20263","B2","SubLAP","SLAP_PGEB",2026,3,69,0]
["B2SubLAPSLAP_PGEB20264","B2","SubLAP","SLAP_PGEB",2026,4,69,0]
["B2SubLAPSLAP_PGEB20265","B2","SubLAP","SLAP_PGEB",2026,5,69,0]
["B2SubLAPSLAP_PGEB20266","B2","SubLAP","SLAP_PGEB",2026,6,69,0]
["B2SubLAPSLAP_PGEB20267","B2","SubLAP","SLAP_PGEB",2026,7,69,0]
["B2SubLAPSLAP_PGEB20268","B2","SubLAP","SLAP_PGEB",2026,8,69,0]
["B2SubLAPSLAP_PGEB20269","B2","SubLAP","SLAP_PGEB",2026,9,69,0]
["B2SubLAPSLAP_PGEB202610","B2","SubLAP","SLAP_PGEB",2026,10,69,0]
["B2SubLAPSLAP_PGEB202611","B2","SubLAP","SLAP_PGEB",2026,11,69,0]
["B2SubLAPSLAP_PGEB202612","B2","SubLAP","SLAP_PGEB",2026,12,69,0]
["B2SubLAPSLAP_PGEB20271","B2","SubLAP","SLAP_PGEB",2027,1,69,0]
["B2SubLAPSLAP_PGEB20272","B2","SubLAP","SLAP_PGEB",2027,2,69,0]
["B2SubLAPSLAP_PGEB20273","B2","SubLAP","SLAP_PGEB",2027,3,69,0]
["B2SubLAPSLAP_PGEB20274","B2","SubLAP","SLAP_PGEB",2027,4,69,0]
["B2SubLAPSLAP_PGEB20275","B2","SubLAP","SLAP_PGEB",2027,5,69,0]
["B2SubLAPSLAP_PGEB20276","B2","SubLAP","SLAP_PGEB",2027,6,69,0]
["B2SubLAPSLAP_PGEB20277","B2","SubLAP","SLAP_PGEB",2027,7,69,0]
["B2SubLAPSLAP_PGEB20278","B2","SubLAP","SLAP_PGEB",2027,8,69,0]
["B2SubLAPSLAP_PGEB20279","B2","SubLAP","SLAP_PGEB",2027,9,69,0]
["B2SubLAPSLAP_PGEB202710","B2","SubLAP","SLAP_PGEB",2027,10,69,0]
["B2SubLAPSLAP_PGEB202711","B2","SubLAP","SLAP_PGEB",2027,11,69,0]
["B2SubLAPSLAP_PGEB202712","B2","SubLAP","SLAP_PGEB",2027,12,69,0]
["B2SubLAPSLAP_PGF120251","B2","SubLAP","SLAP_PGF1",2025,1,2,1]
["B2SubLAPSLAP_PGF120252","B2","SubLAP","SLAP_PGF1",2025,2,2,1]
["B2SubLAPSLAP_PGF120253","B2","SubLAP","SLAP_PGF1",2025,3,2,1]
["B2SubLAPSLAP_PGF120254","B2","SubLAP","SLAP_PGF1",2025,4,2,1]
["B2SubLAPSLAP_PGF120255","B2","SubLAP","SLAP_PGF1",2025,5,2,1]
["B2SubLAPSLAP_PGF120256","B2","SubLAP","SLAP_PGF1",2025,6,90,0]
["B2SubLAPSLAP_PGF120257","B2","SubLAP","SLAP_PGF1",2025,7,113,0]
["B2SubLAPSLAP_PGF120258","B2","SubLAP","SLAP_PGF1",2025,8,88,0]
["B2SubLAPSLAP_PGF120259","B2","SubLAP","SLAP_PGF1",2025,9,88,0]
["B2SubLAPSLAP_PGF1202510","B2","SubLAP","SLAP_PGF1",2025,10,89,0]
["B2SubLAPSLAP_PGF1202511","B2","SubLAP","SLAP_PGF1",2025,11,89,0]
["B2SubLAPSLAP_PGF1202512","B2","SubLAP","SLAP_PGF1",2025,12,89,0]
["B2SubLAPSLAP_PGF120261","B2","SubLAP","SLAP_PGF1",2026,1,108,0]
["B2SubLAPSLAP_PGF120262","B2","SubLAP","SLAP_PGF1",2026,2,108,0]
["B2SubLAPSLAP_PGF120263","B2","SubLAP","SLAP_PGF1",2026,3,108,0]
["B2SubLAPSLAP_PGF120264","B2","SubLAP","SLAP_PGF1",2026,4,108,0]
["B2SubLAPSLAP_PGF120265","B2","SubLAP","SLAP_PGF1",2026,5,108,0]
["B2SubLAPSLAP_PGF120266","B2","SubLAP","SLAP_PGF1",2026,6,108,0]
["B2SubLAPSLAP_PGF120267","B2","SubLAP","SLAP_PGF1",2026,7,108,0]
["B2SubLAPSLAP_PGF120268","B2","SubLAP","SLAP_PGF1",2026,8,108,0]
["B2SubLAPSLAP_PGF120269","B2","SubLAP","SLAP_PGF1",2026,9,108,0]
["B2SubLAPSLAP_PGF1202610","B2","SubLAP","SLAP_PGF1",2026,10,108,0]
["B2SubLAPSLAP_PGF1202611","B2","SubLAP","SLAP_PGF1",2026,11,108,0]
["B2SubLAPSLAP_PGF1202612","B2","SubLAP","SLAP_PGF1",2026,12,108,0]
["B2SubLAPSLAP_PGF120271","B2","SubLAP","SLAP_PGF1",2027,1,108,0]
["B2SubLAPSLAP_PGF120272","B2","SubLAP","SLAP_PGF1",2027,2,108,0]
["B2SubLAPSLAP_PGF120273","B2","SubLAP","SLAP_PGF1",2027,3,108,0]
["B2SubLAPSLAP_PGF120274","B2","SubLAP","SLAP_PGF1",2027,4,108,0]
["B2SubLAPSLAP_PGF120275","B2","SubLAP","SLAP_PGF1",2027,5,108,0]
["B2SubLAPSLAP_PGF120276","B2","SubLAP","SLAP_PGF1",2027,6,108,0]
["B2SubLAPSLAP_PGF120277","B2","SubLAP","SLAP_PGF1",2027,7,108,0]
["B2SubLAPSLAP_PGF120278","B2","SubLAP","SLAP_PGF1",2027,8,108,0]
["B2SubLAPSLAP_PGF120279","B2","SubLAP","SLAP_PGF1",2027,9,108,0]
["B2SubLAPSLAP_PGF1202710","B2","SubLAP","SLAP_PGF1",2027,10,108,0]
["B2SubLAPSLAP_PGF1202711","B2","SubLAP","SLAP_PGF1",2027,11,108,0]
["B2SubLAPSLAP_PGF1202712","B2","SubLAP","SLAP_PGF1",2027,12,108,0]
["B2SubLAPSLAP_PGFG20251","B2","SubLAP","SLAP_PGFG",2025,1,0,1]
["B2SubLAPSLAP_PGFG20252","B2","SubLAP","SLAP_PGFG",2025,2,0,1]
["B2SubLAPSLAP_PGFG20253","B2","SubLAP","SLAP_PGFG",2025,3,0,1]
["B2SubLAPSLAP_PGFG20254","B2","SubLAP","SLAP_PGFG",2025,4,0,1]
["B2SubLAPSLAP_PGFG20255","B2","SubLAP","SLAP_PGFG",2025,5,0,1]
["B2SubLAPSLAP_PGFG20256","B2","SubLAP","SLAP_PGFG",2025,6,16,0]
["B2SubLAPSLAP_PGFG20257","B2","SubLAP","SLAP_PGFG",2025,7,16,0]
["B2SubLAPSLAP_PGFG20258","B2","SubLAP","SLAP_PGFG",2025,8,16,0]
["B2SubLAPSLAP_PGFG20259","B2","SubLAP","SLAP_PGFG",2025,9,16,0]
["B2SubLAPSLAP_PGFG202510","B2","SubLAP","SLAP_PGFG",2025,10,16,0]
["B2SubLAPSLAP_PGFG202511","B2","SubLAP","SLAP_PGFG",2025,11,16,0]
["B2SubLAPSLAP_PGFG202512","B2","SubLAP","SLAP_PGFG",2025,12,16,0]
["B2SubLAPSLAP_PGFG20261","B2","SubLAP","SLAP_PGFG",2026,1,15,0]
["B2SubLAPSLAP_PGFG20262","B2","SubLAP","SLAP_PGFG",2026,2,15,0]
["B2SubLAPSLAP_PGFG20263","B2","SubLAP","SLAP_PGFG",2026,3,15,0]
["B2SubLAPSLAP_PGFG20264","B2","SubLAP","SLAP_PGFG",2026,4,15,0]
["B2SubLAPSLAP_PGFG20265","B2","SubLAP","SLAP_PGFG",2026,5,15,0]
["B2SubLAPSLAP_PGFG20266","B2","SubLAP","SLAP_PGFG",2026,6,15,0]
["B2SubLAPSLAP_PGFG20267","B2","SubLAP","SLAP_PGFG",2026,7,15,0]
["B2SubLAPSLAP_PGFG20268","B2","SubLAP","SLAP_PGFG",2026,8,15,0]
["B2SubLAPSLAP_PGFG20269","B2","SubLAP","SLAP_PGFG",2026,9,15,0]
["B2SubLAPSLAP_PGFG202610","B2","SubLAP","SLAP_PGFG",2026,10,15,0]
["B2SubLAPSLAP_PGFG202611","B2","SubLAP","SLAP_PGFG",2026,11,15,0]
["B2SubLAPSLAP_PGFG202612","B2","SubLAP","SLAP_PGFG",2026,12,15,0]
["B2SubLAPSLAP_PGFG20271","B2","SubLAP","SLAP_PGFG",2027,1,15,0]
["B2SubLAPSLAP_PGFG20272","B2","SubLAP","SLAP_PGFG",2027,2,15,0]
["B2SubLAPSLAP_PGFG20273","B2","SubLAP","SLAP_PGFG",2027,3,15,0]
["B2SubLAPSLAP_PGFG20274","B2","SubLAP","SLAP_PGFG",2027,4,15,0]
["B2SubLAPSLAP_PGFG20275","B2","SubLAP","SLAP_PGFG",2027,5,15,0]
["B2SubLAPSLAP_PGFG20276","B2","SubLAP","SLAP_PGFG",2027,6,15,0]
["B2SubLAPSLAP_PGFG20277","B2","SubLAP","SLAP_PGFG",2027,7,15,0]
["B2SubLAPSLAP_PGFG20278","B2","SubLAP","SLAP_PGFG",2027,8,15,0]
["B2SubLAPSLAP_PGFG20279","B2","SubLAP","SLAP_PGFG",2027,9,15,0]
["B2SubLAPSLAP_PGFG202710","B2","SubLAP","SLAP_PGFG",2027,10,15,0]
["B2SubLAPSLAP_PGFG202711","B2","SubLAP","SLAP_PGFG",2027,11,15,0]
["B2SubLAPSLAP_PGFG202712","B2","SubLAP","SLAP_PGFG",2027,12,15,0]
["B2SubLAPSLAP_PGKN20251","B2","SubLAP","SLAP_PGKN",2025,1,0,1]
["B2SubLAPSLAP_PGKN20252","B2","SubLAP","SLAP_PGKN",2025,2,0,1]
["B2SubLAPSLAP_PGKN20253","B2","SubLAP","SLAP_PGKN",2025,3,0,1]
["B2SubLAPSLAP_PGKN20254","B2","SubLAP","SLAP_PGKN",2025,4,0,1]
["B2SubLAPSLAP_PGKN20255","B2","SubLAP","SLAP_PGKN",2025,5,0,1]
["B2SubLAPSLAP_PGKN20256","B2","SubLAP","SLAP_PGKN",2025,6,5,1]
["B2SubLAPSLAP_PGKN20257","B2","SubLAP","SLAP_PGKN",2025,7,6,1]
["B2SubLAPSLAP_PGKN20258","B2","SubLAP","SLAP_PGKN",2025,8,7,1]
["B2SubLAPSLAP_PGKN20259","B2","SubLAP","SLAP_PGKN",2025,9,7,1]
["B2SubLAPSLAP_PGKN202510","B2","SubLAP","SLAP_PGKN",2025,10,10,1]
["B2SubLAPSLAP_PGKN202511","B2","SubLAP","SLAP_PGKN",2025,11,10,1]
["B2SubLAPSLAP_PGKN202512","B2","SubLAP","SLAP_PGKN",2025,12,10,1]
["B2SubLAPSLAP_PGKN20261","B2","SubLAP","SLAP_PGKN",2026,1,31,0]
["B2SubLAPSLAP_PGKN20262","B2","SubLAP","SLAP_PGKN",2026,2,31,0]
["B2SubLAPSLAP_PGKN20263","B2","SubLAP","SLAP_PGKN",2026,3,31,0]
["B2SubLAPSLAP_PGKN20264","B2","SubLAP","SLAP_PGKN",2026,4,31,0]
["B2SubLAPSLAP_PGKN20265","B2","SubLAP","SLAP_PGKN",2026,5,31,0]
["B2SubLAPSLAP_PGKN20266","B2","SubLAP","SLAP_PGKN",2026,6,31,0]
["B2SubLAPSLAP_PGKN20267","B2","SubLAP","SLAP_PGKN",2026,7,31,0]
["B2SubLAPSLAP_PGKN20268","B2","SubLAP","SLAP_PGKN",2026,8,31,0]
["B2SubLAPSLAP_PGKN20269","B2","SubLAP","SLAP_PGKN",2026,9,31,0]
["B2SubLAPSLAP_PGKN202610","B2","SubLAP","SLAP_PGKN",2026,10,31,0]
["B2SubLAPSLAP_PGKN202611","B2","SubLAP","SLAP_PGKN",2026,11,31,0]
["B2SubLAPSLAP_PGKN202612","B2","SubLAP","SLAP_PGKN",2026,12,31,0]
["B2SubLAPSLAP_PGKN20271","B2","SubLAP","SLAP_PGKN",2027,1,31,0]
["B2SubLAPSLAP_PGKN20272","B2","SubLAP","SLAP_PGKN",2027,2,31,0]
["B2SubLAPSLAP_PGKN20273","B2","SubLAP","SLAP_PGKN",2027,3,31,0]
["B2SubLAPSLAP_PGKN20274","B2","SubLAP","SLAP_PGKN",2027,4,31,0]
["B2SubLAPSLAP_PGKN20275","B2","SubLAP","SLAP_PGKN",2027,5,31,0]
["B2SubLAPSLAP_PGKN20276","B2","SubLAP","SLAP_PGKN",2027,6,31,0]
["B2SubLAPSLAP_PGKN20277","B2","SubLAP","SLAP_PGKN",2027,7,31,0]
["B2SubLAPSLAP_PGKN20278","B2","SubLAP","SLAP_PGKN",2027,8,31,0]
["B2SubLAPSLAP_PGKN20279","B2","SubLAP","SLAP_PGKN",2027,9,31,0]
["B2SubLAPSLAP_PGKN202710","B2","SubLAP","SLAP_PGKN",2027,10,31,0]
["B2SubLAPSLAP_PGKN202711","B2","SubLAP","SLAP_PGKN",2027,11,31,0]
["B2SubLAPSLAP_PGKN202712","B2","SubLAP","SLAP_PGKN",2027,12,31,0]
["B2SubLAPSLAP_PGNB20251","B2","SubLAP","SLAP_PGNB",2025,1,0,1]
["B2SubLAPSLAP_PGNB20252","B2","SubLAP","SLAP_PGNB",2025,2,0,1]
["B2SubLAPSLAP_PGNB20253","B2","SubLAP","SLAP_PGNB",2025,3,0,1]
["B2SubLAPSLAP_PGNB20254","B2","SubLAP","SLAP_PGNB",2025,4,0,1]
["B2SubLAPSLAP_PGNB20255","B2","SubLAP","SLAP_PGNB",2025,5,0,1]
["B2SubLAPSLAP_PGNB20256","B2","SubLAP","SLAP_PGNB",2025,6,14,1]
["B2SubLAPSLAP_PGNB20257","B2","SubLAP","SLAP_PGNB",2025,7,14,1]
["B2SubLAPSLAP_PGNB20258","B2","SubLAP","SLAP_PGNB",2025,8,15,0]
["B2SubLAPSLAP_PGNB20259","B2","SubLAP","SLAP_PGNB",2025,9,15,0]
["B2SubLAPSLAP_PGNB202510","B2","SubLAP","SLAP_PGNB",2025,10,16,0]
["B2SubLAPSLAP_PGNB202511","B2","SubLAP","SLAP_PGNB",2025,11,16,0]
["B2SubLAPSLAP_PGNB202512","B2","SubLAP","SLAP_PGNB",2025,12,16,0]
["B2SubLAPSLAP_PGNB20261","B2","SubLAP","SLAP_PGNB",2026,1,23,0]
["B2SubLAPSLAP_PGNB20262","B2","SubLAP","SLAP_PGNB",2026,2,23,0]
["B2SubLAPSLAP_PGNB20263","B2","SubLAP","SLAP_PGNB",2026,3,23,0]
["B2SubLAPSLAP_PGNB20264","B2","SubLAP","SLAP_PGNB",2026,4,23,0]
["B2SubLAPSLAP_PGNB20265","B2","SubLAP","SLAP_PGNB",2026,5,23,0]
["B2SubLAPSLAP_PGNB20266","B2","SubLAP","SLAP_PGNB",2026,6,23,0]
["B2SubLAPSLAP_PGNB20267","B2","SubLAP","SLAP_PGNB",2026,7,23,0]
["B2SubLAPSLAP_PGNB20268","B2","SubLAP","SLAP_PGNB",2026,8,23,0]
["B2SubLAPSLAP_PGNB20269","B2","SubLAP","SLAP_PGNB",2026,9,23,0]
["B2SubLAPSLAP_PGNB202610","B2","SubLAP","SLAP_PGNB",2026,10,23,0]
["B2SubLAPSLAP_PGNB202611","B2","SubLAP","SLAP_PGNB",2026,11,23,0]
["B2SubLAPSLAP_PGNB202612","B2","SubLAP","SLAP_PGNB",2026,12,23,0]
["B2SubLAPSLAP_PGNB20271","B2","SubLAP","SLAP_PGNB",2027,1,23,0]
["B2SubLAPSLAP_PGNB20272","B2","SubLAP","SLAP_PGNB",2027,2,23,0]
["B2SubLAPSLAP_PGNB20273","B2","SubLAP","SLAP_PGNB",2027,3,23,0]
["B2SubLAPSLAP_PGNB20274","B2","SubLAP","SLAP_PGNB",2027,4,23,0]
["B2SubLAPSLAP_PGNB20275","B2","SubLAP","SLAP_PGNB",2027,5,23,0]
["B2SubLAPSLAP_PGNB20276","B2","SubLAP","SLAP_PGNB",2027,6,23,0]
["B2SubLAPSLAP_PGNB20277","B2","SubLAP","SLAP_PGNB",2027,7,23,0]
["B2SubLAPSLAP_PGNB20278","B2","SubLAP","SLAP_PGNB",2027,8,23,0]
["B2SubLAPSLAP_PGNB20279","B2","SubLAP","SLAP_PGNB",2027,9,23,0]
["B2SubLAPSLAP_PGNB202710","B2","SubLAP","SLAP_PGNB",2027,10,23,0]
["B2SubLAPSLAP_PGNB202711","B2","SubLAP","SLAP_PGNB",2027,11,23,0]
["B2SubLAPSLAP_PGNB202712","B2","SubLAP","SLAP_PGNB",2027,12,23,0]
["B2SubLAPSLAP_PGNP20251","B2","SubLAP","SLAP_PGNP",2025,1,0,1]
["B2SubLAPSLAP_PGNP20252","B2","SubLAP","SLAP_PGNP",2025,2,0,1]
["B2SubLAPSLAP_PGNP20253","B2","SubLAP","SLAP_PGNP",2025,3,0,1]
["B2SubLAPSLAP_PGNP20254","B2","SubLAP","SLAP_PGNP",2025,4,0,1]
["B2SubLAPSLAP_PGNP20255","B2","SubLAP","SLAP_PGNP",2025,5,0,1]
["B2SubLAPSLAP_PGNP20256","B2","SubLAP","SLAP_PGNP",2025,6,49,0]
["B2SubLAPSLAP_PGNP20257","B2","SubLAP","SLAP_PGNP",2025,7,52,0]
["B2SubLAPSLAP_PGNP20258","B2","SubLAP","SLAP_PGNP",2025,8,49,0]
["B2SubLAPSLAP_PGNP20259","B2","SubLAP","SLAP_PGNP",2025,9,49,0]
["B2SubLAPSLAP_PGNP202510","B2","SubLAP","SLAP_PGNP",2025,10,58,0]
["B2SubLAPSLAP_PGNP202511","B2","SubLAP","SLAP_PGNP",2025,11,58,0]
["B2SubLAPSLAP_PGNP202512","B2","SubLAP","SLAP_PGNP",2025,12,58,0]
["B2SubLAPSLAP_PGNP20261","B2","SubLAP","SLAP_PGNP",2026,1,65,0]
["B2SubLAPSLAP_PGNP20262","B2","SubLAP","SLAP_PGNP",2026,2,65,0]
["B2SubLAPSLAP_PGNP20263","B2","SubLAP","SLAP_PGNP",2026,3,65,0]
["B2SubLAPSLAP_PGNP20264","B2","SubLAP","SLAP_PGNP",2026,4,65,0]
["B2SubLAPSLAP_PGNP20265","B2","SubLAP","SLAP_PGNP",2026,5,65,0]
["B2SubLAPSLAP_PGNP20266","B2","SubLAP","SLAP_PGNP",2026,6,65,0]
["B2SubLAPSLAP_PGNP20267","B2","SubLAP","SLAP_PGNP",2026,7,65,0]
["B2SubLAPSLAP_PGNP20268","B2","SubLAP","SLAP_PGNP",2026,8,65,0]
["B2SubLAPSLAP_PGNP20269","B2","SubLAP","SLAP_PGNP",2026,9,65,0]
["B2SubLAPSLAP_PGNP202610","B2","SubLAP","SLAP_PGNP",2026,10,65,0]
["B2SubLAPSLAP_PGNP202611","B2","SubLAP","SLAP_PGNP",2026,11,65,0]
["B2SubLAPSLAP_PGNP202612","B2","SubLAP","SLAP_PGNP",2026,12,65,0]
["B2SubLAPSLAP_PGNP20271","B2","SubLAP","SLAP_PGNP",2027,1,65,0]
["B2SubLAPSLAP_PGNP20272","B2","SubLAP","SLAP_PGNP",2027,2,65,0]
["B2SubLAPSLAP_PGNP20273","B2","SubLAP","SLAP_PGNP",2027,3,65,0]
["B2SubLAPSLAP_PGNP20274","B2","SubLAP","SLAP_PGNP",2027,4,65,0]
["B2SubLAPSLAP_PGNP20275","B2","SubLAP","SLAP_PGNP",2027,5,65,0]
["B2SubLAPSLAP_PGNP20276","B2","SubLAP","SLAP_PGNP",2027,6,65,0]
["B2SubLAPSLAP_PGNP20277","B2","SubLAP","SLAP_PGNP",2027,7,65,0]
["B2SubLAPSLAP_PGNP20278","B2","SubLAP","SLAP_PGNP",2027,8,65,0]
["B2SubLAPSLAP_PGNP20279","B2","SubLAP","SLAP_PGNP",2027,9,65,0]
["B2SubLAPSLAP_PGNP202710","B2","SubLAP","SLAP_PGNP",2027,10,65,0]
["B2SubLAPSLAP_PGNP202711","B2","SubLAP","SLAP_PGNP",2027,11,65,0]
["B2SubLAPSLAP_PGNP202712","B2","SubLAP","SLAP_PGNP",2027,12,65,0]
["B2SubLAPSLAP_PGP220251","B2","SubLAP","SLAP_PGP2",2025,1,0,1]
["B2SubLAPSLAP_PGP220252","B2","SubLAP","SLAP_PGP2",2025,2,0,1]
["B2SubLAPSLAP_PGP220253","B2","SubLAP","SLAP_PGP2",2025,3,0,1]
["B2SubLAPSLAP_PGP220254","B2","SubLAP","SLAP_PGP2",2025,4,0,1]
["B2SubLAPSLAP_PGP220255","B2","SubLAP","SLAP_PGP2",2025,5,0,1]
["B2SubLAPSLAP_PGP220256","B2","SubLAP","SLAP_PGP2",2025,6,25,0]
["B2SubLAPSLAP_PGP220257","B2","SubLAP","SLAP_PGP2",2025,7,25,0]
["B2SubLAPSLAP_PGP220258","B2","SubLAP","SLAP_PGP2",2025,8,28,0]
["B2SubLAPSLAP_PGP220259","B2","SubLAP","SLAP_PGP2",2025,9,28,0]
["B2SubLAPSLAP_PGP2202510","B2","SubLAP","SLAP_PGP2",2025,10,29,0]
["B2SubLAPSLAP_PGP2202511","B2","SubLAP","SLAP_PGP2",2025,11,29,0]
["B2SubLAPSLAP_PGP2202512","B2","SubLAP","SLAP_PGP2",2025,12,29,0]
["B2SubLAPSLAP_PGP220261","B2","SubLAP","SLAP_PGP2",2026,1,30,0]
["B2SubLAPSLAP_PGP220262","B2","SubLAP","SLAP_PGP2",2026,2,30,0]
["B2SubLAPSLAP_PGP220263","B2","SubLAP","SLAP_PGP2",2026,3,30,0]
["B2SubLAPSLAP_PGP220264","B2","SubLAP","SLAP_PGP2",2026,4,30,0]
["B2SubLAPSLAP_PGP220265","B2","SubLAP","SLAP_PGP2",2026,5,30,0]
["B2SubLAPSLAP_PGP220266","B2","SubLAP","SLAP_PGP2",2026,6,30,0]
["B2SubLAPSLAP_PGP220267","B2","SubLAP","SLAP_PGP2",2026,7,30,0]
["B2SubLAPSLAP_PGP220268","B2","SubLAP","SLAP_PGP2",2026,8,30,0]
["B2SubLAPSLAP_PGP220269","B2","SubLAP","SLAP_PGP2",2026,9,30,0]
["B2SubLAPSLAP_PGP2202610","B2","SubLAP","SLAP_PGP2",2026,10,30,0]
["B2SubLAPSLAP_PGP2202611","B2","SubLAP","SLAP_PGP2",2026,11,30,0]
["B2SubLAPSLAP_PGP2202612","B2","SubLAP","SLAP_PGP2",2026,12,30,0]
["B2SubLAPSLAP_PGP220271","B2","SubLAP","SLAP_PGP2",2027,1,30,0]
["B2SubLAPSLAP_PGP220272","B2","SubLAP","SLAP_PGP2",2027,2,30,0]
["B2SubLAPSLAP_PGP220273","B2","SubLAP","SLAP_PGP2",2027,3,30,0]
["B2SubLAPSLAP_PGP220274","B2","SubLAP","SLAP_PGP2",2027,4,30,0]
["B2SubLAPSLAP_PGP220275","B2","SubLAP","SLAP_PGP2",2027,5,30,0]
["B2SubLAPSLAP_PGP220276","B2","SubLAP","SLAP_PGP2",2027,6,30,0]
["B2SubLAPSLAP_PGP220277","B2","SubLAP","SLAP_PGP2",2027,7,30,0]
["B2SubLAPSLAP_PGP220278","B2","SubLAP","SLAP_PGP2",2027,8,30,0]
["B2SubLAPSLAP_PGP220279","B2","SubLAP","SLAP_PGP2",2027,9,30,0]
["B2SubLAPSLAP_PGP2202710","B2","SubLAP","SLAP_PGP2",2027,10,30,0]
["B2SubLAPSLAP_PGP2202711","B2","SubLAP","SLAP_PGP2",2027,11,30,0]
["B2SubLAPSLAP_PGP2202712","B2","SubLAP","SLAP_PGP2",2027,12,30,0]
["B2SubLAPSLAP_PGSB20251","B2","SubLAP","SLAP_PGSB",2025,1,0,1]
["B2SubLAPSLAP_PGSB20252","B2","SubLAP","SLAP_PGSB",2025,2,0,1]
["B2SubLAPSLAP_PGSB20253","B2","SubLAP","SLAP_PGSB",2025,3,0,1]
["B2SubLAPSLAP_PGSB20254","B2","SubLAP","SLAP_PGSB",2025,4,0,1]
["B2SubLAPSLAP_PGSB20255","B2","SubLAP","SLAP_PGSB",2025,5,0,1]
["B2SubLAPSLAP_PGSB20256","B2","SubLAP","SLAP_PGSB",2025,6,28,0]
["B2SubLAPSLAP_PGSB20257","B2","SubLAP","SLAP_PGSB",2025,7,31,0]
["B2SubLAPSLAP_PGSB20258","B2","SubLAP","SLAP_PGSB",2025,8,34,0]
["B2SubLAPSLAP_PGSB20259","B2","SubLAP","SLAP_PGSB",2025,9,34,0]
["B2SubLAPSLAP_PGSB202510","B2","SubLAP","SLAP_PGSB",2025,10,34,0]
["B2SubLAPSLAP_PGSB202511","B2","SubLAP","SLAP_PGSB",2025,11,34,0]
["B2SubLAPSLAP_PGSB202512","B2","SubLAP","SLAP_PGSB",2025,12,34,0]
["B2SubLAPSLAP_PGSB20261","B2","SubLAP","SLAP_PGSB",2026,1,38,0]
["B2SubLAPSLAP_PGSB20262","B2","SubLAP","SLAP_PGSB",2026,2,38,0]
["B2SubLAPSLAP_PGSB20263","B2","SubLAP","SLAP_PGSB",2026,3,38,0]
["B2SubLAPSLAP_PGSB20264","B2","SubLAP","SLAP_PGSB",2026,4,38,0]
["B2SubLAPSLAP_PGSB20265","B2","SubLAP","SLAP_PGSB",2026,5,38,0]
["B2SubLAPSLAP_PGSB20266","B2","SubLAP","SLAP_PGSB",2026,6,38,0]
["B2SubLAPSLAP_PGSB20267","B2","SubLAP","SLAP_PGSB",2026,7,38,0]
["B2SubLAPSLAP_PGSB20268","B2","SubLAP","SLAP_PGSB",2026,8,38,0]
["B2SubLAPSLAP_PGSB20269","B2","SubLAP","SLAP_PGSB",2026,9,38,0]
["B2SubLAPSLAP_PGSB202610","B2","SubLAP","SLAP_PGSB",2026,10,38,0]
["B2SubLAPSLAP_PGSB202611","B2","SubLAP","SLAP_PGSB",2026,11,38,0]
["B2SubLAPSLAP_PGSB202612","B2","SubLAP","SLAP_PGSB",2026,12,38,0]
["B2SubLAPSLAP_PGSB20271","B2","SubLAP","SLAP_PGSB",2027,1,38,0]
["B2SubLAPSLAP_PGSB20272","B2","SubLAP","SLAP_PGSB",2027,2,38,0]
["B2SubLAPSLAP_PGSB20273","B2","SubLAP","SLAP_PGSB",2027,3,38,0]
["B2SubLAPSLAP_PGSB20274","B2","SubLAP","SLAP_PGSB",2027,4,38,0]
["B2SubLAPSLAP_PGSB20275","B2","SubLAP","SLAP_PGSB",2027,5,38,0]
["B2SubLAPSLAP_PGSB20276","B2","SubLAP","SLAP_PGSB",2027,6,38,0]
["B2SubLAPSLAP_PGSB20277","B2","SubLAP","SLAP_PGSB",2027,7,38,0]
["B2SubLAPSLAP_PGSB20278","B2","SubLAP","SLAP_PGSB",2027,8,38,0]
["B2SubLAPSLAP_PGSB20279","B2","SubLAP","SLAP_PGSB",2027,9,38,0]
["B2SubLAPSLAP_PGSB202710","B2","SubLAP","SLAP_PGSB",2027,10,38,0]
["B2SubLAPSLAP_PGSB202711","B2","SubLAP","SLAP_PGSB",2027,11,38,0]
["B2SubLAPSLAP_PGSB202712","B2","SubLAP","SLAP_PGSB",2027,12,38,0]
["B2SubLAPSLAP_PGSF20251","B2","SubLAP","SLAP_PGSF",2025,1,0,1]
["B2SubLAPSLAP_PGSF20252","B2","SubLAP","SLAP_PGSF",2025,2,0,1]
["B2SubLAPSLAP_PGSF20253","B2","SubLAP","SLAP_PGSF",2025,3,0,1]
["B2SubLAPSLAP_PGSF20254","B2","SubLAP","SLAP_PGSF",2025,4,0,1]
["B2SubLAPSLAP_PGSF20255","B2","SubLAP","SLAP_PGSF",2025,5,0,1]
["B2SubLAPSLAP_PGSF20256","B2","SubLAP","SLAP_PGSF",2025,6,21,0]
["B2SubLAPSLAP_PGSF20257","B2","SubLAP","SLAP_PGSF",2025,7,21,0]
["B2SubLAPSLAP_PGSF20258","B2","SubLAP","SLAP_PGSF",2025,8,22,0]
["B2SubLAPSLAP_PGSF20259","B2","SubLAP","SLAP_PGSF",2025,9,22,0]
["B2SubLAPSLAP_PGSF202510","B2","SubLAP","SLAP_PGSF",2025,10,23,0]
["B2SubLAPSLAP_PGSF202511","B2","SubLAP","SLAP_PGSF",2025,11,23,0]
["B2SubLAPSLAP_PGSF202512","B2","SubLAP","SLAP_PGSF",2025,12,23,0]
["B2SubLAPSLAP_PGSF20261","B2","SubLAP","SLAP_PGSF",2026,1,28,0]
["B2SubLAPSLAP_PGSF20262","B2","SubLAP","SLAP_PGSF",2026,2,28,0]
["B2SubLAPSLAP_PGSF20263","B2","SubLAP","SLAP_PGSF",2026,3,28,0]
["B2SubLAPSLAP_PGSF20264","B2","SubLAP","SLAP_PGSF",2026,4,28,0]
["B2SubLAPSLAP_PGSF20265","B2","SubLAP","SLAP_PGSF",2026,5,28,0]
["B2SubLAPSLAP_PGSF20266","B2","SubLAP","SLAP_PGSF",2026,6,28,0]
["B2SubLAPSLAP_PGSF20267","B2","SubLAP","SLAP_PGSF",2026,7,28,0]
["B2SubLAPSLAP_PGSF20268","B2","SubLAP","SLAP_PGSF",2026,8,28,0]
["B2SubLAPSLAP_PGSF20269","B2","SubLAP","SLAP_PGSF",2026,9,28,0]
["B2SubLAPSLAP_PGSF202610","B2","SubLAP","SLAP_PGSF",2026,10,28,0]
["B2SubLAPSLAP_PGSF202611","B2","SubLAP","SLAP_PGSF",2026,11,28,0]
["B2SubLAPSLAP_PGSF202612","B2","SubLAP","SLAP_PGSF",2026,12,28,0]
["B2SubLAPSLAP_PGSF20271","B2","SubLAP","SLAP_PGSF",2027,1,28,0]
["B2SubLAPSLAP_PGSF20272","B2","SubLAP","SLAP_PGSF",2027,2,28,0]
["B2SubLAPSLAP_PGSF20273","B2","SubLAP","SLAP_PGSF",2027,3,28,0]
["B2SubLAPSLAP_PGSF20274","B2","SubLAP","SLAP_PGSF",2027,4,28,0]
["B2SubLAPSLAP_PGSF20275","B2","SubLAP","SLAP_PGSF",2027,5,28,0]
["B2SubLAPSLAP_PGSF20276","B2","SubLAP","SLAP_PGSF",2027,6,28,0]
["B2SubLAPSLAP_PGSF20277","B2","SubLAP","SLAP_PGSF",2027,7,28,0]
["B2SubLAPSLAP_PGSF20278","B2","SubLAP","SLAP_PGSF",2027,8,28,0]
["B2SubLAPSLAP_PGSF20279","B2","SubLAP","SLAP_PGSF",2027,9,28,0]
["B2SubLAPSLAP_PGSF202710","B2","SubLAP","SLAP_PGSF",2027,10,28,0]
["B2SubLAPSLAP_PGSF202711","B2","SubLAP","SLAP_PGSF",2027,11,28,0]
["B2SubLAPSLAP_PGSF202712","B2","SubLAP","SLAP_PGSF",2027,12,28,0]
["B2SubLAPSLAP_PGSI20251","B2","SubLAP","SLAP_PGSI",2025,1,0,1]
["B2SubLAPSLAP_PGSI20252","B2","SubLAP","SLAP_PGSI",2025,2,0,1]
["B2SubLAPSLAP_PGSI20253","B2","SubLAP","SLAP_PGSI",2025,3,0,1]
["B2SubLAPSLAP_PGSI20254","B2","SubLAP","SLAP_PGSI",2025,4,0,1]
["B2SubLAPSLAP_PGSI20255","B2","SubLAP","SLAP_PGSI",2025,5,0,1]
["B2SubLAPSLAP_PGSI20256","B2","SubLAP","SLAP_PGSI",2025,6,25,0]
["B2SubLAPSLAP_PGSI20257","B2","SubLAP","SLAP_PGSI",2025,7,26,0]
["B2SubLAPSLAP_PGSI20258","B2","SubLAP","SLAP_PGSI",2025,8,28,0]
["B2SubLAPSLAP_PGSI20259","B2","SubLAP","SLAP_PGSI",2025,9,28,0]
["B2SubLAPSLAP_PGSI202510","B2","SubLAP","SLAP_PGSI",2025,10,31,0]
["B2SubLAPSLAP_PGSI202511","B2","SubLAP","SLAP_PGSI",2025,11,31,0]
["B2SubLAPSLAP_PGSI202512","B2","SubLAP","SLAP_PGSI",2025,12,31,0]
["B2SubLAPSLAP_PGSI20261","B2","SubLAP","SLAP_PGSI",2026,1,35,0]
["B2SubLAPSLAP_PGSI20262","B2","SubLAP","SLAP_PGSI",2026,2,35,0]
["B2SubLAPSLAP_PGSI20263","B2","SubLAP","SLAP_PGSI",2026,3,35,0]
["B2SubLAPSLAP_PGSI20264","B2","SubLAP","SLAP_PGSI",2026,4,35,0]
["B2SubLAPSLAP_PGSI20265","B2","SubLAP","SLAP_PGSI",2026,5,35,0]
["B2SubLAPSLAP_PGSI20266","B2","SubLAP","SLAP_PGSI",2026,6,35,0]
["B2SubLAPSLAP_PGSI20267","B2","SubLAP","SLAP_PGSI",2026,7,35,0]
["B2SubLAPSLAP_PGSI20268","B2","SubLAP","SLAP_PGSI",2026,8,35,0]
["B2SubLAPSLAP_PGSI20269","B2","SubLAP","SLAP_PGSI",2026,9,35,0]
["B2SubLAPSLAP_PGSI202610","B2","SubLAP","SLAP_PGSI",2026,10,35,0]
["B2SubLAPSLAP_PGSI202611","B2","SubLAP","SLAP_PGSI",2026,11,35,0]
["B2SubLAPSLAP_PGSI202612","B2","SubLAP","SLAP_PGSI",2026,12,35,0]
["B2SubLAPSLAP_PGSI20271","B2","SubLAP","SLAP_PGSI",2027,1,35,0]
["B2SubLAPSLAP_PGSI20272","B2","SubLAP","SLAP_PGSI",2027,2,35,0]
["B2SubLAPSLAP_PGSI20273","B2","SubLAP","SLAP_PGSI",2027,3,35,0]
["B2SubLAPSLAP_PGSI20274","B2","SubLAP","SLAP_PGSI",2027,4,35,0]
["B2SubLAPSLAP_PGSI20275","B2","SubLAP","SLAP_PGSI",2027,5,35,0]
["B2SubLAPSLAP_PGSI20276","B2","SubLAP","SLAP_PGSI",2027,6,35,0]
["B2SubLAPSLAP_PGSI20277","B2","SubLAP","SLAP_PGSI",2027,7,35,0]
["B2SubLAPSLAP_PGSI20278","B2","SubLAP","SLAP_PGSI",2027,8,35,0]
["B2SubLAPSLAP_PGSI20279","B2","SubLAP","SLAP_PGSI",2027,9,35,0]
["B2SubLAPSLAP_PGSI202710","B2","SubLAP","SLAP_PGSI",2027,10,35,0]
["B2SubLAPSLAP_PGSI202711","B2","SubLAP","SLAP_PGSI",2027,11,35,0]
["B2SubLAPSLAP_PGSI202712","B2","SubLAP","SLAP_PGSI",2027,12,35,0]
["B2SubLAPSLAP_PGST20251","B2","SubLAP","SLAP_PGST",2025,1,0,1]
["B2SubLAPSLAP_PGST20252","B2","SubLAP","SLAP_PGST",2025,2,0,1]
["B2SubLAPSLAP_PGST20253","B2","SubLAP","SLAP_PGST",2025,3,0,1]
["B2SubLAPSLAP_PGST20254","B2","SubLAP","SLAP_PGST",2025,4,0,1]
["B2SubLAPSLAP_PGST20255","B2","SubLAP","SLAP_PGST",2025,5,0,1]
["B2SubLAPSLAP_PGST20256","B2","SubLAP","SLAP_PGST",2025,6,0,1]
["B2SubLAPSLAP_PGST20257","B2","SubLAP","SLAP_PGST",2025,7,0,1]
["B2SubLAPSLAP_PGST20258","B2","SubLAP","SLAP_PGST",2025,8,0,1]
["B2SubLAPSLAP_PGST20259","B2","SubLAP","SLAP_PGST",2025,9,0,1]
["B2SubLAPSLAP_PGST202510","B2","SubLAP","SLAP_PGST",2025,10,26,0]
["B2SubLAPSLAP_PGST202511","B2","SubLAP","SLAP_PGST",2025,11,26,0]
["B2SubLAPSLAP_PGST202512","B2","SubLAP","SLAP_PGST",2025,12,26,0]
["B2SubLAPSLAP_PGST20261","B2","SubLAP","SLAP_PGST",2026,1,35,0]
["B2SubLAPSLAP_PGST20262","B2","SubLAP","SLAP_PGST",2026,2,35,0]
["B2SubLAPSLAP_PGST20263","B2","SubLAP","SLAP_PGST",2026,3,35,0]
["B2SubLAPSLAP_PGST20264","B2","SubLAP","SLAP_PGST",2026,4,35,0]
["B2SubLAPSLAP_PGST20265","B2","SubLAP","SLAP_PGST",2026,5,35,0]
["B2SubLAPSLAP_PGST20266","B2","SubLAP","SLAP_PGST",2026,6,35,0]
["B2SubLAPSLAP_PGST20267","B2","SubLAP","SLAP_PGST",2026,7,35,0]
["B2SubLAPSLAP_PGST20268","B2","SubLAP","SLAP_PGST",2026,8,35,0]
["B2SubLAPSLAP_PGST20269","B2","SubLAP","SLAP_PGST",2026,9,35,0]
["B2SubLAPSLAP_PGST202610","B2","SubLAP","SLAP_PGST",2026,10,35,0]
["B2SubLAPSLAP_PGST202611","B2","SubLAP","SLAP_PGST",2026,11,35,0]
["B2SubLAPSLAP_PGST202612","B2","SubLAP","SLAP_PGST",2026,12,35,0]
["B2SubLAPSLAP_PGST20271","B2","SubLAP","SLAP_PGST",2027,1,35,0]
["B2SubLAPSLAP_PGST20272","B2","SubLAP","SLAP_PGST",2027,2,35,0]
["B2SubLAPSLAP_PGST20273","B2","SubLAP","SLAP_PGST",2027,3,35,0]
["B2SubLAPSLAP_PGST20274","B2","SubLAP","SLAP_PGST",2027,4,35,0]
["B2SubLAPSLAP_PGST20275","B2","SubLAP","SLAP_PGST",2027,5,35,0]
["B2SubLAPSLAP_PGST20276","B2","SubLAP","SLAP_PGST",2027,6,35,0]
["B2SubLAPSLAP_PGST20277","B2","SubLAP","SLAP_PGST",2027,7,35,0]
["B2SubLAPSLAP_PGST20278","B2","SubLAP","SLAP_PGST",2027,8,35,0]
["B2SubLAPSLAP_PGST20279","B2","SubLAP","SLAP_PGST",2027,9,35,0]
["B2SubLAPSLAP_PGST202710","B2","SubLAP","SLAP_PGST",2027,10,35,0]
["B2SubLAPSLAP_PGST202711","B2","SubLAP","SLAP_PGST",2027,11,35,0]
["B2SubLAPSLAP_PGST202712","B2","SubLAP","SLAP_PGST",2027,12,35,0]
["B2SubLAPSLAP_PGZP20251","B2","SubLAP","SLAP_PGZP",2025,1,0,1]
["B2SubLAPSLAP_PGZP20252","B2","SubLAP","SLAP_PGZP",2025,2,0,1]
["B2SubLAPSLAP_PGZP20253","B2","SubLAP","SLAP_PGZP",2025,3,0,1]
["B2SubLAPSLAP_PGZP20254","B2","SubLAP","SLAP_PGZP",2025,4,0,1]
["B2SubLAPSLAP_PGZP20255","B2","SubLAP","SLAP_PGZP",2025,5,0,1]
["B2SubLAPSLAP_PGZP20256","B2","SubLAP","SLAP_PGZP",2025,6,58,0]
["B2SubLAPSLAP_PGZP20257","B2","SubLAP","SLAP_PGZP",2025,7,61,0]
["B2SubLAPSLAP_PGZP20258","B2","SubLAP","SLAP_PGZP",2025,8,56,0]
["B2SubLAPSLAP_PGZP20259","B2","SubLAP","SLAP_PGZP",2025,9,56,0]
["B2SubLAPSLAP_PGZP202510","B2","SubLAP","SLAP_PGZP",2025,10,59,0]
["B2SubLAPSLAP_PGZP202511","B2","SubLAP","SLAP_PGZP",2025,11,59,0]
["B2SubLAPSLAP_PGZP202512","B2","SubLAP","SLAP_PGZP",2025,12,59,0]
["B2SubLAPSLAP_PGZP20261","B2","SubLAP","SLAP_PGZP",2026,1,57,0]
["B2SubLAPSLAP_PGZP20262","B2","SubLAP","SLAP_PGZP",2026,2,57,0]
["B2SubLAPSLAP_PGZP20263","B2","SubLAP","SLAP_PGZP",2026,3,57,0]
["B2SubLAPSLAP_PGZP20264","B2","SubLAP","SLAP_PGZP",2026,4,57,0]
["B2SubLAPSLAP_PGZP20265","B2","SubLAP","SLAP_PGZP",2026,5,57,0]
["B2SubLAPSLAP_PGZP20266","B2","SubLAP","SLAP_PGZP",2026,6,57,0]
["B2SubLAPSLAP_PGZP20267","B2","SubLAP","SLAP_PGZP",2026,7,57,0]
["B2SubLAPSLAP_PGZP20268","B2","SubLAP","SLAP_PGZP",2026,8,57,0]
["B2SubLAPSLAP_PGZP20269","B2","SubLAP","SLAP_PGZP",2026,9,57,0]
["B2SubLAPSLAP_PGZP202610","B2","SubLAP","SLAP_PGZP",2026,10,57,0]
["B2SubLAPSLAP_PGZP202611","B2","SubLAP","SLAP_PGZP",2026,11,57,0]
["B2SubLAPSLAP_PGZP202612","B2","SubLAP","SLAP_PGZP",2026,12,57,0]
["B2SubLAPSLAP_PGZP20271","B2","SubLAP","SLAP_PGZP",2027,1,57,0]
["B2SubLAPSLAP_PGZP20272","B2","SubLAP","SLAP_PGZP",2027,2,57,0]
["B2SubLAPSLAP_PGZP20273","B2","SubLAP","SLAP_PGZP",2027,3,57,0]
["B2SubLAPSLAP_PGZP20274","B2","SubLAP","SLAP_PGZP",2027,4,57,0]
["B2SubLAPSLAP_PGZP20275","B2","SubLAP","SLAP_PGZP",2027,5,57,0]
["B2SubLAPSLAP_PGZP20276","B2","SubLAP","SLAP_PGZP",2027,6,57,0]
["B2SubLAPSLAP_PGZP20277","B2","SubLAP","SLAP_PGZP",2027,7,57,0]
["B2SubLAPSLAP_PGZP20278","B2","SubLAP","SLAP_PGZP",2027,8,57,0]
["B2SubLAPSLAP_PGZP20279","B2","SubLAP","SLAP_PGZP",2027,9,57,0]
["B2SubLAPSLAP_PGZP202710","B2","SubLAP","SLAP_PGZP",2027,10,57,0]
["B2SubLAPSLAP_PGZP202711","B2","SubLAP","SLAP_PGZP",2027,11,57,0]
["B2SubLAPSLAP_PGZP202712","B2","SubLAP","SLAP_PGZP",2027,12,57,0]

{"sheet":"Load_Multipliers","index":4,"n_rows":121537,"n_cols":10,"rows_kept":4500,"cut":true,"hidden":true,"merged":[],"bounds":{"rows_first":2000,"rows_last":500,"rows_between":2000,"halvings":0}}
["index","program","category","subcategory","forecastyear","month","daytype","hour","load_multiplier","impact_multiplier"]
["A1AllAll20251WORST DAY01","A1","All","All",2025,1,"WORST DAY","01",1,1]
["A1AllAll20251WORST DAY02","A1","All","All",2025,1,"WORST DAY","02",1,1]
["A1AllAll20251WORST DAY03","A1","All","All",2025,1,"WORST DAY","03",1,1]
["A1AllAll20251WORST DAY04","A1","All","All",2025,1,"WORST DAY","04",1,1]
["A1AllAll20251WORST DAY05","A1","All","All",2025,1,"WORST DAY","05",1,1]
["A1AllAll20251WORST DAY06","A1","All","All",2025,1,"WORST DAY","06",1,1]
["A1AllAll20251WORST DAY07","A1","All","All",2025,1,"WORST DAY","07",1,1]
["A1AllAll20251WORST DAY08","A1","All","All",2025,1,"WORST DAY","08",1,1]
["A1AllAll20251WORST DAY09","A1","All","All",2025,1,"WORST DAY","09",1,1]
["A1AllAll20251WORST DAY10","A1","All","All",2025,1,"WORST DAY","10",1,1]
["A1AllAll20251WORST DAY11","A1","All","All",2025,1,"WORST DAY","11",1,1]
["A1AllAll20251WORST DAY12","A1","All","All",2025,1,"WORST DAY","12",1,1]
["A1AllAll20251WORST DAY13","A1","All","All",2025,1,"WORST DAY","13",1,1]
["A1AllAll20251WORST DAY14","A1","All","All",2025,1,"WORST DAY","14",1,1]
["A1AllAll20251WORST DAY15","A1","All","All",2025,1,"WORST DAY","15",1,1]
["A1AllAll20251WORST DAY16","A1","All","All",2025,1,"WORST DAY","16",1,1]
["A1AllAll20251WORST DAY17","A1","All","All",2025,1,"WORST DAY","17",1,1]
["A1AllAll20251WORST DAY18","A1","All","All",2025,1,"WORST DAY","18",1,1]
["A1AllAll20251WORST DAY19","A1","All","All",2025,1,"WORST DAY","19",1,1]
["A1AllAll20251WORST DAY20","A1","All","All",2025,1,"WORST DAY","20",1,1]
["A1AllAll20251WORST DAY21","A1","All","All",2025,1,"WORST DAY","21",1,1]
["A1AllAll20251WORST DAY22","A1","All","All",2025,1,"WORST DAY","22",1,1]
["A1AllAll20251WORST DAY23","A1","All","All",2025,1,"WORST DAY","23",1,1]
["A1AllAll20251WORST DAY24","A1","All","All",2025,1,"WORST DAY","24",1,1]
["A1AllAll20252WORST DAY01","A1","All","All",2025,2,"WORST DAY","01",1,1]
["A1AllAll20252WORST DAY02","A1","All","All",2025,2,"WORST DAY","02",1,1]
["A1AllAll20252WORST DAY03","A1","All","All",2025,2,"WORST DAY","03",1,1]
["A1AllAll20252WORST DAY04","A1","All","All",2025,2,"WORST DAY","04",1,1]
["A1AllAll20252WORST DAY05","A1","All","All",2025,2,"WORST DAY","05",1,1]
["A1AllAll20252WORST DAY06","A1","All","All",2025,2,"WORST DAY","06",1,1]
["A1AllAll20252WORST DAY07","A1","All","All",2025,2,"WORST DAY","07",1,1]
["A1AllAll20252WORST DAY08","A1","All","All",2025,2,"WORST DAY","08",1,1]
["A1AllAll20252WORST DAY09","A1","All","All",2025,2,"WORST DAY","09",1,1]
["A1AllAll20252WORST DAY10","A1","All","All",2025,2,"WORST DAY","10",1,1]
["A1AllAll20252WORST DAY11","A1","All","All",2025,2,"WORST DAY","11",1,1]
["A1AllAll20252WORST DAY12","A1","All","All",2025,2,"WORST DAY","12",1,1]
["A1AllAll20252WORST DAY13","A1","All","All",2025,2,"WORST DAY","13",1,1]
["A1AllAll20252WORST DAY14","A1","All","All",2025,2,"WORST DAY","14",1,1]
["A1AllAll20252WORST DAY15","A1","All","All",2025,2,"WORST DAY","15",1,1]
["A1AllAll20252WORST DAY16","A1","All","All",2025,2,"WORST DAY","16",1,1]
["A1AllAll20252WORST DAY17","A1","All","All",2025,2,"WORST DAY","17",1,1]
["A1AllAll20252WORST DAY18","A1","All","All",2025,2,"WORST DAY","18",1,1]
["A1AllAll20252WORST DAY19","A1","All","All",2025,2,"WORST DAY","19",1,1]
["A1AllAll20252WORST DAY20","A1","All","All",2025,2,"WORST DAY","20",1,1]
["A1AllAll20252WORST DAY21","A1","All","All",2025,2,"WORST DAY","21",1,1]
["A1AllAll20252WORST DAY22","A1","All","All",2025,2,"WORST DAY","22",1,1]
["A1AllAll20252WORST DAY23","A1","All","All",2025,2,"WORST DAY","23",1,1]
["A1AllAll20252WORST DAY24","A1","All","All",2025,2,"WORST DAY","24",1,1]
["A1AllAll20253WORST DAY01","A1","All","All",2025,3,"WORST DAY","01",1,1]
["A1AllAll20253WORST DAY02","A1","All","All",2025,3,"WORST DAY","02",1,1]
["A1AllAll20253WORST DAY03","A1","All","All",2025,3,"WORST DAY","03",1,1]
["A1AllAll20253WORST DAY04","A1","All","All",2025,3,"WORST DAY","04",1,1]
["A1AllAll20253WORST DAY05","A1","All","All",2025,3,"WORST DAY","05",1,1]
["A1AllAll20253WORST DAY06","A1","All","All",2025,3,"WORST DAY","06",1,1]
["A1AllAll20253WORST DAY07","A1","All","All",2025,3,"WORST DAY","07",1,1]
["A1AllAll20253WORST DAY08","A1","All","All",2025,3,"WORST DAY","08",1,1]
["A1AllAll20253WORST DAY09","A1","All","All",2025,3,"WORST DAY","09",1,1]
["A1AllAll20253WORST DAY10","A1","All","All",2025,3,"WORST DAY","10",1,1]
["A1AllAll20253WORST DAY11","A1","All","All",2025,3,"WORST DAY","11",1,1]
["A1AllAll20253WORST DAY12","A1","All","All",2025,3,"WORST DAY","12",1,1]
["A1AllAll20253WORST DAY13","A1","All","All",2025,3,"WORST DAY","13",1,1]
["A1AllAll20253WORST DAY14","A1","All","All",2025,3,"WORST DAY","14",1,1]
["A1AllAll20253WORST DAY15","A1","All","All",2025,3,"WORST DAY","15",1,1]
["A1AllAll20253WORST DAY16","A1","All","All",2025,3,"WORST DAY","16",1,1]
["A1AllAll20253WORST DAY17","A1","All","All",2025,3,"WORST DAY","17",1,1]
["A1AllAll20253WORST DAY18","A1","All","All",2025,3,"WORST DAY","18",1,1]
["A1AllAll20253WORST DAY19","A1","All","All",2025,3,"WORST DAY","19",1,1]
["A1AllAll20253WORST DAY20","A1","All","All",2025,3,"WORST DAY","20",1,1]
["A1AllAll20253WORST DAY21","A1","All","All",2025,3,"WORST DAY","21",1,1]
["A1AllAll20253WORST DAY22","A1","All","All",2025,3,"WORST DAY","22",1,1]
["A1AllAll20253WORST DAY23","A1","All","All",2025,3,"WORST DAY","23",1,1]
["A1AllAll20253WORST DAY24","A1","All","All",2025,3,"WORST DAY","24",1,1]
["A1AllAll20254WORST DAY01","A1","All","All",2025,4,"WORST DAY","01",1,1]
["A1AllAll20254WORST DAY02","A1","All","All",2025,4,"WORST DAY","02",1,1]
["A1AllAll20254WORST DAY03","A1","All","All",2025,4,"WORST DAY","03",1,1]
["A1AllAll20254WORST DAY04","A1","All","All",2025,4,"WORST DAY","04",1,1]
["A1AllAll20254WORST DAY05","A1","All","All",2025,4,"WORST DAY","05",1,1]
["A1AllAll20254WORST DAY06","A1","All","All",2025,4,"WORST DAY","06",1,1]
["A1AllAll20254WORST DAY07","A1","All","All",2025,4,"WORST DAY","07",1,1]
["A1AllAll20254WORST DAY08","A1","All","All",2025,4,"WORST DAY","08",1,1]
["A1AllAll20254WORST DAY09","A1","All","All",2025,4,"WORST DAY","09",1,1]
["A1AllAll20254WORST DAY10","A1","All","All",2025,4,"WORST DAY","10",1,1]
["A1AllAll20254WORST DAY11","A1","All","All",2025,4,"WORST DAY","11",1,1]
["A1AllAll20254WORST DAY12","A1","All","All",2025,4,"WORST DAY","12",1,1]
["A1AllAll20254WORST DAY13","A1","All","All",2025,4,"WORST DAY","13",1,1]
["A1AllAll20254WORST DAY14","A1","All","All",2025,4,"WORST DAY","14",1,1]
["A1AllAll20254WORST DAY15","A1","All","All",2025,4,"WORST DAY","15",1,1]
["A1AllAll20254WORST DAY16","A1","All","All",2025,4,"WORST DAY","16",1,1]
["A1AllAll20254WORST DAY17","A1","All","All",2025,4,"WORST DAY","17",1,1]
["A1AllAll20254WORST DAY18","A1","All","All",2025,4,"WORST DAY","18",1,1]
["A1AllAll20254WORST DAY19","A1","All","All",2025,4,"WORST DAY","19",1,1]
["A1AllAll20254WORST DAY20","A1","All","All",2025,4,"WORST DAY","20",1,1]
["A1AllAll20254WORST DAY21","A1","All","All",2025,4,"WORST DAY","21",1,1]
["A1AllAll20254WORST DAY22","A1","All","All",2025,4,"WORST DAY","22",1,1]
["A1AllAll20254WORST DAY23","A1","All","All",2025,4,"WORST DAY","23",1,1]
["A1AllAll20254WORST DAY24","A1","All","All",2025,4,"WORST DAY","24",1,1]
["A1AllAll20255WORST DAY01","A1","All","All",2025,5,"WORST DAY","01",1,1]
["A1AllAll20255WORST DAY02","A1","All","All",2025,5,"WORST DAY","02",1,1]
["A1AllAll20255WORST DAY03","A1","All","All",2025,5,"WORST DAY","03",1,1]
["A1AllAll20255WORST DAY04","A1","All","All",2025,5,"WORST DAY","04",1,1]
["A1AllAll20255WORST DAY05","A1","All","All",2025,5,"WORST DAY","05",1,1]
["A1AllAll20255WORST DAY06","A1","All","All",2025,5,"WORST DAY","06",1,1]
["A1AllAll20255WORST DAY07","A1","All","All",2025,5,"WORST DAY","07",1,1]
["A1AllAll20255WORST DAY08","A1","All","All",2025,5,"WORST DAY","08",1,1]
["A1AllAll20255WORST DAY09","A1","All","All",2025,5,"WORST DAY","09",1,1]
["A1AllAll20255WORST DAY10","A1","All","All",2025,5,"WORST DAY","10",1,1]
["A1AllAll20255WORST DAY11","A1","All","All",2025,5,"WORST DAY","11",1,1]
["A1AllAll20255WORST DAY12","A1","All","All",2025,5,"WORST DAY","12",1,1]
["A1AllAll20255WORST DAY13","A1","All","All",2025,5,"WORST DAY","13",1,1]
["A1AllAll20255WORST DAY14","A1","All","All",2025,5,"WORST DAY","14",1,1]
["A1AllAll20255WORST DAY15","A1","All","All",2025,5,"WORST DAY","15",1,1]
["A1AllAll20255WORST DAY16","A1","All","All",2025,5,"WORST DAY","16",1,1]
["A1AllAll20255WORST DAY17","A1","All","All",2025,5,"WORST DAY","17",1,1]
["A1AllAll20255WORST DAY18","A1","All","All",2025,5,"WORST DAY","18",1,1]
["A1AllAll20255WORST DAY19","A1","All","All",2025,5,"WORST DAY","19",1,1]
["A1AllAll20255WORST DAY20","A1","All","All",2025,5,"WORST DAY","20",1,1]
["A1AllAll20255WORST DAY21","A1","All","All",2025,5,"WORST DAY","21",1,1]
["A1AllAll20255WORST DAY22","A1","All","All",2025,5,"WORST DAY","22",1,1]
["A1AllAll20255WORST DAY23","A1","All","All",2025,5,"WORST DAY","23",1,1]
["A1AllAll20255WORST DAY24","A1","All","All",2025,5,"WORST DAY","24",1,1]
["A1AllAll20256WORST DAY01","A1","All","All",2025,6,"WORST DAY","01",1,1]
["A1AllAll20256WORST DAY02","A1","All","All",2025,6,"WORST DAY","02",1,1]
["A1AllAll20256WORST DAY03","A1","All","All",2025,6,"WORST DAY","03",1,1]
["A1AllAll20256WORST DAY04","A1","All","All",2025,6,"WORST DAY","04",1,1]
["A1AllAll20256WORST DAY05","A1","All","All",2025,6,"WORST DAY","05",1,1]
["A1AllAll20256WORST DAY06","A1","All","All",2025,6,"WORST DAY","06",1,1]
["A1AllAll20256WORST DAY07","A1","All","All",2025,6,"WORST DAY","07",1,1]
["A1AllAll20256WORST DAY08","A1","All","All",2025,6,"WORST DAY","08",1,1]
["A1AllAll20256WORST DAY09","A1","All","All",2025,6,"WORST DAY","09",1,1]
["A1AllAll20256WORST DAY10","A1","All","All",2025,6,"WORST DAY","10",1,1]
["A1AllAll20256WORST DAY11","A1","All","All",2025,6,"WORST DAY","11",1,1]
["A1AllAll20256WORST DAY12","A1","All","All",2025,6,"WORST DAY","12",1,1]
["A1AllAll20256WORST DAY13","A1","All","All",2025,6,"WORST DAY","13",1,1]
["A1AllAll20256WORST DAY14","A1","All","All",2025,6,"WORST DAY","14",1,1]
["A1AllAll20256WORST DAY15","A1","All","All",2025,6,"WORST DAY","15",1,1]
["A1AllAll20256WORST DAY16","A1","All","All",2025,6,"WORST DAY","16",1,1]
["A1AllAll20256WORST DAY17","A1","All","All",2025,6,"WORST DAY","17",1,1]
["A1AllAll20256WORST DAY18","A1","All","All",2025,6,"WORST DAY","18",1,1]
["A1AllAll20256WORST DAY19","A1","All","All",2025,6,"WORST DAY","19",1,1]
["A1AllAll20256WORST DAY20","A1","All","All",2025,6,"WORST DAY","20",1,1]
["A1AllAll20256WORST DAY21","A1","All","All",2025,6,"WORST DAY","21",1,1]
["A1AllAll20256WORST DAY22","A1","All","All",2025,6,"WORST DAY","22",1,1]
["A1AllAll20256WORST DAY23","A1","All","All",2025,6,"WORST DAY","23",1,1]
["A1AllAll20256WORST DAY24","A1","All","All",2025,6,"WORST DAY","24",1,1]
["A1AllAll20257WORST DAY01","A1","All","All",2025,7,"WORST DAY","01",1,1]
["A1AllAll20257WORST DAY02","A1","All","All",2025,7,"WORST DAY","02",1,1]
["A1AllAll20257WORST DAY03","A1","All","All",2025,7,"WORST DAY","03",1,1]
["A1AllAll20257WORST DAY04","A1","All","All",2025,7,"WORST DAY","04",1,1]
["A1AllAll20257WORST DAY05","A1","All","All",2025,7,"WORST DAY","05",1,1]
["A1AllAll20257WORST DAY06","A1","All","All",2025,7,"WORST DAY","06",1,1]
["A1AllAll20257WORST DAY07","A1","All","All",2025,7,"WORST DAY","07",1,1]
["A1AllAll20257WORST DAY08","A1","All","All",2025,7,"WORST DAY","08",1,1]
["A1AllAll20257WORST DAY09","A1","All","All",2025,7,"WORST DAY","09",1,1]
["A1AllAll20257WORST DAY10","A1","All","All",2025,7,"WORST DAY","10",1,1]
["A1AllAll20257WORST DAY11","A1","All","All",2025,7,"WORST DAY","11",1,1]
["A1AllAll20257WORST DAY12","A1","All","All",2025,7,"WORST DAY","12",1,1]
["A1AllAll20257WORST DAY13","A1","All","All",2025,7,"WORST DAY","13",1,1]
["A1AllAll20257WORST DAY14","A1","All","All",2025,7,"WORST DAY","14",1,1]
["A1AllAll20257WORST DAY15","A1","All","All",2025,7,"WORST DAY","15",1,1]
["A1AllAll20257WORST DAY16","A1","All","All",2025,7,"WORST DAY","16",1,1]
["A1AllAll20257WORST DAY17","A1","All","All",2025,7,"WORST DAY","17",1,1]
["A1AllAll20257WORST DAY18","A1","All","All",2025,7,"WORST DAY","18",1,1]
["A1AllAll20257WORST DAY19","A1","All","All",2025,7,"WORST DAY","19",1,1]
["A1AllAll20257WORST DAY20","A1","All","All",2025,7,"WORST DAY","20",1,1]
["A1AllAll20257WORST DAY21","A1","All","All",2025,7,"WORST DAY","21",1,1]
["A1AllAll20257WORST DAY22","A1","All","All",2025,7,"WORST DAY","22",1,1]
["A1AllAll20257WORST DAY23","A1","All","All",2025,7,"WORST DAY","23",1,1]
["A1AllAll20257WORST DAY24","A1","All","All",2025,7,"WORST DAY","24",1,1]
["A1AllAll20258WORST DAY01","A1","All","All",2025,8,"WORST DAY","01",1,1]
["A1AllAll20258WORST DAY02","A1","All","All",2025,8,"WORST DAY","02",1,1]
["A1AllAll20258WORST DAY03","A1","All","All",2025,8,"WORST DAY","03",1,1]
["A1AllAll20258WORST DAY04","A1","All","All",2025,8,"WORST DAY","04",1,1]
["A1AllAll20258WORST DAY05","A1","All","All",2025,8,"WORST DAY","05",1,1]
["A1AllAll20258WORST DAY06","A1","All","All",2025,8,"WORST DAY","06",1,1]
["A1AllAll20258WORST DAY07","A1","All","All",2025,8,"WORST DAY","07",1,1]
["A1AllAll20258WORST DAY08","A1","All","All",2025,8,"WORST DAY","08",1,1]
["A1AllAll20258WORST DAY09","A1","All","All",2025,8,"WORST DAY","09",1,1]
["A1AllAll20258WORST DAY10","A1","All","All",2025,8,"WORST DAY","10",1,1]
["A1AllAll20258WORST DAY11","A1","All","All",2025,8,"WORST DAY","11",1,1]
["A1AllAll20258WORST DAY12","A1","All","All",2025,8,"WORST DAY","12",1,1]
["A1AllAll20258WORST DAY13","A1","All","All",2025,8,"WORST DAY","13",1,1]
["A1AllAll20258WORST DAY14","A1","All","All",2025,8,"WORST DAY","14",1,1]
["A1AllAll20258WORST DAY15","A1","All","All",2025,8,"WORST DAY","15",1,1]
["A1AllAll20258WORST DAY16","A1","All","All",2025,8,"WORST DAY","16",1,1]
["A1AllAll20258WORST DAY17","A1","All","All",2025,8,"WORST DAY","17",1,1]
["A1AllAll20258WORST DAY18","A1","All","All",2025,8,"WORST DAY","18",1,1]
["A1AllAll20258WORST DAY19","A1","All","All",2025,8,"WORST DAY","19",1,1]
["A1AllAll20258WORST DAY20","A1","All","All",2025,8,"WORST DAY","20",1,1]
["A1AllAll20258WORST DAY21","A1","All","All",2025,8,"WORST DAY","21",1,1]
["A1AllAll20258WORST DAY22","A1","All","All",2025,8,"WORST DAY","22",1,1]
["A1AllAll20258WORST DAY23","A1","All","All",2025,8,"WORST DAY","23",1,1]
["A1AllAll20258WORST DAY24","A1","All","All",2025,8,"WORST DAY","24",1,1]
["A1AllAll20259WORST DAY01","A1","All","All",2025,9,"WORST DAY","01",1,1]
["A1AllAll20259WORST DAY02","A1","All","All",2025,9,"WORST DAY","02",1,1]
["A1AllAll20259WORST DAY03","A1","All","All",2025,9,"WORST DAY","03",1,1]
["A1AllAll20259WORST DAY04","A1","All","All",2025,9,"WORST DAY","04",1,1]
["A1AllAll20259WORST DAY05","A1","All","All",2025,9,"WORST DAY","05",1,1]
["A1AllAll20259WORST DAY06","A1","All","All",2025,9,"WORST DAY","06",1,1]
["A1AllAll20259WORST DAY07","A1","All","All",2025,9,"WORST DAY","07",1,1]
["A1AllAll20259WORST DAY08","A1","All","All",2025,9,"WORST DAY","08",1,1]
["A1AllAll20259WORST DAY09","A1","All","All",2025,9,"WORST DAY","09",1,1]
["A1AllAll20259WORST DAY10","A1","All","All",2025,9,"WORST DAY","10",1,1]
["A1AllAll20259WORST DAY11","A1","All","All",2025,9,"WORST DAY","11",1,1]
["A1AllAll20259WORST DAY12","A1","All","All",2025,9,"WORST DAY","12",1,1]
["A1AllAll20259WORST DAY13","A1","All","All",2025,9,"WORST DAY","13",1,1]
["A1AllAll20259WORST DAY14","A1","All","All",2025,9,"WORST DAY","14",1,1]
["A1AllAll20259WORST DAY15","A1","All","All",2025,9,"WORST DAY","15",1,1]
["A1AllAll20259WORST DAY16","A1","All","All",2025,9,"WORST DAY","16",1,1]
["A1AllAll20259WORST DAY17","A1","All","All",2025,9,"WORST DAY","17",1,1]
["A1AllAll20259WORST DAY18","A1","All","All",2025,9,"WORST DAY","18",1,1]
["A1AllAll20259WORST DAY19","A1","All","All",2025,9,"WORST DAY","19",1,1]
["A1AllAll20259WORST DAY20","A1","All","All",2025,9,"WORST DAY","20",1,1]
["A1AllAll20259WORST DAY21","A1","All","All",2025,9,"WORST DAY","21",1,1]
["A1AllAll20259WORST DAY22","A1","All","All",2025,9,"WORST DAY","22",1,1]
["A1AllAll20259WORST DAY23","A1","All","All",2025,9,"WORST DAY","23",1,1]
["A1AllAll20259WORST DAY24","A1","All","All",2025,9,"WORST DAY","24",1,1]
["A1AllAll202510WORST DAY01","A1","All","All",2025,10,"WORST DAY","01",1,1]
["A1AllAll202510WORST DAY02","A1","All","All",2025,10,"WORST DAY","02",1,1]
["A1AllAll202510WORST DAY03","A1","All","All",2025,10,"WORST DAY","03",1,1]
["A1AllAll202510WORST DAY04","A1","All","All",2025,10,"WORST DAY","04",1,1]
["A1AllAll202510WORST DAY05","A1","All","All",2025,10,"WORST DAY","05",1,1]
["A1AllAll202510WORST DAY06","A1","All","All",2025,10,"WORST DAY","06",1,1]
["A1AllAll202510WORST DAY07","A1","All","All",2025,10,"WORST DAY","07",1,1]
["A1AllAll202510WORST DAY08","A1","All","All",2025,10,"WORST DAY","08",1,1]
["A1AllAll202510WORST DAY09","A1","All","All",2025,10,"WORST DAY","09",1,1]
["A1AllAll202510WORST DAY10","A1","All","All",2025,10,"WORST DAY","10",1,1]
["A1AllAll202510WORST DAY11","A1","All","All",2025,10,"WORST DAY","11",1,1]
["A1AllAll202510WORST DAY12","A1","All","All",2025,10,"WORST DAY","12",1,1]
["A1AllAll202510WORST DAY13","A1","All","All",2025,10,"WORST DAY","13",1,1]
["A1AllAll202510WORST DAY14","A1","All","All",2025,10,"WORST DAY","14",1,1]
["A1AllAll202510WORST DAY15","A1","All","All",2025,10,"WORST DAY","15",1,1]
["A1AllAll202510WORST DAY16","A1","All","All",2025,10,"WORST DAY","16",1,1]
["A1AllAll202510WORST DAY17","A1","All","All",2025,10,"WORST DAY","17",1,1]
["A1AllAll202510WORST DAY18","A1","All","All",2025,10,"WORST DAY","18",1,1]
["A1AllAll202510WORST DAY19","A1","All","All",2025,10,"WORST DAY","19",1,1]
["A1AllAll202510WORST DAY20","A1","All","All",2025,10,"WORST DAY","20",1,1]
["A1AllAll202510WORST DAY21","A1","All","All",2025,10,"WORST DAY","21",1,1]
["A1AllAll202510WORST DAY22","A1","All","All",2025,10,"WORST DAY","22",1,1]
["A1AllAll202510WORST DAY23","A1","All","All",2025,10,"WORST DAY","23",1,1]
["A1AllAll202510WORST DAY24","A1","All","All",2025,10,"WORST DAY","24",1,1]
["A1AllAll202511WORST DAY01","A1","All","All",2025,11,"WORST DAY","01",1,1]
["A1AllAll202511WORST DAY02","A1","All","All",2025,11,"WORST DAY","02",1,1]
["A1AllAll202511WORST DAY03","A1","All","All",2025,11,"WORST DAY","03",1,1]
["A1AllAll202511WORST DAY04","A1","All","All",2025,11,"WORST DAY","04",1,1]
["A1AllAll202511WORST DAY05","A1","All","All",2025,11,"WORST DAY","05",1,1]
["A1AllAll202511WORST DAY06","A1","All","All",2025,11,"WORST DAY","06",1,1]
["A1AllAll202511WORST DAY07","A1","All","All",2025,11,"WORST DAY","07",1,1]
["A1AllAll202511WORST DAY08","A1","All","All",2025,11,"WORST DAY","08",1,1]
["A1AllAll202511WORST DAY09","A1","All","All",2025,11,"WORST DAY","09",1,1]
["A1AllAll202511WORST DAY10","A1","All","All",2025,11,"WORST DAY","10",1,1]
["A1AllAll202511WORST DAY11","A1","All","All",2025,11,"WORST DAY","11",1,1]
["A1AllAll202511WORST DAY12","A1","All","All",2025,11,"WORST DAY","12",1,1]
["A1AllAll202511WORST DAY13","A1","All","All",2025,11,"WORST DAY","13",1,1]
["A1AllAll202511WORST DAY14","A1","All","All",2025,11,"WORST DAY","14",1,1]
["A1AllAll202511WORST DAY15","A1","All","All",2025,11,"WORST DAY","15",1,1]
["A1AllAll202511WORST DAY16","A1","All","All",2025,11,"WORST DAY","16",1,1]
["A1AllAll202511WORST DAY17","A1","All","All",2025,11,"WORST DAY","17",1,1]
["A1AllAll202511WORST DAY18","A1","All","All",2025,11,"WORST DAY","18",1,1]
["A1AllAll202511WORST DAY19","A1","All","All",2025,11,"WORST DAY","19",1,1]
["A1AllAll202511WORST DAY20","A1","All","All",2025,11,"WORST DAY","20",1,1]
["A1AllAll202511WORST DAY21","A1","All","All",2025,11,"WORST DAY","21",1,1]
["A1AllAll202511WORST DAY22","A1","All","All",2025,11,"WORST DAY","22",1,1]
["A1AllAll202511WORST DAY23","A1","All","All",2025,11,"WORST DAY","23",1,1]
["A1AllAll202511WORST DAY24","A1","All","All",2025,11,"WORST DAY","24",1,1]
["A1AllAll202512WORST DAY01","A1","All","All",2025,12,"WORST DAY","01",1,1]
["A1AllAll202512WORST DAY02","A1","All","All",2025,12,"WORST DAY","02",1,1]
["A1AllAll202512WORST DAY03","A1","All","All",2025,12,"WORST DAY","03",1,1]
["A1AllAll202512WORST DAY04","A1","All","All",2025,12,"WORST DAY","04",1,1]
["A1AllAll202512WORST DAY05","A1","All","All",2025,12,"WORST DAY","05",1,1]
["A1AllAll202512WORST DAY06","A1","All","All",2025,12,"WORST DAY","06",1,1]
["A1AllAll202512WORST DAY07","A1","All","All",2025,12,"WORST DAY","07",1,1]
["A1AllAll202512WORST DAY08","A1","All","All",2025,12,"WORST DAY","08",1,1]
["A1AllAll202512WORST DAY09","A1","All","All",2025,12,"WORST DAY","09",1,1]
["A1AllAll202512WORST DAY10","A1","All","All",2025,12,"WORST DAY","10",1,1]
["A1AllAll202512WORST DAY11","A1","All","All",2025,12,"WORST DAY","11",1,1]
["A1AllAll202512WORST DAY12","A1","All","All",2025,12,"WORST DAY","12",1,1]
["A1AllAll202512WORST DAY13","A1","All","All",2025,12,"WORST DAY","13",1,1]
["A1AllAll202512WORST DAY14","A1","All","All",2025,12,"WORST DAY","14",1,1]
["A1AllAll202512WORST DAY15","A1","All","All",2025,12,"WORST DAY","15",1,1]
["A1AllAll202512WORST DAY16","A1","All","All",2025,12,"WORST DAY","16",1,1]
["A1AllAll202512WORST DAY17","A1","All","All",2025,12,"WORST DAY","17",1,1]
["A1AllAll202512WORST DAY18","A1","All","All",2025,12,"WORST DAY","18",1,1]
["A1AllAll202512WORST DAY19","A1","All","All",2025,12,"WORST DAY","19",1,1]
["A1AllAll202512WORST DAY20","A1","All","All",2025,12,"WORST DAY","20",1,1]
["A1AllAll202512WORST DAY21","A1","All","All",2025,12,"WORST DAY","21",1,1]
["A1AllAll202512WORST DAY22","A1","All","All",2025,12,"WORST DAY","22",1,1]
["A1AllAll202512WORST DAY23","A1","All","All",2025,12,"WORST DAY","23",1,1]
["A1AllAll202512WORST DAY24","A1","All","All",2025,12,"WORST DAY","24",1,1]
["A1AllAll20261WORST DAY01","A1","All","All",2026,1,"WORST DAY","01",1.0302668809890747,1]
["A1AllAll20261WORST DAY02","A1","All","All",2026,1,"WORST DAY","02",1.0310282707214355,1]
["A1AllAll20261WORST DAY03","A1","All","All",2026,1,"WORST DAY","03",1.0316817760467529,1]
["A1AllAll20261WORST DAY04","A1","All","All",2026,1,"WORST DAY","04",1.0327233076095581,1]
["A1AllAll20261WORST DAY05","A1","All","All",2026,1,"WORST DAY","05",1.0345062017440796,1]
["A1AllAll20261WORST DAY06","A1","All","All",2026,1,"WORST DAY","06",1.0339558124542236,1]
["A1AllAll20261WORST DAY07","A1","All","All",2026,1,"WORST DAY","07",1.0350420475006104,1]
["A1AllAll20261WORST DAY08","A1","All","All",2026,1,"WORST DAY","08",1.0344123840332031,1]
["A1AllAll20261WORST DAY09","A1","All","All",2026,1,"WORST DAY","09",1.0406837463378906,1]
["A1AllAll20261WORST DAY10","A1","All","All",2026,1,"WORST DAY","10",1.0448093414306641,1]
["A1AllAll20261WORST DAY11","A1","All","All",2026,1,"WORST DAY","11",1.0446351766586304,1]
["A1AllAll20261WORST DAY12","A1","All","All",2026,1,"WORST DAY","12",1.0438129901885986,1]
["A1AllAll20261WORST DAY13","A1","All","All",2026,1,"WORST DAY","13",1.0427423715591431,1]
["A1AllAll20261WORST DAY14","A1","All","All",2026,1,"WORST DAY","14",1.0410082340240479,1]
["A1AllAll20261WORST DAY15","A1","All","All",2026,1,"WORST DAY","15",1.0402774810791016,1]
["A1AllAll20261WORST DAY16","A1","All","All",2026,1,"WORST DAY","16",1.0390481948852539,1]
["A1AllAll20261WORST DAY17","A1","All","All",2026,1,"WORST DAY","17",1.0367772579193115,1]
["A1AllAll20261WORST DAY18","A1","All","All",2026,1,"WORST DAY","18",1.0279941558837891,1]
["A1AllAll20261WORST DAY19","A1","All","All",2026,1,"WORST DAY","19",1.0214762687683105,1]
["A1AllAll20261WORST DAY20","A1","All","All",2026,1,"WORST DAY","20",1.0217553377151489,1]
["A1AllAll20261WORST DAY21","A1","All","All",2026,1,"WORST DAY","21",1.0229462385177612,1]
["A1AllAll20261WORST DAY22","A1","All","All",2026,1,"WORST DAY","22",1.0264605283737183,1]
["A1AllAll20261WORST DAY23","A1","All","All",2026,1,"WORST DAY","23",1.0297126770019531,1]
["A1AllAll20261WORST DAY24","A1","All","All",2026,1,"WORST DAY","24",1.0303640365600586,1]
["A1AllAll20262WORST DAY01","A1","All","All",2026,2,"WORST DAY","01",1.0298053026199341,1]
["A1AllAll20262WORST DAY02","A1","All","All",2026,2,"WORST DAY","02",1.0303531885147095,1]
["A1AllAll20262WORST DAY03","A1","All","All",2026,2,"WORST DAY","03",1.0311071872711182,1]
["A1AllAll20262WORST DAY04","A1","All","All",2026,2,"WORST DAY","04",1.0321426391601563,1]
["A1AllAll20262WORST DAY05","A1","All","All",2026,2,"WORST DAY","05",1.0339031219482422,1]
["A1AllAll20262WORST DAY06","A1","All","All",2026,2,"WORST DAY","06",1.0333043336868286,1]
["A1AllAll20262WORST DAY07","A1","All","All",2026,2,"WORST DAY","07",1.0345151424407959,1]
["A1AllAll20262WORST DAY08","A1","All","All",2026,2,"WORST DAY","08",1.0336520671844482,1]
["A1AllAll20262WORST DAY09","A1","All","All",2026,2,"WORST DAY","09",1.0391665697097778,1]
["A1AllAll20262WORST DAY10","A1","All","All",2026,2,"WORST DAY","10",1.0424433946609497,1]
["A1AllAll20262WORST DAY11","A1","All","All",2026,2,"WORST DAY","11",1.0421880483627319,1]
["A1AllAll20262WORST DAY12","A1","All","All",2026,2,"WORST DAY","12",1.0414860248565674,1]
["A1AllAll20262WORST DAY13","A1","All","All",2026,2,"WORST DAY","13",1.0406161546707153,1]
["A1AllAll20262WORST DAY14","A1","All","All",2026,2,"WORST DAY","14",1.039207935333252,1]
["A1AllAll20262WORST DAY15","A1","All","All",2026,2,"WORST DAY","15",1.0387948751449585,1]
["A1AllAll20262WORST DAY16","A1","All","All",2026,2,"WORST DAY","16",1.0379695892333984,1]
["A1AllAll20262WORST DAY17","A1","All","All",2026,2,"WORST DAY","17",1.035853385925293,1]
["A1AllAll20262WORST DAY18","A1","All","All",2026,2,"WORST DAY","18",1.0273851156234741,1]
["A1AllAll20262WORST DAY19","A1","All","All",2026,2,"WORST DAY","19",1.0211331844329834,1]
["A1AllAll20262WORST DAY20","A1","All","All",2026,2,"WORST DAY","20",1.0215932130813599,1]
["A1AllAll20262WORST DAY21","A1","All","All",2026,2,"WORST DAY","21",1.0230658054351807,1]
["A1AllAll20262WORST DAY22","A1","All","All",2026,2,"WORST DAY","22",1.0262976884841919,1]
["A1AllAll20262WORST DAY23","A1","All","All",2026,2,"WORST DAY","23",1.0294564962387085,1]
["A1AllAll20262WORST DAY24","A1","All","All",2026,2,"WORST DAY","24",1.0301898717880249,1]
["A1AllAll20263WORST DAY01","A1","All","All",2026,3,"WORST DAY","01",0.98276370763778687,1]
["A1AllAll20263WORST DAY02","A1","All","All",2026,3,"WORST DAY","02",0.98229998350143433,1]
["A1AllAll20263WORST DAY03","A1","All","All",2026,3,"WORST DAY","03",0.98237961530685425,1]
["A1AllAll20263WORST DAY04","A1","All","All",2026,3,"WORST DAY","04",0.98292320966720581,1]
["A1AllAll20263WORST DAY05","A1","All","All",2026,3,"WORST DAY","05",0.98505502939224243,1]
["A1AllAll20263WORST DAY06","A1","All","All",2026,3,"WORST DAY","06",0.98632043600082397,1]
["A1AllAll20263WORST DAY07","A1","All","All",2026,3,"WORST DAY","07",0.9898991584777832,1]
["A1AllAll20263WORST DAY08","A1","All","All",2026,3,"WORST DAY","08",0.9914555549621582,1]
["A1AllAll20263WORST DAY09","A1","All","All",2026,3,"WORST DAY","09",0.99444025754928589,1]
["A1AllAll20263WORST DAY10","A1","All","All",2026,3,"WORST DAY","10",0.9947924017906189,1]
["A1AllAll20263WORST DAY11","A1","All","All",2026,3,"WORST DAY","11",0.99305379390716553,1]
["A1AllAll20263WORST DAY12","A1","All","All",2026,3,"WORST DAY","12",0.99152737855911255,1]
["A1AllAll20263WORST DAY13","A1","All","All",2026,3,"WORST DAY","13",0.98988872766494751,1]
["A1AllAll20263WORST DAY14","A1","All","All",2026,3,"WORST DAY","14",0.98857277631759644,1]
["A1AllAll20263WORST DAY15","A1","All","All",2026,3,"WORST DAY","15",0.98803210258483887,1]
["A1AllAll20263WORST DAY16","A1","All","All",2026,3,"WORST DAY","16",0.98799598217010498,1]
["A1AllAll20263WORST DAY17","A1","All","All",2026,3,"WORST DAY","17",0.98777294158935547,1]
["A1AllAll20263WORST DAY18","A1","All","All",2026,3,"WORST DAY","18",0.98422092199325562,1]
["A1AllAll20263WORST DAY19","A1","All","All",2026,3,"WORST DAY","19",0.98074328899383545,1]
["A1AllAll20263WORST DAY20","A1","All","All",2026,3,"WORST DAY","20",0.9810941219329834,1]
["A1AllAll20263WORST DAY21","A1","All","All",2026,3,"WORST DAY","21",0.98117208480834961,1]
["A1AllAll20263WORST DAY22","A1","All","All",2026,3,"WORST DAY","22",0.9833257794380188,1]
["A1AllAll20263WORST DAY23","A1","All","All",2026,3,"WORST DAY","23",0.98421782255172729,1]
["A1AllAll20263WORST DAY24","A1","All","All",2026,3,"WORST DAY","24",0.98405909538269043,1]
["A1AllAll20264WORST DAY01","A1","All","All",2026,4,"WORST DAY","01",0.98441958427429199,1]
["A1AllAll20264WORST DAY02","A1","All","All",2026,4,"WORST DAY","02",0.98410797119140625,1]
["A1AllAll20264WORST DAY03","A1","All","All",2026,4,"WORST DAY","03",0.98399907350540161,1]
["A1AllAll20264WORST DAY04","A1","All","All",2026,4,"WORST DAY","04",0.98416590690612793,1]
["A1AllAll20264WORST DAY05","A1","All","All",2026,4,"WORST DAY","05",0.98598802089691162,1]
["A1AllAll20264WORST DAY06","A1","All","All",2026,4,"WORST DAY","06",0.98731040954589844,1]
["A1AllAll20264WORST DAY07","A1","All","All",2026,4,"WORST DAY","07",0.99093544483184814,1]
["A1AllAll20264WORST DAY08","A1","All","All",2026,4,"WORST DAY","08",0.99382710456848145,1]
["A1AllAll20264WORST DAY09","A1","All","All",2026,4,"WORST DAY","09",0.99486440420150757,1]
["A1AllAll20264WORST DAY10","A1","All","All",2026,4,"WORST DAY","10",0.99472737312316895,1]
["A1AllAll20264WORST DAY11","A1","All","All",2026,4,"WORST DAY","11",0.99407815933227539,1]
["A1AllAll20264WORST DAY12","A1","All","All",2026,4,"WORST DAY","12",0.99420344829559326,1]
["A1AllAll20264WORST DAY13","A1","All","All",2026,4,"WORST DAY","13",0.99396669864654541,1]
["A1AllAll20264WORST DAY14","A1","All","All",2026,4,"WORST DAY","14",0.99354135990142822,1]
["A1AllAll20264WORST DAY15","A1","All","All",2026,4,"WORST DAY","15",0.99371105432510376,1]
["A1AllAll20264WORST DAY16","A1","All","All",2026,4,"WORST DAY","16",0.99314635992050171,1]
["A1AllAll20264WORST DAY17","A1","All","All",2026,4,"WORST DAY","17",0.99188762903213501,1]
["A1AllAll20264WORST DAY18","A1","All","All",2026,4,"WORST DAY","18",0.98946952819824219,1]
["A1AllAll20264WORST DAY19","A1","All","All",2026,4,"WORST DAY","19",0.98518073558807373,1]
["A1AllAll20264WORST DAY20","A1","All","All",2026,4,"WORST DAY","20",0.98379039764404297,1]
["A1AllAll20264WORST DAY21","A1","All","All",2026,4,"WORST DAY","21",0.98328679800033569,1]
["A1AllAll20264WORST DAY22","A1","All","All",2026,4,"WORST DAY","22",0.98538887500762939,1]
["A1AllAll20264WORST DAY23","A1","All","All",2026,4,"WORST DAY","23",0.98570930957794189,1]
["A1AllAll20264WORST DAY24","A1","All","All",2026,4,"WORST DAY","24",0.9854089617729187,1]
["A1AllAll20265WORST DAY01","A1","All","All",2026,5,"WORST DAY","01",0.98912566900253296,1]
["A1AllAll20265WORST DAY02","A1","All","All",2026,5,"WORST DAY","02",0.98886227607727051,1]
["A1AllAll20265WORST DAY03","A1","All","All",2026,5,"WORST DAY","03",0.98866760730743408,1]
["A1AllAll20265WORST DAY04","A1","All","All",2026,5,"WORST DAY","04",0.98877471685409546,1]
["A1AllAll20265WORST DAY05","A1","All","All",2026,5,"WORST DAY","05",0.99024051427841187,1]
["A1AllAll20265WORST DAY06","A1","All","All",2026,5,"WORST DAY","06",0.99166250228881836,1]
["A1AllAll20265WORST DAY07","A1","All","All",2026,5,"WORST DAY","07",0.99596923589706421,1]
["A1AllAll20265WORST DAY08","A1","All","All",2026,5,"WORST DAY","08",0.99963897466659546,1]
["A1AllAll20265WORST DAY09","A1","All","All",2026,5,"WORST DAY","09",1.0006608963012695,1]
["A1AllAll20265WORST DAY10","A1","All","All",2026,5,"WORST DAY","10",1.0009682178497314,1]
["A1AllAll20265WORST DAY11","A1","All","All",2026,5,"WORST DAY","11",1.0009618997573853,1]
["A1AllAll20265WORST DAY12","A1","All","All",2026,5,"WORST DAY","12",1.0018974542617798,1]
["A1AllAll20265WORST DAY13","A1","All","All",2026,5,"WORST DAY","13",1.001868724822998,1]
["A1AllAll20265WORST DAY14","A1","All","All",2026,5,"WORST DAY","14",1.0014973878860474,1]
["A1AllAll20265WORST DAY15","A1","All","All",2026,5,"WORST DAY","15",1.0017567873001099,1]
["A1AllAll20265WORST DAY16","A1","All","All",2026,5,"WORST DAY","16",1.0015242099761963,1]
["A1AllAll20265WORST DAY17","A1","All","All",2026,5,"WORST DAY","17",1.0007196664810181,1]
["A1AllAll20265WORST DAY18","A1","All","All",2026,5,"WORST DAY","18",0.99849790334701538,0.99849790334701538]
["A1AllAll20265WORST DAY19","A1","All","All",2026,5,"WORST DAY","19",0.9934767484664917,0.9934767484664917]
["A1AllAll20265WORST DAY20","A1","All","All",2026,5,"WORST DAY","20",0.99104505777359009,0.99104505777359009]
["A1AllAll20265WORST DAY21","A1","All","All",2026,5,"WORST DAY","21",0.99011212587356567,0.99011212587356567]
["A1AllAll20265WORST DAY22","A1","All","All",2026,5,"WORST DAY","22",0.99142861366271973,0.99142861366271973]
["A1AllAll20265WORST DAY23","A1","All","All",2026,5,"WORST DAY","23",0.99120509624481201,1]
["A1AllAll20265WORST DAY24","A1","All","All",2026,5,"WORST DAY","24",0.99087613821029663,1]
["A1AllAll20266WORST DAY01","A1","All","All",2026,6,"WORST DAY","01",0.99690192937850952,1]
["A1AllAll20266WORST DAY02","A1","All","All",2026,6,"WORST DAY","02",0.9965786337852478,1]
["A1AllAll20266WORST DAY03","A1","All","All",2026,6,"WORST DAY","03",0.99630594253540039,1]
["A1AllAll20266WORST DAY04","A1","All","All",2026,6,"WORST DAY","04",0.99649053812026978,1]
["A1AllAll20266WORST DAY05","A1","All","All",2026,6,"WORST DAY","05",0.99803251028060913,1]
["A1AllAll20266WORST DAY06","A1","All","All",2026,6,"WORST DAY","06",0.99974292516708374,1]
["A1AllAll20266WORST DAY07","A1","All","All",2026,6,"WORST DAY","07",1.0048190355300903,1]
["A1AllAll20266WORST DAY08","A1","All","All",2026,6,"WORST DAY","08",1.0103956460952759,1]
["A1AllAll20266WORST DAY09","A1","All","All",2026,6,"WORST DAY","09",1.0130994319915771,1]
["A1AllAll20266WORST DAY10","A1","All","All",2026,6,"WORST DAY","10",1.0141236782073975,1]
["A1AllAll20266WORST DAY11","A1","All","All",2026,6,"WORST DAY","11",1.0146545171737671,1]
["A1AllAll20266WORST DAY12","A1","All","All",2026,6,"WORST DAY","12",1.0163798332214355,1]
["A1AllAll20266WORST DAY13","A1","All","All",2026,6,"WORST DAY","13",1.0167678594589233,1]
["A1AllAll20266WORST DAY14","A1","All","All",2026,6,"WORST DAY","14",1.0165071487426758,1]
["A1AllAll20266WORST DAY15","A1","All","All",2026,6,"WORST DAY","15",1.0170124769210815,1]
["A1AllAll20266WORST DAY16","A1","All","All",2026,6,"WORST DAY","16",1.0166023969650269,1]
["A1AllAll20266WORST DAY17","A1","All","All",2026,6,"WORST DAY","17",1.0156048536300659,1.0156048536300659]
["A1AllAll20266WORST DAY18","A1","All","All",2026,6,"WORST DAY","18",1.0133188962936401,1.0133188962936401]
["A1AllAll20266WORST DAY19","A1","All","All",2026,6,"WORST DAY","19",1.0056915283203125,1.0056915283203125]
["A1AllAll20266WORST DAY20","A1","All","All",2026,6,"WORST DAY","20",1.0012269020080566,1.0012269020080566]
["A1AllAll20266WORST DAY21","A1","All","All",2026,6,"WORST DAY","21",0.99944019317626953,0.99944019317626953]
["A1AllAll20266WORST DAY22","A1","All","All",2026,6,"WORST DAY","22",1.000494122505188,1]
["A1AllAll20266WORST DAY23","A1","All","All",2026,6,"WORST DAY","23",1.0000095367431641,1]
["A1AllAll20266WORST DAY24","A1","All","All",2026,6,"WORST DAY","24",0.99939161539077759,1]
["A1AllAll20267WORST DAY01","A1","All","All",2026,7,"WORST DAY","01",1.003928542137146,1]
["A1AllAll20267WORST DAY02","A1","All","All",2026,7,"WORST DAY","02",1.0037350654602051,1]
["A1AllAll20267WORST DAY03","A1","All","All",2026,7,"WORST DAY","03",1.0036174058914185,1]
["A1AllAll20267WORST DAY04","A1","All","All",2026,7,"WORST DAY","04",1.0037933588027954,1]
["A1AllAll20267WORST DAY05","A1","All","All",2026,7,"WORST DAY","05",1.0050810575485229,1]
["A1AllAll20267WORST DAY06","A1","All","All",2026,7,"WORST DAY","06",1.0066361427307129,1]
["A1AllAll20267WORST DAY07","A1","All","All",2026,7,"WORST DAY","07",1.0112959146499634,1]
["A1AllAll20267WORST DAY08","A1","All","All",2026,7,"WORST DAY","08",1.0166921615600586,1]
["A1AllAll20267WORST DAY09","A1","All","All",2026,7,"WORST DAY","09",1.020097017288208,1]
["A1AllAll20267WORST DAY10","A1","All","All",2026,7,"WORST DAY","10",1.0212117433547974,1]
["A1AllAll20267WORST DAY11","A1","All","All",2026,7,"WORST DAY","11",1.0217849016189575,1]
["A1AllAll20267WORST DAY12","A1","All","All",2026,7,"WORST DAY","12",1.0231708288192749,1]
["A1AllAll20267WORST DAY13","A1","All","All",2026,7,"WORST DAY","13",1.023234486579895,1]
["A1AllAll20267WORST DAY14","A1","All","All",2026,7,"WORST DAY","14",1.0226840972900391,1]
["A1AllAll20267WORST DAY15","A1","All","All",2026,7,"WORST DAY","15",1.0231492519378662,1]
["A1AllAll20267WORST DAY16","A1","All","All",2026,7,"WORST DAY","16",1.022773265838623,1]
["A1AllAll20267WORST DAY17","A1","All","All",2026,7,"WORST DAY","17",1.0218832492828369,1.0218832492828369]
["A1AllAll20267WORST DAY18","A1","All","All",2026,7,"WORST DAY","18",1.0200507640838623,1.0200507640838623]
["A1AllAll20267WORST DAY19","A1","All","All",2026,7,"WORST DAY","19",1.0124275684356689,1.0124275684356689]
["A1AllAll20267WORST DAY20","A1","All","All",2026,7,"WORST DAY","20",1.0074546337127686,1.0074546337127686]
["A1AllAll20267WORST DAY21","A1","All","All",2026,7,"WORST DAY","21",1.0054938793182373,1.0054938793182373]
["A1AllAll20267WORST DAY22","A1","All","All",2026,7,"WORST DAY","22",1.0066335201263428,1]
["A1AllAll20267WORST DAY23","A1","All","All",2026,7,"WORST DAY","23",1.0063281059265137,1]
["A1AllAll20267WORST DAY24","A1","All","All",2026,7,"WORST DAY","24",1.0058594942092896,1]
["A1AllAll20268WORST DAY01","A1","All","All",2026,8,"WORST DAY","01",1.0026595592498779,1]
["A1AllAll20268WORST DAY02","A1","All","All",2026,8,"WORST DAY","02",1.0024539232254028,1]
["A1AllAll20268WORST DAY03","A1","All","All",2026,8,"WORST DAY","03",1.0023113489151001,1]
["A1AllAll20268WORST DAY04","A1","All","All",2026,8,"WORST DAY","04",1.00252366065979,1]
["A1AllAll20268WORST DAY05","A1","All","All",2026,8,"WORST DAY","05",1.003869891166687,1]
["A1AllAll20268WORST DAY06","A1","All","All",2026,8,"WORST DAY","06",1.0056205987930298,1]
["A1AllAll20268WORST DAY07","A1","All","All",2026,8,"WORST DAY","07",1.0106264352798462,1]
["A1AllAll20268WORST DAY08","A1","All","All",2026,8,"WORST DAY","08",1.0161013603210449,1]
["A1AllAll20268WORST DAY09","A1","All","All",2026,8,"WORST DAY","09",1.0197157859802246,1]
["A1AllAll20268WORST DAY10","A1","All","All",2026,8,"WORST DAY","10",1.0214323997497559,1]
["A1AllAll20268WORST DAY11","A1","All","All",2026,8,"WORST DAY","11",1.0223658084869385,1]
["A1AllAll20268WORST DAY12","A1","All","All",2026,8,"WORST DAY","12",1.0238617658615112,1]
["A1AllAll20268WORST DAY13","A1","All","All",2026,8,"WORST DAY","13",1.0241459608078003,1]
["A1AllAll20268WORST DAY14","A1","All","All",2026,8,"WORST DAY","14",1.0237737894058228,1]
["A1AllAll20268WORST DAY15","A1","All","All",2026,8,"WORST DAY","15",1.0242390632629395,1]
["A1AllAll20268WORST DAY16","A1","All","All",2026,8,"WORST DAY","16",1.0238415002822876,1]
["A1AllAll20268WORST DAY17","A1","All","All",2026,8,"WORST DAY","17",1.0228022336959839,1.0228022336959839]
["A1AllAll20268WORST DAY18","A1","All","All",2026,8,"WORST DAY","18",1.0201935768127441,1.0201935768127441]
["A1AllAll20268WORST DAY19","A1","All","All",2026,8,"WORST DAY","19",1.0120954513549805,1.0120954513549805]
["A1AllAll20268WORST DAY20","A1","All","All",2026,8,"WORST DAY","20",1.0070409774780273,1.0070409774780273]
["A1AllAll20268WORST DAY21","A1","All","All",2026,8,"WORST DAY","21",1.0049066543579102,1.0049066543579102]
["A1AllAll20268WORST DAY22","A1","All","All",2026,8,"WORST DAY","22",1.0057404041290283,1]
["A1AllAll20268WORST DAY23","A1","All","All",2026,8,"WORST DAY","23",1.0052919387817383,1]
["A1AllAll20268WORST DAY24","A1","All","All",2026,8,"WORST DAY","24",1.0047917366027832,1]
["A1AllAll20269WORST DAY01","A1","All","All",2026,9,"WORST DAY","01",1.0037801265716553,1]
["A1AllAll20269WORST DAY02","A1","All","All",2026,9,"WORST DAY","02",1.0036469697952271,1]
["A1AllAll20269WORST DAY03","A1","All","All",2026,9,"WORST DAY","03",1.0035319328308105,1]
["A1AllAll20269WORST DAY04","A1","All","All",2026,9,"WORST DAY","04",1.0036050081253052,1]
["A1AllAll20269WORST DAY05","A1","All","All",2026,9,"WORST DAY","05",1.0049260854721069,1]
["A1AllAll20269WORST DAY06","A1","All","All",2026,9,"WORST DAY","06",1.0063298940658569,1]
["A1AllAll20269WORST DAY07","A1","All","All",2026,9,"WORST DAY","07",1.0104943513870239,1]
["A1AllAll20269WORST DAY08","A1","All","All",2026,9,"WORST DAY","08",1.0148345232009888,1]
["A1AllAll20269WORST DAY09","A1","All","All",2026,9,"WORST DAY","09",1.0175563097000122,1]
["A1AllAll20269WORST DAY10","A1","All","All",2026,9,"WORST DAY","10",1.0190048217773438,1]
["A1AllAll20269WORST DAY11","A1","All","All",2026,9,"WORST DAY","11",1.0196977853775024,1]
["A1AllAll20269WORST DAY12","A1","All","All",2026,9,"WORST DAY","12",1.0207617282867432,1]
["A1AllAll20269WORST DAY13","A1","All","All",2026,9,"WORST DAY","13",1.0208288431167603,1]
["A1AllAll20269WORST DAY14","A1","All","All",2026,9,"WORST DAY","14",1.0203630924224854,1]
["A1AllAll20269WORST DAY15","A1","All","All",2026,9,"WORST DAY","15",1.020452618598938,1]
["A1AllAll20269WORST DAY16","A1","All","All",2026,9,"WORST DAY","16",1.0195634365081787,1]
["A1AllAll20269WORST DAY17","A1","All","All",2026,9,"WORST DAY","17",1.0184991359710693,1.0184991359710693]
["A1AllAll20269WORST DAY18","A1","All","All",2026,9,"WORST DAY","18",1.0160040855407715,1.0160040855407715]
["A1AllAll20269WORST DAY19","A1","All","All",2026,9,"WORST DAY","19",1.0095306634902954,1.0095306634902954]
["A1AllAll20269WORST DAY20","A1","All","All",2026,9,"WORST DAY","20",1.0057939291000366,1.0057939291000366]
["A1AllAll20269WORST DAY21","A1","All","All",2026,9,"WORST DAY","21",1.0043895244598389,1.0043895244598389]
["A1AllAll20269WORST DAY22","A1","All","All",2026,9,"WORST DAY","22",1.0055712461471558,1]
["A1AllAll20269WORST DAY23","A1","All","All",2026,9,"WORST DAY","23",1.0055298805236816,1]
["A1AllAll20269WORST DAY24","A1","All","All",2026,9,"WORST DAY","24",1.0051501989364624,1]
["A1AllAll202610WORST DAY01","A1","All","All",2026,10,"WORST DAY","01",1.0074144601821899,1]
["A1AllAll202610WORST DAY02","A1","All","All",2026,10,"WORST DAY","02",1.0074061155319214,1]
["A1AllAll202610WORST DAY03","A1","All","All",2026,10,"WORST DAY","03",1.0073217153549194,1]
["A1AllAll202610WORST DAY04","A1","All","All",2026,10,"WORST DAY","04",1.007414698600769,1]
["A1AllAll202610WORST DAY05","A1","All","All",2026,10,"WORST DAY","05",1.0088280439376831,1]
["A1AllAll202610WORST DAY06","A1","All","All",2026,10,"WORST DAY","06",1.0098603963851929,1]
["A1AllAll202610WORST DAY07","A1","All","All",2026,10,"WORST DAY","07",1.0134791135787964,1]
["A1AllAll202610WORST DAY08","A1","All","All",2026,10,"WORST DAY","08",1.0168731212615967,1]
["A1AllAll202610WORST DAY09","A1","All","All",2026,10,"WORST DAY","09",1.019636869430542,1]
["A1AllAll202610WORST DAY10","A1","All","All",2026,10,"WORST DAY","10",1.0213344097137451,1]
["A1AllAll202610WORST DAY11","A1","All","All",2026,10,"WORST DAY","11",1.0220608711242676,1]
["A1AllAll202610WORST DAY12","A1","All","All",2026,10,"WORST DAY","12",1.0228970050811768,1]
["A1AllAll202610WORST DAY13","A1","All","All",2026,10,"WORST DAY","13",1.0227253437042236,1]
["A1AllAll202610WORST DAY14","A1","All","All",2026,10,"WORST DAY","14",1.0220605134963989,1]
["A1AllAll202610WORST DAY15","A1","All","All",2026,10,"WORST DAY","15",1.0217729806900024,1]
["A1AllAll202610WORST DAY16","A1","All","All",2026,10,"WORST DAY","16",1.0205211639404297,1]
["A1AllAll202610WORST DAY17","A1","All","All",2026,10,"WORST DAY","17",1.019182562828064,1.019182562828064]
["A1AllAll202610WORST DAY18","A1","All","All",2026,10,"WORST DAY","18",1.0160144567489624,1.0160144567489624]
["A1AllAll202610WORST DAY19","A1","All","All",2026,10,"WORST DAY","19",1.0098366737365723,1.0098366737365723]
["A1AllAll202610WORST DAY20","A1","All","All",2026,10,"WORST DAY","20",1.0069822072982788,1.0069822072982788]
["A1AllAll202610WORST DAY21","A1","All","All",2026,10,"WORST DAY","21",1.0061377286911011,1.0061377286911011]
["A1AllAll202610WORST DAY22","A1","All","All",2026,10,"WORST DAY","22",1.0078198909759521,1]
["A1AllAll202610WORST DAY23","A1","All","All",2026,10,"WORST DAY","23",1.0082100629806519,1]
["A1AllAll202610WORST DAY24","A1","All","All",2026,10,"WORST DAY","24",1.0080517530441284,1]
["A1AllAll202611WORST DAY01","A1","All","All",2026,11,"WORST DAY","01",1.010534405708313,1]
["A1AllAll202611WORST DAY02","A1","All","All",2026,11,"WORST DAY","02",1.0105626583099365,1]
["A1AllAll202611WORST DAY03","A1","All","All",2026,11,"WORST DAY","03",1.0105069875717163,1]
["A1AllAll202611WORST DAY04","A1","All","All",2026,11,"WORST DAY","04",1.0108166933059692,1]
["A1AllAll202611WORST DAY05","A1","All","All",2026,11,"WORST DAY","05",1.0125418901443481,1]
["A1AllAll202611WORST DAY06","A1","All","All",2026,11,"WORST DAY","06",1.0129910707473755,1]
["A1AllAll202611WORST DAY07","A1","All","All",2026,11,"WORST DAY","07",1.0156487226486206,1]
["A1AllAll202611WORST DAY08","A1","All","All",2026,11,"WORST DAY","08",1.0169488191604614,1]
["A1AllAll202611WORST DAY09","A1","All","All",2026,11,"WORST DAY","09",1.0209705829620361,1]
["A1AllAll202611WORST DAY10","A1","All","All",2026,11,"WORST DAY","10",1.0235029458999634,1]
["A1AllAll202611WORST DAY11","A1","All","All",2026,11,"WORST DAY","11",1.0236679315567017,1]
["A1AllAll202611WORST DAY12","A1","All","All",2026,11,"WORST DAY","12",1.0238627195358276,1]
["A1AllAll202611WORST DAY13","A1","All","All",2026,11,"WORST DAY","13",1.0227622985839844,1]
["A1AllAll202611WORST DAY14","A1","All","All",2026,11,"WORST DAY","14",1.0216625928878784,1]
["A1AllAll202611WORST DAY15","A1","All","All",2026,11,"WORST DAY","15",1.0206267833709717,1]
["A1AllAll202611WORST DAY16","A1","All","All",2026,11,"WORST DAY","16",1.0200290679931641,1]
["A1AllAll202611WORST DAY17","A1","All","All",2026,11,"WORST DAY","17",1.018543004989624,1]
["A1AllAll202611WORST DAY18","A1","All","All",2026,11,"WORST DAY","18",1.0134360790252686,1]
["A1AllAll202611WORST DAY19","A1","All","All",2026,11,"WORST DAY","19",1.0086435079574585,1]
["A1AllAll202611WORST DAY20","A1","All","All",2026,11,"WORST DAY","20",1.0082129240036011,1]
["A1AllAll202611WORST DAY21","A1","All","All",2026,11,"WORST DAY","21",1.0083839893341064,1]
["A1AllAll202611WORST DAY22","A1","All","All",2026,11,"WORST DAY","22",1.0108368396759033,1]
["A1AllAll202611WORST DAY23","A1","All","All",2026,11,"WORST DAY","23",1.0116258859634399,1]
["A1AllAll202611WORST DAY24","A1","All","All",2026,11,"WORST DAY","24",1.0115424394607544,1]
["A1AllAll202612WORST DAY01","A1","All","All",2026,12,"WORST DAY","01",1.0101053714752197,1]
["A1AllAll202612WORST DAY02","A1","All","All",2026,12,"WORST DAY","02",1.0101795196533203,1]
["A1AllAll202612WORST DAY03","A1","All","All",2026,12,"WORST DAY","03",1.0101795196533203,1]
["A1AllAll202612WORST DAY04","A1","All","All",2026,12,"WORST DAY","04",1.0105305910110474,1]
["A1AllAll202612WORST DAY05","A1","All","All",2026,12,"WORST DAY","05",1.0122489929199219,1]
["A1AllAll202612WORST DAY06","A1","All","All",2026,12,"WORST DAY","06",1.0125774145126343,1]
["A1AllAll202612WORST DAY07","A1","All","All",2026,12,"WORST DAY","07",1.0149933099746704,1]
["A1AllAll202612WORST DAY08","A1","All","All",2026,12,"WORST DAY","08",1.0159029960632324,1]
["A1AllAll202612WORST DAY09","A1","All","All",2026,12,"WORST DAY","09",1.0197725296020508,1]
["A1AllAll202612WORST DAY10","A1","All","All",2026,12,"WORST DAY","10",1.0220527648925781,1]
["A1AllAll202612WORST DAY11","A1","All","All",2026,12,"WORST DAY","11",1.021857738494873,1]
["A1AllAll202612WORST DAY12","A1","All","All",2026,12,"WORST DAY","12",1.021795392036438,1]
["A1AllAll202612WORST DAY13","A1","All","All",2026,12,"WORST DAY","13",1.0202944278717041,1]
["A1AllAll202612WORST DAY14","A1","All","All",2026,12,"WORST DAY","14",1.019028902053833,1]
["A1AllAll202612WORST DAY15","A1","All","All",2026,12,"WORST DAY","15",1.0178613662719727,1]
["A1AllAll202612WORST DAY16","A1","All","All",2026,12,"WORST DAY","16",1.0174931287765503,1]
["A1AllAll202612WORST DAY17","A1","All","All",2026,12,"WORST DAY","17",1.0161848068237305,1]
["A1AllAll202612WORST DAY18","A1","All","All",2026,12,"WORST DAY","18",1.0114152431488037,1]
["A1AllAll202612WORST DAY19","A1","All","All",2026,12,"WORST DAY","19",1.0072829723358154,1]
["A1AllAll202612WORST DAY20","A1","All","All",2026,12,"WORST DAY","20",1.0072779655456543,1]
["A1AllAll202612WORST DAY21","A1","All","All",2026,12,"WORST DAY","21",1.0077099800109863,1]
["A1AllAll202612WORST DAY22","A1","All","All",2026,12,"WORST DAY","22",1.0102736949920654,1]
["A1AllAll202612WORST DAY23","A1","All","All",2026,12,"WORST DAY","23",1.0111019611358643,1]
["A1AllAll202612WORST DAY24","A1","All","All",2026,12,"WORST DAY","24",1.0110605955123901,1]
["A1AllAll20271WORST DAY01","A1","All","All",2027,1,"WORST DAY","01",1.0312588214874268,1]
["A1AllAll20271WORST DAY02","A1","All","All",2027,1,"WORST DAY","02",1.0319557189941406,1]
["A1AllAll20271WORST DAY03","A1","All","All",2027,1,"WORST DAY","03",1.0326205492019653,1]
["A1AllAll20271WORST DAY04","A1","All","All",2027,1,"WORST DAY","04",1.0336354970932007,1]
["A1AllAll20271WORST DAY05","A1","All","All",2027,1,"WORST DAY","05",1.0353987216949463,1]
["A1AllAll20271WORST DAY06","A1","All","All",2027,1,"WORST DAY","06",1.034837007522583,1]
["A1AllAll20271WORST DAY07","A1","All","All",2027,1,"WORST DAY","07",1.0359958410263062,1]
["A1AllAll20271WORST DAY08","A1","All","All",2027,1,"WORST DAY","08",1.0353314876556396,1]
["A1AllAll20271WORST DAY09","A1","All","All",2027,1,"WORST DAY","09",1.0414361953735352,1]
["A1AllAll20271WORST DAY10","A1","All","All",2027,1,"WORST DAY","10",1.0454186201095581,1]
["A1AllAll20271WORST DAY11","A1","All","All",2027,1,"WORST DAY","11",1.0452438592910767,1]
["A1AllAll20271WORST DAY12","A1","All","All",2027,1,"WORST DAY","12",1.0444365739822388,1]
["A1AllAll20271WORST DAY13","A1","All","All",2027,1,"WORST DAY","13",1.0433766841888428,1]
["A1AllAll20271WORST DAY14","A1","All","All",2027,1,"WORST DAY","14",1.0417625904083252,1]
["A1AllAll20271WORST DAY15","A1","All","All",2027,1,"WORST DAY","15",1.0411046743392944,1]
["A1AllAll20271WORST DAY16","A1","All","All",2027,1,"WORST DAY","16",1.0399463176727295,1]
["A1AllAll20271WORST DAY17","A1","All","All",2027,1,"WORST DAY","17",1.0377106666564941,1]
["A1AllAll20271WORST DAY18","A1","All","All",2027,1,"WORST DAY","18",1.0290639400482178,1]
["A1AllAll20271WORST DAY19","A1","All","All",2027,1,"WORST DAY","19",1.0226695537567139,1]
["A1AllAll20271WORST DAY20","A1","All","All",2027,1,"WORST DAY","20",1.0230185985565186,1]
["A1AllAll20271WORST DAY21","A1","All","All",2027,1,"WORST DAY","21",1.0242303609848022,1]
["A1AllAll20271WORST DAY22","A1","All","All",2027,1,"WORST DAY","22",1.0276507139205933,1]
["A1AllAll20271WORST DAY23","A1","All","All",2027,1,"WORST DAY","23",1.0308103561401367,1]
["A1AllAll20271WORST DAY24","A1","All","All",2027,1,"WORST DAY","24",1.0314434766769409,1]
["A1AllAll20272WORST DAY01","A1","All","All",2027,2,"WORST DAY","01",1.0298334360122681,1]
["A1AllAll20272WORST DAY02","A1","All","All",2027,2,"WORST DAY","02",1.0303496122360229,1]
["A1AllAll20272WORST DAY03","A1","All","All",2027,2,"WORST DAY","03",1.031099796295166,1]
["A1AllAll20272WORST DAY04","A1","All","All",2027,2,"WORST DAY","04",1.0321294069290161,1]
["A1AllAll20272WORST DAY05","A1","All","All",2027,2,"WORST DAY","05",1.0339089632034302,1]
["A1AllAll20272WORST DAY06","A1","All","All",2027,2,"WORST DAY","06",1.0333384275436401,1]
["A1AllAll20272WORST DAY07","A1","All","All",2027,2,"WORST DAY","07",1.0346136093139648,1]
["A1AllAll20272WORST DAY08","A1","All","All",2027,2,"WORST DAY","08",1.0337603092193604,1]
["A1AllAll20272WORST DAY09","A1","All","All",2027,2,"WORST DAY","09",1.0392522811889648,1]
["A1AllAll20272WORST DAY10","A1","All","All",2027,2,"WORST DAY","10",1.0424871444702148,1]
["A1AllAll20272WORST DAY11","A1","All","All",2027,2,"WORST DAY","11",1.0422009229660034,1]
["A1AllAll20272WORST DAY12","A1","All","All",2027,2,"WORST DAY","12",1.0414724349975586,1]
["A1AllAll20272WORST DAY13","A1","All","All",2027,2,"WORST DAY","13",1.0405811071395874,1]
["A1AllAll20272WORST DAY14","A1","All","All",2027,2,"WORST DAY","14",1.0391836166381836,1]
["A1AllAll20272WORST DAY15","A1","All","All",2027,2,"WORST DAY","15",1.0387842655181885,1]
["A1AllAll20272WORST DAY16","A1","All","All",2027,2,"WORST DAY","16",1.0379842519760132,1]
["A1AllAll20272WORST DAY17","A1","All","All",2027,2,"WORST DAY","17",1.0358814001083374,1]
["A1AllAll20272WORST DAY18","A1","All","All",2027,2,"WORST DAY","18",1.0274426937103271,1]
["A1AllAll20272WORST DAY19","A1","All","All",2027,2,"WORST DAY","19",1.0212104320526123,1]
["A1AllAll20272WORST DAY20","A1","All","All",2027,2,"WORST DAY","20",1.0216941833496094,1]
["A1AllAll20272WORST DAY21","A1","All","All",2027,2,"WORST DAY","21",1.0231683254241943,1]
["A1AllAll20272WORST DAY22","A1","All","All",2027,2,"WORST DAY","22",1.0263956785202026,1]
["A1AllAll20272WORST DAY23","A1","All","All",2027,2,"WORST DAY","23",1.0295226573944092,1]
["A1AllAll20272WORST DAY24","A1","All","All",2027,2,"WORST DAY","24",1.0302488803863525,1]
["A1AllAll20273WORST DAY01","A1","All","All",2027,3,"WORST DAY","01",0.98285490274429321,1]
["A1AllAll20273WORST DAY02","A1","All","All",2027,3,"WORST DAY","02",0.98235565423965454,1]
["A1AllAll20273WORST DAY03","A1","All","All",2027,3,"WORST DAY","03",0.98243480920791626,1]
["A1AllAll20273WORST DAY04","A1","All","All",2027,3,"WORST DAY","04",0.9829719066619873,1]
["A1AllAll20273WORST DAY05","A1","All","All",2027,3,"WORST DAY","05",0.98511230945587158,1]
["A1AllAll20273WORST DAY06","A1","All","All",2027,3,"WORST DAY","06",0.98640847206115723,1]
["A1AllAll20273WORST DAY07","A1","All","All",2027,3,"WORST DAY","07",0.99000483751296997,1]
["A1AllAll20273WORST DAY08","A1","All","All",2027,3,"WORST DAY","08",0.99155116081237793,1]
["A1AllAll20273WORST DAY09","A1","All","All",2027,3,"WORST DAY","09",0.99450159072875977,1]
["A1AllAll20273WORST DAY10","A1","All","All",2027,3,"WORST DAY","10",0.99481666088104248,1]
["A1AllAll20273WORST DAY11","A1","All","All",2027,3,"WORST DAY","11",0.99304306507110596,1]
["A1AllAll20273WORST DAY12","A1","All","All",2027,3,"WORST DAY","12",0.99149709939956665,1]
["A1AllAll20273WORST DAY13","A1","All","All",2027,3,"WORST DAY","13",0.98984158039093018,1]
["A1AllAll20273WORST DAY14","A1","All","All",2027,3,"WORST DAY","14",0.98854869604110718,1]
["A1AllAll20273WORST DAY15","A1","All","All",2027,3,"WORST DAY","15",0.98801451921463013,1]
["A1AllAll20273WORST DAY16","A1","All","All",2027,3,"WORST DAY","16",0.98800671100616455,1]
["A1AllAll20273WORST DAY17","A1","All","All",2027,3,"WORST DAY","17",0.98778796195983887,1]
["A1AllAll20273WORST DAY18","A1","All","All",2027,3,"WORST DAY","18",0.98428654670715332,1]
["A1AllAll20273WORST DAY19","A1","All","All",2027,3,"WORST DAY","19",0.98086905479431152,1]
["A1AllAll20273WORST DAY20","A1","All","All",2027,3,"WORST DAY","20",0.98123461008071899,1]
["A1AllAll20273WORST DAY21","A1","All","All",2027,3,"WORST DAY","21",0.98131197690963745,1]
["A1AllAll20273WORST DAY22","A1","All","All",2027,3,"WORST DAY","22",0.98343777656555176,1]
["A1AllAll20273WORST DAY23","A1","All","All",2027,3,"WORST DAY","23",0.98430079221725464,1]
["A1AllAll20273WORST DAY24","A1","All","All",2027,3,"WORST DAY","24",0.98414075374603271,1]
["A1AllAll20274WORST DAY01","A1","All","All",2027,4,"WORST DAY","01",0.98449677228927612,1]
["A1AllAll20274WORST DAY02","A1","All","All",2027,4,"WORST DAY","02",0.98415666818618774,1]
["A1AllAll20274WORST DAY03","A1","All","All",2027,4,"WORST DAY","03",0.98403781652450562,1]
["A1AllAll20274WORST DAY04","A1","All","All",2027,4,"WORST DAY","04",0.98419392108917236,1]
["A1AllAll20274WORST DAY05","A1","All","All",2027,4,"WORST DAY","05",0.98602104187011719,1]
["A1AllAll20274WORST DAY06","A1","All","All",2027,4,"WORST DAY","06",0.98736989498138428,1]
["A1AllAll20274WORST DAY07","A1","All","All",2027,4,"WORST DAY","07",0.99100297689437866,1]
["A1AllAll20274WORST DAY08","A1","All","All",2027,4,"WORST DAY","08",0.99385541677474976,1]
["A1AllAll20274WORST DAY09","A1","All","All",2027,4,"WORST DAY","09",0.99485242366790771,1]
["A1AllAll20274WORST DAY10","A1","All","All",2027,4,"WORST DAY","10",0.99469214677810669,1]
["A1AllAll20274WORST DAY11","A1","All","All",2027,4,"WORST DAY","11",0.99401658773422241,1]
["A1AllAll20274WORST DAY12","A1","All","All",2027,4,"WORST DAY","12",0.99412393569946289,1]
["A1AllAll20274WORST DAY13","A1","All","All",2027,4,"WORST DAY","13",0.99388504028320313,1]
["A1AllAll20274WORST DAY14","A1","All","All",2027,4,"WORST DAY","14",0.9934762716293335,1]
["A1AllAll20274WORST DAY15","A1","All","All",2027,4,"WORST DAY","15",0.99365174770355225,1]
["A1AllAll20274WORST DAY16","A1","All","All",2027,4,"WORST DAY","16",0.99312078952789307,1]
["A1AllAll20274WORST DAY17","A1","All","All",2027,4,"WORST DAY","17",0.99187767505645752,1]
["A1AllAll20274WORST DAY18","A1","All","All",2027,4,"WORST DAY","18",0.98950356245040894,1]
["A1AllAll20274WORST DAY19","A1","All","All",2027,4,"WORST DAY","19",0.9852747917175293,1]
["A1AllAll20274WORST DAY20","A1","All","All",2027,4,"WORST DAY","20",0.98389029502868652,1]
["A1AllAll20274WORST DAY21","A1","All","All",2027,4,"WORST DAY","21",0.98339074850082397,1]
["A1AllAll20274WORST DAY22","A1","All","All",2027,4,"WORST DAY","22",0.98547643423080444,1]
["A1AllAll20274WORST DAY23","A1","All","All",2027,4,"WORST DAY","23",0.98577529191970825,1]
["A1AllAll20274WORST DAY24","A1","All","All",2027,4,"WORST DAY","24",0.98548698425292969,1]
["A1AllAll20275WORST DAY01","A1","All","All",2027,5,"WORST DAY","01",0.98933243751525879,1]
["A1AllAll20275WORST DAY02","A1","All","All",2027,5,"WORST DAY","02",0.98903608322143555,1]
["A1AllAll20275WORST DAY03","A1","All","All",2027,5,"WORST DAY","03",0.98883259296417236,1]
["A1AllAll20275WORST DAY04","A1","All","All",2027,5,"WORST DAY","04",0.98893576860427856,1]
["A1AllAll20275WORST DAY05","A1","All","All",2027,5,"WORST DAY","05",0.99041235446929932,1]
["A1AllAll20275WORST DAY06","A1","All","All",2027,5,"WORST DAY","06",0.99186158180236816,1]
["A1AllAll20275WORST DAY07","A1","All","All",2027,5,"WORST DAY","07",0.9962230920791626,1]
["A1AllAll20275WORST DAY08","A1","All","All",2027,5,"WORST DAY","08",0.99991405010223389,1]
["A1AllAll20275WORST DAY09","A1","All","All",2027,5,"WORST DAY","09",1.0009450912475586,1]
["A1AllAll20275WORST DAY10","A1","All","All",2027,5,"WORST DAY","10",1.0012325048446655,1]
["A1AllAll20275WORST DAY11","A1","All","All",2027,5,"WORST DAY","11",1.0011992454528809,1]
["A1AllAll20275WORST DAY12","A1","All","All",2027,5,"WORST DAY","12",1.0021088123321533,1]
["A1AllAll20275WORST DAY13","A1","All","All",2027,5,"WORST DAY","13",1.0020734071731567,1]
["A1AllAll20275WORST DAY14","A1","All","All",2027,5,"WORST DAY","14",1.001712441444397,1]
["A1AllAll20275WORST DAY15","A1","All","All",2027,5,"WORST DAY","15",1.0019757747650146,1]
["A1AllAll20275WORST DAY16","A1","All","All",2027,5,"WORST DAY","16",1.0017703771591187,1]
["A1AllAll20275WORST DAY17","A1","All","All",2027,5,"WORST DAY","17",1.0009788274765015,1]
["A1AllAll20275WORST DAY18","A1","All","All",2027,5,"WORST DAY","18",0.99878108501434326,0.99878108501434326]
["A1AllAll20275WORST DAY19","A1","All","All",2027,5,"WORST DAY","19",0.99377644062042236,0.99377644062042236]
["A1AllAll20275WORST DAY20","A1","All","All",2027,5,"WORST DAY","20",0.99130827188491821,0.99130827188491821]
["A1AllAll20275WORST DAY21","A1","All","All",2027,5,"WORST DAY","21",0.99036061763763428,0.99036061763763428]
["A1AllAll20275WORST DAY22","A1","All","All",2027,5,"WORST DAY","22",0.99167132377624512,0.99167132377624512]
["A1AllAll20275WORST DAY23","A1","All","All",2027,5,"WORST DAY","23",0.99141871929168701,1]
["A1AllAll20275WORST DAY24","A1","All","All",2027,5,"WORST DAY","24",0.99108803272247314,1]
["A1AllAll20276WORST DAY01","A1","All","All",2027,6,"WORST DAY","01",0.99712193012237549,1]
["A1AllAll20276WORST DAY02","A1","All","All",2027,6,"WORST DAY","02",0.99676692485809326,1]
["A1AllAll20276WORST DAY03","A1","All","All",2027,6,"WORST DAY","03",0.99648171663284302,1]
["A1AllAll20276WORST DAY04","A1","All","All",2027,6,"WORST DAY","04",0.99666589498519897,1]
["A1AllAll20276WORST DAY05","A1","All","All",2027,6,"WORST DAY","05",0.99821865558624268,1]
["A1AllAll20276WORST DAY06","A1","All","All",2027,6,"WORST DAY","06",0.99994909763336182,1]
["A1AllAll20276WORST DAY07","A1","All","All",2027,6,"WORST DAY","07",1.0050803422927856,1]
["A1AllAll20276WORST DAY08","A1","All","All",2027,6,"WORST DAY","08",1.0106654167175293,1]
["A1AllAll20276WORST DAY09","A1","All","All",2027,6,"WORST DAY","09",1.0133458375930786,1]
["A1AllAll20276WORST DAY10","A1","All","All",2027,6,"WORST DAY","10",1.0143262147903442,1]
["A1AllAll20276WORST DAY11","A1","All","All",2027,6,"WORST DAY","11",1.0148317813873291,1]
["A1AllAll20276WORST DAY12","A1","All","All",2027,6,"WORST DAY","12",1.0165413618087769,1]
["A1AllAll20276WORST DAY13","A1","All","All",2027,6,"WORST DAY","13",1.0169293880462646,1]
["A1AllAll20276WORST DAY14","A1","All","All",2027,6,"WORST DAY","14",1.0166902542114258,1]
["A1AllAll20276WORST DAY15","A1","All","All",2027,6,"WORST DAY","15",1.0171941518783569,1]
["A1AllAll20276WORST DAY16","A1","All","All",2027,6,"WORST DAY","16",1.0168145895004272,1]
["A1AllAll20276WORST DAY17","A1","All","All",2027,6,"WORST DAY","17",1.0158360004425049,1.0158360004425049]
["A1AllAll20276WORST DAY18","A1","All","All",2027,6,"WORST DAY","18",1.0135823488235474,1.0135823488235474]
["A1AllAll20276WORST DAY19","A1","All","All",2027,6,"WORST DAY","19",1.0059764385223389,1.0059764385223389]
["A1AllAll20276WORST DAY20","A1","All","All",2027,6,"WORST DAY","20",1.0014815330505371,1.0014815330505371]
["A1AllAll20276WORST DAY21","A1","All","All",2027,6,"WORST DAY","21",0.99969255924224854,0.99969255924224854]
["A1AllAll20276WORST DAY22","A1","All","All",2027,6,"WORST DAY","22",1.0007452964782715,1]
["A1AllAll20276WORST DAY23","A1","All","All",2027,6,"WORST DAY","23",1.0002355575561523,1]
["A1AllAll20276WORST DAY24","A1","All","All",2027,6,"WORST DAY","24",0.99961531162261963,1]
["A1AllAll20277WORST DAY01","A1","All","All",2027,7,"WORST DAY","01",1.0042221546173096,1]
["A1AllAll20277WORST DAY02","A1","All","All",2027,7,"WORST DAY","02",1.004010796546936,1]
["A1AllAll20277WORST DAY03","A1","All","All",2027,7,"WORST DAY","03",1.0038865804672241,1]
["A1AllAll20277WORST DAY04","A1","All","All",2027,7,"WORST DAY","04",1.0040591955184937,1]
["A1AllAll20277WORST DAY05","A1","All","All",2027,7,"WORST DAY","05",1.0053578615188599,1]
["A1AllAll20277WORST DAY06","A1","All","All",2027,7,"WORST DAY","06",1.0069261789321899,1]
["A1AllAll20277WORST DAY07","A1","All","All",2027,7,"WORST DAY","07",1.0116285085678101,1]
["A1AllAll20277WORST DAY08","A1","All","All",2027,7,"WORST DAY","08",1.0170000791549683,1]
["A1AllAll20277WORST DAY09","A1","All","All",2027,7,"WORST DAY","09",1.0203784704208374,1]
["A1AllAll20277WORST DAY10","A1","All","All",2027,7,"WORST DAY","10",1.0214787721633911,1]
["A1AllAll20277WORST DAY11","A1","All","All",2027,7,"WORST DAY","11",1.0220357179641724,1]
["A1AllAll20277WORST DAY12","A1","All","All",2027,7,"WORST DAY","12",1.0233943462371826,1]
["A1AllAll20277WORST DAY13","A1","All","All",2027,7,"WORST DAY","13",1.0234571695327759,1]
["A1AllAll20277WORST DAY14","A1","All","All",2027,7,"WORST DAY","14",1.0229232311248779,1]
["A1AllAll20277WORST DAY15","A1","All","All",2027,7,"WORST DAY","15",1.0233752727508545,1]
["A1AllAll20277WORST DAY16","A1","All","All",2027,7,"WORST DAY","16",1.0230320692062378,1]
["A1AllAll20277WORST DAY17","A1","All","All",2027,7,"WORST DAY","17",1.0221757888793945,1.0221757888793945]
["A1AllAll20277WORST DAY18","A1","All","All",2027,7,"WORST DAY","18",1.0203679800033569,1.0203679800033569]
["A1AllAll20277WORST DAY19","A1","All","All",2027,7,"WORST DAY","19",1.0127774477005005,1.0127774477005005]
["A1AllAll20277WORST DAY20","A1","All","All",2027,7,"WORST DAY","20",1.0077962875366211,1.0077962875366211]
["A1AllAll20277WORST DAY21","A1","All","All",2027,7,"WORST DAY","21",1.0058361291885376,1.0058361291885376]
["A1AllAll20277WORST DAY22","A1","All","All",2027,7,"WORST DAY","22",1.0069551467895508,1]
["A1AllAll20277WORST DAY23","A1","All","All",2027,7,"WORST DAY","23",1.006628155708313,1]
["A1AllAll20277WORST DAY24","A1","All","All",2027,7,"WORST DAY","24",1.0061519145965576,1]
["A1AllAll20278WORST DAY01","A1","All","All",2027,8,"WORST DAY","01",1.0031405687332153,1]
["A1AllAll20278WORST DAY02","A1","All","All",2027,8,"WORST DAY","02",1.0029455423355103,1]
["A1AllAll20278WORST DAY03","A1","All","All",2027,8,"WORST DAY","03",1.0028048753738403,1]
["A1AllAll20278WORST DAY04","A1","All","All",2027,8,"WORST DAY","04",1.0030151605606079,1]
["A1AllAll20278WORST DAY05","A1","All","All",2027,8,"WORST DAY","05",1.0043656826019287,1]
["A1AllAll20278WORST DAY06","A1","All","All",2027,8,"WORST DAY","06",1.0061182975769043,1]
["A1AllAll20278WORST DAY07","A1","All","All",2027,8,"WORST DAY","07",1.0111010074615479,1]
["A1AllAll20278WORST DAY08","A1","All","All",2027,8,"WORST DAY","08",1.0165150165557861,1]
["A1AllAll20278WORST DAY09","A1","All","All",2027,8,"WORST DAY","09",1.0200681686401367,1]
["A1AllAll20278WORST DAY10","A1","All","All",2027,8,"WORST DAY","10",1.0217235088348389,1]
["A1AllAll20278WORST DAY11","A1","All","All",2027,8,"WORST DAY","11",1.0226179361343384,1]
["A1AllAll20278WORST DAY12","A1","All","All",2027,8,"WORST DAY","12",1.0240585803985596,1]
["A1AllAll20278WORST DAY13","A1","All","All",2027,8,"WORST DAY","13",1.0243390798568726,1]
["A1AllAll20278WORST DAY14","A1","All","All",2027,8,"WORST DAY","14",1.023982048034668,1]
["A1AllAll20278WORST DAY15","A1","All","All",2027,8,"WORST DAY","15",1.0244483947753906,1]
["A1AllAll20278WORST DAY16","A1","All","All",2027,8,"WORST DAY","16",1.0240905284881592,1]
["A1AllAll20278WORST DAY17","A1","All","All",2027,8,"WORST DAY","17",1.0230931043624878,1.0230931043624878]
["A1AllAll20278WORST DAY18","A1","All","All",2027,8,"WORST DAY","18",1.0205718278884888,1.0205718278884888]
["A1AllAll20278WORST DAY19","A1","All","All",2027,8,"WORST DAY","19",1.0126001834869385,1.0126001834869385]
["A1AllAll20278WORST DAY20","A1","All","All",2027,8,"WORST DAY","20",1.007550835609436,1.007550835609436]
["A1AllAll20278WORST DAY21","A1","All","All",2027,8,"WORST DAY","21",1.0054255723953247,1.0054255723953247]
["A1AllAll20278WORST DAY22","A1","All","All",2027,8,"WORST DAY","22",1.0062249898910522,1]
["A1AllAll20278WORST DAY23","A1","All","All",2027,8,"WORST DAY","23",1.0057680606842041,1]
["A1AllAll20278WORST DAY24","A1","All","All",2027,8,"WORST DAY","24",1.0052698850631714,1]
["A1AllAll20279WORST DAY01","A1","All","All",2027,9,"WORST DAY","01",1.0039981603622437,1]
["A1AllAll20279WORST DAY02","A1","All","All",2027,9,"WORST DAY","02",1.0038629770278931,1]
["A1AllAll20279WORST DAY03","A1","All","All",2027,9,"WORST DAY","03",1.0037426948547363,1]
["A1AllAll20279WORST DAY04","A1","All","All",2027,9,"WORST DAY","04",1.0038022994995117,1]
["A1AllAll20279WORST DAY05","A1","All","All",2027,9,"WORST DAY","05",1.0051240921020508,1]
["A1AllAll20279WORST DAY06","A1","All","All",2027,9,"WORST DAY","06",1.0065116882324219,1]
["A1AllAll20279WORST DAY07","A1","All","All",2027,9,"WORST DAY","07",1.0106377601623535,1]
["A1AllAll20279WORST DAY08","A1","All","All",2027,9,"WORST DAY","08",1.0148941278457642,1]
["A1AllAll20279WORST DAY09","A1","All","All",2027,9,"WORST DAY","09",1.017493724822998,1]
["A1AllAll20279WORST DAY10","A1","All","All",2027,9,"WORST DAY","10",1.0188453197479248,1]
["A1AllAll20279WORST DAY11","A1","All","All",2027,9,"WORST DAY","11",1.0194656848907471,1]
["A1AllAll20279WORST DAY12","A1","All","All",2027,9,"WORST DAY","12",1.0204663276672363,1]
["A1AllAll20279WORST DAY13","A1","All","All",2027,9,"WORST DAY","13",1.0205148458480835,1]
["A1AllAll20279WORST DAY14","A1","All","All",2027,9,"WORST DAY","14",1.0200636386871338,1]
["A1AllAll20279WORST DAY15","A1","All","All",2027,9,"WORST DAY","15",1.0201432704925537,1]
["A1AllAll20279WORST DAY16","A1","All","All",2027,9,"WORST DAY","16",1.0192900896072388,1]
["A1AllAll20279WORST DAY17","A1","All","All",2027,9,"WORST DAY","17",1.0182700157165527,1.0182700157165527]
["A1AllAll20279WORST DAY18","A1","All","All",2027,9,"WORST DAY","18",1.0158852338790894,1.0158852338790894]
["A1AllAll20279WORST DAY19","A1","All","All",2027,9,"WORST DAY","19",1.0096398591995239,1.0096398591995239]
["A1AllAll20279WORST DAY20","A1","All","All",2027,9,"WORST DAY","20",1.0059860944747925,1.0059860944747925]
["A1AllAll20279WORST DAY21","A1","All","All",2027,9,"WORST DAY","21",1.004626989364624,1.004626989364624]
["A1AllAll20279WORST DAY22","A1","All","All",2027,9,"WORST DAY","22",1.0057954788208008,1]
["A1AllAll20279WORST DAY23","A1","All","All",2027,9,"WORST DAY","23",1.0057421922683716,1]
["A1AllAll20279WORST DAY24","A1","All","All",2027,9,"WORST DAY","24",1.0053703784942627,1]
["A1AllAll202710WORST DAY01","A1","All","All",2027,10,"WORST DAY","01",1.0074775218963623,1]
["A1AllAll202710WORST DAY02","A1","All","All",2027,10,"WORST DAY","02",1.0074512958526611,1]
["A1AllAll202710WORST DAY03","A1","All","All",2027,10,"WORST DAY","03",1.0073642730712891,1]
["A1AllAll202710WORST DAY04","A1","All","All",2027,10,"WORST DAY","04",1.0074576139450073,1]
["A1AllAll202710WORST DAY05","A1","All","All",2027,10,"WORST DAY","05",1.0088725090026855,1]
["A1AllAll202710WORST DAY06","A1","All","All",2027,10,"WORST DAY","06",1.0099273920059204,1]
["A1AllAll202710WORST DAY07","A1","All","All",2027,10,"WORST DAY","07",1.0135952234268188,1]
["A1AllAll202710WORST DAY08","A1","All","All",2027,10,"WORST DAY","08",1.0169832706451416,1]
["A1AllAll202710WORST DAY09","A1","All","All",2027,10,"WORST DAY","09",1.019684910774231,1]
["A1AllAll202710WORST DAY10","A1","All","All",2027,10,"WORST DAY","10",1.0213125944137573,1]
["A1AllAll202710WORST DAY11","A1","All","All",2027,10,"WORST DAY","11",1.0220037698745728,1]
["A1AllAll202710WORST DAY12","A1","All","All",2027,10,"WORST DAY","12",1.0228250026702881,1]
["A1AllAll202710WORST DAY13","A1","All","All",2027,10,"WORST DAY","13",1.022653341293335,1]
["A1AllAll202710WORST DAY14","A1","All","All",2027,10,"WORST DAY","14",1.0220024585723877,1]
["A1AllAll202710WORST DAY15","A1","All","All",2027,10,"WORST DAY","15",1.0217159986495972,1]
["A1AllAll202710WORST DAY16","A1","All","All",2027,10,"WORST DAY","16",1.0204868316650391,1]
["A1AllAll202710WORST DAY17","A1","All","All",2027,10,"WORST DAY","17",1.0191867351531982,1.0191867351531982]
["A1AllAll202710WORST DAY18","A1","All","All",2027,10,"WORST DAY","18",1.0160657167434692,1.0160657167434692]
["A1AllAll202710WORST DAY19","A1","All","All",2027,10,"WORST DAY","19",1.0099431276321411,1.0099431276321411]
["A1AllAll202710WORST DAY20","A1","All","All",2027,10,"WORST DAY","20",1.0071014165878296,1.0071014165878296]
["A1AllAll202710WORST DAY21","A1","All","All",2027,10,"WORST DAY","21",1.0062651634216309,1.0062651634216309]
["A1AllAll202710WORST DAY22","A1","All","All",2027,10,"WORST DAY","22",1.0079203844070435,1]
["A1AllAll202710WORST DAY23","A1","All","All",2027,10,"WORST DAY","23",1.008294939994812,1]
["A1AllAll202710WORST DAY24","A1","All","All",2027,10,"WORST DAY","24",1.008122444152832,1]
["A1AllAll202711WORST DAY01","A1","All","All",2027,11,"WORST DAY","01",1.0107386112213135,1]
["A1AllAll202711WORST DAY02","A1","All","All",2027,11,"WORST DAY","02",1.0107526779174805,1]
["A1AllAll202711WORST DAY03","A1","All","All",2027,11,"WORST DAY","03",1.0107088088989258,1]
["A1AllAll202711WORST DAY04","A1","All","All",2027,11,"WORST DAY","04",1.0110131502151489,1]
["A1AllAll202711WORST DAY05","A1","All","All",2027,11,"WORST DAY","05",1.0127265453338623,1]
["A1AllAll202711WORST DAY06","A1","All","All",2027,11,"WORST DAY","06",1.0131734609603882,1]
["A1AllAll202711WORST DAY07","A1","All","All",2027,11,"WORST DAY","07",1.0158897638320923,1]
["A1AllAll202711WORST DAY08","A1","All","All",2027,11,"WORST DAY","08",1.0171859264373779,1]
["A1AllAll202711WORST DAY09","A1","All","All",2027,11,"WORST DAY","09",1.0211389064788818,1]
["A1AllAll202711WORST DAY10","A1","All","All",2027,11,"WORST DAY","10",1.0236004590988159,1]
["A1AllAll202711WORST DAY11","A1","All","All",2027,11,"WORST DAY","11",1.0237436294555664,1]
["A1AllAll202711WORST DAY12","A1","All","All",2027,11,"WORST DAY","12",1.0239288806915283,1]
["A1AllAll202711WORST DAY13","A1","All","All",2027,11,"WORST DAY","13",1.022830605506897,1]
["A1AllAll202711WORST DAY14","A1","All","All",2027,11,"WORST DAY","14",1.0217522382736206,1]
["A1AllAll202711WORST DAY15","A1","All","All",2027,11,"WORST DAY","15",1.0207422971725464,1]
["A1AllAll202711WORST DAY16","A1","All","All",2027,11,"WORST DAY","16",1.0201762914657593,1]
["A1AllAll202711WORST DAY17","A1","All","All",2027,11,"WORST DAY","17",1.0187389850616455,1]
["A1AllAll202711WORST DAY18","A1","All","All",2027,11,"WORST DAY","18",1.0137046575546265,1]
["A1AllAll202711WORST DAY19","A1","All","All",2027,11,"WORST DAY","19",1.0089660882949829,1]
["A1AllAll202711WORST DAY20","A1","All","All",2027,11,"WORST DAY","20",1.0085444450378418,1]
["A1AllAll202711WORST DAY21","A1","All","All",2027,11,"WORST DAY","21",1.008724570274353,1]
["A1AllAll202711WORST DAY22","A1","All","All",2027,11,"WORST DAY","22",1.0111411809921265,1]
["A1AllAll202711WORST DAY23","A1","All","All",2027,11,"WORST DAY","23",1.0119068622589111,1]
["A1AllAll202711WORST DAY24","A1","All","All",2027,11,"WORST DAY","24",1.0117886066436768,1]
["A1AllAll202712WORST DAY01","A1","All","All",2027,12,"WORST DAY","01",1.0104548931121826,1]
["A1AllAll202712WORST DAY02","A1","All","All",2027,12,"WORST DAY","02",1.0105117559432983,1]
["A1AllAll202712WORST DAY03","A1","All","All",2027,12,"WORST DAY","03",1.010517954826355,1]
["A1AllAll202712WORST DAY04","A1","All","All",2027,12,"WORST DAY","04",1.0108523368835449,1]
["A1AllAll202712WORST DAY05","A1","All","All",2027,12,"WORST DAY","05",1.0125504732131958,1]
["A1AllAll202712WORST DAY06","A1","All","All",2027,12,"WORST DAY","06",1.0128881931304932,1]
["A1AllAll202712WORST DAY07","A1","All","All",2027,12,"WORST DAY","07",1.0153651237487793,1]
["A1AllAll202712WORST DAY08","A1","All","All",2027,12,"WORST DAY","08",1.0162900686264038,1]
["A1AllAll202712WORST DAY09","A1","All","All",2027,12,"WORST DAY","09",1.0201548337936401,1]
["A1AllAll202712WORST DAY10","A1","All","All",2027,12,"WORST DAY","10",1.022472620010376,1]
["A1AllAll202712WORST DAY11","A1","All","All",2027,12,"WORST DAY","11",1.0223124027252197,1]
["A1AllAll202712WORST DAY12","A1","All","All",2027,12,"WORST DAY","12",1.0222638845443726,1]
["A1AllAll202712WORST DAY13","A1","All","All",2027,12,"WORST DAY","13",1.0207675695419312,1]
["A1AllAll202712WORST DAY14","A1","All","All",2027,12,"WORST DAY","14",1.0195366144180298,1]
["A1AllAll202712WORST DAY15","A1","All","All",2027,12,"WORST DAY","15",1.0184063911437988,1]
["A1AllAll202712WORST DAY16","A1","All","All",2027,12,"WORST DAY","16",1.0180493593215942,1]
["A1AllAll202712WORST DAY17","A1","All","All",2027,12,"WORST DAY","17",1.0167456865310669,1]
["A1AllAll202712WORST DAY18","A1","All","All",2027,12,"WORST DAY","18",1.0119913816452026,1]
["A1AllAll202712WORST DAY19","A1","All","All",2027,12,"WORST DAY","19",1.0078743696212769,1]
["A1AllAll202712WORST DAY20","A1","All","All",2027,12,"WORST DAY","20",1.0078648328781128,1]
["A1AllAll202712WORST DAY21","A1","All","All",2027,12,"WORST DAY","21",1.0082595348358154,1]
["A1AllAll202712WORST DAY22","A1","All","All",2027,12,"WORST DAY","22",1.0107717514038086,1]
["A1AllAll202712WORST DAY23","A1","All","All",2027,12,"WORST DAY","23",1.0115543603897095,1]
["A1AllAll202712WORST DAY24","A1","All","All",2027,12,"WORST DAY","24",1.0114560127258301,1]
["A1LCAGreater Bay Area20251WORST DAY01","A1","LCA","Greater Bay Area",2025,1,"WORST DAY","01",1,1]
["A1LCAGreater Bay Area20251WORST DAY02","A1","LCA","Greater Bay Area",2025,1,"WORST DAY","02",1,1]
["A1LCAGreater Bay Area20251WORST DAY03","A1","LCA","Greater Bay Area",2025,1,"WORST DAY","03",1,1]
["A1LCAGreater Bay Area20251WORST DAY04","A1","LCA","Greater Bay Area",2025,1,"WORST DAY","04",1,1]
["A1LCAGreater Bay Area20251WORST DAY05","A1","LCA","Greater Bay Area",2025,1,"WORST DAY","05",1,1]
["A1LCAGreater Bay Area20251WORST DAY06","A1","LCA","Greater Bay Area",2025,1,"WORST DAY","06",1,1]
["A1LCAGreater Bay Area20251WORST DAY07","A1","LCA","Greater Bay Area",2025,1,"WORST DAY","07",1,1]
["A1LCAGreater Bay Area20251WORST DAY08","A1","LCA","Greater Bay Area",2025,1,"WORST DAY","08",1,1]
["A1LCAGreater Bay Area20251WORST DAY09","A1","LCA","Greater Bay Area",2025,1,"WORST DAY","09",1,1]
["A1LCAGreater Bay Area20251WORST DAY10","A1","LCA","Greater Bay Area",2025,1,"WORST DAY","10",1,1]
["A1LCAGreater Bay Area20251WORST DAY11","A1","LCA","Greater Bay Area",2025,1,"WORST DAY","11",1,1]
["A1LCAGreater Bay Area20251WORST DAY12","A1","LCA","Greater Bay Area",2025,1,"WORST DAY","12",1,1]
["A1LCAGreater Bay Area20251WORST DAY13","A1","LCA","Greater Bay Area",2025,1,"WORST DAY","13",1,1]
["A1LCAGreater Bay Area20251WORST DAY14","A1","LCA","Greater Bay Area",2025,1,"WORST DAY","14",1,1]
["A1LCAGreater Bay Area20251WORST DAY15","A1","LCA","Greater Bay Area",2025,1,"WORST DAY","15",1,1]
["A1LCAGreater Bay Area20251WORST DAY16","A1","LCA","Greater Bay Area",2025,1,"WORST DAY","16",1,1]
["A1LCAGreater Bay Area20251WORST DAY17","A1","LCA","Greater Bay Area",2025,1,"WORST DAY","17",1,1]
["A1LCAGreater Bay Area20251WORST DAY18","A1","LCA","Greater Bay Area",2025,1,"WORST DAY","18",1,1]
["A1LCAGreater Bay Area20251WORST DAY19","A1","LCA","Greater Bay Area",2025,1,"WORST DAY","19",1,1]
["A1LCAGreater Bay Area20251WORST DAY20","A1","LCA","Greater Bay Area",2025,1,"WORST DAY","20",1,1]
["A1LCAGreater Bay Area20251WORST DAY21","A1","LCA","Greater Bay Area",2025,1,"WORST DAY","21",1,1]
["A1LCAGreater Bay Area20251WORST DAY22","A1","LCA","Greater Bay Area",2025,1,"WORST DAY","22",1,1]
["A1LCAGreater Bay Area20251WORST DAY23","A1","LCA","Greater Bay Area",2025,1,"WORST DAY","23",1,1]
["A1LCAGreater Bay Area20251WORST DAY24","A1","LCA","Greater Bay Area",2025,1,"WORST DAY","24",1,1]
["A1LCAGreater Bay Area20252WORST DAY01","A1","LCA","Greater Bay Area",2025,2,"WORST DAY","01",1,1]
["A1LCAGreater Bay Area20252WORST DAY02","A1","LCA","Greater Bay Area",2025,2,"WORST DAY","02",1,1]
["A1LCAGreater Bay Area20252WORST DAY03","A1","LCA","Greater Bay Area",2025,2,"WORST DAY","03",1,1]
["A1LCAGreater Bay Area20252WORST DAY04","A1","LCA","Greater Bay Area",2025,2,"WORST DAY","04",1,1]
["A1LCAGreater Bay Area20252WORST DAY05","A1","LCA","Greater Bay Area",2025,2,"WORST DAY","05",1,1]
["A1LCAGreater Bay Area20252WORST DAY06","A1","LCA","Greater Bay Area",2025,2,"WORST DAY","06",1,1]
["A1LCAGreater Bay Area20252WORST DAY07","A1","LCA","Greater Bay Area",2025,2,"WORST DAY","07",1,1]
["A1LCAGreater Bay Area20252WORST DAY08","A1","LCA","Greater Bay Area",2025,2,"WORST DAY","08",1,1]
["A1LCAGreater Bay Area20252WORST DAY09","A1","LCA","Greater Bay Area",2025,2,"WORST DAY","09",1,1]
["A1LCAGreater Bay Area20252WORST DAY10","A1","LCA","Greater Bay Area",2025,2,"WORST DAY","10",1,1]
["A1LCAGreater Bay Area20252WORST DAY11","A1","LCA","Greater Bay Area",2025,2,"WORST DAY","11",1,1]
["A1LCAGreater Bay Area20252WORST DAY12","A1","LCA","Greater Bay Area",2025,2,"WORST DAY","12",1,1]
["A1LCAGreater Bay Area20252WORST DAY13","A1","LCA","Greater Bay Area",2025,2,"WORST DAY","13",1,1]
["A1LCAGreater Bay Area20252WORST DAY14","A1","LCA","Greater Bay Area",2025,2,"WORST DAY","14",1,1]
["A1LCAGreater Bay Area20252WORST DAY15","A1","LCA","Greater Bay Area",2025,2,"WORST DAY","15",1,1]
["A1LCAGreater Bay Area20252WORST DAY16","A1","LCA","Greater Bay Area",2025,2,"WORST DAY","16",1,1]
["A1LCAGreater Bay Area20252WORST DAY17","A1","LCA","Greater Bay Area",2025,2,"WORST DAY","17",1,1]
["A1LCAGreater Bay Area20252WORST DAY18","A1","LCA","Greater Bay Area",2025,2,"WORST DAY","18",1,1]
["A1LCAGreater Bay Area20252WORST DAY19","A1","LCA","Greater Bay Area",2025,2,"WORST DAY","19",1,1]
["A1LCAGreater Bay Area20252WORST DAY20","A1","LCA","Greater Bay Area",2025,2,"WORST DAY","20",1,1]
["A1LCAGreater Bay Area20252WORST DAY21","A1","LCA","Greater Bay Area",2025,2,"WORST DAY","21",1,1]
["A1LCAGreater Bay Area20252WORST DAY22","A1","LCA","Greater Bay Area",2025,2,"WORST DAY","22",1,1]
["A1LCAGreater Bay Area20252WORST DAY23","A1","LCA","Greater Bay Area",2025,2,"WORST DAY","23",1,1]
["A1LCAGreater Bay Area20252WORST DAY24","A1","LCA","Greater Bay Area",2025,2,"WORST DAY","24",1,1]
["A1LCAGreater Bay Area20253WORST DAY01","A1","LCA","Greater Bay Area",2025,3,"WORST DAY","01",1,1]
["A1LCAGreater Bay Area20253WORST DAY02","A1","LCA","Greater Bay Area",2025,3,"WORST DAY","02",1,1]
["A1LCAGreater Bay Area20253WORST DAY03","A1","LCA","Greater Bay Area",2025,3,"WORST DAY","03",1,1]
["A1LCAGreater Bay Area20253WORST DAY04","A1","LCA","Greater Bay Area",2025,3,"WORST DAY","04",1,1]
["A1LCAGreater Bay Area20253WORST DAY05","A1","LCA","Greater Bay Area",2025,3,"WORST DAY","05",1,1]
["A1LCAGreater Bay Area20253WORST DAY06","A1","LCA","Greater Bay Area",2025,3,"WORST DAY","06",1,1]
["A1LCAGreater Bay Area20253WORST DAY07","A1","LCA","Greater Bay Area",2025,3,"WORST DAY","07",1,1]
["A1LCAGreater Bay Area20253WORST DAY08","A1","LCA","Greater Bay Area",2025,3,"WORST DAY","08",1,1]
["A1LCAGreater Bay Area20253WORST DAY09","A1","LCA","Greater Bay Area",2025,3,"WORST DAY","09",1,1]
["A1LCAGreater Bay Area20253WORST DAY10","A1","LCA","Greater Bay Area",2025,3,"WORST DAY","10",1,1]
["A1LCAGreater Bay Area20253WORST DAY11","A1","LCA","Greater Bay Area",2025,3,"WORST DAY","11",1,1]
["A1LCAGreater Bay Area20253WORST DAY12","A1","LCA","Greater Bay Area",2025,3,"WORST DAY","12",1,1]
["A1LCAGreater Bay Area20253WORST DAY13","A1","LCA","Greater Bay Area",2025,3,"WORST DAY","13",1,1]
["A1LCAGreater Bay Area20253WORST DAY14","A1","LCA","Greater Bay Area",2025,3,"WORST DAY","14",1,1]
["A1LCAGreater Bay Area20253WORST DAY15","A1","LCA","Greater Bay Area",2025,3,"WORST DAY","15",1,1]
["A1LCAGreater Bay Area20253WORST DAY16","A1","LCA","Greater Bay Area",2025,3,"WORST DAY","16",1,1]
["A1LCAGreater Bay Area20253WORST DAY17","A1","LCA","Greater Bay Area",2025,3,"WORST DAY","17",1,1]
["A1LCAGreater Bay Area20253WORST DAY18","A1","LCA","Greater Bay Area",2025,3,"WORST DAY","18",1,1]
["A1LCAGreater Bay Area20253WORST DAY19","A1","LCA","Greater Bay Area",2025,3,"WORST DAY","19",1,1]
["A1LCAGreater Bay Area20253WORST DAY20","A1","LCA","Greater Bay Area",2025,3,"WORST DAY","20",1,1]
["A1LCAGreater Bay Area20253WORST DAY21","A1","LCA","Greater Bay Area",2025,3,"WORST DAY","21",1,1]
["A1LCAGreater Bay Area20253WORST DAY22","A1","LCA","Greater Bay Area",2025,3,"WORST DAY","22",1,1]
["A1LCAGreater Bay Area20253WORST DAY23","A1","LCA","Greater Bay Area",2025,3,"WORST DAY","23",1,1]
["A1LCAGreater Bay Area20253WORST DAY24","A1","LCA","Greater Bay Area",2025,3,"WORST DAY","24",1,1]
["A1LCAGreater Bay Area20254WORST DAY01","A1","LCA","Greater Bay Area",2025,4,"WORST DAY","01",1,1]
["A1LCAGreater Bay Area20254WORST DAY02","A1","LCA","Greater Bay Area",2025,4,"WORST DAY","02",1,1]
["A1LCAGreater Bay Area20254WORST DAY03","A1","LCA","Greater Bay Area",2025,4,"WORST DAY","03",1,1]
["A1LCAGreater Bay Area20254WORST DAY04","A1","LCA","Greater Bay Area",2025,4,"WORST DAY","04",1,1]
["A1LCAGreater Bay Area20254WORST DAY05","A1","LCA","Greater Bay Area",2025,4,"WORST DAY","05",1,1]
["A1LCAGreater Bay Area20254WORST DAY06","A1","LCA","Greater Bay Area",2025,4,"WORST DAY","06",1,1]
["A1LCAGreater Bay Area20254WORST DAY07","A1","LCA","Greater Bay Area",2025,4,"WORST DAY","07",1,1]
["A1LCAGreater Bay Area20254WORST DAY08","A1","LCA","Greater Bay Area",2025,4,"WORST DAY","08",1,1]
["A1LCAGreater Bay Area20254WORST DAY09","A1","LCA","Greater Bay Area",2025,4,"WORST DAY","09",1,1]
["A1LCAGreater Bay Area20254WORST DAY10","A1","LCA","Greater Bay Area",2025,4,"WORST DAY","10",1,1]
["A1LCAGreater Bay Area20254WORST DAY11","A1","LCA","Greater Bay Area",2025,4,"WORST DAY","11",1,1]
["A1LCAGreater Bay Area20254WORST DAY12","A1","LCA","Greater Bay Area",2025,4,"WORST DAY","12",1,1]
["A1LCAGreater Bay Area20254WORST DAY13","A1","LCA","Greater Bay Area",2025,4,"WORST DAY","13",1,1]
["A1LCAGreater Bay Area20254WORST DAY14","A1","LCA","Greater Bay Area",2025,4,"WORST DAY","14",1,1]
["A1LCAGreater Bay Area20254WORST DAY15","A1","LCA","Greater Bay Area",2025,4,"WORST DAY","15",1,1]
["A1LCAGreater Bay Area20254WORST DAY16","A1","LCA","Greater Bay Area",2025,4,"WORST DAY","16",1,1]
["A1LCAGreater Bay Area20254WORST DAY17","A1","LCA","Greater Bay Area",2025,4,"WORST DAY","17",1,1]
["A1LCAGreater Bay Area20254WORST DAY18","A1","LCA","Greater Bay Area",2025,4,"WORST DAY","18",1,1]
["A1LCAGreater Bay Area20254WORST DAY19","A1","LCA","Greater Bay Area",2025,4,"WORST DAY","19",1,1]
["A1LCAGreater Bay Area20254WORST DAY20","A1","LCA","Greater Bay Area",2025,4,"WORST DAY","20",1,1]
["A1LCAGreater Bay Area20254WORST DAY21","A1","LCA","Greater Bay Area",2025,4,"WORST DAY","21",1,1]
["A1LCAGreater Bay Area20254WORST DAY22","A1","LCA","Greater Bay Area",2025,4,"WORST DAY","22",1,1]
["A1LCAGreater Bay Area20254WORST DAY23","A1","LCA","Greater Bay Area",2025,4,"WORST DAY","23",1,1]
["A1LCAGreater Bay Area20254WORST DAY24","A1","LCA","Greater Bay Area",2025,4,"WORST DAY","24",1,1]
["A1LCAGreater Bay Area20255WORST DAY01","A1","LCA","Greater Bay Area",2025,5,"WORST DAY","01",1,1]
["A1LCAGreater Bay Area20255WORST DAY02","A1","LCA","Greater Bay Area",2025,5,"WORST DAY","02",1,1]
["A1LCAGreater Bay Area20255WORST DAY03","A1","LCA","Greater Bay Area",2025,5,"WORST DAY","03",1,1]
["A1LCAGreater Bay Area20255WORST DAY04","A1","LCA","Greater Bay Area",2025,5,"WORST DAY","04",1,1]
["A1LCAGreater Bay Area20255WORST DAY05","A1","LCA","Greater Bay Area",2025,5,"WORST DAY","05",1,1]
["A1LCAGreater Bay Area20255WORST DAY06","A1","LCA","Greater Bay Area",2025,5,"WORST DAY","06",1,1]
["A1LCAGreater Bay Area20255WORST DAY07","A1","LCA","Greater Bay Area",2025,5,"WORST DAY","07",1,1]
["A1LCAGreater Bay Area20255WORST DAY08","A1","LCA","Greater Bay Area",2025,5,"WORST DAY","08",1,1]
["A1LCAGreater Bay Area20255WORST DAY09","A1","LCA","Greater Bay Area",2025,5,"WORST DAY","09",1,1]
["A1LCAGreater Bay Area20255WORST DAY10","A1","LCA","Greater Bay Area",2025,5,"WORST DAY","10",1,1]
["A1LCAGreater Bay Area20255WORST DAY11","A1","LCA","Greater Bay Area",2025,5,"WORST DAY","11",1,1]
["A1LCAGreater Bay Area20255WORST DAY12","A1","LCA","Greater Bay Area",2025,5,"WORST DAY","12",1,1]
["A1LCAGreater Bay Area20255WORST DAY13","A1","LCA","Greater Bay Area",2025,5,"WORST DAY","13",1,1]
["A1LCAGreater Bay Area20255WORST DAY14","A1","LCA","Greater Bay Area",2025,5,"WORST DAY","14",1,1]
["A1LCAGreater Bay Area20255WORST DAY15","A1","LCA","Greater Bay Area",2025,5,"WORST DAY","15",1,1]
["A1LCAGreater Bay Area20255WORST DAY16","A1","LCA","Greater Bay Area",2025,5,"WORST DAY","16",1,1]
["A1LCAGreater Bay Area20255WORST DAY17","A1","LCA","Greater Bay Area",2025,5,"WORST DAY","17",1,1]
["A1LCAGreater Bay Area20255WORST DAY18","A1","LCA","Greater Bay Area",2025,5,"WORST DAY","18",1,1]
["A1LCAGreater Bay Area20255WORST DAY19","A1","LCA","Greater Bay Area",2025,5,"WORST DAY","19",1,1]
["A1LCAGreater Bay Area20255WORST DAY20","A1","LCA","Greater Bay Area",2025,5,"WORST DAY","20",1,1]
["A1LCAGreater Bay Area20255WORST DAY21","A1","LCA","Greater Bay Area",2025,5,"WORST DAY","21",1,1]
["A1LCAGreater Bay Area20255WORST DAY22","A1","LCA","Greater Bay Area",2025,5,"WORST DAY","22",1,1]
["A1LCAGreater Bay Area20255WORST DAY23","A1","LCA","Greater Bay Area",2025,5,"WORST DAY","23",1,1]
["A1LCAGreater Bay Area20255WORST DAY24","A1","LCA","Greater Bay Area",2025,5,"WORST DAY","24",1,1]
["A1LCAGreater Bay Area20256WORST DAY01","A1","LCA","Greater Bay Area",2025,6,"WORST DAY","01",1,1]
["A1LCAGreater Bay Area20256WORST DAY02","A1","LCA","Greater Bay Area",2025,6,"WORST DAY","02",1,1]
["A1LCAGreater Bay Area20256WORST DAY03","A1","LCA","Greater Bay Area",2025,6,"WORST DAY","03",1,1]
["A1LCAGreater Bay Area20256WORST DAY04","A1","LCA","Greater Bay Area",2025,6,"WORST DAY","04",1,1]
["A1LCAGreater Bay Area20256WORST DAY05","A1","LCA","Greater Bay Area",2025,6,"WORST DAY","05",1,1]
["A1LCAGreater Bay Area20256WORST DAY06","A1","LCA","Greater Bay Area",2025,6,"WORST DAY","06",1,1]
["A1LCAGreater Bay Area20256WORST DAY07","A1","LCA","Greater Bay Area",2025,6,"WORST DAY","07",1,1]
["A1LCAGreater Bay Area20256WORST DAY08","A1","LCA","Greater Bay Area",2025,6,"WORST DAY","08",1,1]
["A1LCAGreater Bay Area20256WORST DAY09","A1","LCA","Greater Bay Area",2025,6,"WORST DAY","09",1,1]
["A1LCAGreater Bay Area20256WORST DAY10","A1","LCA","Greater Bay Area",2025,6,"WORST DAY","10",1,1]
["A1LCAGreater Bay Area20256WORST DAY11","A1","LCA","Greater Bay Area",2025,6,"WORST DAY","11",1,1]
["A1LCAGreater Bay Area20256WORST DAY12","A1","LCA","Greater Bay Area",2025,6,"WORST DAY","12",1,1]
["A1LCAGreater Bay Area20256WORST DAY13","A1","LCA","Greater Bay Area",2025,6,"WORST DAY","13",1,1]
["A1LCAGreater Bay Area20256WORST DAY14","A1","LCA","Greater Bay Area",2025,6,"WORST DAY","14",1,1]
["A1LCAGreater Bay Area20256WORST DAY15","A1","LCA","Greater Bay Area",2025,6,"WORST DAY","15",1,1]
["A1LCAGreater Bay Area20256WORST DAY16","A1","LCA","Greater Bay Area",2025,6,"WORST DAY","16",1,1]
["A1LCAGreater Bay Area20256WORST DAY17","A1","LCA","Greater Bay Area",2025,6,"WORST DAY","17",1,1]
["A1LCAGreater Bay Area20256WORST DAY18","A1","LCA","Greater Bay Area",2025,6,"WORST DAY","18",1,1]
["A1LCAGreater Bay Area20256WORST DAY19","A1","LCA","Greater Bay Area",2025,6,"WORST DAY","19",1,1]
["A1LCAGreater Bay Area20256WORST DAY20","A1","LCA","Greater Bay Area",2025,6,"WORST DAY","20",1,1]
["A1LCAGreater Bay Area20256WORST DAY21","A1","LCA","Greater Bay Area",2025,6,"WORST DAY","21",1,1]
["A1LCAGreater Bay Area20256WORST DAY22","A1","LCA","Greater Bay Area",2025,6,"WORST DAY","22",1,1]
["A1LCAGreater Bay Area20256WORST DAY23","A1","LCA","Greater Bay Area",2025,6,"WORST DAY","23",1,1]
["A1LCAGreater Bay Area20256WORST DAY24","A1","LCA","Greater Bay Area",2025,6,"WORST DAY","24",1,1]
["A1LCAGreater Bay Area20257WORST DAY01","A1","LCA","Greater Bay Area",2025,7,"WORST DAY","01",1,1]
["A1LCAGreater Bay Area20257WORST DAY02","A1","LCA","Greater Bay Area",2025,7,"WORST DAY","02",1,1]
["A1LCAGreater Bay Area20257WORST DAY03","A1","LCA","Greater Bay Area",2025,7,"WORST DAY","03",1,1]
["A1LCAGreater Bay Area20257WORST DAY04","A1","LCA","Greater Bay Area",2025,7,"WORST DAY","04",1,1]
["A1LCAGreater Bay Area20257WORST DAY05","A1","LCA","Greater Bay Area",2025,7,"WORST DAY","05",1,1]
["A1LCAGreater Bay Area20257WORST DAY06","A1","LCA","Greater Bay Area",2025,7,"WORST DAY","06",1,1]
["A1LCAGreater Bay Area20257WORST DAY07","A1","LCA","Greater Bay Area",2025,7,"WORST DAY","07",1,1]
["A1LCAGreater Bay Area20257WORST DAY08","A1","LCA","Greater Bay Area",2025,7,"WORST DAY","08",1,1]
["A1LCAGreater Bay Area20257WORST DAY09","A1","LCA","Greater Bay Area",2025,7,"WORST DAY","09",1,1]
["A1LCAGreater Bay Area20257WORST DAY10","A1","LCA","Greater Bay Area",2025,7,"WORST DAY","10",1,1]
["A1LCAGreater Bay Area20257WORST DAY11","A1","LCA","Greater Bay Area",2025,7,"WORST DAY","11",1,1]
["A1LCAGreater Bay Area20257WORST DAY12","A1","LCA","Greater Bay Area",2025,7,"WORST DAY","12",1,1]
["A1LCAGreater Bay Area20257WORST DAY13","A1","LCA","Greater Bay Area",2025,7,"WORST DAY","13",1,1]
["A1LCAGreater Bay Area20257WORST DAY14","A1","LCA","Greater Bay Area",2025,7,"WORST DAY","14",1,1]
["A1LCAGreater Bay Area20257WORST DAY15","A1","LCA","Greater Bay Area",2025,7,"WORST DAY","15",1,1]
["A1LCAGreater Bay Area20257WORST DAY16","A1","LCA","Greater Bay Area",2025,7,"WORST DAY","16",1,1]
["A1LCAGreater Bay Area20257WORST DAY17","A1","LCA","Greater Bay Area",2025,7,"WORST DAY","17",1,1]
["A1LCAGreater Bay Area20257WORST DAY18","A1","LCA","Greater Bay Area",2025,7,"WORST DAY","18",1,1]
["A1LCAGreater Bay Area20257WORST DAY19","A1","LCA","Greater Bay Area",2025,7,"WORST DAY","19",1,1]
["A1LCAGreater Bay Area20257WORST DAY20","A1","LCA","Greater Bay Area",2025,7,"WORST DAY","20",1,1]
["A1LCAGreater Bay Area20257WORST DAY21","A1","LCA","Greater Bay Area",2025,7,"WORST DAY","21",1,1]
["A1LCAGreater Bay Area20257WORST DAY22","A1","LCA","Greater Bay Area",2025,7,"WORST DAY","22",1,1]
["A1LCAGreater Bay Area20257WORST DAY23","A1","LCA","Greater Bay Area",2025,7,"WORST DAY","23",1,1]
["A1LCAGreater Bay Area20257WORST DAY24","A1","LCA","Greater Bay Area",2025,7,"WORST DAY","24",1,1]
["A1LCAGreater Bay Area20258WORST DAY01","A1","LCA","Greater Bay Area",2025,8,"WORST DAY","01",1,1]
["A1LCAGreater Bay Area20258WORST DAY02","A1","LCA","Greater Bay Area",2025,8,"WORST DAY","02",1,1]
["A1LCAGreater Bay Area20258WORST DAY03","A1","LCA","Greater Bay Area",2025,8,"WORST DAY","03",1,1]
["A1LCAGreater Bay Area20258WORST DAY04","A1","LCA","Greater Bay Area",2025,8,"WORST DAY","04",1,1]
["A1LCAGreater Bay Area20258WORST DAY05","A1","LCA","Greater Bay Area",2025,8,"WORST DAY","05",1,1]
["A1LCAGreater Bay Area20258WORST DAY06","A1","LCA","Greater Bay Area",2025,8,"WORST DAY","06",1,1]
["A1LCAGreater Bay Area20258WORST DAY07","A1","LCA","Greater Bay Area",2025,8,"WORST DAY","07",1,1]
["A1LCAGreater Bay Area20258WORST DAY08","A1","LCA","Greater Bay Area",2025,8,"WORST DAY","08",1,1]
["A1LCAGreater Bay Area20258WORST DAY09","A1","LCA","Greater Bay Area",2025,8,"WORST DAY","09",1,1]
["A1LCAGreater Bay Area20258WORST DAY10","A1","LCA","Greater Bay Area",2025,8,"WORST DAY","10",1,1]
["A1LCAGreater Bay Area20258WORST DAY11","A1","LCA","Greater Bay Area",2025,8,"WORST DAY","11",1,1]
["A1LCAGreater Bay Area20258WORST DAY12","A1","LCA","Greater Bay Area",2025,8,"WORST DAY","12",1,1]
["A1LCAGreater Bay Area20258WORST DAY13","A1","LCA","Greater Bay Area",2025,8,"WORST DAY","13",1,1]
["A1LCAGreater Bay Area20258WORST DAY14","A1","LCA","Greater Bay Area",2025,8,"WORST DAY","14",1,1]
["A1LCAGreater Bay Area20258WORST DAY15","A1","LCA","Greater Bay Area",2025,8,"WORST DAY","15",1,1]
["A1LCAGreater Bay Area20258WORST DAY16","A1","LCA","Greater Bay Area",2025,8,"WORST DAY","16",1,1]
["A1LCAGreater Bay Area20258WORST DAY17","A1","LCA","Greater Bay Area",2025,8,"WORST DAY","17",1,1]
["A1LCAGreater Bay Area20258WORST DAY18","A1","LCA","Greater Bay Area",2025,8,"WORST DAY","18",1,1]
["A1LCAGreater Bay Area20258WORST DAY19","A1","LCA","Greater Bay Area",2025,8,"WORST DAY","19",1,1]
["A1LCAGreater Bay Area20258WORST DAY20","A1","LCA","Greater Bay Area",2025,8,"WORST DAY","20",1,1]
["A1LCAGreater Bay Area20258WORST DAY21","A1","LCA","Greater Bay Area",2025,8,"WORST DAY","21",1,1]
["A1LCAGreater Bay Area20258WORST DAY22","A1","LCA","Greater Bay Area",2025,8,"WORST DAY","22",1,1]
["A1LCAGreater Bay Area20258WORST DAY23","A1","LCA","Greater Bay Area",2025,8,"WORST DAY","23",1,1]
["A1LCAGreater Bay Area20258WORST DAY24","A1","LCA","Greater Bay Area",2025,8,"WORST DAY","24",1,1]
["A1LCAGreater Bay Area20259WORST DAY01","A1","LCA","Greater Bay Area",2025,9,"WORST DAY","01",1,1]
["A1LCAGreater Bay Area20259WORST DAY02","A1","LCA","Greater Bay Area",2025,9,"WORST DAY","02",1,1]
["A1LCAGreater Bay Area20259WORST DAY03","A1","LCA","Greater Bay Area",2025,9,"WORST DAY","03",1,1]
["A1LCAGreater Bay Area20259WORST DAY04","A1","LCA","Greater Bay Area",2025,9,"WORST DAY","04",1,1]
["A1LCAGreater Bay Area20259WORST DAY05","A1","LCA","Greater Bay Area",2025,9,"WORST DAY","05",1,1]
["A1LCAGreater Bay Area20259WORST DAY06","A1","LCA","Greater Bay Area",2025,9,"WORST DAY","06",1,1]
["A1LCAGreater Bay Area20259WORST DAY07","A1","LCA","Greater Bay Area",2025,9,"WORST DAY","07",1,1]
["A1LCAGreater Bay Area20259WORST DAY08","A1","LCA","Greater Bay Area",2025,9,"WORST DAY","08",1,1]
["A1LCAGreater Bay Area20259WORST DAY09","A1","LCA","Greater Bay Area",2025,9,"WORST DAY","09",1,1]
["A1LCAGreater Bay Area20259WORST DAY10","A1","LCA","Greater Bay Area",2025,9,"WORST DAY","10",1,1]
["A1LCAGreater Bay Area20259WORST DAY11","A1","LCA","Greater Bay Area",2025,9,"WORST DAY","11",1,1]
["A1LCAGreater Bay Area20259WORST DAY12","A1","LCA","Greater Bay Area",2025,9,"WORST DAY","12",1,1]
["A1LCAGreater Bay Area20259WORST DAY13","A1","LCA","Greater Bay Area",2025,9,"WORST DAY","13",1,1]
["A1LCAGreater Bay Area20259WORST DAY14","A1","LCA","Greater Bay Area",2025,9,"WORST DAY","14",1,1]
["A1LCAGreater Bay Area20259WORST DAY15","A1","LCA","Greater Bay Area",2025,9,"WORST DAY","15",1,1]
["A1LCAGreater Bay Area20259WORST DAY16","A1","LCA","Greater Bay Area",2025,9,"WORST DAY","16",1,1]
["A1LCAGreater Bay Area20259WORST DAY17","A1","LCA","Greater Bay Area",2025,9,"WORST DAY","17",1,1]
["A1LCAGreater Bay Area20259WORST DAY18","A1","LCA","Greater Bay Area",2025,9,"WORST DAY","18",1,1]
["A1LCAGreater Bay Area20259WORST DAY19","A1","LCA","Greater Bay Area",2025,9,"WORST DAY","19",1,1]
["A1LCAGreater Bay Area20259WORST DAY20","A1","LCA","Greater Bay Area",2025,9,"WORST DAY","20",1,1]
["A1LCAGreater Bay Area20259WORST DAY21","A1","LCA","Greater Bay Area",2025,9,"WORST DAY","21",1,1]
["A1LCAGreater Bay Area20259WORST DAY22","A1","LCA","Greater Bay Area",2025,9,"WORST DAY","22",1,1]
["A1LCAGreater Bay Area20259WORST DAY23","A1","LCA","Greater Bay Area",2025,9,"WORST DAY","23",1,1]
["A1LCAGreater Bay Area20259WORST DAY24","A1","LCA","Greater Bay Area",2025,9,"WORST DAY","24",1,1]
["A1LCAGreater Bay Area202510WORST DAY01","A1","LCA","Greater Bay Area",2025,10,"WORST DAY","01",1,1]
["A1LCAGreater Bay Area202510WORST DAY02","A1","LCA","Greater Bay Area",2025,10,"WORST DAY","02",1,1]
["A1LCAGreater Bay Area202510WORST DAY03","A1","LCA","Greater Bay Area",2025,10,"WORST DAY","03",1,1]
["A1LCAGreater Bay Area202510WORST DAY04","A1","LCA","Greater Bay Area",2025,10,"WORST DAY","04",1,1]
["A1LCAGreater Bay Area202510WORST DAY05","A1","LCA","Greater Bay Area",2025,10,"WORST DAY","05",1,1]
["A1LCAGreater Bay Area202510WORST DAY06","A1","LCA","Greater Bay Area",2025,10,"WORST DAY","06",1,1]
["A1LCAGreater Bay Area202510WORST DAY07","A1","LCA","Greater Bay Area",2025,10,"WORST DAY","07",1,1]
["A1LCAGreater Bay Area202510WORST DAY08","A1","LCA","Greater Bay Area",2025,10,"WORST DAY","08",1,1]
["A1LCAGreater Bay Area202510WORST DAY09","A1","LCA","Greater Bay Area",2025,10,"WORST DAY","09",1,1]
["A1LCAGreater Bay Area202510WORST DAY10","A1","LCA","Greater Bay Area",2025,10,"WORST DAY","10",1,1]
["A1LCAGreater Bay Area202510WORST DAY11","A1","LCA","Greater Bay Area",2025,10,"WORST DAY","11",1,1]
["A1LCAGreater Bay Area202510WORST DAY12","A1","LCA","Greater Bay Area",2025,10,"WORST DAY","12",1,1]
["A1LCAGreater Bay Area202510WORST DAY13","A1","LCA","Greater Bay Area",2025,10,"WORST DAY","13",1,1]
["A1LCAGreater Bay Area202510WORST DAY14","A1","LCA","Greater Bay Area",2025,10,"WORST DAY","14",1,1]
["A1LCAGreater Bay Area202510WORST DAY15","A1","LCA","Greater Bay Area",2025,10,"WORST DAY","15",1,1]
["A1LCAGreater Bay Area202510WORST DAY16","A1","LCA","Greater Bay Area",2025,10,"WORST DAY","16",1,1]
["A1LCAGreater Bay Area202510WORST DAY17","A1","LCA","Greater Bay Area",2025,10,"WORST DAY","17",1,1]
["A1LCAGreater Bay Area202510WORST DAY18","A1","LCA","Greater Bay Area",2025,10,"WORST DAY","18",1,1]
["A1LCAGreater Bay Area202510WORST DAY19","A1","LCA","Greater Bay Area",2025,10,"WORST DAY","19",1,1]
["A1LCAGreater Bay Area202510WORST DAY20","A1","LCA","Greater Bay Area",2025,10,"WORST DAY","20",1,1]
["A1LCAGreater Bay Area202510WORST DAY21","A1","LCA","Greater Bay Area",2025,10,"WORST DAY","21",1,1]
["A1LCAGreater Bay Area202510WORST DAY22","A1","LCA","Greater Bay Area",2025,10,"WORST DAY","22",1,1]
["A1LCAGreater Bay Area202510WORST DAY23","A1","LCA","Greater Bay Area",2025,10,"WORST DAY","23",1,1]
["A1LCAGreater Bay Area202510WORST DAY24","A1","LCA","Greater Bay Area",2025,10,"WORST DAY","24",1,1]
["A1LCAGreater Bay Area202511WORST DAY01","A1","LCA","Greater Bay Area",2025,11,"WORST DAY","01",1,1]
["A1LCAGreater Bay Area202511WORST DAY02","A1","LCA","Greater Bay Area",2025,11,"WORST DAY","02",1,1]
["A1LCAGreater Bay Area202511WORST DAY03","A1","LCA","Greater Bay Area",2025,11,"WORST DAY","03",1,1]
["A1LCAGreater Bay Area202511WORST DAY04","A1","LCA","Greater Bay Area",2025,11,"WORST DAY","04",1,1]
["A1LCAGreater Bay Area202511WORST DAY05","A1","LCA","Greater Bay Area",2025,11,"WORST DAY","05",1,1]
["A1LCAGreater Bay Area202511WORST DAY06","A1","LCA","Greater Bay Area",2025,11,"WORST DAY","06",1,1]
["A1LCAGreater Bay Area202511WORST DAY07","A1","LCA","Greater Bay Area",2025,11,"WORST DAY","07",1,1]
["A1LCAGreater Bay Area202511WORST DAY08","A1","LCA","Greater Bay Area",2025,11,"WORST DAY","08",1,1]
["A1LCAGreater Bay Area202511WORST DAY09","A1","LCA","Greater Bay Area",2025,11,"WORST DAY","09",1,1]
["A1LCAGreater Bay Area202511WORST DAY10","A1","LCA","Greater Bay Area",2025,11,"WORST DAY","10",1,1]
["A1LCAGreater Bay Area202511WORST DAY11","A1","LCA","Greater Bay Area",2025,11,"WORST DAY","11",1,1]
["A1LCAGreater Bay Area202511WORST DAY12","A1","LCA","Greater Bay Area",2025,11,"WORST DAY","12",1,1]
["A1LCAGreater Bay Area202511WORST DAY13","A1","LCA","Greater Bay Area",2025,11,"WORST DAY","13",1,1]
["A1LCAGreater Bay Area202511WORST DAY14","A1","LCA","Greater Bay Area",2025,11,"WORST DAY","14",1,1]
["A1LCAGreater Bay Area202511WORST DAY15","A1","LCA","Greater Bay Area",2025,11,"WORST DAY","15",1,1]
["A1LCAGreater Bay Area202511WORST DAY16","A1","LCA","Greater Bay Area",2025,11,"WORST DAY","16",1,1]
["A1LCAGreater Bay Area202511WORST DAY17","A1","LCA","Greater Bay Area",2025,11,"WORST DAY","17",1,1]
["A1LCAGreater Bay Area202511WORST DAY18","A1","LCA","Greater Bay Area",2025,11,"WORST DAY","18",1,1]
["A1LCAGreater Bay Area202511WORST DAY19","A1","LCA","Greater Bay Area",2025,11,"WORST DAY","19",1,1]
["A1LCAGreater Bay Area202511WORST DAY20","A1","LCA","Greater Bay Area",2025,11,"WORST DAY","20",1,1]
["A1LCAGreater Bay Area202511WORST DAY21","A1","LCA","Greater Bay Area",2025,11,"WORST DAY","21",1,1]
["A1LCAGreater Bay Area202511WORST DAY22","A1","LCA","Greater Bay Area",2025,11,"WORST DAY","22",1,1]
["A1LCAGreater Bay Area202511WORST DAY23","A1","LCA","Greater Bay Area",2025,11,"WORST DAY","23",1,1]
["A1LCAGreater Bay Area202511WORST DAY24","A1","LCA","Greater Bay Area",2025,11,"WORST DAY","24",1,1]
["A1LCAGreater Bay Area202512WORST DAY01","A1","LCA","Greater Bay Area",2025,12,"WORST DAY","01",1,1]
["A1LCAGreater Bay Area202512WORST DAY02","A1","LCA","Greater Bay Area",2025,12,"WORST DAY","02",1,1]
["A1LCAGreater Bay Area202512WORST DAY03","A1","LCA","Greater Bay Area",2025,12,"WORST DAY","03",1,1]
["A1LCAGreater Bay Area202512WORST DAY04","A1","LCA","Greater Bay Area",2025,12,"WORST DAY","04",1,1]
["A1LCAGreater Bay Area202512WORST DAY05","A1","LCA","Greater Bay Area",2025,12,"WORST DAY","05",1,1]
["A1LCAGreater Bay Area202512WORST DAY06","A1","LCA","Greater Bay Area",2025,12,"WORST DAY","06",1,1]
["A1LCAGreater Bay Area202512WORST DAY07","A1","LCA","Greater Bay Area",2025,12,"WORST DAY","07",1,1]
["A1LCAGreater Bay Area202512WORST DAY08","A1","LCA","Greater Bay Area",2025,12,"WORST DAY","08",1,1]
["A1LCAGreater Bay Area202512WORST DAY09","A1","LCA","Greater Bay Area",2025,12,"WORST DAY","09",1,1]
["A1LCAGreater Bay Area202512WORST DAY10","A1","LCA","Greater Bay Area",2025,12,"WORST DAY","10",1,1]
["A1LCAGreater Bay Area202512WORST DAY11","A1","LCA","Greater Bay Area",2025,12,"WORST DAY","11",1,1]
["A1LCAGreater Bay Area202512WORST DAY12","A1","LCA","Greater Bay Area",2025,12,"WORST DAY","12",1,1]
["A1LCAGreater Bay Area202512WORST DAY13","A1","LCA","Greater Bay Area",2025,12,"WORST DAY","13",1,1]
["A1LCAGreater Bay Area202512WORST DAY14","A1","LCA","Greater Bay Area",2025,12,"WORST DAY","14",1,1]
["A1LCAGreater Bay Area202512WORST DAY15","A1","LCA","Greater Bay Area",2025,12,"WORST DAY","15",1,1]
["A1LCAGreater Bay Area202512WORST DAY16","A1","LCA","Greater Bay Area",2025,12,"WORST DAY","16",1,1]
["A1LCAGreater Bay Area202512WORST DAY17","A1","LCA","Greater Bay Area",2025,12,"WORST DAY","17",1,1]
["A1LCAGreater Bay Area202512WORST DAY18","A1","LCA","Greater Bay Area",2025,12,"WORST DAY","18",1,1]
["A1LCAGreater Bay Area202512WORST DAY19","A1","LCA","Greater Bay Area",2025,12,"WORST DAY","19",1,1]
["A1LCAGreater Bay Area202512WORST DAY20","A1","LCA","Greater Bay Area",2025,12,"WORST DAY","20",1,1]
["A1LCAGreater Bay Area202512WORST DAY21","A1","LCA","Greater Bay Area",2025,12,"WORST DAY","21",1,1]
["A1LCAGreater Bay Area202512WORST DAY22","A1","LCA","Greater Bay Area",2025,12,"WORST DAY","22",1,1]
["A1LCAGreater Bay Area202512WORST DAY23","A1","LCA","Greater Bay Area",2025,12,"WORST DAY","23",1,1]
["A1LCAGreater Bay Area202512WORST DAY24","A1","LCA","Greater Bay Area",2025,12,"WORST DAY","24",1,1]
["A1LCAGreater Bay Area20261WORST DAY01","A1","LCA","Greater Bay Area",2026,1,"WORST DAY","01",1.0285954475402832,1]
["A1LCAGreater Bay Area20261WORST DAY02","A1","LCA","Greater Bay Area",2026,1,"WORST DAY","02",1.0287275314331055,1]
["A1LCAGreater Bay Area20261WORST DAY03","A1","LCA","Greater Bay Area",2026,1,"WORST DAY","03",1.029354453086853,1]
["A1LCAGreater Bay Area20261WORST DAY04","A1","LCA","Greater Bay Area",2026,1,"WORST DAY","04",1.0292971134185791,1]
["A1LCAGreater Bay Area20261WORST DAY05","A1","LCA","Greater Bay Area",2026,1,"WORST DAY","05",1.0298480987548828,1]
["A1LCAGreater Bay Area20261WORST DAY06","A1","LCA","Greater Bay Area",2026,1,"WORST DAY","06",1.0271017551422119,1]
["A1LCAGreater Bay Area20261WORST DAY07","A1","LCA","Greater Bay Area",2026,1,"WORST DAY","07",1.029926061630249,1]
["A1LCAGreater Bay Area20261WORST DAY08","A1","LCA","Greater Bay Area",2026,1,"WORST DAY","08",1.0312807559967041,1]
["A1LCAGreater Bay Area20261WORST DAY09","A1","LCA","Greater Bay Area",2026,1,"WORST DAY","09",1.0305041074752808,1]
["A1LCAGreater Bay Area20261WORST DAY10","A1","LCA","Greater Bay Area",2026,1,"WORST DAY","10",1.0280493497848511,1]
["A1LCAGreater Bay Area20261WORST DAY11","A1","LCA","Greater Bay Area",2026,1,"WORST DAY","11",1.0279499292373657,1]
["A1LCAGreater Bay Area20261WORST DAY12","A1","LCA","Greater Bay Area",2026,1,"WORST DAY","12",1.028144359588623,1]
["A1LCAGreater Bay Area20261WORST DAY13","A1","LCA","Greater Bay Area",2026,1,"WORST DAY","13",1.0270149707794189,1]
["A1LCAGreater Bay Area20261WORST DAY14","A1","LCA","Greater Bay Area",2026,1,"WORST DAY","14",1.0254511833190918,1]
["A1LCAGreater Bay Area20261WORST DAY15","A1","LCA","Greater Bay Area",2026,1,"WORST DAY","15",1.0244361162185669,1]
["A1LCAGreater Bay Area20261WORST DAY16","A1","LCA","Greater Bay Area",2026,1,"WORST DAY","16",1.025120735168457,1]
["A1LCAGreater Bay Area20261WORST DAY17","A1","LCA","Greater Bay Area",2026,1,"WORST DAY","17",1.0252865552902222,1]
["A1LCAGreater Bay Area20261WORST DAY18","A1","LCA","Greater Bay Area",2026,1,"WORST DAY","18",1.023396372795105,1]
["A1LCAGreater Bay Area20261WORST DAY19","A1","LCA","Greater Bay Area",2026,1,"WORST DAY","19",1.0202592611312866,1]
["A1LCAGreater Bay Area20261WORST DAY20","A1","LCA","Greater Bay Area",2026,1,"WORST DAY","20",1.0208359956741333,1]
["A1LCAGreater Bay Area20261WORST DAY21","A1","LCA","Greater Bay Area",2026,1,"WORST DAY","21",1.0228745937347412,1]
["A1LCAGreater Bay Area20261WORST DAY22","A1","LCA","Greater Bay Area",2026,1,"WORST DAY","22",1.0261486768722534,1]
["A1LCAGreater Bay Area20261WORST DAY23","A1","LCA","Greater Bay Area",2026,1,"WORST DAY","23",1.0282196998596191,1]
["A1LCAGreater Bay Area20261WORST DAY24","A1","LCA","Greater Bay Area",2026,1,"WORST DAY","24",1.0303220748901367,1]
["A1LCAGreater Bay Area20262WORST DAY01","A1","LCA","Greater Bay Area",2026,2,"WORST DAY","01",1.0272350311279297,1]
["A1LCAGreater Bay Area20262WORST DAY02","A1","LCA","Greater Bay Area",2026,2,"WORST DAY","02",1.0273411273956299,1]
["A1LCAGreater Bay Area20262WORST DAY03","A1","LCA","Greater Bay Area",2026,2,"WORST DAY","03",1.0280499458312988,1]
["A1LCAGreater Bay Area20262WORST DAY04","A1","LCA","Greater Bay Area",2026,2,"WORST DAY","04",1.0281089544296265,1]
["A1LCAGreater Bay Area20262WORST DAY05","A1","LCA","Greater Bay Area",2026,2,"WORST DAY","05",1.0286403894424438,1]
["A1LCAGreater Bay Area20262WORST DAY06","A1","LCA","Greater Bay Area",2026,2,"WORST DAY","06",1.0256441831588745,1]
["A1LCAGreater Bay Area20262WORST DAY07","A1","LCA","Greater Bay Area",2026,2,"WORST DAY","07",1.0285022258758545,1]
["A1LCAGreater Bay Area20262WORST DAY08","A1","LCA","Greater Bay Area",2026,2,"WORST DAY","08",1.0295662879943848,1]
["A1LCAGreater Bay Area20262WORST DAY09","A1","LCA","Greater Bay Area",2026,2,"WORST DAY","09",1.0281527042388916,1]
["A1LCAGreater Bay Area20262WORST DAY10","A1","LCA","Greater Bay Area",2026,2,"WORST DAY","10",1.0250035524368286,1]
["A1LCAGreater Bay Area20262WORST DAY11","A1","LCA","Greater Bay Area",2026,2,"WORST DAY","11",1.0249466896057129,1]
["A1LCAGreater Bay Area20262WORST DAY12","A1","LCA","Greater Bay Area",2026,2,"WORST DAY","12",1.025291919708252,1]
["A1LCAGreater Bay Area20262WORST DAY13","A1","LCA","Greater Bay Area",2026,2,"WORST DAY","13",1.0243650674819946,1]
["A1LCAGreater Bay Area20262WORST DAY14","A1","LCA","Greater Bay Area",2026,2,"WORST DAY","14",1.0228458642959595,1]
["A1LCAGreater Bay Area20262WORST DAY15","A1","LCA","Greater Bay Area",2026,2,"WORST DAY","15",1.0217716693878174,1]
["A1LCAGreater Bay Area20262WORST DAY16","A1","LCA","Greater Bay Area",2026,2,"WORST DAY","16",1.0226291418075562,1]
["A1LCAGreater Bay Area20262WORST DAY17","A1","LCA","Greater Bay Area",2026,2,"WORST DAY","17",1.0228016376495361,1]
["A1LCAGreater Bay Area20262WORST DAY18","A1","LCA","Greater Bay Area",2026,2,"WORST DAY","18",1.0208264589309692,1]
["A1LCAGreater Bay Area20262WORST DAY19","A1","LCA","Greater Bay Area",2026,2,"WORST DAY","19",1.0175516605377197,1]
["A1LCAGreater Bay Area20262WORST DAY20","A1","LCA","Greater Bay Area",2026,2,"WORST DAY","20",1.0182090997695923,1]
["A1LCAGreater Bay Area20262WORST DAY21","A1","LCA","Greater Bay Area",2026,2,"WORST DAY","21",1.0206605195999146,1]
["A1LCAGreater Bay Area20262WORST DAY22","A1","LCA","Greater Bay Area",2026,2,"WORST DAY","22",1.0241924524307251,1]
["A1LCAGreater Bay Area20262WORST DAY23","A1","LCA","Greater Bay Area",2026,2,"WORST DAY","23",1.0266445875167847,1]
["A1LCAGreater Bay Area20262WORST DAY24","A1","LCA","Greater Bay Area",2026,2,"WORST DAY","24",1.0289075374603271,1]
["A1LCAGreater Bay Area20263WORST DAY01","A1","LCA","Greater Bay Area",2026,3,"WORST DAY","01",0.96659940481185913,1]
["A1LCAGreater Bay Area20263WORST DAY02","A1","LCA","Greater Bay Area",2026,3,"WORST DAY","02",0.96565902233123779,1]
["A1LCAGreater Bay Area20263WORST DAY03","A1","LCA","Greater Bay Area",2026,3,"WORST DAY","03",0.96554416418075562,1]
["A1LCAGreater Bay Area20263WORST DAY04","A1","LCA","Greater Bay Area",2026,3,"WORST DAY","04",0.96544581651687622,1]
["A1LCAGreater Bay Area20263WORST DAY05","A1","LCA","Greater Bay Area",2026,3,"WORST DAY","05",0.96714550256729126,1]
["A1LCAGreater Bay Area20263WORST DAY06","A1","LCA","Greater Bay Area",2026,3,"WORST DAY","06",0.96843993663787842,1]
["A1LCAGreater Bay Area20263WORST DAY07","A1","LCA","Greater Bay Area",2026,3,"WORST DAY","07",0.97699069976806641,1]
["A1LCAGreater Bay Area20263WORST DAY08","A1","LCA","Greater Bay Area",2026,3,"WORST DAY","08",0.9821280837059021,1]
["A1LCAGreater Bay Area20263WORST DAY09","A1","LCA","Greater Bay Area",2026,3,"WORST DAY","09",0.98455971479415894,1]
["A1LCAGreater Bay Area20263WORST DAY10","A1","LCA","Greater Bay Area",2026,3,"WORST DAY","10",0.98469412326812744,1]
["A1LCAGreater Bay Area20263WORST DAY11","A1","LCA","Greater Bay Area",2026,3,"WORST DAY","11",0.98475766181945801,1]
["A1LCAGreater Bay Area20263WORST DAY12","A1","LCA","Greater Bay Area",2026,3,"WORST DAY","12",0.9848020076751709,1]
["A1LCAGreater Bay Area20263WORST DAY13","A1","LCA","Greater Bay Area",2026,3,"WORST DAY","13",0.98289549350738525,1]
["A1LCAGreater Bay Area20263WORST DAY14","A1","LCA","Greater Bay Area",2026,3,"WORST DAY","14",0.98159372806549072,1]
["A1LCAGreater Bay Area20263WORST DAY15","A1","LCA","Greater Bay Area",2026,3,"WORST DAY","15",0.9807160496711731,1]
["A1LCAGreater Bay Area20263WORST DAY16","A1","LCA","Greater Bay Area",2026,3,"WORST DAY","16",0.98094087839126587,1]
["A1LCAGreater Bay Area20263WORST DAY17","A1","LCA","Greater Bay Area",2026,3,"WORST DAY","17",0.98085367679595947,1]
["A1LCAGreater Bay Area20263WORST DAY18","A1","LCA","Greater Bay Area",2026,3,"WORST DAY","18",0.97731828689575195,1]
["A1LCAGreater Bay Area20263WORST DAY19","A1","LCA","Greater Bay Area",2026,3,"WORST DAY","19",0.97110098600387573,1]
["A1LCAGreater Bay Area20263WORST DAY20","A1","LCA","Greater Bay Area",2026,3,"WORST DAY","20",0.97038686275482178,1]
["A1LCAGreater Bay Area20263WORST DAY21","A1","LCA","Greater Bay Area",2026,3,"WORST DAY","21",0.96927058696746826,1]
["A1LCAGreater Bay Area20263WORST DAY22","A1","LCA","Greater Bay Area",2026,3,"WORST DAY","22",0.97106838226318359,1]
["A1LCAGreater Bay Area20263WORST DAY23","A1","LCA","Greater Bay Area",2026,3,"WORST DAY","23",0.97004407644271851,1]
["A1LCAGreater Bay Area20263WORST DAY24","A1","LCA","Greater Bay Area",2026,3,"WORST DAY","24",0.96934401988983154,1]
["A1LCAGreater Bay Area20264WORST DAY01","A1","LCA","Greater Bay Area",2026,4,"WORST DAY","01",0.96543782949447632,1]
["A1LCAGreater Bay Area20264WORST DAY02","A1","LCA","Greater Bay Area",2026,4,"WORST DAY","02",0.96445494890213013,1]
["A1LCAGreater Bay Area20264WORST DAY03","A1","LCA","Greater Bay Area",2026,4,"WORST DAY","03",0.96425330638885498,1]
["A1LCAGreater Bay Area20264WORST DAY04","A1","LCA","Greater Bay Area",2026,4,"WORST DAY","04",0.96394836902618408,1]
["A1LCAGreater Bay Area20264WORST DAY05","A1","LCA","Greater Bay Area",2026,4,"WORST DAY","05",0.96596121788024902,1]
["A1LCAGreater Bay Area20264WORST DAY06","A1","LCA","Greater Bay Area",2026,4,"WORST DAY","06",0.96733146905899048,1]
["A1LCAGreater Bay Area20264WORST DAY07","A1","LCA","Greater Bay Area",2026,4,"WORST DAY","07",0.97512662410736084,1]
["A1LCAGreater Bay Area20264WORST DAY08","A1","LCA","Greater Bay Area",2026,4,"WORST DAY","08",0.98141729831695557,1]
["A1LCAGreater Bay Area20264WORST DAY09","A1","LCA","Greater Bay Area",2026,4,"WORST DAY","09",0.98300445079803467,1]
["A1LCAGreater Bay Area20264WORST DAY10","A1","LCA","Greater Bay Area",2026,4,"WORST DAY","10",0.98329579830169678,1]
["A1LCAGreater Bay Area20264WORST DAY11","A1","LCA","Greater Bay Area",2026,4,"WORST DAY","11",0.98351520299911499,1]
["A1LCAGreater Bay Area20264WORST DAY12","A1","LCA","Greater Bay Area",2026,4,"WORST DAY","12",0.98516976833343506,1]
["A1LCAGreater Bay Area20264WORST DAY13","A1","LCA","Greater Bay Area",2026,4,"WORST DAY","13",0.98441523313522339,1]
["A1LCAGreater Bay Area20264WORST DAY14","A1","LCA","Greater Bay Area",2026,4,"WORST DAY","14",0.98370540142059326,1]
["A1LCAGreater Bay Area20264WORST DAY15","A1","LCA","Greater Bay Area",2026,4,"WORST DAY","15",0.98345649242401123,1]
["A1LCAGreater Bay Area20264WORST DAY16","A1","LCA","Greater Bay Area",2026,4,"WORST DAY","16",0.98182284832000732,1]
["A1LCAGreater Bay Area20264WORST DAY17","A1","LCA","Greater Bay Area",2026,4,"WORST DAY","17",0.9806784987449646,1]
["A1LCAGreater Bay Area20264WORST DAY18","A1","LCA","Greater Bay Area",2026,4,"WORST DAY","18",0.97747600078582764,1]
["A1LCAGreater Bay Area20264WORST DAY19","A1","LCA","Greater Bay Area",2026,4,"WORST DAY","19",0.97006094455718994,1]
["A1LCAGreater Bay Area20264WORST DAY20","A1","LCA","Greater Bay Area",2026,4,"WORST DAY","20",0.96856540441513062,1]
["A1LCAGreater Bay Area20264WORST DAY21","A1","LCA","Greater Bay Area",2026,4,"WORST DAY","21",0.96732622385025024,1]
["A1LCAGreater Bay Area20264WORST DAY22","A1","LCA","Greater Bay Area",2026,4,"WORST DAY","22",0.96926385164260864,1]
["A1LCAGreater Bay Area20264WORST DAY23","A1","LCA","Greater Bay Area",2026,4,"WORST DAY","23",0.96854686737060547,1]
["A1LCAGreater Bay Area20264WORST DAY24","A1","LCA","Greater Bay Area",2026,4,"WORST DAY","24",0.96752446889877319,1]
["A1LCAGreater Bay Area20265WORST DAY01","A1","LCA","Greater Bay Area",2026,5,"WORST DAY","01",0.96288019418716431,1]
["A1LCAGreater Bay Area20265WORST DAY02","A1","LCA","Greater Bay Area",2026,5,"WORST DAY","02",0.961891770362854,1]
["A1LCAGreater Bay Area20265WORST DAY03","A1","LCA","Greater Bay Area",2026,5,"WORST DAY","03",0.96156078577041626,1]
["A1LCAGreater Bay Area20265WORST DAY04","A1","LCA","Greater Bay Area",2026,5,"WORST DAY","04",0.9613490104675293,1]
["A1LCAGreater Bay Area20265WORST DAY05","A1","LCA","Greater Bay Area",2026,5,"WORST DAY","05",0.96352285146713257,1]
["A1LCAGreater Bay Area20265WORST DAY06","A1","LCA","Greater Bay Area",2026,5,"WORST DAY","06",0.96501469612121582,1]
["A1LCAGreater Bay Area20265WORST DAY07","A1","LCA","Greater Bay Area",2026,5,"WORST DAY","07",0.97303462028503418,1]
["A1LCAGreater Bay Area20265WORST DAY08","A1","LCA","Greater Bay Area",2026,5,"WORST DAY","08",0.97952806949615479,1]
["A1LCAGreater Bay Area20265WORST DAY09","A1","LCA","Greater Bay Area",2026,5,"WORST DAY","09",0.9807705283164978,1]
["A1LCAGreater Bay Area20265WORST DAY10","A1","LCA","Greater Bay Area",2026,5,"WORST DAY","10",0.98068130016326904,1]
["A1LCAGreater Bay Area20265WORST DAY11","A1","LCA","Greater Bay Area",2026,5,"WORST DAY","11",0.9804871678352356,1]
["A1LCAGreater Bay Area20265WORST DAY12","A1","LCA","Greater Bay Area",2026,5,"WORST DAY","12",0.98257589340209961,1]
["A1LCAGreater Bay Area20265WORST DAY13","A1","LCA","Greater Bay Area",2026,5,"WORST DAY","13",0.98182898759841919,1]
["A1LCAGreater Bay Area20265WORST DAY14","A1","LCA","Greater Bay Area",2026,5,"WORST DAY","14",0.981128990650177,1]
["A1LCAGreater Bay Area20265WORST DAY15","A1","LCA","Greater Bay Area",2026,5,"WORST DAY","15",0.98098993301391602,1]
["A1LCAGreater Bay Area20265WORST DAY16","A1","LCA","Greater Bay Area",2026,5,"WORST DAY","16",0.97981935739517212,1]
["A1LCAGreater Bay Area20265WORST DAY17","A1","LCA","Greater Bay Area",2026,5,"WORST DAY","17",0.97890371084213257,1]
["A1LCAGreater Bay Area20265WORST DAY18","A1","LCA","Greater Bay Area",2026,5,"WORST DAY","18",0.97591328620910645,0.97591328620910645]
["A1LCAGreater Bay Area20265WORST DAY19","A1","LCA","Greater Bay Area",2026,5,"WORST DAY","19",0.9686133861541748,0.9686133861541748]
["A1LCAGreater Bay Area20265WORST DAY20","A1","LCA","Greater Bay Area",2026,5,"WORST DAY","20",0.9667702317237854,0.9667702317237854]
["A1LCAGreater Bay Area20265WORST DAY21","A1","LCA","Greater Bay Area",2026,5,"WORST DAY","21",0.96582049131393433,0.96582049131393433]
["A1LCAGreater Bay Area20265WORST DAY22","A1","LCA","Greater Bay Area",2026,5,"WORST DAY","22",0.96781563758850098,0.96781563758850098]
["A1LCAGreater Bay Area20265WORST DAY23","A1","LCA","Greater Bay Area",2026,5,"WORST DAY","23",0.96698236465454102,1]
["A1LCAGreater Bay Area20265WORST DAY24","A1","LCA","Greater Bay Area",2026,5,"WORST DAY","24",0.96592962741851807,1]
["A1LCAGreater Bay Area20266WORST DAY01","A1","LCA","Greater Bay Area",2026,6,"WORST DAY","01",0.96652984619140625,1]
["A1LCAGreater Bay Area20266WORST DAY02","A1","LCA","Greater Bay Area",2026,6,"WORST DAY","02",0.96559667587280273,1]
["A1LCAGreater Bay Area20266WORST DAY03","A1","LCA","Greater Bay Area",2026,6,"WORST DAY","03",0.96530318260192871,1]
["A1LCAGreater Bay Area20266WORST DAY04","A1","LCA","Greater Bay Area",2026,6,"WORST DAY","04",0.96511930227279663,1]
["A1LCAGreater Bay Area20266WORST DAY05","A1","LCA","Greater Bay Area",2026,6,"WORST DAY","05",0.96761047840118408,1]
["A1LCAGreater Bay Area20266WORST DAY06","A1","LCA","Greater Bay Area",2026,6,"WORST DAY","06",0.96896469593048096,1]
["A1LCAGreater Bay Area20266WORST DAY07","A1","LCA","Greater Bay Area",2026,6,"WORST DAY","07",0.97682303190231323,1]
["A1LCAGreater Bay Area20266WORST DAY08","A1","LCA","Greater Bay Area",2026,6,"WORST DAY","08",0.98387026786804199,1]
["A1LCAGreater Bay Area20266WORST DAY09","A1","LCA","Greater Bay Area",2026,6,"WORST DAY","09",0.98448574542999268,1]
["A1LCAGreater Bay Area20266WORST DAY10","A1","LCA","Greater Bay Area",2026,6,"WORST DAY","10",0.98406243324279785,1]
["A1LCAGreater Bay Area20266WORST DAY11","A1","LCA","Greater Bay Area",2026,6,"WORST DAY","11",0.98358625173568726,1]
["A1LCAGreater Bay Area20266WORST DAY12","A1","LCA","Greater Bay Area",2026,6,"WORST DAY","12",0.98632729053497314,1]
["A1LCAGreater Bay Area20266WORST DAY13","A1","LCA","Greater Bay Area",2026,6,"WORST DAY","13",0.985820472240448,1]
["A1LCAGreater Bay Area20266WORST DAY14","A1","LCA","Greater Bay Area",2026,6,"WORST DAY","14",0.9852483868598938,1]
["A1LCAGreater Bay Area20266WORST DAY15","A1","LCA","Greater Bay Area",2026,6,"WORST DAY","15",0.98528850078582764,1]
["A1LCAGreater Bay Area20266WORST DAY16","A1","LCA","Greater Bay Area",2026,6,"WORST DAY","16",0.98357349634170532,1]
["A1LCAGreater Bay Area20266WORST DAY17","A1","LCA","Greater Bay Area",2026,6,"WORST DAY","17",0.98232918977737427,0.98232918977737427]
["A1LCAGreater Bay Area20266WORST DAY18","A1","LCA","Greater Bay Area",2026,6,"WORST DAY","18",0.97974675893783569,0.97974675893783569]
["A1LCAGreater Bay Area20266WORST DAY19","A1","LCA","Greater Bay Area",2026,6,"WORST DAY","19",0.97201210260391235,0.97201210260391235]
["A1LCAGreater Bay Area20266WORST DAY20","A1","LCA","Greater Bay Area",2026,6,"WORST DAY","20",0.96976745128631592,0.96976745128631592]
["A1LCAGreater Bay Area20266WORST DAY21","A1","LCA","Greater Bay Area",2026,6,"WORST DAY","21",0.96916937828063965,0.96916937828063965]
["A1LCAGreater Bay Area20266WORST DAY22","A1","LCA","Greater Bay Area",2026,6,"WORST DAY","22",0.97151029109954834,1]
["A1LCAGreater Bay Area20266WORST DAY23","A1","LCA","Greater Bay Area",2026,6,"WORST DAY","23",0.97090482711791992,1]
["A1LCAGreater Bay Area20266WORST DAY24","A1","LCA","Greater Bay Area",2026,6,"WORST DAY","24",0.96993893384933472,1]
["A1LCAGreater Bay Area20267WORST DAY01","A1","LCA","Greater Bay Area",2026,7,"WORST DAY","01",0.99070656299591064,1]
["A1LCAGreater Bay Area20267WORST DAY02","A1","LCA","Greater Bay Area",2026,7,"WORST DAY","02",0.99016839265823364,1]
["A1LCAGreater Bay Area20267WORST DAY03","A1","LCA","Greater Bay Area",2026,7,"WORST DAY","03",0.99036413431167603,1]
["A1LCAGreater Bay Area20267WORST DAY04","A1","LCA","Greater Bay Area",2026,7,"WORST DAY","04",0.99007344245910645,1]
["A1LCAGreater Bay Area20267WORST DAY05","A1","LCA","Greater Bay Area",2026,7,"WORST DAY","05",0.99213230609893799,1]
["A1LCAGreater Bay Area20267WORST DAY06","A1","LCA","Greater Bay Area",2026,7,"WORST DAY","06",0.99274909496307373,1]
["A1LCAGreater Bay Area20267WORST DAY07","A1","LCA","Greater Bay Area",2026,7,"WORST DAY","07",0.99931079149246216,1]
["A1LCAGreater Bay Area20267WORST DAY08","A1","LCA","Greater Bay Area",2026,7,"WORST DAY","08",1.0046937465667725,1]
["A1LCAGreater Bay Area20267WORST DAY09","A1","LCA","Greater Bay Area",2026,7,"WORST DAY","09",1.0051463842391968,1]
["A1LCAGreater Bay Area20267WORST DAY10","A1","LCA","Greater Bay Area",2026,7,"WORST DAY","10",1.0048270225524902,1]
["A1LCAGreater Bay Area20267WORST DAY11","A1","LCA","Greater Bay Area",2026,7,"WORST DAY","11",1.0041486024856567,1]
["A1LCAGreater Bay Area20267WORST DAY12","A1","LCA","Greater Bay Area",2026,7,"WORST DAY","12",1.0060858726501465,1]
["A1LCAGreater Bay Area20267WORST DAY13","A1","LCA","Greater Bay Area",2026,7,"WORST DAY","13",1.0049892663955688,1]
["A1LCAGreater Bay Area20267WORST DAY14","A1","LCA","Greater Bay Area",2026,7,"WORST DAY","14",1.0041990280151367,1]
["A1LCAGreater Bay Area20267WORST DAY15","A1","LCA","Greater Bay Area",2026,7,"WORST DAY","15",1.0039423704147339,1]
["A1LCAGreater Bay Area20267WORST DAY16","A1","LCA","Greater Bay Area",2026,7,"WORST DAY","16",1.0022373199462891,1]
["A1LCAGreater Bay Area20267WORST DAY17","A1","LCA","Greater Bay Area",2026,7,"WORST DAY","17",1.00117027759552,1.00117027759552]
["A1LCAGreater Bay Area20267WORST DAY18","A1","LCA","Greater Bay Area",2026,7,"WORST DAY","18",0.99892544746398926,0.99892544746398926]
["A1LCAGreater Bay Area20267WORST DAY19","A1","LCA","Greater Bay Area",2026,7,"WORST DAY","19",0.99226003885269165,0.99226003885269165]
["A1LCAGreater Bay Area20267WORST DAY20","A1","LCA","Greater Bay Area",2026,7,"WORST DAY","20",0.99061524868011475,0.99061524868011475]
["A1LCAGreater Bay Area20267WORST DAY21","A1","LCA","Greater Bay Area",2026,7,"WORST DAY","21",0.99031984806060791,0.99031984806060791]
["A1LCAGreater Bay Area20267WORST DAY22","A1","LCA","Greater Bay Area",2026,7,"WORST DAY","22",0.99309784173965454,1]
["A1LCAGreater Bay Area20267WORST DAY23","A1","LCA","Greater Bay Area",2026,7,"WORST DAY","23",0.99302542209625244,1]
["A1LCAGreater Bay Area20267WORST DAY24","A1","LCA","Greater Bay Area",2026,7,"WORST DAY","24",0.99258798360824585,1]
["A1LCAGreater Bay Area20268WORST DAY01","A1","LCA","Greater Bay Area",2026,8,"WORST DAY","01",0.98944205045700073,1]
["A1LCAGreater Bay Area20268WORST DAY02","A1","LCA","Greater Bay Area",2026,8,"WORST DAY","02",0.9888308048248291,1]
["A1LCAGreater Bay Area20268WORST DAY03","A1","LCA","Greater Bay Area",2026,8,"WORST DAY","03",0.98892205953598022,1]
["A1LCAGreater Bay Area20268WORST DAY04","A1","LCA","Greater Bay Area",2026,8,"WORST DAY","04",0.98876351118087769,1]
["A1LCAGreater Bay Area20268WORST DAY05","A1","LCA","Greater Bay Area",2026,8,"WORST DAY","05",0.99090641736984253,1]
["A1LCAGreater Bay Area20268WORST DAY06","A1","LCA","Greater Bay Area",2026,8,"WORST DAY","06",0.99208199977874756,1]
["A1LCAGreater Bay Area20268WORST DAY07","A1","LCA","Greater Bay Area",2026,8,"WORST DAY","07",0.99954724311828613,1]
["A1LCAGreater Bay Area20268WORST DAY08","A1","LCA","Greater Bay Area",2026,8,"WORST DAY","08",1.0055700540542603,1]
["A1LCAGreater Bay Area20268WORST DAY09","A1","LCA","Greater Bay Area",2026,8,"WORST DAY","09",1.0066642761230469,1]
["A1LCAGreater Bay Area20268WORST DAY10","A1","LCA","Greater Bay Area",2026,8,"WORST DAY","10",1.0070300102233887,1]
["A1LCAGreater Bay Area20268WORST DAY11","A1","LCA","Greater Bay Area",2026,8,"WORST DAY","11",1.0069049596786499,1]
["A1LCAGreater Bay Area20268WORST DAY12","A1","LCA","Greater Bay Area",2026,8,"WORST DAY","12",1.0090993642807007,1]
["A1LCAGreater Bay Area20268WORST DAY13","A1","LCA","Greater Bay Area",2026,8,"WORST DAY","13",1.0084642171859741,1]
["A1LCAGreater Bay Area20268WORST DAY14","A1","LCA","Greater Bay Area",2026,8,"WORST DAY","14",1.007988452911377,1]
["A1LCAGreater Bay Area20268WORST DAY15","A1","LCA","Greater Bay Area",2026,8,"WORST DAY","15",1.0078284740447998,1]
["A1LCAGreater Bay Area20268WORST DAY16","A1","LCA","Greater Bay Area",2026,8,"WORST DAY","16",1.0063433647155762,1]
["A1LCAGreater Bay Area20268WORST DAY17","A1","LCA","Greater Bay Area",2026,8,"WORST DAY","17",1.0051842927932739,1.0051842927932739]
["A1LCAGreater Bay Area20268WORST DAY18","A1","LCA","Greater Bay Area",2026,8,"WORST DAY","18",1.0022933483123779,1.0022933483123779]
["A1LCAGreater Bay Area20268WORST DAY19","A1","LCA","Greater Bay Area",2026,8,"WORST DAY","19",0.9945446252822876,0.9945446252822876]
["A1LCAGreater Bay Area20268WORST DAY20","A1","LCA","Greater Bay Area",2026,8,"WORST DAY","20",0.99220532178878784,0.99220532178878784]
["A1LCAGreater Bay Area20268WORST DAY21","A1","LCA","Greater Bay Area",2026,8,"WORST DAY","21",0.99125528335571289,0.99125528335571289]
["A1LCAGreater Bay Area20268WORST DAY22","A1","LCA","Greater Bay Area",2026,8,"WORST DAY","22",0.99336826801300049,1]
["A1LCAGreater Bay Area20268WORST DAY23","A1","LCA","Greater Bay Area",2026,8,"WORST DAY","23",0.99284446239471436,1]
["A1LCAGreater Bay Area20268WORST DAY24","A1","LCA","Greater Bay Area",2026,8,"WORST DAY","24",0.99206376075744629,1]
["A1LCAGreater Bay Area20269WORST DAY01","A1","LCA","Greater Bay Area",2026,9,"WORST DAY","01",0.99480623006820679,1]
["A1LCAGreater Bay Area20269WORST DAY02","A1","LCA","Greater Bay Area",2026,9,"WORST DAY","02",0.994331955909729,1]
["A1LCAGreater Bay Area20269WORST DAY03","A1","LCA","Greater Bay Area",2026,9,"WORST DAY","03",0.99442785978317261,1]
["A1LCAGreater Bay Area20269WORST DAY04","A1","LCA","Greater Bay Area",2026,9,"WORST DAY","04",0.99415594339370728,1]
["A1LCAGreater Bay Area20269WORST DAY05","A1","LCA","Greater Bay Area",2026,9,"WORST DAY","05",0.99601554870605469,1]
["A1LCAGreater Bay Area20269WORST DAY06","A1","LCA","Greater Bay Area",2026,9,"WORST DAY","06",0.99668574333190918,1]
["A1LCAGreater Bay Area20269WORST DAY07","A1","LCA","Greater Bay Area",2026,9,"WORST DAY","07",1.0029714107513428,1]
["A1LCAGreater Bay Area20269WORST DAY08","A1","LCA","Greater Bay Area",2026,9,"WORST DAY","08",1.0082370042800903,1]
["A1LCAGreater Bay Area20269WORST DAY09","A1","LCA","Greater Bay Area",2026,9,"WORST DAY","09",1.008941650390625,1]
["A1LCAGreater Bay Area20269WORST DAY10","A1","LCA","Greater Bay Area",2026,9,"WORST DAY","10",1.0090140104293823,1]
["A1LCAGreater Bay Area20269WORST DAY11","A1","LCA","Greater Bay Area",2026,9,"WORST DAY","11",1.0089370012283325,1]
["A1LCAGreater Bay Area20269WORST DAY12","A1","LCA","Greater Bay Area",2026,9,"WORST DAY","12",1.0107173919677734,1]
["A1LCAGreater Bay Area20269WORST DAY13","A1","LCA","Greater Bay Area",2026,9,"WORST DAY","13",1.0100877285003662,1]
["A1LCAGreater Bay Area20269WORST DAY14","A1","LCA","Greater Bay Area",2026,9,"WORST DAY","14",1.0095480680465698,1]
["A1LCAGreater Bay Area20269WORST DAY15","A1","LCA","Greater Bay Area",2026,9,"WORST DAY","15",1.0093221664428711,1]
["A1LCAGreater Bay Area20269WORST DAY16","A1","LCA","Greater Bay Area",2026,9,"WORST DAY","16",1.0075995922088623,1]
["A1LCAGreater Bay Area20269WORST DAY17","A1","LCA","Greater Bay Area",2026,9,"WORST DAY","17",1.0064278841018677,1.0064278841018677]
["A1LCAGreater Bay Area20269WORST DAY18","A1","LCA","Greater Bay Area",2026,9,"WORST DAY","18",1.0038797855377197,1.0038797855377197]
["A1LCAGreater Bay Area20269WORST DAY19","A1","LCA","Greater Bay Area",2026,9,"WORST DAY","19",0.99722254276275635,0.99722254276275635]
["A1LCAGreater Bay Area20269WORST DAY20","A1","LCA","Greater Bay Area",2026,9,"WORST DAY","20",0.99520599842071533,0.99520599842071533]
["A1LCAGreater Bay Area20269WORST DAY21","A1","LCA","Greater Bay Area",2026,9,"WORST DAY","21",0.99452304840087891,0.99452304840087891]
["A1LCAGreater Bay Area20269WORST DAY22","A1","LCA","Greater Bay Area",2026,9,"WORST DAY","22",0.99698621034622192,1]
["A1LCAGreater Bay Area20269WORST DAY23","A1","LCA","Greater Bay Area",2026,9,"WORST DAY","23",0.99697637557983398,1]
["A1LCAGreater Bay Area20269WORST DAY24","A1","LCA","Greater Bay Area",2026,9,"WORST DAY","24",0.9964756965637207,1]
["A1LCAGreater Bay Area202610WORST DAY01","A1","LCA","Greater Bay Area",2026,10,"WORST DAY","01",1.0069501399993896,1]
["A1LCAGreater Bay Area202610WORST DAY02","A1","LCA","Greater Bay Area",2026,10,"WORST DAY","02",1.0066672563552856,1]
["A1LCAGreater Bay Area202610WORST DAY03","A1","LCA","Greater Bay Area",2026,10,"WORST DAY","03",1.0068373680114746,1]
["A1LCAGreater Bay Area202610WORST DAY04","A1","LCA","Greater Bay Area",2026,10,"WORST DAY","04",1.0066571235656738,1]
["A1LCAGreater Bay Area202610WORST DAY05","A1","LCA","Greater Bay Area",2026,10,"WORST DAY","05",1.0084414482116699,1]
["A1LCAGreater Bay Area202610WORST DAY06","A1","LCA","Greater Bay Area",2026,10,"WORST DAY","06",1.0084569454193115,1]
["A1LCAGreater Bay Area202610WORST DAY07","A1","LCA","Greater Bay Area",2026,10,"WORST DAY","07",1.0140228271484375,1]
["A1LCAGreater Bay Area202610WORST DAY08","A1","LCA","Greater Bay Area",2026,10,"WORST DAY","08",1.0184334516525269,1]
["A1LCAGreater Bay Area202610WORST DAY09","A1","LCA","Greater Bay Area",2026,10,"WORST DAY","09",1.0191112756729126,1]
["A1LCAGreater Bay Area202610WORST DAY10","A1","LCA","Greater Bay Area",2026,10,"WORST DAY","10",1.0189839601516724,1]
["A1LCAGreater Bay Area202610WORST DAY11","A1","LCA","Greater Bay Area",2026,10,"WORST DAY","11",1.0189672708511353,1]
["A1LCAGreater Bay Area202610WORST DAY12","A1","LCA","Greater Bay Area",2026,10,"WORST DAY","12",1.0204322338104248,1]
["A1LCAGreater Bay Area202610WORST DAY13","A1","LCA","Greater Bay Area",2026,10,"WORST DAY","13",1.019676685333252,1]
["A1LCAGreater Bay Area202610WORST DAY14","A1","LCA","Greater Bay Area",2026,10,"WORST DAY","14",1.0188213586807251,1]
["A1LCAGreater Bay Area202610WORST DAY15","A1","LCA","Greater Bay Area",2026,10,"WORST DAY","15",1.0183111429214478,1]
["A1LCAGreater Bay Area202610WORST DAY16","A1","LCA","Greater Bay Area",2026,10,"WORST DAY","16",1.0164908170700073,1]
["A1LCAGreater Bay Area202610WORST DAY17","A1","LCA","Greater Bay Area",2026,10,"WORST DAY","17",1.0153965950012207,1.0153965950012207]
["A1LCAGreater Bay Area202610WORST DAY18","A1","LCA","Greater Bay Area",2026,10,"WORST DAY","18",1.0128933191299438,1.0128933191299438]
["A1LCAGreater Bay Area202610WORST DAY19","A1","LCA","Greater Bay Area",2026,10,"WORST DAY","19",1.0063663721084595,1.0063663721084595]
["A1LCAGreater Bay Area202610WORST DAY20","A1","LCA","Greater Bay Area",2026,10,"WORST DAY","20",1.0044854879379272,1.0044854879379272]
["A1LCAGreater Bay Area202610WORST DAY21","A1","LCA","Greater Bay Area",2026,10,"WORST DAY","21",1.0041099786758423,1.0041099786758423]
["A1LCAGreater Bay Area202610WORST DAY22","A1","LCA","Greater Bay Area",2026,10,"WORST DAY","22",1.0071183443069458,1]
["A1LCAGreater Bay Area202610WORST DAY23","A1","LCA","Greater Bay Area",2026,10,"WORST DAY","23",1.0076099634170532,1]
["A1LCAGreater Bay Area202610WORST DAY24","A1","LCA","Greater Bay Area",2026,10,"WORST DAY","24",1.0076255798339844,1]
["A1LCAGreater Bay Area202611WORST DAY01","A1","LCA","Greater Bay Area",2026,11,"WORST DAY","01",1.0034819841384888,1]
["A1LCAGreater Bay Area202611WORST DAY02","A1","LCA","Greater Bay Area",2026,11,"WORST DAY","02",1.0031300783157349,1]
["A1LCAGreater Bay Area202611WORST DAY03","A1","LCA","Greater Bay Area",2026,11,"WORST DAY","03",1.0031483173370361,1]
["A1LCAGreater Bay Area202611WORST DAY04","A1","LCA","Greater Bay Area",2026,11,"WORST DAY","04",1.0034054517745972,1]
["A1LCAGreater Bay Area202611WORST DAY05","A1","LCA","Greater Bay Area",2026,11,"WORST DAY","05",1.0049268007278442,1]
["A1LCAGreater Bay Area202611WORST DAY06","A1","LCA","Greater Bay Area",2026,11,"WORST DAY","06",1.0045570135116577,1]
["A1LCAGreater Bay Area202611WORST DAY07","A1","LCA","Greater Bay Area",2026,11,"WORST DAY","07",1.0097440481185913,1]
["A1LCAGreater Bay Area202611WORST DAY08","A1","LCA","Greater Bay Area",2026,11,"WORST DAY","08",1.012711763381958,1]
["A1LCAGreater Bay Area202611WORST DAY09","A1","LCA","Greater Bay Area",2026,11,"WORST DAY","09",1.014000415802002,1]
["A1LCAGreater Bay Area202611WORST DAY10","A1","LCA","Greater Bay Area",2026,11,"WORST DAY","10",1.0134903192520142,1]
["A1LCAGreater Bay Area202611WORST DAY11","A1","LCA","Greater Bay Area",2026,11,"WORST DAY","11",1.0130980014801025,1]
["A1LCAGreater Bay Area202611WORST DAY12","A1","LCA","Greater Bay Area",2026,11,"WORST DAY","12",1.013658881187439,1]
["A1LCAGreater Bay Area202611WORST DAY13","A1","LCA","Greater Bay Area",2026,11,"WORST DAY","13",1.0119985342025757,1]
["A1LCAGreater Bay Area202611WORST DAY14","A1","LCA","Greater Bay Area",2026,11,"WORST DAY","14",1.0105792284011841,1]
["A1LCAGreater Bay Area202611WORST DAY15","A1","LCA","Greater Bay Area",2026,11,"WORST DAY","15",1.009507417678833,1]
["A1LCAGreater Bay Area202611WORST DAY16","A1","LCA","Greater Bay Area",2026,11,"WORST DAY","16",1.009801983833313,1]
["A1LCAGreater Bay Area202611WORST DAY17","A1","LCA","Greater Bay Area",2026,11,"WORST DAY","17",1.0099093914031982,1]
["A1LCAGreater Bay Area202611WORST DAY18","A1","LCA","Greater Bay Area",2026,11,"WORST DAY","18",1.00774085521698,1]
["A1LCAGreater Bay Area202611WORST DAY19","A1","LCA","Greater Bay Area",2026,11,"WORST DAY","19",1.0030467510223389,1]
["A1LCAGreater Bay Area202611WORST DAY20","A1","LCA","Greater Bay Area",2026,11,"WORST DAY","20",1.0020852088928223,1]
["A1LCAGreater Bay Area202611WORST DAY21","A1","LCA","Greater Bay Area",2026,11,"WORST DAY","21",1.0019123554229736,1]
["A1LCAGreater Bay Area202611WORST DAY22","A1","LCA","Greater Bay Area",2026,11,"WORST DAY","22",1.0049023628234863,1]
["A1LCAGreater Bay Area202611WORST DAY23","A1","LCA","Greater Bay Area",2026,11,"WORST DAY","23",1.0050725936889648,1]
["A1LCAGreater Bay Area202611WORST DAY24","A1","LCA","Greater Bay Area",2026,11,"WORST DAY","24",1.0052478313446045,1]
["A1LCAGreater Bay Area202612WORST DAY01","A1","LCA","Greater Bay Area",2026,12,"WORST DAY","01",1.0016305446624756,1]
["A1LCAGreater Bay Area202612WORST DAY02","A1","LCA","Greater Bay Area",2026,12,"WORST DAY","02",1.0013455152511597,1]
["A1LCAGreater Bay Area202612WORST DAY03","A1","LCA","Greater Bay Area",2026,12,"WORST DAY","03",1.0014622211456299,1]
["A1LCAGreater Bay Area202612WORST DAY04","A1","LCA","Greater Bay Area",2026,12,"WORST DAY","04",1.001800537109375,1]
["A1LCAGreater Bay Area202612WORST DAY05","A1","LCA","Greater Bay Area",2026,12,"WORST DAY","05",1.0032683610916138,1]
["A1LCAGreater Bay Area202612WORST DAY06","A1","LCA","Greater Bay Area",2026,12,"WORST DAY","06",1.0027462244033813,1]
["A1LCAGreater Bay Area202612WORST DAY07","A1","LCA","Greater Bay Area",2026,12,"WORST DAY","07",1.0076043605804443,1]
["A1LCAGreater Bay Area202612WORST DAY08","A1","LCA","Greater Bay Area",2026,12,"WORST DAY","08",1.0100784301757813,1]
["A1LCAGreater Bay Area202612WORST DAY09","A1","LCA","Greater Bay Area",2026,12,"WORST DAY","09",1.0111525058746338,1]
["A1LCAGreater Bay Area202612WORST DAY10","A1","LCA","Greater Bay Area",2026,12,"WORST DAY","10",1.0102871656417847,1]
["A1LCAGreater Bay Area202612WORST DAY11","A1","LCA","Greater Bay Area",2026,12,"WORST DAY","11",1.009479284286499,1]
["A1LCAGreater Bay Area202612WORST DAY12","A1","LCA","Greater Bay Area",2026,12,"WORST DAY","12",1.0096981525421143,1]
["A1LCAGreater Bay Area202612WORST DAY13","A1","LCA","Greater Bay Area",2026,12,"WORST DAY","13",1.0075110197067261,1]
["A1LCAGreater Bay Area202612WORST DAY14","A1","LCA","Greater Bay Area",2026,12,"WORST DAY","14",1.0058932304382324,1]
["A1LCAGreater Bay Area202612WORST DAY15","A1","LCA","Greater Bay Area",2026,12,"WORST DAY","15",1.0046861171722412,1]
["A1LCAGreater Bay Area202612WORST DAY16","A1","LCA","Greater Bay Area",2026,12,"WORST DAY","16",1.0053189992904663,1]
["A1LCAGreater Bay Area202612WORST DAY17","A1","LCA","Greater Bay Area",2026,12,"WORST DAY","17",1.0056498050689697,1]
["A1LCAGreater Bay Area202612WORST DAY18","A1","LCA","Greater Bay Area",2026,12,"WORST DAY","18",1.0039628744125366,1]
["A1LCAGreater Bay Area202612WORST DAY19","A1","LCA","Greater Bay Area",2026,12,"WORST DAY","19",1.0001158714294434,1]
["A1LCAGreater Bay Area202612WORST DAY20","A1","LCA","Greater Bay Area",2026,12,"WORST DAY","20",0.99964213371276855,1]
["A1LCAGreater Bay Area202612WORST DAY21","A1","LCA","Greater Bay Area",2026,12,"WORST DAY","21",0.99979877471923828,1]
["A1LCAGreater Bay Area202612WORST DAY22","A1","LCA","Greater Bay Area",2026,12,"WORST DAY","22",1.0028835535049438,1]
["A1LCAGreater Bay Area202612WORST DAY23","A1","LCA","Greater Bay Area",2026,12,"WORST DAY","23",1.0030617713928223,1]
["A1LCAGreater Bay Area202612WORST DAY24","A1","LCA","Greater Bay Area",2026,12,"WORST DAY","24",1.003294825553894,1]
["A1LCAGreater Bay Area20271WORST DAY01","A1","LCA","Greater Bay Area",2027,1,"WORST DAY","01",1.0278359651565552,1]
["A1LCAGreater Bay Area20271WORST DAY02","A1","LCA","Greater Bay Area",2027,1,"WORST DAY","02",1.0279436111450195,1]
["A1LCAGreater Bay Area20271WORST DAY03","A1","LCA","Greater Bay Area",2027,1,"WORST DAY","03",1.0285587310791016,1]
["A1LCAGreater Bay Area20271WORST DAY04","A1","LCA","Greater Bay Area",2027,1,"WORST DAY","04",1.0284959077835083,1]
["A1LCAGreater Bay Area20271WORST DAY05","A1","LCA","Greater Bay Area",2027,1,"WORST DAY","05",1.0290318727493286,1]
["A1LCAGreater Bay Area20271WORST DAY06","A1","LCA","Greater Bay Area",2027,1,"WORST DAY","06",1.0263216495513916,1]
["A1LCAGreater Bay Area20271WORST DAY07","A1","LCA","Greater Bay Area",2027,1,"WORST DAY","07",1.0291250944137573,1]
["A1LCAGreater Bay Area20271WORST DAY08","A1","LCA","Greater Bay Area",2027,1,"WORST DAY","08",1.0304627418518066,1]
["A1LCAGreater Bay Area20271WORST DAY09","A1","LCA","Greater Bay Area",2027,1,"WORST DAY","09",1.0296591520309448,1]
["A1LCAGreater Bay Area20271WORST DAY10","A1","LCA","Greater Bay Area",2027,1,"WORST DAY","10",1.0271934270858765,1]
["A1LCAGreater Bay Area20271WORST DAY11","A1","LCA","Greater Bay Area",2027,1,"WORST DAY","11",1.0271081924438477,1]
["A1LCAGreater Bay Area20271WORST DAY12","A1","LCA","Greater Bay Area",2027,1,"WORST DAY","12",1.0272878408432007,1]
["A1LCAGreater Bay Area20271WORST DAY13","A1","LCA","Greater Bay Area",2027,1,"WORST DAY","13",1.0261853933334351,1]
["A1LCAGreater Bay Area20271WORST DAY14","A1","LCA","Greater Bay Area",2027,1,"WORST DAY","14",1.024652361869812,1]
["A1LCAGreater Bay Area20271WORST DAY15","A1","LCA","Greater Bay Area",2027,1,"WORST DAY","15",1.0236548185348511,1]
["A1LCAGreater Bay Area20271WORST DAY16","A1","LCA","Greater Bay Area",2027,1,"WORST DAY","16",1.0243529081344604,1]
["A1LCAGreater Bay Area20271WORST DAY17","A1","LCA","Greater Bay Area",2027,1,"WORST DAY","17",1.024526834487915,1]
["A1LCAGreater Bay Area20271WORST DAY18","A1","LCA","Greater Bay Area",2027,1,"WORST DAY","18",1.0226489305496216,1]
["A1LCAGreater Bay Area20271WORST DAY19","A1","LCA","Greater Bay Area",2027,1,"WORST DAY","19",1.0195362567901611,1]
["A1LCAGreater Bay Area20271WORST DAY20","A1","LCA","Greater Bay Area",2027,1,"WORST DAY","20",1.0201494693756104,1]
["A1LCAGreater Bay Area20271WORST DAY21","A1","LCA","Greater Bay Area",2027,1,"WORST DAY","21",1.0221850872039795,1]
["A1LCAGreater Bay Area20271WORST DAY22","A1","LCA","Greater Bay Area",2027,1,"WORST DAY","22",1.025432825088501,1]
["A1LCAGreater Bay Area20271WORST DAY23","A1","LCA","Greater Bay Area",2027,1,"WORST DAY","23",1.0274959802627563,1]
["A1LCAGreater Bay Area20271WORST DAY24","A1","LCA","Greater Bay Area",2027,1,"WORST DAY","24",1.0295597314834595,1]
["A1LCAGreater Bay Area20272WORST DAY01","A1","LCA","Greater Bay Area",2027,2,"WORST DAY","01",1.0266145467758179,1]
["A1LCAGreater Bay Area20272WORST DAY02","A1","LCA","Greater Bay Area",2027,2,"WORST DAY","02",1.0266977548599243,1]
["A1LCAGreater Bay Area20272WORST DAY03","A1","LCA","Greater Bay Area",2027,2,"WORST DAY","03",1.0273936986923218,1]
["A1LCAGreater Bay Area20272WORST DAY04","A1","LCA","Greater Bay Area",2027,2,"WORST DAY","04",1.0274461507797241,1]
["A1LCAGreater Bay Area20272WORST DAY05","A1","LCA","Greater Bay Area",2027,2,"WORST DAY","05",1.0279918909072876,1]
["A1LCAGreater Bay Area20272WORST DAY06","A1","LCA","Greater Bay Area",2027,2,"WORST DAY","06",1.0250388383865356,1]
["A1LCAGreater Bay Area20272WORST DAY07","A1","LCA","Greater Bay Area",2027,2,"WORST DAY","07",1.0279581546783447,1]
["A1LCAGreater Bay Area20272WORST DAY08","A1","LCA","Greater Bay Area",2027,2,"WORST DAY","08",1.0290672779083252,1]
["A1LCAGreater Bay Area20272WORST DAY09","A1","LCA","Greater Bay Area",2027,2,"WORST DAY","09",1.0276795625686646,1]
["A1LCAGreater Bay Area20272WORST DAY10","A1","LCA","Greater Bay Area",2027,2,"WORST DAY","10",1.0245392322540283,1]
["A1LCAGreater Bay Area20272WORST DAY11","A1","LCA","Greater Bay Area",2027,2,"WORST DAY","11",1.0244653224945068,1]
["A1LCAGreater Bay Area20272WORST DAY12","A1","LCA","Greater Bay Area",2027,2,"WORST DAY","12",1.0247806310653687,1]
["A1LCAGreater Bay Area20272WORST DAY13","A1","LCA","Greater Bay Area",2027,2,"WORST DAY","13",1.0238238573074341,1]
["A1LCAGreater Bay Area20272WORST DAY14","A1","LCA","Greater Bay Area",2027,2,"WORST DAY","14",1.0222995281219482,1]
["A1LCAGreater Bay Area20272WORST DAY15","A1","LCA","Greater Bay Area",2027,2,"WORST DAY","15",1.0212243795394897,1]
["A1LCAGreater Bay Area20272WORST DAY16","A1","LCA","Greater Bay Area",2027,2,"WORST DAY","16",1.0220956802368164,1]
["A1LCAGreater Bay Area20272WORST DAY17","A1","LCA","Greater Bay Area",2027,2,"WORST DAY","17",1.0222864151000977,1]
["A1LCAGreater Bay Area20272WORST DAY18","A1","LCA","Greater Bay Area",2027,2,"WORST DAY","18",1.0203143358230591,1]
["A1LCAGreater Bay Area20272WORST DAY19","A1","LCA","Greater Bay Area",2027,2,"WORST DAY","19",1.0170180797576904,1]
["A1LCAGreater Bay Area20272WORST DAY20","A1","LCA","Greater Bay Area",2027,2,"WORST DAY","20",1.0176906585693359,1]
["A1LCAGreater Bay Area20272WORST DAY21","A1","LCA","Greater Bay Area",2027,2,"WORST DAY","21",1.0201245546340942,1]
["A1LCAGreater Bay Area20272WORST DAY22","A1","LCA","Greater Bay Area",2027,2,"WORST DAY","22",1.0236649513244629,1]
["A1LCAGreater Bay Area20272WORST DAY23","A1","LCA","Greater Bay Area",2027,2,"WORST DAY","23",1.0260865688323975,1]
["A1LCAGreater Bay Area20272WORST DAY24","A1","LCA","Greater Bay Area",2027,2,"WORST DAY","24",1.0283135175704956,1]
["A1LCAGreater Bay Area20273WORST DAY01","A1","LCA","Greater Bay Area",2027,3,"WORST DAY","01",0.96568000316619873,1]
["A1LCAGreater Bay Area20273WORST DAY02","A1","LCA","Greater Bay Area",2027,3,"WORST DAY","02",0.96472209692001343,1]
["A1LCAGreater Bay Area20273WORST DAY03","A1","LCA","Greater Bay Area",2027,3,"WORST DAY","03",0.96459650993347168,1]
["A1LCAGreater Bay Area20273WORST DAY04","A1","LCA","Greater Bay Area",2027,3,"WORST DAY","04",0.96449583768844604,1]
["A1LCAGreater Bay Area20273WORST DAY05","A1","LCA","Greater Bay Area",2027,3,"WORST DAY","05",0.96620374917984009,1]
["A1LCAGreater Bay Area20273WORST DAY06","A1","LCA","Greater Bay Area",2027,3,"WORST DAY","06",0.96755141019821167,1]
["A1LCAGreater Bay Area20273WORST DAY07","A1","LCA","Greater Bay Area",2027,3,"WORST DAY","07",0.97610765695571899,1]
["A1LCAGreater Bay Area20273WORST DAY08","A1","LCA","Greater Bay Area",2027,3,"WORST DAY","08",0.98125201463699341,1]
["A1LCAGreater Bay Area20273WORST DAY09","A1","LCA","Greater Bay Area",2027,3,"WORST DAY","09",0.98370271921157837,1]
["A1LCAGreater Bay Area20273WORST DAY10","A1","LCA","Greater Bay Area",2027,3,"WORST DAY","10",0.98385721445083618,1]
["A1LCAGreater Bay Area20273WORST DAY11","A1","LCA","Greater Bay Area",2027,3,"WORST DAY","11",0.98391133546829224,1]
["A1LCAGreater Bay Area20273WORST DAY12","A1","LCA","Greater Bay Area",2027,3,"WORST DAY","12",0.98392802476882935,1]
["A1LCAGreater Bay Area20273WORST DAY13","A1","LCA","Greater Bay Area",2027,3,"WORST DAY","13",0.98200523853302002,1]
["A1LCAGreater Bay Area20273WORST DAY14","A1","LCA","Greater Bay Area",2027,3,"WORST DAY","14",0.98072642087936401,1]
["A1LCAGreater Bay Area20273WORST DAY15","A1","LCA","Greater Bay Area",2027,3,"WORST DAY","15",0.97985547780990601,1]
["A1LCAGreater Bay Area20273WORST DAY16","A1","LCA","Greater Bay Area",2027,3,"WORST DAY","16",0.98008596897125244,1]
["A1LCAGreater Bay Area20273WORST DAY17","A1","LCA","Greater Bay Area",2027,3,"WORST DAY","17",0.98001497983932495,1]
["A1LCAGreater Bay Area20273WORST DAY18","A1","LCA","Greater Bay Area",2027,3,"WORST DAY","18",0.97650516033172607,1]
["A1LCAGreater Bay Area20273WORST DAY19","A1","LCA","Greater Bay Area",2027,3,"WORST DAY","19",0.97032046318054199,1]
["A1LCAGreater Bay Area20273WORST DAY20","A1","LCA","Greater Bay Area",2027,3,"WORST DAY","20",0.96961897611618042,1]
["A1LCAGreater Bay Area20273WORST DAY21","A1","LCA","Greater Bay Area",2027,3,"WORST DAY","21",0.96846431493759155,1]
["A1LCAGreater Bay Area20273WORST DAY22","A1","LCA","Greater Bay Area",2027,3,"WORST DAY","22",0.97022116184234619,1]
["A1LCAGreater Bay Area20273WORST DAY23","A1","LCA","Greater Bay Area",2027,3,"WORST DAY","23",0.96915686130523682,1]
["A1LCAGreater Bay Area20273WORST DAY24","A1","LCA","Greater Bay Area",2027,3,"WORST DAY","24",0.96841925382614136,1]
["A1LCAGreater Bay Area20274WORST DAY01","A1","LCA","Greater Bay Area",2027,4,"WORST DAY","01",0.96508419513702393,1]
["A1LCAGreater Bay Area20274WORST DAY02","A1","LCA","Greater Bay Area",2027,4,"WORST DAY","02",0.9640917181968689,1]
["A1LCAGreater Bay Area20274WORST DAY03","A1","LCA","Greater Bay Area",2027,4,"WORST DAY","03",0.9638749361038208,1]
["A1LCAGreater Bay Area20274WORST DAY04","A1","LCA","Greater Bay Area",2027,4,"WORST DAY","04",0.96356600522994995,1]
["A1LCAGreater Bay Area20274WORST DAY05","A1","LCA","Greater Bay Area",2027,4,"WORST DAY","05",0.96558481454849243,1]
["A1LCAGreater Bay Area20274WORST DAY06","A1","LCA","Greater Bay Area",2027,4,"WORST DAY","06",0.96700489521026611,1]
["A1LCAGreater Bay Area20274WORST DAY07","A1","LCA","Greater Bay Area",2027,4,"WORST DAY","07",0.97481542825698853,1]
["A1LCAGreater Bay Area20274WORST DAY08","A1","LCA","Greater Bay Area",2027,4,"WORST DAY","08",0.98110795021057129,1]
["A1LCAGreater Bay Area20274WORST DAY09","A1","LCA","Greater Bay Area",2027,4,"WORST DAY","09",0.98272383213043213,1]
["A1LCAGreater Bay Area20274WORST DAY10","A1","LCA","Greater Bay Area",2027,4,"WORST DAY","10",0.98305356502532959,1]
["A1LCAGreater Bay Area20274WORST DAY11","A1","LCA","Greater Bay Area",2027,4,"WORST DAY","11",0.98327857255935669,1]
["A1LCAGreater Bay Area20274WORST DAY12","A1","LCA","Greater Bay Area",2027,4,"WORST DAY","12",0.9849236011505127,1]
["A1LCAGreater Bay Area20274WORST DAY13","A1","LCA","Greater Bay Area",2027,4,"WORST DAY","13",0.98417866230010986,1]
["A1LCAGreater Bay Area20274WORST DAY14","A1","LCA","Greater Bay Area",2027,4,"WORST DAY","14",0.98348754644393921,1]
["A1LCAGreater Bay Area20274WORST DAY15","A1","LCA","Greater Bay Area",2027,4,"WORST DAY","15",0.98324912786483765,1]
["A1LCAGreater Bay Area20274WORST DAY16","A1","LCA","Greater Bay Area",2027,4,"WORST DAY","16",0.98164516687393188,1]
["A1LCAGreater Bay Area20274WORST DAY17","A1","LCA","Greater Bay Area",2027,4,"WORST DAY","17",0.98052108287811279,1]
["A1LCAGreater Bay Area20274WORST DAY18","A1","LCA","Greater Bay Area",2027,4,"WORST DAY","18",0.97733110189437866,1]
["A1LCAGreater Bay Area20274WORST DAY19","A1","LCA","Greater Bay Area",2027,4,"WORST DAY","19",0.96992343664169312,1]
["A1LCAGreater Bay Area20274WORST DAY20","A1","LCA","Greater Bay Area",2027,4,"WORST DAY","20",0.96840971708297729,1]
["A1LCAGreater Bay Area20274WORST DAY21","A1","LCA","Greater Bay Area",2027,4,"WORST DAY","21",0.96712231636047363,1]
["A1LCAGreater Bay Area20274WORST DAY22","A1","LCA","Greater Bay Area",2027,4,"WORST DAY","22",0.96902042627334595,1]
["A1LCAGreater Bay Area20274WORST DAY23","A1","LCA","Greater Bay Area",2027,4,"WORST DAY","23",0.96825665235519409,1]
["A1LCAGreater Bay Area20274WORST DAY24","A1","LCA","Greater Bay Area",2027,4,"WORST DAY","24",0.9672008752822876,1]
["A1LCAGreater Bay Area20275WORST DAY01","A1","LCA","Greater Bay Area",2027,5,"WORST DAY","01",0.96320521831512451,1]
["A1LCAGreater Bay Area20275WORST DAY02","A1","LCA","Greater Bay Area",2027,5,"WORST DAY","02",0.96220529079437256,1]
["A1LCAGreater Bay Area20275WORST DAY03","A1","LCA","Greater Bay Area",2027,5,"WORST DAY","03",0.96187281608581543,1]
["A1LCAGreater Bay Area20275WORST DAY04","A1","LCA","Greater Bay Area",2027,5,"WORST DAY","04",0.96166419982910156,1]
["A1LCAGreater Bay Area20275WORST DAY05","A1","LCA","Greater Bay Area",2027,5,"WORST DAY","05",0.96383810043334961,1]
["A1LCAGreater Bay Area20275WORST DAY06","A1","LCA","Greater Bay Area",2027,5,"WORST DAY","06",0.96534109115600586,1]
["A1LCAGreater Bay Area20275WORST DAY07","A1","LCA","Greater Bay Area",2027,5,"WORST DAY","07",0.97341108322143555,1]
["A1LCAGreater Bay Area20275WORST DAY08","A1","LCA","Greater Bay Area",2027,5,"WORST DAY","08",0.97992724180221558,1]
["A1LCAGreater Bay Area20275WORST DAY09","A1","LCA","Greater Bay Area",2027,5,"WORST DAY","09",0.9811667799949646,1]
["A1LCAGreater Bay Area20275WORST DAY10","A1","LCA","Greater Bay Area",2027,5,"WORST DAY","10",0.98108106851577759,1]
["A1LCAGreater Bay Area20275WORST DAY11","A1","LCA","Greater Bay Area",2027,5,"WORST DAY","11",0.98087292909622192,1]
["A1LCAGreater Bay Area20275WORST DAY12","A1","LCA","Greater Bay Area",2027,5,"WORST DAY","12",0.98294806480407715,1]
["A1LCAGreater Bay Area20275WORST DAY13","A1","LCA","Greater Bay Area",2027,5,"WORST DAY","13",0.98218393325805664,1]
["A1LCAGreater Bay Area20275WORST DAY14","A1","LCA","Greater Bay Area",2027,5,"WORST DAY","14",0.9814792275428772,1]
["A1LCAGreater Bay Area20275WORST DAY15","A1","LCA","Greater Bay Area",2027,5,"WORST DAY","15",0.98133689165115356,1]
["A1LCAGreater Bay Area20275WORST DAY16","A1","LCA","Greater Bay Area",2027,5,"WORST DAY","16",0.98018729686737061,1]
["A1LCAGreater Bay Area20275WORST DAY17","A1","LCA","Greater Bay Area",2027,5,"WORST DAY","17",0.97929108142852783,1]
["A1LCAGreater Bay Area20275WORST DAY18","A1","LCA","Greater Bay Area",2027,5,"WORST DAY","18",0.97630470991134644,0.97630470991134644]
["A1LCAGreater Bay Area20275WORST DAY19","A1","LCA","Greater Bay Area",2027,5,"WORST DAY","19",0.96902382373809814,0.96902382373809814]
["A1LCAGreater Bay Area20275WORST DAY20","A1","LCA","Greater Bay Area",2027,5,"WORST DAY","20",0.96717900037765503,0.96717900037765503]
["A1LCAGreater Bay Area20275WORST DAY21","A1","LCA","Greater Bay Area",2027,5,"WORST DAY","21",0.96620982885360718,0.96620982885360718]
["A1LCAGreater Bay Area20275WORST DAY22","A1","LCA","Greater Bay Area",2027,5,"WORST DAY","22",0.96821826696395874,0.96821826696395874]
["A1LCAGreater Bay Area20275WORST DAY23","A1","LCA","Greater Bay Area",2027,5,"WORST DAY","23",0.96735990047454834,1]
["A1LCAGreater Bay Area20275WORST DAY24","A1","LCA","Greater Bay Area",2027,5,"WORST DAY","24",0.96628159284591675,1]
["A1LCAGreater Bay Area20276WORST DAY01","A1","LCA","Greater Bay Area",2027,6,"WORST DAY","01",0.96653932332992554,1]
["A1LCAGreater Bay Area20276WORST DAY02","A1","LCA","Greater Bay Area",2027,6,"WORST DAY","02",0.96559298038482666,1]
["A1LCAGreater Bay Area20276WORST DAY03","A1","LCA","Greater Bay Area",2027,6,"WORST DAY","03",0.96529024839401245,1]
["A1LCAGreater Bay Area20276WORST DAY04","A1","LCA","Greater Bay Area",2027,6,"WORST DAY","04",0.96512144804000854,1]
["A1LCAGreater Bay Area20276WORST DAY05","A1","LCA","Greater Bay Area",2027,6,"WORST DAY","05",0.96761012077331543,1]
["A1LCAGreater Bay Area20276WORST DAY06","A1","LCA","Greater Bay Area",2027,6,"WORST DAY","06",0.96898704767227173,1]
["A1LCAGreater Bay Area20276WORST DAY07","A1","LCA","Greater Bay Area",2027,6,"WORST DAY","07",0.97693157196044922,1]
["A1LCAGreater Bay Area20276WORST DAY08","A1","LCA","Greater Bay Area",2027,6,"WORST DAY","08",0.98402339220046997,1]
["A1LCAGreater Bay Area20276WORST DAY09","A1","LCA","Greater Bay Area",2027,6,"WORST DAY","09",0.98461836576461792,1]
["A1LCAGreater Bay Area20276WORST DAY10","A1","LCA","Greater Bay Area",2027,6,"WORST DAY","10",0.98416596651077271,1]
["A1LCAGreater Bay Area20276WORST DAY11","A1","LCA","Greater Bay Area",2027,6,"WORST DAY","11",0.98368042707443237,1]
["A1LCAGreater Bay Area20276WORST DAY12","A1","LCA","Greater Bay Area",2027,6,"WORST DAY","12",0.98643165826797485,1]
["A1LCAGreater Bay Area20276WORST DAY13","A1","LCA","Greater Bay Area",2027,6,"WORST DAY","13",0.9859197735786438,1]
["A1LCAGreater Bay Area20276WORST DAY14","A1","LCA","Greater Bay Area",2027,6,"WORST DAY","14",0.98535388708114624,1]
["A1LCAGreater Bay Area20276WORST DAY15","A1","LCA","Greater Bay Area",2027,6,"WORST DAY","15",0.98539572954177856,1]
["A1LCAGreater Bay Area20276WORST DAY16","A1","LCA","Greater Bay Area",2027,6,"WORST DAY","16",0.98369580507278442,1]
["A1LCAGreater Bay Area20276WORST DAY17","A1","LCA","Greater Bay Area",2027,6,"WORST DAY","17",0.98247194290161133,0.98247194290161133]
["A1LCAGreater Bay Area20276WORST DAY18","A1","LCA","Greater Bay Area",2027,6,"WORST DAY","18",0.97988212108612061,0.97988212108612061]
["A1LCAGreater Bay Area20276WORST DAY19","A1","LCA","Greater Bay Area",2027,6,"WORST DAY","19",0.97213608026504517,0.97213608026504517]
["A1LCAGreater Bay Area20276WORST DAY20","A1","LCA","Greater Bay Area",2027,6,"WORST DAY","20",0.96985077857971191,0.96985077857971191]
["A1LCAGreater Bay Area20276WORST DAY21","A1","LCA","Greater Bay Area",2027,6,"WORST DAY","21",0.96924400329589844,0.96924400329589844]
["A1LCAGreater Bay Area20276WORST DAY22","A1","LCA","Greater Bay Area",2027,6,"WORST DAY","22",0.97160232067108154,1]
["A1LCAGreater Bay Area20276WORST DAY23","A1","LCA","Greater Bay Area",2027,6,"WORST DAY","23",0.97098851203918457,1]
["A1LCAGreater Bay Area20276WORST DAY24","A1","LCA","Greater Bay Area",2027,6,"WORST DAY","24",0.96999061107635498,1]
["A1LCAGreater Bay Area20277WORST DAY01","A1","LCA","Greater Bay Area",2027,7,"WORST DAY","01",0.9908873438835144,1]
["A1LCAGreater Bay Area20277WORST DAY02","A1","LCA","Greater Bay Area",2027,7,"WORST DAY","02",0.99034309387207031,1]
["A1LCAGreater Bay Area20277WORST DAY03","A1","LCA","Greater Bay Area",2027,7,"WORST DAY","03",0.99053657054901123,1]
["A1LCAGreater Bay Area20277WORST DAY04","A1","LCA","Greater Bay Area",2027,7,"WORST DAY","04",0.99025845527648926,1]
["A1LCAGreater Bay Area20277WORST DAY05","A1","LCA","Greater Bay Area",2027,7,"WORST DAY","05",0.99232345819473267,1]
["A1LCAGreater Bay Area20277WORST DAY06","A1","LCA","Greater Bay Area",2027,7,"WORST DAY","06",0.9929654598236084,1]
["A1LCAGreater Bay Area20277WORST DAY07","A1","LCA","Greater Bay Area",2027,7,"WORST DAY","07",0.99961870908737183,1]
["A1LCAGreater Bay Area20277WORST DAY08","A1","LCA","Greater Bay Area",2027,7,"WORST DAY","08",1.0050426721572876,1]
["A1LCAGreater Bay Area20277WORST DAY09","A1","LCA","Greater Bay Area",2027,7,"WORST DAY","09",1.0054963827133179,1]
["A1LCAGreater Bay Area20277WORST DAY10","A1","LCA","Greater Bay Area",2027,7,"WORST DAY","10",1.0051897764205933,1]
["A1LCAGreater Bay Area20277WORST DAY11","A1","LCA","Greater Bay Area",2027,7,"WORST DAY","11",1.0045126676559448,1]
["A1LCAGreater Bay Area20277WORST DAY12","A1","LCA","Greater Bay Area",2027,7,"WORST DAY","12",1.0064529180526733,1]
["A1LCAGreater Bay Area20277WORST DAY13","A1","LCA","Greater Bay Area",2027,7,"WORST DAY","13",1.005357027053833,1]
["A1LCAGreater Bay Area20277WORST DAY14","A1","LCA","Greater Bay Area",2027,7,"WORST DAY","14",1.0045807361602783,1]
["A1LCAGreater Bay Area20277WORST DAY15","A1","LCA","Greater Bay Area",2027,7,"WORST DAY","15",1.004326343536377,1]
["A1LCAGreater Bay Area20277WORST DAY16","A1","LCA","Greater Bay Area",2027,7,"WORST DAY","16",1.0026494264602661,1]
["A1LCAGreater Bay Area20277WORST DAY17","A1","LCA","Greater Bay Area",2027,7,"WORST DAY","17",1.00159752368927,1.00159752368927]
["A1LCAGreater Bay Area20277WORST DAY18","A1","LCA","Greater Bay Area",2027,7,"WORST DAY","18",0.99934029579162598,0.99934029579162598]
["A1LCAGreater Bay Area20277WORST DAY19","A1","LCA","Greater Bay Area",2027,7,"WORST DAY","19",0.99266940355300903,0.99266940355300903]
["A1LCAGreater Bay Area20277WORST DAY20","A1","LCA","Greater Bay Area",2027,7,"WORST DAY","20",0.99097073078155518,0.99097073078155518]
["A1LCAGreater Bay Area20277WORST DAY21","A1","LCA","Greater Bay Area",2027,7,"WORST DAY","21",0.99063962697982788,0.99063962697982788]
["A1LCAGreater Bay Area20277WORST DAY22","A1","LCA","Greater Bay Area",2027,7,"WORST DAY","22",0.99338281154632568,1]
["A1LCAGreater Bay Area20277WORST DAY23","A1","LCA","Greater Bay Area",2027,7,"WORST DAY","23",0.99327290058135986,1]
["A1LCAGreater Bay Area20277WORST DAY24","A1","LCA","Greater Bay Area",2027,7,"WORST DAY","24",0.99281346797943115,1]
["A1LCAGreater Bay Area20278WORST DAY01","A1","LCA","Greater Bay Area",2027,8,"WORST DAY","01",0.9904511570930481,1]
["A1LCAGreater Bay Area20278WORST DAY02","A1","LCA","Greater Bay Area",2027,8,"WORST DAY","02",0.98986726999282837,1]
["A1LCAGreater Bay Area20278WORST DAY03","A1","LCA","Greater Bay Area",2027,8,"WORST DAY","03",0.98996484279632568,1]
["A1LCAGreater Bay Area20278WORST DAY04","A1","LCA","Greater Bay Area",2027,8,"WORST DAY","04",0.98981380462646484,1]
["A1LCAGreater Bay Area20278WORST DAY05","A1","LCA","Greater Bay Area",2027,8,"WORST DAY","05",0.99192464351654053,1]
["A1LCAGreater Bay Area20278WORST DAY06","A1","LCA","Greater Bay Area",2027,8,"WORST DAY","06",0.99306249618530273,1]
["A1LCAGreater Bay Area20278WORST DAY07","A1","LCA","Greater Bay Area",2027,8,"WORST DAY","07",1.0004557371139526,1]
["A1LCAGreater Bay Area20278WORST DAY08","A1","LCA","Greater Bay Area",2027,8,"WORST DAY","08",1.0064064264297485,1]
["A1LCAGreater Bay Area20278WORST DAY09","A1","LCA","Greater Bay Area",2027,8,"WORST DAY","09",1.0074533224105835,1]
["A1LCAGreater Bay Area20278WORST DAY10","A1","LCA","Greater Bay Area",2027,8,"WORST DAY","10",1.0077900886535645,1]
["A1LCAGreater Bay Area20278WORST DAY11","A1","LCA","Greater Bay Area",2027,8,"WORST DAY","11",1.0076495409011841,1]
["A1LCAGreater Bay Area20278WORST DAY12","A1","LCA","Greater Bay Area",2027,8,"WORST DAY","12",1.0098056793212891,1]
["A1LCAGreater Bay Area20278WORST DAY13","A1","LCA","Greater Bay Area",2027,8,"WORST DAY","13",1.0091677904129028,1]
["A1LCAGreater Bay Area20278WORST DAY14","A1","LCA","Greater Bay Area",2027,8,"WORST DAY","14",1.0087096691131592,1]
["A1LCAGreater Bay Area20278WORST DAY15","A1","LCA","Greater Bay Area",2027,8,"WORST DAY","15",1.0085608959197998,1]
["A1LCAGreater Bay Area20278WORST DAY16","A1","LCA","Greater Bay Area",2027,8,"WORST DAY","16",1.0071262121200562,1]
["A1LCAGreater Bay Area20278WORST DAY17","A1","LCA","Greater Bay Area",2027,8,"WORST DAY","17",1.0060011148452759,1.0060011148452759]
["A1LCAGreater Bay Area20278WORST DAY18","A1","LCA","Greater Bay Area",2027,8,"WORST DAY","18",1.0031740665435791,1.0031740665435791]
["A1LCAGreater Bay Area20278WORST DAY19","A1","LCA","Greater Bay Area",2027,8,"WORST DAY","19",0.99556612968444824,0.99556612968444824]
["A1LCAGreater Bay Area20278WORST DAY20","A1","LCA","Greater Bay Area",2027,8,"WORST DAY","20",0.99321413040161133,0.9932141900062561]
["A1LCAGreater Bay Area20278WORST DAY21","A1","LCA","Greater Bay Area",2027,8,"WORST DAY","21",0.99227356910705566,0.99227356910705566]
["A1LCAGreater Bay Area20278WORST DAY22","A1","LCA","Greater Bay Area",2027,8,"WORST DAY","22",0.99434459209442139,1]
["A1LCAGreater Bay Area20278WORST DAY23","A1","LCA","Greater Bay Area",2027,8,"WORST DAY","23",0.99382930994033813,1]
["A1LCAGreater Bay Area20278WORST DAY24","A1","LCA","Greater Bay Area",2027,8,"WORST DAY","24",0.99308288097381592,1]
["A1LCAGreater Bay Area20279WORST DAY01","A1","LCA","Greater Bay Area",2027,9,"WORST DAY","01",0.99548327922821045,1]
["A1LCAGreater Bay Area20279WORST DAY02","A1","LCA","Greater Bay Area",2027,9,"WORST DAY","02",0.99501895904541016,1]
["A1LCAGreater Bay Area20279WORST DAY03","A1","LCA","Greater Bay Area",2027,9,"WORST DAY","03",0.99510788917541504,1]
["A1LCAGreater Bay Area20279WORST DAY04","A1","LCA","Greater Bay Area",2027,9,"WORST DAY","04",0.99482369422912598,1]
["A1LCAGreater Bay Area20279WORST DAY05","A1","LCA","Greater Bay Area",2027,9,"WORST DAY","05",0.99666523933410645,1]
["A1LCAGreater Bay Area20279WORST DAY06","A1","LCA","Greater Bay Area",2027,9,"WORST DAY","06",0.99729955196380615,1]
["A1LCAGreater Bay Area20279WORST DAY07","A1","LCA","Greater Bay Area",2027,9,"WORST DAY","07",1.0035359859466553,1]
["A1LCAGreater Bay Area20279WORST DAY08","A1","LCA","Greater Bay Area",2027,9,"WORST DAY","08",1.0087679624557495,1]
["A1LCAGreater Bay Area20279WORST DAY09","A1","LCA","Greater Bay Area",2027,9,"WORST DAY","09",1.009432315826416,1]
["A1LCAGreater Bay Area20279WORST DAY10","A1","LCA","Greater Bay Area",2027,9,"WORST DAY","10",1.0094653367996216,1]
["A1LCAGreater Bay Area20279WORST DAY11","A1","LCA","Greater Bay Area",2027,9,"WORST DAY","11",1.0093384981155396,1]
["A1LCAGreater Bay Area20279WORST DAY12","A1","LCA","Greater Bay Area",2027,9,"WORST DAY","12",1.0110732316970825,1]
["A1LCAGreater Bay Area20279WORST DAY13","A1","LCA","Greater Bay Area",2027,9,"WORST DAY","13",1.010431170463562,1]
["A1LCAGreater Bay Area20279WORST DAY14","A1","LCA","Greater Bay Area",2027,9,"WORST DAY","14",1.0098998546600342,1]
["A1LCAGreater Bay Area20279WORST DAY15","A1","LCA","Greater Bay Area",2027,9,"WORST DAY","15",1.0096757411956787,1]
["A1LCAGreater Bay Area20279WORST DAY16","A1","LCA","Greater Bay Area",2027,9,"WORST DAY","16",1.0080034732818604,1]
["A1LCAGreater Bay Area20279WORST DAY17","A1","LCA","Greater Bay Area",2027,9,"WORST DAY","17",1.006860613822937,1.006860613822937]
["A1LCAGreater Bay Area20279WORST DAY18","A1","LCA","Greater Bay Area",2027,9,"WORST DAY","18",1.0043691396713257,1.0043691396713257]
["A1LCAGreater Bay Area20279WORST DAY19","A1","LCA","Greater Bay Area",2027,9,"WORST DAY","19",0.99790185689926147,0.99790185689926147]
["A1LCAGreater Bay Area20279WORST DAY20","A1","LCA","Greater Bay Area",2027,9,"WORST DAY","20",0.99590182304382324,0.99590182304382324]
["A1LCAGreater Bay Area20279WORST DAY21","A1","LCA","Greater Bay Area",2027,9,"WORST DAY","21",0.99524170160293579,0.99524170160293579]
["A1LCAGreater Bay Area20279WORST DAY22","A1","LCA","Greater Bay Area",2027,9,"WORST DAY","22",0.99768877029418945,1]
["A1LCAGreater Bay Area20279WORST DAY23","A1","LCA","Greater Bay Area",2027,9,"WORST DAY","23",0.99766522645950317,1]
["A1LCAGreater Bay Area20279WORST DAY24","A1","LCA","Greater Bay Area",2027,9,"WORST DAY","24",0.99717777967453003,1]
["A1LCAGreater Bay Area202710WORST DAY01","A1","LCA","Greater Bay Area",2027,10,"WORST DAY","01",1.0064760446548462,1]
["A1LCAGreater Bay Area202710WORST DAY02","A1","LCA","Greater Bay Area",2027,10,"WORST DAY","02",1.00617516040802,1]
["A1LCAGreater Bay Area202710WORST DAY03","A1","LCA","Greater Bay Area",2027,10,"WORST DAY","03",1.0063409805297852,1]
["A1LCAGreater Bay Area202710WORST DAY04","A1","LCA","Greater Bay Area",2027,10,"WORST DAY","04",1.0061712265014648,1]
["A1LCAGreater Bay Area202710WORST DAY05","A1","LCA","Greater Bay Area",2027,10,"WORST DAY","05",1.0079522132873535,1]
["A1LCAGreater Bay Area202710WORST DAY06","A1","LCA","Greater Bay Area",2027,10,"WORST DAY","06",1.0079995393753052,1]
["A1LCAGreater Bay Area202710WORST DAY07","A1","LCA","Greater Bay Area",2027,10,"WORST DAY","07",1.0136537551879883,1]
["A1LCAGreater Bay Area202710WORST DAY08","A1","LCA","Greater Bay Area",2027,10,"WORST DAY","08",1.0181034803390503,1]
["A1LCAGreater Bay Area202710WORST DAY09","A1","LCA","Greater Bay Area",2027,10,"WORST DAY","09",1.0187582969665527,1]
["A1LCAGreater Bay Area202710WORST DAY10","A1","LCA","Greater Bay Area",2027,10,"WORST DAY","10",1.0186080932617188,1]
["A1LCAGreater Bay Area202710WORST DAY11","A1","LCA","Greater Bay Area",2027,10,"WORST DAY","11",1.0185921192169189,1]
["A1LCAGreater Bay Area202710WORST DAY12","A1","LCA","Greater Bay Area",2027,10,"WORST DAY","12",1.0200680494308472,1]
["A1LCAGreater Bay Area202710WORST DAY13","A1","LCA","Greater Bay Area",2027,10,"WORST DAY","13",1.0193206071853638,1]
["A1LCAGreater Bay Area202710WORST DAY14","A1","LCA","Greater Bay Area",2027,10,"WORST DAY","14",1.0184744596481323,1]
["A1LCAGreater Bay Area202710WORST DAY15","A1","LCA","Greater Bay Area",2027,10,"WORST DAY","15",1.0179654359817505,1]
["A1LCAGreater Bay Area202710WORST DAY16","A1","LCA","Greater Bay Area",2027,10,"WORST DAY","16",1.0161640644073486,1]
["A1LCAGreater Bay Area202710WORST DAY17","A1","LCA","Greater Bay Area",2027,10,"WORST DAY","17",1.015089750289917,1.015089750289917]
["A1LCAGreater Bay Area202710WORST DAY18","A1","LCA","Greater Bay Area",2027,10,"WORST DAY","18",1.0125679969787598,1.0125679969787598]
["A1LCAGreater Bay Area202710WORST DAY19","A1","LCA","Greater Bay Area",2027,10,"WORST DAY","19",1.0060158967971802,1.0060158967971802]
["A1LCAGreater Bay Area202710WORST DAY20","A1","LCA","Greater Bay Area",2027,10,"WORST DAY","20",1.0041173696517944,1.0041173696517944]
["A1LCAGreater Bay Area202710WORST DAY21","A1","LCA","Greater Bay Area",2027,10,"WORST DAY","21",1.0037280321121216,1.0037280321121216]
["A1LCAGreater Bay Area202710WORST DAY22","A1","LCA","Greater Bay Area",2027,10,"WORST DAY","22",1.0067037343978882,1]
["A1LCAGreater Bay Area202710WORST DAY23","A1","LCA","Greater Bay Area",2027,10,"WORST DAY","23",1.0071789026260376,1]
["A1LCAGreater Bay Area202710WORST DAY24","A1","LCA","Greater Bay Area",2027,10,"WORST DAY","24",1.0071636438369751,1]
["A1LCAGreater Bay Area202711WORST DAY01","A1","LCA","Greater Bay Area",2027,11,"WORST DAY","01",1.0028775930404663,1]
["A1LCAGreater Bay Area202711WORST DAY02","A1","LCA","Greater Bay Area",2027,11,"WORST DAY","02",1.0025224685668945,1]
["A1LCAGreater Bay Area202711WORST DAY03","A1","LCA","Greater Bay Area",2027,11,"WORST DAY","03",1.0025501251220703,1]
["A1LCAGreater Bay Area202711WORST DAY04","A1","LCA","Greater Bay Area",2027,11,"WORST DAY","04",1.0028090476989746,1]
["A1LCAGreater Bay Area202711WORST DAY05","A1","LCA","Greater Bay Area",2027,11,"WORST DAY","05",1.004324197769165,1]
["A1LCAGreater Bay Area202711WORST DAY06","A1","LCA","Greater Bay Area",2027,11,"WORST DAY","06",1.0039623975753784,1]
["A1LCAGreater Bay Area202711WORST DAY07","A1","LCA","Greater Bay Area",2027,11,"WORST DAY","07",1.0091891288757324,1]
["A1LCAGreater Bay Area202711WORST DAY08","A1","LCA","Greater Bay Area",2027,11,"WORST DAY","08",1.0121347904205322,1]
["A1LCAGreater Bay Area202711WORST DAY09","A1","LCA","Greater Bay Area",2027,11,"WORST DAY","09",1.013355016708374,1]
["A1LCAGreater Bay Area202711WORST DAY10","A1","LCA","Greater Bay Area",2027,11,"WORST DAY","10",1.0127793550491333,1]
["A1LCAGreater Bay Area202711WORST DAY11","A1","LCA","Greater Bay Area",2027,11,"WORST DAY","11",1.012363076210022,1]
["A1LCAGreater Bay Area202711WORST DAY12","A1","LCA","Greater Bay Area",2027,11,"WORST DAY","12",1.0128762722015381,1]
["A1LCAGreater Bay Area202711WORST DAY13","A1","LCA","Greater Bay Area",2027,11,"WORST DAY","13",1.011210560798645,1]
["A1LCAGreater Bay Area202711WORST DAY14","A1","LCA","Greater Bay Area",2027,11,"WORST DAY","14",1.0097934007644653,1]
["A1LCAGreater Bay Area202711WORST DAY15","A1","LCA","Greater Bay Area",2027,11,"WORST DAY","15",1.008729100227356,1]
["A1LCAGreater Bay Area202711WORST DAY16","A1","LCA","Greater Bay Area",2027,11,"WORST DAY","16",1.0090585947036743,1]
["A1LCAGreater Bay Area202711WORST DAY17","A1","LCA","Greater Bay Area",2027,11,"WORST DAY","17",1.0091983079910278,1]
["A1LCAGreater Bay Area202711WORST DAY18","A1","LCA","Greater Bay Area",2027,11,"WORST DAY","18",1.0070739984512329,1]
["A1LCAGreater Bay Area202711WORST DAY19","A1","LCA","Greater Bay Area",2027,11,"WORST DAY","19",1.0024304389953613,1]
["A1LCAGreater Bay Area202711WORST DAY20","A1","LCA","Greater Bay Area",2027,11,"WORST DAY","20",1.0015021562576294,1]
["A1LCAGreater Bay Area202711WORST DAY21","A1","LCA","Greater Bay Area",2027,11,"WORST DAY","21",1.0013432502746582,1]
["A1LCAGreater Bay Area202711WORST DAY22","A1","LCA","Greater Bay Area",2027,11,"WORST DAY","22",1.004313588142395,1]
["A1LCAGreater Bay Area202711WORST DAY23","A1","LCA","Greater Bay Area",2027,11,"WORST DAY","23",1.0044835805892944,1]
["A1LCAGreater Bay Area202711WORST DAY24","A1","LCA","Greater Bay Area",2027,11,"WORST DAY","24",1.0046490430831909,1]
["A1LCAGreater Bay Area202712WORST DAY01","A1","LCA","Greater Bay Area",2027,12,"WORST DAY","01",1.0009001493453979,1]
["A1LCAGreater Bay Area202712WORST DAY02","A1","LCA","Greater Bay Area",2027,12,"WORST DAY","02",1.0006067752838135,1]
["A1LCAGreater Bay Area202712WORST DAY03","A1","LCA","Greater Bay Area",2027,12,"WORST DAY","03",1.000723123550415,1]
["A1LCAGreater Bay Area202712WORST DAY04","A1","LCA","Greater Bay Area",2027,12,"WORST DAY","04",1.0010446310043335,1]
["A1LCAGreater Bay Area202712WORST DAY05","A1","LCA","Greater Bay Area",2027,12,"WORST DAY","05",1.0024991035461426,1]
["A1LCAGreater Bay Area202712WORST DAY06","A1","LCA","Greater Bay Area",2027,12,"WORST DAY","06",1.0020021200180054,1]
["A1LCAGreater Bay Area202712WORST DAY07","A1","LCA","Greater Bay Area",2027,12,"WORST DAY","07",1.0068855285644531,1]
["A1LCAGreater Bay Area202712WORST DAY08","A1","LCA","Greater Bay Area",2027,12,"WORST DAY","08",1.0093574523925781,1]
["A1LCAGreater Bay Area202712WORST DAY09","A1","LCA","Greater Bay Area",2027,12,"WORST DAY","09",1.0104237794876099,1]
["A1LCAGreater Bay Area202712WORST DAY10","A1","LCA","Greater Bay Area",2027,12,"WORST DAY","10",1.0095791816711426,1]
["A1LCAGreater Bay Area202712WORST DAY11","A1","LCA","Greater Bay Area",2027,12,"WORST DAY","11",1.008785605430603,1]
["A1LCAGreater Bay Area202712WORST DAY12","A1","LCA","Greater Bay Area",2027,12,"WORST DAY","12",1.0089737176895142,1]
["A1LCAGreater Bay Area202712WORST DAY13","A1","LCA","Greater Bay Area",2027,12,"WORST DAY","13",1.0067893266677856,1]
["A1LCAGreater Bay Area202712WORST DAY14","A1","LCA","Greater Bay Area",2027,12,"WORST DAY","14",1.0051860809326172,1]
["A1LCAGreater Bay Area202712WORST DAY15","A1","LCA","Greater Bay Area",2027,12,"WORST DAY","15",1.0040009021759033,1]
["A1LCAGreater Bay Area202712WORST DAY16","A1","LCA","Greater Bay Area",2027,12,"WORST DAY","16",1.0046423673629761,1]
["A1LCAGreater Bay Area202712WORST DAY17","A1","LCA","Greater Bay Area",2027,12,"WORST DAY","17",1.0049839019775391,1]
["A1LCAGreater Bay Area202712WORST DAY18","A1","LCA","Greater Bay Area",2027,12,"WORST DAY","18",1.0033102035522461,1]
["A1LCAGreater Bay Area202712WORST DAY19","A1","LCA","Greater Bay Area",2027,12,"WORST DAY","19",0.99951255321502686,1]
["A1LCAGreater Bay Area202712WORST DAY20","A1","LCA","Greater Bay Area",2027,12,"WORST DAY","20",0.999073326587677,1]
["A1LCAGreater Bay Area202712WORST DAY21","A1","LCA","Greater Bay Area",2027,12,"WORST DAY","21",0.99918061494827271,1]
["A1LCAGreater Bay Area202712WORST DAY22","A1","LCA","Greater Bay Area",2027,12,"WORST DAY","22",1.002231240272522,1]
["A1LCAGreater Bay Area202712WORST DAY23","A1","LCA","Greater Bay Area",2027,12,"WORST DAY","23",1.0023802518844604,1]
["A1LCAGreater Bay Area202712WORST DAY24","A1","LCA","Greater Bay Area",2027,12,"WORST DAY","24",1.0025774240493774,1]
["A1LCAGreater Fresno Area20251WORST DAY01","A1","LCA","Greater Fresno Area",2025,1,"WORST DAY","01",1,1]
["A1LCAGreater Fresno Area20251WORST DAY02","A1","LCA","Greater Fresno Area",2025,1,"WORST DAY","02",1,1]
["A1LCAGreater Fresno Area20251WORST DAY03","A1","LCA","Greater Fresno Area",2025,1,"WORST DAY","03",1,1]
["A1LCAGreater Fresno Area20251WORST DAY04","A1","LCA","Greater Fresno Area",2025,1,"WORST DAY","04",1,1]
["A1LCAGreater Fresno Area20251WORST DAY05","A1","LCA","Greater Fresno Area",2025,1,"WORST DAY","05",1,1]
["A1LCAGreater Fresno Area20251WORST DAY06","A1","LCA","Greater Fresno Area",2025,1,"WORST DAY","06",1,1]
["A1LCAGreater Fresno Area20251WORST DAY07","A1","LCA","Greater Fresno Area",2025,1,"WORST DAY","07",1,1]
["A1LCAGreater Fresno Area20251WORST DAY08","A1","LCA","Greater Fresno Area",2025,1,"WORST DAY","08",1,1]
["A1LCAGreater Fresno Area20251WORST DAY09","A1","LCA","Greater Fresno Area",2025,1,"WORST DAY","09",1,1]
["A1LCAGreater Fresno Area20251WORST DAY10","A1","LCA","Greater Fresno Area",2025,1,"WORST DAY","10",1,1]
["A1LCAGreater Fresno Area20251WORST DAY11","A1","LCA","Greater Fresno Area",2025,1,"WORST DAY","11",1,1]
["A1LCAGreater Fresno Area20251WORST DAY12","A1","LCA","Greater Fresno Area",2025,1,"WORST DAY","12",1,1]
["A1LCAGreater Fresno Area20251WORST DAY13","A1","LCA","Greater Fresno Area",2025,1,"WORST DAY","13",1,1]
["A1LCAGreater Fresno Area20251WORST DAY14","A1","LCA","Greater Fresno Area",2025,1,"WORST DAY","14",1,1]
["A1LCAGreater Fresno Area20251WORST DAY15","A1","LCA","Greater Fresno Area",2025,1,"WORST DAY","15",1,1]
["A1LCAGreater Fresno Area20251WORST DAY16","A1","LCA","Greater Fresno Area",2025,1,"WORST DAY","16",1,1]
["A1LCAGreater Fresno Area20251WORST DAY17","A1","LCA","Greater Fresno Area",2025,1,"WORST DAY","17",1,1]
["A1LCAGreater Fresno Area20251WORST DAY18","A1","LCA","Greater Fresno Area",2025,1,"WORST DAY","18",1,1]
["A1LCAGreater Fresno Area20251WORST DAY19","A1","LCA","Greater Fresno Area",2025,1,"WORST DAY","19",1,1]
["A1LCAGreater Fresno Area20251WORST DAY20","A1","LCA","Greater Fresno Area",2025,1,"WORST DAY","20",1,1]
["A1LCAGreater Fresno Area20251WORST DAY21","A1","LCA","Greater Fresno Area",2025,1,"WORST DAY","21",1,1]
["A1LCAGreater Fresno Area20251WORST DAY22","A1","LCA","Greater Fresno Area",2025,1,"WORST DAY","22",1,1]
["A1LCAGreater Fresno Area20251WORST DAY23","A1","LCA","Greater Fresno Area",2025,1,"WORST DAY","23",1,1]
["A1LCAGreater Fresno Area20251WORST DAY24","A1","LCA","Greater Fresno Area",2025,1,"WORST DAY","24",1,1]
["A1LCAGreater Fresno Area20252WORST DAY01","A1","LCA","Greater Fresno Area",2025,2,"WORST DAY","01",1,1]
["A1LCAGreater Fresno Area20252WORST DAY02","A1","LCA","Greater Fresno Area",2025,2,"WORST DAY","02",1,1]
["A1LCAGreater Fresno Area20252WORST DAY03","A1","LCA","Greater Fresno Area",2025,2,"WORST DAY","03",1,1]
["A1LCAGreater Fresno Area20252WORST DAY04","A1","LCA","Greater Fresno Area",2025,2,"WORST DAY","04",1,1]
["A1LCAGreater Fresno Area20252WORST DAY05","A1","LCA","Greater Fresno Area",2025,2,"WORST DAY","05",1,1]
["A1LCAGreater Fresno Area20252WORST DAY06","A1","LCA","Greater Fresno Area",2025,2,"WORST DAY","06",1,1]
["A1LCAGreater Fresno Area20252WORST DAY07","A1","LCA","Greater Fresno Area",2025,2,"WORST DAY","07",1,1]
["A1LCAGreater Fresno Area20252WORST DAY08","A1","LCA","Greater Fresno Area",2025,2,"WORST DAY","08",1,1]
["A1LCAGreater Fresno Area20252WORST DAY09","A1","LCA","Greater Fresno Area",2025,2,"WORST DAY","09",1,1]
["A1LCAGreater Fresno Area20252WORST DAY10","A1","LCA","Greater Fresno Area",2025,2,"WORST DAY","10",1,1]
["A1LCAGreater Fresno Area20252WORST DAY11","A1","LCA","Greater Fresno Area",2025,2,"WORST DAY","11",1,1]
["A1LCAGreater Fresno Area20252WORST DAY12","A1","LCA","Greater Fresno Area",2025,2,"WORST DAY","12",1,1]
["A1LCAGreater Fresno Area20252WORST DAY13","A1","LCA","Greater Fresno Area",2025,2,"WORST DAY","13",1,1]
["A1LCAGreater Fresno Area20252WORST DAY14","A1","LCA","Greater Fresno Area",2025,2,"WORST DAY","14",1,1]
["A1LCAGreater Fresno Area20252WORST DAY15","A1","LCA","Greater Fresno Area",2025,2,"WORST DAY","15",1,1]
["A1LCAGreater Fresno Area20252WORST DAY16","A1","LCA","Greater Fresno Area",2025,2,"WORST DAY","16",1,1]
["A1LCAGreater Fresno Area20252WORST DAY17","A1","LCA","Greater Fresno Area",2025,2,"WORST DAY","17",1,1]
["A1LCAGreater Fresno Area20252WORST DAY18","A1","LCA","Greater Fresno Area",2025,2,"WORST DAY","18",1,1]
["A1LCAGreater Fresno Area20252WORST DAY19","A1","LCA","Greater Fresno Area",2025,2,"WORST DAY","19",1,1]
["A1LCAGreater Fresno Area20252WORST DAY20","A1","LCA","Greater Fresno Area",2025,2,"WORST DAY","20",1,1]
["A1LCAGreater Fresno Area20252WORST DAY21","A1","LCA","Greater Fresno Area",2025,2,"WORST DAY","21",1,1]
["A1LCAGreater Fresno Area20252WORST DAY22","A1","LCA","Greater Fresno Area",2025,2,"WORST DAY","22",1,1]
["A1LCAGreater Fresno Area20252WORST DAY23","A1","LCA","Greater Fresno Area",2025,2,"WORST DAY","23",1,1]
["A1LCAGreater Fresno Area20252WORST DAY24","A1","LCA","Greater Fresno Area",2025,2,"WORST DAY","24",1,1]
["A1LCAGreater Fresno Area20253WORST DAY01","A1","LCA","Greater Fresno Area",2025,3,"WORST DAY","01",1,1]
["A1LCAGreater Fresno Area20253WORST DAY02","A1","LCA","Greater Fresno Area",2025,3,"WORST DAY","02",1,1]
["A1LCAGreater Fresno Area20253WORST DAY03","A1","LCA","Greater Fresno Area",2025,3,"WORST DAY","03",1,1]
["A1LCAGreater Fresno Area20253WORST DAY04","A1","LCA","Greater Fresno Area",2025,3,"WORST DAY","04",1,1]
["A1LCAGreater Fresno Area20253WORST DAY05","A1","LCA","Greater Fresno Area",2025,3,"WORST DAY","05",1,1]
["A1LCAGreater Fresno Area20253WORST DAY06","A1","LCA","Greater Fresno Area",2025,3,"WORST DAY","06",1,1]
["A1LCAGreater Fresno Area20253WORST DAY07","A1","LCA","Greater Fresno Area",2025,3,"WORST DAY","07",1,1]
["A1LCAGreater Fresno Area20253WORST DAY08","A1","LCA","Greater Fresno Area",2025,3,"WORST DAY","08",1,1]
["A1LCAGreater Fresno Area20253WORST DAY09","A1","LCA","Greater Fresno Area",2025,3,"WORST DAY","09",1,1]
["A1LCAGreater Fresno Area20253WORST DAY10","A1","LCA","Greater Fresno Area",2025,3,"WORST DAY","10",1,1]
["A1LCAGreater Fresno Area20253WORST DAY11","A1","LCA","Greater Fresno Area",2025,3,"WORST DAY","11",1,1]
["A1LCAGreater Fresno Area20253WORST DAY12","A1","LCA","Greater Fresno Area",2025,3,"WORST DAY","12",1,1]
["A1LCAGreater Fresno Area20253WORST DAY13","A1","LCA","Greater Fresno Area",2025,3,"WORST DAY","13",1,1]
["A1LCAGreater Fresno Area20253WORST DAY14","A1","LCA","Greater Fresno Area",2025,3,"WORST DAY","14",1,1]
["A1LCAGreater Fresno Area20253WORST DAY15","A1","LCA","Greater Fresno Area",2025,3,"WORST DAY","15",1,1]
["A1LCAGreater Fresno Area20253WORST DAY16","A1","LCA","Greater Fresno Area",2025,3,"WORST DAY","16",1,1]
["A1LCAGreater Fresno Area20253WORST DAY17","A1","LCA","Greater Fresno Area",2025,3,"WORST DAY","17",1,1]
["A1LCAGreater Fresno Area20253WORST DAY18","A1","LCA","Greater Fresno Area",2025,3,"WORST DAY","18",1,1]
["A1LCAGreater Fresno Area20253WORST DAY19","A1","LCA","Greater Fresno Area",2025,3,"WORST DAY","19",1,1]
["A1LCAGreater Fresno Area20253WORST DAY20","A1","LCA","Greater Fresno Area",2025,3,"WORST DAY","20",1,1]
["A1LCAGreater Fresno Area20253WORST DAY21","A1","LCA","Greater Fresno Area",2025,3,"WORST DAY","21",1,1]
["A1LCAGreater Fresno Area20253WORST DAY22","A1","LCA","Greater Fresno Area",2025,3,"WORST DAY","22",1,1]
["A1LCAGreater Fresno Area20253WORST DAY23","A1","LCA","Greater Fresno Area",2025,3,"WORST DAY","23",1,1]
["A1LCAGreater Fresno Area20253WORST DAY24","A1","LCA","Greater Fresno Area",2025,3,"WORST DAY","24",1,1]
["A1LCAGreater Fresno Area20254WORST DAY01","A1","LCA","Greater Fresno Area",2025,4,"WORST DAY","01",1,1]
["A1LCAGreater Fresno Area20254WORST DAY02","A1","LCA","Greater Fresno Area",2025,4,"WORST DAY","02",1,1]
["A1LCAGreater Fresno Area20254WORST DAY03","A1","LCA","Greater Fresno Area",2025,4,"WORST DAY","03",1,1]
["A1LCAGreater Fresno Area20254WORST DAY04","A1","LCA","Greater Fresno Area",2025,4,"WORST DAY","04",1,1]
["A1LCAGreater Fresno Area20254WORST DAY05","A1","LCA","Greater Fresno Area",2025,4,"WORST DAY","05",1,1]
["A1LCAGreater Fresno Area20254WORST DAY06","A1","LCA","Greater Fresno Area",2025,4,"WORST DAY","06",1,1]
["A1LCAGreater Fresno Area20254WORST DAY07","A1","LCA","Greater Fresno Area",2025,4,"WORST DAY","07",1,1]
["A1LCAGreater Fresno Area20254WORST DAY08","A1","LCA","Greater Fresno Area",2025,4,"WORST DAY","08",1,1]
["A1LCAGreater Fresno Area20254WORST DAY09","A1","LCA","Greater Fresno Area",2025,4,"WORST DAY","09",1,1]
["A1LCAGreater Fresno Area20254WORST DAY10","A1","LCA","Greater Fresno Area",2025,4,"WORST DAY","10",1,1]
["A1LCAGreater Fresno Area20254WORST DAY11","A1","LCA","Greater Fresno Area",2025,4,"WORST DAY","11",1,1]
["A1LCAGreater Fresno Area20254WORST DAY12","A1","LCA","Greater Fresno Area",2025,4,"WORST DAY","12",1,1]
["A1LCAGreater Fresno Area20254WORST DAY13","A1","LCA","Greater Fresno Area",2025,4,"WORST DAY","13",1,1]
["A1LCAGreater Fresno Area20254WORST DAY14","A1","LCA","Greater Fresno Area",2025,4,"WORST DAY","14",1,1]
["A1LCAGreater Fresno Area20254WORST DAY15","A1","LCA","Greater Fresno Area",2025,4,"WORST DAY","15",1,1]
["A1LCAGreater Fresno Area20254WORST DAY16","A1","LCA","Greater Fresno Area",2025,4,"WORST DAY","16",1,1]
["A1LCAGreater Fresno Area20254WORST DAY17","A1","LCA","Greater Fresno Area",2025,4,"WORST DAY","17",1,1]
["A1LCAGreater Fresno Area20254WORST DAY18","A1","LCA","Greater Fresno Area",2025,4,"WORST DAY","18",1,1]
["A1LCAGreater Fresno Area20254WORST DAY19","A1","LCA","Greater Fresno Area",2025,4,"WORST DAY","19",1,1]
["A1LCAGreater Fresno Area20254WORST DAY20","A1","LCA","Greater Fresno Area",2025,4,"WORST DAY","20",1,1]
["A1LCAGreater Fresno Area20254WORST DAY21","A1","LCA","Greater Fresno Area",2025,4,"WORST DAY","21",1,1]
["A1LCAGreater Fresno Area20254WORST DAY22","A1","LCA","Greater Fresno Area",2025,4,"WORST DAY","22",1,1]
["A1LCAGreater Fresno Area20254WORST DAY23","A1","LCA","Greater Fresno Area",2025,4,"WORST DAY","23",1,1]
["A1LCAGreater Fresno Area20254WORST DAY24","A1","LCA","Greater Fresno Area",2025,4,"WORST DAY","24",1,1]
["A1LCAGreater Fresno Area20255WORST DAY01","A1","LCA","Greater Fresno Area",2025,5,"WORST DAY","01",1,1]
["A1LCAGreater Fresno Area20255WORST DAY02","A1","LCA","Greater Fresno Area",2025,5,"WORST DAY","02",1,1]
["A1LCAGreater Fresno Area20255WORST DAY03","A1","LCA","Greater Fresno Area",2025,5,"WORST DAY","03",1,1]
["A1LCAGreater Fresno Area20255WORST DAY04","A1","LCA","Greater Fresno Area",2025,5,"WORST DAY","04",1,1]
["A1LCAGreater Fresno Area20255WORST DAY05","A1","LCA","Greater Fresno Area",2025,5,"WORST DAY","05",1,1]
["A1LCAGreater Fresno Area20255WORST DAY06","A1","LCA","Greater Fresno Area",2025,5,"WORST DAY","06",1,1]
["A1LCAGreater Fresno Area20255WORST DAY07","A1","LCA","Greater Fresno Area",2025,5,"WORST DAY","07",1,1]
["A1LCAGreater Fresno Area20255WORST DAY08","A1","LCA","Greater Fresno Area",2025,5,"WORST DAY","08",1,1]
["A1LCAGreater Fresno Area20255WORST DAY09","A1","LCA","Greater Fresno Area",2025,5,"WORST DAY","09",1,1]
["A1LCAGreater Fresno Area20255WORST DAY10","A1","LCA","Greater Fresno Area",2025,5,"WORST DAY","10",1,1]
["A1LCAGreater Fresno Area20255WORST DAY11","A1","LCA","Greater Fresno Area",2025,5,"WORST DAY","11",1,1]
["A1LCAGreater Fresno Area20255WORST DAY12","A1","LCA","Greater Fresno Area",2025,5,"WORST DAY","12",1,1]
["A1LCAGreater Fresno Area20255WORST DAY13","A1","LCA","Greater Fresno Area",2025,5,"WORST DAY","13",1,1]
["A1LCAGreater Fresno Area20255WORST DAY14","A1","LCA","Greater Fresno Area",2025,5,"WORST DAY","14",1,1]
["A1LCAGreater Fresno Area20255WORST DAY15","A1","LCA","Greater Fresno Area",2025,5,"WORST DAY","15",1,1]
["A1LCAGreater Fresno Area20255WORST DAY16","A1","LCA","Greater Fresno Area",2025,5,"WORST DAY","16",1,1]
["A1LCAGreater Fresno Area20255WORST DAY17","A1","LCA","Greater Fresno Area",2025,5,"WORST DAY","17",1,1]
["A1LCAGreater Fresno Area20255WORST DAY18","A1","LCA","Greater Fresno Area",2025,5,"WORST DAY","18",1,1]
["A1LCAGreater Fresno Area20255WORST DAY19","A1","LCA","Greater Fresno Area",2025,5,"WORST DAY","19",1,1]
["A1LCAGreater Fresno Area20255WORST DAY20","A1","LCA","Greater Fresno Area",2025,5,"WORST DAY","20",1,1]
["A1LCAGreater Fresno Area20255WORST DAY21","A1","LCA","Greater Fresno Area",2025,5,"WORST DAY","21",1,1]
["A1LCAGreater Fresno Area20255WORST DAY22","A1","LCA","Greater Fresno Area",2025,5,"WORST DAY","22",1,1]
["A1LCAGreater Fresno Area20255WORST DAY23","A1","LCA","Greater Fresno Area",2025,5,"WORST DAY","23",1,1]
["A1LCAGreater Fresno Area20255WORST DAY24","A1","LCA","Greater Fresno Area",2025,5,"WORST DAY","24",1,1]
["A1LCAGreater Fresno Area20256WORST DAY01","A1","LCA","Greater Fresno Area",2025,6,"WORST DAY","01",1,1]
["A1LCAGreater Fresno Area20256WORST DAY02","A1","LCA","Greater Fresno Area",2025,6,"WORST DAY","02",1,1]
["A1LCAGreater Fresno Area20256WORST DAY03","A1","LCA","Greater Fresno Area",2025,6,"WORST DAY","03",1,1]
["A1LCAGreater Fresno Area20256WORST DAY04","A1","LCA","Greater Fresno Area",2025,6,"WORST DAY","04",1,1]
["A1LCAGreater Fresno Area20256WORST DAY05","A1","LCA","Greater Fresno Area",2025,6,"WORST DAY","05",1,1]
["A1LCAGreater Fresno Area20256WORST DAY06","A1","LCA","Greater Fresno Area",2025,6,"WORST DAY","06",1,1]
["A1LCAGreater Fresno Area20256WORST DAY07","A1","LCA","Greater Fresno Area",2025,6,"WORST DAY","07",1,1]
["A1LCAGreater Fresno Area20256WORST DAY08","A1","LCA","Greater Fresno Area",2025,6,"WORST DAY","08",1,1]
["A1LCAGreater Fresno Area20256WORST DAY09","A1","LCA","Greater Fresno Area",2025,6,"WORST DAY","09",1,1]
["A1LCAGreater Fresno Area20256WORST DAY10","A1","LCA","Greater Fresno Area",2025,6,"WORST DAY","10",1,1]
["A1LCAGreater Fresno Area20256WORST DAY11","A1","LCA","Greater Fresno Area",2025,6,"WORST DAY","11",1,1]
["A1LCAGreater Fresno Area20256WORST DAY12","A1","LCA","Greater Fresno Area",2025,6,"WORST DAY","12",1,1]
["A1LCAGreater Fresno Area20256WORST DAY13","A1","LCA","Greater Fresno Area",2025,6,"WORST DAY","13",1,1]
["A1LCAGreater Fresno Area20256WORST DAY14","A1","LCA","Greater Fresno Area",2025,6,"WORST DAY","14",1,1]
["A1LCAGreater Fresno Area20256WORST DAY15","A1","LCA","Greater Fresno Area",2025,6,"WORST DAY","15",1,1]
["A1LCAGreater Fresno Area20256WORST DAY16","A1","LCA","Greater Fresno Area",2025,6,"WORST DAY","16",1,1]
["A1LCAGreater Fresno Area20256WORST DAY17","A1","LCA","Greater Fresno Area",2025,6,"WORST DAY","17",1,1]
["A1LCAGreater Fresno Area20256WORST DAY18","A1","LCA","Greater Fresno Area",2025,6,"WORST DAY","18",1,1]
["A1LCAGreater Fresno Area20256WORST DAY19","A1","LCA","Greater Fresno Area",2025,6,"WORST DAY","19",1,1]
["A1LCAGreater Fresno Area20256WORST DAY20","A1","LCA","Greater Fresno Area",2025,6,"WORST DAY","20",1,1]
["A1LCAGreater Fresno Area20256WORST DAY21","A1","LCA","Greater Fresno Area",2025,6,"WORST DAY","21",1,1]
["A1LCAGreater Fresno Area20256WORST DAY22","A1","LCA","Greater Fresno Area",2025,6,"WORST DAY","22",1,1]
["A1LCAGreater Fresno Area20256WORST DAY23","A1","LCA","Greater Fresno Area",2025,6,"WORST DAY","23",1,1]
["A1LCAGreater Fresno Area20256WORST DAY24","A1","LCA","Greater Fresno Area",2025,6,"WORST DAY","24",1,1]
["A1LCAGreater Fresno Area20257WORST DAY01","A1","LCA","Greater Fresno Area",2025,7,"WORST DAY","01",1,1]
["A1LCAGreater Fresno Area20257WORST DAY02","A1","LCA","Greater Fresno Area",2025,7,"WORST DAY","02",1,1]
["A1LCAGreater Fresno Area20257WORST DAY03","A1","LCA","Greater Fresno Area",2025,7,"WORST DAY","03",1,1]
["A1LCAGreater Fresno Area20257WORST DAY04","A1","LCA","Greater Fresno Area",2025,7,"WORST DAY","04",1,1]
["A1LCAGreater Fresno Area20257WORST DAY05","A1","LCA","Greater Fresno Area",2025,7,"WORST DAY","05",1,1]
["A1LCAGreater Fresno Area20257WORST DAY06","A1","LCA","Greater Fresno Area",2025,7,"WORST DAY","06",1,1]
["A1LCAGreater Fresno Area20257WORST DAY07","A1","LCA","Greater Fresno Area",2025,7,"WORST DAY","07",1,1]
["A1LCAGreater Fresno Area20257WORST DAY08","A1","LCA","Greater Fresno Area",2025,7,"WORST DAY","08",1,1]
["A1LCAGreater Fresno Area20257WORST DAY09","A1","LCA","Greater Fresno Area",2025,7,"WORST DAY","09",1,1]
["A1LCAGreater Fresno Area20257WORST DAY10","A1","LCA","Greater Fresno Area",2025,7,"WORST DAY","10",1,1]
["A1LCAGreater Fresno Area20257WORST DAY11","A1","LCA","Greater Fresno Area",2025,7,"WORST DAY","11",1,1]
["A1LCAGreater Fresno Area20257WORST DAY12","A1","LCA","Greater Fresno Area",2025,7,"WORST DAY","12",1,1]
["A1LCAGreater Fresno Area20257WORST DAY13","A1","LCA","Greater Fresno Area",2025,7,"WORST DAY","13",1,1]
["A1LCAGreater Fresno Area20257WORST DAY14","A1","LCA","Greater Fresno Area",2025,7,"WORST DAY","14",1,1]
["A1LCAGreater Fresno Area20257WORST DAY15","A1","LCA","Greater Fresno Area",2025,7,"WORST DAY","15",1,1]
["A1LCAGreater Fresno Area20257WORST DAY16","A1","LCA","Greater Fresno Area",2025,7,"WORST DAY","16",1,1]
["A1LCAGreater Fresno Area20257WORST DAY17","A1","LCA","Greater Fresno Area",2025,7,"WORST DAY","17",1,1]
["A1LCAGreater Fresno Area20257WORST DAY18","A1","LCA","Greater Fresno Area",2025,7,"WORST DAY","18",1,1]
["A1LCAGreater Fresno Area20257WORST DAY19","A1","LCA","Greater Fresno Area",2025,7,"WORST DAY","19",1,1]
["A1LCAGreater Fresno Area20257WORST DAY20","A1","LCA","Greater Fresno Area",2025,7,"WORST DAY","20",1,1]
["A1LCAGreater Fresno Area20257WORST DAY21","A1","LCA","Greater Fresno Area",2025,7,"WORST DAY","21",1,1]
["A1LCAGreater Fresno Area20257WORST DAY22","A1","LCA","Greater Fresno Area",2025,7,"WORST DAY","22",1,1]
["A1LCAGreater Fresno Area20257WORST DAY23","A1","LCA","Greater Fresno Area",2025,7,"WORST DAY","23",1,1]
["A1LCAGreater Fresno Area20257WORST DAY24","A1","LCA","Greater Fresno Area",2025,7,"WORST DAY","24",1,1]
["A1LCAGreater Fresno Area20258WORST DAY01","A1","LCA","Greater Fresno Area",2025,8,"WORST DAY","01",1,1]
["A1LCAGreater Fresno Area20258WORST DAY02","A1","LCA","Greater Fresno Area",2025,8,"WORST DAY","02",1,1]
["A1LCAGreater Fresno Area20258WORST DAY03","A1","LCA","Greater Fresno Area",2025,8,"WORST DAY","03",1,1]
["A1LCAGreater Fresno Area20258WORST DAY04","A1","LCA","Greater Fresno Area",2025,8,"WORST DAY","04",1,1]
["A1LCAGreater Fresno Area20258WORST DAY05","A1","LCA","Greater Fresno Area",2025,8,"WORST DAY","05",1,1]
["A1LCAGreater Fresno Area20258WORST DAY06","A1","LCA","Greater Fresno Area",2025,8,"WORST DAY","06",1,1]
["A1LCAGreater Fresno Area20258WORST DAY07","A1","LCA","Greater Fresno Area",2025,8,"WORST DAY","07",1,1]
["A1LCAGreater Fresno Area20258WORST DAY08","A1","LCA","Greater Fresno Area",2025,8,"WORST DAY","08",1,1]
["A1LCAGreater Fresno Area20258WORST DAY09","A1","LCA","Greater Fresno Area",2025,8,"WORST DAY","09",1,1]
["A1LCAGreater Fresno Area20258WORST DAY10","A1","LCA","Greater Fresno Area",2025,8,"WORST DAY","10",1,1]
["A1LCAGreater Fresno Area20258WORST DAY11","A1","LCA","Greater Fresno Area",2025,8,"WORST DAY","11",1,1]
["A1LCAGreater Fresno Area20258WORST DAY12","A1","LCA","Greater Fresno Area",2025,8,"WORST DAY","12",1,1]
["A1LCAGreater Fresno Area20258WORST DAY13","A1","LCA","Greater Fresno Area",2025,8,"WORST DAY","13",1,1]
["A1LCAGreater Fresno Area20258WORST DAY14","A1","LCA","Greater Fresno Area",2025,8,"WORST DAY","14",1,1]
["A1LCAGreater Fresno Area20258WORST DAY15","A1","LCA","Greater Fresno Area",2025,8,"WORST DAY","15",1,1]
["A1LCAGreater Fresno Area20258WORST DAY16","A1","LCA","Greater Fresno Area",2025,8,"WORST DAY","16",1,1]
["A1LCAGreater Fresno Area20258WORST DAY17","A1","LCA","Greater Fresno Area",2025,8,"WORST DAY","17",1,1]
["A1LCAGreater Fresno Area20258WORST DAY18","A1","LCA","Greater Fresno Area",2025,8,"WORST DAY","18",1,1]
["A1LCAGreater Fresno Area20258WORST DAY19","A1","LCA","Greater Fresno Area",2025,8,"WORST DAY","19",1,1]
["A1LCAGreater Fresno Area20258WORST DAY20","A1","LCA","Greater Fresno Area",2025,8,"WORST DAY","20",1,1]
["A1LCAGreater Fresno Area20258WORST DAY21","A1","LCA","Greater Fresno Area",2025,8,"WORST DAY","21",1,1]
["A1LCAGreater Fresno Area20258WORST DAY22","A1","LCA","Greater Fresno Area",2025,8,"WORST DAY","22",1,1]
["A1LCAGreater Fresno Area20258WORST DAY23","A1","LCA","Greater Fresno Area",2025,8,"WORST DAY","23",1,1]
["A1LCAGreater Fresno Area20258WORST DAY24","A1","LCA","Greater Fresno Area",2025,8,"WORST DAY","24",1,1]
["A1LCAGreater Fresno Area20259WORST DAY01","A1","LCA","Greater Fresno Area",2025,9,"WORST DAY","01",1,1]
["A1LCAGreater Fresno Area20259WORST DAY02","A1","LCA","Greater Fresno Area",2025,9,"WORST DAY","02",1,1]
["A1LCAGreater Fresno Area20259WORST DAY03","A1","LCA","Greater Fresno Area",2025,9,"WORST DAY","03",1,1]
["A1LCAGreater Fresno Area20259WORST DAY04","A1","LCA","Greater Fresno Area",2025,9,"WORST DAY","04",1,1]
["A1LCAGreater Fresno Area20259WORST DAY05","A1","LCA","Greater Fresno Area",2025,9,"WORST DAY","05",1,1]
["A1LCAGreater Fresno Area20259WORST DAY06","A1","LCA","Greater Fresno Area",2025,9,"WORST DAY","06",1,1]
["A1LCAGreater Fresno Area20259WORST DAY07","A1","LCA","Greater Fresno Area",2025,9,"WORST DAY","07",1,1]
["A1LCAGreater Fresno Area20259WORST DAY08","A1","LCA","Greater Fresno Area",2025,9,"WORST DAY","08",1,1]
["A1LCAGreater Fresno Area20259WORST DAY09","A1","LCA","Greater Fresno Area",2025,9,"WORST DAY","09",1,1]
["A1LCAGreater Fresno Area20259WORST DAY10","A1","LCA","Greater Fresno Area",2025,9,"WORST DAY","10",1,1]
["A1LCAGreater Fresno Area20259WORST DAY11","A1","LCA","Greater Fresno Area",2025,9,"WORST DAY","11",1,1]
["A1LCAGreater Fresno Area20259WORST DAY12","A1","LCA","Greater Fresno Area",2025,9,"WORST DAY","12",1,1]
["A1LCAGreater Fresno Area20259WORST DAY13","A1","LCA","Greater Fresno Area",2025,9,"WORST DAY","13",1,1]
["A1LCAGreater Fresno Area20259WORST DAY14","A1","LCA","Greater Fresno Area",2025,9,"WORST DAY","14",1,1]
["A1LCAGreater Fresno Area20259WORST DAY15","A1","LCA","Greater Fresno Area",2025,9,"WORST DAY","15",1,1]
["A1LCAGreater Fresno Area20259WORST DAY16","A1","LCA","Greater Fresno Area",2025,9,"WORST DAY","16",1,1]
["A1LCAGreater Fresno Area20259WORST DAY17","A1","LCA","Greater Fresno Area",2025,9,"WORST DAY","17",1,1]
["A1LCAGreater Fresno Area20259WORST DAY18","A1","LCA","Greater Fresno Area",2025,9,"WORST DAY","18",1,1]
["A1LCAGreater Fresno Area20259WORST DAY19","A1","LCA","Greater Fresno Area",2025,9,"WORST DAY","19",1,1]
["A1LCAGreater Fresno Area20259WORST DAY20","A1","LCA","Greater Fresno Area",2025,9,"WORST DAY","20",1,1]
["A1LCAGreater Fresno Area20259WORST DAY21","A1","LCA","Greater Fresno Area",2025,9,"WORST DAY","21",1,1]
["A1LCAGreater Fresno Area20259WORST DAY22","A1","LCA","Greater Fresno Area",2025,9,"WORST DAY","22",1,1]
["A1LCAGreater Fresno Area20259WORST DAY23","A1","LCA","Greater Fresno Area",2025,9,"WORST DAY","23",1,1]
["A1LCAGreater Fresno Area20259WORST DAY24","A1","LCA","Greater Fresno Area",2025,9,"WORST DAY","24",1,1]
["A1LCAGreater Fresno Area202510WORST DAY01","A1","LCA","Greater Fresno Area",2025,10,"WORST DAY","01",1,1]
["A1LCAGreater Fresno Area202510WORST DAY02","A1","LCA","Greater Fresno Area",2025,10,"WORST DAY","02",1,1]
["A1LCAGreater Fresno Area202510WORST DAY03","A1","LCA","Greater Fresno Area",2025,10,"WORST DAY","03",1,1]
["A1LCAGreater Fresno Area202510WORST DAY04","A1","LCA","Greater Fresno Area",2025,10,"WORST DAY","04",1,1]
["A1LCAGreater Fresno Area202510WORST DAY05","A1","LCA","Greater Fresno Area",2025,10,"WORST DAY","05",1,1]
["A1LCAGreater Fresno Area202510WORST DAY06","A1","LCA","Greater Fresno Area",2025,10,"WORST DAY","06",1,1]
["A1LCAGreater Fresno Area202510WORST DAY07","A1","LCA","Greater Fresno Area",2025,10,"WORST DAY","07",1,1]
["A1LCAGreater Fresno Area202510WORST DAY08","A1","LCA","Greater Fresno Area",2025,10,"WORST DAY","08",1,1]
["A1LCAGreater Fresno Area202510WORST DAY09","A1","LCA","Greater Fresno Area",2025,10,"WORST DAY","09",1,1]
["A1LCAGreater Fresno Area202510WORST DAY10","A1","LCA","Greater Fresno Area",2025,10,"WORST DAY","10",1,1]
["A1LCAGreater Fresno Area202510WORST DAY11","A1","LCA","Greater Fresno Area",2025,10,"WORST DAY","11",1,1]
["A1LCAGreater Fresno Area202510WORST DAY12","A1","LCA","Greater Fresno Area",2025,10,"WORST DAY","12",1,1]
["A1LCAGreater Fresno Area202510WORST DAY13","A1","LCA","Greater Fresno Area",2025,10,"WORST DAY","13",1,1]
["A1LCAGreater Fresno Area202510WORST DAY14","A1","LCA","Greater Fresno Area",2025,10,"WORST DAY","14",1,1]
["A1LCAGreater Fresno Area202510WORST DAY15","A1","LCA","Greater Fresno Area",2025,10,"WORST DAY","15",1,1]
["A1LCAGreater Fresno Area202510WORST DAY16","A1","LCA","Greater Fresno Area",2025,10,"WORST DAY","16",1,1]
["A1LCAGreater Fresno Area202510WORST DAY17","A1","LCA","Greater Fresno Area",2025,10,"WORST DAY","17",1,1]
["A1LCAGreater Fresno Area202510WORST DAY18","A1","LCA","Greater Fresno Area",2025,10,"WORST DAY","18",1,1]
["A1LCAGreater Fresno Area202510WORST DAY19","A1","LCA","Greater Fresno Area",2025,10,"WORST DAY","19",1,1]
["A1LCAGreater Fresno Area202510WORST DAY20","A1","LCA","Greater Fresno Area",2025,10,"WORST DAY","20",1,1]
["A1LCAGreater Fresno Area202510WORST DAY21","A1","LCA","Greater Fresno Area",2025,10,"WORST DAY","21",1,1]
["A1LCAGreater Fresno Area202510WORST DAY22","A1","LCA","Greater Fresno Area",2025,10,"WORST DAY","22",1,1]
["A1LCAGreater Fresno Area202510WORST DAY23","A1","LCA","Greater Fresno Area",2025,10,"WORST DAY","23",1,1]
["A1LCAGreater Fresno Area202510WORST DAY24","A1","LCA","Greater Fresno Area",2025,10,"WORST DAY","24",1,1]
["A1LCAGreater Fresno Area202511WORST DAY01","A1","LCA","Greater Fresno Area",2025,11,"WORST DAY","01",1,1]
["A1LCAGreater Fresno Area202511WORST DAY02","A1","LCA","Greater Fresno Area",2025,11,"WORST DAY","02",1,1]
["A1LCAGreater Fresno Area202511WORST DAY03","A1","LCA","Greater Fresno Area",2025,11,"WORST DAY","03",1,1]
["A1LCAGreater Fresno Area202511WORST DAY04","A1","LCA","Greater Fresno Area",2025,11,"WORST DAY","04",1,1]
["A1LCAGreater Fresno Area202511WORST DAY05","A1","LCA","Greater Fresno Area",2025,11,"WORST DAY","05",1,1]
["A1LCAGreater Fresno Area202511WORST DAY06","A1","LCA","Greater Fresno Area",2025,11,"WORST DAY","06",1,1]
["A1LCAGreater Fresno Area202511WORST DAY07","A1","LCA","Greater Fresno Area",2025,11,"WORST DAY","07",1,1]
["A1LCAGreater Fresno Area202511WORST DAY08","A1","LCA","Greater Fresno Area",2025,11,"WORST DAY","08",1,1]
["A1LCAGreater Fresno Area202511WORST DAY09","A1","LCA","Greater Fresno Area",2025,11,"WORST DAY","09",1,1]
["A1LCAGreater Fresno Area202511WORST DAY10","A1","LCA","Greater Fresno Area",2025,11,"WORST DAY","10",1,1]
["A1LCAGreater Fresno Area202511WORST DAY11","A1","LCA","Greater Fresno Area",2025,11,"WORST DAY","11",1,1]
["A1LCAGreater Fresno Area202511WORST DAY12","A1","LCA","Greater Fresno Area",2025,11,"WORST DAY","12",1,1]
["A1LCAGreater Fresno Area202511WORST DAY13","A1","LCA","Greater Fresno Area",2025,11,"WORST DAY","13",1,1]
["A1LCAGreater Fresno Area202511WORST DAY14","A1","LCA","Greater Fresno Area",2025,11,"WORST DAY","14",1,1]
["A1LCAGreater Fresno Area202511WORST DAY15","A1","LCA","Greater Fresno Area",2025,11,"WORST DAY","15",1,1]
["A1LCAGreater Fresno Area202511WORST DAY16","A1","LCA","Greater Fresno Area",2025,11,"WORST DAY","16",1,1]
["A1LCAGreater Fresno Area202511WORST DAY17","A1","LCA","Greater Fresno Area",2025,11,"WORST DAY","17",1,1]
["A1LCAGreater Fresno Area202511WORST DAY18","A1","LCA","Greater Fresno Area",2025,11,"WORST DAY","18",1,1]
["A1LCAGreater Fresno Area202511WORST DAY19","A1","LCA","Greater Fresno Area",2025,11,"WORST DAY","19",1,1]
["A1LCAGreater Fresno Area202511WORST DAY20","A1","LCA","Greater Fresno Area",2025,11,"WORST DAY","20",1,1]
["A1LCAGreater Fresno Area202511WORST DAY21","A1","LCA","Greater Fresno Area",2025,11,"WORST DAY","21",1,1]
["A1LCAGreater Fresno Area202511WORST DAY22","A1","LCA","Greater Fresno Area",2025,11,"WORST DAY","22",1,1]
["A1LCAGreater Fresno Area202511WORST DAY23","A1","LCA","Greater Fresno Area",2025,11,"WORST DAY","23",1,1]
["A1LCAGreater Fresno Area202511WORST DAY24","A1","LCA","Greater Fresno Area",2025,11,"WORST DAY","24",1,1]
["A1LCAGreater Fresno Area202512WORST DAY01","A1","LCA","Greater Fresno Area",2025,12,"WORST DAY","01",1,1]
["A1LCAGreater Fresno Area202512WORST DAY02","A1","LCA","Greater Fresno Area",2025,12,"WORST DAY","02",1,1]
["A1LCAGreater Fresno Area202512WORST DAY03","A1","LCA","Greater Fresno Area",2025,12,"WORST DAY","03",1,1]
["A1LCAGreater Fresno Area202512WORST DAY04","A1","LCA","Greater Fresno Area",2025,12,"WORST DAY","04",1,1]
["A1LCAGreater Fresno Area202512WORST DAY05","A1","LCA","Greater Fresno Area",2025,12,"WORST DAY","05",1,1]
["A1LCAGreater Fresno Area202512WORST DAY06","A1","LCA","Greater Fresno Area",2025,12,"WORST DAY","06",1,1]
["A1LCAGreater Fresno Area202512WORST DAY07","A1","LCA","Greater Fresno Area",2025,12,"WORST DAY","07",1,1]
["A1LCAGreater Fresno Area202512WORST DAY22","A1","LCA","Greater Fresno Area",2025,12,"WORST DAY","22",1,1]
["A1LCAGreater Fresno Area20264WORST DAY17","A1","LCA","Greater Fresno Area",2026,4,"WORST DAY","17",0.99742227792739868,1]
["A1LCAGreater Fresno Area20266WORST DAY20","A1","LCA","Greater Fresno Area",2026,6,"WORST DAY","20",0.99830043315887451,0.99830043315887451]
["A1LCAGreater Fresno Area20269WORST DAY02","A1","LCA","Greater Fresno Area",2026,9,"WORST DAY","02",0.99934184551239014,1]
["A1LCAGreater Fresno Area202610WORST DAY07","A1","LCA","Greater Fresno Area",2026,10,"WORST DAY","07",0.99944239854812622,1]
["A1LCAGreater Fresno Area202612WORST DAY19","A1","LCA","Greater Fresno Area",2026,12,"WORST DAY","19",0.99933600425720215,1]
["A1LCAGreater Fresno Area20274WORST DAY05","A1","LCA","Greater Fresno Area",2027,4,"WORST DAY","05",0.99909991025924683,1]
["A1LCAGreater Fresno Area20277WORST DAY16","A1","LCA","Greater Fresno Area",2027,7,"WORST DAY","16",1.0017232894897461,1]
["A1LCAGreater Fresno Area202710WORST DAY03","A1","LCA","Greater Fresno Area",2027,10,"WORST DAY","03",0.99940836429595947,1]
["A1LCAGreater Fresno Area202712WORST DAY01","A1","LCA","Greater Fresno Area",2027,12,"WORST DAY","01",0.99780631065368652,1]
["A1LCAHumboldt20251WORST DAY22","A1","LCA","Humboldt",2025,1,"WORST DAY","22",1,1]
["A1LCAHumboldt20254WORST DAY10","A1","LCA","Humboldt",2025,4,"WORST DAY","10",1,1]
["A1LCAHumboldt20257WORST DAY20","A1","LCA","Humboldt",2025,7,"WORST DAY","20",1,1]
["A1LCAHumboldt202510WORST DAY15","A1","LCA","Humboldt",2025,10,"WORST DAY","15",1,1]
["A1LCAHumboldt202511WORST DAY07","A1","LCA","Humboldt",2025,11,"WORST DAY","07",1,1]
["A1LCAHumboldt20262WORST DAY24","A1","LCA","Humboldt",2026,2,"WORST DAY","24",1.0112589597702026,1]
["A1LCAHumboldt20265WORST DAY05","A1","LCA","Humboldt",2026,5,"WORST DAY","05",1.0108094215393066,1]
["A1LCAHumboldt20267WORST DAY09","A1","LCA","Humboldt",2026,7,"WORST DAY","09",1.0110597610473633,1]
["A1LCAHumboldt20268WORST DAY24","A1","LCA","Humboldt",2026,8,"WORST DAY","24",1.0159821510314941,1]
["A1LCAHumboldt202611WORST DAY18","A1","LCA","Humboldt",2026,11,"WORST DAY","18",1.0030277967453003,1]
["A1LCAHumboldt20272WORST DAY22","A1","LCA","Humboldt",2027,2,"WORST DAY","22",1.0155619382858276,1]
["A1LCAHumboldt20276WORST DAY15","A1","LCA","Humboldt",2027,6,"WORST DAY","15",1.0208133459091187,1]
["A1LCAHumboldt20278WORST DAY20","A1","LCA","Humboldt",2027,8,"WORST DAY","20",1.0201160907745361,1.0201160907745361]
["A1LCAHumboldt202710WORST DAY08","A1","LCA","Humboldt",2027,10,"WORST DAY","08",1.0052629709243774,1]
["A1LCAHumboldt202712WORST DAY07","A1","LCA","Humboldt",2027,12,"WORST DAY","07",1.0042010545730591,1]
["A1LCAKern20252WORST DAY17","A1","LCA","Kern",2025,2,"WORST DAY","17",1,1]
["A1LCAKern20256WORST DAY13","A1","LCA","Kern",2025,6,"WORST DAY","13",1,1]
["A1LCAKern20259WORST DAY14","A1","LCA","Kern",2025,9,"WORST DAY","14",1,1]
["A1LCAKern202511WORST DAY11","A1","LCA","Kern",2025,11,"WORST DAY","11",1,1]
["A1LCAKern20262WORST DAY01","A1","LCA","Kern",2026,2,"WORST DAY","01",0.94854670763015747,1]
["A1LCAKern20263WORST DAY20","A1","LCA","Kern",2026,3,"WORST DAY","20",0.93337386846542358,1]
["A1LCAKern20265WORST DAY20","A1","LCA","Kern",2026,5,"WORST DAY","20",0.94313430786132813,0.94313430786132813]
["A1LCAKern20268WORST DAY05","A1","LCA","Kern",2026,8,"WORST DAY","05",0.93430668115615845,1]
["A1LCAKern202611WORST DAY18","A1","LCA","Kern",2026,11,"WORST DAY","18",0.92437249422073364,1]
["A1LCAKern20272WORST DAY10","A1","LCA","Kern",2027,2,"WORST DAY","10",1.0847823619842529,1]
["A1LCAKern20273WORST DAY05","A1","LCA","Kern",2027,3,"WORST DAY","05",0.97953951358795166,1]
["A1LCAKern20276WORST DAY19","A1","LCA","Kern",2027,6,"WORST DAY","19",0.97081935405731201,0.97081935405731201]
["A1LCAKern20279WORST DAY03","A1","LCA","Kern",2027,9,"WORST DAY","03",0.92052537202835083,1]
["A1LCAKern202711WORST DAY04","A1","LCA","Kern",2027,11,"WORST DAY","04",0.94586706161499023,1]
["A1LCANorth Coast and North Bay20253WORST DAY09","A1","LCA","North Coast and North Bay",2025,3,"WORST DAY","09",1,1]
["A1LCANorth Coast and North Bay20253WORST DAY13","A1","LCA","North Coast and North Bay",2025,3,"WORST DAY","13",1,1]
["A1LCANorth Coast and North Bay20256WORST DAY20","A1","LCA","North Coast and North Bay",2025,6,"WORST DAY","20",1,1]
["A1LCANorth Coast and North Bay202510WORST DAY10","A1","LCA","North Coast and North Bay",2025,10,"WORST DAY","10",1,1]
["A1LCANorth Coast and North Bay202512WORST DAY18","A1","LCA","North Coast and North Bay",2025,12,"WORST DAY","18",1,1]
["A1LCANorth Coast and North Bay20262WORST DAY03","A1","LCA","North Coast and North Bay",2026,2,"WORST DAY","03",1.0608327388763428,1]
["A1LCANorth Coast and North Bay20264WORST DAY05","A1","LCA","North Coast and North Bay",2026,4,"WORST DAY","05",1.0506212711334229,1]
["A1LCANorth Coast and North Bay20266WORST DAY12","A1","LCA","North Coast and North Bay",2026,6,"WORST DAY","12",1.0232614278793335,1]
["A1LCANorth Coast and North Bay202610WORST DAY11","A1","LCA","North Coast and North Bay",2026,10,"WORST DAY","11",1.0148499011993408,1]
["A1LCANorth Coast and North Bay20271WORST DAY09","A1","LCA","North Coast and North Bay",2027,1,"WORST DAY","09",1.0309779644012451,1]
["A1LCANorth Coast and North Bay20271WORST DAY22","A1","LCA","North Coast and North Bay",2027,1,"WORST DAY","22",1.0597071647644043,1]
["A1LCANorth Coast and North Bay20275WORST DAY18","A1","LCA","North Coast and North Bay",2027,5,"WORST DAY","18",1.0316634178161621,1.0316634178161621]
["A1LCANorth Coast and North Bay20277WORST DAY20","A1","LCA","North Coast and North Bay",2027,7,"WORST DAY","20",1.0300716161727905,1.0300716161727905]
["A1LCANorth Coast and North Bay20279WORST DAY11","A1","LCA","North Coast and North Bay",2027,9,"WORST DAY","11",1.0159249305725098,1]
["A1LCAOther20251WORST DAY18","A1","LCA","Other",2025,1,"WORST DAY","18",1,1]
["A1LCAOther20254WORST DAY08","A1","LCA","Other",2025,4,"WORST DAY","08",1,1]
["A1LCAOther20256WORST DAY21","A1","LCA","Other",2025,6,"WORST DAY","21",1,1]
["A1LCAOther20259WORST DAY14","A1","LCA","Other",2025,9,"WORST DAY","14",1,1]
["A1LCAOther202510WORST DAY14","A1","LCA","Other",2025,10,"WORST DAY","14",1,1]
["A1LCAOther20261WORST DAY01","A1","LCA","Other",2026,1,"WORST DAY","01",0.99038839340209961,1]
["A1LCAOther20262WORST DAY23","A1","LCA","Other",2026,2,"WORST DAY","23",0.9894859790802002,1]
["A1LCAOther20267WORST DAY07","A1","LCA","Other",2026,7,"WORST DAY","07",0.99045383930206299,1]
["A1LCAOther20269WORST DAY20","A1","LCA","Other",2026,9,"WORST DAY","20",0.99940139055252075,0.99940139055252075]
["A1LCAOther202610WORST DAY18","A1","LCA","Other",2026,10,"WORST DAY","18",0.99606692790985107,0.99606692790985107]
["A1LCAOther20272WORST DAY05","A1","LCA","Other",2027,2,"WORST DAY","05",1.0003412961959839,1]
["A1LCAOther20274WORST DAY16","A1","LCA","Other",2027,4,"WORST DAY","16",0.97362655401229858,1]
["A1LCAOther20275WORST DAY22","A1","LCA","Other",2027,5,"WORST DAY","22",0.98765289783477783,0.98765289783477783]
["A1LCAOther20278WORST DAY03","A1","LCA","Other",2027,8,"WORST DAY","03",0.99330955743789673,1]
["A1LCAOther202712WORST DAY19","A1","LCA","Other",2027,12,"WORST DAY","19",1.0008147954940796,1]
["A1LCASierra20252WORST DAY09","A1","LCA","Sierra",2025,2,"WORST DAY","09",1,1]
["A1LCASierra20255WORST DAY04","A1","LCA","Sierra",2025,5,"WORST DAY","04",1,1]
["A1LCASierra20258WORST DAY07","A1","LCA","Sierra",2025,8,"WORST DAY","07",1,1]
["A1LCASierra20259WORST DAY13","A1","LCA","Sierra",2025,9,"WORST DAY","13",1,1]
["A1LCASierra202511WORST DAY18","A1","LCA","Sierra",2025,11,"WORST DAY","18",1,1]
["A1LCASierra20263WORST DAY18","A1","LCA","Sierra",2026,3,"WORST DAY","18",1.0037060976028442,1]
["A1LCASierra20265WORST DAY16","A1","LCA","Sierra",2026,5,"WORST DAY","16",0.99937307834625244,1]
["A1LCASierra20268WORST DAY03","A1","LCA","Sierra",2026,8,"WORST DAY","03",1.0136135816574097,1]
["A1LCASierra20269WORST DAY03","A1","LCA","Sierra",2026,9,"WORST DAY","03",1.0108112096786499,1]
["A1LCASierra202612WORST DAY12","A1","LCA","Sierra",2026,12,"WORST DAY","12",0.96184313297271729,1]
["A1LCASierra20273WORST DAY09","A1","LCA","Sierra",2027,3,"WORST DAY","09",1.0033056735992432,1]
["A1LCASierra20274WORST DAY21","A1","LCA","Sierra",2027,4,"WORST DAY","21",1.0088229179382324,1]
["A1LCASierra20276WORST DAY20","A1","LCA","Sierra",2027,6,"WORST DAY","20",1.0140610933303833,1.0140610933303833]
["A1LCASierra202711WORST DAY02","A1","LCA","Sierra",2027,11,"WORST DAY","02",0.98141998052597046,1]
["A1LCAStockton20251WORST DAY15","A1","LCA","Stockton",2025,1,"WORST DAY","15",1,1]
["A1LCAStockton20252WORST DAY16","A1","LCA","Stockton",2025,2,"WORST DAY","16",1,1]
["A1LCAStockton20255WORST DAY24","A1","LCA","Stockton",2025,5,"WORST DAY","24",1,1]
["A1LCAStockton20258WORST DAY14","A1","LCA","Stockton",2025,8,"WORST DAY","14",1,1]
["A1LCAStockton20259WORST DAY17","A1","LCA","Stockton",2025,9,"WORST DAY","17",1,1]
["A1LCAStockton20262WORST DAY12","A1","LCA","Stockton",2026,2,"WORST DAY","12",1.0592312812805176,1]
["A1LCAStockton20264WORST DAY14","A1","LCA","Stockton",2026,4,"WORST DAY","14",1.0370814800262451,1]
["A1LCAStockton20266WORST DAY07","A1","LCA","Stockton",2026,6,"WORST DAY","07",1.03361976146698,1]
["A1LCAStockton20268WORST DAY23","A1","LCA","Stockton",2026,8,"WORST DAY","23",1.0390102863311768,1]
["A1LCAStockton202612WORST DAY05","A1","LCA","Stockton",2026,12,"WORST DAY","05",1.0577675104141235,1]
["A1LCAStockton20271WORST DAY08","A1","LCA","Stockton",2027,1,"WORST DAY","08",1.0486634969711304,1]
["A1LCAStockton20273WORST DAY16","A1","LCA","Stockton",2027,3,"WORST DAY","16",1.0583606958389282,1]
["A1LCAStockton20277WORST DAY13","A1","LCA","Stockton",2027,7,"WORST DAY","13",1.0265804529190063,1]
["A1LCAStockton20279WORST DAY14","A1","LCA","Stockton",2027,9,"WORST DAY","14",1.0215485095977783,1]
["A1LCAStockton202711WORST DAY22","A1","LCA","Stockton",2027,11,"WORST DAY","22",1.0498867034912109,1]
["A1LCAnon-LCA20251WORST DAY01","A1","LCA","non-LCA",2025,1,"WORST DAY","01",1,1]
["A1LCAnon-LCA20254WORST DAY07","A1","LCA","non-LCA",2025,4,"WORST DAY","07",1,1]
["A1LCAnon-LCA20257WORST DAY07","A1","LCA","non-LCA",2025,7,"WORST DAY","07",1,1]
["A1LCAnon-LCA20258WORST DAY16","A1","LCA","non-LCA",2025,8,"WORST DAY","16",1,1]
["A1SubLAPSLAP_PGCC20251WORST DAY05","A1","SubLAP","SLAP_PGCC",2025,1,"WORST DAY","05",1,1]
["A1SubLAPSLAP_PGCC20252WORST DAY21","A1","SubLAP","SLAP_PGCC",2025,2,"WORST DAY","21",1,1]
["A1SubLAPSLAP_PGCC20254WORST DAY16","A1","SubLAP","SLAP_PGCC",2025,4,"WORST DAY","16",1,1]
["A1SubLAPSLAP_PGCC20257WORST DAY06","A1","SubLAP","SLAP_PGCC",2025,7,"WORST DAY","06",1,1]
["A1SubLAPSLAP_PGCC202510WORST DAY14","A1","SubLAP","SLAP_PGCC",2025,10,"WORST DAY","14",1,1]
["A1SubLAPSLAP_PGCC202511WORST DAY15","A1","SubLAP","SLAP_PGCC",2025,11,"WORST DAY","15",1,1]
["A1SubLAPSLAP_PGCC20262WORST DAY09","A1","SubLAP","SLAP_PGCC",2026,2,"WORST DAY","09",0.99750679731369019,1]
["A1SubLAPSLAP_PGCC20266WORST DAY12","A1","SubLAP","SLAP_PGCC",2026,6,"WORST DAY","12",1.2255853414535522,1]
["A1SubLAPSLAP_PGCC20268WORST DAY09","A1","SubLAP","SLAP_PGCC",2026,8,"WORST DAY","09",1.003293514251709,1]
["A1SubLAPSLAP_PGCC20269WORST DAY21","A1","SubLAP","SLAP_PGCC",2026,9,"WORST DAY","21",0.99429076910018921,0.99429076910018921]
["A1SubLAPSLAP_PGCC202612WORST DAY18","A1","SubLAP","SLAP_PGCC",2026,12,"WORST DAY","18",1.004286527633667,1]
["A1SubLAPSLAP_PGCC20274WORST DAY03","A1","SubLAP","SLAP_PGCC",2027,4,"WORST DAY","03",0.93613201379776001,1]
["A1SubLAPSLAP_PGCC20275WORST DAY03","A1","SubLAP","SLAP_PGCC",2027,5,"WORST DAY","03",0.94023370742797852,1]
["A1SubLAPSLAP_PGCC20277WORST DAY14","A1","SubLAP","SLAP_PGCC",2027,7,"WORST DAY","14",1.117053747177124,1]
["A1SubLAPSLAP_PGCC202711WORST DAY08","A1","SubLAP","SLAP_PGCC",2027,11,"WORST DAY","08",1.0016283988952637,1]
["A1SubLAPSLAP_PGEB20251WORST DAY12","A1","SubLAP","SLAP_PGEB",2025,1,"WORST DAY","12",1,1]
["A1SubLAPSLAP_PGEB20253WORST DAY17","A1","SubLAP","SLAP_PGEB",2025,3,"WORST DAY","17",1,1]
["A1SubLAPSLAP_PGEB20254WORST DAY23","A1","SubLAP","SLAP_PGEB",2025,4,"WORST DAY","23",1,1]
["A1SubLAPSLAP_PGEB20258WORST DAY02","A1","SubLAP","SLAP_PGEB",2025,8,"WORST DAY","02",1,1]
["A1SubLAPSLAP_PGEB202511WORST DAY05","A1","SubLAP","SLAP_PGEB",2025,11,"WORST DAY","05",1,1]
["A1SubLAPSLAP_PGEB202512WORST DAY11","A1","SubLAP","SLAP_PGEB",2025,12,"WORST DAY","11",1,1]
["A1SubLAPSLAP_PGEB20265WORST DAY03","A1","SubLAP","SLAP_PGEB",2026,5,"WORST DAY","03",1.0242859125137329,1]
["A1SubLAPSLAP_PGEB20266WORST DAY16","A1","SubLAP","SLAP_PGEB",2026,6,"WORST DAY","16",1.0378586053848267,1]
["A1SubLAPSLAP_PGEB20268WORST DAY14","A1","SubLAP","SLAP_PGEB",2026,8,"WORST DAY","14",0.88079941272735596,1]
["A1SubLAPSLAP_PGEB202611WORST DAY01","A1","SubLAP","SLAP_PGEB",2026,11,"WORST DAY","01",1.0440702438354492,1]
["A1SubLAPSLAP_PGEB20272WORST DAY12","A1","SubLAP","SLAP_PGEB",2027,2,"WORST DAY","12",0.64574527740478516,1]
["A1SubLAPSLAP_PGEB20273WORST DAY10","A1","SubLAP","SLAP_PGEB",2027,3,"WORST DAY","10",1.001686692237854,1]
["A1SubLAPSLAP_PGEB20276WORST DAY07","A1","SubLAP","SLAP_PGEB",2027,6,"WORST DAY","07",1.0414129495620728,1]
["A1SubLAPSLAP_PGEB202710WORST DAY07","A1","SubLAP","SLAP_PGEB",2027,10,"WORST DAY","07",1.054674506187439,1]
["A1SubLAPSLAP_PGEB202712WORST DAY05","A1","SubLAP","SLAP_PGEB",2027,12,"WORST DAY","05",1.0440503358840942,1]
["A1SubLAPSLAP_PGF120252WORST DAY16","A1","SubLAP","SLAP_PGF1",2025,2,"WORST DAY","16",1,1]
["A1SubLAPSLAP_PGF120253WORST DAY16","A1","SubLAP","SLAP_PGF1",2025,3,"WORST DAY","16",1,1]
["A1SubLAPSLAP_PGF120256WORST DAY09","A1","SubLAP","SLAP_PGF1",2025,6,"WORST DAY","09",1,1]
["A1SubLAPSLAP_PGF120259WORST DAY14","A1","SubLAP","SLAP_PGF1",2025,9,"WORST DAY","14",1,1]
["A1SubLAPSLAP_PGF120261WORST DAY06","A1","SubLAP","SLAP_PGF1",2026,1,"WORST DAY","06",0.99691426753997803,1]
["A1SubLAPSLAP_PGF120263WORST DAY03","A1","SubLAP","SLAP_PGF1",2026,3,"WORST DAY","03",1.0009685754776001,1]
["A1SubLAPSLAP_PGF120265WORST DAY10","A1","SubLAP","SLAP_PGF1",2026,5,"WORST DAY","10",0.99186855554580688,1]
["A1SubLAPSLAP_PGF120267WORST DAY12","A1","SubLAP","SLAP_PGF1",2026,7,"WORST DAY","12",0.99624580144882202,1]
["A1SubLAPSLAP_PGF1202611WORST DAY08","A1","SubLAP","SLAP_PGF1",2026,11,"WORST DAY","08",0.99644029140472412,1]
["A1SubLAPSLAP_PGF1202611WORST DAY21","A1","SubLAP","SLAP_PGF1",2026,11,"WORST DAY","21",0.99934887886047363,1]
["A1SubLAPSLAP_PGF120273WORST DAY03","A1","SubLAP","SLAP_PGF1",2027,3,"WORST DAY","03",1.0009024143218994,1]
["A1SubLAPSLAP_PGF120276WORST DAY18","A1","SubLAP","SLAP_PGF1",2027,6,"WORST DAY","18",0.99389839172363281,0.99389839172363281]
["A1SubLAPSLAP_PGF120279WORST DAY01","A1","SubLAP","SLAP_PGF1",2027,9,"WORST DAY","01",1.0006828308105469,1]
["A1SubLAPSLAP_PGF1202711WORST DAY03","A1","SubLAP","SLAP_PGF1",2027,11,"WORST DAY","03",0.99885982275009155,1]
["A1SubLAPSLAP_PGF1202712WORST DAY12","A1","SubLAP","SLAP_PGF1",2027,12,"WORST DAY","12",0.97912395000457764,1]
["A1SubLAPSLAP_PGFG20252WORST DAY20","A1","SubLAP","SLAP_PGFG",2025,2,"WORST DAY","20",1,1]
["A1SubLAPSLAP_PGFG20256WORST DAY10","A1","SubLAP","SLAP_PGFG",2025,6,"WORST DAY","10",1,1]
["A1SubLAPSLAP_PGFG20259WORST DAY17","A1","SubLAP","SLAP_PGFG",2025,9,"WORST DAY","17",1,1]
["A1SubLAPSLAP_PGFG202510WORST DAY05","A1","SubLAP","SLAP_PGFG",2025,10,"WORST DAY","05",1,1]
["A1SubLAPSLAP_PGFG20262WORST DAY02","A1","SubLAP","SLAP_PGFG",2026,2,"WORST DAY","02",0.99969518184661865,1]
["A1SubLAPSLAP_PGFG20264WORST DAY03","A1","SubLAP","SLAP_PGFG",2026,4,"WORST DAY","03",1.0048204660415649,1]
["A1SubLAPSLAP_PGFG20266WORST DAY11","A1","SubLAP","SLAP_PGFG",2026,6,"WORST DAY","11",1.0026366710662842,1]
["A1SubLAPSLAP_PGFG202610WORST DAY01","A1","SubLAP","SLAP_PGFG",2026,10,"WORST DAY","01",0.99886983633041382,1]
["A1SubLAPSLAP_PGFG202612WORST DAY16","A1","SubLAP","SLAP_PGFG",2026,12,"WORST DAY","16",0.99912565946578979,1]
["A1SubLAPSLAP_PGFG20271WORST DAY12","A1","SubLAP","SLAP_PGFG",2027,1,"WORST DAY","12",1.0001227855682373,1]
["A1SubLAPSLAP_PGFG20275WORST DAY01","A1","SubLAP","SLAP_PGFG",2027,5,"WORST DAY","01",1.0036890506744385,1]
["A1SubLAPSLAP_PGFG20277WORST DAY18","A1","SubLAP","SLAP_PGFG",2027,7,"WORST DAY","18",1.0035488605499268,1.0035488605499268]
["A1SubLAPSLAP_PGFG20279WORST DAY10","A1","SubLAP","SLAP_PGFG",2027,9,"WORST DAY","10",1.0019713640213013,1]
["A1SubLAPSLAP_PGFG202711WORST DAY05","A1","SubLAP","SLAP_PGFG",2027,11,"WORST DAY","05",0.99945837259292603,1]
["A1SubLAPSLAP_PGHB20251WORST DAY19","A1","SubLAP","SLAP_PGHB",2025,1,"WORST DAY","19",1,1]
["A1SubLAPSLAP_PGHB20255WORST DAY03","A1","SubLAP","SLAP_PGHB",2025,5,"WORST DAY","03",1,1]
["A1SubLAPSLAP_PGHB20257WORST DAY24","A1","SubLAP","SLAP_PGHB",2025,7,"WORST DAY","24",1,1]
["A1SubLAPSLAP_PGHB202510WORST DAY13","A1","SubLAP","SLAP_PGHB",2025,10,"WORST DAY","13",1,1]
["A1SubLAPSLAP_PGHB202512WORST DAY23","A1","SubLAP","SLAP_PGHB",2025,12,"WORST DAY","23",1,1]
["A1SubLAPSLAP_PGHB20262WORST DAY22","A1","SubLAP","SLAP_PGHB",2026,2,"WORST DAY","22",1.0141139030456543,1]
["A1SubLAPSLAP_PGHB20264WORST DAY10","A1","SubLAP","SLAP_PGHB",2026,4,"WORST DAY","10",1.0142935514450073,1]
["A1SubLAPSLAP_PGHB20266WORST DAY15","A1","SubLAP","SLAP_PGHB",2026,6,"WORST DAY","15",1.0140936374664307,1]
["A1SubLAPSLAP_PGHB202610WORST DAY08","A1","SubLAP","SLAP_PGHB",2026,10,"WORST DAY","08",1.004233717918396,1]
["A1SubLAPSLAP_PGHB20271WORST DAY12","A1","SubLAP","SLAP_PGHB",2027,1,"WORST DAY","12",1.0188881158828735,1]
["A1SubLAPSLAP_PGHB20272WORST DAY03","A1","SubLAP","SLAP_PGHB",2027,2,"WORST DAY","03",1.0181699991226196,1]
["A1SubLAPSLAP_PGHB20275WORST DAY21","A1","SubLAP","SLAP_PGHB",2027,5,"WORST DAY","21",1.0229364633560181,1.0229364633560181]
["A1SubLAPSLAP_PGHB20278WORST DAY01","A1","SubLAP","SLAP_PGHB",2027,8,"WORST DAY","01",1.0228922367095947,1]
["A1SubLAPSLAP_PGHB202710WORST DAY06","A1","SubLAP","SLAP_PGHB",2027,10,"WORST DAY","06",1.0084127187728882,1]
["A1SubLAPSLAP_PGKN20251WORST DAY23","A1","SubLAP","SLAP_PGKN",2025,1,"WORST DAY","23",1,1]
["A1SubLAPSLAP_PGKN20254WORST DAY11","A1","SubLAP","SLAP_PGKN",2025,4,"WORST DAY","11",1,1]
["A1SubLAPSLAP_PGKN20255WORST DAY10","A1","SubLAP","SLAP_PGKN",2025,5,"WORST DAY","10",1,1]
["A1SubLAPSLAP_PGKN20258WORST DAY20","A1","SubLAP","SLAP_PGKN",2025,8,"WORST DAY","20",1,1]
["A1SubLAPSLAP_PGKN202511WORST DAY16","A1","SubLAP","SLAP_PGKN",2025,11,"WORST DAY","16",1,1]
["A1SubLAPSLAP_PGKN20261WORST DAY05","A1","SubLAP","SLAP_PGKN",2026,1,"WORST DAY","05",1.0023102760314941,1]
["A1SubLAPSLAP_PGKN20263WORST DAY03","A1","SubLAP","SLAP_PGKN",2026,3,"WORST DAY","03",1.0017721652984619,1]
["A1SubLAPSLAP_PGKN20265WORST DAY14","A1","SubLAP","SLAP_PGKN",2026,5,"WORST DAY","14",0.99817079305648804,1]
["A1SubLAPSLAP_PGKN20269WORST DAY01","A1","SubLAP","SLAP_PGKN",2026,9,"WORST DAY","01",0.99929070472717285,1]
["A1SubLAPSLAP_PGKN202611WORST DAY19","A1","SubLAP","SLAP_PGKN",2026,11,"WORST DAY","19",0.99887824058532715,1]
["A1SubLAPSLAP_PGKN20272WORST DAY23","A1","SubLAP","SLAP_PGKN",2027,2,"WORST DAY","23",1.0017359256744385,1]
["A1SubLAPSLAP_PGKN20274WORST DAY04","A1","SubLAP","SLAP_PGKN",2027,4,"WORST DAY","04",1.0009652376174927,1]
["A1SubLAPSLAP_PGKN20276WORST DAY10","A1","SubLAP","SLAP_PGKN",2027,6,"WORST DAY","10",1.0002788305282593,1]
["A1SubLAPSLAP_PGKN20278WORST DAY13","A1","SubLAP","SLAP_PGKN",2027,8,"WORST DAY","13",0.99876582622528076,1]
["A1SubLAPSLAP_PGKN202712WORST DAY16","A1","SubLAP","SLAP_PGKN",2027,12,"WORST DAY","16",0.99081683158874512,1]
["A1SubLAPSLAP_PGNB20253WORST DAY10","A1","SubLAP","SLAP_PGNB",2025,3,"WORST DAY","10",1,1]
["A1SubLAPSLAP_PGNB20255WORST DAY07","A1","SubLAP","SLAP_PGNB",2025,5,"WORST DAY","07",1,1]
["A1SubLAPSLAP_PGNB20256WORST DAY01","A1","SubLAP","SLAP_PGNB",2025,6,"WORST DAY","01",1,1]
["A1SubLAPSLAP_PGNB20259WORST DAY16","A1","SubLAP","SLAP_PGNB",2025,9,"WORST DAY","16",1,1]
["A1SubLAPSLAP_PGNB202511WORST DAY23","A1","SubLAP","SLAP_PGNB",2025,11,"WORST DAY","23",1,1]
["A1SubLAPSLAP_PGNB20262WORST DAY01","A1","SubLAP","SLAP_PGNB",2026,2,"WORST DAY","01",1.0212435722351074,1]
["A1SubLAPSLAP_PGNB20265WORST DAY21","A1","SubLAP","SLAP_PGNB",2026,5,"WORST DAY","21",1.0124515295028687,1.0124515295028687]
["A1SubLAPSLAP_PGNB20268WORST DAY06","A1","SubLAP","SLAP_PGNB",2026,8,"WORST DAY","06",0.99887973070144653,1]
["A1SubLAPSLAP_PGNB20269WORST DAY08","A1","SubLAP","SLAP_PGNB",2026,9,"WORST DAY","08",1.001254677772522,1]
["A1SubLAPSLAP_PGNB202612WORST DAY15","A1","SubLAP","SLAP_PGNB",2026,12,"WORST DAY","15",1.0042346715927124,1]
["A1SubLAPSLAP_PGNB20273WORST DAY06","A1","SubLAP","SLAP_PGNB",2027,3,"WORST DAY","06",1.0232384204864502,1]
["A1SubLAPSLAP_PGNB20274WORST DAY24","A1","SubLAP","SLAP_PGNB",2027,4,"WORST DAY","24",1.0200481414794922,1]
["A1SubLAPSLAP_PGNB20277WORST DAY01","A1","SubLAP","SLAP_PGNB",2027,7,"WORST DAY","01",1.000909686088562,1]
["A1SubLAPSLAP_PGNB20279WORST DAY09","A1","SubLAP","SLAP_PGNB",2027,9,"WORST DAY","09",1.0012998580932617,1]
["A1SubLAPSLAP_PGNB202712WORST DAY23","A1","SubLAP","SLAP_PGNB",2027,12,"WORST DAY","23",1.004554271697998,1]
["A1SubLAPSLAP_PGNC20253WORST DAY14","A1","SubLAP","SLAP_PGNC",2025,3,"WORST DAY","14",1,1]
["A1SubLAPSLAP_PGNC20256WORST DAY21","A1","SubLAP","SLAP_PGNC",2025,6,"WORST DAY","21",1,1]
["A1SubLAPSLAP_PGNC20257WORST DAY23","A1","SubLAP","SLAP_PGNC",2025,7,"WORST DAY","23",1,1]
["A1SubLAPSLAP_PGNC202510WORST DAY08","A1","SubLAP","SLAP_PGNC",2025,10,"WORST DAY","08",1,1]
["A1SubLAPSLAP_PGNC202512WORST DAY08","A1","SubLAP","SLAP_PGNC",2025,12,"WORST DAY","08",1,1]
["A1SubLAPSLAP_PGNC20264WORST DAY14","A1","SubLAP","SLAP_PGNC",2026,4,"WORST DAY","14",1.0020967721939087,1]
["A1SubLAPSLAP_PGNC20267WORST DAY05","A1","SubLAP","SLAP_PGNC",2026,7,"WORST DAY","05",1.0036320686340332,1]
["A1SubLAPSLAP_PGNC20268WORST DAY01","A1","SubLAP","SLAP_PGNC",2026,8,"WORST DAY","01",1.0051594972610474,1]
["A1SubLAPSLAP_PGNC202610WORST DAY22","A1","SubLAP","SLAP_PGNC",2026,10,"WORST DAY","22",1.0032986402511597,1]
["A1SubLAPSLAP_PGNC20271WORST DAY23","A1","SubLAP","SLAP_PGNC",2027,1,"WORST DAY","23",1.003786563873291,1]
["A1SubLAPSLAP_PGNC20273WORST DAY07","A1","SubLAP","SLAP_PGNC",2027,3,"WORST DAY","07",1.0048151016235352,1]
["A1SubLAPSLAP_PGNC20277WORST DAY21","A1","SubLAP","SLAP_PGNC",2027,7,"WORST DAY","21",1.0062848329544067,1.0062848329544067]
["A1SubLAPSLAP_PGNC202710WORST DAY04","A1","SubLAP","SLAP_PGNC",2027,10,"WORST DAY","04",1.0027071237564087,1]
["A1SubLAPSLAP_PGNC202712WORST DAY01","A1","SubLAP","SLAP_PGNC",2027,12,"WORST DAY","01",1.002413272857666,1]
["A1SubLAPSLAP_PGNP20251WORST DAY06","A1","SubLAP","SLAP_PGNP",2025,1,"WORST DAY","06",1,1]
["A1SubLAPSLAP_PGNP20254WORST DAY10","A1","SubLAP","SLAP_PGNP",2025,4,"WORST DAY","10",1,1]
["A1SubLAPSLAP_PGNP20257WORST DAY04","A1","SubLAP","SLAP_PGNP",2025,7,"WORST DAY","04",1,1]
["A1SubLAPSLAP_PGNP20258WORST DAY19","A1","SubLAP","SLAP_PGNP",2025,8,"WORST DAY","19",1,1]
["A1SubLAPSLAP_PGNP202510WORST DAY23","A1","SubLAP","SLAP_PGNP",2025,10,"WORST DAY","23",1,1]
["A1SubLAPSLAP_PGNP20263WORST DAY16","A1","SubLAP","SLAP_PGNP",2026,3,"WORST DAY","16",0.88444101810455322,1]
["A1SubLAPSLAP_PGNP20264WORST DAY21","A1","SubLAP","SLAP_PGNP",2026,4,"WORST DAY","21",0.93996834754943848,1]
["A1SubLAPSLAP_PGNP20267WORST DAY09","A1","SubLAP","SLAP_PGNP",2026,7,"WORST DAY","09",0.98934853076934814,1]
["A1SubLAPSLAP_PGNP202610WORST DAY19","A1","SubLAP","SLAP_PGNP",2026,10,"WORST DAY","19",0.99996280670166016,0.99996280670166016]
["A1SubLAPSLAP_PGNP202611WORST DAY18","A1","SubLAP","SLAP_PGNP",2026,11,"WORST DAY","18",1.0012205839157104,1]
["A1SubLAPSLAP_PGNP20272WORST DAY06","A1","SubLAP","SLAP_PGNP",2027,2,"WORST DAY","06",0.94392049312591553,1]
["A1SubLAPSLAP_PGNP20276WORST DAY15","A1","SubLAP","SLAP_PGNP",2027,6,"WORST DAY","15",0.98481458425521851,1]
["A1SubLAPSLAP_PGNP20278WORST DAY12","A1","SubLAP","SLAP_PGNP",2027,8,"WORST DAY","12",1.0130984783172607,1]
["A1SubLAPSLAP_PGNP202710WORST DAY24","A1","SubLAP","SLAP_PGNP",2027,10,"WORST DAY","24",1.0013558864593506,1]
["A1SubLAPSLAP_PGNP202711WORST DAY23","A1","SubLAP","SLAP_PGNP",2027,11,"WORST DAY","23",1.0011924505233765,1]
["A1SubLAPSLAP_PGP220252WORST DAY17","A1","SubLAP","SLAP_PGP2",2025,2,"WORST DAY","17",1,1]
["A1SubLAPSLAP_PGP220255WORST DAY21","A1","SubLAP","SLAP_PGP2",2025,5,"WORST DAY","21",1,1]
["A1SubLAPSLAP_PGP220257WORST DAY02","A1","SubLAP","SLAP_PGP2",2025,7,"WORST DAY","02",1,1]
["A1SubLAPSLAP_PGP2202511WORST DAY19","A1","SubLAP","SLAP_PGP2",2025,11,"WORST DAY","19",1,1]
["A1SubLAPSLAP_PGP220261WORST DAY23","A1","SubLAP","SLAP_PGP2",2026,1,"WORST DAY","23",1.0020773410797119,1]
["A1SubLAPSLAP_PGP220263WORST DAY14","A1","SubLAP","SLAP_PGP2",2026,3,"WORST DAY","14",1.0041960477828979,1]
["A1SubLAPSLAP_PGP220266WORST DAY08","A1","SubLAP","SLAP_PGP2",2026,6,"WORST DAY","08",1.002534031867981,1]
["A1SubLAPSLAP_PGP220269WORST DAY12","A1","SubLAP","SLAP_PGP2",2026,9,"WORST DAY","12",1.0024298429489136,1]
["A1SubLAPSLAP_PGP2202610WORST DAY17","A1","SubLAP","SLAP_PGP2",2026,10,"WORST DAY","17",1.0024516582489014,1.0024516582489014]
["A1SubLAPSLAP_PGP2202612WORST DAY23","A1","SubLAP","SLAP_PGP2",2026,12,"WORST DAY","23",1.0022820234298706,1]
["A1SubLAPSLAP_PGP220274WORST DAY22","A1","SubLAP","SLAP_PGP2",2027,4,"WORST DAY","22",1.0033671855926514,1]
["A1SubLAPSLAP_PGP220277WORST DAY11","A1","SubLAP","SLAP_PGP2",2027,7,"WORST DAY","11",1.0051532983779907,1]
["A1SubLAPSLAP_PGP220278WORST DAY19","A1","SubLAP","SLAP_PGP2",2027,8,"WORST DAY","19",1.0038751363754272,1.0038751363754272]
["A1SubLAPSLAP_PGP2202711WORST DAY04","A1","SubLAP","SLAP_PGP2",2027,11,"WORST DAY","04",1.0018147230148315,1]
["A1SubLAPSLAP_PGSB20252WORST DAY17","A1","SubLAP","SLAP_PGSB",2025,2,"WORST DAY","17",1,1]
["A1SubLAPSLAP_PGSB20253WORST DAY13","A1","SubLAP","SLAP_PGSB",2025,3,"WORST DAY","13",1,1]
["A1SubLAPSLAP_PGSB20256WORST DAY04","A1","SubLAP","SLAP_PGSB",2025,6,"WORST DAY","04",1,1]
["A1SubLAPSLAP_PGSB202510WORST DAY10","A1","SubLAP","SLAP_PGSB",2025,10,"WORST DAY","10",1,1]
["A1SubLAPSLAP_PGSB202512WORST DAY10","A1","SubLAP","SLAP_PGSB",2025,12,"WORST DAY","10",1,1]
["A1SubLAPSLAP_PGSB20262WORST DAY19","A1","SubLAP","SLAP_PGSB",2026,2,"WORST DAY","19",1.0129120349884033,1]
["A1SubLAPSLAP_PGSB20263WORST DAY21","A1","SubLAP","SLAP_PGSB",2026,3,"WORST DAY","21",1.0005658864974976,1]
["A1SubLAPSLAP_PGSB20267WORST DAY04","A1","SubLAP","SLAP_PGSB",2026,7,"WORST DAY","04",1.0002392530441284,1]
["A1SubLAPSLAP_PGSB20269WORST DAY19","A1","SubLAP","SLAP_PGSB",2026,9,"WORST DAY","19",1.0010279417037964,1.0010279417037964]
["A1SubLAPSLAP_PGSB20271WORST DAY09","A1","SubLAP","SLAP_PGSB",2027,1,"WORST DAY","09",1.0095006227493286,1]
["A1SubLAPSLAP_PGSB20273WORST DAY17","A1","SubLAP","SLAP_PGSB",2027,3,"WORST DAY","17",1.0009572505950928,1]
["A1SubLAPSLAP_PGSB20275WORST DAY18","A1","SubLAP","SLAP_PGSB",2027,5,"WORST DAY","18",1.0014238357543945,1.0014238357543945]
["A1SubLAPSLAP_PGSB20277WORST DAY12","A1","SubLAP","SLAP_PGSB",2027,7,"WORST DAY","12",1.00151526927948,1]
["A1SubLAPSLAP_PGSB202710WORST DAY03","A1","SubLAP","SLAP_PGSB",2027,10,"WORST DAY","03",1.0016127824783325,1]
["A1SubLAPSLAP_PGSF20251WORST DAY10","A1","SubLAP","SLAP_PGSF",2025,1,"WORST DAY","10",1,1]
["A1SubLAPSLAP_PGSF20252WORST DAY12","A1","SubLAP","SLAP_PGSF",2025,2,"WORST DAY","12",1,1]
["A1SubLAPSLAP_PGSF20254WORST DAY21","A1","SubLAP","SLAP_PGSF",2025,4,"WORST DAY","21",1,1]
["A1SubLAPSLAP_PGSF20258WORST DAY17","A1","SubLAP","SLAP_PGSF",2025,8,"WORST DAY","17",1,1]
["A1SubLAPSLAP_PGSF202510WORST DAY19","A1","SubLAP","SLAP_PGSF",2025,10,"WORST DAY","19",1,1]
["A1SubLAPSLAP_PGSF20261WORST DAY02","A1","SubLAP","SLAP_PGSF",2026,1,"WORST DAY","02",1.0287073850631714,1]
["A1SubLAPSLAP_PGSF20262WORST DAY14","A1","SubLAP","SLAP_PGSF",2026,2,"WORST DAY","14",1.0502885580062866,1]
["A1SubLAPSLAP_PGSF20265WORST DAY11","A1","SubLAP","SLAP_PGSF",2026,5,"WORST DAY","11",1.0067822933197021,1]
["A1SubLAPSLAP_PGSF20268WORST DAY12","A1","SubLAP","SLAP_PGSF",2026,8,"WORST DAY","12",1.0077738761901855,1]
["A1SubLAPSLAP_PGSF202612WORST DAY08","A1","SubLAP","SLAP_PGSF",2026,12,"WORST DAY","08",0.99808871746063232,1]
["A1SubLAPSLAP_PGSF20272WORST DAY05","A1","SubLAP","SLAP_PGSF",2027,2,"WORST DAY","05",1.0309405326843262,1]
["A1SubLAPSLAP_PGSF20274WORST DAY08","A1","SubLAP","SLAP_PGSF",2027,4,"WORST DAY","08",1.0056511163711548,1]
["A1SubLAPSLAP_PGSF20276WORST DAY14","A1","SubLAP","SLAP_PGSF",2027,6,"WORST DAY","14",1.007898211479187,1]
["A1SubLAPSLAP_PGSF202710WORST DAY06","A1","SubLAP","SLAP_PGSF",2027,10,"WORST DAY","06",0.99846512079238892,1]
["A1SubLAPSLAP_PGSF202710WORST DAY23","A1","SubLAP","SLAP_PGSF",2027,10,"WORST DAY","23",0.99822068214416504,1]
["A1SubLAPSLAP_PGSI20251WORST DAY17","A1","SubLAP","SLAP_PGSI",2025,1,"WORST DAY","17",1,1]
["A1SubLAPSLAP_PGSI20255WORST DAY04","A1","SubLAP","SLAP_PGSI",2025,5,"WORST DAY","04",1,1]
["A1SubLAPSLAP_PGSI20257WORST DAY15","A1","SubLAP","SLAP_PGSI",2025,7,"WORST DAY","15",1,1]
["A1SubLAPSLAP_PGSI20259WORST DAY13","A1","SubLAP","SLAP_PGSI",2025,9,"WORST DAY","13",1,1]
["A1SubLAPSLAP_PGSI202511WORST DAY10","A1","SubLAP","SLAP_PGSI",2025,11,"WORST DAY","10",1,1]
["A1SubLAPSLAP_PGSI20261WORST DAY22","A1","SubLAP","SLAP_PGSI",2026,1,"WORST DAY","22",1.0445646047592163,1]
["A1SubLAPSLAP_PGSI20265WORST DAY08","A1","SubLAP","SLAP_PGSI",2026,5,"WORST DAY","08",1.0061376094818115,1]
["A1SubLAPSLAP_PGSI20266WORST DAY07","A1","SubLAP","SLAP_PGSI",2026,6,"WORST DAY","07",1.0143082141876221,1]
["A1SubLAPSLAP_PGSI20268WORST DAY19","A1","SubLAP","SLAP_PGSI",2026,8,"WORST DAY","19",1.0082387924194336,1.0082387924194336]
["A1SubLAPSLAP_PGSI202612WORST DAY12","A1","SubLAP","SLAP_PGSI",2026,12,"WORST DAY","12",0.96166187524795532,1]
["A1SubLAPSLAP_PGSI20272WORST DAY17","A1","SubLAP","SLAP_PGSI",2027,2,"WORST DAY","17",1.0070632696151733,1]
["A1SubLAPSLAP_PGSI20274WORST DAY21","A1","SubLAP","SLAP_PGSI",2027,4,"WORST DAY","21",1.0074442625045776,1]
["A1SubLAPSLAP_PGSI20278WORST DAY15","A1","SubLAP","SLAP_PGSI",2027,8,"WORST DAY","15",0.99733185768127441,1]
["A1SubLAPSLAP_PGSI20279WORST DAY06","A1","SubLAP","SLAP_PGSI",2027,9,"WORST DAY","06",1.0077799558639526,1]
["A1SubLAPSLAP_PGSI202712WORST DAY10","A1","SubLAP","SLAP_PGSI",2027,12,"WORST DAY","10",0.96844565868377686,1]
["A1SubLAPSLAP_PGST20254WORST DAY03","A1","SubLAP","SLAP_PGST",2025,4,"WORST DAY","03",1,1]
["A1SubLAPSLAP_PGST20256WORST DAY08","A1","SubLAP","SLAP_PGST",2025,6,"WORST DAY","08",1,1]
["A1SubLAPSLAP_PGST20257WORST DAY20","A1","SubLAP","SLAP_PGST",2025,7,"WORST DAY","20",1,1]
["A1SubLAPSLAP_PGST20259WORST DAY19","A1","SubLAP","SLAP_PGST",2025,9,"WORST DAY","19",1,1]
["A1SubLAPSLAP_PGST202512WORST DAY05","A1","SubLAP","SLAP_PGST",2025,12,"WORST DAY","05",1,1]
["A1SubLAPSLAP_PGST20263WORST DAY17","A1","SubLAP","SLAP_PGST",2026,3,"WORST DAY","17",1.0012933015823364,1]
["A1SubLAPSLAP_PGST20267WORST DAY02","A1","SubLAP","SLAP_PGST",2026,7,"WORST DAY","02",1.0012825727462769,1]
["A1SubLAPSLAP_PGST20268WORST DAY23","A1","SubLAP","SLAP_PGST",2026,8,"WORST DAY","23",1.0016360282897949,1]
["A1SubLAPSLAP_PGST202611WORST DAY13","A1","SubLAP","SLAP_PGST",2026,11,"WORST DAY","13",1.0016628503799438,1]
["A1SubLAPSLAP_PGST20271WORST DAY08","A1","SubLAP","SLAP_PGST",2027,1,"WORST DAY","08",1.0033410787582397,1]
["A1SubLAPSLAP_PGST20273WORST DAY08","A1","SubLAP","SLAP_PGST",2027,3,"WORST DAY","08",0.99922078847885132,1]
["A1SubLAPSLAP_PGST20275WORST DAY17","A1","SubLAP","SLAP_PGST",2027,5,"WORST DAY","17",0.99929189682006836,1]
["A1SubLAPSLAP_PGST20279WORST DAY06","A1","SubLAP","SLAP_PGST",2027,9,"WORST DAY","06",0.99969947338104248,1]
["A1SubLAPSLAP_PGST202712WORST DAY14","A1","SubLAP","SLAP_PGST",2027,12,"WORST DAY","14",0.99986308813095093,1]
["A1SubLAPSLAP_PGST202712WORST DAY17","A1","SubLAP","SLAP_PGST",2027,12,"WORST DAY","17",0.99836856126785278,1]
["A1SubLAPSLAP_PGZP20254WORST DAY07","A1","SubLAP","SLAP_PGZP",2025,4,"WORST DAY","07",1,1]
["A1SubLAPSLAP_PGZP20256WORST DAY15","A1","SubLAP","SLAP_PGZP",2025,6,"WORST DAY","15",1,1]
["A1SubLAPSLAP_PGZP20258WORST DAY16","A1","SubLAP","SLAP_PGZP",2025,8,"WORST DAY","16",1,1]
["A1SubLAPSLAP_PGZP202512WORST DAY13","A1","SubLAP","SLAP_PGZP",2025,12,"WORST DAY","13",1,1]
["A1SubLAPSLAP_PGZP20263WORST DAY13","A1","SubLAP","SLAP_PGZP",2026,3,"WORST DAY","13",1.0347260236740112,1]
["A1SubLAPSLAP_PGZP20264WORST DAY08","A1","SubLAP","SLAP_PGZP",2026,4,"WORST DAY","08",1.0023610591888428,1]
["A1SubLAPSLAP_PGZP20267WORST DAY22","A1","SubLAP","SLAP_PGZP",2026,7,"WORST DAY","22",0.99939131736755371,1]
["A1SubLAPSLAP_PGZP202610WORST DAY06","A1","SubLAP","SLAP_PGZP",2026,10,"WORST DAY","06",0.99834203720092773,1]
["A1SubLAPSLAP_PGZP202611WORST DAY15","A1","SubLAP","SLAP_PGZP",2026,11,"WORST DAY","15",0.99328708648681641,1]
["A1SubLAPSLAP_PGZP20271WORST DAY17","A1","SubLAP","SLAP_PGZP",2027,1,"WORST DAY","17",1.0248905420303345,1]
["A1SubLAPSLAP_PGZP20273WORST DAY24","A1","SubLAP","SLAP_PGZP",2027,3,"WORST DAY","24",1.0114250183105469,1]
["A1SubLAPSLAP_PGZP20277WORST DAY15","A1","SubLAP","SLAP_PGZP",2027,7,"WORST DAY","15",1.0021679401397705,1]
["A1SubLAPSLAP_PGZP202710WORST DAY21","A1","SubLAP","SLAP_PGZP",2027,10,"WORST DAY","21",0.99902081489562988,0.99902081489562988]
["A1SubLAPSLAP_PGZP202711WORST DAY10","A1","SubLAP","SLAP_PGZP",2027,11,"WORST DAY","10",0.9938434362411499,1]
["A1BIPAllAll20253WORST DAY06","A1BIP","All","All",2025,3,"WORST DAY","06",1,1]
["A1BIPAllAll20255WORST DAY08","A1BIP","All","All",2025,5,"WORST DAY","08",1,1]
["A1BIPAllAll20256WORST DAY23","A1BIP","All","All",2025,6,"WORST DAY","23",1,1]
["A1BIPAllAll202511WORST DAY06","A1BIP","All","All",2025,11,"WORST DAY","06",1,1]
["A1BIPAllAll20261WORST DAY20","A1BIP","All","All",2026,1,"WORST DAY","20",0.62504589557647705,1]
["A1BIPAllAll20264WORST DAY09","A1BIP","All","All",2026,4,"WORST DAY","09",0.41986218094825745,1]
["A1BIPAllAll20267WORST DAY02","A1BIP","All","All",2026,7,"WORST DAY","02",0.81078851222991943,1]
["A1BIPAllAll20268WORST DAY02","A1BIP","All","All",2026,8,"WORST DAY","02",0.71077555418014526,1]
["A1BIPAllAll202610WORST DAY13","A1BIP","All","All",2026,10,"WORST DAY","13",0.48351344466209412,1]
["A1BIPAllAll202612WORST DAY11","A1BIP","All","All",2026,12,"WORST DAY","11",0.4363493025302887,1]
["A1BIPAllAll20274WORST DAY11","A1BIP","All","All",2027,4,"WORST DAY","11",0.41466519236564636,1]
["A1BIPAllAll20277WORST DAY08","A1BIP","All","All",2027,7,"WORST DAY","08",0.51369041204452515,1]
["A1BIPAllAll20278WORST DAY06","A1BIP","All","All",2027,8,"WORST DAY","06",0.61710983514785767,1]
["A1BIPAllAll202711WORST DAY17","A1BIP","All","All",2027,11,"WORST DAY","17",0.72901803255081177,1]
["A1BIPLCAGreater Bay Area20252WORST DAY04","A1BIP","LCA","Greater Bay Area",2025,2,"WORST DAY","04",1,1]
["A1BIPLCAGreater Bay Area20253WORST DAY10","A1BIP","LCA","Greater Bay Area",2025,3,"WORST DAY","10",1,1]
["A1BIPLCAGreater Bay Area20255WORST DAY15","A1BIP","LCA","Greater Bay Area",2025,5,"WORST DAY","15",1,1]
["A1BIPLCAGreater Bay Area202510WORST DAY07","A1BIP","LCA","Greater Bay Area",2025,10,"WORST DAY","07",1,1]
["A1BIPLCAGreater Bay Area202511WORST DAY13","A1BIP","LCA","Greater Bay Area",2025,11,"WORST DAY","13",1,1]
["A1BIPLCAGreater Bay Area20262WORST DAY16","A1BIP","LCA","Greater Bay Area",2026,2,"WORST DAY","16",1,1]
["A1BIPLCAGreater Bay Area20265WORST DAY19","A1BIP","LCA","Greater Bay Area",2026,5,"WORST DAY","19",1,1]
["A1BIPLCAGreater Bay Area20267WORST DAY01","A1BIP","LCA","Greater Bay Area",2026,7,"WORST DAY","01",1,1]
["A1BIPLCAGreater Bay Area20269WORST DAY06","A1BIP","LCA","Greater Bay Area",2026,9,"WORST DAY","06",1,1]
["A1BIPLCAGreater Bay Area202611WORST DAY10","A1BIP","LCA","Greater Bay Area",2026,11,"WORST DAY","10",1,1]
["A1BIPLCAGreater Bay Area20273WORST DAY04","A1BIP","LCA","Greater Bay Area",2027,3,"WORST DAY","04",1,1]
["A1BIPLCAGreater Bay Area20275WORST DAY15","A1BIP","LCA","Greater Bay Area",2027,5,"WORST DAY","15",1,1]
["A1BIPLCAGreater Bay Area20276WORST DAY15","A1BIP","LCA","Greater Bay Area",2027,6,"WORST DAY","15",1,1]
["A1BIPLCAGreater Bay Area20279WORST DAY24","A1BIP","LCA","Greater Bay Area",2027,9,"WORST DAY","24",1,1]
["A1BIPLCAGreater Bay Area202712WORST DAY21","A1BIP","LCA","Greater Bay Area",2027,12,"WORST DAY","21",1,1]
["A1BIPLCAGreater Fresno Area20252WORST DAY09","A1BIP","LCA","Greater Fresno Area",2025,2,"WORST DAY","09",1,1]
["A1BIPLCAGreater Fresno Area20254WORST DAY08","A1BIP","LCA","Greater Fresno Area",2025,4,"WORST DAY","08",1,1]
["A1BIPLCAGreater Fresno Area20256WORST DAY18","A1BIP","LCA","Greater Fresno Area",2025,6,"WORST DAY","18",1,1]
["A1BIPLCAGreater Fresno Area202511WORST DAY03","A1BIP","LCA","Greater Fresno Area",2025,11,"WORST DAY","03",1,1]
["A1BIPLCAGreater Fresno Area202512WORST DAY04","A1BIP","LCA","Greater Fresno Area",2025,12,"WORST DAY","04",1,1]
["A1BIPLCAGreater Fresno Area20263WORST DAY12","A1BIP","LCA","Greater Fresno Area",2026,3,"WORST DAY","12",1,1]
["A1BIPLCAGreater Fresno Area20266WORST DAY02","A1BIP","LCA","Greater Fresno Area",2026,6,"WORST DAY","02",1,1]
["A1BIPLCAGreater Fresno Area20267WORST DAY05","A1BIP","LCA","Greater Fresno Area",2026,7,"WORST DAY","05",1,1]
["A1BIPLCAGreater Fresno Area202611WORST DAY24","A1BIP","LCA","Greater Fresno Area",2026,11,"WORST DAY","24",1,1]
["A1BIPLCAGreater Fresno Area20272WORST DAY02","A1BIP","LCA","Greater Fresno Area",2027,2,"WORST DAY","02",1,1]
["A1BIPLCAGreater Fresno Area20273WORST DAY11","A1BIP","LCA","Greater Fresno Area",2027,3,"WORST DAY","11",1,1]
["A1BIPLCAGreater Fresno Area20276WORST DAY11","A1BIP","LCA","Greater Fresno Area",2027,6,"WORST DAY","11",1,1]
["A1BIPLCAGreater Fresno Area20279WORST DAY17","A1BIP","LCA","Greater Fresno Area",2027,9,"WORST DAY","17",1,1]
["A1BIPLCAGreater Fresno Area202710WORST DAY20","A1BIP","LCA","Greater Fresno Area",2027,10,"WORST DAY","20",1,1]
["A1BIPLCAHumboldt20251WORST DAY04","A1BIP","LCA","Humboldt",2025,1,"WORST DAY","04",1,1]
["A1BIPLCAHumboldt20253WORST DAY05","A1BIP","LCA","Humboldt",2025,3,"WORST DAY","05",1,1]
["A1BIPLCAHumboldt20257WORST DAY02","A1BIP","LCA","Humboldt",2025,7,"WORST DAY","02",1,1]
["A1BIPLCAHumboldt20259WORST DAY10","A1BIP","LCA","Humboldt",2025,9,"WORST DAY","10",1,1]
["A1BIPLCAHumboldt202510WORST DAY13","A1BIP","LCA","Humboldt",2025,10,"WORST DAY","13",1,1]
["A1BIPLCAHumboldt20261WORST DAY19","A1BIP","LCA","Humboldt",2026,1,"WORST DAY","19",1,1]
["A1BIPLCAHumboldt20264WORST DAY19","A1BIP","LCA","Humboldt",2026,4,"WORST DAY","19",1,1]
["A1BIPLCAHumboldt20266WORST DAY04","A1BIP","LCA","Humboldt",2026,6,"WORST DAY","04",1,1]
["A1BIPLCAHumboldt202610WORST DAY17","A1BIP","LCA","Humboldt",2026,10,"WORST DAY","17",1,1]
["A1BIPLCAHumboldt20271WORST DAY01","A1BIP","LCA","Humboldt",2027,1,"WORST DAY","01",1,1]
["A1BIPLCAHumboldt20272WORST DAY04","A1BIP","LCA","Humboldt",2027,2,"WORST DAY","04",1,1]
["A1BIPLCAHumboldt20274WORST DAY18","A1BIP","LCA","Humboldt",2027,4,"WORST DAY","18",1,1]
["A1BIPLCAHumboldt20278WORST DAY02","A1BIP","LCA","Humboldt",2027,8,"WORST DAY","02",1,1]
["A1BIPLCAHumboldt20279WORST DAY03","A1BIP","LCA","Humboldt",2027,9,"WORST DAY","03",1,1]
["A1BIPLCAHumboldt202711WORST DAY13","A1BIP","LCA","Humboldt",2027,11,"WORST DAY","13",1,1]
["A1BIPLCAOther20253WORST DAY24","A1BIP","LCA","Other",2025,3,"WORST DAY","24",1,1]
["A1BIPLCAOther20255WORST DAY21","A1BIP","LCA","Other",2025,5,"WORST DAY","21",1,1]
["A1BIPLCAOther20257WORST DAY09","A1BIP","LCA","Other",2025,7,"WORST DAY","09",1,1]
["A1BIPLCAOther202510WORST DAY06","A1BIP","LCA","Other",2025,10,"WORST DAY","06",1,1]
["A1BIPLCAOther20261WORST DAY15","A1BIP","LCA","Other",2026,1,"WORST DAY","15",1,1]
["A1BIPLCAOther20262WORST DAY15","A1BIP","LCA","Other",2026,2,"WORST DAY","15",1,1]
["A1BIPLCAOther20265WORST DAY02","A1BIP","LCA","Other",2026,5,"WORST DAY","02",1,1]
["A1BIPLCAOther20269WORST DAY12","A1BIP","LCA","Other",2026,9,"WORST DAY","12",1,1]
["A1BIPLCAOther202610WORST DAY24","A1BIP","LCA","Other",2026,10,"WORST DAY","24",1,1]
["A1BIPLCAOther20271WORST DAY05","A1BIP","LCA","Other",2027,1,"WORST DAY","05",1,1]
["A1BIPLCAOther20274WORST DAY22","A1BIP","LCA","Other",2027,4,"WORST DAY","22",1,1]
["A1BIPLCAOther20275WORST DAY14","A1BIP","LCA","Other",2027,5,"WORST DAY","14",1,1]
["A1BIPLCAOther20278WORST DAY17","A1BIP","LCA","Other",2027,8,"WORST DAY","17",1,1]
["A1BIPLCAOther20279WORST DAY23","A1BIP","LCA","Other",2027,9,"WORST DAY","23",1,1]
["A1BIPLCAStockton20252WORST DAY15","A1BIP","LCA","Stockton",2025,2,"WORST DAY","15",1,1]
["A1BIPLCAStockton20254WORST DAY20","A1BIP","LCA","Stockton",2025,4,"WORST DAY","20",1,1]
["A1BIPLCAStockton20256WORST DAY02","A1BIP","LCA","Stockton",2025,6,"WORST DAY","02",1,1]
["A1BIPLCAStockton20258WORST DAY13","A1BIP","LCA","Stockton",2025,8,"WORST DAY","13",1,1]
["A1BIPLCAStockton202511WORST DAY24","A1BIP","LCA","Stockton",2025,11,"WORST DAY","24",1,1]
["A1BIPLCAStockton202512WORST DAY22","A1BIP","LCA","Stockton",2025,12,"WORST DAY","22",1,1]
["A1BIPSubLAPSLAP_PGEB20253WORST DAY11","A1BIP","SubLAP","SLAP_PGEB",2025,3,"WORST DAY","11",1,1]
["A1BIPSubLAPSLAP_PGEB20257WORST DAY19","A1BIP","SubLAP","SLAP_PGEB",2025,7,"WORST DAY","19",1,1]
["A1BIPSubLAPSLAP_PGEB20259WORST DAY17","A1BIP","SubLAP","SLAP_PGEB",2025,9,"WORST DAY","17",1,1]
["A1BIPSubLAPSLAP_PGEB202512WORST DAY04","A1BIP","SubLAP","SLAP_PGEB",2025,12,"WORST DAY","04",1,1]
["A1BIPSubLAPSLAP_PGF120253WORST DAY15","A1BIP","SubLAP","SLAP_PGF1",2025,3,"WORST DAY","15",1,1]
["A1BIPSubLAPSLAP_PGF120253WORST DAY21","A1BIP","SubLAP","SLAP_PGF1",2025,3,"WORST DAY","21",1,1]
["A1BIPSubLAPSLAP_PGF120257WORST DAY02","A1BIP","SubLAP","SLAP_PGF1",2025,7,"WORST DAY","02",1,1]
["A1BIPSubLAPSLAP_PGF1202510WORST DAY18","A1BIP","SubLAP","SLAP_PGF1",2025,10,"WORST DAY","18",1,1]
["A1BIPSubLAPSLAP_PGF120261WORST DAY07","A1BIP","SubLAP","SLAP_PGF1",2026,1,"WORST DAY","07",1,1]
["A1BIPSubLAPSLAP_PGF120262WORST DAY22","A1BIP","SubLAP","SLAP_PGF1",2026,2,"WORST DAY","22",1,1]
["A1BIPSubLAPSLAP_PGF120264WORST DAY24","A1BIP","SubLAP","SLAP_PGF1",2026,4,"WORST DAY","24",1,1]
["A1BIPSubLAPSLAP_PGF120268WORST DAY20","A1BIP","SubLAP","SLAP_PGF1",2026,8,"WORST DAY","20",1,1]
["A1BIPSubLAPSLAP_PGF120269WORST DAY09","A1BIP","SubLAP","SLAP_PGF1",2026,9,"WORST DAY","09",1,1]
["A1BIPSubLAPSLAP_PGF1202612WORST DAY15","A1BIP","SubLAP","SLAP_PGF1",2026,12,"WORST DAY","15",1,1]
["A1BIPSubLAPSLAP_PGF120274WORST DAY06","A1BIP","SubLAP","SLAP_PGF1",2027,4,"WORST DAY","06",1,1]
["A1BIPSubLAPSLAP_PGF120276WORST DAY13","A1BIP","SubLAP","SLAP_PGF1",2027,6,"WORST DAY","13",1,1]
["A1BIPSubLAPSLAP_PGF120278WORST DAY15","A1BIP","SubLAP","SLAP_PGF1",2027,8,"WORST DAY","15",1,1]
["A1BIPSubLAPSLAP_PGF120279WORST DAY24","A1BIP","SubLAP","SLAP_PGF1",2027,9,"WORST DAY","24",1,1]
["A1BIPSubLAPSLAP_PGF1202712WORST DAY08","A1BIP","SubLAP","SLAP_PGF1",2027,12,"WORST DAY","08",1,1]
["A1BIPSubLAPSLAP_PGFG20253WORST DAY22","A1BIP","SubLAP","SLAP_PGFG",2025,3,"WORST DAY","22",1,1]
["A1BIPSubLAPSLAP_PGFG20257WORST DAY05","A1BIP","SubLAP","SLAP_PGFG",2025,7,"WORST DAY","05",1,1]
["A1BIPSubLAPSLAP_PGFG20259WORST DAY20","A1BIP","SubLAP","SLAP_PGFG",2025,9,"WORST DAY","20",1,1]
["A1BIPSubLAPSLAP_PGFG202511WORST DAY14","A1BIP","SubLAP","SLAP_PGFG",2025,11,"WORST DAY","14",1,1]
["A1BIPSubLAPSLAP_PGHB20251WORST DAY15","A1BIP","SubLAP","SLAP_PGHB",2025,1,"WORST DAY","15",1,1]
["A1BIPSubLAPSLAP_PGHB20253WORST DAY23","A1BIP","SubLAP","SLAP_PGHB",2025,3,"WORST DAY","23",1,1]
["A1BIPSubLAPSLAP_PGHB20257WORST DAY13","A1BIP","SubLAP","SLAP_PGHB",2025,7,"WORST DAY","13",1,1]
["A1BIPSubLAPSLAP_PGHB202510WORST DAY04","A1BIP","SubLAP","SLAP_PGHB",2025,10,"WORST DAY","04",1,1]
["A1BIPSubLAPSLAP_PGHB202510WORST DAY24","A1BIP","SubLAP","SLAP_PGHB",2025,10,"WORST DAY","24",1,1]
["A1BIPSubLAPSLAP_PGHB20262WORST DAY13","A1BIP","SubLAP","SLAP_PGHB",2026,2,"WORST DAY","13",1,1]
["A1BIPSubLAPSLAP_PGHB20264WORST DAY22","A1BIP","SubLAP","SLAP_PGHB",2026,4,"WORST DAY","22",1,1]
["A1BIPSubLAPSLAP_PGHB20266WORST DAY22","A1BIP","SubLAP","SLAP_PGHB",2026,6,"WORST DAY","22",1,1]
["A1BIPSubLAPSLAP_PGHB20268WORST DAY17","A1BIP","SubLAP","SLAP_PGHB",2026,8,"WORST DAY","17",1,1]
["A1BIPSubLAPSLAP_PGHB202611WORST DAY07","A1BIP","SubLAP","SLAP_PGHB",2026,11,"WORST DAY","07",1,1]
["A1BIPSubLAPSLAP_PGHB20272WORST DAY15","A1BIP","SubLAP","SLAP_PGHB",2027,2,"WORST DAY","15",1,1]
["A1BIPSubLAPSLAP_PGHB20273WORST DAY16","A1BIP","SubLAP","SLAP_PGHB",2027,3,"WORST DAY","16",1,1]
["A1BIPSubLAPSLAP_PGHB20278WORST DAY01","A1BIP","SubLAP","SLAP_PGHB",2027,8,"WORST DAY","01",1,1]
["A1BIPSubLAPSLAP_PGHB202710WORST DAY11","A1BIP","SubLAP","SLAP_PGHB",2027,10,"WORST DAY","11",1,1]
["A1BIPSubLAPSLAP_PGHB202712WORST DAY10","A1BIP","SubLAP","SLAP_PGHB",2027,12,"WORST DAY","10",1,1]
["A1BIPSubLAPSLAP_PGSB20251WORST DAY22","A1BIP","SubLAP","SLAP_PGSB",2025,1,"WORST DAY","22",1,1]
["A1BIPSubLAPSLAP_PGSB20254WORST DAY03","A1BIP","SubLAP","SLAP_PGSB",2025,4,"WORST DAY","03",1,1]
["A1BIPSubLAPSLAP_PGSB20257WORST DAY20","A1BIP","SubLAP","SLAP_PGSB",2025,7,"WORST DAY","20",1,1]
["A1BIPSubLAPSLAP_PGSB202510WORST DAY24","A1BIP","SubLAP","SLAP_PGSB",2025,10,"WORST DAY","24",1,1]
["A1BIPSubLAPSLAP_PGSB20261WORST DAY18","A1BIP","SubLAP","SLAP_PGSB",2026,1,"WORST DAY","18",1,1]
["A1BIPSubLAPSLAP_PGSB20263WORST DAY09","A1BIP","SubLAP","SLAP_PGSB",2026,3,"WORST DAY","09",1,1]
["A1BIPSubLAPSLAP_PGSB20265WORST DAY13","A1BIP","SubLAP","SLAP_PGSB",2026,5,"WORST DAY","13",1,1]
["A1BIPSubLAPSLAP_PGSB20267WORST DAY18","A1BIP","SubLAP","SLAP_PGSB",2026,7,"WORST DAY","18",1,1]
["A1BIPSubLAPSLAP_PGSB202611WORST DAY11","A1BIP","SubLAP","SLAP_PGSB",2026,11,"WORST DAY","11",1,1]
["A1BIPSubLAPSLAP_PGSB20271WORST DAY23","A1BIP","SubLAP","SLAP_PGSB",2027,1,"WORST DAY","23",1,1]
["A1BIPSubLAPSLAP_PGSB20272WORST DAY22","A1BIP","SubLAP","SLAP_PGSB",2027,2,"WORST DAY","22",1,1]
["A1BIPSubLAPSLAP_PGSB20276WORST DAY08","A1BIP","SubLAP","SLAP_PGSB",2027,6,"WORST DAY","08",1,1]
["A1BIPSubLAPSLAP_PGSB20278WORST DAY20","A1BIP","SubLAP","SLAP_PGSB",2027,8,"WORST DAY","20",1,1]
["A1BIPSubLAPSLAP_PGSB202710WORST DAY17","A1BIP","SubLAP","SLAP_PGSB",2027,10,"WORST DAY","17",1,1]
["A1BIPSubLAPSLAP_PGSB202712WORST DAY15","A1BIP","SubLAP","SLAP_PGSB",2027,12,"WORST DAY","15",1,1]
["A1BIPSubLAPSLAP_PGZP20253WORST DAY02","A1BIP","SubLAP","SLAP_PGZP",2025,3,"WORST DAY","02",1,1]
["A1BIPSubLAPSLAP_PGZP20256WORST DAY13","A1BIP","SubLAP","SLAP_PGZP",2025,6,"WORST DAY","13",1,1]
["A1BIPSubLAPSLAP_PGZP20259WORST DAY23","A1BIP","SubLAP","SLAP_PGZP",2025,9,"WORST DAY","23",1,1]
["A1BIPSubLAPSLAP_PGZP202512WORST DAY11","A1BIP","SubLAP","SLAP_PGZP",2025,12,"WORST DAY","11",1,1]
["A1BIPSubLAPSLAP_PGZP20261WORST DAY16","A1BIP","SubLAP","SLAP_PGZP",2026,1,"WORST DAY","16",1,1]
["A1BIPSubLAPSLAP_PGZP20263WORST DAY22","A1BIP","SubLAP","SLAP_PGZP",2026,3,"WORST DAY","22",1,1]
["A1BIPSubLAPSLAP_PGZP20266WORST DAY01","A1BIP","SubLAP","SLAP_PGZP",2026,6,"WORST DAY","01",1,1]
["A1BIPSubLAPSLAP_PGZP202610WORST DAY04","A1BIP","SubLAP","SLAP_PGZP",2026,10,"WORST DAY","04",1,1]
["A1BIPSubLAPSLAP_PGZP202612WORST DAY22","A1BIP","SubLAP","SLAP_PGZP",2026,12,"WORST DAY","22",1,1]
["A1BIPSubLAPSLAP_PGZP20272WORST DAY19","A1BIP","SubLAP","SLAP_PGZP",2027,2,"WORST DAY","19",1,1]
["A1BIPSubLAPSLAP_PGZP20275WORST DAY16","A1BIP","SubLAP","SLAP_PGZP",2027,5,"WORST DAY","16",1,1]
["A1BIPSubLAPSLAP_PGZP20277WORST DAY04","A1BIP","SubLAP","SLAP_PGZP",2027,7,"WORST DAY","04",1,1]
["A1BIPSubLAPSLAP_PGZP20279WORST DAY11","A1BIP","SubLAP","SLAP_PGZP",2027,9,"WORST DAY","11",1,1]
["A1BIPSubLAPSLAP_PGZP202711WORST DAY13","A1BIP","SubLAP","SLAP_PGZP",2027,11,"WORST DAY","13",1,1]
["A2AllAll20253WORST DAY09","A2","All","All",2025,3,"WORST DAY","09",1,1]
["A2AllAll20255WORST DAY18","A2","All","All",2025,5,"WORST DAY","18",1,1]
["A2AllAll20256WORST DAY20","A2","All","All",2025,6,"WORST DAY","20",1,1]
["A2AllAll202510WORST DAY03","A2","All","All",2025,10,"WORST DAY","03",1,1]
["A2AllAll202512WORST DAY18","A2","All","All",2025,12,"WORST DAY","18",1,1]
["A2AllAll20262WORST DAY12","A2","All","All",2026,2,"WORST DAY","12",0.77174258232116699,1]
["A2AllAll20264WORST DAY13","A2","All","All",2026,4,"WORST DAY","13",0.91867309808731079,1]
["A2AllAll20266WORST DAY21","A2","All","All",2026,6,"WORST DAY","21",0.49368014931678772,1]
["A2AllAll202610WORST DAY11","A2","All","All",2026,10,"WORST DAY","11",0.86716938018798828,1]
["A2AllAll20271WORST DAY18","A2","All","All",2027,1,"WORST DAY","18",0.3932364284992218,1]
["A2AllAll20274WORST DAY09","A2","All","All",2027,4,"WORST DAY","09",0.84778338670730591,1]
["A2AllAll20275WORST DAY11","A2","All","All",2027,5,"WORST DAY","11",1.0215451717376709,1]
["A2AllAll20277WORST DAY20","A2","All","All",2027,7,"WORST DAY","20",0.55546426773071289,1]
["A2AllAll20279WORST DAY20","A2","All","All",2027,9,"WORST DAY","20",0.80214560031890869,1]
["A2LCAGreater Bay Area20252WORST DAY02","A2","LCA","Greater Bay Area",2025,2,"WORST DAY","02",1,1]
["A2LCAGreater Bay Area20254WORST DAY17","A2","LCA","Greater Bay Area",2025,4,"WORST DAY","17",1,1]
["A2LCAGreater Bay Area20255WORST DAY13","A2","LCA","Greater Bay Area",2025,5,"WORST DAY","13",1,1]
["A2LCAGreater Bay Area20259WORST DAY02","A2","LCA","Greater Bay Area",2025,9,"WORST DAY","02",1,1]
["A2LCAGreater Bay Area202511WORST DAY11","A2","LCA","Greater Bay Area",2025,11,"WORST DAY","11",1,1]
["A2LCAGreater Bay Area202512WORST DAY19","A2","LCA","Greater Bay Area",2025,12,"WORST DAY","19",1,1]
["A2LCAGreater Bay Area20265WORST DAY09","A2","LCA","Greater Bay Area",2026,5,"WORST DAY","09",1,1]
["A2LCAGreater Bay Area20267WORST DAY16","A2","LCA","Greater Bay Area",2026,7,"WORST DAY","16",1,1]
["A2LCAGreater Bay Area202610WORST DAY05","A2","LCA","Greater Bay Area",2026,10,"WORST DAY","05",1,1]
["A2LCAGreater Bay Area202610WORST DAY18","A2","LCA","Greater Bay Area",2026,10,"WORST DAY","18",1,1]
["A2LCAGreater Bay Area20271WORST DAY22","A2","LCA","Greater Bay Area",2027,1,"WORST DAY","22",1,1]
["A2LCAGreater Bay Area20274WORST DAY16","A2","LCA","Greater Bay Area",2027,4,"WORST DAY","16",1,1]
["A2LCAGreater Bay Area20276WORST DAY07","A2","LCA","Greater Bay Area",2027,6,"WORST DAY","07",1,1]
["A2LCAGreater Bay Area20278WORST DAY11","A2","LCA","Greater Bay Area",2027,8,"WORST DAY","11",1,1]
["A2LCAGreater Fresno Area20251WORST DAY04","A2","LCA","Greater Fresno Area",2025,1,"WORST DAY","04",1,1]
["A2LCAGreater Fresno Area20252WORST DAY09","A2","LCA","Greater Fresno Area",2025,2,"WORST DAY","09",1,1]
["A2LCAGreater Fresno Area20255WORST DAY13","A2","LCA","Greater Fresno Area",2025,5,"WORST DAY","13",1,1]
["A2LCAGreater Fresno Area20258WORST DAY07","A2","LCA","Greater Fresno Area",2025,8,"WORST DAY","07",1,1]
["A2LCAGreater Fresno Area20259WORST DAY06","A2","LCA","Greater Fresno Area",2025,9,"WORST DAY","06",1,1]
["A2LCAGreater Fresno Area202511WORST DAY18","A2","LCA","Greater Fresno Area",2025,11,"WORST DAY","18",1,1]
["A2LCAGreater Fresno Area20264WORST DAY03","A2","LCA","Greater Fresno Area",2026,4,"WORST DAY","03",1,1]
["A2LCAGreater Fresno Area20265WORST DAY24","A2","LCA","Greater Fresno Area",2026,5,"WORST DAY","24",1,1]
["A2LCAGreater Fresno Area20268WORST DAY12","A2","LCA","Greater Fresno Area",2026,8,"WORST DAY","12",1,1]
["A2LCAGreater Fresno Area20269WORST DAY11","A2","LCA","Greater Fresno Area",2026,9,"WORST DAY","11",1,1]
["A2LCAGreater Fresno Area202612WORST DAY21","A2","LCA","Greater Fresno Area",2026,12,"WORST DAY","21",1,1]
["A2LCAGreater Fresno Area20273WORST DAY09","A2","LCA","Greater Fresno Area",2027,3,"WORST DAY","09",1,1]
["A2LCAGreater Fresno Area20277WORST DAY02","A2","LCA","Greater Fresno Area",2027,7,"WORST DAY","02",1,1]
["A2LCAGreater Fresno Area20279WORST DAY07","A2","LCA","Greater Fresno Area",2027,9,"WORST DAY","07",1,1]
["A2LCAGreater Fresno Area202711WORST DAY11","A2","LCA","Greater Fresno Area",2027,11,"WORST DAY","11",1,1]
["A2LCAGreater Fresno Area202712WORST DAY18","A2","LCA","Greater Fresno Area",2027,12,"WORST DAY","18",1,1]
["A2LCAHumboldt20253WORST DAY20","A2","LCA","Humboldt",2025,3,"WORST DAY","20",1,1]
["A2LCAHumboldt20256WORST DAY24","A2","LCA","Humboldt",2025,6,"WORST DAY","24",1,1]
["A2LCAHumboldt20258WORST DAY05","A2","LCA","Humboldt",2025,8,"WORST DAY","05",1,1]
["A2LCAHumboldt202510WORST DAY11","A2","LCA","Humboldt",2025,10,"WORST DAY","11",1,1]
["A2LCAHumboldt20262WORST DAY10","A2","LCA","Humboldt",2026,2,"WORST DAY","10",1,1]
["A2LCAHumboldt20264WORST DAY23","A2","LCA","Humboldt",2026,4,"WORST DAY","23",1,1]
["A2LCAHumboldt20266WORST DAY07","A2","LCA","Humboldt",2026,6,"WORST DAY","07",1,1]
["A2LCAHumboldt20269WORST DAY08","A2","LCA","Humboldt",2026,9,"WORST DAY","08",1,1]
["A2LCAHumboldt202612WORST DAY05","A2","LCA","Humboldt",2026,12,"WORST DAY","05",1,1]
["A2LCAHumboldt20271WORST DAY01","A2","LCA","Humboldt",2027,1,"WORST DAY","01",1,1]
["A2LCAHumboldt20273WORST DAY16","A2","LCA","Humboldt",2027,3,"WORST DAY","16",1,1]
["A2LCAHumboldt20277WORST DAY22","A2","LCA","Humboldt",2027,7,"WORST DAY","22",1,1]
["A2LCAHumboldt20279WORST DAY14","A2","LCA","Humboldt",2027,9,"WORST DAY","14",1,1]
["A2LCAHumboldt202712WORST DAY07","A2","LCA","Humboldt",2027,12,"WORST DAY","07",1,1]
["A2LCAOther20251WORST DAY09","A2","LCA","Other",2025,1,"WORST DAY","09",1,1]
["A2LCAOther20254WORST DAY16","A2","LCA","Other",2025,4,"WORST DAY","16",1,1]
["A2LCAOther20257WORST DAY07","A2","LCA","Other",2025,7,"WORST DAY","07",1,1]
["A2LCAOther202510WORST DAY21","A2","LCA","Other",2025,10,"WORST DAY","21",1,1]
["A2LCAOther20261WORST DAY05","A2","LCA","Other",2026,1,"WORST DAY","05",0.17571896314620972,1]
["A2LCAOther20263WORST DAY06","A2","LCA","Other",2026,3,"WORST DAY","06",8.9930683374404907E-2,1]
["A2LCAOther20264WORST DAY16","A2","LCA","Other",2026,4,"WORST DAY","16",-1.2208651304244995,1]
["A2LCAOther20267WORST DAY15","A2","LCA","Other",2026,7,"WORST DAY","15",1.4821728467941284,1]
["A2LCAOther202610WORST DAY22","A2","LCA","Other",2026,10,"WORST DAY","22",0.94083237648010254,1]
["A2LCAOther202611WORST DAY24","A2","LCA","Other",2026,11,"WORST DAY","24",0.70037484169006348,1]
["A2LCAOther20272WORST DAY09","A2","LCA","Other",2027,2,"WORST DAY","09",-8.7121717631816864E-2,1]
["A2LCAOther20276WORST DAY05","A2","LCA","Other",2027,6,"WORST DAY","05",-0.64654386043548584,1]
["A2LCAOther20278WORST DAY07","A2","LCA","Other",2027,8,"WORST DAY","07",0.8656647801399231,1]
["A2LCAOther202710WORST DAY14","A2","LCA","Other",2027,10,"WORST DAY","14",0.83217799663543701,1]
["A2LCASierra20252WORST DAY05","A2","LCA","Sierra",2025,2,"WORST DAY","05",1,1]
["A2LCASierra20252WORST DAY23","A2","LCA","Sierra",2025,2,"WORST DAY","23",1,1]
["A2LCASierra20255WORST DAY24","A2","LCA","Sierra",2025,5,"WORST DAY","24",1,1]
["A2LCASierra20259WORST DAY20","A2","LCA","Sierra",2025,9,"WORST DAY","20",1,1]
["A2LCASierra202511WORST DAY17","A2","LCA","Sierra",2025,11,"WORST DAY","17",1,1]
["A2LCASierra20261WORST DAY12","A2","LCA","Sierra",2026,1,"WORST DAY","12",0.69440293312072754,1]
["A2LCASierra20264WORST DAY02","A2","LCA","Sierra",2026,4,"WORST DAY","02",0.55849862098693848,1]
["A2LCASierra20267WORST DAY18","A2","LCA","Sierra",2026,7,"WORST DAY","18",0.68314856290817261,1]
["A2LCASierra20268WORST DAY11","A2","LCA","Sierra",2026,8,"WORST DAY","11",0.82256227731704712,1]
["A2LCASierra202611WORST DAY05","A2","LCA","Sierra",2026,11,"WORST DAY","05",0.75962519645690918,1]
["A2LCASierra20272WORST DAY16","A2","LCA","Sierra",2027,2,"WORST DAY","16",0.67219793796539307,1]
["A2LCASierra20275WORST DAY03","A2","LCA","Sierra",2027,5,"WORST DAY","03",0.52436316013336182,1]
["A2LCASierra20277WORST DAY01","A2","LCA","Sierra",2027,7,"WORST DAY","01",0.47133409976959229,1]
["A2LCASierra20278WORST DAY14","A2","LCA","Sierra",2027,8,"WORST DAY","14",0.86262452602386475,1]
["A2LCASierra202711WORST DAY10","A2","LCA","Sierra",2027,11,"WORST DAY","10",0.83921325206756592,1]
["A2SubLAPSLAP_PGEB20252WORST DAY20","A2","SubLAP","SLAP_PGEB",2025,2,"WORST DAY","20",1,1]
["A2SubLAPSLAP_PGEB20253WORST DAY19","A2","SubLAP","SLAP_PGEB",2025,3,"WORST DAY","19",1,1]
["A2SubLAPSLAP_PGEB20256WORST DAY07","A2","SubLAP","SLAP_PGEB",2025,6,"WORST DAY","07",1,1]
["A2SubLAPSLAP_PGEB20259WORST DAY24","A2","SubLAP","SLAP_PGEB",2025,9,"WORST DAY","24",1,1]
["A2SubLAPSLAP_PGEB202512WORST DAY05","A2","SubLAP","SLAP_PGEB",2025,12,"WORST DAY","05",1,1]
["A2SubLAPSLAP_PGEB20262WORST DAY09","A2","SubLAP","SLAP_PGEB",2026,2,"WORST DAY","09",1,1]
["A2SubLAPSLAP_PGEB20266WORST DAY03","A2","SubLAP","SLAP_PGEB",2026,6,"WORST DAY","03",1,1]
["A2SubLAPSLAP_PGEB20266WORST DAY18","A2","SubLAP","SLAP_PGEB",2026,6,"WORST DAY","18",1,1]
["A2SubLAPSLAP_PGEB20269WORST DAY22","A2","SubLAP","SLAP_PGEB",2026,9,"WORST DAY","22",1,1]
["A2SubLAPSLAP_PGEB20271WORST DAY15","A2","SubLAP","SLAP_PGEB",2027,1,"WORST DAY","15",1,1]
["A2SubLAPSLAP_PGEB20273WORST DAY20","A2","SubLAP","SLAP_PGEB",2027,3,"WORST DAY","20",1,1]
["A2SubLAPSLAP_PGEB20275WORST DAY24","A2","SubLAP","SLAP_PGEB",2027,5,"WORST DAY","24",1,1]
["A2SubLAPSLAP_PGEB20277WORST DAY07","A2","SubLAP","SLAP_PGEB",2027,7,"WORST DAY","07",1,1]
["A2SubLAPSLAP_PGEB20279WORST DAY17","A2","SubLAP","SLAP_PGEB",2027,9,"WORST DAY","17",1,1]
["A2SubLAPSLAP_PGF120251WORST DAY05","A2","SubLAP","SLAP_PGF1",2025,1,"WORST DAY","05",1,1]
["A2SubLAPSLAP_PGF120254WORST DAY14","A2","SubLAP","SLAP_PGF1",2025,4,"WORST DAY","14",1,1]
["A2SubLAPSLAP_PGF120256WORST DAY11","A2","SubLAP","SLAP_PGF1",2025,6,"WORST DAY","11",1,1]
["A2SubLAPSLAP_PGF120259WORST DAY01","A2","SubLAP","SLAP_PGF1",2025,9,"WORST DAY","01",1,1]
["A2SubLAPSLAP_PGF1202510WORST DAY20","A2","SubLAP","SLAP_PGF1",2025,10,"WORST DAY","20",1,1]
["A2SubLAPSLAP_PGF1202512WORST DAY12","A2","SubLAP","SLAP_PGF1",2025,12,"WORST DAY","12",1,1]
["A2SubLAPSLAP_PGF120263WORST DAY05","A2","SubLAP","SLAP_PGF1",2026,3,"WORST DAY","05",1,1]
["A2SubLAPSLAP_PGF120266WORST DAY18","A2","SubLAP","SLAP_PGF1",2026,6,"WORST DAY","18",1,1]
["A2SubLAPSLAP_PGF1202610WORST DAY02","A2","SubLAP","SLAP_PGF1",2026,10,"WORST DAY","02",1,1]
["A2SubLAPSLAP_PGF1202612WORST DAY16","A2","SubLAP","SLAP_PGF1",2026,12,"WORST DAY","16",1,1]
["A2SubLAPSLAP_PGF120272WORST DAY11","A2","SubLAP","SLAP_PGF1",2027,2,"WORST DAY","11",1,1]
["A2SubLAPSLAP_PGF120274WORST DAY03","A2","SubLAP","SLAP_PGF1",2027,4,"WORST DAY","03",1,1]
["A2SubLAPSLAP_PGF120276WORST DAY04","A2","SubLAP","SLAP_PGF1",2027,6,"WORST DAY","04",1,1]
["A2SubLAPSLAP_PGF1202710WORST DAY01","A2","SubLAP","SLAP_PGF1",2027,10,"WORST DAY","01",1,1]
["A2SubLAPSLAP_PGHB20251WORST DAY01","A2","SubLAP","SLAP_PGHB",2025,1,"WORST DAY","01",1,1]
["A2SubLAPSLAP_PGHB20251WORST DAY20","A2","SubLAP","SLAP_PGHB",2025,1,"WORST DAY","20",1,1]
["A2SubLAPSLAP_PGHB20255WORST DAY10","A2","SubLAP","SLAP_PGHB",2025,5,"WORST DAY","10",1,1]
["A2SubLAPSLAP_PGHB20257WORST DAY18","A2","SubLAP","SLAP_PGHB",2025,7,"WORST DAY","18",1,1]
["A2SubLAPSLAP_PGHB20259WORST DAY19","A2","SubLAP","SLAP_PGHB",2025,9,"WORST DAY","19",1,1]
["A2SubLAPSLAP_PGHB202511WORST DAY05","A2","SubLAP","SLAP_PGHB",2025,11,"WORST DAY","05",1,1]
["A2SubLAPSLAP_PGHB20263WORST DAY24","A2","SubLAP","SLAP_PGHB",2026,3,"WORST DAY","24",1,1]
["A2SubLAPSLAP_PGHB20265WORST DAY03","A2","SubLAP","SLAP_PGHB",2026,5,"WORST DAY","03",1,1]
["A2SubLAPSLAP_PGHB20268WORST DAY09","A2","SubLAP","SLAP_PGHB",2026,8,"WORST DAY","09",1,1]
["A2SubLAPSLAP_PGHB202611WORST DAY09","A2","SubLAP","SLAP_PGHB",2026,11,"WORST DAY","09",1,1]
["A2SubLAPSLAP_PGHB202612WORST DAY18","A2","SubLAP","SLAP_PGHB",2026,12,"WORST DAY","18",1,1]
["A2SubLAPSLAP_PGHB20272WORST DAY20","A2","SubLAP","SLAP_PGHB",2027,2,"WORST DAY","20",1,1]
["A2SubLAPSLAP_PGHB20275WORST DAY03","A2","SubLAP","SLAP_PGHB",2027,5,"WORST DAY","03",1,1]
["A2SubLAPSLAP_PGHB20278WORST DAY18","A2","SubLAP","SLAP_PGHB",2027,8,"WORST DAY","18",1,1]
["A2SubLAPSLAP_PGHB202711WORST DAY08","A2","SubLAP","SLAP_PGHB",2027,11,"WORST DAY","08",1,1]
["A2SubLAPSLAP_PGNP20251WORST DAY21","A2","SubLAP","SLAP_PGNP",2025,1,"WORST DAY","21",1,1]
["A2SubLAPSLAP_PGNP20254WORST DAY14","A2","SubLAP","SLAP_PGNP",2025,4,"WORST DAY","14",1,1]
["A2SubLAPSLAP_PGNP20256WORST DAY06","A2","SubLAP","SLAP_PGNP",2025,6,"WORST DAY","06",1,1]
["A2SubLAPSLAP_PGNP20258WORST DAY01","A2","SubLAP","SLAP_PGNP",2025,8,"WORST DAY","01",1,1]
["A2SubLAPSLAP_PGNP20259WORST DAY23","A2","SubLAP","SLAP_PGNP",2025,9,"WORST DAY","23",1,1]
["A2SubLAPSLAP_PGNP20261WORST DAY23","A2","SubLAP","SLAP_PGNP",2026,1,"WORST DAY","23",0.59206205606460571,1]
["A2SubLAPSLAP_PGNP20264WORST DAY20","A2","SubLAP","SLAP_PGNP",2026,4,"WORST DAY","20",0.56890028715133667,1]
["A2SubLAPSLAP_PGNP20265WORST DAY18","A2","SubLAP","SLAP_PGNP",2026,5,"WORST DAY","18",0.50128251314163208,1]
["A2SubLAPSLAP_PGNP20269WORST DAY05","A2","SubLAP","SLAP_PGNP",2026,9,"WORST DAY","05",0.69297486543655396,1]
["A2SubLAPSLAP_PGNP202611WORST DAY16","A2","SubLAP","SLAP_PGNP",2026,11,"WORST DAY","16",0.7006722092628479,1]
["A2SubLAPSLAP_PGNP20271WORST DAY14","A2","SubLAP","SLAP_PGNP",2027,1,"WORST DAY","14",0.58435291051864624,1]
["A2SubLAPSLAP_PGNP20275WORST DAY14","A2","SubLAP","SLAP_PGNP",2027,5,"WORST DAY","14",0.52111542224884033,1]
["A2SubLAPSLAP_PGNP20277WORST DAY19","A2","SubLAP","SLAP_PGNP",2027,7,"WORST DAY","19",0.11930524557828903,1]
["A2SubLAPSLAP_PGNP20279WORST DAY01","A2","SubLAP","SLAP_PGNP",2027,9,"WORST DAY","01",0.6836477518081665,1]
["A2SubLAPSLAP_PGNP202712WORST DAY04","A2","SubLAP","SLAP_PGNP",2027,12,"WORST DAY","04",0.70732128620147705,1]
["A2SubLAPSLAP_PGSB20253WORST DAY07","A2","SubLAP","SLAP_PGSB",2025,3,"WORST DAY","07",1,1]
["A2SubLAPSLAP_PGSB20254WORST DAY13","A2","SubLAP","SLAP_PGSB",2025,4,"WORST DAY","13",1,1]
["A2SubLAPSLAP_PGSB20256WORST DAY18","A2","SubLAP","SLAP_PGSB",2025,6,"WORST DAY","18",1,1]
["A2SubLAPSLAP_PGSB20258WORST DAY22","A2","SubLAP","SLAP_PGSB",2025,8,"WORST DAY","22",1,1]
["A2SubLAPSLAP_PGSB202512WORST DAY16","A2","SubLAP","SLAP_PGSB",2025,12,"WORST DAY","16",1,1]
["A2SubLAPSLAP_PGSB20263WORST DAY03","A2","SubLAP","SLAP_PGSB",2026,3,"WORST DAY","03",1,1]
["A2SubLAPSLAP_PGSB20264WORST DAY03","A2","SubLAP","SLAP_PGSB",2026,4,"WORST DAY","03",1,1]
["A2SubLAPSLAP_PGSB20267WORST DAY12","A2","SubLAP","SLAP_PGSB",2026,7,"WORST DAY","12",1,1]
["A2SubLAPSLAP_PGSB202610WORST DAY01","A2","SubLAP","SLAP_PGSB",2026,10,"WORST DAY","01",1,1]
["A2SubLAPSLAP_PGSB202611WORST DAY21","A2","SubLAP","SLAP_PGSB",2026,11,"WORST DAY","21",1,1]
["A2SubLAPSLAP_PGSB20274WORST DAY07","A2","SubLAP","SLAP_PGSB",2027,4,"WORST DAY","07",1,1]
["A2SubLAPSLAP_PGSB20276WORST DAY18","A2","SubLAP","SLAP_PGSB",2027,6,"WORST DAY","18",1,1]
["A2SubLAPSLAP_PGSB20278WORST DAY15","A2","SubLAP","SLAP_PGSB",2027,8,"WORST DAY","15",1,1]
["A2SubLAPSLAP_PGSB20279WORST DAY16","A2","SubLAP","SLAP_PGSB",2027,9,"WORST DAY","16",1,1]
["A2SubLAPSLAP_PGSB202712WORST DAY24","A2","SubLAP","SLAP_PGSB",2027,12,"WORST DAY","24",1,1]
["A2SubLAPSLAP_PGSI20253WORST DAY14","A2","SubLAP","SLAP_PGSI",2025,3,"WORST DAY","14",1,1]
["A2SubLAPSLAP_PGSI20255WORST DAY09","A2","SubLAP","SLAP_PGSI",2025,5,"WORST DAY","09",1,1]
["A2SubLAPSLAP_PGSI20259WORST DAY12","A2","SubLAP","SLAP_PGSI",2025,9,"WORST DAY","12",1,1]
["A2SubLAPSLAP_PGSI202511WORST DAY14","A2","SubLAP","SLAP_PGSI",2025,11,"WORST DAY","14",1,1]
["A2SubLAPSLAP_PGSI202512WORST DAY23","A2","SubLAP","SLAP_PGSI",2025,12,"WORST DAY","23",1,1]
["A2SubLAPSLAP_PGSI20263WORST DAY23","A2","SubLAP","SLAP_PGSI",2026,3,"WORST DAY","23",0.56642580032348633,1]
["A2SubLAPSLAP_PGSI20266WORST DAY21","A2","SubLAP","SLAP_PGSI",2026,6,"WORST DAY","21",0.61200982332229614,1]
["A2SubLAPSLAP_PGSI20268WORST DAY08","A2","SubLAP","SLAP_PGSI",2026,8,"WORST DAY","08",0.78933447599411011,1]
["A2SubLAPSLAP_PGSI202610WORST DAY16","A2","SubLAP","SLAP_PGSI",2026,10,"WORST DAY","16",0.85675978660583496,1]
["A2SubLAPSLAP_PGSI202612WORST DAY17","A2","SubLAP","SLAP_PGSI",2026,12,"WORST DAY","17",0.79453504085540771,1]
["A2SubLAPSLAP_PGSI20274WORST DAY14","A2","SubLAP","SLAP_PGSI",2027,4,"WORST DAY","14",0.71320140361785889,1]
["A2SubLAPSLAP_PGSI20276WORST DAY22","A2","SubLAP","SLAP_PGSI",2027,6,"WORST DAY","22",0.54879409074783325,1]
["A2SubLAPSLAP_PGSI20278WORST DAY01","A2","SubLAP","SLAP_PGSI",2027,8,"WORST DAY","01",0.70738649368286133,1]
["A2SubLAPSLAP_PGSI202711WORST DAY07","A2","SubLAP","SLAP_PGSI",2027,11,"WORST DAY","07",0.77741438150405884,1]
["A2SubLAPSLAP_PGZP20251WORST DAY23","A2","SubLAP","SLAP_PGZP",2025,1,"WORST DAY","23",1,1]
["A2SubLAPSLAP_PGZP20253WORST DAY16","A2","SubLAP","SLAP_PGZP",2025,3,"WORST DAY","16",1,1]
["A2SubLAPSLAP_PGZP20258WORST DAY05","A2","SubLAP","SLAP_PGZP",2025,8,"WORST DAY","05",1,1]
["A2SubLAPSLAP_PGZP202510WORST DAY13","A2","SubLAP","SLAP_PGZP",2025,10,"WORST DAY","13",1,1]
["A2SubLAPSLAP_PGZP202511WORST DAY16","A2","SubLAP","SLAP_PGZP",2025,11,"WORST DAY","16",1,1]
["A2SubLAPSLAP_PGZP20262WORST DAY06","A2","SubLAP","SLAP_PGZP",2026,2,"WORST DAY","06",1,1]
["A2SubLAPSLAP_PGZP20265WORST DAY14","A2","SubLAP","SLAP_PGZP",2026,5,"WORST DAY","14",1,1]
["A2SubLAPSLAP_PGZP20266WORST DAY15","A2","SubLAP","SLAP_PGZP",2026,6,"WORST DAY","15",1,1]
["A2SubLAPSLAP_PGZP20269WORST DAY01","A2","SubLAP","SLAP_PGZP",2026,9,"WORST DAY","01",1,1]
["A2SubLAPSLAP_PGZP20271WORST DAY12","A2","SubLAP","SLAP_PGZP",2027,1,"WORST DAY","12",1,1]
["A2SubLAPSLAP_PGZP20273WORST DAY09","A2","SubLAP","SLAP_PGZP",2027,3,"WORST DAY","09",1,1]
["A2SubLAPSLAP_PGZP20274WORST DAY21","A2","SubLAP","SLAP_PGZP",2027,4,"WORST DAY","21",1,1]
["A2SubLAPSLAP_PGZP20277WORST DAY18","A2","SubLAP","SLAP_PGZP",2027,7,"WORST DAY","18",1,1]
["A2SubLAPSLAP_PGZP202710WORST DAY19","A2","SubLAP","SLAP_PGZP",2027,10,"WORST DAY","19",1,1]
["A2SubLAPSLAP_PGZP202712WORST DAY03","A2","SubLAP","SLAP_PGZP",2027,12,"WORST DAY","03",1,1]
["A2BIPAllAll20252WORST DAY14","A2BIP","All","All",2025,2,"WORST DAY","14",1,1]
["A2BIPAllAll20256WORST DAY24","A2BIP","All","All",2025,6,"WORST DAY","24",1,1]
["A2BIPAllAll20258WORST DAY12","A2BIP","All","All",2025,8,"WORST DAY","12",1,1]
["A2BIPAllAll202510WORST DAY17","A2BIP","All","All",2025,10,"WORST DAY","17",1,1]
["A2BIPAllAll20262WORST DAY10","A2BIP","All","All",2026,2,"WORST DAY","10",1,1]
["A2BIPAllAll20263WORST DAY02","A2BIP","All","All",2026,3,"WORST DAY","02",1,1]
["A2BIPAllAll20265WORST DAY21","A2BIP","All","All",2026,5,"WORST DAY","21",1,1]
["A2BIPAllAll20269WORST DAY23","A2BIP","All","All",2026,9,"WORST DAY","23",0.80941462516784668,1]
["A2BIPAllAll202612WORST DAY03","A2BIP","All","All",2026,12,"WORST DAY","03",0.65447258949279785,1]
["A2BIPAllAll20272WORST DAY08","A2BIP","All","All",2027,2,"WORST DAY","08",1,1]
["A2BIPAllAll20273WORST DAY14","A2BIP","All","All",2027,3,"WORST DAY","14",1,1]
["A2BIPAllAll20276WORST DAY17","A2BIP","All","All",2027,6,"WORST DAY","17",0.81559348106384277,1]
["A2BIPAllAll20279WORST DAY12","A2BIP","All","All",2027,9,"WORST DAY","12",0.80932497978210449,1]
["A2BIPAllAll202710WORST DAY10","A2BIP","All","All",2027,10,"WORST DAY","10",0.81024950742721558,1]
["A2BIPAllAll202712WORST DAY23","A2BIP","All","All",2027,12,"WORST DAY","23",0.75524771213531494,1]
["A2BIPLCAGreater Bay Area20255WORST DAY07","A2BIP","LCA","Greater Bay Area",2025,5,"WORST DAY","07",1,1]
["A2BIPLCAGreater Bay Area20257WORST DAY05","A2BIP","LCA","Greater Bay Area",2025,7,"WORST DAY","05",1,1]
["A2BIPLCAGreater Bay Area20259WORST DAY16","A2BIP","LCA","Greater Bay Area",2025,9,"WORST DAY","16",1,1]
["A2BIPLCAGreater Bay Area20261WORST DAY03","A2BIP","LCA","Greater Bay Area",2026,1,"WORST DAY","03",1,1]
["A2BIPLCAGreater Bay Area20262WORST DAY01","A2BIP","LCA","Greater Bay Area",2026,2,"WORST DAY","01",1,1]
["A2BIPLCAGreater Bay Area20264WORST DAY14","A2BIP","LCA","Greater Bay Area",2026,4,"WORST DAY","14",1,1]
["A2BIPLCAGreater Bay Area20268WORST DAY06","A2BIP","LCA","Greater Bay Area",2026,8,"WORST DAY","06",0.94503915309906006,1]
["A2BIPLCAGreater Bay Area202610WORST DAY19","A2BIP","LCA","Greater Bay Area",2026,10,"WORST DAY","19",1.0409587621688843,1]
["A2BIPLCAGreater Bay Area202612WORST DAY10","A2BIP","LCA","Greater Bay Area",2026,12,"WORST DAY","10",1.1213090419769287,1]
["A2BIPLCAGreater Bay Area20272WORST DAY12","A2BIP","LCA","Greater Bay Area",2027,2,"WORST DAY","12",1,1]
["A2BIPLCAGreater Bay Area20276WORST DAY08","A2BIP","LCA","Greater Bay Area",2027,6,"WORST DAY","08",1.1306326389312744,1]
["A2BIPLCAGreater Bay Area20276WORST DAY21","A2BIP","LCA","Greater Bay Area",2027,6,"WORST DAY","21",0.94636994600296021,1]
["A2BIPLCAGreater Bay Area20279WORST DAY19","A2BIP","LCA","Greater Bay Area",2027,9,"WORST DAY","19",1.0394443273544312,1]
["A2BIPLCASierra20251WORST DAY18","A2BIP","LCA","Sierra",2025,1,"WORST DAY","18",1,1]
["A2BIPLCASierra20254WORST DAY01","A2BIP","LCA","Sierra",2025,4,"WORST DAY","01",1,1]
["A2BIPLCASierra20256WORST DAY03","A2BIP","LCA","Sierra",2025,6,"WORST DAY","03",1,1]
["A2BIPLCASierra20257WORST DAY12","A2BIP","LCA","Sierra",2025,7,"WORST DAY","12",1,1]
["A2BIPLCASierra202510WORST DAY12","A2BIP","LCA","Sierra",2025,10,"WORST DAY","12",1,1]
["A2BIPLCASierra20261WORST DAY10","A2BIP","LCA","Sierra",2026,1,"WORST DAY","10",1,1]
["A2BIPLCASierra20264WORST DAY17","A2BIP","LCA","Sierra",2026,4,"WORST DAY","17",1,1]
["A2BIPLCASierra20267WORST DAY08","A2BIP","LCA","Sierra",2026,7,"WORST DAY","08",1,1]
["A2BIPLCASierra20269WORST DAY02","A2BIP","LCA","Sierra",2026,9,"WORST DAY","02",1,1]
["A2BIPLCASierra202611WORST DAY03","A2BIP","LCA","Sierra",2026,11,"WORST DAY","03",1,1]
["A2BIPLCASierra20271WORST DAY11","A2BIP","LCA","Sierra",2027,1,"WORST DAY","11",1,1]
["A2BIPLCASierra20275WORST DAY01","A2BIP","LCA","Sierra",2027,5,"WORST DAY","01",1,1]
["A2BIPLCASierra20275WORST DAY20","A2BIP","LCA","Sierra",2027,5,"WORST DAY","20",1,1]
["A2BIPLCASierra20278WORST DAY12","A2BIP","LCA","Sierra",2027,8,"WORST DAY","12",1,1]
["A2BIPLCASierra202712WORST DAY01","A2BIP","LCA","Sierra",2027,12,"WORST DAY","01",1,1]
["A2BIPLCAStockton20252WORST DAY10","A2BIP","LCA","Stockton",2025,2,"WORST DAY","10",1,1]
["A2BIPLCAStockton20254WORST DAY10","A2BIP","LCA","Stockton",2025,4,"WORST DAY","10",1,1]
["A2BIPLCAStockton20256WORST DAY05","A2BIP","LCA","Stockton",2025,6,"WORST DAY","05",1,1]
["A2BIPLCAStockton20258WORST DAY19","A2BIP","LCA","Stockton",2025,8,"WORST DAY","19",1,1]
["A2BIPLCAStockton202512WORST DAY03","A2BIP","LCA","Stockton",2025,12,"WORST DAY","03",1,1]
["A2BIPSubLAPSLAP_PGCC20253WORST DAY16","A2BIP","SubLAP","SLAP_PGCC",2025,3,"WORST DAY","16",1,1]
["A2BIPSubLAPSLAP_PGCC20255WORST DAY13","A2BIP","SubLAP","SLAP_PGCC",2025,5,"WORST DAY","13",1,1]
["A2BIPSubLAPSLAP_PGCC20257WORST DAY23","A2BIP","SubLAP","SLAP_PGCC",2025,7,"WORST DAY","23",1,1]
["A2BIPSubLAPSLAP_PGCC20259WORST DAY22","A2BIP","SubLAP","SLAP_PGCC",2025,9,"WORST DAY","22",1,1]
["A2BIPSubLAPSLAP_PGCC202511WORST DAY10","A2BIP","SubLAP","SLAP_PGCC",2025,11,"WORST DAY","10",1,1]
["A2BIPSubLAPSLAP_PGCC20262WORST DAY07","A2BIP","SubLAP","SLAP_PGCC",2026,2,"WORST DAY","07",1,1]
["A2BIPSubLAPSLAP_PGCC20265WORST DAY08","A2BIP","SubLAP","SLAP_PGCC",2026,5,"WORST DAY","08",1,1]
["A2BIPSubLAPSLAP_PGCC20268WORST DAY12","A2BIP","SubLAP","SLAP_PGCC",2026,8,"WORST DAY","12",1.0734866857528687,1]
["A2BIPSubLAPSLAP_PGCC202611WORST DAY06","A2BIP","SubLAP","SLAP_PGCC",2026,11,"WORST DAY","06",0.9423067569732666,1]
["A2BIPSubLAPSLAP_PGCC202612WORST DAY21","A2BIP","SubLAP","SLAP_PGCC",2026,12,"WORST DAY","21",0.95139390230178833,1]
["A2BIPSubLAPSLAP_PGCC20273WORST DAY01","A2BIP","SubLAP","SLAP_PGCC",2027,3,"WORST DAY","01",1,1]
["A2BIPSubLAPSLAP_PGCC20275WORST DAY06","A2BIP","SubLAP","SLAP_PGCC",2027,5,"WORST DAY","06",1,1]
["A2BIPSubLAPSLAP_PGCC20278WORST DAY23","A2BIP","SubLAP","SLAP_PGCC",2027,8,"WORST DAY","23",0.96106892824172974,1]
["A2BIPSubLAPSLAP_PGCC20279WORST DAY15","A2BIP","SubLAP","SLAP_PGCC",2027,9,"WORST DAY","15",1.0377786159515381,1]
["A2BIPSubLAPSLAP_PGCC202712WORST DAY10","A2BIP","SubLAP","SLAP_PGCC",2027,12,"WORST DAY","10",1.1213090419769287,1]
["A2BIPSubLAPSLAP_PGNP20253WORST DAY20","A2BIP","SubLAP","SLAP_PGNP",2025,3,"WORST DAY","20",1,1]
["A2BIPSubLAPSLAP_PGNP20256WORST DAY08","A2BIP","SubLAP","SLAP_PGNP",2025,6,"WORST DAY","08",1,1]
["A2BIPSubLAPSLAP_PGNP20258WORST DAY05","A2BIP","SubLAP","SLAP_PGNP",2025,8,"WORST DAY","05",1,1]
["A2BIPSubLAPSLAP_PGNP202512WORST DAY06","A2BIP","SubLAP","SLAP_PGNP",2025,12,"WORST DAY","06",1,1]
["A2BIPSubLAPSLAP_PGNP202512WORST DAY14","A2BIP","SubLAP","SLAP_PGNP",2025,12,"WORST DAY","14",1,1]
["A2BIPSubLAPSLAP_PGNP20264WORST DAY01","A2BIP","SubLAP","SLAP_PGNP",2026,4,"WORST DAY","01",1,1]
["A2BIPSubLAPSLAP_PGNP20267WORST DAY11","A2BIP","SubLAP","SLAP_PGNP",2026,7,"WORST DAY","11",1,1]
["A2BIPSubLAPSLAP_PGNP20269WORST DAY23","A2BIP","SubLAP","SLAP_PGNP",2026,9,"WORST DAY","23",1,1]
["A2BIPSubLAPSLAP_PGNP202611WORST DAY04","A2BIP","SubLAP","SLAP_PGNP",2026,11,"WORST DAY","04",1,1]
["A2BIPSubLAPSLAP_PGNP20271WORST DAY10","A2BIP","SubLAP","SLAP_PGNP",2027,1,"WORST DAY","10",1,1]
["A2BIPSubLAPSLAP_PGNP20273WORST DAY13","A2BIP","SubLAP","SLAP_PGNP",2027,3,"WORST DAY","13",1,1]
["A2BIPSubLAPSLAP_PGNP20277WORST DAY08","A2BIP","SubLAP","SLAP_PGNP",2027,7,"WORST DAY","08",1,1]
["A2BIPSubLAPSLAP_PGNP202710WORST DAY10","A2BIP","SubLAP","SLAP_PGNP",2027,10,"WORST DAY","10",1,1]
["A2BIPSubLAPSLAP_PGNP202712WORST DAY07","A2BIP","SubLAP","SLAP_PGNP",2027,12,"WORST DAY","07",1,1]
["A2BIPSubLAPSLAP_PGSI20253WORST DAY04","A2BIP","SubLAP","SLAP_PGSI",2025,3,"WORST DAY","04",1,1]
["A2BIPSubLAPSLAP_PGSI20254WORST DAY16","A2BIP","SubLAP","SLAP_PGSI",2025,4,"WORST DAY","16",1,1]
["A2BIPSubLAPSLAP_PGSI20256WORST DAY23","A2BIP","SubLAP","SLAP_PGSI",2025,6,"WORST DAY","23",1,1]
["A2BIPSubLAPSLAP_PGSI20259WORST DAY01","A2BIP","SubLAP","SLAP_PGSI",2025,9,"WORST DAY","01",1,1]
["A2BIPSubLAPSLAP_PGSI202512WORST DAY21","A2BIP","SubLAP","SLAP_PGSI",2025,12,"WORST DAY","21",1,1]
["A2BIPSubLAPSLAP_PGSI20263WORST DAY22","A2BIP","SubLAP","SLAP_PGSI",2026,3,"WORST DAY","22",1,1]
["A2BIPSubLAPSLAP_PGSI20264WORST DAY08","A2BIP","SubLAP","SLAP_PGSI",2026,4,"WORST DAY","08",1,1]
["A2BIPSubLAPSLAP_PGSI20267WORST DAY15","A2BIP","SubLAP","SLAP_PGSI",2026,7,"WORST DAY","15",1,1]
["A2BIPSubLAPSLAP_PGSI202610WORST DAY06","A2BIP","SubLAP","SLAP_PGSI",2026,10,"WORST DAY","06",1,1]
["A2BIPSubLAPSLAP_PGSI202611WORST DAY24","A2BIP","SubLAP","SLAP_PGSI",2026,11,"WORST DAY","24",1,1]
["A2BIPSubLAPSLAP_PGSI20274WORST DAY04","A2BIP","SubLAP","SLAP_PGSI",2027,4,"WORST DAY","04",1,1]
["A2BIPSubLAPSLAP_PGSI20276WORST DAY21","A2BIP","SubLAP","SLAP_PGSI",2027,6,"WORST DAY","21",1,1]
["A2BIPSubLAPSLAP_PGSI20277WORST DAY23","A2BIP","SubLAP","SLAP_PGSI",2027,7,"WORST DAY","23",1,1]
["A2BIPSubLAPSLAP_PGSI202711WORST DAY06","A2BIP","SubLAP","SLAP_PGSI",2027,11,"WORST DAY","06",1,1]
["A4AllAll20251WORST DAY21","A4","All","All",2025,1,"WORST DAY","21",1,1]
["A4AllAll20252WORST DAY23","A4","All","All",2025,2,"WORST DAY","23",1,1]
["A4AllAll20255WORST DAY08","A4","All","All",2025,5,"WORST DAY","08",1,1]
["A4AllAll20257WORST DAY08","A4","All","All",2025,7,"WORST DAY","08",1,1]
["A4AllAll202511WORST DAY06","A4","All","All",2025,11,"WORST DAY","06",1,1]
["A4AllAll20262WORST DAY05","A4","All","All",2026,2,"WORST DAY","05",0.98420143127441406,1]
["A4AllAll20263WORST DAY01","A4","All","All",2026,3,"WORST DAY","01",0.97112190723419189,1]
["A4AllAll20266WORST DAY14","A4","All","All",2026,6,"WORST DAY","14",1.0181809663772583,1]
["A4AllAll20268WORST DAY23","A4","All","All",2026,8,"WORST DAY","23",0.99269008636474609,1]
["A4AllAll202610WORST DAY23","A4","All","All",2026,10,"WORST DAY","23",0.99414610862731934,1]
["A4AllAll20272WORST DAY21","A4","All","All",2027,2,"WORST DAY","21",0.99165719747543335,1]
["A4AllAll20275WORST DAY04","A4","All","All",2027,5,"WORST DAY","04",0.98537373542785645,1]
["A4AllAll20277WORST DAY17","A4","All","All",2027,7,"WORST DAY","17",0.99662268161773682,1]
["A4AllAll20278WORST DAY06","A4","All","All",2027,8,"WORST DAY","06",0.99810177087783813,1]
["A4AllAll202711WORST DAY10","A4","All","All",2027,11,"WORST DAY","10",1.0118330717086792,1]
["A4LCANorth Coast and North Bay20252WORST DAY04","A4","LCA","North Coast and North Bay",2025,2,"WORST DAY","04",1,1]
["A4LCANorth Coast and North Bay20253WORST DAY19","A4","LCA","North Coast and North Bay",2025,3,"WORST DAY","19",1,1]
["A4LCANorth Coast and North Bay20258WORST DAY02","A4","LCA","North Coast and North Bay",2025,8,"WORST DAY","02",1,1]
["A4LCANorth Coast and North Bay202510WORST DAY16","A4","LCA","North Coast and North Bay",2025,10,"WORST DAY","16",1,1]
["A4LCANorth Coast and North Bay202511WORST DAY21","A4","LCA","North Coast and North Bay",2025,11,"WORST DAY","21",1,1]
["A4LCANorth Coast and North Bay20263WORST DAY01","A4","LCA","North Coast and North Bay",2026,3,"WORST DAY","01",0.98873543739318848,1]
["A4LCANorth Coast and North Bay20265WORST DAY19","A4","LCA","North Coast and North Bay",2026,5,"WORST DAY","19",0.5021054744720459,1]
["A4LCANorth Coast and North Bay20266WORST DAY18","A4","LCA","North Coast and North Bay",2026,6,"WORST DAY","18",0.99755179882049561,1]
["A4LCANorth Coast and North Bay20269WORST DAY06","A4","LCA","North Coast and North Bay",2026,9,"WORST DAY","06",1.0012142658233643,1]
["A4LCANorth Coast and North Bay20271WORST DAY15","A4","LCA","North Coast and North Bay",2027,1,"WORST DAY","15",1.0133562088012695,1]
["A4LCANorth Coast and North Bay20273WORST DAY04","A4","LCA","North Coast and North Bay",2027,3,"WORST DAY","04",0.99629127979278564,1]
["A4LCANorth Coast and North Bay20275WORST DAY24","A4","LCA","North Coast and North Bay",2027,5,"WORST DAY","24",0.99968194961547852,1]
["A4LCANorth Coast and North Bay20276WORST DAY23","A4","LCA","North Coast and North Bay",2027,6,"WORST DAY","23",1.0055392980575562,1]
["A4LCANorth Coast and North Bay202710WORST DAY09","A4","LCA","North Coast and North Bay",2027,10,"WORST DAY","09",0.99850207567214966,1]
["A4LCANorth Coast and North Bay202712WORST DAY21","A4","LCA","North Coast and North Bay",2027,12,"WORST DAY","21",1.0003499984741211,1]
["A4LCAOther20252WORST DAY18","A4","LCA","Other",2025,2,"WORST DAY","18",1,1]
["A4LCAOther20256WORST DAY19","A4","LCA","Other",2025,6,"WORST DAY","19",1,1]
["A4LCAOther20258WORST DAY23","A4","LCA","Other",2025,8,"WORST DAY","23",1,1]
["A4LCAOther202510WORST DAY06","A4","LCA","Other",2025,10,"WORST DAY","06",1,1]
["A4LCAOther20261WORST DAY08","A4","LCA","Other",2026,1,"WORST DAY","08",1.1247625350952148,1]
["A4LCAOther20264WORST DAY12","A4","LCA","Other",2026,4,"WORST DAY","12",1.1046870946884155,1]
["A4LCAOther20265WORST DAY17","A4","LCA","Other",2026,5,"WORST DAY","17",1.4133540391921997,1]
["A4LCAOther20267WORST DAY23","A4","LCA","Other",2026,7,"WORST DAY","23",1.0170423984527588,1]
["A4LCAOther202610WORST DAY02","A4","LCA","Other",2026,10,"WORST DAY","02",1.0466878414154053,1]
["A4LCAOther20272WORST DAY11","A4","LCA","Other",2027,2,"WORST DAY","11",0.85825759172439575,1]
["A4LCAOther20273WORST DAY19","A4","LCA","Other",2027,3,"WORST DAY","19",1.3133188486099243,1]
["A4LCAOther20276WORST DAY20","A4","LCA","Other",2027,6,"WORST DAY","20",0.99026340246200562,1]
["A4LCAOther20279WORST DAY17","A4","LCA","Other",2027,9,"WORST DAY","17",1.3864716291427612,1]
["A4LCAOther202710WORST DAY13","A4","LCA","Other",2027,10,"WORST DAY","13",1.1846160888671875,1]
["A4SubLAPSLAP_PGEB20251WORST DAY04","A4","SubLAP","SLAP_PGEB",2025,1,"WORST DAY","04",1,1]
["A4SubLAPSLAP_PGEB20255WORST DAY10","A4","SubLAP","SLAP_PGEB",2025,5,"WORST DAY","10",1,1]
["A4SubLAPSLAP_PGEB20257WORST DAY02","A4","SubLAP","SLAP_PGEB",2025,7,"WORST DAY","02",1,1]
["A4SubLAPSLAP_PGEB20259WORST DAY19","A4","SubLAP","SLAP_PGEB",2025,9,"WORST DAY","19",1,1]
["A4SubLAPSLAP_PGEB20261WORST DAY08","A4","SubLAP","SLAP_PGEB",2026,1,"WORST DAY","08",0.98188072443008423,1]
["A4SubLAPSLAP_PGEB20262WORST DAY04","A4","SubLAP","SLAP_PGEB",2026,2,"WORST DAY","04",0.97928500175476074,1]
["A4SubLAPSLAP_PGEB20264WORST DAY19","A4","SubLAP","SLAP_PGEB",2026,4,"WORST DAY","19",1.0634056329727173,1]
["A4SubLAPSLAP_PGEB20266WORST DAY13","A4","SubLAP","SLAP_PGEB",2026,6,"WORST DAY","13",1.0061937570571899,1]
["A4SubLAPSLAP_PGEB202610WORST DAY17","A4","SubLAP","SLAP_PGEB",2026,10,"WORST DAY","17",1.0031182765960693,1]
["A4SubLAPSLAP_PGEB202612WORST DAY18","A4","SubLAP","SLAP_PGEB",2026,12,"WORST DAY","18",1.0053139925003052,1]
["A4SubLAPSLAP_PGEB20272WORST DAY04","A4","SubLAP","SLAP_PGEB",2027,2,"WORST DAY","04",0.97930586338043213,1]
["A4SubLAPSLAP_PGEB20275WORST DAY03","A4","SubLAP","SLAP_PGEB",2027,5,"WORST DAY","03",0.97778129577636719,1]
["A4SubLAPSLAP_PGEB20278WORST DAY10","A4","SubLAP","SLAP_PGEB",2027,8,"WORST DAY","10",1.0332412719726563,1]
["A4SubLAPSLAP_PGEB20279WORST DAY12","A4","SubLAP","SLAP_PGEB",2027,9,"WORST DAY","12",0.99709600210189819,1]
["A4SubLAPSLAP_PGEB202711WORST DAY21","A4","SubLAP","SLAP_PGEB",2027,11,"WORST DAY","21",1.0013254880905151,1]
["A4SubLAPSLAP_PGF120254WORST DAY09","A4","SubLAP","SLAP_PGF1",2025,4,"WORST DAY","09",1,1]
["A4SubLAPSLAP_PGF120255WORST DAY19","A4","SubLAP","SLAP_PGF1",2025,5,"WORST DAY","19",1,1]
["A4SubLAPSLAP_PGF120258WORST DAY02","A4","SubLAP","SLAP_PGF1",2025,8,"WORST DAY","02",1,1]
["A4SubLAPSLAP_PGF1202511WORST DAY17","A4","SubLAP","SLAP_PGF1",2025,11,"WORST DAY","17",1,1]
["A4SubLAPSLAP_PGF1202512WORST DAY11","A4","SubLAP","SLAP_PGF1",2025,12,"WORST DAY","11",1,1]
["A4SubLAPSLAP_PGF120263WORST DAY04","A4","SubLAP","SLAP_PGF1",2026,3,"WORST DAY","04",1.0972685813903809,1]
["A4SubLAPSLAP_PGF120267WORST DAY08","A4","SubLAP","SLAP_PGF1",2026,7,"WORST DAY","08",1.0432901382446289,1]
["A4SubLAPSLAP_PGF120269WORST DAY05","A4","SubLAP","SLAP_PGF1",2026,9,"WORST DAY","05",1.001471996307373,1]
["A4SubLAPSLAP_PGF1202610WORST DAY24","A4","SubLAP","SLAP_PGF1",2026,10,"WORST DAY","24",0.99384236335754395,1]
["A4SubLAPSLAP_PGF120271WORST DAY14","A4","SubLAP","SLAP_PGF1",2027,1,"WORST DAY","14",1.0521080493927002,1]
["A4SubLAPSLAP_PGF120275WORST DAY06","A4","SubLAP","SLAP_PGF1",2027,5,"WORST DAY","06",1.0567761659622192,1]
["A4SubLAPSLAP_PGF120275WORST DAY23","A4","SubLAP","SLAP_PGF1",2027,5,"WORST DAY","23",1.1352252960205078,1]
["A4SubLAPSLAP_PGF120278WORST DAY17","A4","SubLAP","SLAP_PGF1",2027,8,"WORST DAY","17",0.97277677059173584,1]
["A4SubLAPSLAP_PGF1202712WORST DAY20","A4","SubLAP","SLAP_PGF1",2027,12,"WORST DAY","20",0.98385041952133179,1]
["A4SubLAPSLAP_PGFG20252WORST DAY15","A4","SubLAP","SLAP_PGFG",2025,2,"WORST DAY","15",1,1]
["A4SubLAPSLAP_PGFG20254WORST DAY13","A4","SubLAP","SLAP_PGFG",2025,4,"WORST DAY","13",1,1]
["A4SubLAPSLAP_PGFG20256WORST DAY02","A4","SubLAP","SLAP_PGFG",2025,6,"WORST DAY","02",1,1]
["A4SubLAPSLAP_PGFG20258WORST DAY22","A4","SubLAP","SLAP_PGFG",2025,8,"WORST DAY","22",1,1]
["A4SubLAPSLAP_PGFG202512WORST DAY08","A4","SubLAP","SLAP_PGFG",2025,12,"WORST DAY","08",1,1]
["A4SubLAPSLAP_PGFG20261WORST DAY07","A4","SubLAP","SLAP_PGFG",2026,1,"WORST DAY","07",0.98798877000808716,1]
["A4SubLAPSLAP_PGFG20263WORST DAY19","A4","SubLAP","SLAP_PGFG",2026,3,"WORST DAY","19",0.966350257396698,1]
["A4SubLAPSLAP_PGFG20268WORST DAY04","A4","SubLAP","SLAP_PGFG",2026,8,"WORST DAY","04",1.0034202337265015,1]
["A4SubLAPSLAP_PGFG20269WORST DAY17","A4","SubLAP","SLAP_PGFG",2026,9,"WORST DAY","17",0.99851024150848389,1]
["A4SubLAPSLAP_PGFG202611WORST DAY21","A4","SubLAP","SLAP_PGFG",2026,11,"WORST DAY","21",1.0038293600082397,1]
["A4SubLAPSLAP_PGFG20273WORST DAY15","A4","SubLAP","SLAP_PGFG",2027,3,"WORST DAY","15",1.009544849395752,1]
["A4SubLAPSLAP_PGFG20274WORST DAY06","A4","SubLAP","SLAP_PGFG",2027,4,"WORST DAY","06",0.99403607845306396,1]
["A4SubLAPSLAP_PGFG20277WORST DAY02","A4","SubLAP","SLAP_PGFG",2027,7,"WORST DAY","02",0.98910409212112427,1]
["A4SubLAPSLAP_PGFG202711WORST DAY03","A4","SubLAP","SLAP_PGFG",2027,11,"WORST DAY","03",1.0016448497772217,1]
["A4SubLAPSLAP_PGHB20251WORST DAY08","A4","SubLAP","SLAP_PGHB",2025,1,"WORST DAY","08",1,1]
["A4SubLAPSLAP_PGHB20253WORST DAY12","A4","SubLAP","SLAP_PGHB",2025,3,"WORST DAY","12",1,1]
["A4SubLAPSLAP_PGHB20254WORST DAY19","A4","SubLAP","SLAP_PGHB",2025,4,"WORST DAY","19",1,1]
["A4SubLAPSLAP_PGHB20257WORST DAY05","A4","SubLAP","SLAP_PGHB",2025,7,"WORST DAY","05",1,1]
["A4SubLAPSLAP_PGHB202510WORST DAY17","A4","SubLAP","SLAP_PGHB",2025,10,"WORST DAY","17",1,1]
["A4SubLAPSLAP_PGHB20262WORST DAY02","A4","SubLAP","SLAP_PGHB",2026,2,"WORST DAY","02",0.97640693187713623,1]
["A4SubLAPSLAP_PGHB20264WORST DAY15","A4","SubLAP","SLAP_PGHB",2026,4,"WORST DAY","15",1.0036239624023438,1]
["A4SubLAPSLAP_PGHB20266WORST DAY13","A4","SubLAP","SLAP_PGHB",2026,6,"WORST DAY","13",1.0095283985137939,1]
["A4SubLAPSLAP_PGHB20268WORST DAY08","A4","SubLAP","SLAP_PGHB",2026,8,"WORST DAY","08",0.99948281049728394,1]
["A4SubLAPSLAP_PGHB20269WORST DAY24","A4","SubLAP","SLAP_PGHB",2026,9,"WORST DAY","24",0.99827933311462402,1]
["A4SubLAPSLAP_PGHB202612WORST DAY17","A4","SubLAP","SLAP_PGHB",2026,12,"WORST DAY","17",1.0006061792373657,1]
["A4SubLAPSLAP_PGHB20274WORST DAY06","A4","SubLAP","SLAP_PGHB",2027,4,"WORST DAY","06",0.98643428087234497,1]
["A4SubLAPSLAP_PGHB20277WORST DAY14","A4","SubLAP","SLAP_PGHB",2027,7,"WORST DAY","14",1.0067609548568726,1]
["A4SubLAPSLAP_PGHB202710WORST DAY04","A4","SubLAP","SLAP_PGHB",2027,10,"WORST DAY","04",1.0018635988235474,1]
["A4SubLAPSLAP_PGHB202711WORST DAY23","A4","SubLAP","SLAP_PGHB",2027,11,"WORST DAY","23",0.99932986497879028,1]
["A4SubLAPSLAP_PGKN20251WORST DAY15","A4","SubLAP","SLAP_PGKN",2025,1,"WORST DAY","15",1,1]
["A4SubLAPSLAP_PGKN20253WORST DAY16","A4","SubLAP","SLAP_PGKN",2025,3,"WORST DAY","16",1,1]
["A4SubLAPSLAP_PGKN20257WORST DAY13","A4","SubLAP","SLAP_PGKN",2025,7,"WORST DAY","13",1,1]
["A4SubLAPSLAP_PGKN202510WORST DAY13","A4","SubLAP","SLAP_PGKN",2025,10,"WORST DAY","13",1,1]
["A4SubLAPSLAP_PGKN202510WORST DAY24","A4","SubLAP","SLAP_PGKN",2025,10,"WORST DAY","24",1,1]
["A4SubLAPSLAP_PGKN20262WORST DAY22","A4","SubLAP","SLAP_PGKN",2026,2,"WORST DAY","22",1.0380280017852783,1]
["A4SubLAPSLAP_PGKN20265WORST DAY06","A4","SubLAP","SLAP_PGKN",2026,5,"WORST DAY","06",1.0139700174331665,1]
["A4SubLAPSLAP_PGKN20267WORST DAY07","A4","SubLAP","SLAP_PGKN",2026,7,"WORST DAY","07",1.0091489553451538,1]
["A4SubLAPSLAP_PGKN20268WORST DAY17","A4","SubLAP","SLAP_PGKN",2026,8,"WORST DAY","17",0.99093741178512573,1]
["A4SubLAPSLAP_PGKN20271WORST DAY12","A4","SubLAP","SLAP_PGKN",2027,1,"WORST DAY","12",1.0080739259719849,1]
["A4SubLAPSLAP_PGKN20272WORST DAY15","A4","SubLAP","SLAP_PGKN",2027,2,"WORST DAY","15",0.99506258964538574,1]
["A4SubLAPSLAP_PGKN20275WORST DAY21","A4","SubLAP","SLAP_PGKN",2027,5,"WORST DAY","21",1.0516499280929565,1]
["A4SubLAPSLAP_PGKN20278WORST DAY13","A4","SubLAP","SLAP_PGKN",2027,8,"WORST DAY","13",1.0032510757446289,1]
["A4SubLAPSLAP_PGKN202710WORST DAY06","A4","SubLAP","SLAP_PGKN",2027,10,"WORST DAY","06",1.0045022964477539,1]
["A4SubLAPSLAP_PGKN202712WORST DAY08","A4","SubLAP","SLAP_PGKN",2027,12,"WORST DAY","08",1.0044828653335571,1]
["A4SubLAPSLAP_PGNB20252WORST DAY15","A4","SubLAP","SLAP_PGNB",2025,2,"WORST DAY","15",1,1]
["A4SubLAPSLAP_PGNB20256WORST DAY06","A4","SubLAP","SLAP_PGNB",2025,6,"WORST DAY","06",1,1]
["A4SubLAPSLAP_PGNB20256WORST DAY24","A4","SubLAP","SLAP_PGNB",2025,6,"WORST DAY","24",1,1]
["A4SubLAPSLAP_PGNB202511WORST DAY09","A4","SubLAP","SLAP_PGNB",2025,11,"WORST DAY","09",1,1]
["A4SubLAPSLAP_PGNB20262WORST DAY02","A4","SubLAP","SLAP_PGNB",2026,2,"WORST DAY","02",0.97563332319259644,1]
["A4SubLAPSLAP_PGNB20263WORST DAY18","A4","SubLAP","SLAP_PGNB",2026,3,"WORST DAY","18",1.014695405960083,1]
["A4SubLAPSLAP_PGNB20265WORST DAY13","A4","SubLAP","SLAP_PGNB",2026,5,"WORST DAY","13",0.99662482738494873,1]
["A4SubLAPSLAP_PGNB20267WORST DAY11","A4","SubLAP","SLAP_PGNB",2026,7,"WORST DAY","11",0.94258773326873779,1]
["A4SubLAPSLAP_PGNB202611WORST DAY11","A4","SubLAP","SLAP_PGNB",2026,11,"WORST DAY","11",0.3315008282661438,1]
["A4SubLAPSLAP_PGNB20272WORST DAY08","A4","SubLAP","SLAP_PGNB",2027,2,"WORST DAY","08",1.0193440914154053,1]
["A4SubLAPSLAP_PGNB20272WORST DAY22","A4","SubLAP","SLAP_PGNB",2027,2,"WORST DAY","22",1.00412917137146,1]
["A4SubLAPSLAP_PGNB20276WORST DAY17","A4","SubLAP","SLAP_PGNB",2027,6,"WORST DAY","17",1.0280915498733521,1]
["A4SubLAPSLAP_PGNB20279WORST DAY04","A4","SubLAP","SLAP_PGNB",2027,9,"WORST DAY","04",0.99891090393066406,1]
["A4SubLAPSLAP_PGNB202711WORST DAY02","A4","SubLAP","SLAP_PGNB",2027,11,"WORST DAY","02",0.99439162015914917,1]
["A4SubLAPSLAP_PGNC20253WORST DAY02","A4","SubLAP","SLAP_PGNC",2025,3,"WORST DAY","02",1,1]
["A4SubLAPSLAP_PGNC20255WORST DAY07","A4","SubLAP","SLAP_PGNC",2025,5,"WORST DAY","07",1,1]
["A4SubLAPSLAP_PGNC20256WORST DAY13","A4","SubLAP","SLAP_PGNC",2025,6,"WORST DAY","13",1,1]
["A4SubLAPSLAP_PGNC20259WORST DAY16","A4","SubLAP","SLAP_PGNC",2025,9,"WORST DAY","16",1,1]
["A4SubLAPSLAP_PGNC202512WORST DAY11","A4","SubLAP","SLAP_PGNC",2025,12,"WORST DAY","11",1,1]
["A4SubLAPSLAP_PGNC20262WORST DAY01","A4","SubLAP","SLAP_PGNC",2026,2,"WORST DAY","01",0.93498069047927856,1]
["A4SubLAPSLAP_PGNC20264WORST DAY06","A4","SubLAP","SLAP_PGNC",2026,4,"WORST DAY","06",0.97803032398223877,1]
["A4SubLAPSLAP_PGNC20266WORST DAY10","A4","SubLAP","SLAP_PGNC",2026,6,"WORST DAY","10",0.98663610219955444,1]
["A4SubLAPSLAP_PGNC202610WORST DAY04","A4","SubLAP","SLAP_PGNC",2026,10,"WORST DAY","04",0.99349480867385864,1]
["A4SubLAPSLAP_PGNC20271WORST DAY07","A4","SubLAP","SLAP_PGNC",2027,1,"WORST DAY","07",0.9906432032585144,1]
["A4SubLAPSLAP_PGNC20271WORST DAY15","A4","SubLAP","SLAP_PGNC",2027,1,"WORST DAY","15",1.0937926769256592,1]
["A4SubLAPSLAP_PGNC20274WORST DAY24","A4","SubLAP","SLAP_PGNC",2027,4,"WORST DAY","24",0.9764062762260437,1]
["A4SubLAPSLAP_PGNC20277WORST DAY13","A4","SubLAP","SLAP_PGNC",2027,7,"WORST DAY","13",1.032315731048584,1]
["A4SubLAPSLAP_PGNC20279WORST DAY09","A4","SubLAP","SLAP_PGNC",2027,9,"WORST DAY","09",0.99409514665603638,1]
["A4SubLAPSLAP_PGNP20251WORST DAY19","A4","SubLAP","SLAP_PGNP",2025,1,"WORST DAY","19",1,1]
["A4SubLAPSLAP_PGNP20254WORST DAY06","A4","SubLAP","SLAP_PGNP",2025,4,"WORST DAY","06",1,1]
["A4SubLAPSLAP_PGNP20256WORST DAY03","A4","SubLAP","SLAP_PGNP",2025,6,"WORST DAY","03",1,1]
["A4SubLAPSLAP_PGNP20259WORST DAY07","A4","SubLAP","SLAP_PGNP",2025,9,"WORST DAY","07",1,1]
["A4SubLAPSLAP_PGNP202510WORST DAY12","A4","SubLAP","SLAP_PGNP",2025,10,"WORST DAY","12",1,1]
["A4SubLAPSLAP_PGNP20261WORST DAY02","A4","SubLAP","SLAP_PGNP",2026,1,"WORST DAY","02",0.97692477703094482,1]
["A4SubLAPSLAP_PGNP20262WORST DAY21","A4","SubLAP","SLAP_PGNP",2026,2,"WORST DAY","21",0.8817247748374939,1]
["A4SubLAPSLAP_PGNP20266WORST DAY24","A4","SubLAP","SLAP_PGNP",2026,6,"WORST DAY","24",0.98267877101898193,1]
["A4SubLAPSLAP_PGNP20269WORST DAY18","A4","SubLAP","SLAP_PGNP",2026,9,"WORST DAY","18",0.99645745754241943,1]
["A4SubLAPSLAP_PGNP202610WORST DAY11","A4","SubLAP","SLAP_PGNP",2026,10,"WORST DAY","11",1.0153529644012451,1]
["A4SubLAPSLAP_PGNP20271WORST DAY11","A4","SubLAP","SLAP_PGNP",2027,1,"WORST DAY","11",0.92739617824554443,1]
["A4SubLAPSLAP_PGNP20274WORST DAY09","A4","SubLAP","SLAP_PGNP",2027,4,"WORST DAY","09",0.9578356146812439,1]
["A4SubLAPSLAP_PGNP20275WORST DAY20","A4","SubLAP","SLAP_PGNP",2027,5,"WORST DAY","20",0.72956699132919312,1]
["A4SubLAPSLAP_PGNP20278WORST DAY04","A4","SubLAP","SLAP_PGNP",2027,8,"WORST DAY","04",0.99025070667266846,1]
["A4SubLAPSLAP_PGNP202710WORST DAY05","A4","SubLAP","SLAP_PGNP",2027,10,"WORST DAY","05",0.9987872838973999,1]
["A4SubLAPSLAP_PGP220252WORST DAY02","A4","SubLAP","SLAP_PGP2",2025,2,"WORST DAY","02",1,1]
["A4SubLAPSLAP_PGP220255WORST DAY02","A4","SubLAP","SLAP_PGP2",2025,5,"WORST DAY","02",1,1]
["A4SubLAPSLAP_PGP220257WORST DAY24","A4","SubLAP","SLAP_PGP2",2025,7,"WORST DAY","24",1,1]
["A4SubLAPSLAP_PGP220258WORST DAY19","A4","SubLAP","SLAP_PGP2",2025,8,"WORST DAY","19",1,1]
["A4SubLAPSLAP_PGP2202511WORST DAY11","A4","SubLAP","SLAP_PGP2",2025,11,"WORST DAY","11",1,1]
["A4SubLAPSLAP_PGP220261WORST DAY04","A4","SubLAP","SLAP_PGP2",2026,1,"WORST DAY","04",0.99720895290374756,1]
["A4SubLAPSLAP_PGP220265WORST DAY17","A4","SubLAP","SLAP_PGP2",2026,5,"WORST DAY","17",0.99404251575469971,1]
["A4SubLAPSLAP_PGP220268WORST DAY01","A4","SubLAP","SLAP_PGP2",2026,8,"WORST DAY","01",0.99828559160232544,1]
["A4SubLAPSLAP_PGP220269WORST DAY04","A4","SubLAP","SLAP_PGP2",2026,9,"WORST DAY","04",1.0004831552505493,1]
["A4SubLAPSLAP_PGP2202612WORST DAY10","A4","SubLAP","SLAP_PGP2",2026,12,"WORST DAY","10",1.0020691156387329,1]
["A4SubLAPSLAP_PGP220273WORST DAY02","A4","SubLAP","SLAP_PGP2",2027,3,"WORST DAY","02",0.99453240633010864,1]
["A4SubLAPSLAP_PGP220274WORST DAY03","A4","SubLAP","SLAP_PGP2",2027,4,"WORST DAY","03",0.998665452003479,1]
["A4SubLAPSLAP_PGP220276WORST DAY13","A4","SubLAP","SLAP_PGP2",2027,6,"WORST DAY","13",1.0086344480514526,1]
["A4SubLAPSLAP_PGP2202710WORST DAY24","A4","SubLAP","SLAP_PGP2",2027,10,"WORST DAY","24",0.99965810775756836,1]
["A4SubLAPSLAP_PGSB20251WORST DAY13","A4","SubLAP","SLAP_PGSB",2025,1,"WORST DAY","13",1,1]
["A4SubLAPSLAP_PGSB20252WORST DAY09","A4","SubLAP","SLAP_PGSB",2025,2,"WORST DAY","09",1,1]
["A4SubLAPSLAP_PGSB20255WORST DAY06","A4","SubLAP","SLAP_PGSB",2025,5,"WORST DAY","06",1,1]
["A4SubLAPSLAP_PGSB20258WORST DAY07","A4","SubLAP","SLAP_PGSB",2025,8,"WORST DAY","07",1,1]
["A4SubLAPSLAP_PGSB20259WORST DAY15","A4","SubLAP","SLAP_PGSB",2025,9,"WORST DAY","15",1,1]
["A4SubLAPSLAP_PGSB202512WORST DAY02","A4","SubLAP","SLAP_PGSB",2025,12,"WORST DAY","02",1,1]
["A4SubLAPSLAP_PGSB20264WORST DAY12","A4","SubLAP","SLAP_PGSB",2026,4,"WORST DAY","12",0.96632468700408936,1]
["A4SubLAPSLAP_PGSB20265WORST DAY24","A4","SubLAP","SLAP_PGSB",2026,5,"WORST DAY","24",0.97427672147750854,1]
["A4SubLAPSLAP_PGSB20268WORST DAY21","A4","SubLAP","SLAP_PGSB",2026,8,"WORST DAY","21",1.0030002593994141,1]
["A4SubLAPSLAP_PGSB202611WORST DAY22","A4","SubLAP","SLAP_PGSB",2026,11,"WORST DAY","22",0.99335765838623047,1]
["A4SubLAPSLAP_PGSB202612WORST DAY14","A4","SubLAP","SLAP_PGSB",2026,12,"WORST DAY","14",1.0055800676345825,1]
["A4SubLAPSLAP_PGSB20273WORST DAY09","A4","SubLAP","SLAP_PGSB",2027,3,"WORST DAY","09",1.0567523241043091,1]
["A4SubLAPSLAP_PGSB20277WORST DAY11","A4","SubLAP","SLAP_PGSB",2027,7,"WORST DAY","11",0.964061439037323,1]
["A4SubLAPSLAP_PGSB20279WORST DAY15","A4","SubLAP","SLAP_PGSB",2027,9,"WORST DAY","15",0.99944841861724854,1]
["A4SubLAPSLAP_PGSB202711WORST DAY20","A4","SubLAP","SLAP_PGSB",2027,11,"WORST DAY","20",0.98208069801330566,1]
["A4SubLAPSLAP_PGSF20251WORST DAY02","A4","SubLAP","SLAP_PGSF",2025,1,"WORST DAY","02",1,1]
["A4SubLAPSLAP_PGSF20254WORST DAY05","A4","SubLAP","SLAP_PGSF",2025,4,"WORST DAY","05",1,1]
["A4SubLAPSLAP_PGSF20256WORST DAY24","A4","SubLAP","SLAP_PGSF",2025,6,"WORST DAY","24",1,1]
["A4SubLAPSLAP_PGSF202510WORST DAY10","A4","SubLAP","SLAP_PGSF",2025,10,"WORST DAY","10",1,1]
["A4SubLAPSLAP_PGSF202512WORST DAY22","A4","SubLAP","SLAP_PGSF",2025,12,"WORST DAY","22",1,1]
["A4SubLAPSLAP_PGSF20262WORST DAY19","A4","SubLAP","SLAP_PGSF",2026,2,"WORST DAY","19",0.77550625801086426,1]
["A4SubLAPSLAP_PGSF20264WORST DAY09","A4","SubLAP","SLAP_PGSF",2026,4,"WORST DAY","09",1.0001931190490723,1]
["A4SubLAPSLAP_PGSF20267WORST DAY04","A4","SubLAP","SLAP_PGSF",2026,7,"WORST DAY","04",0.99901837110519409,1]
["A4SubLAPSLAP_PGSF202610WORST DAY15","A4","SubLAP","SLAP_PGSF",2026,10,"WORST DAY","15",1.0003776550292969,1]
["A4SubLAPSLAP_PGSF202611WORST DAY13","A4","SubLAP","SLAP_PGSF",2026,11,"WORST DAY","13",0.99812287092208862,1]
["A4SubLAPSLAP_PGSF20272WORST DAY02","A4","SubLAP","SLAP_PGSF",2027,2,"WORST DAY","02",0.9776262640953064,1]
["A4SubLAPSLAP_PGSF20275WORST DAY18","A4","SubLAP","SLAP_PGSF",2027,5,"WORST DAY","18",0.97943633794784546,1]
["A4SubLAPSLAP_PGSF20278WORST DAY07","A4","SubLAP","SLAP_PGSF",2027,8,"WORST DAY","07",0.99891519546508789,1]
["A4SubLAPSLAP_PGSF20279WORST DAY22","A4","SubLAP","SLAP_PGSF",2027,9,"WORST DAY","22",0.99339050054550171,1]
["A4SubLAPSLAP_PGSF202712WORST DAY16","A4","SubLAP","SLAP_PGSF",2027,12,"WORST DAY","16",1.0027841329574585,1]
["A4SubLAPSLAP_PGSI20253WORST DAY20","A4","SubLAP","SLAP_PGSI",2025,3,"WORST DAY","20",1,1]
["A4SubLAPSLAP_PGSI20254WORST DAY09","A4","SubLAP","SLAP_PGSI",2025,4,"WORST DAY","09",1,1]
["A4SubLAPSLAP_PGSI20257WORST DAY07","A4","SubLAP","SLAP_PGSI",2025,7,"WORST DAY","07",1,1]
["A4SubLAPSLAP_PGSI202511WORST DAY06","A4","SubLAP","SLAP_PGSI",2025,11,"WORST DAY","06",1,1]
["A4SubLAPSLAP_PGSI20261WORST DAY05","A4","SubLAP","SLAP_PGSI",2026,1,"WORST DAY","05",0.98489362001419067,1]
["A4SubLAPSLAP_PGSI20263WORST DAY15","A4","SubLAP","SLAP_PGSI",2026,3,"WORST DAY","15",1.0040955543518066,1]
["A4SubLAPSLAP_PGSI20264WORST DAY24","A4","SubLAP","SLAP_PGSI",2026,4,"WORST DAY","24",0.99171143770217896,1]
["A4SubLAPSLAP_PGSI20267WORST DAY24","A4","SubLAP","SLAP_PGSI",2026,7,"WORST DAY","24",0.9952349066734314,1]
["A4SubLAPSLAP_PGSI202610WORST DAY22","A4","SubLAP","SLAP_PGSI",2026,10,"WORST DAY","22",0.99875009059906006,1]
["A4SubLAPSLAP_PGSI20272WORST DAY05","A4","SubLAP","SLAP_PGSI",2027,2,"WORST DAY","05",0.98527836799621582,1]
["A4SubLAPSLAP_PGSI20274WORST DAY20","A4","SubLAP","SLAP_PGSI",2027,4,"WORST DAY","20",0.96891325712203979,1]
["A4SubLAPSLAP_PGSI20276WORST DAY14","A4","SubLAP","SLAP_PGSI",2027,6,"WORST DAY","14",1.034913182258606,1]
["A4SubLAPSLAP_PGSI20278WORST DAY07","A4","SubLAP","SLAP_PGSI",2027,8,"WORST DAY","07",0.99902266263961792,1]
["A4SubLAPSLAP_PGSI202710WORST DAY23","A4","SubLAP","SLAP_PGSI",2027,10,"WORST DAY","23",0.99802666902542114,1]
["A4SubLAPSLAP_PGST20252WORST DAY13","A4","SubLAP","SLAP_PGST",2025,2,"WORST DAY","13",1,1]
["A4SubLAPSLAP_PGST20253WORST DAY08","A4","SubLAP","SLAP_PGST",2025,3,"WORST DAY","08",1,1]
["A4SubLAPSLAP_PGST20255WORST DAY24","A4","SubLAP","SLAP_PGST",2025,5,"WORST DAY","24",1,1]
["A4SubLAPSLAP_PGST20259WORST DAY13","A4","SubLAP","SLAP_PGST",2025,9,"WORST DAY","13",1,1]
["A4SubLAPSLAP_PGST202511WORST DAY22","A4","SubLAP","SLAP_PGST",2025,11,"WORST DAY","22",1,1]
["A4SubLAPSLAP_PGST20261WORST DAY22","A4","SubLAP","SLAP_PGST",2026,1,"WORST DAY","22",0.9947432279586792,1]
["A4SubLAPSLAP_PGST20263WORST DAY09","A4","SubLAP","SLAP_PGST",2026,3,"WORST DAY","09",1.0005186796188354,1]
["A4SubLAPSLAP_PGST20266WORST DAY07","A4","SubLAP","SLAP_PGST",2026,6,"WORST DAY","07",0.99184077978134155,1]
["A4SubLAPSLAP_PGST20269WORST DAY15","A4","SubLAP","SLAP_PGST",2026,9,"WORST DAY","15",0.99980789422988892,1]
["A4SubLAPSLAP_PGST20271WORST DAY04","A4","SubLAP","SLAP_PGST",2027,1,"WORST DAY","04",0.97594588994979858,1]
["A4SubLAPSLAP_PGST20273WORST DAY01","A4","SubLAP","SLAP_PGST",2027,3,"WORST DAY","01",0.96326714754104614,1]
["A4SubLAPSLAP_PGST20275WORST DAY03","A4","SubLAP","SLAP_PGST",2027,5,"WORST DAY","03",0.97931396961212158,1]
["A4SubLAPSLAP_PGST20277WORST DAY10","A4","SubLAP","SLAP_PGST",2027,7,"WORST DAY","10",1.0001634359359741,1]
["A4SubLAPSLAP_PGST20278WORST DAY22","A4","SubLAP","SLAP_PGST",2027,8,"WORST DAY","22",0.99579411745071411,1]
["A4SubLAPSLAP_PGST202711WORST DAY19","A4","SubLAP","SLAP_PGST",2027,11,"WORST DAY","19",1.0027478933334351,1]
["A4SubLAPSLAP_PGZP20252WORST DAY20","A4","SubLAP","SLAP_PGZP",2025,2,"WORST DAY","20",1,1]
["A4SubLAPSLAP_PGZP20255WORST DAY24","A4","SubLAP","SLAP_PGZP",2025,5,"WORST DAY","24",1,1]
["A4SubLAPSLAP_PGZP20258WORST DAY18","A4","SubLAP","SLAP_PGZP",2025,8,"WORST DAY","18",1,1]
["A4SubLAPSLAP_PGZP202510WORST DAY09","A4","SubLAP","SLAP_PGZP",2025,10,"WORST DAY","09",1,1]
["A4SubLAPSLAP_PGZP202512WORST DAY05","A4","SubLAP","SLAP_PGZP",2025,12,"WORST DAY","05",1,1]
["A4SubLAPSLAP_PGZP20262WORST DAY18","A4","SubLAP","SLAP_PGZP",2026,2,"WORST DAY","18",1.0000624656677246,1]
["A4SubLAPSLAP_PGZP20266WORST DAY11","A4","SubLAP","SLAP_PGZP",2026,6,"WORST DAY","11",0.96518516540527344,1]
["A4SubLAPSLAP_PGZP20267WORST DAY03","A4","SubLAP","SLAP_PGZP",2026,7,"WORST DAY","03",0.99185448884963989,1]
["A4SubLAPSLAP_PGZP20269WORST DAY22","A4","SubLAP","SLAP_PGZP",2026,9,"WORST DAY","22",1.0029187202453613,1]
["A4SubLAPSLAP_PGZP20271WORST DAY24","A4","SubLAP","SLAP_PGZP",2027,1,"WORST DAY","24",0.96604669094085693,1]
["A4SubLAPSLAP_PGZP20273WORST DAY20","A4","SubLAP","SLAP_PGZP",2027,3,"WORST DAY","20",0.91977649927139282,1]
["A4SubLAPSLAP_PGZP20275WORST DAY17","A4","SubLAP","SLAP_PGZP",2027,5,"WORST DAY","17",0.99757236242294312,1]
["A4SubLAPSLAP_PGZP20279WORST DAY18","A4","SubLAP","SLAP_PGZP",2027,9,"WORST DAY","18",1.0112427473068237,1]
["A4SubLAPSLAP_PGZP202710WORST DAY02","A4","SubLAP","SLAP_PGZP",2027,10,"WORST DAY","02",1.0106977224349976,1]
["A5AllAll20251WORST DAY13","A5","All","All",2025,1,"WORST DAY","13",1,1]
["A5AllAll20254WORST DAY23","A5","All","All",2025,4,"WORST DAY","23",1,1]
["A5AllAll20257WORST DAY11","A5","All","All",2025,7,"WORST DAY","11",1,1]
["A5AllAll20259WORST DAY08","A5","All","All",2025,9,"WORST DAY","08",1,1]
["A5AllAll202510WORST DAY22","A5","All","All",2025,10,"WORST DAY","22",1,1]
["A5AllAll20261WORST DAY01","A5","All","All",2026,1,"WORST DAY","01",29.269628524780273,1]
["A5AllAll20264WORST DAY20","A5","All","All",2026,4,"WORST DAY","20",1.0044060945510864,1]
["A5AllAll20267WORST DAY22","A5","All","All",2026,7,"WORST DAY","22",1.2577666044235229,1.4840495586395264]
["A5AllAll20269WORST DAY19","A5","All","All",2026,9,"WORST DAY","19",1.2989479303359985,2.0277583599090576]
["A5AllAll202612WORST DAY16","A5","All","All",2026,12,"WORST DAY","16",1.4353792667388916,1]
["A5AllAll20272WORST DAY04","A5","All","All",2027,2,"WORST DAY","04",9.3569612503051758,1]
["A5AllAll20274WORST DAY03","A5","All","All",2027,4,"WORST DAY","03",1.2657922506332397,1]
["A5AllAll20276WORST DAY13","A5","All","All",2027,6,"WORST DAY","13",1.2651320695877075,1]
["A5AllAll202710WORST DAY09","A5","All","All",2027,10,"WORST DAY","09",1.2718362808227539,1]
["A5LCAGreater Bay Area20251WORST DAY10","A5","LCA","Greater Bay Area",2025,1,"WORST DAY","10",1,1]
["A5LCAGreater Bay Area20251WORST DAY20","A5","LCA","Greater Bay Area",2025,1,"WORST DAY","20",1,1]
["A5LCAGreater Bay Area20255WORST DAY19","A5","LCA","Greater Bay Area",2025,5,"WORST DAY","19",1,1]
["A5LCAGreater Bay Area20257WORST DAY18","A5","LCA","Greater Bay Area",2025,7,"WORST DAY","18",1,1]
["A5LCAGreater Bay Area20259WORST DAY12","A5","LCA","Greater Bay Area",2025,9,"WORST DAY","12",1,1]
["A5LCAGreater Bay Area20261WORST DAY16","A5","LCA","Greater Bay Area",2026,1,"WORST DAY","16",1,1]
["A5LCAGreater Bay Area20264WORST DAY09","A5","LCA","Greater Bay Area",2026,4,"WORST DAY","09",1.0000946521759033,1]
["A5LCAGreater Bay Area20265WORST DAY11","A5","LCA","Greater Bay Area",2026,5,"WORST DAY","11",1.3615624904632568,1]
["A5LCAGreater Bay Area20268WORST DAY18","A5","LCA","Greater Bay Area",2026,8,"WORST DAY","18",1.3991442918777466,2.1454887390136719]
["A5LCAGreater Bay Area202611WORST DAY09","A5","LCA","Greater Bay Area",2026,11,"WORST DAY","09",1.4211969375610352,1]
["A5LCAGreater Bay Area20271WORST DAY03","A5","LCA","Greater Bay Area",2027,1,"WORST DAY","03",1.0281091928482056,1]
["A5LCAGreater Bay Area20272WORST DAY20","A5","LCA","Greater Bay Area",2027,2,"WORST DAY","20",1.0000498294830322,1]
["A5LCAGreater Bay Area20277WORST DAY08","A5","LCA","Greater Bay Area",2027,7,"WORST DAY","08",1.3509434461593628,1]
["A5LCAGreater Bay Area20278WORST DAY18","A5","LCA","Greater Bay Area",2027,8,"WORST DAY","18",1.4173251390457153,1.7041648626327515]
["A5LCAGreater Bay Area202711WORST DAY17","A5","LCA","Greater Bay Area",2027,11,"WORST DAY","17",1.4944819211959839,1]
["A5LCAGreater Bay Area202712WORST DAY13","A5","LCA","Greater Bay Area",2027,12,"WORST DAY","13",1.5272173881530762,1]
["A5LCAGreater Fresno Area20254WORST DAY02","A5","LCA","Greater Fresno Area",2025,4,"WORST DAY","02",1,1]
["A5LCAGreater Fresno Area20256WORST DAY11","A5","LCA","Greater Fresno Area",2025,6,"WORST DAY","11",1,1]
["A5LCAGreater Fresno Area20258WORST DAY11","A5","LCA","Greater Fresno Area",2025,8,"WORST DAY","11",1,1]
["A5LCAGreater Fresno Area202512WORST DAY09","A5","LCA","Greater Fresno Area",2025,12,"WORST DAY","09",1,1]
["A5LCAGreater Fresno Area20262WORST DAY16","A5","LCA","Greater Fresno Area",2026,2,"WORST DAY","16",1,1]
["A5LCAGreater Fresno Area20265WORST DAY05","A5","LCA","Greater Fresno Area",2026,5,"WORST DAY","05",1.0591219663619995,1]
["A5LCAGreater Fresno Area20265WORST DAY18","A5","LCA","Greater Fresno Area",2026,5,"WORST DAY","18",1.0542086362838745,1.7491189241409302]
["A5LCAGreater Fresno Area20269WORST DAY14","A5","LCA","Greater Fresno Area",2026,9,"WORST DAY","14",1.1016089916229248,1]
["A5LCAGreater Fresno Area202611WORST DAY16","A5","LCA","Greater Fresno Area",2026,11,"WORST DAY","16",1.5112178325653076,1]
["A5LCAGreater Fresno Area20271WORST DAY07","A5","LCA","Greater Fresno Area",2027,1,"WORST DAY","07",1.0184167623519897,1]
["A5LCAGreater Fresno Area20275WORST DAY14","A5","LCA","Greater Fresno Area",2027,5,"WORST DAY","14",1.0515488386154175,1]
["A5LCAGreater Fresno Area20278WORST DAY04","A5","LCA","Greater Fresno Area",2027,8,"WORST DAY","04",0.77827823162078857,1]
["A5LCAGreater Fresno Area20279WORST DAY09","A5","LCA","Greater Fresno Area",2027,9,"WORST DAY","09",1.0692505836486816,1]
["A5LCAGreater Fresno Area202712WORST DAY13","A5","LCA","Greater Fresno Area",2027,12,"WORST DAY","13",1.7133960723876953,1]
["A5LCAHumboldt20253WORST DAY07","A5","LCA","Humboldt",2025,3,"WORST DAY","07",1,1]
["A5LCAHumboldt20254WORST DAY22","A5","LCA","Humboldt",2025,4,"WORST DAY","22",1,1]
["A5LCAHumboldt20256WORST DAY18","A5","LCA","Humboldt",2025,6,"WORST DAY","18",1,1]
["A5LCAHumboldt202511WORST DAY03","A5","LCA","Humboldt",2025,11,"WORST DAY","03",1,1]
["A5LCAHumboldt202512WORST DAY16","A5","LCA","Humboldt",2025,12,"WORST DAY","16",1,1]
["A5LCAHumboldt20263WORST DAY12","A5","LCA","Humboldt",2026,3,"WORST DAY","12",17.247444152832031,1]
["A5LCAHumboldt20266WORST DAY14","A5","LCA","Humboldt",2026,6,"WORST DAY","14",1.2867953777313232,1]
["A5LCAHumboldt20267WORST DAY21","A5","LCA","Humboldt",2026,7,"WORST DAY","21",1.270923376083374,-0.41291975975036621]
["A5LCAHumboldt202610WORST DAY09","A5","LCA","Humboldt",2026,10,"WORST DAY","09",1.0947505235671997,1]
["A5LCAHumboldt202612WORST DAY06","A5","LCA","Humboldt",2026,12,"WORST DAY","06",1.3000013828277588,1]
["A5LCAHumboldt20274WORST DAY07","A5","LCA","Humboldt",2027,4,"WORST DAY","07",1,1]
["A5LCAHumboldt20276WORST DAY11","A5","LCA","Humboldt",2027,6,"WORST DAY","11",1.2005926370620728,1]
["A5LCAHumboldt20277WORST DAY18","A5","LCA","Humboldt",2027,7,"WORST DAY","18",1.2023437023162842,1.3037461042404175]
["A5LCAHumboldt202710WORST DAY20","A5","LCA","Humboldt",2027,10,"WORST DAY","20",1.07480788230896,1.656006932258606]
["A5LCAKern20251WORST DAY16","A5","LCA","Kern",2025,1,"WORST DAY","16",1,1]
["A5LCAKern20253WORST DAY05","A5","LCA","Kern",2025,3,"WORST DAY","05",1,1]
["A5LCAKern20255WORST DAY11","A5","LCA","Kern",2025,5,"WORST DAY","11",1,1]
["A5LCAKern202510WORST DAY02","A5","LCA","Kern",2025,10,"WORST DAY","02",1,1]
["A5LCAKern202511WORST DAY23","A5","LCA","Kern",2025,11,"WORST DAY","23",1,1]
["A5LCAKern20261WORST DAY07","A5","LCA","Kern",2026,1,"WORST DAY","07",1,1]
["A5LCAKern20264WORST DAY08","A5","LCA","Kern",2026,4,"WORST DAY","08",1.172791600227356,1]
["A5LCAKern20267WORST DAY05","A5","LCA","Kern",2026,7,"WORST DAY","05",0.50678187608718872,1]
["A5LCAKern20268WORST DAY17","A5","LCA","Kern",2026,8,"WORST DAY","17",2.9003715515136719,-1.7311663214059081E-7]
["A5LCAKern202610WORST DAY16","A5","LCA","Kern",2026,10,"WORST DAY","16",3.5463166236877441,1]
["A5LCAKern20272WORST DAY22","A5","LCA","Kern",2027,2,"WORST DAY","22",1.0007576942443848,1]
["A5LCAKern20274WORST DAY14","A5","LCA","Kern",2027,4,"WORST DAY","14",1.1297142505645752,1]
["A5LCAKern20277WORST DAY07","A5","LCA","Kern",2027,7,"WORST DAY","07",0.85078346729278564,1]
["A5LCAKern202710WORST DAY12","A5","LCA","Kern",2027,10,"WORST DAY","12",3.4196007251739502,1]
["A5LCAKern202711WORST DAY16","A5","LCA","Kern",2027,11,"WORST DAY","16",3.7363152503967285,1]
["A5LCANorth Coast and North Bay20252WORST DAY07","A5","LCA","North Coast and North Bay",2025,2,"WORST DAY","07",1,1]
["A5LCANorth Coast and North Bay20254WORST DAY01","A5","LCA","North Coast and North Bay",2025,4,"WORST DAY","01",1,1]
["A5LCANorth Coast and North Bay20258WORST DAY05","A5","LCA","North Coast and North Bay",2025,8,"WORST DAY","05",1,1]
["A5LCANorth Coast and North Bay202510WORST DAY06","A5","LCA","North Coast and North Bay",2025,10,"WORST DAY","06",1,1]
["A5LCANorth Coast and North Bay202511WORST DAY16","A5","LCA","North Coast and North Bay",2025,11,"WORST DAY","16",1,1]
["A5LCANorth Coast and North Bay20262WORST DAY15","A5","LCA","North Coast and North Bay",2026,2,"WORST DAY","15",1,1]
["A5LCANorth Coast and North Bay20265WORST DAY14","A5","LCA","North Coast and North Bay",2026,5,"WORST DAY","14",0.84947788715362549,1]
["A5LCANorth Coast and North Bay20266WORST DAY24","A5","LCA","North Coast and North Bay",2026,6,"WORST DAY","24",0.45557421445846558,1]
["A5LCANorth Coast and North Bay20269WORST DAY09","A5","LCA","North Coast and North Bay",2026,9,"WORST DAY","09",0.91561698913574219,1]
["A5LCANorth Coast and North Bay20271WORST DAY21","A5","LCA","North Coast and North Bay",2027,1,"WORST DAY","21",1.0035184621810913,1]
["A5LCANorth Coast and North Bay20273WORST DAY07","A5","LCA","North Coast and North Bay",2027,3,"WORST DAY","07",1.0306730270385742,1]
["A5LCANorth Coast and North Bay20275WORST DAY14","A5","LCA","North Coast and North Bay",2027,5,"WORST DAY","14",0.86346125602722168,1]
["A5LCANorth Coast and North Bay20279WORST DAY05","A5","LCA","North Coast and North Bay",2027,9,"WORST DAY","05",0.36794108152389526,1]
["A5LCANorth Coast and North Bay20279WORST DAY23","A5","LCA","North Coast and North Bay",2027,9,"WORST DAY","23",0.77955496311187744,1]
["A5LCANorth Coast and North Bay202712WORST DAY16","A5","LCA","North Coast and North Bay",2027,12,"WORST DAY","16",0.90115535259246826,1]
["A5LCAOther20254WORST DAY20","A5","LCA","Other",2025,4,"WORST DAY","20",1,1]
["A5LCAOther20256WORST DAY17","A5","LCA","Other",2025,6,"WORST DAY","17",1,1]
["A5LCAOther20258WORST DAY12","A5","LCA","Other",2025,8,"WORST DAY","12",1,1]
["A5LCAOther202511WORST DAY02","A5","LCA","Other",2025,11,"WORST DAY","02",1,1]
["A5LCAOther20262WORST DAY10","A5","LCA","Other",2026,2,"WORST DAY","10",1,1]
["A5LCAOther20263WORST DAY11","A5","LCA","Other",2026,3,"WORST DAY","11",1.8056796789169312,1]
["A5LCAOther20266WORST DAY05","A5","LCA","Other",2026,6,"WORST DAY","05",0.95577961206436157,1]
["A5LCAOther202610WORST DAY08","A5","LCA","Other",2026,10,"WORST DAY","08",0.8214985728263855,1]
["A5LCAOther202612WORST DAY03","A5","LCA","Other",2026,12,"WORST DAY","03",0.35908800363540649,1]
["A5LCAOther20272WORST DAY01","A5","LCA","Other",2027,2,"WORST DAY","01",1.0184891223907471,1]
["A5LCAOther20273WORST DAY14","A5","LCA","Other",2027,3,"WORST DAY","14",2.8535826206207275,1]
["A5LCAOther20276WORST DAY10","A5","LCA","Other",2027,6,"WORST DAY","10",1.1221388578414917,1]
["A5LCAOther20279WORST DAY12","A5","LCA","Other",2027,9,"WORST DAY","12",1.1197125911712646,1]
["A5LCASierra20251WORST DAY07","A5","LCA","Sierra",2025,1,"WORST DAY","07",1,1]
["A5LCASierra20253WORST DAY18","A5","LCA","Sierra",2025,3,"WORST DAY","18",1,1]
["A5LCASierra20255WORST DAY16","A5","LCA","Sierra",2025,5,"WORST DAY","16",1,1]
["A5LCASierra20257WORST DAY05","A5","LCA","Sierra",2025,7,"WORST DAY","05",1,1]
["A5LCASierra202510WORST DAY01","A5","LCA","Sierra",2025,10,"WORST DAY","01",1,1]
["A5LCASierra20261WORST DAY03","A5","LCA","Sierra",2026,1,"WORST DAY","03",1,1]
["A5LCASierra20261WORST DAY18","A5","LCA","Sierra",2026,1,"WORST DAY","18",1,1]
["A5LCASierra20264WORST DAY14","A5","LCA","Sierra",2026,4,"WORST DAY","14",1.0228462219238281,1]
["A5LCASierra20268WORST DAY15","A5","LCA","Sierra",2026,8,"WORST DAY","15",0.96240055561065674,1]
["A5LCASierra202610WORST DAY20","A5","LCA","Sierra",2026,10,"WORST DAY","20",0.79389971494674683,-8.6243153418763541E-6]
["A5LCASierra202612WORST DAY24","A5","LCA","Sierra",2026,12,"WORST DAY","24",0.37426948547363281,1]
["A5LCASierra20272WORST DAY07","A5","LCA","Sierra",2027,2,"WORST DAY","07",0.99727994203567505,1]
["A5LCASierra20275WORST DAY09","A5","LCA","Sierra",2027,5,"WORST DAY","09",1.5571998357772827,1]
["A5LCASierra20278WORST DAY05","A5","LCA","Sierra",2027,8,"WORST DAY","05",0.11419820785522461,1]
["A5LCASierra202711WORST DAY14","A5","LCA","Sierra",2027,11,"WORST DAY","14",0.83297222852706909,1]
["A5LCAStockton20252WORST DAY03","A5","LCA","Stockton",2025,2,"WORST DAY","03",1,1]
["A5LCAStockton20254WORST DAY01","A5","LCA","Stockton",2025,4,"WORST DAY","01",1,1]
["A5LCAStockton20255WORST DAY20","A5","LCA","Stockton",2025,5,"WORST DAY","20",1,1]
["A5LCAStockton20259WORST DAY23","A5","LCA","Stockton",2025,9,"WORST DAY","23",1,1]
["A5LCAStockton202510WORST DAY05","A5","LCA","Stockton",2025,10,"WORST DAY","05",1,1]
["A5LCAStockton20261WORST DAY10","A5","LCA","Stockton",2026,1,"WORST DAY","10",1,1]
["A5LCAStockton20265WORST DAY02","A5","LCA","Stockton",2026,5,"WORST DAY","02",1.2487682104110718,1]
["A5LCAStockton20267WORST DAY16","A5","LCA","Stockton",2026,7,"WORST DAY","16",1.2629265785217285,1]
["A5LCAStockton20269WORST DAY11","A5","LCA","Stockton",2026,9,"WORST DAY","11",1.6365165710449219,1]
["A5LCAStockton202611WORST DAY03","A5","LCA","Stockton",2026,11,"WORST DAY","03",0.78794628381729126,1]
["A5LCAStockton20271WORST DAY20","A5","LCA","Stockton",2027,1,"WORST DAY","20",1.0766507387161255,1]
["A5LCAStockton20275WORST DAY01","A5","LCA","Stockton",2027,5,"WORST DAY","01",1.1805177927017212,1]
["A5LCAStockton20278WORST DAY01","A5","LCA","Stockton",2027,8,"WORST DAY","01",1.1668382883071899,1]
["A5LCAStockton20278WORST DAY12","A5","LCA","Stockton",2027,8,"WORST DAY","12",1.6132055521011353,1]
["A5LCAStockton202712WORST DAY10","A5","LCA","Stockton",2027,12,"WORST DAY","10",1.5224480628967285,1]
["A5LCAnon-LCA20252WORST DAY18","A5","LCA","non-LCA",2025,2,"WORST DAY","18",1,1]
["A5LCAnon-LCA20254WORST DAY19","A5","LCA","non-LCA",2025,4,"WORST DAY","19",1,1]
["A5LCAnon-LCA20258WORST DAY16","A5","LCA","non-LCA",2025,8,"WORST DAY","16",1,1]
["A5LCAnon-LCA20259WORST DAY04","A5","LCA","non-LCA",2025,9,"WORST DAY","04",1,1]
["A5LCAnon-LCA202512WORST DAY03","A5","LCA","non-LCA",2025,12,"WORST DAY","03",1,1]
["A5SubLAPSLAP_PGCC20253WORST DAY09","A5","SubLAP","SLAP_PGCC",2025,3,"WORST DAY","09",1,1]
["A5SubLAPSLAP_PGCC20256WORST DAY01","A5","SubLAP","SLAP_PGCC",2025,6,"WORST DAY","01",1,1]
["A5SubLAPSLAP_PGCC20257WORST DAY18","A5","SubLAP","SLAP_PGCC",2025,7,"WORST DAY","18",1,1]
["A5SubLAPSLAP_PGCC20259WORST DAY12","A5","SubLAP","SLAP_PGCC",2025,9,"WORST DAY","12",1,1]
["A5SubLAPSLAP_PGCC202512WORST DAY03","A5","SubLAP","SLAP_PGCC",2025,12,"WORST DAY","03",1,1]
["A5SubLAPSLAP_PGCC20263WORST DAY18","A5","SubLAP","SLAP_PGCC",2026,3,"WORST DAY","18",1,1]
["A5SubLAPSLAP_PGCC20266WORST DAY24","A5","SubLAP","SLAP_PGCC",2026,6,"WORST DAY","24",0.71783620119094849,1]
["A5SubLAPSLAP_PGCC20268WORST DAY21","A5","SubLAP","SLAP_PGCC",2026,8,"WORST DAY","21",1.0564908981323242,3.70229599866434E-6]
["A5SubLAPSLAP_PGCC202611WORST DAY14","A5","SubLAP","SLAP_PGCC",2026,11,"WORST DAY","14",0.79181593656539917,1]
["A5SubLAPSLAP_PGCC20271WORST DAY06","A5","SubLAP","SLAP_PGCC",2027,1,"WORST DAY","06",1.0013675689697266,1]
["A5SubLAPSLAP_PGCC20273WORST DAY01","A5","SubLAP","SLAP_PGCC",2027,3,"WORST DAY","01",1.0160101652145386,1]
["A5SubLAPSLAP_PGCC20275WORST DAY15","A5","SubLAP","SLAP_PGCC",2027,5,"WORST DAY","15",1.1477832794189453,1]
["A5SubLAPSLAP_PGCC20278WORST DAY23","A5","SubLAP","SLAP_PGCC",2027,8,"WORST DAY","23",0.93884170055389404,1]
["A5SubLAPSLAP_PGCC202711WORST DAY20","A5","SubLAP","SLAP_PGCC",2027,11,"WORST DAY","20",1.0996191501617432,1]
["A5SubLAPSLAP_PGCC202712WORST DAY10","A5","SubLAP","SLAP_PGCC",2027,12,"WORST DAY","10",0.64122992753982544,1]
["A5SubLAPSLAP_PGEB20254WORST DAY05","A5","SubLAP","SLAP_PGEB",2025,4,"WORST DAY","05",1,1]
["A5SubLAPSLAP_PGEB20256WORST DAY16","A5","SubLAP","SLAP_PGEB",2025,6,"WORST DAY","16",1,1]
["A5SubLAPSLAP_PGEB20258WORST DAY14","A5","SubLAP","SLAP_PGEB",2025,8,"WORST DAY","14",1,1]
["A5SubLAPSLAP_PGEB202512WORST DAY14","A5","SubLAP","SLAP_PGEB",2025,12,"WORST DAY","14",1,1]
["A5SubLAPSLAP_PGEB202512WORST DAY23","A5","SubLAP","SLAP_PGEB",2025,12,"WORST DAY","23",1,1]
["A5SubLAPSLAP_PGEB20264WORST DAY01","A5","SubLAP","SLAP_PGEB",2026,4,"WORST DAY","01",1.2341140508651733,1]
["A5SubLAPSLAP_PGEB20267WORST DAY04","A5","SubLAP","SLAP_PGEB",2026,7,"WORST DAY","04",1.5466363430023193,1]
["A5SubLAPSLAP_PGEB20269WORST DAY23","A5","SubLAP","SLAP_PGEB",2026,9,"WORST DAY","23",1.6960201263427734,1]
["A5SubLAPSLAP_PGEB202611WORST DAY13","A5","SubLAP","SLAP_PGEB",2026,11,"WORST DAY","13",2.0176079273223877,1]
["A5SubLAPSLAP_PGEB20271WORST DAY10","A5","SubLAP","SLAP_PGEB",2027,1,"WORST DAY","10",0.99463045597076416,1]
["A5SubLAPSLAP_PGEB20273WORST DAY22","A5","SubLAP","SLAP_PGEB",2027,3,"WORST DAY","22",0.9884151816368103,1]
["A5SubLAPSLAP_PGEB20277WORST DAY16","A5","SubLAP","SLAP_PGEB",2027,7,"WORST DAY","16",1.6061935424804688,1]
["A5SubLAPSLAP_PGEB202710WORST DAY19","A5","SubLAP","SLAP_PGEB",2027,10,"WORST DAY","19",1.6452902555465698,1.8124589920043945]
["A5SubLAPSLAP_PGEB202711WORST DAY03","A5","SubLAP","SLAP_PGEB",2027,11,"WORST DAY","03",1.5016465187072754,1]
["A5SubLAPSLAP_PGF120252WORST DAY12","A5","SubLAP","SLAP_PGF1",2025,2,"WORST DAY","12",1,1]
["A5SubLAPSLAP_PGF120255WORST DAY01","A5","SubLAP","SLAP_PGF1",2025,5,"WORST DAY","01",1,1]
["A5SubLAPSLAP_PGF120256WORST DAY21","A5","SubLAP","SLAP_PGF1",2025,6,"WORST DAY","21",1,1]
["A5SubLAPSLAP_PGF1202510WORST DAY23","A5","SubLAP","SLAP_PGF1",2025,10,"WORST DAY","23",1,1]
["A5SubLAPSLAP_PGF120261WORST DAY18","A5","SubLAP","SLAP_PGF1",2026,1,"WORST DAY","18",1,1]
["A5SubLAPSLAP_PGF120263WORST DAY15","A5","SubLAP","SLAP_PGF1",2026,3,"WORST DAY","15",2.3836805820465088,1]
["A5SubLAPSLAP_PGF120266WORST DAY19","A5","SubLAP","SLAP_PGF1",2026,6,"WORST DAY","19",0.99789929389953613,2.3627164363861084]
["A5SubLAPSLAP_PGF120267WORST DAY24","A5","SubLAP","SLAP_PGF1",2026,7,"WORST DAY","24",0.9580877423286438,1]
["A5SubLAPSLAP_PGF1202610WORST DAY14","A5","SubLAP","SLAP_PGF1",2026,10,"WORST DAY","14",1.4871591329574585,1]
["A5SubLAPSLAP_PGF1202612WORST DAY09","A5","SubLAP","SLAP_PGF1",2026,12,"WORST DAY","09",1.2513911724090576,1]
["A5SubLAPSLAP_PGF120274WORST DAY12","A5","SubLAP","SLAP_PGF1",2027,4,"WORST DAY","12",0.96570837497711182,1]
["A5SubLAPSLAP_PGF120277WORST DAY06","A5","SubLAP","SLAP_PGF1",2027,7,"WORST DAY","06",1.0030754804611206,1]
["A5SubLAPSLAP_PGF120277WORST DAY23","A5","SubLAP","SLAP_PGF1",2027,7,"WORST DAY","23",1.0001852512359619,1]
["A5SubLAPSLAP_PGF1202710WORST DAY23","A5","SubLAP","SLAP_PGF1",2027,10,"WORST DAY","23",0.91287481784820557,1]
["A5SubLAPSLAP_PGFG20251WORST DAY21","A5","SubLAP","SLAP_PGFG",2025,1,"WORST DAY","21",1,1]
["A5SubLAPSLAP_PGFG20253WORST DAY08","A5","SubLAP","SLAP_PGFG",2025,3,"WORST DAY","08",1,1]
["A5SubLAPSLAP_PGFG20255WORST DAY08","A5","SubLAP","SLAP_PGFG",2025,5,"WORST DAY","08",1,1]
["A5SubLAPSLAP_PGFG202510WORST DAY05","A5","SubLAP","SLAP_PGFG",2025,10,"WORST DAY","05",1,1]
["A5SubLAPSLAP_PGFG202511WORST DAY14","A5","SubLAP","SLAP_PGFG",2025,11,"WORST DAY","14",1,1]
["A5SubLAPSLAP_PGFG20262WORST DAY14","A5","SubLAP","SLAP_PGFG",2026,2,"WORST DAY","14",1,1]
["A5SubLAPSLAP_PGFG20265WORST DAY12","A5","SubLAP","SLAP_PGFG",2026,5,"WORST DAY","12",1.1989380121231079,1]
["A5SubLAPSLAP_PGFG20266WORST DAY07","A5","SubLAP","SLAP_PGFG",2026,6,"WORST DAY","07",0.33485743403434753,1]
["A5SubLAPSLAP_PGFG20268WORST DAY23","A5","SubLAP","SLAP_PGFG",2026,8,"WORST DAY","23",0.56437498331069946,1]
["A5SubLAPSLAP_PGFG202610WORST DAY16","A5","SubLAP","SLAP_PGFG",2026,10,"WORST DAY","16",0.81916660070419312,1]
["A5SubLAPSLAP_PGFG20272WORST DAY21","A5","SubLAP","SLAP_PGFG",2027,2,"WORST DAY","21",1,1]
["A5SubLAPSLAP_PGFG20275WORST DAY13","A5","SubLAP","SLAP_PGFG",2027,5,"WORST DAY","13",1.1988002061843872,1]
["A5SubLAPSLAP_PGFG20276WORST DAY16","A5","SubLAP","SLAP_PGFG",2027,6,"WORST DAY","16",0.84692734479904175,1]
["A5SubLAPSLAP_PGFG20279WORST DAY22","A5","SubLAP","SLAP_PGFG",2027,9,"WORST DAY","22",0.64405852556228638,-1.1907354746654164E-5]
["A5SubLAPSLAP_PGFG202712WORST DAY14","A5","SubLAP","SLAP_PGFG",2027,12,"WORST DAY","14",0.7538796067237854,1]
["A5SubLAPSLAP_PGHB20252WORST DAY07","A5","SubLAP","SLAP_PGHB",2025,2,"WORST DAY","07",1,1]
["A5SubLAPSLAP_PGHB20254WORST DAY01","A5","SubLAP","SLAP_PGHB",2025,4,"WORST DAY","01",1,1]
["A5SubLAPSLAP_PGHB20258WORST DAY12","A5","SubLAP","SLAP_PGHB",2025,8,"WORST DAY","12",1,1]
["A5SubLAPSLAP_PGHB202511WORST DAY01","A5","SubLAP","SLAP_PGHB",2025,11,"WORST DAY","01",1,1]
["A5SubLAPSLAP_PGHB202511WORST DAY21","A5","SubLAP","SLAP_PGHB",2025,11,"WORST DAY","21",1,1]
["A5SubLAPSLAP_PGHB20262WORST DAY18","A5","SubLAP","SLAP_PGHB",2026,2,"WORST DAY","18",19.717262268066406,1]
["A5SubLAPSLAP_PGHB20265WORST DAY19","A5","SubLAP","SLAP_PGHB",2026,5,"WORST DAY","19",1.2788748741149902,1.2416614294052124]
["A5SubLAPSLAP_PGHB20267WORST DAY03","A5","SubLAP","SLAP_PGHB",2026,7,"WORST DAY","03",1.1394766569137573,1]
["A5SubLAPSLAP_PGHB202611WORST DAY17","A5","SubLAP","SLAP_PGHB",2026,11,"WORST DAY","17",1.0889301300048828,1]
["A5SubLAPSLAP_PGHB20271WORST DAY24","A5","SubLAP","SLAP_PGHB",2027,1,"WORST DAY","24",1.8972666263580322,1]
["A5SubLAPSLAP_PGHB20273WORST DAY12","A5","SubLAP","SLAP_PGHB",2027,3,"WORST DAY","12",16.164281845092773,1]
["A5SubLAPSLAP_PGHB20276WORST DAY09","A5","SubLAP","SLAP_PGHB",2027,6,"WORST DAY","09",1.1969121694564819,1]
["A5SubLAPSLAP_PGHB20279WORST DAY10","A5","SubLAP","SLAP_PGHB",2027,9,"WORST DAY","10",1.0273314714431763,1]
["A5SubLAPSLAP_PGHB202710WORST DAY02","A5","SubLAP","SLAP_PGHB",2027,10,"WORST DAY","02",1.2659027576446533,1]
["A5SubLAPSLAP_PGHB202712WORST DAY21","A5","SubLAP","SLAP_PGHB",2027,12,"WORST DAY","21",1.0625127553939819,1]
["A5SubLAPSLAP_PGKN20254WORST DAY23","A5","SubLAP","SLAP_PGKN",2025,4,"WORST DAY","23",1,1]
["A5SubLAPSLAP_PGKN20256WORST DAY19","A5","SubLAP","SLAP_PGKN",2025,6,"WORST DAY","19",1,1]
["A5SubLAPSLAP_PGKN20259WORST DAY08","A5","SubLAP","SLAP_PGKN",2025,9,"WORST DAY","08",1,1]
["A5SubLAPSLAP_PGKN202510WORST DAY14","A5","SubLAP","SLAP_PGKN",2025,10,"WORST DAY","14",1,1]
["A5SubLAPSLAP_PGKN20261WORST DAY17","A5","SubLAP","SLAP_PGKN",2026,1,"WORST DAY","17",1,1]
["A5SubLAPSLAP_PGKN20264WORST DAY12","A5","SubLAP","SLAP_PGKN",2026,4,"WORST DAY","12",1.1162358522415161,1]
["A5SubLAPSLAP_PGKN20266WORST DAY02","A5","SubLAP","SLAP_PGKN",2026,6,"WORST DAY","02",2.9762647151947021,1]
["A5SubLAPSLAP_PGKN202610WORST DAY10","A5","SubLAP","SLAP_PGKN",2026,10,"WORST DAY","10",3.4549360275268555,1]
["A5SubLAPSLAP_PGKN202612WORST DAY07","A5","SubLAP","SLAP_PGKN",2026,12,"WORST DAY","07",2.11393141746521,1]
["A5SubLAPSLAP_PGKN20271WORST DAY21","A5","SubLAP","SLAP_PGKN",2027,1,"WORST DAY","21",1.0134793519973755,1]
["A5SubLAPSLAP_PGKN20274WORST DAY16","A5","SubLAP","SLAP_PGKN",2027,4,"WORST DAY","16",1.1718857288360596,1]
["A5SubLAPSLAP_PGKN20278WORST DAY03","A5","SubLAP","SLAP_PGKN",2027,8,"WORST DAY","03",1.1965317726135254,1]
["A5SubLAPSLAP_PGKN20279WORST DAY01","A5","SubLAP","SLAP_PGKN",2027,9,"WORST DAY","01",2.2618224620819092,1]
["A5SubLAPSLAP_PGKN202711WORST DAY14","A5","SubLAP","SLAP_PGKN",2027,11,"WORST DAY","14",5.11566162109375,1]
["A5SubLAPSLAP_PGNB20251WORST DAY10","A5","SubLAP","SLAP_PGNB",2025,1,"WORST DAY","10",1,1]
["A5SubLAPSLAP_PGNB20255WORST DAY19","A5","SubLAP","SLAP_PGNB",2025,5,"WORST DAY","19",1,1]
["A5SubLAPSLAP_PGNB20257WORST DAY10","A5","SubLAP","SLAP_PGNB",2025,7,"WORST DAY","10",1,1]
["A5SubLAPSLAP_PGNB202510WORST DAY04","A5","SubLAP","SLAP_PGNB",2025,10,"WORST DAY","04",1,1]
["A5SubLAPSLAP_PGNB20261WORST DAY08","A5","SubLAP","SLAP_PGNB",2026,1,"WORST DAY","08",1,1]
["A5SubLAPSLAP_PGNB20261WORST DAY21","A5","SubLAP","SLAP_PGNB",2026,1,"WORST DAY","21",1,1]
["A5SubLAPSLAP_PGNB20264WORST DAY19","A5","SubLAP","SLAP_PGNB",2026,4,"WORST DAY","19",1,1]
["A5SubLAPSLAP_PGNB20268WORST DAY18","A5","SubLAP","SLAP_PGNB",2026,8,"WORST DAY","18",1.2375143766403198,-9.9511262305895798E-6]
["A5SubLAPSLAP_PGNB202610WORST DAY17","A5","SubLAP","SLAP_PGNB",2026,10,"WORST DAY","17",1.22016441822052,-3.3745359928616381E-7]
["A5SubLAPSLAP_PGNB20271WORST DAY03","A5","SubLAP","SLAP_PGNB",2027,1,"WORST DAY","03",1.0221129655838013,1]
["A5SubLAPSLAP_PGNB20272WORST DAY12","A5","SubLAP","SLAP_PGNB",2027,2,"WORST DAY","12",0.99876534938812256,1]
["A5SubLAPSLAP_PGNB20275WORST DAY12","A5","SubLAP","SLAP_PGNB",2027,5,"WORST DAY","12",1.1532666683197021,1]
["A5SubLAPSLAP_PGNB20278WORST DAY10","A5","SubLAP","SLAP_PGNB",2027,8,"WORST DAY","10",1.0521975755691528,1]
["A5SubLAPSLAP_PGNB20279WORST DAY21","A5","SubLAP","SLAP_PGNB",2027,9,"WORST DAY","21",1.024657130241394,3.781303121286328E-6]
["A5SubLAPSLAP_PGNC20252WORST DAY08","A5","SubLAP","SLAP_PGNC",2025,2,"WORST DAY","08",1,1]
["A5SubLAPSLAP_PGNC20254WORST DAY02","A5","SubLAP","SLAP_PGNC",2025,4,"WORST DAY","02",1,1]
["A5SubLAPSLAP_PGNC20255WORST DAY19","A5","SubLAP","SLAP_PGNC",2025,5,"WORST DAY","19",1,1]
["A5SubLAPSLAP_PGNC20258WORST DAY11","A5","SubLAP","SLAP_PGNC",2025,8,"WORST DAY","11",1,1]
["A5SubLAPSLAP_PGNC202512WORST DAY01","A5","SubLAP","SLAP_PGNC",2025,12,"WORST DAY","01",1,1]
["A5SubLAPSLAP_PGNC202512WORST DAY20","A5","SubLAP","SLAP_PGNC",2025,12,"WORST DAY","20",1,1]
["A5SubLAPSLAP_PGNC20263WORST DAY12","A5","SubLAP","SLAP_PGNC",2026,3,"WORST DAY","12",1,1]
["A5SubLAPSLAP_PGNC20267WORST DAY17","A5","SubLAP","SLAP_PGNC",2026,7,"WORST DAY","17",0.97842085361480713,1]
["A5SubLAPSLAP_PGNC20269WORST DAY10","A5","SubLAP","SLAP_PGNC",2026,9,"WORST DAY","10",1.0121877193450928,1]
["A5SubLAPSLAP_PGNC202611WORST DAY10","A5","SubLAP","SLAP_PGNC",2026,11,"WORST DAY","10",0.99570244550704956,1]
["A5SubLAPSLAP_PGNC20273WORST DAY08","A5","SubLAP","SLAP_PGNC",2027,3,"WORST DAY","08",1.0137284994125366,1]
["A5SubLAPSLAP_PGNC20273WORST DAY19","A5","SubLAP","SLAP_PGNC",2027,3,"WORST DAY","19",1.0324128866195679,1]
["A5SubLAPSLAP_PGNC20276WORST DAY19","A5","SubLAP","SLAP_PGNC",2027,6,"WORST DAY","19",1,1]
["A5SubLAPSLAP_PGNC202710WORST DAY16","A5","SubLAP","SLAP_PGNC",2027,10,"WORST DAY","16",1,1]
["A5SubLAPSLAP_PGNC202712WORST DAY13","A5","SubLAP","SLAP_PGNC",2027,12,"WORST DAY","13",1,1]
["A5SubLAPSLAP_PGNP20252WORST DAY15","A5","SubLAP","SLAP_PGNP",2025,2,"WORST DAY","15",1,1]
["A5SubLAPSLAP_PGNP20254WORST DAY22","A5","SubLAP","SLAP_PGNP",2025,4,"WORST DAY","22",1,1]
["A5SubLAPSLAP_PGNP20256WORST DAY10","A5","SubLAP","SLAP_PGNP",2025,6,"WORST DAY","10",1,1]
["A5SubLAPSLAP_PGNP20259WORST DAY07","A5","SubLAP","SLAP_PGNP",2025,9,"WORST DAY","07",1,1]
["A5SubLAPSLAP_PGNP202512WORST DAY08","A5","SubLAP","SLAP_PGNP",2025,12,"WORST DAY","08",1,1]
["A5SubLAPSLAP_PGNP20264WORST DAY04","A5","SubLAP","SLAP_PGNP",2026,4,"WORST DAY","04",0.98642635345458984,1]
["A5SubLAPSLAP_PGNP20266WORST DAY06","A5","SubLAP","SLAP_PGNP",2026,6,"WORST DAY","06",0.52465224266052246,1]
["A5SubLAPSLAP_PGNP20267WORST DAY21","A5","SubLAP","SLAP_PGNP",2026,7,"WORST DAY","21",1.0851187705993652,2.7544398108148016E-5]
["A5SubLAPSLAP_PGNP20269WORST DAY17","A5","SubLAP","SLAP_PGNP",2026,9,"WORST DAY","17",1.213655948638916,-8.0441225236427272E-7]
["A5SubLAPSLAP_PGNP202612WORST DAY06","A5","SubLAP","SLAP_PGNP",2026,12,"WORST DAY","06",0.72818690538406372,1]
["A5SubLAPSLAP_PGNP20273WORST DAY23","A5","SubLAP","SLAP_PGNP",2027,3,"WORST DAY","23",1.0115528106689453,1]
["A5SubLAPSLAP_PGNP20274WORST DAY15","A5","SubLAP","SLAP_PGNP",2027,4,"WORST DAY","15",0.98961418867111206,1]
["A5SubLAPSLAP_PGNP20277WORST DAY10","A5","SubLAP","SLAP_PGNP",2027,7,"WORST DAY","10",0.87324875593185425,1]
["A5SubLAPSLAP_PGNP202711WORST DAY12","A5","SubLAP","SLAP_PGNP",2027,11,"WORST DAY","12",1.3561692237854004,1]
["A5SubLAPSLAP_PGP220251WORST DAY08","A5","SubLAP","SLAP_PGP2",2025,1,"WORST DAY","08",1,1]
["A5SubLAPSLAP_PGP220253WORST DAY05","A5","SubLAP","SLAP_PGP2",2025,3,"WORST DAY","05",1,1]
["A5SubLAPSLAP_PGP220257WORST DAY06","A5","SubLAP","SLAP_PGP2",2025,7,"WORST DAY","06",1,1]
["A5SubLAPSLAP_PGP220257WORST DAY14","A5","SubLAP","SLAP_PGP2",2025,7,"WORST DAY","14",1,1]
["A5SubLAPSLAP_PGP2202510WORST DAY17","A5","SubLAP","SLAP_PGP2",2025,10,"WORST DAY","17",1,1]
["A5SubLAPSLAP_PGP220262WORST DAY11","A5","SubLAP","SLAP_PGP2",2026,2,"WORST DAY","11",1,1]
["A5SubLAPSLAP_PGP220264WORST DAY23","A5","SubLAP","SLAP_PGP2",2026,4,"WORST DAY","23",0.90293788909912109,1]
["A5SubLAPSLAP_PGP220266WORST DAY20","A5","SubLAP","SLAP_PGP2",2026,6,"WORST DAY","20",1.4408379793167114,1.9085617735981941E-2]
["A5SubLAPSLAP_PGP220268WORST DAY10","A5","SubLAP","SLAP_PGP2",2026,8,"WORST DAY","10",1.4335753917694092,1]
["A5SubLAPSLAP_PGP2202610WORST DAY13","A5","SubLAP","SLAP_PGP2",2026,10,"WORST DAY","13",1.3761614561080933,1]
["A5SubLAPSLAP_PGP220272WORST DAY08","A5","SubLAP","SLAP_PGP2",2027,2,"WORST DAY","08",1.00701904296875,1]
["A5SubLAPSLAP_PGP220275WORST DAY10","A5","SubLAP","SLAP_PGP2",2027,5,"WORST DAY","10",1.3498952388763428,1]
["A5SubLAPSLAP_PGP220277WORST DAY23","A5","SubLAP","SLAP_PGP2",2027,7,"WORST DAY","23",1.433376669883728,1]
["A5SubLAPSLAP_PGP2202710WORST DAY04","A5","SubLAP","SLAP_PGP2",2027,10,"WORST DAY","04",1.3501018285751343,1]
["A5SubLAPSLAP_PGP2202711WORST DAY16","A5","SubLAP","SLAP_PGP2",2027,11,"WORST DAY","16",1.3805912733078003,1]
["A5SubLAPSLAP_PGSB20251WORST DAY15","A5","SubLAP","SLAP_PGSB",2025,1,"WORST DAY","15",1,1]
["A5SubLAPSLAP_PGSB20254WORST DAY01","A5","SubLAP","SLAP_PGSB",2025,4,"WORST DAY","01",1,1]
["A5SubLAPSLAP_PGSB20257WORST DAY13","A5","SubLAP","SLAP_PGSB",2025,7,"WORST DAY","13",1,1]
["A5SubLAPSLAP_PGSB202510WORST DAY22","A5","SubLAP","SLAP_PGSB",2025,10,"WORST DAY","22",1,1]
["A5SubLAPSLAP_PGSB202511WORST DAY08","A5","SubLAP","SLAP_PGSB",2025,11,"WORST DAY","08",1,1]
["A5SubLAPSLAP_PGSB20263WORST DAY07","A5","SubLAP","SLAP_PGSB",2026,3,"WORST DAY","07",6.6554136276245117,1]
["A5SubLAPSLAP_PGSB20265WORST DAY06","A5","SubLAP","SLAP_PGSB",2026,5,"WORST DAY","06",1.2081805467605591,1]
["A5SubLAPSLAP_PGSB20266WORST DAY24","A5","SubLAP","SLAP_PGSB",2026,6,"WORST DAY","24",1.2096556425094604,1]
["A5SubLAPSLAP_PGSB202611WORST DAY04","A5","SubLAP","SLAP_PGSB",2026,11,"WORST DAY","04",1.1678617000579834,1]
["A5SubLAPSLAP_PGSB20271WORST DAY21","A5","SubLAP","SLAP_PGSB",2027,1,"WORST DAY","21",1.0065681934356689,1]
["A5SubLAPSLAP_PGSB20272WORST DAY15","A5","SubLAP","SLAP_PGSB",2027,2,"WORST DAY","15",1.0069940090179443,1]
["A5SubLAPSLAP_PGSB20276WORST DAY06","A5","SubLAP","SLAP_PGSB",2027,6,"WORST DAY","06",1.216090202331543,1]
["A5SubLAPSLAP_PGSB20278WORST DAY21","A5","SubLAP","SLAP_PGSB",2027,8,"WORST DAY","21",1.2335039377212524,0.55938369035720825]
["A5SubLAPSLAP_PGSB202710WORST DAY15","A5","SubLAP","SLAP_PGSB",2027,10,"WORST DAY","15",1.4287340641021729,1]
["A5SubLAPSLAP_PGSB202712WORST DAY08","A5","SubLAP","SLAP_PGSB",2027,12,"WORST DAY","08",1.3130872249603271,1]
["A5SubLAPSLAP_PGSF20254WORST DAY20","A5","SubLAP","SLAP_PGSF",2025,4,"WORST DAY","20",1,1]
["A5SubLAPSLAP_PGSF20256WORST DAY06","A5","SubLAP","SLAP_PGSF",2025,6,"WORST DAY","06",1,1]
["A5SubLAPSLAP_PGSF20259WORST DAY05","A5","SubLAP","SLAP_PGSF",2025,9,"WORST DAY","05",1,1]
["A5SubLAPSLAP_PGSF202512WORST DAY04","A5","SubLAP","SLAP_PGSF",2025,12,"WORST DAY","04",1,1]
["A5SubLAPSLAP_PGSF20261WORST DAY14","A5","SubLAP","SLAP_PGSF",2026,1,"WORST DAY","14",1,1]
["A5SubLAPSLAP_PGSF20263WORST DAY23","A5","SubLAP","SLAP_PGSF",2026,3,"WORST DAY","23",1,1]
["A5SubLAPSLAP_PGSF20265WORST DAY23","A5","SubLAP","SLAP_PGSF",2026,5,"WORST DAY","23",1.2554205656051636,1]
["A5SubLAPSLAP_PGSF20269WORST DAY21","A5","SubLAP","SLAP_PGSF",2026,9,"WORST DAY","21",1.3555201292037964,-6.0410446167225018E-5]
["A5SubLAPSLAP_PGSF202610WORST DAY08","A5","SubLAP","SLAP_PGSF",2026,10,"WORST DAY","08",1.3340314626693726,1]
["A5SubLAPSLAP_PGSF20272WORST DAY17","A5","SubLAP","SLAP_PGSF",2027,2,"WORST DAY","17",0.99885618686676025,1]
["A5SubLAPSLAP_PGSF20275WORST DAY17","A5","SubLAP","SLAP_PGSF",2027,5,"WORST DAY","17",1.2694834470748901,4.9779820983530954E-5]
["A5SubLAPSLAP_PGSF20277WORST DAY02","A5","SubLAP","SLAP_PGSF",2027,7,"WORST DAY","02",1.3498498201370239,1]
["A5SubLAPSLAP_PGSF20279WORST DAY04","A5","SubLAP","SLAP_PGSF",2027,9,"WORST DAY","04",1.3432809114456177,1]
["A5SubLAPSLAP_PGSF202710WORST DAY19","A5","SubLAP","SLAP_PGSF",2027,10,"WORST DAY","19",1.3328065872192383,2.5861177709884942E-4]
["A5SubLAPSLAP_PGSI20253WORST DAY02","A5","SubLAP","SLAP_PGSI",2025,3,"WORST DAY","02",1,1]
["A5SubLAPSLAP_PGSI20255WORST DAY16","A5","SubLAP","SLAP_PGSI",2025,5,"WORST DAY","16",1,1]
["A5SubLAPSLAP_PGSI20256WORST DAY13","A5","SubLAP","SLAP_PGSI",2025,6,"WORST DAY","13",1,1]
["A5SubLAPSLAP_PGSI202510WORST DAY01","A5","SubLAP","SLAP_PGSI",2025,10,"WORST DAY","01",1,1]
["A5SubLAPSLAP_PGSI202512WORST DAY19","A5","SubLAP","SLAP_PGSI",2025,12,"WORST DAY","19",1,1]
["A5SubLAPSLAP_PGSI20262WORST DAY10","A5","SubLAP","SLAP_PGSI",2026,2,"WORST DAY","10",1,1]
["A5SubLAPSLAP_PGSI20264WORST DAY06","A5","SubLAP","SLAP_PGSI",2026,4,"WORST DAY","06",1.015965461730957,1]
["A5SubLAPSLAP_PGSI20268WORST DAY15","A5","SubLAP","SLAP_PGSI",2026,8,"WORST DAY","15",0.96240055561065674,1]
["A5SubLAPSLAP_PGSI202610WORST DAY04","A5","SubLAP","SLAP_PGSI",2026,10,"WORST DAY","04",7.1258202195167542E-2,1]
["A5SubLAPSLAP_PGSI202612WORST DAY24","A5","SubLAP","SLAP_PGSI",2026,12,"WORST DAY","24",0.37426948547363281,1]
["A5SubLAPSLAP_PGSI20274WORST DAY02","A5","SubLAP","SLAP_PGSI",2027,4,"WORST DAY","02",1.0372791290283203,1]
["A5SubLAPSLAP_PGSI20275WORST DAY09","A5","SubLAP","SLAP_PGSI",2027,5,"WORST DAY","09",1.5571998357772827,1]
["A5SubLAPSLAP_PGSI20277WORST DAY21","A5","SubLAP","SLAP_PGSI",2027,7,"WORST DAY","21",1.0709295272827148,1.6631141988909803E-5]
["A5SubLAPSLAP_PGSI20279WORST DAY18","A5","SubLAP","SLAP_PGSI",2027,9,"WORST DAY","18",1.0611934661865234,-1.5484039977309294E-5]
["A5SubLAPSLAP_PGST20251WORST DAY19","A5","SubLAP","SLAP_PGST",2025,1,"WORST DAY","19",1,1]
["A5SubLAPSLAP_PGST20254WORST DAY15","A5","SubLAP","SLAP_PGST",2025,4,"WORST DAY","15",1,1]
["A5SubLAPSLAP_PGST20255WORST DAY06","A5","SubLAP","SLAP_PGST",2025,5,"WORST DAY","06",1,1]
["A5SubLAPSLAP_PGST20258WORST DAY08","A5","SubLAP","SLAP_PGST",2025,8,"WORST DAY","08",1,1]
["A5SubLAPSLAP_PGST202511WORST DAY04","A5","SubLAP","SLAP_PGST",2025,11,"WORST DAY","04",1,1]
["A5SubLAPSLAP_PGST202512WORST DAY17","A5","SubLAP","SLAP_PGST",2025,12,"WORST DAY","17",1,1]
["A5SubLAPSLAP_PGST20262WORST DAY23","A5","SubLAP","SLAP_PGST",2026,2,"WORST DAY","23",1,1]
["A5SubLAPSLAP_PGST20267WORST DAY14","A5","SubLAP","SLAP_PGST",2026,7,"WORST DAY","14",1.273321270942688,1]
["A5SubLAPSLAP_PGST20269WORST DAY11","A5","SubLAP","SLAP_PGST",2026,9,"WORST DAY","11",1.7686821222305298,1]
["A5SubLAPSLAP_PGST202610WORST DAY11","A5","SubLAP","SLAP_PGST",2026,10,"WORST DAY","11",1.8043383359909058,1]
["A5SubLAPSLAP_PGST20271WORST DAY20","A5","SubLAP","SLAP_PGST",2027,1,"WORST DAY","20",1.0766507387161255,1]
["A5SubLAPSLAP_PGST20274WORST DAY17","A5","SubLAP","SLAP_PGST",2027,4,"WORST DAY","17",0.94403481483459473,1]
["A5SubLAPSLAP_PGST20276WORST DAY05","A5","SubLAP","SLAP_PGST",2027,6,"WORST DAY","05",1.1808061599731445,1]
["A5SubLAPSLAP_PGST20278WORST DAY04","A5","SubLAP","SLAP_PGST",2027,8,"WORST DAY","04",0.70780664682388306,1]
["A5SubLAPSLAP_PGZP20251WORST DAY02","A5","SubLAP","SLAP_PGZP",2025,1,"WORST DAY","02",1,1]
["A5SubLAPSLAP_PGZP20252WORST DAY02","A5","SubLAP","SLAP_PGZP",2025,2,"WORST DAY","02",1,1]
["A5SubLAPSLAP_PGZP20254WORST DAY19","A5","SubLAP","SLAP_PGZP",2025,4,"WORST DAY","19",1,1]
["A5SubLAPSLAP_PGZP20257WORST DAY24","A5","SubLAP","SLAP_PGZP",2025,7,"WORST DAY","24",1,1]
["A5SubLAPSLAP_PGZP20259WORST DAY04","A5","SubLAP","SLAP_PGZP",2025,9,"WORST DAY","04",1,1]
["A5SubLAPSLAP_PGZP202511WORST DAY19","A5","SubLAP","SLAP_PGZP",2025,11,"WORST DAY","19",1,1]
["A5SubLAPSLAP_PGZP20261WORST DAY13","A5","SubLAP","SLAP_PGZP",2026,1,"WORST DAY","13",1,1]
["A5SubLAPSLAP_PGZP20265WORST DAY17","A5","SubLAP","SLAP_PGZP",2026,5,"WORST DAY","17",1.2804385423660278,1.657989501953125]
["A5SubLAPSLAP_PGZP20268WORST DAY10","A5","SubLAP","SLAP_PGZP",2026,8,"WORST DAY","10",1.0211206674575806,1]
["A5SubLAPSLAP_PGZP20269WORST DAY04","A5","SubLAP","SLAP_PGZP",2026,9,"WORST DAY","04",0.19918540120124817,1]
["A5SubLAPSLAP_PGZP202612WORST DAY03","A5","SubLAP","SLAP_PGZP",2026,12,"WORST DAY","03",0.22894509136676788,1]
["A5SubLAPSLAP_PGZP20273WORST DAY02","A5","SubLAP","SLAP_PGZP",2027,3,"WORST DAY","02",1.7276407480239868,1]
["A5SubLAPSLAP_PGZP20274WORST DAY12","A5","SubLAP","SLAP_PGZP",2027,4,"WORST DAY","12",1,1]
["A5SubLAPSLAP_PGZP20276WORST DAY21","A5","SubLAP","SLAP_PGZP",2027,6,"WORST DAY","21",1.2711986303329468,0.37231406569480896]
["A5SubLAPSLAP_PGZP202711WORST DAY09","A5","SubLAP","SLAP_PGZP",2027,11,"WORST DAY","09",0.70136082172393799,1]
["A5SubLAPSLAP_PGZP202712WORST DAY19","A5","SubLAP","SLAP_PGZP",2027,12,"WORST DAY","19",0.82119780778884888,1]
["All groupsAllAll20253WORST DAY18","All groups","All","All",2025,3,"WORST DAY","18",1,1]
["All groupsAllAll20256WORST DAY17","All groups","All","All",2025,6,"WORST DAY","17",1,1]
["All groupsAllAll20257WORST DAY11","All groups","All","All",2025,7,"WORST DAY","11",1,1]
["All groupsAllAll202510WORST DAY04","All groups","All","All",2025,10,"WORST DAY","04",1,1]
["All groupsAllAll20262WORST DAY08","All groups","All","All",2026,2,"WORST DAY","08",1.29865562915802,1]
["All groupsAllAll20264WORST DAY21","All groups","All","All",2026,4,"WORST DAY","21",1.1278821229934692,1]
["All groupsAllAll20265WORST DAY24","All groups","All","All",2026,5,"WORST DAY","24",1.1163158416748047,1]
["All groupsAllAll20268WORST DAY14","All groups","All","All",2026,8,"WORST DAY","14",1.0454082489013672,1]
["All groupsAllAll202611WORST DAY22","All groups","All","All",2026,11,"WORST DAY","22",0.99263918399810791,1]
["All groupsAllAll202612WORST DAY23","All groups","All","All",2026,12,"WORST DAY","23",0.98988121747970581,1]
["All groupsAllAll20273WORST DAY17","All groups","All","All",2027,3,"WORST DAY","17",1.3724019527435303,1]
["All groupsAllAll20277WORST DAY20","All groups","All","All",2027,7,"WORST DAY","20",1.0344460010528564,1.1298245191574097]
["All groupsAllAll20279WORST DAY15","All groups","All","All",2027,9,"WORST DAY","15",1.0138518810272217,1]
["All groupsAllAll202712WORST DAY05","All groups","All","All",2027,12,"WORST DAY","05",0.86937308311462402,1]
["All groupsLCAGreater Bay Area20251WORST DAY02","All groups","LCA","Greater Bay Area",2025,1,"WORST DAY","02",1,1]
["All groupsLCAGreater Bay Area20253WORST DAY22","All groups","LCA","Greater Bay Area",2025,3,"WORST DAY","22",1,1]
["All groupsLCAGreater Bay Area20256WORST DAY24","All groups","LCA","Greater Bay Area",2025,6,"WORST DAY","24",1,1]
["All groupsLCAGreater Bay Area202510WORST DAY19","All groups","LCA","Greater Bay Area",2025,10,"WORST DAY","19",1,1]
["All groupsLCAGreater Bay Area202512WORST DAY22","All groups","LCA","Greater Bay Area",2025,12,"WORST DAY","22",1,1]
["All groupsLCAGreater Bay Area20263WORST DAY04","All groups","LCA","Greater Bay Area",2026,3,"WORST DAY","04",0.97061485052108765,1]
["All groupsLCAGreater Bay Area20264WORST DAY17","All groups","LCA","Greater Bay Area",2026,4,"WORST DAY","17",1.0367850065231323,1]
["All groupsLCAGreater Bay Area20267WORST DAY13","All groups","LCA","Greater Bay Area",2026,7,"WORST DAY","13",1.0701327323913574,1]
["All groupsLCAGreater Bay Area202610WORST DAY15","All groups","LCA","Greater Bay Area",2026,10,"WORST DAY","15",1.103329062461853,1]
["All groupsLCAGreater Bay Area20271WORST DAY18","All groups","LCA","Greater Bay Area",2027,1,"WORST DAY","18",1.3045161962509155,1]
["All groupsLCAGreater Bay Area20272WORST DAY02","All groups","LCA","Greater Bay Area",2027,2,"WORST DAY","02",1.0699899196624756,1]
["All groupsLCAGreater Bay Area20276WORST DAY03","All groups","LCA","Greater Bay Area",2027,6,"WORST DAY","03",0.98056107759475708,1]
["All groupsLCAGreater Bay Area20277WORST DAY24","All groups","LCA","Greater Bay Area",2027,7,"WORST DAY","24",1.1007485389709473,1]
["All groupsLCAGreater Bay Area202710WORST DAY12","All groups","LCA","Greater Bay Area",2027,10,"WORST DAY","12",1.1200377941131592,1]
["All groupsLCAGreater Bay Area202711WORST DAY19","All groups","LCA","Greater Bay Area",2027,11,"WORST DAY","19",1.1616173982620239,1]
["All groupsLCAGreater Fresno Area20252WORST DAY21","All groups","LCA","Greater Fresno Area",2025,2,"WORST DAY","21",1,1]
["All groupsLCAGreater Fresno Area20255WORST DAY17","All groups","LCA","Greater Fresno Area",2025,5,"WORST DAY","17",1,1]
["All groupsLCAGreater Fresno Area20259WORST DAY02","All groups","LCA","Greater Fresno Area",2025,9,"WORST DAY","02",1,1]
["All groupsLCAGreater Fresno Area202511WORST DAY15","All groups","LCA","Greater Fresno Area",2025,11,"WORST DAY","15",1,1]
["All groupsLCAGreater Fresno Area20261WORST DAY13","All groups","LCA","Greater Fresno Area",2026,1,"WORST DAY","13",1.3316851854324341,1]
["All groupsLCAGreater Fresno Area20263WORST DAY24","All groups","LCA","Greater Fresno Area",2026,3,"WORST DAY","24",1.0528953075408936,1]
["All groupsLCAGreater Fresno Area20267WORST DAY11","All groups","LCA","Greater Fresno Area",2026,7,"WORST DAY","11",1.0239772796630859,1]
["All groupsLCAGreater Fresno Area20267WORST DAY17","All groups","LCA","Greater Fresno Area",2026,7,"WORST DAY","17",1.037261962890625,0.95343583822250366]
["All groupsLCAGreater Fresno Area202610WORST DAY22","All groups","LCA","Greater Fresno Area",2026,10,"WORST DAY","22",1.0058386325836182,1]
["All groupsLCAGreater Fresno Area20272WORST DAY14","All groups","LCA","Greater Fresno Area",2027,2,"WORST DAY","14",1.3616369962692261,1]
["All groupsLCAGreater Fresno Area20274WORST DAY20","All groups","LCA","Greater Fresno Area",2027,4,"WORST DAY","20",1.0594600439071655,1]
["All groupsLCAGreater Fresno Area20276WORST DAY23","All groups","LCA","Greater Fresno Area",2027,6,"WORST DAY","23",1.0167651176452637,1]
["All groupsLCAGreater Fresno Area20278WORST DAY15","All groups","LCA","Greater Fresno Area",2027,8,"WORST DAY","15",1.0766023397445679,1]
["All groupsLCAGreater Fresno Area202711WORST DAY08","All groups","LCA","Greater Fresno Area",2027,11,"WORST DAY","08",1.0142077207565308,1]
["All groupsLCAHumboldt20252WORST DAY13","All groups","LCA","Humboldt",2025,2,"WORST DAY","13",1,1]
["All groupsLCAHumboldt20255WORST DAY13","All groups","LCA","Humboldt",2025,5,"WORST DAY","13",1,1]
["All groupsLCAHumboldt20255WORST DAY24","All groups","LCA","Humboldt",2025,5,"WORST DAY","24",1,1]
["All groupsLCAHumboldt20259WORST DAY22","All groups","LCA","Humboldt",2025,9,"WORST DAY","22",1,1]
["All groupsLCAHumboldt202511WORST DAY22","All groups","LCA","Humboldt",2025,11,"WORST DAY","22",1,1]
["All groupsLCAHumboldt20262WORST DAY07","All groups","LCA","Humboldt",2026,2,"WORST DAY","07",0.95356321334838867,1]
["All groupsLCAHumboldt20266WORST DAY04","All groups","LCA","Humboldt",2026,6,"WORST DAY","04",0.99693256616592407,1]
["All groupsLCAHumboldt20266WORST DAY16","All groups","LCA","Humboldt",2026,6,"WORST DAY","16",1.0278432369232178,1]
["All groupsLCAHumboldt20269WORST DAY15","All groups","LCA","Humboldt",2026,9,"WORST DAY","15",0.99984365701675415,1]
["All groupsLCAHumboldt202612WORST DAY21","All groups","LCA","Humboldt",2026,12,"WORST DAY","21",0.99238866567611694,1]
["All groupsLCAHumboldt20273WORST DAY13","All groups","LCA","Humboldt",2027,3,"WORST DAY","13",1.0092463493347168,1]
["All groupsLCAHumboldt20275WORST DAY06","All groups","LCA","Humboldt",2027,5,"WORST DAY","06",0.95771247148513794,1]
["All groupsLCAHumboldt20276WORST DAY24","All groups","LCA","Humboldt",2027,6,"WORST DAY","24",0.97367805242538452,1]
["All groupsLCAHumboldt20279WORST DAY15","All groups","LCA","Humboldt",2027,9,"WORST DAY","15",0.98803281784057617,1]
["All groupsLCAKern20251WORST DAY06","All groups","LCA","Kern",2025,1,"WORST DAY","06",1,1]
["All groupsLCAKern20254WORST DAY12","All groups","LCA","Kern",2025,4,"WORST DAY","12",1,1]
["All groupsLCAKern20256WORST DAY09","All groups","LCA","Kern",2025,6,"WORST DAY","09",1,1]
["All groupsLCAKern20258WORST DAY18","All groups","LCA","Kern",2025,8,"WORST DAY","18",1,1]
["All groupsLCAKern202510WORST DAY18","All groups","LCA","Kern",2025,10,"WORST DAY","18",1,1]
["All groupsLCAKern202512WORST DAY13","All groups","LCA","Kern",2025,12,"WORST DAY","13",1,1]
["All groupsLCAKern20263WORST DAY03","All groups","LCA","Kern",2026,3,"WORST DAY","03",1.1723260879516602,1]
["All groupsLCAKern20266WORST DAY11","All groups","LCA","Kern",2026,6,"WORST DAY","11",1.1676225662231445,1]
["All groupsLCAKern20269WORST DAY08","All groups","LCA","Kern",2026,9,"WORST DAY","08",1.0886822938919067,1]
["All groupsLCAKern202612WORST DAY09","All groups","LCA","Kern",2026,12,"WORST DAY","09",1.1327003240585327,1]
["All groupsLCAKern20271WORST DAY17","All groups","LCA","Kern",2027,1,"WORST DAY","17",1.6451314687728882,1]
["All groupsLCAKern20273WORST DAY20","All groups","LCA","Kern",2027,3,"WORST DAY","20",1.3155908584594727,1]
["All groupsLCAKern20276WORST DAY02","All groups","LCA","Kern",2027,6,"WORST DAY","02",1.0119894742965698,1]
["All groupsLCAKern202710WORST DAY02","All groups","LCA","Kern",2027,10,"WORST DAY","02",0.93873441219329834,1]
["All groupsLCAKern202710WORST DAY11","All groups","LCA","Kern",2027,10,"WORST DAY","11",1.1491831541061401,1]
["All groupsLCANorth Coast and North Bay20251WORST DAY13","All groups","LCA","North Coast and North Bay",2025,1,"WORST DAY","13",1,1]
["All groupsLCANorth Coast and North Bay20255WORST DAY08","All groups","LCA","North Coast and North Bay",2025,5,"WORST DAY","08",1,1]
["All groupsLCANorth Coast and North Bay20257WORST DAY11","All groups","LCA","North Coast and North Bay",2025,7,"WORST DAY","11",1,1]
["All groupsLCANorth Coast and North Bay20259WORST DAY01","All groups","LCA","North Coast and North Bay",2025,9,"WORST DAY","01",1,1]
["All groupsLCANorth Coast and North Bay202510WORST DAY22","All groups","LCA","North Coast and North Bay",2025,10,"WORST DAY","22",1,1]
["All groupsLCANorth Coast and North Bay20261WORST DAY10","All groups","LCA","North Coast and North Bay",2026,1,"WORST DAY","10",1.2795495986938477,1]
["All groupsLCANorth Coast and North Bay20265WORST DAY04","All groups","LCA","North Coast and North Bay",2026,5,"WORST DAY","04",1.5065463781356812,1]
["All groupsLCANorth Coast and North Bay20268WORST DAY07","All groups","LCA","North Coast and North Bay",2026,8,"WORST DAY","07",0.35167965292930603,1]
["All groupsLCANorth Coast and North Bay202611WORST DAY02","All groups","LCA","North Coast and North Bay",2026,11,"WORST DAY","02",0.77581751346588135,1]
["All groupsLCANorth Coast and North Bay202612WORST DAY16","All groups","LCA","North Coast and North Bay",2026,12,"WORST DAY","16",0.1859448105096817,1]
["All groupsLCANorth Coast and North Bay20272WORST DAY13","All groups","LCA","North Coast and North Bay",2027,2,"WORST DAY","13",1.37459397315979,1]
["All groupsLCANorth Coast and North Bay20274WORST DAY09","All groups","LCA","North Coast and North Bay",2027,4,"WORST DAY","09",0.26581621170043945,1]
["All groupsLCANorth Coast and North Bay20278WORST DAY11","All groups","LCA","North Coast and North Bay",2027,8,"WORST DAY","11",0.29429134726524353,1]
["All groupsLCANorth Coast and North Bay202711WORST DAY06","All groups","LCA","North Coast and North Bay",2027,11,"WORST DAY","06",0.76396322250366211,1]
["All groupsLCAOther20251WORST DAY03","All groups","LCA","Other",2025,1,"WORST DAY","03",1,1]
["All groupsLCAOther20254WORST DAY07","All groups","LCA","Other",2025,4,"WORST DAY","07",1,1]
["All groupsLCAOther20255WORST DAY12","All groups","LCA","Other",2025,5,"WORST DAY","12",1,1]
["All groupsLCAOther20257WORST DAY18","All groups","LCA","Other",2025,7,"WORST DAY","18",1,1]
["All groupsLCAOther20259WORST DAY21","All groups","LCA","Other",2025,9,"WORST DAY","21",1,1]
["All groupsLCAOther20261WORST DAY24","All groups","LCA","Other",2026,1,"WORST DAY","24",1.07561194896698,1]
["All groupsLCAOther20264WORST DAY18","All groups","LCA","Other",2026,4,"WORST DAY","18",1.0824812650680542,1]
["All groupsLCAOther20265WORST DAY11","All groups","LCA","Other",2026,5,"WORST DAY","11",1.1150546073913574,1]
["All groupsLCAOther20269WORST DAY03","All groups","LCA","Other",2026,9,"WORST DAY","03",0.97792744636535645,1]
["All groupsLCAOther202611WORST DAY09","All groups","LCA","Other",2026,11,"WORST DAY","09",1.023425817489624,1]
["All groupsLCAOther202612WORST DAY20","All groups","LCA","Other",2026,12,"WORST DAY","20",1.0110079050064087,1]
["All groupsLCAOther20275WORST DAY07","All groups","LCA","Other",2027,5,"WORST DAY","07",1.0732855796813965,1]
["All groupsLCAOther20277WORST DAY17","All groups","LCA","Other",2027,7,"WORST DAY","17",1.0817782878875732,1.005378246307373]
["All groupsLCAOther20279WORST DAY02","All groups","LCA","Other",2027,9,"WORST DAY","02",0.97661328315734863,1]
["All groupsLCAOther202712WORST DAY02","All groups","LCA","Other",2027,12,"WORST DAY","02",0.96564894914627075,1]
["All groupsLCASierra20252WORST DAY24","All groups","LCA","Sierra",2025,2,"WORST DAY","24",1,1]
["All groupsLCASierra20254WORST DAY11","All groups","LCA","Sierra",2025,4,"WORST DAY","11",1,1]
["All groupsLCASierra20256WORST DAY11","All groups","LCA","Sierra",2025,6,"WORST DAY","11",1,1]
["All groupsLCASierra202510WORST DAY16","All groups","LCA","Sierra",2025,10,"WORST DAY","16",1,1]
["All groupsLCASierra202512WORST DAY09","All groups","LCA","Sierra",2025,12,"WORST DAY","09",1,1]
["All groupsLCASierra20263WORST DAY01","All groups","LCA","Sierra",2026,3,"WORST DAY","01",2.1756992340087891,1]
["All groupsLCASierra20264WORST DAY04","All groups","LCA","Sierra",2026,4,"WORST DAY","04",1.8018561601638794,1]
["All groupsLCASierra20267WORST DAY10","All groups","LCA","Sierra",2026,7,"WORST DAY","10",1.1844745874404907,1]
["All groupsLCASierra202610WORST DAY02","All groups","LCA","Sierra",2026,10,"WORST DAY","02",0.84353756904602051,1]
["All groupsLCASierra202611WORST DAY19","All groups","LCA","Sierra",2026,11,"WORST DAY","19",1.0301214456558228,1]
["All groupsLCASierra20273WORST DAY24","All groups","LCA","Sierra",2027,3,"WORST DAY","24",2.4553225040435791,1]
["All groupsLCASierra20275WORST DAY24","All groups","LCA","Sierra",2027,5,"WORST DAY","24",1.7787973880767822,1]
["All groupsLCASierra20278WORST DAY13","All groups","LCA","Sierra",2027,8,"WORST DAY","13",1.2229704856872559,1]
["All groupsLCASierra20279WORST DAY09","All groups","LCA","Sierra",2027,9,"WORST DAY","09",1.1273356676101685,1]
["All groupsLCASierra202712WORST DAY22","All groups","LCA","Sierra",2027,12,"WORST DAY","22",1.0194454193115234,1]
["All groupsLCAStockton20253WORST DAY07","All groups","LCA","Stockton",2025,3,"WORST DAY","07",1,1]
["All groupsLCAStockton20254WORST DAY15","All groups","LCA","Stockton",2025,4,"WORST DAY","15",1,1]
["All groupsLCAStockton20259WORST DAY05","All groups","LCA","Stockton",2025,9,"WORST DAY","05",1,1]
["All groupsLCAStockton202511WORST DAY12","All groups","LCA","Stockton",2025,11,"WORST DAY","12",1,1]
["All groupsLCAStockton202512WORST DAY24","All groups","LCA","Stockton",2025,12,"WORST DAY","24",1,1]
["All groupsLCAStockton20263WORST DAY21","All groups","LCA","Stockton",2026,3,"WORST DAY","21",1.0158591270446777,1]
["All groupsLCAStockton20266WORST DAY22","All groups","LCA","Stockton",2026,6,"WORST DAY","22",0.85692822933197021,1]
["All groupsLCAStockton20268WORST DAY06","All groups","LCA","Stockton",2026,8,"WORST DAY","06",0.72857469320297241,1]
["All groupsLCAStockton202610WORST DAY09","All groups","LCA","Stockton",2026,10,"WORST DAY","09",0.70368373394012451,1]
["All groupsLCAStockton20272WORST DAY11","All groups","LCA","Stockton",2027,2,"WORST DAY","11",0.80971670150756836,1]
["All groupsLCAStockton20274WORST DAY07","All groups","LCA","Stockton",2027,4,"WORST DAY","07",0.85254180431365967,1]
["All groupsLCAStockton20276WORST DAY20","All groups","LCA","Stockton",2027,6,"WORST DAY","20",0.8884044885635376,1.3418651819229126]
["All groupsLCAStockton20277WORST DAY18","All groups","LCA","Stockton",2027,7,"WORST DAY","18",0.89969301223754883,1.4476282596588135]
["All groupsLCAStockton202711WORST DAY05","All groups","LCA","Stockton",2027,11,"WORST DAY","05",0.69702637195587158,1]
["All groupsLCAnon-LCA20251WORST DAY24","All groups","LCA","non-LCA",2025,1,"WORST DAY","24",1,1]
["All groupsLCAnon-LCA20253WORST DAY14","All groups","LCA","non-LCA",2025,3,"WORST DAY","14",1,1]
["All groupsLCAnon-LCA20257WORST DAY22","All groups","LCA","non-LCA",2025,7,"WORST DAY","22",1,1]
["All groupsLCAnon-LCA20259WORST DAY19","All groups","LCA","non-LCA",2025,9,"WORST DAY","19",1,1]
["All groupsLCAnon-LCA202511WORST DAY09","All groups","LCA","non-LCA",2025,11,"WORST DAY","09",1,1]
["All groupsSubLAPSLAP_PGCC20252WORST DAY04","All groups","SubLAP","SLAP_PGCC",2025,2,"WORST DAY","04",1,1]
["All groupsSubLAPSLAP_PGCC20255WORST DAY07","All groups","SubLAP","SLAP_PGCC",2025,5,"WORST DAY","07",1,1]
["All groupsSubLAPSLAP_PGCC20256WORST DAY13","All groups","SubLAP","SLAP_PGCC",2025,6,"WORST DAY","13",1,1]
["All groupsSubLAPSLAP_PGCC20259WORST DAY02","All groups","SubLAP","SLAP_PGCC",2025,9,"WORST DAY","02",1,1]
["All groupsSubLAPSLAP_PGCC20261WORST DAY10","All groups","SubLAP","SLAP_PGCC",2026,1,"WORST DAY","10",2.0276339054107666,1]
["All groupsSubLAPSLAP_PGCC20263WORST DAY07","All groups","SubLAP","SLAP_PGCC",2026,3,"WORST DAY","07",1.4760894775390625,1]
["All groupsSubLAPSLAP_PGCC20264WORST DAY22","All groups","SubLAP","SLAP_PGCC",2026,4,"WORST DAY","22",1.2613600492477417,1]
["All groupsSubLAPSLAP_PGCC20267WORST DAY16","All groups","SubLAP","SLAP_PGCC",2026,7,"WORST DAY","16",0.95948535203933716,1]
["All groupsSubLAPSLAP_PGCC202610WORST DAY20","All groups","SubLAP","SLAP_PGCC",2026,10,"WORST DAY","20",1.1084541082382202,1.0452312231063843]
["All groupsSubLAPSLAP_PGCC202612WORST DAY01","All groups","SubLAP","SLAP_PGCC",2026,12,"WORST DAY","01",0.94516128301620483,1]
["All groupsSubLAPSLAP_PGCC20272WORST DAY07","All groups","SubLAP","SLAP_PGCC",2027,2,"WORST DAY","07",1.4821418523788452,1]
["All groupsSubLAPSLAP_PGCC20276WORST DAY06","All groups","SubLAP","SLAP_PGCC",2027,6,"WORST DAY","06",0.83746922016143799,1]
["All groupsSubLAPSLAP_PGCC20278WORST DAY05","All groups","SubLAP","SLAP_PGCC",2027,8,"WORST DAY","05",0.88166946172714233,1]
["All groupsSubLAPSLAP_PGCC202710WORST DAY15","All groups","SubLAP","SLAP_PGCC",2027,10,"WORST DAY","15",1.1146767139434814,1]
["All groupsSubLAPSLAP_PGEB20252WORST DAY03","All groups","SubLAP","SLAP_PGEB",2025,2,"WORST DAY","03",1,1]
["All groupsSubLAPSLAP_PGEB20252WORST DAY24","All groups","SubLAP","SLAP_PGEB",2025,2,"WORST DAY","24",1,1]
["All groupsSubLAPSLAP_PGEB20255WORST DAY22","All groups","SubLAP","SLAP_PGEB",2025,5,"WORST DAY","22",1,1]
["All groupsSubLAPSLAP_PGEB20257WORST DAY09","All groups","SubLAP","SLAP_PGEB",2025,7,"WORST DAY","09",1,1]
["All groupsSubLAPSLAP_PGEB202511WORST DAY20","All groups","SubLAP","SLAP_PGEB",2025,11,"WORST DAY","20",1,1]
["All groupsSubLAPSLAP_PGEB20261WORST DAY14","All groups","SubLAP","SLAP_PGEB",2026,1,"WORST DAY","14",3.8888130187988281,1]
["All groupsSubLAPSLAP_PGEB20263WORST DAY07","All groups","SubLAP","SLAP_PGEB",2026,3,"WORST DAY","07",-1.025633692741394,1]
["All groupsSubLAPSLAP_PGEB20265WORST DAY23","All groups","SubLAP","SLAP_PGEB",2026,5,"WORST DAY","23",-4.2430729866027832,1]
["All groupsSubLAPSLAP_PGEB20269WORST DAY05","All groups","SubLAP","SLAP_PGEB",2026,9,"WORST DAY","05",1.0376518964767456,1]
["All groupsSubLAPSLAP_PGEB202610WORST DAY08","All groups","SubLAP","SLAP_PGEB",2026,10,"WORST DAY","08",1.1870107650756836,1]
["All groupsSubLAPSLAP_PGEB202612WORST DAY24","All groups","SubLAP","SLAP_PGEB",2026,12,"WORST DAY","24",4.0679521560668945,1]
["All groupsSubLAPSLAP_PGEB20275WORST DAY05","All groups","SubLAP","SLAP_PGEB",2027,5,"WORST DAY","05",0.44680371880531311,1]
["All groupsSubLAPSLAP_PGEB20276WORST DAY22","All groups","SubLAP","SLAP_PGEB",2027,6,"WORST DAY","22",2.3510022163391113,1]
["All groupsSubLAPSLAP_PGEB20279WORST DAY14","All groups","SubLAP","SLAP_PGEB",2027,9,"WORST DAY","14",1.3260115385055542,1]
["All groupsSubLAPSLAP_PGEB202712WORST DAY20","All groups","SubLAP","SLAP_PGEB",2027,12,"WORST DAY","20",1.8943638801574707,1]
["All groupsSubLAPSLAP_PGF120251WORST DAY07","All groups","SubLAP","SLAP_PGF1",2025,1,"WORST DAY","07",1,1]
["All groupsSubLAPSLAP_PGF120254WORST DAY07","All groups","SubLAP","SLAP_PGF1",2025,4,"WORST DAY","07",1,1]
["All groupsSubLAPSLAP_PGF120258WORST DAY04","All groups","SubLAP","SLAP_PGF1",2025,8,"WORST DAY","04",1,1]
["All groupsSubLAPSLAP_PGF1202510WORST DAY01","All groups","SubLAP","SLAP_PGF1",2025,10,"WORST DAY","01",1,1]
["All groupsSubLAPSLAP_PGF1202512WORST DAY03","All groups","SubLAP","SLAP_PGF1",2025,12,"WORST DAY","03",1,1]
["All groupsSubLAPSLAP_PGF120262WORST DAY10","All groups","SubLAP","SLAP_PGF1",2026,2,"WORST DAY","10",1.2477834224700928,1]
["All groupsSubLAPSLAP_PGF120266WORST DAY01","All groups","SubLAP","SLAP_PGF1",2026,6,"WORST DAY","01",1.0028897523880005,1]
["All groupsSubLAPSLAP_PGF120266WORST DAY19","All groups","SubLAP","SLAP_PGF1",2026,6,"WORST DAY","19",1.0227154493331909,1.0542088747024536]
["All groupsSubLAPSLAP_PGF120269WORST DAY20","All groups","SubLAP","SLAP_PGF1",2026,9,"WORST DAY","20",1.0235908031463623,1.0287501811981201]
["All groupsSubLAPSLAP_PGF120271WORST DAY16","All groups","SubLAP","SLAP_PGF1",2027,1,"WORST DAY","16",1.3795448541641235,1]
["All groupsSubLAPSLAP_PGF120273WORST DAY18","All groups","SubLAP","SLAP_PGF1",2027,3,"WORST DAY","18",1.1530346870422363,1]
["All groupsSubLAPSLAP_PGF120275WORST DAY09","All groups","SubLAP","SLAP_PGF1",2027,5,"WORST DAY","09",1.076467752456665,1]
["All groupsSubLAPSLAP_PGF120277WORST DAY05","All groups","SubLAP","SLAP_PGF1",2027,7,"WORST DAY","05",0.9915199875831604,1]
["All groupsSubLAPSLAP_PGF120279WORST DAY18","All groups","SubLAP","SLAP_PGF1",2027,9,"WORST DAY","18",1.0682172775268555,1.0429959297180176]
["All groupsSubLAPSLAP_PGFG20251WORST DAY03","All groups","SubLAP","SLAP_PGFG",2025,1,"WORST DAY","03",1,1]
["All groupsSubLAPSLAP_PGFG20254WORST DAY15","All groups","SubLAP","SLAP_PGFG",2025,4,"WORST DAY","15",1,1]
["All groupsSubLAPSLAP_PGFG20254WORST DAY22","All groups","SubLAP","SLAP_PGFG",2025,4,"WORST DAY","22",1,1]
["All groupsSubLAPSLAP_PGFG20258WORST DAY24","All groups","SubLAP","SLAP_PGFG",2025,8,"WORST DAY","24",1,1]
["All groupsSubLAPSLAP_PGFG202510WORST DAY20","All groups","SubLAP","SLAP_PGFG",2025,10,"WORST DAY","20",1,1]
["All groupsSubLAPSLAP_PGFG20261WORST DAY09","All groups","SubLAP","SLAP_PGFG",2026,1,"WORST DAY","09",1.0042641162872314,1]
["All groupsSubLAPSLAP_PGFG20264WORST DAY18","All groups","SubLAP","SLAP_PGFG",2026,4,"WORST DAY","18",0.92325663566589355,1]
["All groupsSubLAPSLAP_PGFG20265WORST DAY02","All groups","SubLAP","SLAP_PGFG",2026,5,"WORST DAY","02",0.95270508527755737,1]
["All groupsSubLAPSLAP_PGFG20268WORST DAY05","All groups","SubLAP","SLAP_PGFG",2026,8,"WORST DAY","05",0.66779810190200806,1]
["All groupsSubLAPSLAP_PGFG202611WORST DAY23","All groups","SubLAP","SLAP_PGFG",2026,11,"WORST DAY","23",0.59713268280029297,1]
["All groupsSubLAPSLAP_PGFG20272WORST DAY11","All groups","SubLAP","SLAP_PGFG",2027,2,"WORST DAY","11",0.9807855486869812,1]
["All groupsSubLAPSLAP_PGFG20274WORST DAY08","All groups","SubLAP","SLAP_PGFG",2027,4,"WORST DAY","08",0.85492336750030518,1]
["All groupsSubLAPSLAP_PGFG20275WORST DAY22","All groups","SubLAP","SLAP_PGFG",2027,5,"WORST DAY","22",0.90843307971954346,1.7847074270248413]
["All groupsSubLAPSLAP_PGFG20278WORST DAY17","All groups","SubLAP","SLAP_PGFG",2027,8,"WORST DAY","17",0.66259324550628662,0.72532117366790771]
["All groupsSubLAPSLAP_PGFG202711WORST DAY20","All groups","SubLAP","SLAP_PGFG",2027,11,"WORST DAY","20",0.56368452310562134,1]
["All groupsSubLAPSLAP_PGHB20252WORST DAY22","All groups","SubLAP","SLAP_PGHB",2025,2,"WORST DAY","22",1,1]
["All groupsSubLAPSLAP_PGHB20255WORST DAY11","All groups","SubLAP","SLAP_PGHB",2025,5,"WORST DAY","11",1,1]
["All groupsSubLAPSLAP_PGHB20257WORST DAY16","All groups","SubLAP","SLAP_PGHB",2025,7,"WORST DAY","16",1,1]
["All groupsSubLAPSLAP_PGHB20259WORST DAY04","All groups","SubLAP","SLAP_PGHB",2025,9,"WORST DAY","04",1,1]
["All groupsSubLAPSLAP_PGHB202511WORST DAY03","All groups","SubLAP","SLAP_PGHB",2025,11,"WORST DAY","03",1,1]
["All groupsSubLAPSLAP_PGHB20261WORST DAY13","All groups","SubLAP","SLAP_PGHB",2026,1,"WORST DAY","13",1.3137717731297016E-2,1]
["All groupsSubLAPSLAP_PGHB20265WORST DAY01","All groups","SubLAP","SLAP_PGHB",2026,5,"WORST DAY","01",0.96053981781005859,1]
["All groupsSubLAPSLAP_PGHB20268WORST DAY10","All groups","SubLAP","SLAP_PGHB",2026,8,"WORST DAY","10",0.92394894361495972,1]
["All groupsSubLAPSLAP_PGHB20268WORST DAY20","All groups","SubLAP","SLAP_PGHB",2026,8,"WORST DAY","20",0.94458407163619995,1.0033748149871826]
["All groupsSubLAPSLAP_PGHB202612WORST DAY19","All groups","SubLAP","SLAP_PGHB",2026,12,"WORST DAY","19",0.78728550672531128,1]
["All groupsSubLAPSLAP_PGHB20272WORST DAY18","All groups","SubLAP","SLAP_PGHB",2027,2,"WORST DAY","18",0.98637068271636963,1]
["All groupsSubLAPSLAP_PGHB20275WORST DAY04","All groups","SubLAP","SLAP_PGHB",2027,5,"WORST DAY","04",0.89560979604721069,1]
["All groupsSubLAPSLAP_PGHB20278WORST DAY16","All groups","SubLAP","SLAP_PGHB",2027,8,"WORST DAY","16",0.58823120594024658,1]
["All groupsSubLAPSLAP_PGHB202711WORST DAY09","All groups","SubLAP","SLAP_PGHB",2027,11,"WORST DAY","09",0.80037188529968262,1]
["All groupsSubLAPSLAP_PGHB202712WORST DAY03","All groups","SubLAP","SLAP_PGHB",2027,12,"WORST DAY","03",0.85232442617416382,1]
["All groupsSubLAPSLAP_PGKN20253WORST DAY18","All groups","SubLAP","SLAP_PGKN",2025,3,"WORST DAY","18",1,1]
["All groupsSubLAPSLAP_PGKN20256WORST DAY09","All groups","SubLAP","SLAP_PGKN",2025,6,"WORST DAY","09",1,1]
["All groupsSubLAPSLAP_PGKN20258WORST DAY03","All groups","SubLAP","SLAP_PGKN",2025,8,"WORST DAY","03",1,1]
["All groupsSubLAPSLAP_PGKN20259WORST DAY20","All groups","SubLAP","SLAP_PGKN",2025,9,"WORST DAY","20",1,1]
["All groupsSubLAPSLAP_PGKN202512WORST DAY12","All groups","SubLAP","SLAP_PGKN",2025,12,"WORST DAY","12",1,1]
["All groupsSubLAPSLAP_PGKN20263WORST DAY18","All groups","SubLAP","SLAP_PGKN",2026,3,"WORST DAY","18",1.6533423662185669,1]
["All groupsSubLAPSLAP_PGKN20266WORST DAY17","All groups","SubLAP","SLAP_PGKN",2026,6,"WORST DAY","17",1.3306976556777954,1.6829934120178223]
["All groupsSubLAPSLAP_PGKN20269WORST DAY16","All groups","SubLAP","SLAP_PGKN",2026,9,"WORST DAY","16",1.2524048089981079,1]
["All groupsSubLAPSLAP_PGKN202611WORST DAY02","All groups","SubLAP","SLAP_PGKN",2026,11,"WORST DAY","02",1.0376091003417969,1]
["All groupsSubLAPSLAP_PGKN20271WORST DAY03","All groups","SubLAP","SLAP_PGKN",2027,1,"WORST DAY","03",1.2470474243164063,1]
["All groupsSubLAPSLAP_PGKN20273WORST DAY11","All groups","SubLAP","SLAP_PGKN",2027,3,"WORST DAY","11",1.5077294111251831,1]
["All groupsSubLAPSLAP_PGKN20277WORST DAY09","All groups","SubLAP","SLAP_PGKN",2027,7,"WORST DAY","09",1.1177049875259399,1]
["All groupsSubLAPSLAP_PGKN202710WORST DAY08","All groups","SubLAP","SLAP_PGKN",2027,10,"WORST DAY","08",1.0144782066345215,1]
["All groupsSubLAPSLAP_PGKN202712WORST DAY05","All groups","SubLAP","SLAP_PGKN",2027,12,"WORST DAY","05",0.96518170833587646,1]
["All groupsSubLAPSLAP_PGNB20253WORST DAY05","All groups","SubLAP","SLAP_PGNB",2025,3,"WORST DAY","05",1,1]
["All groupsSubLAPSLAP_PGNB20254WORST DAY14","All groups","SubLAP","SLAP_PGNB",2025,4,"WORST DAY","14",1,1]
["All groupsSubLAPSLAP_PGNB20256WORST DAY16","All groups","SubLAP","SLAP_PGNB",2025,6,"WORST DAY","16",1,1]
["All groupsSubLAPSLAP_PGNB20258WORST DAY23","All groups","SubLAP","SLAP_PGNB",2025,8,"WORST DAY","23",1,1]
["All groupsSubLAPSLAP_PGNB202512WORST DAY14","All groups","SubLAP","SLAP_PGNB",2025,12,"WORST DAY","14",1,1]
["All groupsSubLAPSLAP_PGNB20263WORST DAY04","All groups","SubLAP","SLAP_PGNB",2026,3,"WORST DAY","04",1.5778210163116455,1]
["All groupsSubLAPSLAP_PGNB20264WORST DAY01","All groups","SubLAP","SLAP_PGNB",2026,4,"WORST DAY","01",1.4936354160308838,1]
["All groupsSubLAPSLAP_PGNB20267WORST DAY13","All groups","SubLAP","SLAP_PGNB",2026,7,"WORST DAY","13",1.2937664985656738,1]
["All groupsSubLAPSLAP_PGNB202610WORST DAY07","All groups","SubLAP","SLAP_PGNB",2026,10,"WORST DAY","07",0.97664463520050049,1]
["All groupsSubLAPSLAP_PGNB202611WORST DAY22","All groups","SubLAP","SLAP_PGNB",2026,11,"WORST DAY","22",1.0416491031646729,1]
["All groupsSubLAPSLAP_PGNB20271WORST DAY18","All groups","SubLAP","SLAP_PGNB",2027,1,"WORST DAY","18",2.6263566017150879,1]
["All groupsSubLAPSLAP_PGNB20274WORST DAY07","All groups","SubLAP","SLAP_PGNB",2027,4,"WORST DAY","07",1.4698113203048706,1]
["All groupsSubLAPSLAP_PGNB20277WORST DAY16","All groups","SubLAP","SLAP_PGNB",2027,7,"WORST DAY","16",1.2847182750701904,1]
["All groupsSubLAPSLAP_PGNB202710WORST DAY12","All groups","SubLAP","SLAP_PGNB",2027,10,"WORST DAY","12",1.0362828969955444,1]
["All groupsSubLAPSLAP_PGNC20251WORST DAY14","All groups","SubLAP","SLAP_PGNC",2025,1,"WORST DAY","14",1,1]
["All groupsSubLAPSLAP_PGNC20252WORST DAY21","All groups","SubLAP","SLAP_PGNC",2025,2,"WORST DAY","21",1,1]
["All groupsSubLAPSLAP_PGNC20255WORST DAY01","All groups","SubLAP","SLAP_PGNC",2025,5,"WORST DAY","01",1,1]
["All groupsSubLAPSLAP_PGNC20257WORST DAY06","All groups","SubLAP","SLAP_PGNC",2025,7,"WORST DAY","06",1,1]
["All groupsSubLAPSLAP_PGNC202511WORST DAY07","All groups","SubLAP","SLAP_PGNC",2025,11,"WORST DAY","07",1,1]
["All groupsSubLAPSLAP_PGNC20262WORST DAY03","All groups","SubLAP","SLAP_PGNC",2026,2,"WORST DAY","03",0.98443758487701416,1]
["All groupsSubLAPSLAP_PGNC20262WORST DAY18","All groups","SubLAP","SLAP_PGNC",2026,2,"WORST DAY","18",1.8296922445297241,1]
["All groupsSubLAPSLAP_PGNC20265WORST DAY20","All groups","SubLAP","SLAP_PGNC",2026,5,"WORST DAY","20",1.0935324430465698,1.040568470954895]
["All groupsSubLAPSLAP_PGNC20268WORST DAY16","All groups","SubLAP","SLAP_PGNC",2026,8,"WORST DAY","16",1.0999226570129395,1]
["All groupsSubLAPSLAP_PGNC202610WORST DAY05","All groups","SubLAP","SLAP_PGNC",2026,10,"WORST DAY","05",0.95303910970687866,1]
["All groupsSubLAPSLAP_PGNC20272WORST DAY14","All groups","SubLAP","SLAP_PGNC",2027,2,"WORST DAY","14",1.6970424652099609,1]
["All groupsSubLAPSLAP_PGNC20275WORST DAY02","All groups","SubLAP","SLAP_PGNC",2027,5,"WORST DAY","02",0.92280566692352295,1]
["All groupsSubLAPSLAP_PGNC20276WORST DAY23","All groups","SubLAP","SLAP_PGNC",2027,6,"WORST DAY","23",0.99491792917251587,1]
["All groupsSubLAPSLAP_PGNC20277WORST DAY23","All groups","SubLAP","SLAP_PGNC",2027,7,"WORST DAY","23",0.99544304609298706,1]
["All groupsSubLAPSLAP_PGNC202711WORST DAY08","All groups","SubLAP","SLAP_PGNC",2027,11,"WORST DAY","08",0.96100258827209473,1]
["All groupsSubLAPSLAP_PGNP20252WORST DAY05","All groups","SubLAP","SLAP_PGNP",2025,2,"WORST DAY","05",1,1]
["All groupsSubLAPSLAP_PGNP20253WORST DAY17","All groups","SubLAP","SLAP_PGNP",2025,3,"WORST DAY","17",1,1]
["All groupsSubLAPSLAP_PGNP20258WORST DAY03","All groups","SubLAP","SLAP_PGNP",2025,8,"WORST DAY","03",1,1]
["All groupsSubLAPSLAP_PGNP202510WORST DAY14","All groups","SubLAP","SLAP_PGNP",2025,10,"WORST DAY","14",1,1]
["All groupsSubLAPSLAP_PGNP202511WORST DAY14","All groups","SubLAP","SLAP_PGNP",2025,11,"WORST DAY","14",1,1]
["All groupsSubLAPSLAP_PGNP20262WORST DAY07","All groups","SubLAP","SLAP_PGNP",2026,2,"WORST DAY","07",1.4943957328796387,1]
["All groupsSubLAPSLAP_PGNP20265WORST DAY12","All groups","SubLAP","SLAP_PGNP",2026,5,"WORST DAY","12",1.4746145009994507,1]
["All groupsSubLAPSLAP_PGNP20266WORST DAY16","All groups","SubLAP","SLAP_PGNP",2026,6,"WORST DAY","16",1.0245498418807983,1]
["All groupsSubLAPSLAP_PGNP20268WORST DAY23","All groups","SubLAP","SLAP_PGNP",2026,8,"WORST DAY","23",0.97865378856658936,1]
["All groupsSubLAPSLAP_PGNP20271WORST DAY13","All groups","SubLAP","SLAP_PGNP",2027,1,"WORST DAY","13",2.0253503322601318,1]
["All groupsSubLAPSLAP_PGNP20273WORST DAY05","All groups","SubLAP","SLAP_PGNP",2027,3,"WORST DAY","05",1.4667054414749146,1]
["All groupsSubLAPSLAP_PGNP20275WORST DAY22","All groups","SubLAP","SLAP_PGNP",2027,5,"WORST DAY","22",1.4150019884109497,1.6994816064834595]
["All groupsSubLAPSLAP_PGNP20276WORST DAY16","All groups","SubLAP","SLAP_PGNP",2027,6,"WORST DAY","16",1.0512125492095947,1]
["All groupsSubLAPSLAP_PGNP20279WORST DAY15","All groups","SubLAP","SLAP_PGNP",2027,9,"WORST DAY","15",1.0904781818389893,1]
["All groupsSubLAPSLAP_PGNP202712WORST DAY14","All groups","SubLAP","SLAP_PGNP",2027,12,"WORST DAY","14",1.1158889532089233,1]
["All groupsSubLAPSLAP_PGP220251WORST DAY24","All groups","SubLAP","SLAP_PGP2",2025,1,"WORST DAY","24",1,1]
["All groupsSubLAPSLAP_PGP220256WORST DAY12","All groups","SubLAP","SLAP_PGP2",2025,6,"WORST DAY","12",1,1]
["All groupsSubLAPSLAP_PGP220258WORST DAY21","All groups","SubLAP","SLAP_PGP2",2025,8,"WORST DAY","21",1,1]
["All groupsSubLAPSLAP_PGP2202510WORST DAY07","All groups","SubLAP","SLAP_PGP2",2025,10,"WORST DAY","07",1,1]
["All groupsSubLAPSLAP_PGP220261WORST DAY06","All groups","SubLAP","SLAP_PGP2",2026,1,"WORST DAY","06",1.3807445764541626,1]
["All groupsSubLAPSLAP_PGP220264WORST DAY05","All groups","SubLAP","SLAP_PGP2",2026,4,"WORST DAY","05",1.2246766090393066,1]
["All groupsSubLAPSLAP_PGP220265WORST DAY15","All groups","SubLAP","SLAP_PGP2",2026,5,"WORST DAY","15",1.2518519163131714,1]
["All groupsSubLAPSLAP_PGP220267WORST DAY16","All groups","SubLAP","SLAP_PGP2",2026,7,"WORST DAY","16",1.1467801332473755,1]
["All groupsSubLAPSLAP_PGP2202611WORST DAY20","All groups","SubLAP","SLAP_PGP2",2026,11,"WORST DAY","20",1.1626908779144287,1]
["All groupsSubLAPSLAP_PGP220272WORST DAY09","All groups","SubLAP","SLAP_PGP2",2027,2,"WORST DAY","09",1.5029805898666382,1]
["All groupsSubLAPSLAP_PGP220273WORST DAY12","All groups","SubLAP","SLAP_PGP2",2027,3,"WORST DAY","12",1.5787614583969116,1]
["All groupsSubLAPSLAP_PGP220276WORST DAY02","All groups","SubLAP","SLAP_PGP2",2027,6,"WORST DAY","02",0.99081248044967651,1]
["All groupsSubLAPSLAP_PGP220279WORST DAY10","All groups","SubLAP","SLAP_PGP2",2027,9,"WORST DAY","10",1.0698720216751099,1]
["All groupsSubLAPSLAP_PGP2202710WORST DAY11","All groups","SubLAP","SLAP_PGP2",2027,10,"WORST DAY","11",1.0527459383010864,1]
["All groupsSubLAPSLAP_PGP2202712WORST DAY21","All groups","SubLAP","SLAP_PGP2",2027,12,"WORST DAY","21",1.1384916305541992,1]
["All groupsSubLAPSLAP_PGSB20255WORST DAY08","All groups","SubLAP","SLAP_PGSB",2025,5,"WORST DAY","08",1,1]
["All groupsSubLAPSLAP_PGSB20257WORST DAY03","All groups","SubLAP","SLAP_PGSB",2025,7,"WORST DAY","03",1,1]
["All groupsSubLAPSLAP_PGSB20259WORST DAY17","All groups","SubLAP","SLAP_PGSB",2025,9,"WORST DAY","17",1,1]
["All groupsSubLAPSLAP_PGSB20261WORST DAY01","All groups","SubLAP","SLAP_PGSB",2026,1,"WORST DAY","01",1.0108935832977295,1]
["All groupsSubLAPSLAP_PGSB20261WORST DAY10","All groups","SubLAP","SLAP_PGSB",2026,1,"WORST DAY","10",1.0242960453033447,1]
["All groupsSubLAPSLAP_PGSB20264WORST DAY12","All groups","SubLAP","SLAP_PGSB",2026,4,"WORST DAY","12",0.98657304048538208,1]
["All groupsSubLAPSLAP_PGSB20268WORST DAY07","All groups","SubLAP","SLAP_PGSB",2026,8,"WORST DAY","07",0.99647277593612671,1]
["All groupsSubLAPSLAP_PGSB202610WORST DAY10","All groups","SubLAP","SLAP_PGSB",2026,10,"WORST DAY","10",1.0101664066314697,1]
["All groupsSubLAPSLAP_PGSB202612WORST DAY16","All groups","SubLAP","SLAP_PGSB",2026,12,"WORST DAY","16",1.0295493602752686,1]
["All groupsSubLAPSLAP_PGSB20272WORST DAY05","All groups","SubLAP","SLAP_PGSB",2027,2,"WORST DAY","05",0.94828802347183228,1]
["All groupsSubLAPSLAP_PGSB20275WORST DAY01","All groups","SubLAP","SLAP_PGSB",2027,5,"WORST DAY","01",0.977122962474823,1]
["All groupsSubLAPSLAP_PGSB20278WORST DAY03","All groups","SubLAP","SLAP_PGSB",2027,8,"WORST DAY","03",0.95475620031356812,1]
["All groupsSubLAPSLAP_PGSB20279WORST DAY10","All groups","SubLAP","SLAP_PGSB",2027,9,"WORST DAY","10",0.99728548526763916,1]
["All groupsSubLAPSLAP_PGSB202711WORST DAY14","All groups","SubLAP","SLAP_PGSB",2027,11,"WORST DAY","14",1.0243662595748901,1]
["All groupsSubLAPSLAP_PGSF20253WORST DAY15","All groups","SubLAP","SLAP_PGSF",2025,3,"WORST DAY","15",1,1]
["All groupsSubLAPSLAP_PGSF20255WORST DAY12","All groups","SubLAP","SLAP_PGSF",2025,5,"WORST DAY","12",1,1]
["All groupsSubLAPSLAP_PGSF20257WORST DAY24","All groups","SubLAP","SLAP_PGSF",2025,7,"WORST DAY","24",1,1]
["All groupsSubLAPSLAP_PGSF202511WORST DAY18","All groups","SubLAP","SLAP_PGSF",2025,11,"WORST DAY","18",1,1]
["All groupsSubLAPSLAP_PGSF202512WORST DAY09","All groups","SubLAP","SLAP_PGSF",2025,12,"WORST DAY","09",1,1]
["All groupsSubLAPSLAP_PGSF20263WORST DAY05","All groups","SubLAP","SLAP_PGSF",2026,3,"WORST DAY","05",1.1799290180206299,1]
["All groupsSubLAPSLAP_PGSF20264WORST DAY18","All groups","SubLAP","SLAP_PGSF",2026,4,"WORST DAY","18",1.1978613138198853,1]
["All groupsSubLAPSLAP_PGSF20269WORST DAY03","All groups","SubLAP","SLAP_PGSF",2026,9,"WORST DAY","03",1.049141526222229,1]
["All groupsSubLAPSLAP_PGSF202611WORST DAY01","All groups","SubLAP","SLAP_PGSF",2026,11,"WORST DAY","01",1.0876245498657227,1]
["All groupsSubLAPSLAP_PGSF20271WORST DAY12","All groups","SubLAP","SLAP_PGSF",2027,1,"WORST DAY","12",1.3125195503234863,1]
["All groupsSubLAPSLAP_PGSF20274WORST DAY23","All groups","SubLAP","SLAP_PGSF",2027,4,"WORST DAY","23",1.1422144174575806,1]
["All groupsSubLAPSLAP_PGSF20275WORST DAY21","All groups","SubLAP","SLAP_PGSF",2027,5,"WORST DAY","21",1.1709500551223755,1.2209569215774536]
["All groupsSubLAPSLAP_PGSF20278WORST DAY10","All groups","SubLAP","SLAP_PGSF",2027,8,"WORST DAY","10",1.0800338983535767,1]
["All groupsSubLAPSLAP_PGSF202712WORST DAY02","All groups","SubLAP","SLAP_PGSF",2027,12,"WORST DAY","02",0.99778199195861816,1]
["All groupsSubLAPSLAP_PGSI20252WORST DAY08","All groups","SubLAP","SLAP_PGSI",2025,2,"WORST DAY","08",1,1]
["All groupsSubLAPSLAP_PGSI20254WORST DAY11","All groups","SubLAP","SLAP_PGSI",2025,4,"WORST DAY","11",1,1]
["All groupsSubLAPSLAP_PGSI20256WORST DAY03","All groups","SubLAP","SLAP_PGSI",2025,6,"WORST DAY","03",1,1]
["All groupsSubLAPSLAP_PGSI20258WORST DAY20","All groups","SubLAP","SLAP_PGSI",2025,8,"WORST DAY","20",1,1]
["All groupsSubLAPSLAP_PGSI202512WORST DAY01","All groups","SubLAP","SLAP_PGSI",2025,12,"WORST DAY","01",1,1]
["All groupsSubLAPSLAP_PGSI20261WORST DAY05","All groups","SubLAP","SLAP_PGSI",2026,1,"WORST DAY","05",2.3547236919403076,1]
["All groupsSubLAPSLAP_PGSI20263WORST DAY12","All groups","SubLAP","SLAP_PGSI",2026,3,"WORST DAY","12",6.8938508033752441,1]
["All groupsSubLAPSLAP_PGSI20267WORST DAY10","All groups","SubLAP","SLAP_PGSI",2026,7,"WORST DAY","10",1.1620330810546875,1]
["All groupsSubLAPSLAP_PGSI20269WORST DAY10","All groups","SubLAP","SLAP_PGSI",2026,9,"WORST DAY","10",1.0498025417327881,1]
["All groupsSubLAPSLAP_PGSI202611WORST DAY19","All groups","SubLAP","SLAP_PGSI",2026,11,"WORST DAY","19",0.93306338787078857,1]
["All groupsSubLAPSLAP_PGSI20273WORST DAY16","All groups","SubLAP","SLAP_PGSI",2027,3,"WORST DAY","16",9.782465934753418,1]
["All groupsSubLAPSLAP_PGSI20274WORST DAY04","All groups","SubLAP","SLAP_PGSI",2027,4,"WORST DAY","04",1.5732841491699219,1]
["All groupsSubLAPSLAP_PGSI20277WORST DAY03","All groups","SubLAP","SLAP_PGSI",2027,7,"WORST DAY","03",0.94707149267196655,1]
["All groupsSubLAPSLAP_PGSI202711WORST DAY01","All groups","SubLAP","SLAP_PGSI",2027,11,"WORST DAY","01",0.71538013219833374,1]
["All groupsSubLAPSLAP_PGST20251WORST DAY01","All groups","SubLAP","SLAP_PGST",2025,1,"WORST DAY","01",1,1]
["All groupsSubLAPSLAP_PGST20252WORST DAY18","All groups","SubLAP","SLAP_PGST",2025,2,"WORST DAY","18",1,1]
["All groupsSubLAPSLAP_PGST20254WORST DAY12","All groups","SubLAP","SLAP_PGST",2025,4,"WORST DAY","12",1,1]
["All groupsSubLAPSLAP_PGST20257WORST DAY03","All groups","SubLAP","SLAP_PGST",2025,7,"WORST DAY","03",1,1]
["All groupsSubLAPSLAP_PGST202510WORST DAY10","All groups","SubLAP","SLAP_PGST",2025,10,"WORST DAY","10",1,1]
["All groupsSubLAPSLAP_PGST20261WORST DAY24","All groups","SubLAP","SLAP_PGST",2026,1,"WORST DAY","24",1.1987001895904541,1]
["All groupsSubLAPSLAP_PGST20263WORST DAY21","All groups","SubLAP","SLAP_PGST",2026,3,"WORST DAY","21",1.2372512817382813,1]
["All groupsSubLAPSLAP_PGST20266WORST DAY06","All groups","SubLAP","SLAP_PGST",2026,6,"WORST DAY","06",1.080238938331604,1]
["All groupsSubLAPSLAP_PGST20268WORST DAY06","All groups","SubLAP","SLAP_PGST",2026,8,"WORST DAY","06",1.0348303318023682,1]
["All groupsSubLAPSLAP_PGST202610WORST DAY01","All groups","SubLAP","SLAP_PGST",2026,10,"WORST DAY","01",0.98051559925079346,1]
["All groupsSubLAPSLAP_PGST202612WORST DAY15","All groups","SubLAP","SLAP_PGST",2026,12,"WORST DAY","15",0.99083095788955688,1]
["All groupsSubLAPSLAP_PGST20273WORST DAY23","All groups","SubLAP","SLAP_PGST",2027,3,"WORST DAY","23",1.0944390296936035,1]
["All groupsSubLAPSLAP_PGST20277WORST DAY12","All groups","SubLAP","SLAP_PGST",2027,7,"WORST DAY","12",1.0664066076278687,1]
["All groupsSubLAPSLAP_PGST20279WORST DAY21","All groups","SubLAP","SLAP_PGST",2027,9,"WORST DAY","21",0.98266345262527466,1.1640779972076416]
["All groupsSubLAPSLAP_PGST202711WORST DAY05","All groups","SubLAP","SLAP_PGST",2027,11,"WORST DAY","05",0.89024996757507324,1]
["All groupsSubLAPSLAP_PGZP20251WORST DAY08","All groups","SubLAP","SLAP_PGZP",2025,1,"WORST DAY","08",1,1]
["All groupsSubLAPSLAP_PGZP20253WORST DAY14","All groups","SubLAP","SLAP_PGZP",2025,3,"WORST DAY","14",1,1]
["All groupsSubLAPSLAP_PGZP20257WORST DAY14","All groups","SubLAP","SLAP_PGZP",2025,7,"WORST DAY","14",1,1]
["All groupsSubLAPSLAP_PGZP20257WORST DAY23","All groups","SubLAP","SLAP_PGZP",2025,7,"WORST DAY","23",1,1]
["All groupsSubLAPSLAP_PGZP202511WORST DAY01","All groups","SubLAP","SLAP_PGZP",2025,11,"WORST DAY","01",1,1]
["All groupsSubLAPSLAP_PGZP20262WORST DAY20","All groups","SubLAP","SLAP_PGZP",2026,2,"WORST DAY","20",1.0327533483505249,1]
["All groupsSubLAPSLAP_PGZP20264WORST DAY23","All groups","SubLAP","SLAP_PGZP",2026,4,"WORST DAY","23",0.99269300699234009,1]
["All groupsSubLAPSLAP_PGZP20266WORST DAY13","All groups","SubLAP","SLAP_PGZP",2026,6,"WORST DAY","13",0.98771661520004272,1]
["All groupsSubLAPSLAP_PGZP20268WORST DAY10","All groups","SubLAP","SLAP_PGZP",2026,8,"WORST DAY","10",0.94840645790100098,1]
["All groupsSubLAPSLAP_PGZP202610WORST DAY22","All groups","SubLAP","SLAP_PGZP",2026,10,"WORST DAY","22",0.91789567470550537,1]
["All groupsSubLAPSLAP_PGZP20272WORST DAY08","All groups","SubLAP","SLAP_PGZP",2027,2,"WORST DAY","08",1.0086516141891479,1]
["All groupsSubLAPSLAP_PGZP20275WORST DAY19","All groups","SubLAP","SLAP_PGZP",2027,5,"WORST DAY","19",1.0118231773376465,1.443995475769043]
["All groupsSubLAPSLAP_PGZP20278WORST DAY14","All groups","SubLAP","SLAP_PGZP",2027,8,"WORST DAY","14",0.95969825983047485,1]
["All groupsSubLAPSLAP_PGZP202710WORST DAY04","All groups","SubLAP","SLAP_PGZP",2027,10,"WORST DAY","04",0.86248517036437988,1]
["All groupsSubLAPSLAP_PGZP202712WORST DAY01","All groups","SubLAP","SLAP_PGZP",2027,12,"WORST DAY","01",0.85333818197250366,1]
["B2AllAll20251WORST DAY21","B2","All","All",2025,1,"WORST DAY","21",1,1]
["B2AllAll20255WORST DAY23","B2","All","All",2025,5,"WORST DAY","23",1,1]
["B2AllAll20258WORST DAY18","B2","All","All",2025,8,"WORST DAY","18",1,1]
["B2AllAll202511WORST DAY07","B2","All","All",2025,11,"WORST DAY","07",1,1]
["B2AllAll20261WORST DAY19","B2","All","All",2026,1,"WORST DAY","19",1,1]
["B2AllAll20262WORST DAY24","B2","All","All",2026,2,"WORST DAY","24",1,1]
["B2AllAll20265WORST DAY06","B2","All","All",2026,5,"WORST DAY","06",1,1]
["B2AllAll20267WORST DAY09","B2","All","All",2026,7,"WORST DAY","09",1.0167844295501709,1]
["B2AllAll202611WORST DAY04","B2","All","All",2026,11,"WORST DAY","04",0.97161412239074707,1]
["B2AllAll20272WORST DAY06","B2","All","All",2027,2,"WORST DAY","06",1,1]
["B2AllAll20272WORST DAY23","B2","All","All",2027,2,"WORST DAY","23",1,1]
["B2AllAll20276WORST DAY15","B2","All","All",2027,6,"WORST DAY","15",1.0263842344284058,1]
["B2AllAll20278WORST DAY21","B2","All","All",2027,8,"WORST DAY","21",0.95873177051544189,0.95873177051544189]
["B2AllAll202710WORST DAY08","B2","All","All",2027,10,"WORST DAY","08",0.97911399602890015,1]
["B2LCAGreater Bay Area20252WORST DAY19","B2","LCA","Greater Bay Area",2025,2,"WORST DAY","19",1,1]
["B2LCAGreater Bay Area20255WORST DAY05","B2","LCA","Greater Bay Area",2025,5,"WORST DAY","05",1,1]
["B2LCAGreater Bay Area20256WORST DAY06","B2","LCA","Greater Bay Area",2025,6,"WORST DAY","06",1,1]
["B2LCAGreater Bay Area20259WORST DAY14","B2","LCA","Greater Bay Area",2025,9,"WORST DAY","14",1,1]
["B2LCAGreater Bay Area202512WORST DAY12","B2","LCA","Greater Bay Area",2025,12,"WORST DAY","12",1,1]
["B2LCAGreater Bay Area20261WORST DAY23","B2","LCA","Greater Bay Area",2026,1,"WORST DAY","23",1,1]
["B2LCAGreater Bay Area20263WORST DAY23","B2","LCA","Greater Bay Area",2026,3,"WORST DAY","23",1,1]
["B2LCAGreater Bay Area20268WORST DAY04","B2","LCA","Greater Bay Area",2026,8,"WORST DAY","04",0.99883109331130981,1]
["B2LCAGreater Bay Area20269WORST DAY21","B2","LCA","Greater Bay Area",2026,9,"WORST DAY","21",0.99891537427902222,0.99891537427902222]
["B2LCAGreater Bay Area202612WORST DAY13","B2","LCA","Greater Bay Area",2026,12,"WORST DAY","13",0.99751013517379761,1]
["B2LCAGreater Bay Area20271WORST DAY08","B2","LCA","Greater Bay Area",2027,1,"WORST DAY","08",1,1]
["B2LCAGreater Bay Area20274WORST DAY22","B2","LCA","Greater Bay Area",2027,4,"WORST DAY","22",1,1]
["B2LCAGreater Bay Area20277WORST DAY14","B2","LCA","Greater Bay Area",2027,7,"WORST DAY","14",0.99690413475036621,1]
["B2LCAGreater Bay Area20279WORST DAY07","B2","LCA","Greater Bay Area",2027,9,"WORST DAY","07",0.99960851669311523,1]
["B2LCAGreater Fresno Area20251WORST DAY12","B2","LCA","Greater Fresno Area",2025,1,"WORST DAY","12",1,1]
["B2LCAGreater Fresno Area20251WORST DAY16","B2","LCA","Greater Fresno Area",2025,1,"WORST DAY","16",1,1]
["B2LCAGreater Fresno Area20256WORST DAY01","B2","LCA","Greater Fresno Area",2025,6,"WORST DAY","01",1,1]
["B2LCAGreater Fresno Area20256WORST DAY21","B2","LCA","Greater Fresno Area",2025,6,"WORST DAY","21",1,1]
["B2LCAGreater Fresno Area202510WORST DAY10","B2","LCA","Greater Fresno Area",2025,10,"WORST DAY","10",1,1]
["B2LCAGreater Fresno Area202512WORST DAY19","B2","LCA","Greater Fresno Area",2025,12,"WORST DAY","19",1,1]
["B2LCAGreater Fresno Area20262WORST DAY03","B2","LCA","Greater Fresno Area",2026,2,"WORST DAY","03",1,1]
["B2LCAGreater Fresno Area20266WORST DAY17","B2","LCA","Greater Fresno Area",2026,6,"WORST DAY","17",0.96319907903671265,0.96319907903671265]
["B2LCAGreater Fresno Area20268WORST DAY24","B2","LCA","Greater Fresno Area",2026,8,"WORST DAY","24",0.96518903970718384,1]
["B2LCAGreater Fresno Area202610WORST DAY04","B2","LCA","Greater Fresno Area",2026,10,"WORST DAY","04",0.94066315889358521,1]
["B2LCAGreater Fresno Area20271WORST DAY09","B2","LCA","Greater Fresno Area",2027,1,"WORST DAY","09",1,1]
["B2LCAGreater Fresno Area20274WORST DAY10","B2","LCA","Greater Fresno Area",2027,4,"WORST DAY","10",1,1]
["B2LCAGreater Fresno Area20275WORST DAY18","B2","LCA","Greater Fresno Area",2027,5,"WORST DAY","18",1,1]
["B2LCAGreater Fresno Area20277WORST DAY21","B2","LCA","Greater Fresno Area",2027,7,"WORST DAY","21",0.99696201086044312,0.99696201086044312]
["B2LCAGreater Fresno Area202710WORST DAY03","B2","LCA","Greater Fresno Area",2027,10,"WORST DAY","03",0.93650698661804199,1]
["B2LCAKern20251WORST DAY19","B2","LCA","Kern",2025,1,"WORST DAY","19",1,1]
["B2LCAKern20254WORST DAY08","B2","LCA","Kern",2025,4,"WORST DAY","08",1,1]
["B2LCAKern20257WORST DAY17","B2","LCA","Kern",2025,7,"WORST DAY","17",1,1]
["B2LCAKern20258WORST DAY17","B2","LCA","Kern",2025,8,"WORST DAY","17",1,1]
["B2LCAKern202511WORST DAY12","B2","LCA","Kern",2025,11,"WORST DAY","12",1,1]
["B2LCAKern20261WORST DAY02","B2","LCA","Kern",2026,1,"WORST DAY","02",1,1]
["B2LCAKern20265WORST DAY10","B2","LCA","Kern",2026,5,"WORST DAY","10",1,1]
["B2LCAKern20267WORST DAY23","B2","LCA","Kern",2026,7,"WORST DAY","23",1.0688594579696655,1]
["B2LCAKern20268WORST DAY21","B2","LCA","Kern",2026,8,"WORST DAY","21",1.1186639070510864,1.1186639070510864]
["B2LCAKern202611WORST DAY16","B2","LCA","Kern",2026,11,"WORST DAY","16",1.365835428237915,1]
["B2LCAKern20272WORST DAY19","B2","LCA","Kern",2027,2,"WORST DAY","19",1,1]
["B2LCAKern20274WORST DAY01","B2","LCA","Kern",2027,4,"WORST DAY","01",1,1]
["B2LCAKern20276WORST DAY14","B2","LCA","Kern",2027,6,"WORST DAY","14",1.095158576965332,1]
["B2LCAKern202710WORST DAY22","B2","LCA","Kern",2027,10,"WORST DAY","22",1.1424109935760498,1]
["B2LCAKern202712WORST DAY19","B2","LCA","Kern",2027,12,"WORST DAY","19",1.3939762115478516,1]
["B2LCANorth Coast and North Bay20252WORST DAY02","B2","LCA","North Coast and North Bay",2025,2,"WORST DAY","02",1,1]
["B2LCANorth Coast and North Bay20255WORST DAY04","B2","LCA","North Coast and North Bay",2025,5,"WORST DAY","04",1,1]
["B2LCANorth Coast and North Bay20258WORST DAY08","B2","LCA","North Coast and North Bay",2025,8,"WORST DAY","08",1,1]
["B2LCANorth Coast and North Bay20259WORST DAY13","B2","LCA","North Coast and North Bay",2025,9,"WORST DAY","13",1,1]
["B2LCANorth Coast and North Bay202511WORST DAY19","B2","LCA","North Coast and North Bay",2025,11,"WORST DAY","19",1,1]
["B2LCANorth Coast and North Bay20264WORST DAY10","B2","LCA","North Coast and North Bay",2026,4,"WORST DAY","10",1,1]
["B2LCANorth Coast and North Bay20265WORST DAY17","B2","LCA","North Coast and North Bay",2026,5,"WORST DAY","17",1,1]
["B2LCANorth Coast and North Bay20268WORST DAY03","B2","LCA","North Coast and North Bay",2026,8,"WORST DAY","03",0.9968608021736145,1]
["B2LCANorth Coast and North Bay202611WORST DAY15","B2","LCA","North Coast and North Bay",2026,11,"WORST DAY","15",0.99463075399398804,1]
["B2LCANorth Coast and North Bay202612WORST DAY12","B2","LCA","North Coast and North Bay",2026,12,"WORST DAY","12",0.99361312389373779,1]
["B2LCANorth Coast and North Bay20273WORST DAY10","B2","LCA","North Coast and North Bay",2027,3,"WORST DAY","10",1,1]
["B2LCANorth Coast and North Bay20274WORST DAY21","B2","LCA","North Coast and North Bay",2027,4,"WORST DAY","21",1,1]
["B2LCANorth Coast and North Bay20279WORST DAY08","B2","LCA","North Coast and North Bay",2027,9,"WORST DAY","08",0.99613600969314575,1]
["B2LCANorth Coast and North Bay202711WORST DAY18","B2","LCA","North Coast and North Bay",2027,11,"WORST DAY","18",0.99613910913467407,1]
["B2LCANorth Coast and North Bay202712WORST DAY19","B2","LCA","North Coast and North Bay",2027,12,"WORST DAY","19",0.99578559398651123,1]
["B2LCAOther20253WORST DAY11","B2","LCA","Other",2025,3,"WORST DAY","11",1,1]
["B2LCAOther20256WORST DAY17","B2","LCA","Other",2025,6,"WORST DAY","17",1,1]
["B2LCAOther20257WORST DAY20","B2","LCA","Other",2025,7,"WORST DAY","20",1,1]
["B2LCAOther202510WORST DAY12","B2","LCA","Other",2025,10,"WORST DAY","12",1,1]
["B2LCAOther20262WORST DAY17","B2","LCA","Other",2026,2,"WORST DAY","17",1,1]
["B2LCAOther20264WORST DAY10","B2","LCA","Other",2026,4,"WORST DAY","10",1,1]
["B2LCAOther20267WORST DAY02","B2","LCA","Other",2026,7,"WORST DAY","02",0.96484816074371338,1]
["B2LCAOther202610WORST DAY08","B2","LCA","Other",2026,10,"WORST DAY","08",0.95903342962265015,1]
["B2LCAOther202610WORST DAY19","B2","LCA","Other",2026,10,"WORST DAY","19",0.94811767339706421,0.94811767339706421]
["B2LCAOther20271WORST DAY19","B2","LCA","Other",2027,1,"WORST DAY","19",1,1]
["B2LCAOther20275WORST DAY16","B2","LCA","Other",2027,5,"WORST DAY","16",1,1]
["B2LCAOther20278WORST DAY05","B2","LCA","Other",2027,8,"WORST DAY","05",0.93802779912948608,1]
["B2LCAOther20279WORST DAY15","B2","LCA","Other",2027,9,"WORST DAY","15",0.93996232748031616,1]
["B2LCAOther202711WORST DAY22","B2","LCA","Other",2027,11,"WORST DAY","22",0.94097316265106201,1]
["B2LCASierra20253WORST DAY13","B2","LCA","Sierra",2025,3,"WORST DAY","13",1,1]
["B2LCASierra20254WORST DAY07","B2","LCA","Sierra",2025,4,"WORST DAY","07",1,1]
["B2LCASierra20257WORST DAY08","B2","LCA","Sierra",2025,7,"WORST DAY","08",1,1]
["B2LCASierra202511WORST DAY04","B2","LCA","Sierra",2025,11,"WORST DAY","04",1,1]
["B2LCASierra20261WORST DAY06","B2","LCA","Sierra",2026,1,"WORST DAY","06",1,1]
["B2LCASierra20263WORST DAY13","B2","LCA","Sierra",2026,3,"WORST DAY","13",1,1]
["B2LCASierra20264WORST DAY17","B2","LCA","Sierra",2026,4,"WORST DAY","17",1,1]
["B2LCASierra20267WORST DAY06","B2","LCA","Sierra",2026,7,"WORST DAY","06",1.0014364719390869,1]
["B2LCASierra202610WORST DAY15","B2","LCA","Sierra",2026,10,"WORST DAY","15",1.0023417472839355,1]
["B2LCASierra20272WORST DAY03","B2","LCA","Sierra",2027,2,"WORST DAY","03",1,1]
["B2LCASierra20274WORST DAY13","B2","LCA","Sierra",2027,4,"WORST DAY","13",1,1]
["B2LCASierra20276WORST DAY12","B2","LCA","Sierra",2027,6,"WORST DAY","12",1.0088815689086914,1]
["B2LCASierra20278WORST DAY08","B2","LCA","Sierra",2027,8,"WORST DAY","08",1.0176955461502075,1]
["B2LCASierra202710WORST DAY21","B2","LCA","Sierra",2027,10,"WORST DAY","21",1.004144549369812,1.004144549369812]
["B2LCAStockton20252WORST DAY06","B2","LCA","Stockton",2025,2,"WORST DAY","06",1,1]
["B2LCAStockton20255WORST DAY02","B2","LCA","Stockton",2025,5,"WORST DAY","02",1,1]
["B2LCAStockton20255WORST DAY17","B2","LCA","Stockton",2025,5,"WORST DAY","17",1,1]
["B2LCAStockton20259WORST DAY11","B2","LCA","Stockton",2025,9,"WORST DAY","11",1,1]
["B2LCAStockton202511WORST DAY15","B2","LCA","Stockton",2025,11,"WORST DAY","15",1,1]
["B2LCAStockton20261WORST DAY20","B2","LCA","Stockton",2026,1,"WORST DAY","20",1,1]
["B2LCAStockton20263WORST DAY10","B2","LCA","Stockton",2026,3,"WORST DAY","10",1,1]
["B2LCAStockton20266WORST DAY05","B2","LCA","Stockton",2026,6,"WORST DAY","05",1,1]
["B2LCAStockton20269WORST DAY08","B2","LCA","Stockton",2026,9,"WORST DAY","08",1,1]
["B2LCAStockton202612WORST DAY10","B2","LCA","Stockton",2026,12,"WORST DAY","10",1,1]
["B2LCAStockton20272WORST DAY23","B2","LCA","Stockton",2027,2,"WORST DAY","23",1,1]
["B2LCAStockton20275WORST DAY04","B2","LCA","Stockton",2027,5,"WORST DAY","04",1,1]
["B2LCAStockton20277WORST DAY08","B2","LCA","Stockton",2027,7,"WORST DAY","08",1,1]
["B2LCAStockton20278WORST DAY15","B2","LCA","Stockton",2027,8,"WORST DAY","15",1,1]
["B2LCAStockton202711WORST DAY01","B2","LCA","Stockton",2027,11,"WORST DAY","01",1,1]
["B2LCAnon-LCA20252WORST DAY13","B2","LCA","non-LCA",2025,2,"WORST DAY","13",1,1]
["B2LCAnon-LCA20255WORST DAY22","B2","LCA","non-LCA",2025,5,"WORST DAY","22",1,1]
["B2LCAnon-LCA20258WORST DAY11","B2","LCA","non-LCA",2025,8,"WORST DAY","11",1,1]
["B2LCAnon-LCA202510WORST DAY07","B2","LCA","non-LCA",2025,10,"WORST DAY","07",1,1]
["B2LCAnon-LCA202512WORST DAY06","B2","LCA","non-LCA",2025,12,"WORST DAY","06",1,1]
["B2SubLAPSLAP_PGCC20252WORST DAY16","B2","SubLAP","SLAP_PGCC",2025,2,"WORST DAY","16",1,1]
["B2SubLAPSLAP_PGCC20256WORST DAY04","B2","SubLAP","SLAP_PGCC",2025,6,"WORST DAY","04",1,1]
["B2SubLAPSLAP_PGCC20258WORST DAY21","B2","SubLAP","SLAP_PGCC",2025,8,"WORST DAY","21",1,1]
["B2SubLAPSLAP_PGCC20259WORST DAY15","B2","SubLAP","SLAP_PGCC",2025,9,"WORST DAY","15",1,1]
["B2SubLAPSLAP_PGCC20261WORST DAY06","B2","SubLAP","SLAP_PGCC",2026,1,"WORST DAY","06",1,1]
["B2SubLAPSLAP_PGCC20263WORST DAY13","B2","SubLAP","SLAP_PGCC",2026,3,"WORST DAY","13",1,1]
["B2SubLAPSLAP_PGCC20265WORST DAY15","B2","SubLAP","SLAP_PGCC",2026,5,"WORST DAY","15",1,1]
["B2SubLAPSLAP_PGCC20267WORST DAY08","B2","SubLAP","SLAP_PGCC",2026,7,"WORST DAY","08",0.97661757469177246,1]
["B2SubLAPSLAP_PGCC20269WORST DAY24","B2","SubLAP","SLAP_PGCC",2026,9,"WORST DAY","24",0.99262881278991699,1]
["B2SubLAPSLAP_PGCC20271WORST DAY06","B2","SubLAP","SLAP_PGCC",2027,1,"WORST DAY","06",1,1]
["B2SubLAPSLAP_PGCC20274WORST DAY05","B2","SubLAP","SLAP_PGCC",2027,4,"WORST DAY","05",1,1]
["B2SubLAPSLAP_PGCC20277WORST DAY04","B2","SubLAP","SLAP_PGCC",2027,7,"WORST DAY","04",0.97477000951766968,1]
["B2SubLAPSLAP_PGCC20278WORST DAY14","B2","SubLAP","SLAP_PGCC",2027,8,"WORST DAY","14",0.9932371973991394,1]
["B2SubLAPSLAP_PGCC202710WORST DAY15","B2","SubLAP","SLAP_PGCC",2027,10,"WORST DAY","15",0.99390727281570435,1]
["B2SubLAPSLAP_PGCC202712WORST DAY23","B2","SubLAP","SLAP_PGCC",2027,12,"WORST DAY","23",0.99311059713363647,1]
["B2SubLAPSLAP_PGEB20254WORST DAY21","B2","SubLAP","SLAP_PGEB",2025,4,"WORST DAY","21",1,1]
["B2SubLAPSLAP_PGEB20257WORST DAY20","B2","SubLAP","SLAP_PGEB",2025,7,"WORST DAY","20",1,1]
["B2SubLAPSLAP_PGEB20259WORST DAY17","B2","SubLAP","SLAP_PGEB",2025,9,"WORST DAY","17",1,1]
["B2SubLAPSLAP_PGEB202512WORST DAY09","B2","SubLAP","SLAP_PGEB",2025,12,"WORST DAY","09",1,1]
["B2SubLAPSLAP_PGEB20262WORST DAY02","B2","SubLAP","SLAP_PGEB",2026,2,"WORST DAY","02",1,1]
["B2SubLAPSLAP_PGEB20264WORST DAY04","B2","SubLAP","SLAP_PGEB",2026,4,"WORST DAY","04",1,1]
["B2SubLAPSLAP_PGEB20266WORST DAY11","B2","SubLAP","SLAP_PGEB",2026,6,"WORST DAY","11",0.98704344034194946,1]
["B2SubLAPSLAP_PGEB202610WORST DAY02","B2","SubLAP","SLAP_PGEB",2026,10,"WORST DAY","02",0.99903953075408936,1]
["B2SubLAPSLAP_PGEB202612WORST DAY16","B2","SubLAP","SLAP_PGEB",2026,12,"WORST DAY","16",0.99864548444747925,1]
["B2SubLAPSLAP_PGEB20271WORST DAY13","B2","SubLAP","SLAP_PGEB",2027,1,"WORST DAY","13",1,1]
["B2SubLAPSLAP_PGEB20275WORST DAY01","B2","SubLAP","SLAP_PGEB",2027,5,"WORST DAY","01",1,1]
["B2SubLAPSLAP_PGEB20277WORST DAY11","B2","SubLAP","SLAP_PGEB",2027,7,"WORST DAY","11",0.99005711078643799,1]
["B2SubLAPSLAP_PGEB20279WORST DAY10","B2","SubLAP","SLAP_PGEB",2027,9,"WORST DAY","10",0.99535173177719116,1]
["B2SubLAPSLAP_PGEB202711WORST DAY06","B2","SubLAP","SLAP_PGEB",2027,11,"WORST DAY","06",0.99903762340545654,1]
["B2SubLAPSLAP_PGF120251WORST DAY19","B2","SubLAP","SLAP_PGF1",2025,1,"WORST DAY","19",1,1]
["B2SubLAPSLAP_PGF120255WORST DAY04","B2","SubLAP","SLAP_PGF1",2025,5,"WORST DAY","04",1,1]
["B2SubLAPSLAP_PGF120258WORST DAY16","B2","SubLAP","SLAP_PGF1",2025,8,"WORST DAY","16",1,1]
["B2SubLAPSLAP_PGF1202511WORST DAY02","B2","SubLAP","SLAP_PGF1",2025,11,"WORST DAY","02",1,1]
["B2SubLAPSLAP_PGF1202512WORST DAY09","B2","SubLAP","SLAP_PGF1",2025,12,"WORST DAY","09",1,1]
["B2SubLAPSLAP_PGF120262WORST DAY13","B2","SubLAP","SLAP_PGF1",2026,2,"WORST DAY","13",1,1]
["B2SubLAPSLAP_PGF120264WORST DAY18","B2","SubLAP","SLAP_PGF1",2026,4,"WORST DAY","18",1,1]
["B2SubLAPSLAP_PGF120268WORST DAY19","B2","SubLAP","SLAP_PGF1",2026,8,"WORST DAY","19",0.93458151817321777,0.93458151817321777]
["B2SubLAPSLAP_PGF1202611WORST DAY15","B2","SubLAP","SLAP_PGF1",2026,11,"WORST DAY","15",0.869343101978302,1]
["B2SubLAPSLAP_PGF1202612WORST DAY06","B2","SubLAP","SLAP_PGF1",2026,12,"WORST DAY","06",0.91471046209335327,1]
["B2SubLAPSLAP_PGF120273WORST DAY24","B2","SubLAP","SLAP_PGF1",2027,3,"WORST DAY","24",1,1]
["B2SubLAPSLAP_PGF120276WORST DAY04","B2","SubLAP","SLAP_PGF1",2027,6,"WORST DAY","04",0.99713796377182007,1]
["B2SubLAPSLAP_PGF120277WORST DAY17","B2","SubLAP","SLAP_PGF1",2027,7,"WORST DAY","17",0.99592864513397217,0.99592864513397217]
["B2SubLAPSLAP_PGF1202712WORST DAY02","B2","SubLAP","SLAP_PGF1",2027,12,"WORST DAY","02",0.91261118650436401,1]
["B2SubLAPSLAP_PGFG20252WORST DAY14","B2","SubLAP","SLAP_PGFG",2025,2,"WORST DAY","14",1,1]
["B2SubLAPSLAP_PGFG20254WORST DAY11","B2","SubLAP","SLAP_PGFG",2025,4,"WORST DAY","11",1,1]
["B2SubLAPSLAP_PGFG20255WORST DAY11","B2","SubLAP","SLAP_PGFG",2025,5,"WORST DAY","11",1,1]
["B2SubLAPSLAP_PGFG20258WORST DAY20","B2","SubLAP","SLAP_PGFG",2025,8,"WORST DAY","20",1,1]
["B2SubLAPSLAP_PGFG202511WORST DAY09","B2","SubLAP","SLAP_PGFG",2025,11,"WORST DAY","09",1,1]
["B2SubLAPSLAP_PGFG20261WORST DAY05","B2","SubLAP","SLAP_PGFG",2026,1,"WORST DAY","05",1,1]
["B2SubLAPSLAP_PGFG20265WORST DAY15","B2","SubLAP","SLAP_PGFG",2026,5,"WORST DAY","15",1,1]
["B2SubLAPSLAP_PGFG20268WORST DAY02","B2","SubLAP","SLAP_PGFG",2026,8,"WORST DAY","02",1,1]
["B2SubLAPSLAP_PGFG20269WORST DAY02","B2","SubLAP","SLAP_PGFG",2026,9,"WORST DAY","02",1,1]
["B2SubLAPSLAP_PGFG202612WORST DAY11","B2","SubLAP","SLAP_PGFG",2026,12,"WORST DAY","11",1,1]
["B2SubLAPSLAP_PGFG20272WORST DAY24","B2","SubLAP","SLAP_PGFG",2027,2,"WORST DAY","24",1,1]
["B2SubLAPSLAP_PGFG20274WORST DAY04","B2","SubLAP","SLAP_PGFG",2027,4,"WORST DAY","04",1,1]
["B2SubLAPSLAP_PGFG20276WORST DAY11","B2","SubLAP","SLAP_PGFG",2027,6,"WORST DAY","11",1,1]
["B2SubLAPSLAP_PGFG202711WORST DAY01","B2","SubLAP","SLAP_PGFG",2027,11,"WORST DAY","01",1,1]
["B2SubLAPSLAP_PGFG202712WORST DAY17","B2","SubLAP","SLAP_PGFG",2027,12,"WORST DAY","17",1,1]
["B2SubLAPSLAP_PGKN20253WORST DAY10","B2","SubLAP","SLAP_PGKN",2025,3,"WORST DAY","10",1,1]
["B2SubLAPSLAP_PGKN20254WORST DAY04","B2","SubLAP","SLAP_PGKN",2025,4,"WORST DAY","04",1,1]
["B2SubLAPSLAP_PGKN20257WORST DAY19","B2","SubLAP","SLAP_PGKN",2025,7,"WORST DAY","19",1,1]
["B2SubLAPSLAP_PGKN202510WORST DAY02","B2","SubLAP","SLAP_PGKN",2025,10,"WORST DAY","02",1,1]
["B2SubLAPSLAP_PGKN20261WORST DAY24","B2","SubLAP","SLAP_PGKN",2026,1,"WORST DAY","24",1,1]
["B2SubLAPSLAP_PGKN20263WORST DAY24","B2","SubLAP","SLAP_PGKN",2026,3,"WORST DAY","24",1,1]
["B2SubLAPSLAP_PGKN20266WORST DAY09","B2","SubLAP","SLAP_PGKN",2026,6,"WORST DAY","09",0.98364633321762085,1]
["B2SubLAPSLAP_PGKN20267WORST DAY11","B2","SubLAP","SLAP_PGKN",2026,7,"WORST DAY","11",0.99624240398406982,1]
["B2SubLAPSLAP_PGKN202610WORST DAY18","B2","SubLAP","SLAP_PGKN",2026,10,"WORST DAY","18",0.95719259977340698,0.95719259977340698]
["B2SubLAPSLAP_PGKN20271WORST DAY17","B2","SubLAP","SLAP_PGKN",2027,1,"WORST DAY","17",1,1]
["B2SubLAPSLAP_PGKN20273WORST DAY03","B2","SubLAP","SLAP_PGKN",2027,3,"WORST DAY","03",1,1]
["B2SubLAPSLAP_PGKN20275WORST DAY04","B2","SubLAP","SLAP_PGKN",2027,5,"WORST DAY","04",1,1]
["B2SubLAPSLAP_PGKN20279WORST DAY08","B2","SubLAP","SLAP_PGKN",2027,9,"WORST DAY","08",0.99408715963363647,1]
["B2SubLAPSLAP_PGKN202711WORST DAY21","B2","SubLAP","SLAP_PGKN",2027,11,"WORST DAY","21",0.91830044984817505,1]
["B2SubLAPSLAP_PGKN202712WORST DAY24","B2","SubLAP","SLAP_PGKN",2027,12,"WORST DAY","24",0.9175565242767334,1]
["B2SubLAPSLAP_PGNB20254WORST DAY06","B2","SubLAP","SLAP_PGNB",2025,4,"WORST DAY","06",1,1]
["B2SubLAPSLAP_PGNB20256WORST DAY22","B2","SubLAP","SLAP_PGNB",2025,6,"WORST DAY","22",1,1]
["B2SubLAPSLAP_PGNB20257WORST DAY23","B2","SubLAP","SLAP_PGNB",2025,7,"WORST DAY","23",1,1]
["B2SubLAPSLAP_PGNB202510WORST DAY09","B2","SubLAP","SLAP_PGNB",2025,10,"WORST DAY","09",1,1]
["B2SubLAPSLAP_PGNB20262WORST DAY20","B2","SubLAP","SLAP_PGNB",2026,2,"WORST DAY","20",1,1]
["B2SubLAPSLAP_PGNB20264WORST DAY15","B2","SubLAP","SLAP_PGNB",2026,4,"WORST DAY","15",1,1]
["B2SubLAPSLAP_PGNB20267WORST DAY05","B2","SubLAP","SLAP_PGNB",2026,7,"WORST DAY","05",0.99839097261428833,1]
["B2SubLAPSLAP_PGNB202610WORST DAY13","B2","SubLAP","SLAP_PGNB",2026,10,"WORST DAY","13",1.0078562498092651,1]
["B2SubLAPSLAP_PGNB202611WORST DAY14","B2","SubLAP","SLAP_PGNB",2026,11,"WORST DAY","14",1.0083829164505005,1]
["B2SubLAPSLAP_PGNB20271WORST DAY24","B2","SubLAP","SLAP_PGNB",2027,1,"WORST DAY","24",1,1]
["B2SubLAPSLAP_PGNB20275WORST DAY19","B2","SubLAP","SLAP_PGNB",2027,5,"WORST DAY","19",1,1]
["B2SubLAPSLAP_PGNB20277WORST DAY22","B2","SubLAP","SLAP_PGNB",2027,7,"WORST DAY","22",0.99760526418685913,1]
["B2SubLAPSLAP_PGNB202710WORST DAY04","B2","SubLAP","SLAP_PGNB",2027,10,"WORST DAY","04",1.0083603858947754,1]
["B2SubLAPSLAP_PGNB202711WORST DAY09","B2","SubLAP","SLAP_PGNB",2027,11,"WORST DAY","09",1.0077412128448486,1]
["B2SubLAPSLAP_PGNP20252WORST DAY13","B2","SubLAP","SLAP_PGNP",2025,2,"WORST DAY","13",1,1]
["B2SubLAPSLAP_PGNP20255WORST DAY15","B2","SubLAP","SLAP_PGNP",2025,5,"WORST DAY","15",1,1]
["B2SubLAPSLAP_PGNP20256WORST DAY22","B2","SubLAP","SLAP_PGNP",2025,6,"WORST DAY","22",1,1]
["B2SubLAPSLAP_PGNP20259WORST DAY02","B2","SubLAP","SLAP_PGNP",2025,9,"WORST DAY","02",1,1]
["B2SubLAPSLAP_PGNP20261WORST DAY03","B2","SubLAP","SLAP_PGNP",2026,1,"WORST DAY","03",1,1]
["B2SubLAPSLAP_PGNP20262WORST DAY24","B2","SubLAP","SLAP_PGNP",2026,2,"WORST DAY","24",1,1]
["B2SubLAPSLAP_PGNP20265WORST DAY12","B2","SubLAP","SLAP_PGNP",2026,5,"WORST DAY","12",1,1]
["B2SubLAPSLAP_PGNP20268WORST DAY22","B2","SubLAP","SLAP_PGNP",2026,8,"WORST DAY","22",0.91015458106994629,1]
["B2SubLAPSLAP_PGNP20269WORST DAY21","B2","SubLAP","SLAP_PGNP",2026,9,"WORST DAY","21",0.90062779188156128,0.90062779188156128]
["B2SubLAPSLAP_PGNP202612WORST DAY17","B2","SubLAP","SLAP_PGNP",2026,12,"WORST DAY","17",0.88538539409637451,1]
["B2SubLAPSLAP_PGNP20274WORST DAY18","B2","SubLAP","SLAP_PGNP",2027,4,"WORST DAY","18",1,1]
["B2SubLAPSLAP_PGNP20276WORST DAY15","B2","SubLAP","SLAP_PGNP",2027,6,"WORST DAY","15",1.1964370012283325,1]
["B2SubLAPSLAP_PGNP20278WORST DAY13","B2","SubLAP","SLAP_PGNP",2027,8,"WORST DAY","13",0.92281985282897949,1]
["B2SubLAPSLAP_PGNP202710WORST DAY24","B2","SubLAP","SLAP_PGNP",2027,10,"WORST DAY","24",0.9248281717300415,1]
["B2SubLAPSLAP_PGP220252WORST DAY11","B2","SubLAP","SLAP_PGP2",2025,2,"WORST DAY","11",1,1]
["B2SubLAPSLAP_PGP220253WORST DAY09","B2","SubLAP","SLAP_PGP2",2025,3,"WORST DAY","09",1,1]
["B2SubLAPSLAP_PGP220255WORST DAY22","B2","SubLAP","SLAP_PGP2",2025,5,"WORST DAY","22",1,1]
["B2SubLAPSLAP_PGP220259WORST DAY14","B2","SubLAP","SLAP_PGP2",2025,9,"WORST DAY","14",1,1]
["B2SubLAPSLAP_PGP2202511WORST DAY20","B2","SubLAP","SLAP_PGP2",2025,11,"WORST DAY","20",1,1]
["B2SubLAPSLAP_PGP220261WORST DAY23","B2","SubLAP","SLAP_PGP2",2026,1,"WORST DAY","23",1,1]
["B2SubLAPSLAP_PGP220263WORST DAY07","B2","SubLAP","SLAP_PGP2",2026,3,"WORST DAY","07",1,1]
["B2SubLAPSLAP_PGP220266WORST DAY08","B2","SubLAP","SLAP_PGP2",2026,6,"WORST DAY","08",0.99497699737548828,1]
["B2SubLAPSLAP_PGP220269WORST DAY13","B2","SubLAP","SLAP_PGP2",2026,9,"WORST DAY","13",1.0007514953613281,1]
["B2SubLAPSLAP_PGP2202610WORST DAY17","B2","SubLAP","SLAP_PGP2",2026,10,"WORST DAY","17",0.99606591463088989,0.99606591463088989]
["B2SubLAPSLAP_PGP220273WORST DAY11","B2","SubLAP","SLAP_PGP2",2027,3,"WORST DAY","11",1,1]
["B2SubLAPSLAP_PGP220274WORST DAY22","B2","SubLAP","SLAP_PGP2",2027,4,"WORST DAY","22",1,1]
["B2SubLAPSLAP_PGP220276WORST DAY22","B2","SubLAP","SLAP_PGP2",2027,6,"WORST DAY","22",0.99543100595474243,1]
["B2SubLAPSLAP_PGP220279WORST DAY07","B2","SubLAP","SLAP_PGP2",2027,9,"WORST DAY","07",1.0043717622756958,1]
["B2SubLAPSLAP_PGP2202712WORST DAY20","B2","SubLAP","SLAP_PGP2",2027,12,"WORST DAY","20",0.99561822414398193,1]
["B2SubLAPSLAP_PGSB20251WORST DAY16","B2","SubLAP","SLAP_PGSB",2025,1,"WORST DAY","16",1,1]
["B2SubLAPSLAP_PGSB20254WORST DAY15","B2","SubLAP","SLAP_PGSB",2025,4,"WORST DAY","15",1,1]
["B2SubLAPSLAP_PGSB20258WORST DAY13","B2","SubLAP","SLAP_PGSB",2025,8,"WORST DAY","13",1,1]
["B2SubLAPSLAP_PGSB202510WORST DAY13","B2","SubLAP","SLAP_PGSB",2025,10,"WORST DAY","13",1,1]
["B2SubLAPSLAP_PGSB202512WORST DAY22","B2","SubLAP","SLAP_PGSB",2025,12,"WORST DAY","22",1,1]
["B2SubLAPSLAP_PGSB20261WORST DAY24","B2","SubLAP","SLAP_PGSB",2026,1,"WORST DAY","24",1,1]
["B2SubLAPSLAP_PGSB20264WORST DAY15","B2","SubLAP","SLAP_PGSB",2026,4,"WORST DAY","15",1,1]
["B2SubLAPSLAP_PGSB20267WORST DAY22","B2","SubLAP","SLAP_PGSB",2026,7,"WORST DAY","22",0.99863219261169434,1]
["B2SubLAPSLAP_PGSB202611WORST DAY12","B2","SubLAP","SLAP_PGSB",2026,11,"WORST DAY","12",1,1]
["B2SubLAPSLAP_PGSB20271WORST DAY09","B2","SubLAP","SLAP_PGSB",2027,1,"WORST DAY","09",1,1]
["B2SubLAPSLAP_PGSB20273WORST DAY18","B2","SubLAP","SLAP_PGSB",2027,3,"WORST DAY","18",1,1]
["B2SubLAPSLAP_PGSB20275WORST DAY18","B2","SubLAP","SLAP_PGSB",2027,5,"WORST DAY","18",1,1]
["B2SubLAPSLAP_PGSB20279WORST DAY16","B2","SubLAP","SLAP_PGSB",2027,9,"WORST DAY","16",1,1]
["B2SubLAPSLAP_PGSB202710WORST DAY03","B2","SubLAP","SLAP_PGSB",2027,10,"WORST DAY","03",1,1]
["B2SubLAPSLAP_PGSF20251WORST DAY11","B2","SubLAP","SLAP_PGSF",2025,1,"WORST DAY","11",1,1]
["B2SubLAPSLAP_PGSF20254WORST DAY24","B2","SubLAP","SLAP_PGSF",2025,4,"WORST DAY","24",1,1]
["B2SubLAPSLAP_PGSF20257WORST DAY09","B2","SubLAP","SLAP_PGSF",2025,7,"WORST DAY","09",1,1]
["B2SubLAPSLAP_PGSF20258WORST DAY17","B2","SubLAP","SLAP_PGSF",2025,8,"WORST DAY","17",1,1]
["B2SubLAPSLAP_PGSF202510WORST DAY20","B2","SubLAP","SLAP_PGSF",2025,10,"WORST DAY","20",1,1]
["B2SubLAPSLAP_PGSF20261WORST DAY02","B2","SubLAP","SLAP_PGSF",2026,1,"WORST DAY","02",1,1]
["B2SubLAPSLAP_PGSF20264WORST DAY18","B2","SubLAP","SLAP_PGSF",2026,4,"WORST DAY","18",1,1]
["B2SubLAPSLAP_PGSF20267WORST DAY23","B2","SubLAP","SLAP_PGSF",2026,7,"WORST DAY","23",1.0021897554397583,1]
["B2SubLAPSLAP_PGSF20268WORST DAY13","B2","SubLAP","SLAP_PGSF",2026,8,"WORST DAY","13",1.0097556114196777,1]
["B2SubLAPSLAP_PGSF202612WORST DAY08","B2","SubLAP","SLAP_PGSF",2026,12,"WORST DAY","08",1.0001184940338135,1]
["B2SubLAPSLAP_PGSF20272WORST DAY11","B2","SubLAP","SLAP_PGSF",2027,2,"WORST DAY","11",1,1]
["B2SubLAPSLAP_PGSF20274WORST DAY17","B2","SubLAP","SLAP_PGSF",2027,4,"WORST DAY","17",1,1]
["B2SubLAPSLAP_PGSF20278WORST DAY09","B2","SubLAP","SLAP_PGSF",2027,8,"WORST DAY","09",1.0085688829421997,1]
["B2SubLAPSLAP_PGSF20278WORST DAY10","B2","SubLAP","SLAP_PGSF",2027,8,"WORST DAY","10",1.0104854106903076,1]
["B2SubLAPSLAP_PGSF202711WORST DAY20","B2","SubLAP","SLAP_PGSF",2027,11,"WORST DAY","20",1.0002692937850952,1]
["B2SubLAPSLAP_PGSI20253WORST DAY07","B2","SubLAP","SLAP_PGSI",2025,3,"WORST DAY","07",1,1]
["B2SubLAPSLAP_PGSI20256WORST DAY02","B2","SubLAP","SLAP_PGSI",2025,6,"WORST DAY","02",1,1]
["B2SubLAPSLAP_PGSI20257WORST DAY16","B2","SubLAP","SLAP_PGSI",2025,7,"WORST DAY","16",1,1]
["B2SubLAPSLAP_PGSI20259WORST DAY13","B2","SubLAP","SLAP_PGSI",2025,9,"WORST DAY","13",1,1]
["B2SubLAPSLAP_PGSI202512WORST DAY01","B2","SubLAP","SLAP_PGSI",2025,12,"WORST DAY","01",1,1]
["B2SubLAPSLAP_PGSI20263WORST DAY11","B2","SubLAP","SLAP_PGSI",2026,3,"WORST DAY","11",1,1]
["B2SubLAPSLAP_PGSI20266WORST DAY06","B2","SubLAP","SLAP_PGSI",2026,6,"WORST DAY","06",1.0151176452636719,1]
["B2SubLAPSLAP_PGSI20268WORST DAY19","B2","SubLAP","SLAP_PGSI",2026,8,"WORST DAY","19",1.0126731395721436,1.0126731395721436]
["B2SubLAPSLAP_PGSI202611WORST DAY07","B2","SubLAP","SLAP_PGSI",2026,11,"WORST DAY","07",1.0038065910339355,1]
["B2SubLAPSLAP_PGSI20271WORST DAY04","B2","SubLAP","SLAP_PGSI",2027,1,"WORST DAY","04",1,1]
["B2SubLAPSLAP_PGSI20272WORST DAY18","B2","SubLAP","SLAP_PGSI",2027,2,"WORST DAY","18",1,1]
["B2SubLAPSLAP_PGSI20274WORST DAY21","B2","SubLAP","SLAP_PGSI",2027,4,"WORST DAY","21",1,1]
["B2SubLAPSLAP_PGSI20278WORST DAY16","B2","SubLAP","SLAP_PGSI",2027,8,"WORST DAY","16",1.0111068487167358,1]
["B2SubLAPSLAP_PGSI202711WORST DAY18","B2","SubLAP","SLAP_PGSI",2027,11,"WORST DAY","18",1.0027445554733276,1]
["B2SubLAPSLAP_PGSI202712WORST DAY11","B2","SubLAP","SLAP_PGSI",2027,12,"WORST DAY","11",1.0026072263717651,1]
["B2SubLAPSLAP_PGST20254WORST DAY03","B2","SubLAP","SLAP_PGST",2025,4,"WORST DAY","03",1,1]
["B2SubLAPSLAP_PGST20256WORST DAY09","B2","SubLAP","SLAP_PGST",2025,6,"WORST DAY","09",1,1]
["B2SubLAPSLAP_PGST20258WORST DAY12","B2","SubLAP","SLAP_PGST",2025,8,"WORST DAY","12",1,1]
["B2SubLAPSLAP_PGST202512WORST DAY07","B2","SubLAP","SLAP_PGST",2025,12,"WORST DAY","07",1,1]
["B2SubLAPSLAP_PGST20262WORST DAY17","B2","SubLAP","SLAP_PGST",2026,2,"WORST DAY","17",1,1]
["B2SubLAPSLAP_PGST20263WORST DAY18","B2","SubLAP","SLAP_PGST",2026,3,"WORST DAY","18",1,1]
["B2SubLAPSLAP_PGST20267WORST DAY02","B2","SubLAP","SLAP_PGST",2026,7,"WORST DAY","02",1,1]
["B2SubLAPSLAP_PGST20269WORST DAY24","B2","SubLAP","SLAP_PGST",2026,9,"WORST DAY","24",1,1]
["B2SubLAPSLAP_PGST202611WORST DAY11","B2","SubLAP","SLAP_PGST",2026,11,"WORST DAY","11",1,1]
["B2SubLAPSLAP_PGST20271WORST DAY11","B2","SubLAP","SLAP_PGST",2027,1,"WORST DAY","11",1,1]
["B2SubLAPSLAP_PGST20273WORST DAY20","B2","SubLAP","SLAP_PGST",2027,3,"WORST DAY","20",1,1]
["B2SubLAPSLAP_PGST20277WORST DAY09","B2","SubLAP","SLAP_PGST",2027,7,"WORST DAY","09",1,1]
["B2SubLAPSLAP_PGST202710WORST DAY01","B2","SubLAP","SLAP_PGST",2027,10,"WORST DAY","01",1,1]
["B2SubLAPSLAP_PGST202710WORST DAY20","B2","SubLAP","SLAP_PGST",2027,10,"WORST DAY","20",1,1]
["B2SubLAPSLAP_PGZP20252WORST DAY10","B2","SubLAP","SLAP_PGZP",2025,2,"WORST DAY","10",1,1]
["B2SubLAPSLAP_PGZP20254WORST DAY18","B2","SubLAP","SLAP_PGZP",2025,4,"WORST DAY","18",1,1]
["B2SubLAPSLAP_PGZP20256WORST DAY19","B2","SubLAP","SLAP_PGZP",2025,6,"WORST DAY","19",1,1]
["B2SubLAPSLAP_PGZP202510WORST DAY24","B2","SubLAP","SLAP_PGZP",2025,10,"WORST DAY","24",1,1]
["B2SubLAPSLAP_PGZP20261WORST DAY16","B2","SubLAP","SLAP_PGZP",2026,1,"WORST DAY","16",1,1]
["B2SubLAPSLAP_PGZP20263WORST DAY13","B2","SubLAP","SLAP_PGZP",2026,3,"WORST DAY","13",1,1]
["B2SubLAPSLAP_PGZP20264WORST DAY05","B2","SubLAP","SLAP_PGZP",2026,4,"WORST DAY","05",1,1]
["B2SubLAPSLAP_PGZP20264WORST DAY06","B2","SubLAP","SLAP_PGZP",2026,4,"WORST DAY","06",1,1]
["B2SubLAPSLAP_PGZP20264WORST DAY07","B2","SubLAP","SLAP_PGZP",2026,4,"WORST DAY","07",1,1]
["B2SubLAPSLAP_PGZP20264WORST DAY08","B2","SubLAP","SLAP_PGZP",2026,4,"WORST DAY","08",1,1]
["B2SubLAPSLAP_PGZP20264WORST DAY09","B2","SubLAP","SLAP_PGZP",2026,4,"WORST DAY","09",1,1]
["B2SubLAPSLAP_PGZP20264WORST DAY10","B2","SubLAP","SLAP_PGZP",2026,4,"WORST DAY","10",1,1]
["B2SubLAPSLAP_PGZP20264WORST DAY11","B2","SubLAP","SLAP_PGZP",2026,4,"WORST DAY","11",1,1]
["B2SubLAPSLAP_PGZP20264WORST DAY12","B2","SubLAP","SLAP_PGZP",2026,4,"WORST DAY","12",1,1]
["B2SubLAPSLAP_PGZP20264WORST DAY13","B2","SubLAP","SLAP_PGZP",2026,4,"WORST DAY","13",1,1]
["B2SubLAPSLAP_PGZP20264WORST DAY14","B2","SubLAP","SLAP_PGZP",2026,4,"WORST DAY","14",1,1]
["B2SubLAPSLAP_PGZP20264WORST DAY15","B2","SubLAP","SLAP_PGZP",2026,4,"WORST DAY","15",1,1]
["B2SubLAPSLAP_PGZP20264WORST DAY16","B2","SubLAP","SLAP_PGZP",2026,4,"WORST DAY","16",1,1]
["B2SubLAPSLAP_PGZP20264WORST DAY17","B2","SubLAP","SLAP_PGZP",2026,4,"WORST DAY","17",1,1]
["B2SubLAPSLAP_PGZP20264WORST DAY18","B2","SubLAP","SLAP_PGZP",2026,4,"WORST DAY","18",1,1]
["B2SubLAPSLAP_PGZP20264WORST DAY19","B2","SubLAP","SLAP_PGZP",2026,4,"WORST DAY","19",1,1]
["B2SubLAPSLAP_PGZP20264WORST DAY20","B2","SubLAP","SLAP_PGZP",2026,4,"WORST DAY","20",1,1]
["B2SubLAPSLAP_PGZP20264WORST DAY21","B2","SubLAP","SLAP_PGZP",2026,4,"WORST DAY","21",1,1]
["B2SubLAPSLAP_PGZP20264WORST DAY22","B2","SubLAP","SLAP_PGZP",2026,4,"WORST DAY","22",1,1]
["B2SubLAPSLAP_PGZP20264WORST DAY23","B2","SubLAP","SLAP_PGZP",2026,4,"WORST DAY","23",1,1]
["B2SubLAPSLAP_PGZP20264WORST DAY24","B2","SubLAP","SLAP_PGZP",2026,4,"WORST DAY","24",1,1]
["B2SubLAPSLAP_PGZP20265WORST DAY01","B2","SubLAP","SLAP_PGZP",2026,5,"WORST DAY","01",1,1]
["B2SubLAPSLAP_PGZP20265WORST DAY02","B2","SubLAP","SLAP_PGZP",2026,5,"WORST DAY","02",1,1]
["B2SubLAPSLAP_PGZP20265WORST DAY03","B2","SubLAP","SLAP_PGZP",2026,5,"WORST DAY","03",1,1]
["B2SubLAPSLAP_PGZP20265WORST DAY04","B2","SubLAP","SLAP_PGZP",2026,5,"WORST DAY","04",1,1]
["B2SubLAPSLAP_PGZP20265WORST DAY05","B2","SubLAP","SLAP_PGZP",2026,5,"WORST DAY","05",1,1]
["B2SubLAPSLAP_PGZP20265WORST DAY06","B2","SubLAP","SLAP_PGZP",2026,5,"WORST DAY","06",1,1]
["B2SubLAPSLAP_PGZP20265WORST DAY07","B2","SubLAP","SLAP_PGZP",2026,5,"WORST DAY","07",1,1]
["B2SubLAPSLAP_PGZP20265WORST DAY08","B2","SubLAP","SLAP_PGZP",2026,5,"WORST DAY","08",1,1]
["B2SubLAPSLAP_PGZP20265WORST DAY09","B2","SubLAP","SLAP_PGZP",2026,5,"WORST DAY","09",1,1]
["B2SubLAPSLAP_PGZP20265WORST DAY10","B2","SubLAP","SLAP_PGZP",2026,5,"WORST DAY","10",1,1]
["B2SubLAPSLAP_PGZP20265WORST DAY11","B2","SubLAP","SLAP_PGZP",2026,5,"WORST DAY","11",1,1]
["B2SubLAPSLAP_PGZP20265WORST DAY12","B2","SubLAP","SLAP_PGZP",2026,5,"WORST DAY","12",1,1]
["B2SubLAPSLAP_PGZP20265WORST DAY13","B2","SubLAP","SLAP_PGZP",2026,5,"WORST DAY","13",1,1]
["B2SubLAPSLAP_PGZP20265WORST DAY14","B2","SubLAP","SLAP_PGZP",2026,5,"WORST DAY","14",1,1]
["B2SubLAPSLAP_PGZP20265WORST DAY15","B2","SubLAP","SLAP_PGZP",2026,5,"WORST DAY","15",1,1]
["B2SubLAPSLAP_PGZP20265WORST DAY16","B2","SubLAP","SLAP_PGZP",2026,5,"WORST DAY","16",1,1]
["B2SubLAPSLAP_PGZP20265WORST DAY17","B2","SubLAP","SLAP_PGZP",2026,5,"WORST DAY","17",1,1]
["B2SubLAPSLAP_PGZP20265WORST DAY18","B2","SubLAP","SLAP_PGZP",2026,5,"WORST DAY","18",1,1]
["B2SubLAPSLAP_PGZP20265WORST DAY19","B2","SubLAP","SLAP_PGZP",2026,5,"WORST DAY","19",1,1]
["B2SubLAPSLAP_PGZP20265WORST DAY20","B2","SubLAP","SLAP_PGZP",2026,5,"WORST DAY","20",1,1]
["B2SubLAPSLAP_PGZP20265WORST DAY21","B2","SubLAP","SLAP_PGZP",2026,5,"WORST DAY","21",1,1]
["B2SubLAPSLAP_PGZP20265WORST DAY22","B2","SubLAP","SLAP_PGZP",2026,5,"WORST DAY","22",1,1]
["B2SubLAPSLAP_PGZP20265WORST DAY23","B2","SubLAP","SLAP_PGZP",2026,5,"WORST DAY","23",1,1]
["B2SubLAPSLAP_PGZP20265WORST DAY24","B2","SubLAP","SLAP_PGZP",2026,5,"WORST DAY","24",1,1]
["B2SubLAPSLAP_PGZP20266WORST DAY01","B2","SubLAP","SLAP_PGZP",2026,6,"WORST DAY","01",0.99397391080856323,1]
["B2SubLAPSLAP_PGZP20266WORST DAY02","B2","SubLAP","SLAP_PGZP",2026,6,"WORST DAY","02",0.99370735883712769,1]
["B2SubLAPSLAP_PGZP20266WORST DAY03","B2","SubLAP","SLAP_PGZP",2026,6,"WORST DAY","03",0.99440759420394897,1]
["B2SubLAPSLAP_PGZP20266WORST DAY04","B2","SubLAP","SLAP_PGZP",2026,6,"WORST DAY","04",0.9946327805519104,1]
["B2SubLAPSLAP_PGZP20266WORST DAY05","B2","SubLAP","SLAP_PGZP",2026,6,"WORST DAY","05",0.99488872289657593,1]
["B2SubLAPSLAP_PGZP20266WORST DAY06","B2","SubLAP","SLAP_PGZP",2026,6,"WORST DAY","06",0.9960981011390686,1]
["B2SubLAPSLAP_PGZP20266WORST DAY07","B2","SubLAP","SLAP_PGZP",2026,6,"WORST DAY","07",0.99743211269378662,1]
["B2SubLAPSLAP_PGZP20266WORST DAY08","B2","SubLAP","SLAP_PGZP",2026,6,"WORST DAY","08",0.99706387519836426,1]
["B2SubLAPSLAP_PGZP20266WORST DAY09","B2","SubLAP","SLAP_PGZP",2026,6,"WORST DAY","09",0.99734872579574585,1]
["B2SubLAPSLAP_PGZP20266WORST DAY10","B2","SubLAP","SLAP_PGZP",2026,6,"WORST DAY","10",1.0000110864639282,1]
["B2SubLAPSLAP_PGZP20266WORST DAY11","B2","SubLAP","SLAP_PGZP",2026,6,"WORST DAY","11",1.0023671388626099,1]
["B2SubLAPSLAP_PGZP20266WORST DAY12","B2","SubLAP","SLAP_PGZP",2026,6,"WORST DAY","12",1.0055248737335205,1]
["B2SubLAPSLAP_PGZP20266WORST DAY13","B2","SubLAP","SLAP_PGZP",2026,6,"WORST DAY","13",1.0058968067169189,1]
["B2SubLAPSLAP_PGZP20266WORST DAY14","B2","SubLAP","SLAP_PGZP",2026,6,"WORST DAY","14",1.0068620443344116,1]
["B2SubLAPSLAP_PGZP20266WORST DAY15","B2","SubLAP","SLAP_PGZP",2026,6,"WORST DAY","15",1.0071988105773926,1]
["B2SubLAPSLAP_PGZP20266WORST DAY16","B2","SubLAP","SLAP_PGZP",2026,6,"WORST DAY","16",1.0084661245346069,1]
["B2SubLAPSLAP_PGZP20266WORST DAY17","B2","SubLAP","SLAP_PGZP",2026,6,"WORST DAY","17",1.0072637796401978,1.0072637796401978]
["B2SubLAPSLAP_PGZP20266WORST DAY18","B2","SubLAP","SLAP_PGZP",2026,6,"WORST DAY","18",1.0079277753829956,1.0079277753829956]
["B2SubLAPSLAP_PGZP20266WORST DAY19","B2","SubLAP","SLAP_PGZP",2026,6,"WORST DAY","19",1.0052012205123901,1.0052012205123901]
["B2SubLAPSLAP_PGZP20266WORST DAY20","B2","SubLAP","SLAP_PGZP",2026,6,"WORST DAY","20",1.0046693086624146,1.0046693086624146]
["B2SubLAPSLAP_PGZP20266WORST DAY21","B2","SubLAP","SLAP_PGZP",2026,6,"WORST DAY","21",1.0037671327590942,1.0037671327590942]
["B2SubLAPSLAP_PGZP20266WORST DAY22","B2","SubLAP","SLAP_PGZP",2026,6,"WORST DAY","22",1.0022592544555664,1]
["B2SubLAPSLAP_PGZP20266WORST DAY23","B2","SubLAP","SLAP_PGZP",2026,6,"WORST DAY","23",1.0004714727401733,1]
["B2SubLAPSLAP_PGZP20266WORST DAY24","B2","SubLAP","SLAP_PGZP",2026,6,"WORST DAY","24",0.99879223108291626,1]
["B2SubLAPSLAP_PGZP20267WORST DAY01","B2","SubLAP","SLAP_PGZP",2026,7,"WORST DAY","01",0.99495774507522583,1]
["B2SubLAPSLAP_PGZP20267WORST DAY02","B2","SubLAP","SLAP_PGZP",2026,7,"WORST DAY","02",0.99456924200057983,1]
["B2SubLAPSLAP_PGZP20267WORST DAY03","B2","SubLAP","SLAP_PGZP",2026,7,"WORST DAY","03",0.99597471952438354,1]
["B2SubLAPSLAP_PGZP20267WORST DAY04","B2","SubLAP","SLAP_PGZP",2026,7,"WORST DAY","04",0.9967799186706543,1]
["B2SubLAPSLAP_PGZP20267WORST DAY05","B2","SubLAP","SLAP_PGZP",2026,7,"WORST DAY","05",0.99724048376083374,1]
["B2SubLAPSLAP_PGZP20267WORST DAY06","B2","SubLAP","SLAP_PGZP",2026,7,"WORST DAY","06",0.99907684326171875,1]
["B2SubLAPSLAP_PGZP20267WORST DAY07","B2","SubLAP","SLAP_PGZP",2026,7,"WORST DAY","07",0.99981439113616943,1]
["B2SubLAPSLAP_PGZP20267WORST DAY08","B2","SubLAP","SLAP_PGZP",2026,7,"WORST DAY","08",1.0000178813934326,1]
["B2SubLAPSLAP_PGZP20267WORST DAY09","B2","SubLAP","SLAP_PGZP",2026,7,"WORST DAY","09",1.0004889965057373,1]
["B2SubLAPSLAP_PGZP20267WORST DAY10","B2","SubLAP","SLAP_PGZP",2026,7,"WORST DAY","10",1.0032572746276855,1]
["B2SubLAPSLAP_PGZP20267WORST DAY11","B2","SubLAP","SLAP_PGZP",2026,7,"WORST DAY","11",1.005851149559021,1]
["B2SubLAPSLAP_PGZP20267WORST DAY12","B2","SubLAP","SLAP_PGZP",2026,7,"WORST DAY","12",1.0086854696273804,1]
["B2SubLAPSLAP_PGZP20267WORST DAY13","B2","SubLAP","SLAP_PGZP",2026,7,"WORST DAY","13",1.0095999240875244,1]
["B2SubLAPSLAP_PGZP20267WORST DAY14","B2","SubLAP","SLAP_PGZP",2026,7,"WORST DAY","14",1.0105338096618652,1]
["B2SubLAPSLAP_PGZP20267WORST DAY15","B2","SubLAP","SLAP_PGZP",2026,7,"WORST DAY","15",1.0114548206329346,1]
["B2SubLAPSLAP_PGZP20267WORST DAY16","B2","SubLAP","SLAP_PGZP",2026,7,"WORST DAY","16",1.0123627185821533,1]
["B2SubLAPSLAP_PGZP20267WORST DAY17","B2","SubLAP","SLAP_PGZP",2026,7,"WORST DAY","17",1.0116481781005859,1.0116481781005859]
["B2SubLAPSLAP_PGZP20267WORST DAY18","B2","SubLAP","SLAP_PGZP",2026,7,"WORST DAY","18",1.0116323232650757,1.0116323232650757]
["B2SubLAPSLAP_PGZP20267WORST DAY19","B2","SubLAP","SLAP_PGZP",2026,7,"WORST DAY","19",1.0101174116134644,1.0101174116134644]
["B2SubLAPSLAP_PGZP20267WORST DAY20","B2","SubLAP","SLAP_PGZP",2026,7,"WORST DAY","20",1.0103001594543457,1.0103001594543457]
["B2SubLAPSLAP_PGZP20267WORST DAY21","B2","SubLAP","SLAP_PGZP",2026,7,"WORST DAY","21",1.0089213848114014,1.0089213848114014]
["B2SubLAPSLAP_PGZP20267WORST DAY22","B2","SubLAP","SLAP_PGZP",2026,7,"WORST DAY","22",1.0071340799331665,1]
["B2SubLAPSLAP_PGZP20267WORST DAY23","B2","SubLAP","SLAP_PGZP",2026,7,"WORST DAY","23",1.0059854984283447,1]
["B2SubLAPSLAP_PGZP20267WORST DAY24","B2","SubLAP","SLAP_PGZP",2026,7,"WORST DAY","24",1.0036554336547852,1]
["B2SubLAPSLAP_PGZP20268WORST DAY01","B2","SubLAP","SLAP_PGZP",2026,8,"WORST DAY","01",1.0011787414550781,1]
["B2SubLAPSLAP_PGZP20268WORST DAY02","B2","SubLAP","SLAP_PGZP",2026,8,"WORST DAY","02",1.0013912916183472,1]
["B2SubLAPSLAP_PGZP20268WORST DAY03","B2","SubLAP","SLAP_PGZP",2026,8,"WORST DAY","03",1.0006890296936035,1]
["B2SubLAPSLAP_PGZP20268WORST DAY04","B2","SubLAP","SLAP_PGZP",2026,8,"WORST DAY","04",1.0003427267074585,1]
["B2SubLAPSLAP_PGZP20268WORST DAY05","B2","SubLAP","SLAP_PGZP",2026,8,"WORST DAY","05",1.0002210140228271,1]
["B2SubLAPSLAP_PGZP20268WORST DAY06","B2","SubLAP","SLAP_PGZP",2026,8,"WORST DAY","06",0.99934870004653931,1]
["B2SubLAPSLAP_PGZP20268WORST DAY07","B2","SubLAP","SLAP_PGZP",2026,8,"WORST DAY","07",0.99903476238250732,1]
["B2SubLAPSLAP_PGZP20268WORST DAY08","B2","SubLAP","SLAP_PGZP",2026,8,"WORST DAY","08",0.9989016056060791,1]
["B2SubLAPSLAP_PGZP20268WORST DAY09","B2","SubLAP","SLAP_PGZP",2026,8,"WORST DAY","09",0.99869954586029053,1]
["B2SubLAPSLAP_PGZP20268WORST DAY10","B2","SubLAP","SLAP_PGZP",2026,8,"WORST DAY","10",0.99734830856323242,1]
["B2SubLAPSLAP_PGZP20268WORST DAY11","B2","SubLAP","SLAP_PGZP",2026,8,"WORST DAY","11",0.99618446826934814,1]
["B2SubLAPSLAP_PGZP20268WORST DAY12","B2","SubLAP","SLAP_PGZP",2026,8,"WORST DAY","12",0.99489009380340576,1]
["B2SubLAPSLAP_PGZP20268WORST DAY13","B2","SubLAP","SLAP_PGZP",2026,8,"WORST DAY","13",0.99453181028366089,1]
["B2SubLAPSLAP_PGZP20268WORST DAY14","B2","SubLAP","SLAP_PGZP",2026,8,"WORST DAY","14",0.99416327476501465,1]
["B2SubLAPSLAP_PGZP20268WORST DAY15","B2","SubLAP","SLAP_PGZP",2026,8,"WORST DAY","15",0.99380093812942505,1]
["B2SubLAPSLAP_PGZP20268WORST DAY16","B2","SubLAP","SLAP_PGZP",2026,8,"WORST DAY","16",0.9933127760887146,1]
["B2SubLAPSLAP_PGZP20268WORST DAY17","B2","SubLAP","SLAP_PGZP",2026,8,"WORST DAY","17",0.99370002746582031,0.99370002746582031]
["B2SubLAPSLAP_PGZP20268WORST DAY18","B2","SubLAP","SLAP_PGZP",2026,8,"WORST DAY","18",0.99372464418411255,0.99372464418411255]
["B2SubLAPSLAP_PGZP20268WORST DAY19","B2","SubLAP","SLAP_PGZP",2026,8,"WORST DAY","19",0.99428057670593262,0.99428057670593262]
["B2SubLAPSLAP_PGZP20268WORST DAY20","B2","SubLAP","SLAP_PGZP",2026,8,"WORST DAY","20",0.99411159753799438,0.99411165714263916]
["B2SubLAPSLAP_PGZP20268WORST DAY21","B2","SubLAP","SLAP_PGZP",2026,8,"WORST DAY","21",0.99480962753295898,0.99480962753295898]
["B2SubLAPSLAP_PGZP20268WORST DAY22","B2","SubLAP","SLAP_PGZP",2026,8,"WORST DAY","22",0.9955865740776062,1]
["B2SubLAPSLAP_PGZP20268WORST DAY23","B2","SubLAP","SLAP_PGZP",2026,8,"WORST DAY","23",0.99612897634506226,1]
["B2SubLAPSLAP_PGZP20268WORST DAY24","B2","SubLAP","SLAP_PGZP",2026,8,"WORST DAY","24",0.99726283550262451,1]
["B2SubLAPSLAP_PGZP20269WORST DAY01","B2","SubLAP","SLAP_PGZP",2026,9,"WORST DAY","01",0.99854165315628052,1]
["B2SubLAPSLAP_PGZP20269WORST DAY02","B2","SubLAP","SLAP_PGZP",2026,9,"WORST DAY","02",0.99877786636352539,1]
["B2SubLAPSLAP_PGZP20269WORST DAY03","B2","SubLAP","SLAP_PGZP",2026,9,"WORST DAY","03",0.99801731109619141,1]
["B2SubLAPSLAP_PGZP20269WORST DAY04","B2","SubLAP","SLAP_PGZP",2026,9,"WORST DAY","04",0.9976457953453064,1]
["B2SubLAPSLAP_PGZP20269WORST DAY05","B2","SubLAP","SLAP_PGZP",2026,9,"WORST DAY","05",0.99753135442733765,1]
["B2SubLAPSLAP_PGZP20269WORST DAY06","B2","SubLAP","SLAP_PGZP",2026,9,"WORST DAY","06",0.99661219120025635,1]
["B2SubLAPSLAP_PGZP20269WORST DAY07","B2","SubLAP","SLAP_PGZP",2026,9,"WORST DAY","07",0.99629670381546021,1]
["B2SubLAPSLAP_PGZP20269WORST DAY08","B2","SubLAP","SLAP_PGZP",2026,9,"WORST DAY","08",0.99623894691467285,1]
["B2SubLAPSLAP_PGZP20269WORST DAY09","B2","SubLAP","SLAP_PGZP",2026,9,"WORST DAY","09",0.99607175588607788,1]
["B2SubLAPSLAP_PGZP20269WORST DAY10","B2","SubLAP","SLAP_PGZP",2026,9,"WORST DAY","10",0.99462556838989258,1]
["B2SubLAPSLAP_PGZP20269WORST DAY11","B2","SubLAP","SLAP_PGZP",2026,9,"WORST DAY","11",0.99343365430831909,1]
["B2SubLAPSLAP_PGZP20269WORST DAY12","B2","SubLAP","SLAP_PGZP",2026,9,"WORST DAY","12",0.99200010299682617,1]
["B2SubLAPSLAP_PGZP20269WORST DAY13","B2","SubLAP","SLAP_PGZP",2026,9,"WORST DAY","13",0.991749107837677,1]
["B2SubLAPSLAP_PGZP20269WORST DAY14","B2","SubLAP","SLAP_PGZP",2026,9,"WORST DAY","14",0.99142920970916748,1]
["B2SubLAPSLAP_PGZP20269WORST DAY15","B2","SubLAP","SLAP_PGZP",2026,9,"WORST DAY","15",0.99108141660690308,1]
["B2SubLAPSLAP_PGZP20269WORST DAY16","B2","SubLAP","SLAP_PGZP",2026,9,"WORST DAY","16",0.9904632568359375,1]
["B2SubLAPSLAP_PGZP20269WORST DAY17","B2","SubLAP","SLAP_PGZP",2026,9,"WORST DAY","17",0.99086219072341919,0.99086219072341919]
["B2SubLAPSLAP_PGZP20269WORST DAY18","B2","SubLAP","SLAP_PGZP",2026,9,"WORST DAY","18",0.99087917804718018,0.99087917804718018]
["B2SubLAPSLAP_PGZP20269WORST DAY19","B2","SubLAP","SLAP_PGZP",2026,9,"WORST DAY","19",0.99139922857284546,0.99139922857284546]
["B2SubLAPSLAP_PGZP20269WORST DAY20","B2","SubLAP","SLAP_PGZP",2026,9,"WORST DAY","20",0.99123603105545044,0.99123603105545044]
["B2SubLAPSLAP_PGZP20269WORST DAY21","B2","SubLAP","SLAP_PGZP",2026,9,"WORST DAY","21",0.99206972122192383,0.99206972122192383]
["B2SubLAPSLAP_PGZP20269WORST DAY22","B2","SubLAP","SLAP_PGZP",2026,9,"WORST DAY","22",0.99291282892227173,1]
["B2SubLAPSLAP_PGZP20269WORST DAY23","B2","SubLAP","SLAP_PGZP",2026,9,"WORST DAY","23",0.99354392290115356,1]
["B2SubLAPSLAP_PGZP20269WORST DAY24","B2","SubLAP","SLAP_PGZP",2026,9,"WORST DAY","24",0.99478518962860107,1]
["B2SubLAPSLAP_PGZP202610WORST DAY01","B2","SubLAP","SLAP_PGZP",2026,10,"WORST DAY","01",1.0044585466384888,1]
["B2SubLAPSLAP_PGZP202610WORST DAY02","B2","SubLAP","SLAP_PGZP",2026,10,"WORST DAY","02",1.0044927597045898,1]
["B2SubLAPSLAP_PGZP202610WORST DAY03","B2","SubLAP","SLAP_PGZP",2026,10,"WORST DAY","03",1.0042527914047241,1]
["B2SubLAPSLAP_PGZP202610WORST DAY04","B2","SubLAP","SLAP_PGZP",2026,10,"WORST DAY","04",1.0046072006225586,1]
["B2SubLAPSLAP_PGZP202610WORST DAY05","B2","SubLAP","SLAP_PGZP",2026,10,"WORST DAY","05",1.004726767539978,1]
["B2SubLAPSLAP_PGZP202610WORST DAY06","B2","SubLAP","SLAP_PGZP",2026,10,"WORST DAY","06",1.0045533180236816,1]
["B2SubLAPSLAP_PGZP202610WORST DAY07","B2","SubLAP","SLAP_PGZP",2026,10,"WORST DAY","07",1.0039793252944946,1]
["B2SubLAPSLAP_PGZP202610WORST DAY08","B2","SubLAP","SLAP_PGZP",2026,10,"WORST DAY","08",1.004118800163269,1]
["B2SubLAPSLAP_PGZP202610WORST DAY09","B2","SubLAP","SLAP_PGZP",2026,10,"WORST DAY","09",1.0041748285293579,1]
["B2SubLAPSLAP_PGZP202610WORST DAY10","B2","SubLAP","SLAP_PGZP",2026,10,"WORST DAY","10",1.0030577182769775,1]
["B2SubLAPSLAP_PGZP202610WORST DAY11","B2","SubLAP","SLAP_PGZP",2026,10,"WORST DAY","11",1.002174973487854,1]
["B2SubLAPSLAP_PGZP202610WORST DAY12","B2","SubLAP","SLAP_PGZP",2026,10,"WORST DAY","12",1.0009208917617798,1]
["B2SubLAPSLAP_PGZP202610WORST DAY13","B2","SubLAP","SLAP_PGZP",2026,10,"WORST DAY","13",1.0010603666305542,1]
["B2SubLAPSLAP_PGZP202610WORST DAY14","B2","SubLAP","SLAP_PGZP",2026,10,"WORST DAY","14",1.0008351802825928,1]
["B2SubLAPSLAP_PGZP202610WORST DAY15","B2","SubLAP","SLAP_PGZP",2026,10,"WORST DAY","15",1.0009729862213135,1]
["B2SubLAPSLAP_PGZP202610WORST DAY16","B2","SubLAP","SLAP_PGZP",2026,10,"WORST DAY","16",1.0001875162124634,1]
["B2SubLAPSLAP_PGZP202610WORST DAY17","B2","SubLAP","SLAP_PGZP",2026,10,"WORST DAY","17",1.0007091760635376,1.0007091760635376]
["B2SubLAPSLAP_PGZP202610WORST DAY18","B2","SubLAP","SLAP_PGZP",2026,10,"WORST DAY","18",1.000643253326416,1.000643253326416]
["B2SubLAPSLAP_PGZP202610WORST DAY19","B2","SubLAP","SLAP_PGZP",2026,10,"WORST DAY","19",1.0013891458511353,1.0013891458511353]
["B2SubLAPSLAP_PGZP202610WORST DAY20","B2","SubLAP","SLAP_PGZP",2026,10,"WORST DAY","20",1.0019744634628296,1.0019744634628296]
["B2SubLAPSLAP_PGZP202610WORST DAY21","B2","SubLAP","SLAP_PGZP",2026,10,"WORST DAY","21",1.002710223197937,1.002710223197937]
["B2SubLAPSLAP_PGZP202610WORST DAY22","B2","SubLAP","SLAP_PGZP",2026,10,"WORST DAY","22",1.0031633377075195,1]
["B2SubLAPSLAP_PGZP202610WORST DAY23","B2","SubLAP","SLAP_PGZP",2026,10,"WORST DAY","23",1.0042740106582642,1]
["B2SubLAPSLAP_PGZP202610WORST DAY24","B2","SubLAP","SLAP_PGZP",2026,10,"WORST DAY","24",1.0049487352371216,1]
["B2SubLAPSLAP_PGZP202611WORST DAY01","B2","SubLAP","SLAP_PGZP",2026,11,"WORST DAY","01",0.99559485912322998,1]
["B2SubLAPSLAP_PGZP202611WORST DAY02","B2","SubLAP","SLAP_PGZP",2026,11,"WORST DAY","02",0.99568819999694824,1]
["B2SubLAPSLAP_PGZP202611WORST DAY03","B2","SubLAP","SLAP_PGZP",2026,11,"WORST DAY","03",0.99360060691833496,1]
["B2SubLAPSLAP_PGZP202611WORST DAY04","B2","SubLAP","SLAP_PGZP",2026,11,"WORST DAY","04",0.99419224262237549,1]
["B2SubLAPSLAP_PGZP202611WORST DAY05","B2","SubLAP","SLAP_PGZP",2026,11,"WORST DAY","05",0.99432569742202759,1]
["B2SubLAPSLAP_PGZP202611WORST DAY06","B2","SubLAP","SLAP_PGZP",2026,11,"WORST DAY","06",0.99360889196395874,1]
["B2SubLAPSLAP_PGZP202611WORST DAY07","B2","SubLAP","SLAP_PGZP",2026,11,"WORST DAY","07",0.99461382627487183,1]
["B2SubLAPSLAP_PGZP202611WORST DAY08","B2","SubLAP","SLAP_PGZP",2026,11,"WORST DAY","08",0.99432724714279175,1]
["B2SubLAPSLAP_PGZP202611WORST DAY09","B2","SubLAP","SLAP_PGZP",2026,11,"WORST DAY","09",0.99545156955718994,1]
["B2SubLAPSLAP_PGZP202611WORST DAY10","B2","SubLAP","SLAP_PGZP",2026,11,"WORST DAY","10",0.99408131837844849,1]
["B2SubLAPSLAP_PGZP202611WORST DAY11","B2","SubLAP","SLAP_PGZP",2026,11,"WORST DAY","11",0.99275124073028564,1]
["B2SubLAPSLAP_PGZP202611WORST DAY12","B2","SubLAP","SLAP_PGZP",2026,11,"WORST DAY","12",0.99086982011795044,1]
["B2SubLAPSLAP_PGZP202611WORST DAY13","B2","SubLAP","SLAP_PGZP",2026,11,"WORST DAY","13",0.99226528406143188,1]
["B2SubLAPSLAP_PGZP202611WORST DAY14","B2","SubLAP","SLAP_PGZP",2026,11,"WORST DAY","14",0.99308568239212036,1]
["B2SubLAPSLAP_PGZP202611WORST DAY15","B2","SubLAP","SLAP_PGZP",2026,11,"WORST DAY","15",0.99275827407836914,1]
["B2SubLAPSLAP_PGZP202611WORST DAY16","B2","SubLAP","SLAP_PGZP",2026,11,"WORST DAY","16",0.99057513475418091,1]
["B2SubLAPSLAP_PGZP202611WORST DAY17","B2","SubLAP","SLAP_PGZP",2026,11,"WORST DAY","17",0.98985075950622559,1]
["B2SubLAPSLAP_PGZP202611WORST DAY18","B2","SubLAP","SLAP_PGZP",2026,11,"WORST DAY","18",0.99186819791793823,1]
["B2SubLAPSLAP_PGZP202611WORST DAY19","B2","SubLAP","SLAP_PGZP",2026,11,"WORST DAY","19",0.98899662494659424,1]
["B2SubLAPSLAP_PGZP202611WORST DAY20","B2","SubLAP","SLAP_PGZP",2026,11,"WORST DAY","20",0.99033045768737793,1]
["B2SubLAPSLAP_PGZP202611WORST DAY21","B2","SubLAP","SLAP_PGZP",2026,11,"WORST DAY","21",0.99413543939590454,1]
["B2SubLAPSLAP_PGZP202611WORST DAY22","B2","SubLAP","SLAP_PGZP",2026,11,"WORST DAY","22",0.99510812759399414,1]
["B2SubLAPSLAP_PGZP202611WORST DAY23","B2","SubLAP","SLAP_PGZP",2026,11,"WORST DAY","23",0.99687039852142334,1]
["B2SubLAPSLAP_PGZP202611WORST DAY24","B2","SubLAP","SLAP_PGZP",2026,11,"WORST DAY","24",0.99914944171905518,1]
["B2SubLAPSLAP_PGZP202612WORST DAY01","B2","SubLAP","SLAP_PGZP",2026,12,"WORST DAY","01",0.99474728107452393,1]
["B2SubLAPSLAP_PGZP202612WORST DAY02","B2","SubLAP","SLAP_PGZP",2026,12,"WORST DAY","02",0.99483621120452881,1]
["B2SubLAPSLAP_PGZP202612WORST DAY03","B2","SubLAP","SLAP_PGZP",2026,12,"WORST DAY","03",0.99262666702270508,1]
["B2SubLAPSLAP_PGZP202612WORST DAY04","B2","SubLAP","SLAP_PGZP",2026,12,"WORST DAY","04",0.99331682920455933,1]
["B2SubLAPSLAP_PGZP202612WORST DAY05","B2","SubLAP","SLAP_PGZP",2026,12,"WORST DAY","05",0.99331080913543701,1]
["B2SubLAPSLAP_PGZP202612WORST DAY06","B2","SubLAP","SLAP_PGZP",2026,12,"WORST DAY","06",0.99246180057525635,1]
["B2SubLAPSLAP_PGZP202612WORST DAY07","B2","SubLAP","SLAP_PGZP",2026,12,"WORST DAY","07",0.99384349584579468,1]
["B2SubLAPSLAP_PGZP202612WORST DAY08","B2","SubLAP","SLAP_PGZP",2026,12,"WORST DAY","08",0.99347794055938721,1]
["B2SubLAPSLAP_PGZP202612WORST DAY09","B2","SubLAP","SLAP_PGZP",2026,12,"WORST DAY","09",0.99498939514160156,1]
["B2SubLAPSLAP_PGZP202612WORST DAY10","B2","SubLAP","SLAP_PGZP",2026,12,"WORST DAY","10",0.99401307106018066,1]
["B2SubLAPSLAP_PGZP202612WORST DAY11","B2","SubLAP","SLAP_PGZP",2026,12,"WORST DAY","11",0.99260640144348145,1]
["B2SubLAPSLAP_PGZP202612WORST DAY12","B2","SubLAP","SLAP_PGZP",2026,12,"WORST DAY","12",0.99054598808288574,1]
["B2SubLAPSLAP_PGZP202612WORST DAY13","B2","SubLAP","SLAP_PGZP",2026,12,"WORST DAY","13",0.99233901500701904,1]
["B2SubLAPSLAP_PGZP202612WORST DAY14","B2","SubLAP","SLAP_PGZP",2026,12,"WORST DAY","14",0.99331682920455933,1]
["B2SubLAPSLAP_PGZP202612WORST DAY15","B2","SubLAP","SLAP_PGZP",2026,12,"WORST DAY","15",0.99276125431060791,1]
["B2SubLAPSLAP_PGZP202612WORST DAY16","B2","SubLAP","SLAP_PGZP",2026,12,"WORST DAY","16",0.99027562141418457,1]
["B2SubLAPSLAP_PGZP202612WORST DAY17","B2","SubLAP","SLAP_PGZP",2026,12,"WORST DAY","17",0.98933655023574829,1]
["B2SubLAPSLAP_PGZP202612WORST DAY18","B2","SubLAP","SLAP_PGZP",2026,12,"WORST DAY","18",0.9915958046913147,1]
["B2SubLAPSLAP_PGZP202612WORST DAY19","B2","SubLAP","SLAP_PGZP",2026,12,"WORST DAY","19",0.98855698108673096,1]
["B2SubLAPSLAP_PGZP202612WORST DAY20","B2","SubLAP","SLAP_PGZP",2026,12,"WORST DAY","20",0.9901658296585083,1]
["B2SubLAPSLAP_PGZP202612WORST DAY21","B2","SubLAP","SLAP_PGZP",2026,12,"WORST DAY","21",0.99407267570495605,1]
["B2SubLAPSLAP_PGZP202612WORST DAY22","B2","SubLAP","SLAP_PGZP",2026,12,"WORST DAY","22",0.99496680498123169,1]
["B2SubLAPSLAP_PGZP202612WORST DAY23","B2","SubLAP","SLAP_PGZP",2026,12,"WORST DAY","23",0.9966619610786438,1]
["B2SubLAPSLAP_PGZP202612WORST DAY24","B2","SubLAP","SLAP_PGZP",2026,12,"WORST DAY","24",0.99882274866104126,1]
["B2SubLAPSLAP_PGZP20271WORST DAY01","B2","SubLAP","SLAP_PGZP",2027,1,"WORST DAY","01",1,1]
["B2SubLAPSLAP_PGZP20271WORST DAY02","B2","SubLAP","SLAP_PGZP",2027,1,"WORST DAY","02",1,1]
["B2SubLAPSLAP_PGZP20271WORST DAY03","B2","SubLAP","SLAP_PGZP",2027,1,"WORST DAY","03",1,1]
["B2SubLAPSLAP_PGZP20271WORST DAY04","B2","SubLAP","SLAP_PGZP",2027,1,"WORST DAY","04",1,1]
["B2SubLAPSLAP_PGZP20271WORST DAY05","B2","SubLAP","SLAP_PGZP",2027,1,"WORST DAY","05",1,1]
["B2SubLAPSLAP_PGZP20271WORST DAY06","B2","SubLAP","SLAP_PGZP",2027,1,"WORST DAY","06",1,1]
["B2SubLAPSLAP_PGZP20271WORST DAY07","B2","SubLAP","SLAP_PGZP",2027,1,"WORST DAY","07",1,1]
["B2SubLAPSLAP_PGZP20271WORST DAY08","B2","SubLAP","SLAP_PGZP",2027,1,"WORST DAY","08",1,1]
["B2SubLAPSLAP_PGZP20271WORST DAY09","B2","SubLAP","SLAP_PGZP",2027,1,"WORST DAY","09",1,1]
["B2SubLAPSLAP_PGZP20271WORST DAY10","B2","SubLAP","SLAP_PGZP",2027,1,"WORST DAY","10",1,1]
["B2SubLAPSLAP_PGZP20271WORST DAY11","B2","SubLAP","SLAP_PGZP",2027,1,"WORST DAY","11",1,1]
["B2SubLAPSLAP_PGZP20271WORST DAY12","B2","SubLAP","SLAP_PGZP",2027,1,"WORST DAY","12",1,1]
["B2SubLAPSLAP_PGZP20271WORST DAY13","B2","SubLAP","SLAP_PGZP",2027,1,"WORST DAY","13",1,1]
["B2SubLAPSLAP_PGZP20271WORST DAY14","B2","SubLAP","SLAP_PGZP",2027,1,"WORST DAY","14",1,1]
["B2SubLAPSLAP_PGZP20271WORST DAY15","B2","SubLAP","SLAP_PGZP",2027,1,"WORST DAY","15",1,1]
["B2SubLAPSLAP_PGZP20271WORST DAY16","B2","SubLAP","SLAP_PGZP",2027,1,"WORST DAY","16",1,1]
["B2SubLAPSLAP_PGZP20271WORST DAY17","B2","SubLAP","SLAP_PGZP",2027,1,"WORST DAY","17",1,1]
["B2SubLAPSLAP_PGZP20271WORST DAY18","B2","SubLAP","SLAP_PGZP",2027,1,"WORST DAY","18",1,1]
["B2SubLAPSLAP_PGZP20271WORST DAY19","B2","SubLAP","SLAP_PGZP",2027,1,"WORST DAY","19",1,1]
["B2SubLAPSLAP_PGZP20271WORST DAY20","B2","SubLAP","SLAP_PGZP",2027,1,"WORST DAY","20",1,1]
["B2SubLAPSLAP_PGZP20271WORST DAY21","B2","SubLAP","SLAP_PGZP",2027,1,"WORST DAY","21",1,1]
["B2SubLAPSLAP_PGZP20271WORST DAY22","B2","SubLAP","SLAP_PGZP",2027,1,"WORST DAY","22",1,1]
["B2SubLAPSLAP_PGZP20271WORST DAY23","B2","SubLAP","SLAP_PGZP",2027,1,"WORST DAY","23",1,1]
["B2SubLAPSLAP_PGZP20271WORST DAY24","B2","SubLAP","SLAP_PGZP",2027,1,"WORST DAY","24",1,1]
["B2SubLAPSLAP_PGZP20272WORST DAY01","B2","SubLAP","SLAP_PGZP",2027,2,"WORST DAY","01",1,1]
["B2SubLAPSLAP_PGZP20272WORST DAY02","B2","SubLAP","SLAP_PGZP",2027,2,"WORST DAY","02",1,1]
["B2SubLAPSLAP_PGZP20272WORST DAY03","B2","SubLAP","SLAP_PGZP",2027,2,"WORST DAY","03",1,1]
["B2SubLAPSLAP_PGZP20272WORST DAY04","B2","SubLAP","SLAP_PGZP",2027,2,"WORST DAY","04",1,1]
["B2SubLAPSLAP_PGZP20272WORST DAY05","B2","SubLAP","SLAP_PGZP",2027,2,"WORST DAY","05",1,1]
["B2SubLAPSLAP_PGZP20272WORST DAY06","B2","SubLAP","SLAP_PGZP",2027,2,"WORST DAY","06",1,1]
["B2SubLAPSLAP_PGZP20272WORST DAY07","B2","SubLAP","SLAP_PGZP",2027,2,"WORST DAY","07",1,1]
["B2SubLAPSLAP_PGZP20272WORST DAY08","B2","SubLAP","SLAP_PGZP",2027,2,"WORST DAY","08",1,1]
["B2SubLAPSLAP_PGZP20272WORST DAY09","B2","SubLAP","SLAP_PGZP",2027,2,"WORST DAY","09",1,1]
["B2SubLAPSLAP_PGZP20272WORST DAY10","B2","SubLAP","SLAP_PGZP",2027,2,"WORST DAY","10",1,1]
["B2SubLAPSLAP_PGZP20272WORST DAY11","B2","SubLAP","SLAP_PGZP",2027,2,"WORST DAY","11",1,1]
["B2SubLAPSLAP_PGZP20272WORST DAY12","B2","SubLAP","SLAP_PGZP",2027,2,"WORST DAY","12",1,1]
["B2SubLAPSLAP_PGZP20272WORST DAY13","B2","SubLAP","SLAP_PGZP",2027,2,"WORST DAY","13",1,1]
["B2SubLAPSLAP_PGZP20272WORST DAY14","B2","SubLAP","SLAP_PGZP",2027,2,"WORST DAY","14",1,1]
["B2SubLAPSLAP_PGZP20272WORST DAY15","B2","SubLAP","SLAP_PGZP",2027,2,"WORST DAY","15",1,1]
["B2SubLAPSLAP_PGZP20272WORST DAY16","B2","SubLAP","SLAP_PGZP",2027,2,"WORST DAY","16",1,1]
["B2SubLAPSLAP_PGZP20272WORST DAY17","B2","SubLAP","SLAP_PGZP",2027,2,"WORST DAY","17",1,1]
["B2SubLAPSLAP_PGZP20272WORST DAY18","B2","SubLAP","SLAP_PGZP",2027,2,"WORST DAY","18",1,1]
["B2SubLAPSLAP_PGZP20272WORST DAY19","B2","SubLAP","SLAP_PGZP",2027,2,"WORST DAY","19",1,1]
["B2SubLAPSLAP_PGZP20272WORST DAY20","B2","SubLAP","SLAP_PGZP",2027,2,"WORST DAY","20",1,1]
["B2SubLAPSLAP_PGZP20272WORST DAY21","B2","SubLAP","SLAP_PGZP",2027,2,"WORST DAY","21",1,1]
["B2SubLAPSLAP_PGZP20272WORST DAY22","B2","SubLAP","SLAP_PGZP",2027,2,"WORST DAY","22",1,1]
["B2SubLAPSLAP_PGZP20272WORST DAY23","B2","SubLAP","SLAP_PGZP",2027,2,"WORST DAY","23",1,1]
["B2SubLAPSLAP_PGZP20272WORST DAY24","B2","SubLAP","SLAP_PGZP",2027,2,"WORST DAY","24",1,1]
["B2SubLAPSLAP_PGZP20273WORST DAY01","B2","SubLAP","SLAP_PGZP",2027,3,"WORST DAY","01",1,1]
["B2SubLAPSLAP_PGZP20273WORST DAY02","B2","SubLAP","SLAP_PGZP",2027,3,"WORST DAY","02",1,1]
["B2SubLAPSLAP_PGZP20273WORST DAY03","B2","SubLAP","SLAP_PGZP",2027,3,"WORST DAY","03",1,1]
["B2SubLAPSLAP_PGZP20273WORST DAY04","B2","SubLAP","SLAP_PGZP",2027,3,"WORST DAY","04",1,1]
["B2SubLAPSLAP_PGZP20273WORST DAY05","B2","SubLAP","SLAP_PGZP",2027,3,"WORST DAY","05",1,1]
["B2SubLAPSLAP_PGZP20273WORST DAY06","B2","SubLAP","SLAP_PGZP",2027,3,"WORST DAY","06",1,1]
["B2SubLAPSLAP_PGZP20273WORST DAY07","B2","SubLAP","SLAP_PGZP",2027,3,"WORST DAY","07",1,1]
["B2SubLAPSLAP_PGZP20273WORST DAY08","B2","SubLAP","SLAP_PGZP",2027,3,"WORST DAY","08",1,1]
["B2SubLAPSLAP_PGZP20273WORST DAY09","B2","SubLAP","SLAP_PGZP",2027,3,"WORST DAY","09",1,1]
["B2SubLAPSLAP_PGZP20273WORST DAY10","B2","SubLAP","SLAP_PGZP",2027,3,"WORST DAY","10",1,1]
["B2SubLAPSLAP_PGZP20273WORST DAY11","B2","SubLAP","SLAP_PGZP",2027,3,"WORST DAY","11",1,1]
["B2SubLAPSLAP_PGZP20273WORST DAY12","B2","SubLAP","SLAP_PGZP",2027,3,"WORST DAY","12",1,1]
["B2SubLAPSLAP_PGZP20273WORST DAY13","B2","SubLAP","SLAP_PGZP",2027,3,"WORST DAY","13",1,1]
["B2SubLAPSLAP_PGZP20273WORST DAY14","B2","SubLAP","SLAP_PGZP",2027,3,"WORST DAY","14",1,1]
["B2SubLAPSLAP_PGZP20273WORST DAY15","B2","SubLAP","SLAP_PGZP",2027,3,"WORST DAY","15",1,1]
["B2SubLAPSLAP_PGZP20273WORST DAY16","B2","SubLAP","SLAP_PGZP",2027,3,"WORST DAY","16",1,1]
["B2SubLAPSLAP_PGZP20273WORST DAY17","B2","SubLAP","SLAP_PGZP",2027,3,"WORST DAY","17",1,1]
["B2SubLAPSLAP_PGZP20273WORST DAY18","B2","SubLAP","SLAP_PGZP",2027,3,"WORST DAY","18",1,1]
["B2SubLAPSLAP_PGZP20273WORST DAY19","B2","SubLAP","SLAP_PGZP",2027,3,"WORST DAY","19",1,1]
["B2SubLAPSLAP_PGZP20273WORST DAY20","B2","SubLAP","SLAP_PGZP",2027,3,"WORST DAY","20",1,1]
["B2SubLAPSLAP_PGZP20273WORST DAY21","B2","SubLAP","SLAP_PGZP",2027,3,"WORST DAY","21",1,1]
["B2SubLAPSLAP_PGZP20273WORST DAY22","B2","SubLAP","SLAP_PGZP",2027,3,"WORST DAY","22",1,1]
["B2SubLAPSLAP_PGZP20273WORST DAY23","B2","SubLAP","SLAP_PGZP",2027,3,"WORST DAY","23",1,1]
["B2SubLAPSLAP_PGZP20273WORST DAY24","B2","SubLAP","SLAP_PGZP",2027,3,"WORST DAY","24",1,1]
["B2SubLAPSLAP_PGZP20274WORST DAY01","B2","SubLAP","SLAP_PGZP",2027,4,"WORST DAY","01",1,1]
["B2SubLAPSLAP_PGZP20274WORST DAY02","B2","SubLAP","SLAP_PGZP",2027,4,"WORST DAY","02",1,1]
["B2SubLAPSLAP_PGZP20274WORST DAY03","B2","SubLAP","SLAP_PGZP",2027,4,"WORST DAY","03",1,1]
["B2SubLAPSLAP_PGZP20274WORST DAY04","B2","SubLAP","SLAP_PGZP",2027,4,"WORST DAY","04",1,1]
["B2SubLAPSLAP_PGZP20274WORST DAY05","B2","SubLAP","SLAP_PGZP",2027,4,"WORST DAY","05",1,1]
["B2SubLAPSLAP_PGZP20274WORST DAY06","B2","SubLAP","SLAP_PGZP",2027,4,"WORST DAY","06",1,1]
["B2SubLAPSLAP_PGZP20274WORST DAY07","B2","SubLAP","SLAP_PGZP",2027,4,"WORST DAY","07",1,1]
["B2SubLAPSLAP_PGZP20274WORST DAY08","B2","SubLAP","SLAP_PGZP",2027,4,"WORST DAY","08",1,1]
["B2SubLAPSLAP_PGZP20274WORST DAY09","B2","SubLAP","SLAP_PGZP",2027,4,"WORST DAY","09",1,1]
["B2SubLAPSLAP_PGZP20274WORST DAY10","B2","SubLAP","SLAP_PGZP",2027,4,"WORST DAY","10",1,1]
["B2SubLAPSLAP_PGZP20274WORST DAY11","B2","SubLAP","SLAP_PGZP",2027,4,"WORST DAY","11",1,1]
["B2SubLAPSLAP_PGZP20274WORST DAY12","B2","SubLAP","SLAP_PGZP",2027,4,"WORST DAY","12",1,1]
["B2SubLAPSLAP_PGZP20274WORST DAY13","B2","SubLAP","SLAP_PGZP",2027,4,"WORST DAY","13",1,1]
["B2SubLAPSLAP_PGZP20274WORST DAY14","B2","SubLAP","SLAP_PGZP",2027,4,"WORST DAY","14",1,1]
["B2SubLAPSLAP_PGZP20274WORST DAY15","B2","SubLAP","SLAP_PGZP",2027,4,"WORST DAY","15",1,1]
["B2SubLAPSLAP_PGZP20274WORST DAY16","B2","SubLAP","SLAP_PGZP",2027,4,"WORST DAY","16",1,1]
["B2SubLAPSLAP_PGZP20274WORST DAY17","B2","SubLAP","SLAP_PGZP",2027,4,"WORST DAY","17",1,1]
["B2SubLAPSLAP_PGZP20274WORST DAY18","B2","SubLAP","SLAP_PGZP",2027,4,"WORST DAY","18",1,1]
["B2SubLAPSLAP_PGZP20274WORST DAY19","B2","SubLAP","SLAP_PGZP",2027,4,"WORST DAY","19",1,1]
["B2SubLAPSLAP_PGZP20274WORST DAY20","B2","SubLAP","SLAP_PGZP",2027,4,"WORST DAY","20",1,1]
["B2SubLAPSLAP_PGZP20274WORST DAY21","B2","SubLAP","SLAP_PGZP",2027,4,"WORST DAY","21",1,1]
["B2SubLAPSLAP_PGZP20274WORST DAY22","B2","SubLAP","SLAP_PGZP",2027,4,"WORST DAY","22",1,1]
["B2SubLAPSLAP_PGZP20274WORST DAY23","B2","SubLAP","SLAP_PGZP",2027,4,"WORST DAY","23",1,1]
["B2SubLAPSLAP_PGZP20274WORST DAY24","B2","SubLAP","SLAP_PGZP",2027,4,"WORST DAY","24",1,1]
["B2SubLAPSLAP_PGZP20275WORST DAY01","B2","SubLAP","SLAP_PGZP",2027,5,"WORST DAY","01",1,1]
["B2SubLAPSLAP_PGZP20275WORST DAY02","B2","SubLAP","SLAP_PGZP",2027,5,"WORST DAY","02",1,1]
["B2SubLAPSLAP_PGZP20275WORST DAY03","B2","SubLAP","SLAP_PGZP",2027,5,"WORST DAY","03",1,1]
["B2SubLAPSLAP_PGZP20275WORST DAY04","B2","SubLAP","SLAP_PGZP",2027,5,"WORST DAY","04",1,1]
["B2SubLAPSLAP_PGZP20275WORST DAY05","B2","SubLAP","SLAP_PGZP",2027,5,"WORST DAY","05",1,1]
["B2SubLAPSLAP_PGZP20275WORST DAY06","B2","SubLAP","SLAP_PGZP",2027,5,"WORST DAY","06",1,1]
["B2SubLAPSLAP_PGZP20275WORST DAY07","B2","SubLAP","SLAP_PGZP",2027,5,"WORST DAY","07",1,1]
["B2SubLAPSLAP_PGZP20275WORST DAY08","B2","SubLAP","SLAP_PGZP",2027,5,"WORST DAY","08",1,1]
["B2SubLAPSLAP_PGZP20275WORST DAY09","B2","SubLAP","SLAP_PGZP",2027,5,"WORST DAY","09",1,1]
["B2SubLAPSLAP_PGZP20275WORST DAY10","B2","SubLAP","SLAP_PGZP",2027,5,"WORST DAY","10",1,1]
["B2SubLAPSLAP_PGZP20275WORST DAY11","B2","SubLAP","SLAP_PGZP",2027,5,"WORST DAY","11",1,1]
["B2SubLAPSLAP_PGZP20275WORST DAY12","B2","SubLAP","SLAP_PGZP",2027,5,"WORST DAY","12",1,1]
["B2SubLAPSLAP_PGZP20275WORST DAY13","B2","SubLAP","SLAP_PGZP",2027,5,"WORST DAY","13",1,1]
["B2SubLAPSLAP_PGZP20275WORST DAY14","B2","SubLAP","SLAP_PGZP",2027,5,"WORST DAY","14",1,1]
["B2SubLAPSLAP_PGZP20275WORST DAY15","B2","SubLAP","SLAP_PGZP",2027,5,"WORST DAY","15",1,1]
["B2SubLAPSLAP_PGZP20275WORST DAY16","B2","SubLAP","SLAP_PGZP",2027,5,"WORST DAY","16",1,1]
["B2SubLAPSLAP_PGZP20275WORST DAY17","B2","SubLAP","SLAP_PGZP",2027,5,"WORST DAY","17",1,1]
["B2SubLAPSLAP_PGZP20275WORST DAY18","B2","SubLAP","SLAP_PGZP",2027,5,"WORST DAY","18",1,1]
["B2SubLAPSLAP_PGZP20275WORST DAY19","B2","SubLAP","SLAP_PGZP",2027,5,"WORST DAY","19",1,1]
["B2SubLAPSLAP_PGZP20275WORST DAY20","B2","SubLAP","SLAP_PGZP",2027,5,"WORST DAY","20",1,1]
["B2SubLAPSLAP_PGZP20275WORST DAY21","B2","SubLAP","SLAP_PGZP",2027,5,"WORST DAY","21",1,1]
["B2SubLAPSLAP_PGZP20275WORST DAY22","B2","SubLAP","SLAP_PGZP",2027,5,"WORST DAY","22",1,1]
["B2SubLAPSLAP_PGZP20275WORST DAY23","B2","SubLAP","SLAP_PGZP",2027,5,"WORST DAY","23",1,1]
["B2SubLAPSLAP_PGZP20275WORST DAY24","B2","SubLAP","SLAP_PGZP",2027,5,"WORST DAY","24",1,1]
["B2SubLAPSLAP_PGZP20276WORST DAY01","B2","SubLAP","SLAP_PGZP",2027,6,"WORST DAY","01",0.99397391080856323,1]
["B2SubLAPSLAP_PGZP20276WORST DAY02","B2","SubLAP","SLAP_PGZP",2027,6,"WORST DAY","02",0.99370735883712769,1]
["B2SubLAPSLAP_PGZP20276WORST DAY03","B2","SubLAP","SLAP_PGZP",2027,6,"WORST DAY","03",0.99440759420394897,1]
["B2SubLAPSLAP_PGZP20276WORST DAY04","B2","SubLAP","SLAP_PGZP",2027,6,"WORST DAY","04",0.9946327805519104,1]
["B2SubLAPSLAP_PGZP20276WORST DAY05","B2","SubLAP","SLAP_PGZP",2027,6,"WORST DAY","05",0.99488872289657593,1]
["B2SubLAPSLAP_PGZP20276WORST DAY06","B2","SubLAP","SLAP_PGZP",2027,6,"WORST DAY","06",0.9960981011390686,1]
["B2SubLAPSLAP_PGZP20276WORST DAY07","B2","SubLAP","SLAP_PGZP",2027,6,"WORST DAY","07",0.99743211269378662,1]
["B2SubLAPSLAP_PGZP20276WORST DAY08","B2","SubLAP","SLAP_PGZP",2027,6,"WORST DAY","08",0.99706387519836426,1]
["B2SubLAPSLAP_PGZP20276WORST DAY09","B2","SubLAP","SLAP_PGZP",2027,6,"WORST DAY","09",0.99734872579574585,1]
["B2SubLAPSLAP_PGZP20276WORST DAY10","B2","SubLAP","SLAP_PGZP",2027,6,"WORST DAY","10",1.0000110864639282,1]
["B2SubLAPSLAP_PGZP20276WORST DAY11","B2","SubLAP","SLAP_PGZP",2027,6,"WORST DAY","11",1.0023671388626099,1]
["B2SubLAPSLAP_PGZP20276WORST DAY12","B2","SubLAP","SLAP_PGZP",2027,6,"WORST DAY","12",1.0055248737335205,1]
["B2SubLAPSLAP_PGZP20276WORST DAY13","B2","SubLAP","SLAP_PGZP",2027,6,"WORST DAY","13",1.0058968067169189,1]
["B2SubLAPSLAP_PGZP20276WORST DAY14","B2","SubLAP","SLAP_PGZP",2027,6,"WORST DAY","14",1.0068620443344116,1]
["B2SubLAPSLAP_PGZP20276WORST DAY15","B2","SubLAP","SLAP_PGZP",2027,6,"WORST DAY","15",1.0071988105773926,1]
["B2SubLAPSLAP_PGZP20276WORST DAY16","B2","SubLAP","SLAP_PGZP",2027,6,"WORST DAY","16",1.0084661245346069,1]
["B2SubLAPSLAP_PGZP20276WORST DAY17","B2","SubLAP","SLAP_PGZP",2027,6,"WORST DAY","17",1.0072637796401978,1.0072637796401978]
["B2SubLAPSLAP_PGZP20276WORST DAY18","B2","SubLAP","SLAP_PGZP",2027,6,"WORST DAY","18",1.0079277753829956,1.0079277753829956]
["B2SubLAPSLAP_PGZP20276WORST DAY19","B2","SubLAP","SLAP_PGZP",2027,6,"WORST DAY","19",1.0052012205123901,1.0052012205123901]
["B2SubLAPSLAP_PGZP20276WORST DAY20","B2","SubLAP","SLAP_PGZP",2027,6,"WORST DAY","20",1.0046693086624146,1.0046693086624146]
["B2SubLAPSLAP_PGZP20276WORST DAY21","B2","SubLAP","SLAP_PGZP",2027,6,"WORST DAY","21",1.0037671327590942,1.0037671327590942]
["B2SubLAPSLAP_PGZP20276WORST DAY22","B2","SubLAP","SLAP_PGZP",2027,6,"WORST DAY","22",1.0022592544555664,1]
["B2SubLAPSLAP_PGZP20276WORST DAY23","B2","SubLAP","SLAP_PGZP",2027,6,"WORST DAY","23",1.0004714727401733,1]
["B2SubLAPSLAP_PGZP20276WORST DAY24","B2","SubLAP","SLAP_PGZP",2027,6,"WORST DAY","24",0.99879223108291626,1]
["B2SubLAPSLAP_PGZP20277WORST DAY01","B2","SubLAP","SLAP_PGZP",2027,7,"WORST DAY","01",0.99495774507522583,1]
["B2SubLAPSLAP_PGZP20277WORST DAY02","B2","SubLAP","SLAP_PGZP",2027,7,"WORST DAY","02",0.99456924200057983,1]
["B2SubLAPSLAP_PGZP20277WORST DAY03","B2","SubLAP","SLAP_PGZP",2027,7,"WORST DAY","03",0.99597471952438354,1]
["B2SubLAPSLAP_PGZP20277WORST DAY04","B2","SubLAP","SLAP_PGZP",2027,7,"WORST DAY","04",0.9967799186706543,1]
["B2SubLAPSLAP_PGZP20277WORST DAY05","B2","SubLAP","SLAP_PGZP",2027,7,"WORST DAY","05",0.99724048376083374,1]
["B2SubLAPSLAP_PGZP20277WORST DAY06","B2","SubLAP","SLAP_PGZP",2027,7,"WORST DAY","06",0.99907684326171875,1]
["B2SubLAPSLAP_PGZP20277WORST DAY07","B2","SubLAP","SLAP_PGZP",2027,7,"WORST DAY","07",0.99981439113616943,1]
["B2SubLAPSLAP_PGZP20277WORST DAY08","B2","SubLAP","SLAP_PGZP",2027,7,"WORST DAY","08",1.0000178813934326,1]
["B2SubLAPSLAP_PGZP20277WORST DAY09","B2","SubLAP","SLAP_PGZP",2027,7,"WORST DAY","09",1.0004889965057373,1]
["B2SubLAPSLAP_PGZP20277WORST DAY10","B2","SubLAP","SLAP_PGZP",2027,7,"WORST DAY","10",1.0032572746276855,1]
["B2SubLAPSLAP_PGZP20277WORST DAY11","B2","SubLAP","SLAP_PGZP",2027,7,"WORST DAY","11",1.005851149559021,1]
["B2SubLAPSLAP_PGZP20277WORST DAY12","B2","SubLAP","SLAP_PGZP",2027,7,"WORST DAY","12",1.0086854696273804,1]
["B2SubLAPSLAP_PGZP20277WORST DAY13","B2","SubLAP","SLAP_PGZP",2027,7,"WORST DAY","13",1.0095999240875244,1]
["B2SubLAPSLAP_PGZP20277WORST DAY14","B2","SubLAP","SLAP_PGZP",2027,7,"WORST DAY","14",1.0105338096618652,1]
["B2SubLAPSLAP_PGZP20277WORST DAY15","B2","SubLAP","SLAP_PGZP",2027,7,"WORST DAY","15",1.0114548206329346,1]
["B2SubLAPSLAP_PGZP20277WORST DAY16","B2","SubLAP","SLAP_PGZP",2027,7,"WORST DAY","16",1.0123627185821533,1]
["B2SubLAPSLAP_PGZP20277WORST DAY17","B2","SubLAP","SLAP_PGZP",2027,7,"WORST DAY","17",1.0116481781005859,1.0116481781005859]
["B2SubLAPSLAP_PGZP20277WORST DAY18","B2","SubLAP","SLAP_PGZP",2027,7,"WORST DAY","18",1.0116323232650757,1.0116323232650757]
["B2SubLAPSLAP_PGZP20277WORST DAY19","B2","SubLAP","SLAP_PGZP",2027,7,"WORST DAY","19",1.0101174116134644,1.0101174116134644]
["B2SubLAPSLAP_PGZP20277WORST DAY20","B2","SubLAP","SLAP_PGZP",2027,7,"WORST DAY","20",1.0103001594543457,1.0103001594543457]
["B2SubLAPSLAP_PGZP20277WORST DAY21","B2","SubLAP","SLAP_PGZP",2027,7,"WORST DAY","21",1.0089213848114014,1.0089213848114014]
["B2SubLAPSLAP_PGZP20277WORST DAY22","B2","SubLAP","SLAP_PGZP",2027,7,"WORST DAY","22",1.0071340799331665,1]
["B2SubLAPSLAP_PGZP20277WORST DAY23","B2","SubLAP","SLAP_PGZP",2027,7,"WORST DAY","23",1.0059854984283447,1]
["B2SubLAPSLAP_PGZP20277WORST DAY24","B2","SubLAP","SLAP_PGZP",2027,7,"WORST DAY","24",1.0036554336547852,1]
["B2SubLAPSLAP_PGZP20278WORST DAY01","B2","SubLAP","SLAP_PGZP",2027,8,"WORST DAY","01",1.0011787414550781,1]
["B2SubLAPSLAP_PGZP20278WORST DAY02","B2","SubLAP","SLAP_PGZP",2027,8,"WORST DAY","02",1.0013912916183472,1]
["B2SubLAPSLAP_PGZP20278WORST DAY03","B2","SubLAP","SLAP_PGZP",2027,8,"WORST DAY","03",1.0006890296936035,1]
["B2SubLAPSLAP_PGZP20278WORST DAY04","B2","SubLAP","SLAP_PGZP",2027,8,"WORST DAY","04",1.0003427267074585,1]
["B2SubLAPSLAP_PGZP20278WORST DAY05","B2","SubLAP","SLAP_PGZP",2027,8,"WORST DAY","05",1.0002210140228271,1]
["B2SubLAPSLAP_PGZP20278WORST DAY06","B2","SubLAP","SLAP_PGZP",2027,8,"WORST DAY","06",0.99934870004653931,1]
["B2SubLAPSLAP_PGZP20278WORST DAY07","B2","SubLAP","SLAP_PGZP",2027,8,"WORST DAY","07",0.99903476238250732,1]
["B2SubLAPSLAP_PGZP20278WORST DAY08","B2","SubLAP","SLAP_PGZP",2027,8,"WORST DAY","08",0.9989016056060791,1]
["B2SubLAPSLAP_PGZP20278WORST DAY09","B2","SubLAP","SLAP_PGZP",2027,8,"WORST DAY","09",0.99869954586029053,1]
["B2SubLAPSLAP_PGZP20278WORST DAY10","B2","SubLAP","SLAP_PGZP",2027,8,"WORST DAY","10",0.99734830856323242,1]
["B2SubLAPSLAP_PGZP20278WORST DAY11","B2","SubLAP","SLAP_PGZP",2027,8,"WORST DAY","11",0.99618446826934814,1]
["B2SubLAPSLAP_PGZP20278WORST DAY12","B2","SubLAP","SLAP_PGZP",2027,8,"WORST DAY","12",0.99489009380340576,1]
["B2SubLAPSLAP_PGZP20278WORST DAY13","B2","SubLAP","SLAP_PGZP",2027,8,"WORST DAY","13",0.99453181028366089,1]
["B2SubLAPSLAP_PGZP20278WORST DAY14","B2","SubLAP","SLAP_PGZP",2027,8,"WORST DAY","14",0.99416327476501465,1]
["B2SubLAPSLAP_PGZP20278WORST DAY15","B2","SubLAP","SLAP_PGZP",2027,8,"WORST DAY","15",0.99380093812942505,1]
["B2SubLAPSLAP_PGZP20278WORST DAY16","B2","SubLAP","SLAP_PGZP",2027,8,"WORST DAY","16",0.9933127760887146,1]
["B2SubLAPSLAP_PGZP20278WORST DAY17","B2","SubLAP","SLAP_PGZP",2027,8,"WORST DAY","17",0.99370002746582031,0.99370002746582031]
["B2SubLAPSLAP_PGZP20278WORST DAY18","B2","SubLAP","SLAP_PGZP",2027,8,"WORST DAY","18",0.99372464418411255,0.99372464418411255]
["B2SubLAPSLAP_PGZP20278WORST DAY19","B2","SubLAP","SLAP_PGZP",2027,8,"WORST DAY","19",0.99428057670593262,0.99428057670593262]
["B2SubLAPSLAP_PGZP20278WORST DAY20","B2","SubLAP","SLAP_PGZP",2027,8,"WORST DAY","20",0.99411159753799438,0.99411165714263916]
["B2SubLAPSLAP_PGZP20278WORST DAY21","B2","SubLAP","SLAP_PGZP",2027,8,"WORST DAY","21",0.99480962753295898,0.99480962753295898]
["B2SubLAPSLAP_PGZP20278WORST DAY22","B2","SubLAP","SLAP_PGZP",2027,8,"WORST DAY","22",0.9955865740776062,1]
["B2SubLAPSLAP_PGZP20278WORST DAY23","B2","SubLAP","SLAP_PGZP",2027,8,"WORST DAY","23",0.99612897634506226,1]
["B2SubLAPSLAP_PGZP20278WORST DAY24","B2","SubLAP","SLAP_PGZP",2027,8,"WORST DAY","24",0.99726283550262451,1]
["B2SubLAPSLAP_PGZP20279WORST DAY01","B2","SubLAP","SLAP_PGZP",2027,9,"WORST DAY","01",0.99854165315628052,1]
["B2SubLAPSLAP_PGZP20279WORST DAY02","B2","SubLAP","SLAP_PGZP",2027,9,"WORST DAY","02",0.99877786636352539,1]
["B2SubLAPSLAP_PGZP20279WORST DAY03","B2","SubLAP","SLAP_PGZP",2027,9,"WORST DAY","03",0.99801731109619141,1]
["B2SubLAPSLAP_PGZP20279WORST DAY04","B2","SubLAP","SLAP_PGZP",2027,9,"WORST DAY","04",0.9976457953453064,1]
["B2SubLAPSLAP_PGZP20279WORST DAY05","B2","SubLAP","SLAP_PGZP",2027,9,"WORST DAY","05",0.99753135442733765,1]
["B2SubLAPSLAP_PGZP20279WORST DAY06","B2","SubLAP","SLAP_PGZP",2027,9,"WORST DAY","06",0.99661219120025635,1]
["B2SubLAPSLAP_PGZP20279WORST DAY07","B2","SubLAP","SLAP_PGZP",2027,9,"WORST DAY","07",0.99629670381546021,1]
["B2SubLAPSLAP_PGZP20279WORST DAY08","B2","SubLAP","SLAP_PGZP",2027,9,"WORST DAY","08",0.99623894691467285,1]
["B2SubLAPSLAP_PGZP20279WORST DAY09","B2","SubLAP","SLAP_PGZP",2027,9,"WORST DAY","09",0.99607175588607788,1]
["B2SubLAPSLAP_PGZP20279WORST DAY10","B2","SubLAP","SLAP_PGZP",2027,9,"WORST DAY","10",0.99462556838989258,1]
["B2SubLAPSLAP_PGZP20279WORST DAY11","B2","SubLAP","SLAP_PGZP",2027,9,"WORST DAY","11",0.99343365430831909,1]
["B2SubLAPSLAP_PGZP20279WORST DAY12","B2","SubLAP","SLAP_PGZP",2027,9,"WORST DAY","12",0.99200010299682617,1]
["B2SubLAPSLAP_PGZP20279WORST DAY13","B2","SubLAP","SLAP_PGZP",2027,9,"WORST DAY","13",0.991749107837677,1]
["B2SubLAPSLAP_PGZP20279WORST DAY14","B2","SubLAP","SLAP_PGZP",2027,9,"WORST DAY","14",0.99142920970916748,1]
["B2SubLAPSLAP_PGZP20279WORST DAY15","B2","SubLAP","SLAP_PGZP",2027,9,"WORST DAY","15",0.99108141660690308,1]
["B2SubLAPSLAP_PGZP20279WORST DAY16","B2","SubLAP","SLAP_PGZP",2027,9,"WORST DAY","16",0.9904632568359375,1]
["B2SubLAPSLAP_PGZP20279WORST DAY17","B2","SubLAP","SLAP_PGZP",2027,9,"WORST DAY","17",0.99086219072341919,0.99086219072341919]
["B2SubLAPSLAP_PGZP20279WORST DAY18","B2","SubLAP","SLAP_PGZP",2027,9,"WORST DAY","18",0.99087917804718018,0.99087917804718018]
["B2SubLAPSLAP_PGZP20279WORST DAY19","B2","SubLAP","SLAP_PGZP",2027,9,"WORST DAY","19",0.99139922857284546,0.99139922857284546]
["B2SubLAPSLAP_PGZP20279WORST DAY20","B2","SubLAP","SLAP_PGZP",2027,9,"WORST DAY","20",0.99123603105545044,0.99123603105545044]
["B2SubLAPSLAP_PGZP20279WORST DAY21","B2","SubLAP","SLAP_PGZP",2027,9,"WORST DAY","21",0.99206972122192383,0.99206972122192383]
["B2SubLAPSLAP_PGZP20279WORST DAY22","B2","SubLAP","SLAP_PGZP",2027,9,"WORST DAY","22",0.99291282892227173,1]
["B2SubLAPSLAP_PGZP20279WORST DAY23","B2","SubLAP","SLAP_PGZP",2027,9,"WORST DAY","23",0.99354392290115356,1]
["B2SubLAPSLAP_PGZP20279WORST DAY24","B2","SubLAP","SLAP_PGZP",2027,9,"WORST DAY","24",0.99478518962860107,1]
["B2SubLAPSLAP_PGZP202710WORST DAY01","B2","SubLAP","SLAP_PGZP",2027,10,"WORST DAY","01",1.0044585466384888,1]
["B2SubLAPSLAP_PGZP202710WORST DAY02","B2","SubLAP","SLAP_PGZP",2027,10,"WORST DAY","02",1.0044927597045898,1]
["B2SubLAPSLAP_PGZP202710WORST DAY03","B2","SubLAP","SLAP_PGZP",2027,10,"WORST DAY","03",1.0042527914047241,1]
["B2SubLAPSLAP_PGZP202710WORST DAY04","B2","SubLAP","SLAP_PGZP",2027,10,"WORST DAY","04",1.0046072006225586,1]
["B2SubLAPSLAP_PGZP202710WORST DAY05","B2","SubLAP","SLAP_PGZP",2027,10,"WORST DAY","05",1.004726767539978,1]
["B2SubLAPSLAP_PGZP202710WORST DAY06","B2","SubLAP","SLAP_PGZP",2027,10,"WORST DAY","06",1.0045533180236816,1]
["B2SubLAPSLAP_PGZP202710WORST DAY07","B2","SubLAP","SLAP_PGZP",2027,10,"WORST DAY","07",1.0039793252944946,1]
["B2SubLAPSLAP_PGZP202710WORST DAY08","B2","SubLAP","SLAP_PGZP",2027,10,"WORST DAY","08",1.004118800163269,1]
["B2SubLAPSLAP_PGZP202710WORST DAY09","B2","SubLAP","SLAP_PGZP",2027,10,"WORST DAY","09",1.0041748285293579,1]
["B2SubLAPSLAP_PGZP202710WORST DAY10","B2","SubLAP","SLAP_PGZP",2027,10,"WORST DAY","10",1.0030577182769775,1]
["B2SubLAPSLAP_PGZP202710WORST DAY11","B2","SubLAP","SLAP_PGZP",2027,10,"WORST DAY","11",1.002174973487854,1]
["B2SubLAPSLAP_PGZP202710WORST DAY12","B2","SubLAP","SLAP_PGZP",2027,10,"WORST DAY","12",1.0009208917617798,1]
["B2SubLAPSLAP_PGZP202710WORST DAY13","B2","SubLAP","SLAP_PGZP",2027,10,"WORST DAY","13",1.0010603666305542,1]
["B2SubLAPSLAP_PGZP202710WORST DAY14","B2","SubLAP","SLAP_PGZP",2027,10,"WORST DAY","14",1.0008351802825928,1]
["B2SubLAPSLAP_PGZP202710WORST DAY15","B2","SubLAP","SLAP_PGZP",2027,10,"WORST DAY","15",1.0009729862213135,1]
["B2SubLAPSLAP_PGZP202710WORST DAY16","B2","SubLAP","SLAP_PGZP",2027,10,"WORST DAY","16",1.0001875162124634,1]
["B2SubLAPSLAP_PGZP202710WORST DAY17","B2","SubLAP","SLAP_PGZP",2027,10,"WORST DAY","17",1.0007091760635376,1.0007091760635376]
["B2SubLAPSLAP_PGZP202710WORST DAY18","B2","SubLAP","SLAP_PGZP",2027,10,"WORST DAY","18",1.000643253326416,1.000643253326416]
["B2SubLAPSLAP_PGZP202710WORST DAY19","B2","SubLAP","SLAP_PGZP",2027,10,"WORST DAY","19",1.0013891458511353,1.0013891458511353]
["B2SubLAPSLAP_PGZP202710WORST DAY20","B2","SubLAP","SLAP_PGZP",2027,10,"WORST DAY","20",1.0019744634628296,1.0019744634628296]
["B2SubLAPSLAP_PGZP202710WORST DAY21","B2","SubLAP","SLAP_PGZP",2027,10,"WORST DAY","21",1.002710223197937,1.002710223197937]
["B2SubLAPSLAP_PGZP202710WORST DAY22","B2","SubLAP","SLAP_PGZP",2027,10,"WORST DAY","22",1.0031633377075195,1]
["B2SubLAPSLAP_PGZP202710WORST DAY23","B2","SubLAP","SLAP_PGZP",2027,10,"WORST DAY","23",1.0042740106582642,1]
["B2SubLAPSLAP_PGZP202710WORST DAY24","B2","SubLAP","SLAP_PGZP",2027,10,"WORST DAY","24",1.0049487352371216,1]
["B2SubLAPSLAP_PGZP202711WORST DAY01","B2","SubLAP","SLAP_PGZP",2027,11,"WORST DAY","01",0.99559485912322998,1]
["B2SubLAPSLAP_PGZP202711WORST DAY02","B2","SubLAP","SLAP_PGZP",2027,11,"WORST DAY","02",0.99568819999694824,1]
["B2SubLAPSLAP_PGZP202711WORST DAY03","B2","SubLAP","SLAP_PGZP",2027,11,"WORST DAY","03",0.99360060691833496,1]
["B2SubLAPSLAP_PGZP202711WORST DAY04","B2","SubLAP","SLAP_PGZP",2027,11,"WORST DAY","04",0.99419224262237549,1]
["B2SubLAPSLAP_PGZP202711WORST DAY05","B2","SubLAP","SLAP_PGZP",2027,11,"WORST DAY","05",0.99432569742202759,1]
["B2SubLAPSLAP_PGZP202711WORST DAY06","B2","SubLAP","SLAP_PGZP",2027,11,"WORST DAY","06",0.99360889196395874,1]
["B2SubLAPSLAP_PGZP202711WORST DAY07","B2","SubLAP","SLAP_PGZP",2027,11,"WORST DAY","07",0.99461382627487183,1]
["B2SubLAPSLAP_PGZP202711WORST DAY08","B2","SubLAP","SLAP_PGZP",2027,11,"WORST DAY","08",0.99432724714279175,1]
["B2SubLAPSLAP_PGZP202711WORST DAY09","B2","SubLAP","SLAP_PGZP",2027,11,"WORST DAY","09",0.99545156955718994,1]
["B2SubLAPSLAP_PGZP202711WORST DAY10","B2","SubLAP","SLAP_PGZP",2027,11,"WORST DAY","10",0.99408131837844849,1]
["B2SubLAPSLAP_PGZP202711WORST DAY11","B2","SubLAP","SLAP_PGZP",2027,11,"WORST DAY","11",0.99275124073028564,1]
["B2SubLAPSLAP_PGZP202711WORST DAY12","B2","SubLAP","SLAP_PGZP",2027,11,"WORST DAY","12",0.99086982011795044,1]
["B2SubLAPSLAP_PGZP202711WORST DAY13","B2","SubLAP","SLAP_PGZP",2027,11,"WORST DAY","13",0.99226528406143188,1]
["B2SubLAPSLAP_PGZP202711WORST DAY14","B2","SubLAP","SLAP_PGZP",2027,11,"WORST DAY","14",0.99308568239212036,1]
["B2SubLAPSLAP_PGZP202711WORST DAY15","B2","SubLAP","SLAP_PGZP",2027,11,"WORST DAY","15",0.99275827407836914,1]
["B2SubLAPSLAP_PGZP202711WORST DAY16","B2","SubLAP","SLAP_PGZP",2027,11,"WORST DAY","16",0.99057513475418091,1]
["B2SubLAPSLAP_PGZP202711WORST DAY17","B2","SubLAP","SLAP_PGZP",2027,11,"WORST DAY","17",0.98985075950622559,1]
["B2SubLAPSLAP_PGZP202711WORST DAY18","B2","SubLAP","SLAP_PGZP",2027,11,"WORST DAY","18",0.99186819791793823,1]
["B2SubLAPSLAP_PGZP202711WORST DAY19","B2","SubLAP","SLAP_PGZP",2027,11,"WORST DAY","19",0.98899662494659424,1]
["B2SubLAPSLAP_PGZP202711WORST DAY20","B2","SubLAP","SLAP_PGZP",2027,11,"WORST DAY","20",0.99033045768737793,1]
["B2SubLAPSLAP_PGZP202711WORST DAY21","B2","SubLAP","SLAP_PGZP",2027,11,"WORST DAY","21",0.99413543939590454,1]
["B2SubLAPSLAP_PGZP202711WORST DAY22","B2","SubLAP","SLAP_PGZP",2027,11,"WORST DAY","22",0.99510812759399414,1]
["B2SubLAPSLAP_PGZP202711WORST DAY23","B2","SubLAP","SLAP_PGZP",2027,11,"WORST DAY","23",0.99687039852142334,1]
["B2SubLAPSLAP_PGZP202711WORST DAY24","B2","SubLAP","SLAP_PGZP",2027,11,"WORST DAY","24",0.99914944171905518,1]
["B2SubLAPSLAP_PGZP202712WORST DAY01","B2","SubLAP","SLAP_PGZP",2027,12,"WORST DAY","01",0.99474728107452393,1]
["B2SubLAPSLAP_PGZP202712WORST DAY02","B2","SubLAP","SLAP_PGZP",2027,12,"WORST DAY","02",0.99483621120452881,1]
["B2SubLAPSLAP_PGZP202712WORST DAY03","B2","SubLAP","SLAP_PGZP",2027,12,"WORST DAY","03",0.99262666702270508,1]
["B2SubLAPSLAP_PGZP202712WORST DAY04","B2","SubLAP","SLAP_PGZP",2027,12,"WORST DAY","04",0.99331682920455933,1]
["B2SubLAPSLAP_PGZP202712WORST DAY05","B2","SubLAP","SLAP_PGZP",2027,12,"WORST DAY","05",0.99331080913543701,1]
["B2SubLAPSLAP_PGZP202712WORST DAY06","B2","SubLAP","SLAP_PGZP",2027,12,"WORST DAY","06",0.99246180057525635,1]
["B2SubLAPSLAP_PGZP202712WORST DAY07","B2","SubLAP","SLAP_PGZP",2027,12,"WORST DAY","07",0.99384349584579468,1]
["B2SubLAPSLAP_PGZP202712WORST DAY08","B2","SubLAP","SLAP_PGZP",2027,12,"WORST DAY","08",0.99347794055938721,1]
["B2SubLAPSLAP_PGZP202712WORST DAY09","B2","SubLAP","SLAP_PGZP",2027,12,"WORST DAY","09",0.99498939514160156,1]
["B2SubLAPSLAP_PGZP202712WORST DAY10","B2","SubLAP","SLAP_PGZP",2027,12,"WORST DAY","10",0.99401307106018066,1]
["B2SubLAPSLAP_PGZP202712WORST DAY11","B2","SubLAP","SLAP_PGZP",2027,12,"WORST DAY","11",0.99260640144348145,1]
["B2SubLAPSLAP_PGZP202712WORST DAY12","B2","SubLAP","SLAP_PGZP",2027,12,"WORST DAY","12",0.99054598808288574,1]
["B2SubLAPSLAP_PGZP202712WORST DAY13","B2","SubLAP","SLAP_PGZP",2027,12,"WORST DAY","13",0.99233901500701904,1]
["B2SubLAPSLAP_PGZP202712WORST DAY14","B2","SubLAP","SLAP_PGZP",2027,12,"WORST DAY","14",0.99331682920455933,1]
["B2SubLAPSLAP_PGZP202712WORST DAY15","B2","SubLAP","SLAP_PGZP",2027,12,"WORST DAY","15",0.99276125431060791,1]
["B2SubLAPSLAP_PGZP202712WORST DAY16","B2","SubLAP","SLAP_PGZP",2027,12,"WORST DAY","16",0.99027562141418457,1]
["B2SubLAPSLAP_PGZP202712WORST DAY17","B2","SubLAP","SLAP_PGZP",2027,12,"WORST DAY","17",0.98933655023574829,1]
["B2SubLAPSLAP_PGZP202712WORST DAY18","B2","SubLAP","SLAP_PGZP",2027,12,"WORST DAY","18",0.9915958046913147,1]
["B2SubLAPSLAP_PGZP202712WORST DAY19","B2","SubLAP","SLAP_PGZP",2027,12,"WORST DAY","19",0.98855698108673096,1]
["B2SubLAPSLAP_PGZP202712WORST DAY20","B2","SubLAP","SLAP_PGZP",2027,12,"WORST DAY","20",0.9901658296585083,1]
["B2SubLAPSLAP_PGZP202712WORST DAY21","B2","SubLAP","SLAP_PGZP",2027,12,"WORST DAY","21",0.99407267570495605,1]
["B2SubLAPSLAP_PGZP202712WORST DAY22","B2","SubLAP","SLAP_PGZP",2027,12,"WORST DAY","22",0.99496680498123169,1]
["B2SubLAPSLAP_PGZP202712WORST DAY23","B2","SubLAP","SLAP_PGZP",2027,12,"WORST DAY","23",0.9966619610786438,1]
["B2SubLAPSLAP_PGZP202712WORST DAY24","B2","SubLAP","SLAP_PGZP",2027,12,"WORST DAY","24",0.99882274866104126,1]

{"sheet":"Data","index":5,"n_rows":340993,"n_cols":17,"rows_kept":4500,"cut":true,"hidden":true,"merged":[],"bounds":{"rows_first":2000,"rows_last":500,"rows_between":2000,"halvings":0}}
["index","program","portfolio","category","subcategory","duration","weathertype","weatheryear","daytype","month","hour","hour_UTC8","temp","loadnodr","loadwdr","impact","se"]
["A1PortfolioAllAll5CAISO1-in-10WORST DAY101","A1","Portfolio","All","All",5,"CAISO","1-in-10","WORST DAY",1,"01","01",36.272755640902545,29.980208017991117,29.980208017991117,0,0]
["A1PortfolioAllAll5CAISO1-in-10WORST DAY102","A1","Portfolio","All","All",5,"CAISO","1-in-10","WORST DAY",1,"02","02",35.512337974075855,29.301179014246479,29.301179014246479,0,0]
["A1PortfolioAllAll5CAISO1-in-10WORST DAY103","A1","Portfolio","All","All",5,"CAISO","1-in-10","WORST DAY",1,"03","03",34.919635141622656,28.846774578123814,28.846774578123814,0,0]
["A1PortfolioAllAll5CAISO1-in-10WORST DAY104","A1","Portfolio","All","All",5,"CAISO","1-in-10","WORST DAY",1,"04","04",34.276860297647623,28.670979381976107,28.670979381976107,0,0]
["A1PortfolioAllAll5CAISO1-in-10WORST DAY105","A1","Portfolio","All","All",5,"CAISO","1-in-10","WORST DAY",1,"05","05",33.880640902544407,29.065859655529419,29.065859655529419,0,0]
["A1PortfolioAllAll5CAISO1-in-10WORST DAY106","A1","Portfolio","All","All",5,"CAISO","1-in-10","WORST DAY",1,"06","06",33.581505040806526,30.795119361286474,30.795119361286474,0,0]
["A1PortfolioAllAll5CAISO1-in-10WORST DAY107","A1","Portfolio","All","All",5,"CAISO","1-in-10","WORST DAY",1,"07","07",33.513226116178586,33.935610643243109,33.935610643243109,0,0]
["A1PortfolioAllAll5CAISO1-in-10WORST DAY108","A1","Portfolio","All","All",5,"CAISO","1-in-10","WORST DAY",1,"08","08",33.702880460873743,36.060289330398142,36.060289330398142,0,0]
["A1PortfolioAllAll5CAISO1-in-10WORST DAY109","A1","Portfolio","All","All",5,"CAISO","1-in-10","WORST DAY",1,"09","09",36.119035045607298,35.220258360830023,35.220258360830023,0,0]
["A1PortfolioAllAll5CAISO1-in-10WORST DAY110","A1","Portfolio","All","All",5,"CAISO","1-in-10","WORST DAY",1,"10","10",39.467042726836297,33.648030850015836,33.648030850015836,0,0]
["A1PortfolioAllAll5CAISO1-in-10WORST DAY111","A1","Portfolio","All","All",5,"CAISO","1-in-10","WORST DAY",1,"11","11",42.088070091214597,32.677328854890121,32.677328854890121,0,0]
["A1PortfolioAllAll5CAISO1-in-10WORST DAY112","A1","Portfolio","All","All",5,"CAISO","1-in-10","WORST DAY",1,"12","12",44.318602976476235,32.268901052321674,32.268901052321674,0,0]
["A1PortfolioAllAll5CAISO1-in-10WORST DAY113","A1","Portfolio","All","All",5,"CAISO","1-in-10","WORST DAY",1,"13","13",46.099735957753239,32.231937442972821,32.231937442972821,0,0]
["A1PortfolioAllAll5CAISO1-in-10WORST DAY114","A1","Portfolio","All","All",5,"CAISO","1-in-10","WORST DAY",1,"14","14",47.461077772443588,32.379521273088066,32.379521273088066,0,0]
["A1PortfolioAllAll5CAISO1-in-10WORST DAY115","A1","Portfolio","All","All",5,"CAISO","1-in-10","WORST DAY",1,"15","15",48.519215074411903,32.245301013373364,32.245301013373364,0,0]
["A1PortfolioAllAll5CAISO1-in-10WORST DAY116","A1","Portfolio","All","All",5,"CAISO","1-in-10","WORST DAY",1,"16","16",48.731409025444073,32.267147338528773,32.267147338528773,0,0]
["A1PortfolioAllAll5CAISO1-in-10WORST DAY117","A1","Portfolio","All","All",5,"CAISO","1-in-10","WORST DAY",1,"17","17",47.79451512241959,32.98669182119486,32.98669182119486,0,0]
["A1PortfolioAllAll5CAISO1-in-10WORST DAY118","A1","Portfolio","All","All",5,"CAISO","1-in-10","WORST DAY",1,"18","18",45.527520403264525,35.11918609003736,35.11918609003736,0,0]
["A1PortfolioAllAll5CAISO1-in-10WORST DAY119","A1","Portfolio","All","All",5,"CAISO","1-in-10","WORST DAY",1,"19","19",43.573235717714837,35.854455763429577,35.854455763429577,0,0]
["A1PortfolioAllAll5CAISO1-in-10WORST DAY120","A1","Portfolio","All","All",5,"CAISO","1-in-10","WORST DAY",1,"20","20",41.940686509841576,35.23821853010616,35.23821853010616,0,0]
["A1PortfolioAllAll5CAISO1-in-10WORST DAY121","A1","Portfolio","All","All",5,"CAISO","1-in-10","WORST DAY",1,"21","21",40.367546807489198,34.274680279505425,34.274680279505425,0,0]
["A1PortfolioAllAll5CAISO1-in-10WORST DAY122","A1","Portfolio","All","All",5,"CAISO","1-in-10","WORST DAY",1,"22","22",39.215146423427747,33.198433080273382,33.198433080273382,0,0]
["A1PortfolioAllAll5CAISO1-in-10WORST DAY123","A1","Portfolio","All","All",5,"CAISO","1-in-10","WORST DAY",1,"23","23",38.597863658185311,31.841083835824371,31.841083835824371,0,0]
["A1PortfolioAllAll5CAISO1-in-10WORST DAY124","A1","Portfolio","All","All",5,"CAISO","1-in-10","WORST DAY",1,"24","24",37.626632261161788,30.586912791788635,30.586912791788635,0,0]
["A1PortfolioAllAll5CAISO1-in-10WORST DAY201","A1","Portfolio","All","All",5,"CAISO","1-in-10","WORST DAY",2,"01","01",45.979512299771166,30.031937059134027,30.031937059134027,0,0]
["A1PortfolioAllAll5CAISO1-in-10WORST DAY202","A1","Portfolio","All","All",5,"CAISO","1-in-10","WORST DAY",2,"02","02",45.26756769641495,29.357133879371748,29.357133879371748,0,0]
["A1PortfolioAllAll5CAISO1-in-10WORST DAY203","A1","Portfolio","All","All",5,"CAISO","1-in-10","WORST DAY",2,"03","03",44.642377002288328,28.899602307955089,28.899602307955089,0,0]
["A1PortfolioAllAll5CAISO1-in-10WORST DAY204","A1","Portfolio","All","All",5,"CAISO","1-in-10","WORST DAY",2,"04","04",44.067279271548436,28.723256406310341,28.723256406310341,0,0]
["A1PortfolioAllAll5CAISO1-in-10WORST DAY205","A1","Portfolio","All","All",5,"CAISO","1-in-10","WORST DAY",2,"05","05",43.563298531655228,29.118818517138543,29.118818517138543,0,0]
["A1PortfolioAllAll5CAISO1-in-10WORST DAY206","A1","Portfolio","All","All",5,"CAISO","1-in-10","WORST DAY",2,"06","06",42.957141495041952,30.851288819635496,30.851288819635496,0,0]
["A1PortfolioAllAll5CAISO1-in-10WORST DAY207","A1","Portfolio","All","All",5,"CAISO","1-in-10","WORST DAY",2,"07","07",42.620852402745996,33.994445014583739,33.994445014583739,0,0]
["A1PortfolioAllAll5CAISO1-in-10WORST DAY208","A1","Portfolio","All","All",5,"CAISO","1-in-10","WORST DAY",2,"08","08",43.258128337147213,36.130179581548845,36.130179581548845,0,0]
["A1PortfolioAllAll5CAISO1-in-10WORST DAY209","A1","Portfolio","All","All",5,"CAISO","1-in-10","WORST DAY",2,"09","09",45.506114130434781,35.311739431025671,35.311739431025671,0,0]
["A1PortfolioAllAll5CAISO1-in-10WORST DAY210","A1","Portfolio","All","All",5,"CAISO","1-in-10","WORST DAY",2,"10","10",48.026065503432491,33.761418249836716,33.761418249836716,0,0]
["A1PortfolioAllAll5CAISO1-in-10WORST DAY211","A1","Portfolio","All","All",5,"CAISO","1-in-10","WORST DAY",2,"11","11",50.708094965675059,32.790844103310775,32.790844103310775,0,0]
["A1PortfolioAllAll5CAISO1-in-10WORST DAY212","A1","Portfolio","All","All",5,"CAISO","1-in-10","WORST DAY",2,"12","12",53.002776983218915,32.378450952457868,32.378450952457868,0,0]
["A1PortfolioAllAll5CAISO1-in-10WORST DAY213","A1","Portfolio","All","All",5,"CAISO","1-in-10","WORST DAY",2,"13","13",54.689800247902362,32.335159993194495,32.335159993194495,0,0]
["A1PortfolioAllAll5CAISO1-in-10WORST DAY214","A1","Portfolio","All","All",5,"CAISO","1-in-10","WORST DAY",2,"14","14",56.137871853546912,32.475879634258909,32.475879634258909,0,0]
["A1PortfolioAllAll5CAISO1-in-10WORST DAY215","A1","Portfolio","All","All",5,"CAISO","1-in-10","WORST DAY",2,"15","15",56.687035183066364,32.333159189291571,32.333159189291571,0,0]
["A1PortfolioAllAll5CAISO1-in-10WORST DAY216","A1","Portfolio","All","All",5,"CAISO","1-in-10","WORST DAY",2,"16","16",56.63486842105263,32.34370317778491,32.34370317778491,0,0]
["A1PortfolioAllAll5CAISO1-in-10WORST DAY217","A1","Portfolio","All","All",5,"CAISO","1-in-10","WORST DAY",2,"17","17",56.168633199847442,33.060447059652375,33.060447059652375,0,0]
["A1PortfolioAllAll5CAISO1-in-10WORST DAY218","A1","Portfolio","All","All",5,"CAISO","1-in-10","WORST DAY",2,"18","18",54.304228642257819,35.188960321866325,35.188960321866325,0,0]
["A1PortfolioAllAll5CAISO1-in-10WORST DAY219","A1","Portfolio","All","All",5,"CAISO","1-in-10","WORST DAY",2,"19","19",51.813048245614034,35.918145743758124,35.918145743758124,0,0]
["A1PortfolioAllAll5CAISO1-in-10WORST DAY220","A1","Portfolio","All","All",5,"CAISO","1-in-10","WORST DAY",2,"20","20",50.093380530129672,35.295391511964141,35.295391511964141,0,0]
["A1PortfolioAllAll5CAISO1-in-10WORST DAY221","A1","Portfolio","All","All",5,"CAISO","1-in-10","WORST DAY",2,"21","21",48.451539855072461,34.321351692443152,34.321351692443152,0,0]
["A1PortfolioAllAll5CAISO1-in-10WORST DAY222","A1","Portfolio","All","All",5,"CAISO","1-in-10","WORST DAY",2,"22","22",47.232551487414185,33.250588478933253,33.250588478933253,0,0]
["A1PortfolioAllAll5CAISO1-in-10WORST DAY223","A1","Portfolio","All","All",5,"CAISO","1-in-10","WORST DAY",2,"23","23",46.002133390541573,31.892211509686643,31.892211509686643,0,0]
["A1PortfolioAllAll5CAISO1-in-10WORST DAY224","A1","Portfolio","All","All",5,"CAISO","1-in-10","WORST DAY",2,"24","24",44.881137967200608,30.63328448119044,30.63328448119044,0,0]
["A1PortfolioAllAll5CAISO1-in-10WORST DAY301","A1","Portfolio","All","All",5,"CAISO","1-in-10","WORST DAY",3,"01","24",55.278811086797958,34.505056346735742,34.505056346735742,0,0]
["A1PortfolioAllAll5CAISO1-in-10WORST DAY302","A1","Portfolio","All","All",5,"CAISO","1-in-10","WORST DAY",3,"02","01",53.970322757111596,33.757233229738858,33.757233229738858,0,0]
["A1PortfolioAllAll5CAISO1-in-10WORST DAY303","A1","Portfolio","All","All",5,"CAISO","1-in-10","WORST DAY",3,"03","02",52.81970277169949,33.233845479425689,33.233845479425689,0,0]
["A1PortfolioAllAll5CAISO1-in-10WORST DAY304","A1","Portfolio","All","All",5,"CAISO","1-in-10","WORST DAY",3,"04","03",51.959450218818382,33.041237386016221,33.041237386016221,0,0]
["A1PortfolioAllAll5CAISO1-in-10WORST DAY305","A1","Portfolio","All","All",5,"CAISO","1-in-10","WORST DAY",3,"05","04",51.364902443471919,33.472429146478667,33.472429146478667,0,0]
["A1PortfolioAllAll5CAISO1-in-10WORST DAY306","A1","Portfolio","All","All",5,"CAISO","1-in-10","WORST DAY",3,"06","05",50.955632293946024,35.226230101856551,35.226230101856551,0,0]
["A1PortfolioAllAll5CAISO1-in-10WORST DAY307","A1","Portfolio","All","All",5,"CAISO","1-in-10","WORST DAY",3,"07","06",51.013357038657915,38.431617341227124,38.431617341227124,0,0]
["A1PortfolioAllAll5CAISO1-in-10WORST DAY308","A1","Portfolio","All","All",5,"CAISO","1-in-10","WORST DAY",3,"08","07",53.456589624361783,40.216834380812763,40.216834380812763,0,0]
["A1PortfolioAllAll5CAISO1-in-10WORST DAY309","A1","Portfolio","All","All",5,"CAISO","1-in-10","WORST DAY",3,"09","08",58.003213894967175,39.522074349026887,39.522074349026887,0,0]
["A1PortfolioAllAll5CAISO1-in-10WORST DAY310","A1","Portfolio","All","All",5,"CAISO","1-in-10","WORST DAY",3,"10","09",62.79010530634573,38.443007775722307,38.443007775722307,0,0]
["A1PortfolioAllAll5CAISO1-in-10WORST DAY311","A1","Portfolio","All","All",5,"CAISO","1-in-10","WORST DAY",3,"11","10",66.449968088986139,37.645066696823726,37.645066696823726,0,0]
["A1PortfolioAllAll5CAISO1-in-10WORST DAY312","A1","Portfolio","All","All",5,"CAISO","1-in-10","WORST DAY",3,"12","11",69.223160557986873,37.214882974458192,37.214882974458192,0,0]
["A1PortfolioAllAll5CAISO1-in-10WORST DAY313","A1","Portfolio","All","All",5,"CAISO","1-in-10","WORST DAY",3,"13","12",71.387901167031359,37.195799971211642,37.195799971211642,0,0]
["A1PortfolioAllAll5CAISO1-in-10WORST DAY314","A1","Portfolio","All","All",5,"CAISO","1-in-10","WORST DAY",3,"14","13",72.788338803792854,37.419500076990808,37.419500076990808,0,0]
["A1PortfolioAllAll5CAISO1-in-10WORST DAY315","A1","Portfolio","All","All",5,"CAISO","1-in-10","WORST DAY",3,"15","14",73.647292122538289,37.222054987293646,37.222054987293646,0,0]
["A1PortfolioAllAll5CAISO1-in-10WORST DAY316","A1","Portfolio","All","All",5,"CAISO","1-in-10","WORST DAY",3,"16","15",73.724493982494536,37.054766139246176,37.054766139246176,0,0]
["A1PortfolioAllAll5CAISO1-in-10WORST DAY317","A1","Portfolio","All","All",5,"CAISO","1-in-10","WORST DAY",3,"17","16",73.148032913931431,37.417934062285113,37.417934062285113,0,0]
["A1PortfolioAllAll5CAISO1-in-10WORST DAY318","A1","Portfolio","All","All",5,"CAISO","1-in-10","WORST DAY",3,"18","17",71.234306619256017,38.797741930466486,38.797741930466486,0,0]
["A1PortfolioAllAll5CAISO1-in-10WORST DAY319","A1","Portfolio","All","All",5,"CAISO","1-in-10","WORST DAY",3,"19","18",67.839624361779727,39.587533227530429,39.587533227530429,0,0]
["A1PortfolioAllAll5CAISO1-in-10WORST DAY320","A1","Portfolio","All","All",5,"CAISO","1-in-10","WORST DAY",3,"20","19",64.818312363238519,39.544281775909624,39.544281775909624,0,0]
["A1PortfolioAllAll5CAISO1-in-10WORST DAY321","A1","Portfolio","All","All",5,"CAISO","1-in-10","WORST DAY",3,"21","20",62.567469000729396,38.847497021796059,38.847497021796059,0,0]
["A1PortfolioAllAll5CAISO1-in-10WORST DAY322","A1","Portfolio","All","All",5,"CAISO","1-in-10","WORST DAY",3,"22","21",60.550214259664479,37.877066611941366,37.877066611941366,0,0]
["A1PortfolioAllAll5CAISO1-in-10WORST DAY323","A1","Portfolio","All","All",5,"CAISO","1-in-10","WORST DAY",3,"23","22",58.63050464989059,36.49645878081526,36.49645878081526,0,0]
["A1PortfolioAllAll5CAISO1-in-10WORST DAY324","A1","Portfolio","All","All",5,"CAISO","1-in-10","WORST DAY",3,"24","23",57.139280178701675,35.118649347245089,35.118649347245089,0,0]
["A1PortfolioAllAll5CAISO1-in-10WORST DAY401","A1","Portfolio","All","All",5,"CAISO","1-in-10","WORST DAY",4,"01","24",70.287411617291681,41.490079455748152,41.490079455748152,0,0]
["A1PortfolioAllAll5CAISO1-in-10WORST DAY402","A1","Portfolio","All","All",5,"CAISO","1-in-10","WORST DAY",4,"02","01",67.476975745099793,40.533650492545952,40.533650492545952,0,0]
["A1PortfolioAllAll5CAISO1-in-10WORST DAY403","A1","Portfolio","All","All",5,"CAISO","1-in-10","WORST DAY",4,"03","02",65.526201557325692,39.729388596004398,39.729388596004398,0,0]
["A1PortfolioAllAll5CAISO1-in-10WORST DAY404","A1","Portfolio","All","All",5,"CAISO","1-in-10","WORST DAY",4,"04","03",64.312807661326417,39.532429863864074,39.532429863864074,0,0]
["A1PortfolioAllAll5CAISO1-in-10WORST DAY405","A1","Portfolio","All","All",5,"CAISO","1-in-10","WORST DAY",4,"05","04",62.870603239953461,40.031249055840796,40.031249055840796,0,0]
["A1PortfolioAllAll5CAISO1-in-10WORST DAY406","A1","Portfolio","All","All",5,"CAISO","1-in-10","WORST DAY",4,"06","05",61.731898326322387,41.833502628584689,41.833502628584689,0,0]
["A1PortfolioAllAll5CAISO1-in-10WORST DAY407","A1","Portfolio","All","All",5,"CAISO","1-in-10","WORST DAY",4,"07","06",61.417323010829676,45.498553777895594,45.498553777895594,0,0]
["A1PortfolioAllAll5CAISO1-in-10WORST DAY408","A1","Portfolio","All","All",5,"CAISO","1-in-10","WORST DAY",4,"08","07",64.628557683701786,46.975609913720426,46.975609913720426,0,0]
["A1PortfolioAllAll5CAISO1-in-10WORST DAY409","A1","Portfolio","All","All",5,"CAISO","1-in-10","WORST DAY",4,"09","08",69.420567439362756,46.789292199478979,46.789292199478979,0,0]
["A1PortfolioAllAll5CAISO1-in-10WORST DAY410","A1","Portfolio","All","All",5,"CAISO","1-in-10","WORST DAY",4,"10","09",74.570437662221423,47.071455369291449,47.071455369291449,0,0]
["A1PortfolioAllAll5CAISO1-in-10WORST DAY411","A1","Portfolio","All","All",5,"CAISO","1-in-10","WORST DAY",4,"11","10",79.080115009397659,47.098515649484106,47.098515649484106,0,0]
["A1PortfolioAllAll5CAISO1-in-10WORST DAY412","A1","Portfolio","All","All",5,"CAISO","1-in-10","WORST DAY",4,"12","11",82.842622840776869,47.02625308575216,47.02625308575216,0,0]
["A1PortfolioAllAll5CAISO1-in-10WORST DAY413","A1","Portfolio","All","All",5,"CAISO","1-in-10","WORST DAY",4,"13","12",85.9032600912915,47.657126128895278,47.657126128895278,0,0]
["A1PortfolioAllAll5CAISO1-in-10WORST DAY414","A1","Portfolio","All","All",5,"CAISO","1-in-10","WORST DAY",4,"14","13",88.593294101852678,48.230918463692966,48.230918463692966,0,0]
["A1PortfolioAllAll5CAISO1-in-10WORST DAY415","A1","Portfolio","All","All",5,"CAISO","1-in-10","WORST DAY",4,"15","14",90.416965004922588,48.081402774324047,48.081402774324047,0,0]
["A1PortfolioAllAll5CAISO1-in-10WORST DAY416","A1","Portfolio","All","All",5,"CAISO","1-in-10","WORST DAY",4,"16","15",91.226494674662135,47.964726692789618,47.964726692789618,0,0]
["A1PortfolioAllAll5CAISO1-in-10WORST DAY417","A1","Portfolio","All","All",5,"CAISO","1-in-10","WORST DAY",4,"17","16",91.197182941018525,47.775103089964695,47.775103089964695,0,0]
["A1PortfolioAllAll5CAISO1-in-10WORST DAY418","A1","Portfolio","All","All",5,"CAISO","1-in-10","WORST DAY",4,"18","17",90.191633849458512,47.377917071090721,47.377917071090721,0,0]
["A1PortfolioAllAll5CAISO1-in-10WORST DAY419","A1","Portfolio","All","All",5,"CAISO","1-in-10","WORST DAY",4,"19","18",88.219066052089858,47.639706989582386,47.639706989582386,0,0]
["A1PortfolioAllAll5CAISO1-in-10WORST DAY420","A1","Portfolio","All","All",5,"CAISO","1-in-10","WORST DAY",4,"20","19",84.712420567439366,48.133547003736794,48.133547003736794,0,0]
["A1PortfolioAllAll5CAISO1-in-10WORST DAY421","A1","Portfolio","All","All",5,"CAISO","1-in-10","WORST DAY",4,"21","20",80.62138637787524,47.386382954591411,47.386382954591411,0,0]
["A1PortfolioAllAll5CAISO1-in-10WORST DAY422","A1","Portfolio","All","All",5,"CAISO","1-in-10","WORST DAY",4,"22","21",77.196254363196999,46.373139868012693,46.373139868012693,0,0]
["A1PortfolioAllAll5CAISO1-in-10WORST DAY423","A1","Portfolio","All","All",5,"CAISO","1-in-10","WORST DAY",4,"23","22",74.05074733733106,44.657503714079631,44.657503714079631,0,0]
["A1PortfolioAllAll5CAISO1-in-10WORST DAY424","A1","Portfolio","All","All",5,"CAISO","1-in-10","WORST DAY",4,"24","23",71.519735075628745,42.916111753859909,42.916111753859909,0,0]
["A1PortfolioAllAll5CAISO1-in-10WORST DAY501","A1","Portfolio","All","All",5,"CAISO","1-in-10","WORST DAY",5,"01","24",73.257007193613475,43.076024726204786,43.076024726204786,0,0]
["A1PortfolioAllAll5CAISO1-in-10WORST DAY502","A1","Portfolio","All","All",5,"CAISO","1-in-10","WORST DAY",5,"02","01",71.514102114220549,42.081626962349098,42.081626962349098,0,0]
["A1PortfolioAllAll5CAISO1-in-10WORST DAY503","A1","Portfolio","All","All",5,"CAISO","1-in-10","WORST DAY",5,"03","02",69.924796034739884,41.244040825849424,41.244040825849424,0,0]
["A1PortfolioAllAll5CAISO1-in-10WORST DAY504","A1","Portfolio","All","All",5,"CAISO","1-in-10","WORST DAY",5,"04","03",68.439139398192822,41.058212583285723,41.058212583285723,0,0]
["A1PortfolioAllAll5CAISO1-in-10WORST DAY505","A1","Portfolio","All","All",5,"CAISO","1-in-10","WORST DAY",5,"05","04",67.017687955083773,41.557225008455035,41.557225008455035,0,0]
["A1PortfolioAllAll5CAISO1-in-10WORST DAY506","A1","Portfolio","All","All",5,"CAISO","1-in-10","WORST DAY",5,"06","05",65.713373980173699,43.324414802869924,43.324414802869924,0,0]
["A1PortfolioAllAll5CAISO1-in-10WORST DAY507","A1","Portfolio","All","All",5,"CAISO","1-in-10","WORST DAY",5,"07","06",65.958867005877707,46.84339694247069,46.84339694247069,0,0]
["A1PortfolioAllAll5CAISO1-in-10WORST DAY508","A1","Portfolio","All","All",5,"CAISO","1-in-10","WORST DAY",5,"08","07",69.674730239494693,47.870761280944251,47.870761280944251,0,0]
["A1PortfolioAllAll5CAISO1-in-10WORST DAY509","A1","Portfolio","All","All",5,"CAISO","1-in-10","WORST DAY",5,"09","08",74.461224668830596,47.581594889344458,47.581594889344458,0,0]
["A1PortfolioAllAll5CAISO1-in-10WORST DAY510","A1","Portfolio","All","All",5,"CAISO","1-in-10","WORST DAY",5,"10","09",78.987838845512769,47.977390699867684,47.977390699867684,0,0]
["A1PortfolioAllAll5CAISO1-in-10WORST DAY511","A1","Portfolio","All","All",5,"CAISO","1-in-10","WORST DAY",5,"11","10",82.867312922186159,47.883527931526629,47.883527931526629,0,0]
["A1PortfolioAllAll5CAISO1-in-10WORST DAY512","A1","Portfolio","All","All",5,"CAISO","1-in-10","WORST DAY",5,"12","11",86.327331344854812,47.728898643973778,47.728898643973778,0,0]
["A1PortfolioAllAll5CAISO1-in-10WORST DAY513","A1","Portfolio","All","All",5,"CAISO","1-in-10","WORST DAY",5,"13","12",89.4742521273796,48.241976104935553,48.241976104935553,0,0]
["A1PortfolioAllAll5CAISO1-in-10WORST DAY514","A1","Portfolio","All","All",5,"CAISO","1-in-10","WORST DAY",5,"14","13",91.980546539170106,48.854226778546582,48.854226778546582,0,0]
["A1PortfolioAllAll5CAISO1-in-10WORST DAY515","A1","Portfolio","All","All",5,"CAISO","1-in-10","WORST DAY",5,"15","14",93.93181419422757,48.64258166509314,48.64258166509314,0,0]
["A1PortfolioAllAll5CAISO1-in-10WORST DAY516","A1","Portfolio","All","All",5,"CAISO","1-in-10","WORST DAY",5,"16","15",94.889957452408112,48.513226485791485,48.513226485791485,0,0]
["A1PortfolioAllAll5CAISO1-in-10WORST DAY517","A1","Portfolio","All","All",5,"CAISO","1-in-10","WORST DAY",5,"17","16",95.038259935082024,48.174144461845103,48.174144461845103,0,0]
["A1PortfolioAllAll5CAISO1-in-10WORST DAY518","A1","Portfolio","All","All",5,"CAISO","1-in-10","WORST DAY",5,"18","17",94.016459777173438,47.473929180685474,47.113181210235993,-0.36074874483812819,4.1802768828347325E-4]
["A1PortfolioAllAll5CAISO1-in-10WORST DAY519","A1","Portfolio","All","All",5,"CAISO","1-in-10","WORST DAY",5,"19","18",92.121458022633561,48.098292010173779,47.73279932359187,-0.36549320112909017,3.9517745608463883E-4]
["A1PortfolioAllAll5CAISO1-in-10WORST DAY520","A1","Portfolio","All","All",5,"CAISO","1-in-10","WORST DAY",5,"20","19",88.859176243530129,49.194876789775115,48.821051228664018,-0.37382602480902299,3.8322998443618417E-4]
["A1PortfolioAllAll5CAISO1-in-10WORST DAY521","A1","Portfolio","All","All",5,"CAISO","1-in-10","WORST DAY",5,"21","20",84.895199140275466,48.84964551558928,48.478442763370957,-0.37120265283529413,3.7500838516280055E-4]
["A1PortfolioAllAll5CAISO1-in-10WORST DAY522","A1","Portfolio","All","All",5,"CAISO","1-in-10","WORST DAY",5,"22","21",81.703548556890951,48.059541067544636,47.694342897656377,-0.36519873640261336,3.6698774783872068E-4]
["A1PortfolioAllAll5CAISO1-in-10WORST DAY523","A1","Portfolio","All","All",5,"CAISO","1-in-10","WORST DAY",5,"23","22",79.085939556101408,46.386333996242286,46.386333996242286,0,0]
["A1PortfolioAllAll5CAISO1-in-10WORST DAY524","A1","Portfolio","All","All",5,"CAISO","1-in-10","WORST DAY",5,"24","23",76.764145977717348,44.637912346108152,44.637912346108152,0,0]
["A1PortfolioAllAll5CAISO1-in-10WORST DAY601","A1","Portfolio","All","All",5,"CAISO","1-in-10","WORST DAY",6,"01","24",76.655169838695912,44.107976551751797,44.107976551751797,0,0]
["A1PortfolioAllAll5CAISO1-in-10WORST DAY602","A1","Portfolio","All","All",5,"CAISO","1-in-10","WORST DAY",6,"02","01",75.231266535802675,43.062520218619007,43.062520218619007,0,0]
["A1PortfolioAllAll5CAISO1-in-10WORST DAY603","A1","Portfolio","All","All",5,"CAISO","1-in-10","WORST DAY",6,"03","02",73.827760945634552,42.156049166087421,42.156049166087421,0,0]
["A1PortfolioAllAll5CAISO1-in-10WORST DAY604","A1","Portfolio","All","All",5,"CAISO","1-in-10","WORST DAY",6,"04","03",72.074240419902708,41.982610040441827,41.982610040441827,0,0]
["A1PortfolioAllAll5CAISO1-in-10WORST DAY605","A1","Portfolio","All","All",5,"CAISO","1-in-10","WORST DAY",6,"05","04",70.945314500298707,42.483859613621085,42.483859613621085,0,0]
["A1PortfolioAllAll5CAISO1-in-10WORST DAY606","A1","Portfolio","All","All",5,"CAISO","1-in-10","WORST DAY",6,"06","05",69.77897499359905,44.254463243926239,44.254463243926239,0,0]
["A1PortfolioAllAll5CAISO1-in-10WORST DAY607","A1","Portfolio","All","All",5,"CAISO","1-in-10","WORST DAY",6,"07","06",70.09797729794316,47.886977428781975,47.886977428781975,0,0]
["A1PortfolioAllAll5CAISO1-in-10WORST DAY608","A1","Portfolio","All","All",5,"CAISO","1-in-10","WORST DAY",6,"08","07",73.523512844584786,48.848718948470243,48.848718948470243,0,0]
["A1PortfolioAllAll5CAISO1-in-10WORST DAY609","A1","Portfolio","All","All",5,"CAISO","1-in-10","WORST DAY",6,"09","08",77.630568831612194,48.609698934052126,48.609698934052126,0,0]
["A1PortfolioAllAll5CAISO1-in-10WORST DAY610","A1","Portfolio","All","All",5,"CAISO","1-in-10","WORST DAY",6,"10","09",81.937996074080402,49.244760527796686,49.244760527796686,0,0]
["A1PortfolioAllAll5CAISO1-in-10WORST DAY611","A1","Portfolio","All","All",5,"CAISO","1-in-10","WORST DAY",6,"11","10",85.389231458564481,49.30557539335588,49.30557539335588,0,0]
["A1PortfolioAllAll5CAISO1-in-10WORST DAY612","A1","Portfolio","All","All",5,"CAISO","1-in-10","WORST DAY",6,"12","11",88.772851412477593,49.330404070385541,49.330404070385541,0,0]
["A1PortfolioAllAll5CAISO1-in-10WORST DAY613","A1","Portfolio","All","All",5,"CAISO","1-in-10","WORST DAY",6,"13","12",91.742638900742506,50.03171013821617,50.03171013821617,0,0]
["A1PortfolioAllAll5CAISO1-in-10WORST DAY614","A1","Portfolio","All","All",5,"CAISO","1-in-10","WORST DAY",6,"14","13",93.931136383033206,50.736601242316297,50.736601242316297,0,0]
["A1PortfolioAllAll5CAISO1-in-10WORST DAY615","A1","Portfolio","All","All",5,"CAISO","1-in-10","WORST DAY",6,"15","14",95.842739182384562,50.595011640172217,50.595011640172217,0,0]
["A1PortfolioAllAll5CAISO1-in-10WORST DAY616","A1","Portfolio","All","All",5,"CAISO","1-in-10","WORST DAY",6,"16","15",97.318351540496721,50.611426463736471,50.611426463736471,0,0]
["A1PortfolioAllAll5CAISO1-in-10WORST DAY617","A1","Portfolio","All","All",5,"CAISO","1-in-10","WORST DAY",6,"17","16",97.701288725783044,50.195390231751894,49.813961472917718,-0.38142880115961847,4.4575755600817502E-4]
["A1PortfolioAllAll5CAISO1-in-10WORST DAY618","A1","Portfolio","All","All",5,"CAISO","1-in-10","WORST DAY",6,"18","17",97.235928565332429,49.120892723590032,48.747629188897747,-0.37326382442756928,4.2648697854019701E-4]
["A1PortfolioAllAll5CAISO1-in-10WORST DAY619","A1","Portfolio","All","All",5,"CAISO","1-in-10","WORST DAY",6,"19","18",95.601849876248181,49.622656169177446,49.245579971018834,-0.3770766646479678,4.0123629150912166E-4]
["A1PortfolioAllAll5CAISO1-in-10WORST DAY620","A1","Portfolio","All","All",5,"CAISO","1-in-10","WORST DAY",6,"20","19",92.926485021763256,50.763539111624652,50.377792547985734,-0.38574610736410975,3.8848520489409566E-4]
["A1PortfolioAllAll5CAISO1-in-10WORST DAY621","A1","Portfolio","All","All",5,"CAISO","1-in-10","WORST DAY",6,"21","20",88.822480157036779,50.387466153372998,50.004577174541119,-0.38288836202383231,3.785103908739984E-4]
["A1PortfolioAllAll5CAISO1-in-10WORST DAY622","A1","Portfolio","All","All",5,"CAISO","1-in-10","WORST DAY",6,"22","21",85.409202440897843,49.586768383505358,49.586768383505358,0,0]
["A1PortfolioAllAll5CAISO1-in-10WORST DAY623","A1","Portfolio","All","All",5,"CAISO","1-in-10","WORST DAY",6,"23","22",82.806488435606383,47.823368763496589,47.823368763496589,0,0]
["A1PortfolioAllAll5CAISO1-in-10WORST DAY624","A1","Portfolio","All","All",5,"CAISO","1-in-10","WORST DAY",6,"24","23",80.378072458820512,46.005971062790138,46.005971062790138,0,0]
["A1PortfolioAllAll5CAISO1-in-10WORST DAY701","A1","Portfolio","All","All",5,"CAISO","1-in-10","WORST DAY",7,"01","24",81.737638970157988,45.221840067876457,45.221840067876457,0,0]
["A1PortfolioAllAll5CAISO1-in-10WORST DAY702","A1","Portfolio","All","All",5,"CAISO","1-in-10","WORST DAY",7,"02","01",78.922960377831643,44.125432089976961,44.125432089976961,0,0]
["A1PortfolioAllAll5CAISO1-in-10WORST DAY703","A1","Portfolio","All","All",5,"CAISO","1-in-10","WORST DAY",7,"03","02",77.393076569422391,43.142351386388377,43.142351386388377,0,0]
["A1PortfolioAllAll5CAISO1-in-10WORST DAY704","A1","Portfolio","All","All",5,"CAISO","1-in-10","WORST DAY",7,"04","03",76.071313633703923,43.009412615704719,43.009412615704719,0,0]
["A1PortfolioAllAll5CAISO1-in-10WORST DAY705","A1","Portfolio","All","All",5,"CAISO","1-in-10","WORST DAY",7,"05","04",75.003113767449634,43.521768187394507,43.521768187394507,0,0]
["A1PortfolioAllAll5CAISO1-in-10WORST DAY706","A1","Portfolio","All","All",5,"CAISO","1-in-10","WORST DAY",7,"06","05",73.767575022987543,45.302804413739153,45.302804413739153,0,0]
["A1PortfolioAllAll5CAISO1-in-10WORST DAY707","A1","Portfolio","All","All",5,"CAISO","1-in-10","WORST DAY",7,"07","06",73.672134915990966,48.990170498399827,48.990170498399827,0,0]
["A1PortfolioAllAll5CAISO1-in-10WORST DAY708","A1","Portfolio","All","All",5,"CAISO","1-in-10","WORST DAY",7,"08","07",76.75481693555129,49.781715070847326,49.781715070847326,0,0]
["A1PortfolioAllAll5CAISO1-in-10WORST DAY709","A1","Portfolio","All","All",5,"CAISO","1-in-10","WORST DAY",7,"09","08",80.834029925603943,49.557951079366845,49.557951079366845,0,0]
["A1PortfolioAllAll5CAISO1-in-10WORST DAY710","A1","Portfolio","All","All",5,"CAISO","1-in-10","WORST DAY",7,"10","09",85.119733762434166,50.419038850010381,50.419038850010381,0,0]
["A1PortfolioAllAll5CAISO1-in-10WORST DAY711","A1","Portfolio","All","All",5,"CAISO","1-in-10","WORST DAY",7,"11","10",89.258818858145943,50.556445168144577,50.556445168144577,0,0]
["A1PortfolioAllAll5CAISO1-in-10WORST DAY712","A1","Portfolio","All","All",5,"CAISO","1-in-10","WORST DAY",7,"12","11",93.084218005517016,50.707340461275066,50.707340461275066,0,0]
["A1PortfolioAllAll5CAISO1-in-10WORST DAY713","A1","Portfolio","All","All",5,"CAISO","1-in-10","WORST DAY",7,"13","12",96.126097132826217,51.559142849496759,51.559142849496759,0,0]
["A1PortfolioAllAll5CAISO1-in-10WORST DAY714","A1","Portfolio","All","All",5,"CAISO","1-in-10","WORST DAY",7,"14","13",98.872314636796787,52.404127204775918,52.404127204775918,0,0]
["A1PortfolioAllAll5CAISO1-in-10WORST DAY715","A1","Portfolio","All","All",5,"CAISO","1-in-10","WORST DAY",7,"15","14",100.6804731254702,52.289606391012164,52.289606391012164,0,0]
["A1PortfolioAllAll5CAISO1-in-10WORST DAY716","A1","Portfolio","All","All",5,"CAISO","1-in-10","WORST DAY",7,"16","15",101.72675123296833,52.518296031790022,52.518296031790022,0,0]
["A1PortfolioAllAll5CAISO1-in-10WORST DAY717","A1","Portfolio","All","All",5,"CAISO","1-in-10","WORST DAY",7,"17","16",102.04550489007774,52.060998908770571,51.665393586561905,-0.39560533795124891,4.5474455691874027E-4]
["A1PortfolioAllAll5CAISO1-in-10WORST DAY718","A1","Portfolio","All","All",5,"CAISO","1-in-10","WORST DAY",7,"18","17",101.58370601019811,50.622330121834565,50.237657340270708,-0.38467307208710488,4.3461090535856783E-4]
["A1PortfolioAllAll5CAISO1-in-10WORST DAY719","A1","Portfolio","All","All",5,"CAISO","1-in-10","WORST DAY",7,"19","18",99.95985538744462,51.067067917947369,50.679015187330656,-0.38805258046049629,4.0723412530496716E-4]
["A1PortfolioAllAll5CAISO1-in-10WORST DAY720","A1","Portfolio","All","All",5,"CAISO","1-in-10","WORST DAY",7,"20","19",96.900913232466777,52.367110868263374,51.969178735789164,-0.39793145854954221,3.9380660746246576E-4]
["A1PortfolioAllAll5CAISO1-in-10WORST DAY721","A1","Portfolio","All","All",5,"CAISO","1-in-10","WORST DAY",7,"21","20",92.61943074479646,52.11887944892608,51.722835251217745,-0.39604516931761596,3.8295169360935688E-4]
["A1PortfolioAllAll5CAISO1-in-10WORST DAY722","A1","Portfolio","All","All",5,"CAISO","1-in-10","WORST DAY",7,"22","21",88.999613391289813,51.387022762239155,51.387022762239155,0,0]
["A1PortfolioAllAll5CAISO1-in-10WORST DAY723","A1","Portfolio","All","All",5,"CAISO","1-in-10","WORST DAY",7,"23","22",86.126201621666809,49.5419632090466,49.5419632090466,0,0]
["A1PortfolioAllAll5CAISO1-in-10WORST DAY724","A1","Portfolio","All","All",5,"CAISO","1-in-10","WORST DAY",7,"24","23",84.12557468862326,47.649025481028907,47.649025481028907,0,0]
["A1PortfolioAllAll5CAISO1-in-10WORST DAY801","A1","Portfolio","All","All",5,"CAISO","1-in-10","WORST DAY",8,"01","24",78.585637068823232,44.36627203157412,44.36627203157412,0,0]
["A1PortfolioAllAll5CAISO1-in-10WORST DAY802","A1","Portfolio","All","All",5,"CAISO","1-in-10","WORST DAY",8,"02","01",77.357464102987294,43.305594612888093,43.305594612888093,0,0]
["A1PortfolioAllAll5CAISO1-in-10WORST DAY803","A1","Portfolio","All","All",5,"CAISO","1-in-10","WORST DAY",8,"03","02",75.879631539858067,42.380233719387299,42.380233719387299,0,0]
["A1PortfolioAllAll5CAISO1-in-10WORST DAY804","A1","Portfolio","All","All",5,"CAISO","1-in-10","WORST DAY",8,"04","03",74.884067090278918,42.22737666954017,42.22737666954017,0,0]
["A1PortfolioAllAll5CAISO1-in-10WORST DAY805","A1","Portfolio","All","All",5,"CAISO","1-in-10","WORST DAY",8,"05","04",73.305537217362598,42.730636161061739,42.730636161061739,0,0]
["A1PortfolioAllAll5CAISO1-in-10WORST DAY806","A1","Portfolio","All","All",5,"CAISO","1-in-10","WORST DAY",8,"06","05",72.407606453210107,44.493282139219836,44.493282139219836,0,0]
["A1PortfolioAllAll5CAISO1-in-10WORST DAY807","A1","Portfolio","All","All",5,"CAISO","1-in-10","WORST DAY",8,"07","06",71.916343456015838,48.052799159088828,48.052799159088828,0,0]
["A1PortfolioAllAll5CAISO1-in-10WORST DAY808","A1","Portfolio","All","All",5,"CAISO","1-in-10","WORST DAY",8,"08","07",74.235981597623365,48.839826510005153,48.839826510005153,0,0]
["A1PortfolioAllAll5CAISO1-in-10WORST DAY809","A1","Portfolio","All","All",5,"CAISO","1-in-10","WORST DAY",8,"09","08",78.526644248225779,48.506293135938478,48.506293135938478,0,0]
["A1PortfolioAllAll5CAISO1-in-10WORST DAY810","A1","Portfolio","All","All",5,"CAISO","1-in-10","WORST DAY",8,"10","09",82.990004538702763,49.12762012067499,49.12762012067499,0,0]
["A1PortfolioAllAll5CAISO1-in-10WORST DAY811","A1","Portfolio","All","All",5,"CAISO","1-in-10","WORST DAY",8,"11","10",87.18421975573527,49.092960458132957,49.092960458132957,0,0]
["A1PortfolioAllAll5CAISO1-in-10WORST DAY812","A1","Portfolio","All","All",5,"CAISO","1-in-10","WORST DAY",8,"12","11",90.86865613137482,49.125967362056052,49.125967362056052,0,0]
["A1PortfolioAllAll5CAISO1-in-10WORST DAY813","A1","Portfolio","All","All",5,"CAISO","1-in-10","WORST DAY",8,"13","12",94.419046047202514,49.794772581963251,49.794772581963251,0,0]
["A1PortfolioAllAll5CAISO1-in-10WORST DAY814","A1","Portfolio","All","All",5,"CAISO","1-in-10","WORST DAY",8,"14","13",96.793602492160417,50.544070678511467,50.544070678511467,0,0]
["A1PortfolioAllAll5CAISO1-in-10WORST DAY815","A1","Portfolio","All","All",5,"CAISO","1-in-10","WORST DAY",8,"15","14",98.549977306486213,50.383051590980166,50.383051590980166,0,0]
["A1PortfolioAllAll5CAISO1-in-10WORST DAY816","A1","Portfolio","All","All",5,"CAISO","1-in-10","WORST DAY",8,"16","15",99.789517659679817,50.476774496139008,50.476774496139008,0,0]
["A1PortfolioAllAll5CAISO1-in-10WORST DAY817","A1","Portfolio","All","All",5,"CAISO","1-in-10","WORST DAY",8,"17","16",99.878857897342797,50.054608601311912,49.674249881857897,-0.38035902377287428,4.3072318658232689E-4]
["A1PortfolioAllAll5CAISO1-in-10WORST DAY818","A1","Portfolio","All","All",5,"CAISO","1-in-10","WORST DAY",8,"18","17",99.112662980689876,48.904101071885108,48.532484426145459,-0.37161644687561002,4.1250069625675678E-4]
["A1PortfolioAllAll5CAISO1-in-10WORST DAY819","A1","Portfolio","All","All",5,"CAISO","1-in-10","WORST DAY",8,"19","18",97.01578230731144,49.548313833871816,49.171802223477904,-0.37651174934063597,3.8858593325130641E-4]
["A1PortfolioAllAll5CAISO1-in-10WORST DAY820","A1","Portfolio","All","All",5,"CAISO","1-in-10","WORST DAY",8,"20","19",93.34364169004786,50.911654382310829,50.524782493092914,-0.386871609474018,3.7663427065126598E-4]
["A1PortfolioAllAll5CAISO1-in-10WORST DAY821","A1","Portfolio","All","All",5,"CAISO","1-in-10","WORST DAY",8,"21","20",88.896239065852455,50.741187320655406,50.355611669749976,-0.3855762536361832,3.6772768362425268E-4]
["A1PortfolioAllAll5CAISO1-in-10WORST DAY822","A1","Portfolio","All","All",5,"CAISO","1-in-10","WORST DAY",8,"22","21",85.953127578808378,50.049456165595934,50.049456165595934,0,0]
["A1PortfolioAllAll5CAISO1-in-10WORST DAY823","A1","Portfolio","All","All",5,"CAISO","1-in-10","WORST DAY",8,"23","22",83.114581614127744,48.298886019932965,48.298886019932965,0,0]
["A1PortfolioAllAll5CAISO1-in-10WORST DAY824","A1","Portfolio","All","All",5,"CAISO","1-in-10","WORST DAY",8,"24","23",81.050286763492323,46.476609071950612,46.476609071950612,0,0]
["A1PortfolioAllAll5CAISO1-in-10WORST DAY901","A1","Portfolio","All","All",5,"CAISO","1-in-10","WORST DAY",9,"01","24",74.127862595419842,42.473758674140029,42.473758674140029,0,0]
["A1PortfolioAllAll5CAISO1-in-10WORST DAY902","A1","Portfolio","All","All",5,"CAISO","1-in-10","WORST DAY",9,"02","01",72.331786990417413,41.465155331674154,41.465155331674154,0,0]
["A1PortfolioAllAll5CAISO1-in-10WORST DAY903","A1","Portfolio","All","All",5,"CAISO","1-in-10","WORST DAY",9,"03","02",70.914507877212927,40.616701742862581,40.616701742862581,0,0]
["A1PortfolioAllAll5CAISO1-in-10WORST DAY904","A1","Portfolio","All","All",5,"CAISO","1-in-10","WORST DAY",9,"04","03",69.561200665908729,40.450697018370569,40.450697018370569,0,0]
["A1PortfolioAllAll5CAISO1-in-10WORST DAY905","A1","Portfolio","All","All",5,"CAISO","1-in-10","WORST DAY",9,"05","04",68.439773834659732,40.952329187767859,40.952329187767859,0,0]
["A1PortfolioAllAll5CAISO1-in-10WORST DAY906","A1","Portfolio","All","All",5,"CAISO","1-in-10","WORST DAY",9,"06","05",67.537985220074717,42.711901370881876,42.711901370881876,0,0]
["A1PortfolioAllAll5CAISO1-in-10WORST DAY907","A1","Portfolio","All","All",5,"CAISO","1-in-10","WORST DAY",9,"07","06",66.966684261815814,46.31142323930225,46.31142323930225,0,0]
["A1PortfolioAllAll5CAISO1-in-10WORST DAY908","A1","Portfolio","All","All",5,"CAISO","1-in-10","WORST DAY",9,"08","07",68.537670537599482,47.42944789115132,47.42944789115132,0,0]
["A1PortfolioAllAll5CAISO1-in-10WORST DAY909","A1","Portfolio","All","All",5,"CAISO","1-in-10","WORST DAY",9,"09","08",72.921309079096957,47.158391453810999,47.158391453810999,0,0]
["A1PortfolioAllAll5CAISO1-in-10WORST DAY910","A1","Portfolio","All","All",5,"CAISO","1-in-10","WORST DAY",9,"10","09",78.436190514861138,47.566829735665195,47.566829735665195,0,0]
["A1PortfolioAllAll5CAISO1-in-10WORST DAY911","A1","Portfolio","All","All",5,"CAISO","1-in-10","WORST DAY",9,"11","10",82.970460451518591,47.525045788130079,47.525045788130079,0,0]
["A1PortfolioAllAll5CAISO1-in-10WORST DAY912","A1","Portfolio","All","All",5,"CAISO","1-in-10","WORST DAY",9,"12","11",86.774778707162582,47.491438912368423,47.491438912368423,0,0]
["A1PortfolioAllAll5CAISO1-in-10WORST DAY913","A1","Portfolio","All","All",5,"CAISO","1-in-10","WORST DAY",9,"13","12",89.98244883872016,48.10954726309695,48.10954726309695,0,0]
["A1PortfolioAllAll5CAISO1-in-10WORST DAY914","A1","Portfolio","All","All",5,"CAISO","1-in-10","WORST DAY",9,"14","13",92.60096231931135,48.755818546829971,48.755818546829971,0,0]
["A1PortfolioAllAll5CAISO1-in-10WORST DAY915","A1","Portfolio","All","All",5,"CAISO","1-in-10","WORST DAY",9,"15","14",94.580436901088191,48.633443494581336,48.633443494581336,0,0]
["A1PortfolioAllAll5CAISO1-in-10WORST DAY916","A1","Portfolio","All","All",5,"CAISO","1-in-10","WORST DAY",9,"16","15",95.541690352444377,48.663879510441809,48.663879510441809,0,0]
["A1PortfolioAllAll5CAISO1-in-10WORST DAY917","A1","Portfolio","All","All",5,"CAISO","1-in-10","WORST DAY",9,"17","16",95.884491229494884,48.353212765994755,47.985782677724906,-0.36743032032397155,4.133191832806915E-4]
["A1PortfolioAllAll5CAISO1-in-10WORST DAY918","A1","Portfolio","All","All",5,"CAISO","1-in-10","WORST DAY",9,"18","17",94.714349520870556,47.602687138600906,47.240960416294037,-0.36172715808204292,3.9609774830751121E-4]
["A1PortfolioAllAll5CAISO1-in-10WORST DAY919","A1","Portfolio","All","All",5,"CAISO","1-in-10","WORST DAY",9,"19","18",91.999472145525417,48.069398988535049,47.704125308532575,-0.36527364792003497,3.7302164128050208E-4]
["A1PortfolioAllAll5CAISO1-in-10WORST DAY920","A1","Portfolio","All","All",5,"CAISO","1-in-10","WORST DAY",9,"20","19",87.421298928049382,49.023304251002216,48.650782442142088,-0.37252226367340097,3.6103444290347397E-4]
["A1PortfolioAllAll5CAISO1-in-10WORST DAY921","A1","Portfolio","All","All",5,"CAISO","1-in-10","WORST DAY",9,"21","20",83.822305911970119,48.566690511825144,48.197638172750686,-0.36905250970923892,3.5181347629986703E-4]
["A1PortfolioAllAll5CAISO1-in-10WORST DAY922","A1","Portfolio","All","All",5,"CAISO","1-in-10","WORST DAY",9,"22","21",80.997776920578204,47.738408414447314,47.738408414447314,0,0]
["A1PortfolioAllAll5CAISO1-in-10WORST DAY923","A1","Portfolio","All","All",5,"CAISO","1-in-10","WORST DAY",9,"23","22",78.632724947214555,46.013309323638666,46.013309323638666,0,0]
["A1PortfolioAllAll5CAISO1-in-10WORST DAY924","A1","Portfolio","All","All",5,"CAISO","1-in-10","WORST DAY",9,"24","23",76.564783985707322,44.245274467359572,44.245274467359572,0,0]
["A1PortfolioAllAll5CAISO1-in-10WORST DAY1001","A1","Portfolio","All","All",5,"CAISO","1-in-10","WORST DAY",10,"01","24",71.688459066441709,41.156708774136888,41.156708774136888,0,0]
["A1PortfolioAllAll5CAISO1-in-10WORST DAY1002","A1","Portfolio","All","All",5,"CAISO","1-in-10","WORST DAY",10,"02","01",70.053938700088381,40.198636960895762,40.198636960895762,0,0]
["A1PortfolioAllAll5CAISO1-in-10WORST DAY1003","A1","Portfolio","All","All",5,"CAISO","1-in-10","WORST DAY",10,"03","02",69.00318349803166,39.423768022671169,39.423768022671169,0,0]
["A1PortfolioAllAll5CAISO1-in-10WORST DAY1004","A1","Portfolio","All","All",5,"CAISO","1-in-10","WORST DAY",10,"04","03",67.884038322487342,39.217407751227157,39.217407751227157,0,0]
["A1PortfolioAllAll5CAISO1-in-10WORST DAY1005","A1","Portfolio","All","All",5,"CAISO","1-in-10","WORST DAY",10,"05","04",66.559381778741866,39.695083576100934,39.695083576100934,0,0]
["A1PortfolioAllAll5CAISO1-in-10WORST DAY1006","A1","Portfolio","All","All",5,"CAISO","1-in-10","WORST DAY",10,"06","05",65.700590503735839,41.446543901526034,41.446543901526034,0,0]
["A1PortfolioAllAll5CAISO1-in-10WORST DAY1007","A1","Portfolio","All","All",5,"CAISO","1-in-10","WORST DAY",10,"07","06",64.958112396561418,44.928805322643193,44.928805322643193,0,0]
["A1PortfolioAllAll5CAISO1-in-10WORST DAY1008","A1","Portfolio","All","All",5,"CAISO","1-in-10","WORST DAY",10,"08","07",65.602223427331893,46.145010149266355,46.145010149266355,0,0]
["A1PortfolioAllAll5CAISO1-in-10WORST DAY1009","A1","Portfolio","All","All",5,"CAISO","1-in-10","WORST DAY",10,"09","08",69.594309873865186,45.805530164656574,45.805530164656574,0,0]
["A1PortfolioAllAll5CAISO1-in-10WORST DAY1010","A1","Portfolio","All","All",5,"CAISO","1-in-10","WORST DAY",10,"10","09",74.831937414638062,46.003158164662921,46.003158164662921,0,0]
["A1PortfolioAllAll5CAISO1-in-10WORST DAY1011","A1","Portfolio","All","All",5,"CAISO","1-in-10","WORST DAY",10,"11","10",79.320900618622957,45.869708126662061,45.869708126662061,0,0]
["A1PortfolioAllAll5CAISO1-in-10WORST DAY1012","A1","Portfolio","All","All",5,"CAISO","1-in-10","WORST DAY",10,"12","11",83.149112235880125,45.673529151000452,45.673529151000452,0,0]
["A1PortfolioAllAll5CAISO1-in-10WORST DAY1013","A1","Portfolio","All","All",5,"CAISO","1-in-10","WORST DAY",10,"13","12",86.597553627380094,46.119531254218167,46.119531254218167,0,0]
["A1PortfolioAllAll5CAISO1-in-10WORST DAY1014","A1","Portfolio","All","All",5,"CAISO","1-in-10","WORST DAY",10,"14","13",89.036414397043458,46.643194554624877,46.643194554624877,0,0]
["A1PortfolioAllAll5CAISO1-in-10WORST DAY1015","A1","Portfolio","All","All",5,"CAISO","1-in-10","WORST DAY",10,"15","14",90.707620310114891,46.463376985940819,46.463376985940819,0,0]
["A1PortfolioAllAll5CAISO1-in-10WORST DAY1016","A1","Portfolio","All","All",5,"CAISO","1-in-10","WORST DAY",10,"16","15",91.286464609946165,46.249305712970333,46.249305712970333,0,0]
["A1PortfolioAllAll5CAISO1-in-10WORST DAY1017","A1","Portfolio","All","All",5,"CAISO","1-in-10","WORST DAY",10,"17","16",90.816562223829038,46.001171498226526,45.65161459929412,-0.34955743925503158,3.9216101868078113E-4]
["A1PortfolioAllAll5CAISO1-in-10WORST DAY1018","A1","Portfolio","All","All",5,"CAISO","1-in-10","WORST DAY",10,"18","17",89.43759540451515,45.584204770797925,45.237815554227645,-0.34638895222091687,3.7630103179253638E-4]
["A1PortfolioAllAll5CAISO1-in-10WORST DAY1019","A1","Portfolio","All","All",5,"CAISO","1-in-10","WORST DAY",10,"19","18",86.223899333172653,46.168488033334945,45.817659543724368,-0.35082884725925295,3.5539976670406759E-4]
["A1PortfolioAllAll5CAISO1-in-10WORST DAY1020","A1","Portfolio","All","All",5,"CAISO","1-in-10","WORST DAY",10,"20","19",82.113983289145978,47.069179698821294,46.71150652205462,-0.35767310639218658,3.4435236011631787E-4]
["A1PortfolioAllAll5CAISO1-in-10WORST DAY1021","A1","Portfolio","All","All",5,"CAISO","1-in-10","WORST DAY",10,"21","20",79.389240379207848,46.570548357020471,46.216664417020034,-0.35388406175641213,3.3657546737231314E-4]
["A1PortfolioAllAll5CAISO1-in-10WORST DAY1022","A1","Portfolio","All","All",5,"CAISO","1-in-10","WORST DAY",10,"22","21",77.316090222543579,45.705856261016642,45.705856261016642,0,0]
["A1PortfolioAllAll5CAISO1-in-10WORST DAY1023","A1","Portfolio","All","All",5,"CAISO","1-in-10","WORST DAY",10,"23","22",75.041957901502371,44.098607279315104,44.098607279315104,0,0]
["A1PortfolioAllAll5CAISO1-in-10WORST DAY1024","A1","Portfolio","All","All",5,"CAISO","1-in-10","WORST DAY",10,"24","23",73.08447818751506,42.432263080436222,42.432263080436222,0,0]
["A1PortfolioAllAll5CAISO1-in-10WORST DAY1101","A1","Portfolio","All","All",5,"CAISO","1-in-10","WORST DAY",11,"01","01",53.659824871465297,32.44191135887678,32.44191135887678,0,0]
["A1PortfolioAllAll5CAISO1-in-10WORST DAY1102","A1","Portfolio","All","All",5,"CAISO","1-in-10","WORST DAY",11,"02","02",52.611975819408741,31.713239577975351,31.713239577975351,0,0]
["A1PortfolioAllAll5CAISO1-in-10WORST DAY1103","A1","Portfolio","All","All",5,"CAISO","1-in-10","WORST DAY",11,"03","03",51.832583547557839,31.221143530720635,31.221143530720635,0,0]
["A1PortfolioAllAll5CAISO1-in-10WORST DAY1104","A1","Portfolio","All","All",5,"CAISO","1-in-10","WORST DAY",11,"04","04",50.946838849614394,31.050774411562291,31.050774411562291,0,0]
["A1PortfolioAllAll5CAISO1-in-10WORST DAY1105","A1","Portfolio","All","All",5,"CAISO","1-in-10","WORST DAY",11,"05","05",50.459310732647815,31.47635072697215,31.47635072697215,0,0]
["A1PortfolioAllAll5CAISO1-in-10WORST DAY1106","A1","Portfolio","All","All",5,"CAISO","1-in-10","WORST DAY",11,"06","06",49.855368332262209,33.23060339731601,33.23060339731601,0,0]
["A1PortfolioAllAll5CAISO1-in-10WORST DAY1107","A1","Portfolio","All","All",5,"CAISO","1-in-10","WORST DAY",11,"07","07",49.65549686696658,36.472474982787837,36.472474982787837,0,0]
["A1PortfolioAllAll5CAISO1-in-10WORST DAY1108","A1","Portfolio","All","All",5,"CAISO","1-in-10","WORST DAY",11,"08","08",51.050409704370182,38.502094235173352,38.502094235173352,0,0]
["A1PortfolioAllAll5CAISO1-in-10WORST DAY1109","A1","Portfolio","All","All",5,"CAISO","1-in-10","WORST DAY",11,"09","09",54.839251285347046,37.826226637198936,37.826226637198936,0,0]
["A1PortfolioAllAll5CAISO1-in-10WORST DAY1110","A1","Portfolio","All","All",5,"CAISO","1-in-10","WORST DAY",11,"10","10",59.213809447300768,36.610034389869647,36.610034389869647,0,0]
["A1PortfolioAllAll5CAISO1-in-10WORST DAY1111","A1","Portfolio","All","All",5,"CAISO","1-in-10","WORST DAY",11,"11","11",63.22507631748072,35.836280381483576,35.836280381483576,0,0]
["A1PortfolioAllAll5CAISO1-in-10WORST DAY1112","A1","Portfolio","All","All",5,"CAISO","1-in-10","WORST DAY",11,"12","12",66.470798521850895,35.449518049984825,35.449518049984825,0,0]
["A1PortfolioAllAll5CAISO1-in-10WORST DAY1113","A1","Portfolio","All","All",5,"CAISO","1-in-10","WORST DAY",11,"13","13",68.834752570694093,35.536679844909756,35.536679844909756,0,0]
["A1PortfolioAllAll5CAISO1-in-10WORST DAY1114","A1","Portfolio","All","All",5,"CAISO","1-in-10","WORST DAY",11,"14","14",70.595135764781489,35.762155645350376,35.762155645350376,0,0]
["A1PortfolioAllAll5CAISO1-in-10WORST DAY1115","A1","Portfolio","All","All",5,"CAISO","1-in-10","WORST DAY",11,"15","15",71.533549566195376,35.658559288241506,35.658559288241506,0,0]
["A1PortfolioAllAll5CAISO1-in-10WORST DAY1116","A1","Portfolio","All","All",5,"CAISO","1-in-10","WORST DAY",11,"16","16",71.377560652313619,35.590817082925597,35.590817082925597,0,0]
["A1PortfolioAllAll5CAISO1-in-10WORST DAY1117","A1","Portfolio","All","All",5,"CAISO","1-in-10","WORST DAY",11,"17","17",69.892271850899746,36.087255280743506,36.087255280743506,0,0]
["A1PortfolioAllAll5CAISO1-in-10WORST DAY1118","A1","Portfolio","All","All",5,"CAISO","1-in-10","WORST DAY",11,"18","18",67.165207262210799,37.674793114525372,37.674793114525372,0,0]
["A1PortfolioAllAll5CAISO1-in-10WORST DAY1119","A1","Portfolio","All","All",5,"CAISO","1-in-10","WORST DAY",11,"19","19",64.409975498071987,38.224717222180779,38.224717222180779,0,0]
["A1PortfolioAllAll5CAISO1-in-10WORST DAY1120","A1","Portfolio","All","All",5,"CAISO","1-in-10","WORST DAY",11,"20","20",61.938715054627252,37.795009509081517,37.795009509081517,0,0]
["A1PortfolioAllAll5CAISO1-in-10WORST DAY1121","A1","Portfolio","All","All",5,"CAISO","1-in-10","WORST DAY",11,"21","21",59.979826076478147,36.8693584491254,36.8693584491254,0,0]
["A1PortfolioAllAll5CAISO1-in-10WORST DAY1122","A1","Portfolio","All","All",5,"CAISO","1-in-10","WORST DAY",11,"22","22",58.109254498714655,35.818777758189405,35.818777758189405,0,0]
["A1PortfolioAllAll5CAISO1-in-10WORST DAY1123","A1","Portfolio","All","All",5,"CAISO","1-in-10","WORST DAY",11,"23","23",56.795198023778923,34.45232356601732,34.45232356601732,0,0]
["A1PortfolioAllAll5CAISO1-in-10WORST DAY1124","A1","Portfolio","All","All",5,"CAISO","1-in-10","WORST DAY",11,"24","24",55.548893396529564,33.117542110460725,33.117542110460725,0,0]
["A1PortfolioAllAll5CAISO1-in-10WORST DAY1201","A1","Portfolio","All","All",5,"CAISO","1-in-10","WORST DAY",12,"01","01",39.045097606041132,30.620364271858193,30.620364271858193,0,0]
["A1PortfolioAllAll5CAISO1-in-10WORST DAY1202","A1","Portfolio","All","All",5,"CAISO","1-in-10","WORST DAY",12,"02","02",38.281611503856041,29.945369748241248,29.945369748241248,0,0]
["A1PortfolioAllAll5CAISO1-in-10WORST DAY1203","A1","Portfolio","All","All",5,"CAISO","1-in-10","WORST DAY",12,"03","03",37.693484897172233,29.500138284619968,29.500138284619968,0,0]
["A1PortfolioAllAll5CAISO1-in-10WORST DAY1204","A1","Portfolio","All","All",5,"CAISO","1-in-10","WORST DAY",12,"04","04",37.190392030848329,29.339169284894435,29.339169284894435,0,0]
["A1PortfolioAllAll5CAISO1-in-10WORST DAY1205","A1","Portfolio","All","All",5,"CAISO","1-in-10","WORST DAY",12,"05","05",36.687961921593832,29.743709604759225,29.743709604759225,0,0]
["A1PortfolioAllAll5CAISO1-in-10WORST DAY1206","A1","Portfolio","All","All",5,"CAISO","1-in-10","WORST DAY",12,"06","06",36.5033338688946,31.484907786976869,31.484907786976869,0,0]
["A1PortfolioAllAll5CAISO1-in-10WORST DAY1207","A1","Portfolio","All","All",5,"CAISO","1-in-10","WORST DAY",12,"07","07",36.362759077763499,34.650694182286863,34.650694182286863,0,0]
["A1PortfolioAllAll5CAISO1-in-10WORST DAY1208","A1","Portfolio","All","All",5,"CAISO","1-in-10","WORST DAY",12,"08","08",36.371866966580974,36.763265887960365,36.763265887960365,0,0]
["A1PortfolioAllAll5CAISO1-in-10WORST DAY1209","A1","Portfolio","All","All",5,"CAISO","1-in-10","WORST DAY",12,"09","09",38.767402393958868,35.982260226150544,35.982260226150544,0,0]
["A1PortfolioAllAll5CAISO1-in-10WORST DAY1210","A1","Portfolio","All","All",5,"CAISO","1-in-10","WORST DAY",12,"10","10",41.741404241645242,34.430608067341304,34.430608067341304,0,0]
["A1PortfolioAllAll5CAISO1-in-10WORST DAY1211","A1","Portfolio","All","All",5,"CAISO","1-in-10","WORST DAY",12,"11","11",44.551624758997427,33.437309509860881,33.437309509860881,0,0]
["A1PortfolioAllAll5CAISO1-in-10WORST DAY1212","A1","Portfolio","All","All",5,"CAISO","1-in-10","WORST DAY",12,"12","12",46.573345115681235,32.996120413553726,32.996120413553726,0,0]
["A1PortfolioAllAll5CAISO1-in-10WORST DAY1213","A1","Portfolio","All","All",5,"CAISO","1-in-10","WORST DAY",12,"13","13",48.202803663239074,32.972566394814393,32.972566394814393,0,0]
["A1PortfolioAllAll5CAISO1-in-10WORST DAY1214","A1","Portfolio","All","All",5,"CAISO","1-in-10","WORST DAY",12,"14","14",49.1908338688946,33.112474854731374,33.112474854731374,0,0]
["A1PortfolioAllAll5CAISO1-in-10WORST DAY1215","A1","Portfolio","All","All",5,"CAISO","1-in-10","WORST DAY",12,"15","15",49.978139058483293,32.991402598560889,32.991402598560889,0,0]
["A1PortfolioAllAll5CAISO1-in-10WORST DAY1216","A1","Portfolio","All","All",5,"CAISO","1-in-10","WORST DAY",12,"16","16",50.022845035347046,32.988688996688651,32.988688996688651,0,0]
["A1PortfolioAllAll5CAISO1-in-10WORST DAY1217","A1","Portfolio","All","All",5,"CAISO","1-in-10","WORST DAY",12,"17","17",48.70395846722365,33.694879310043675,33.694879310043675,0,0]
["A1PortfolioAllAll5CAISO1-in-10WORST DAY1218","A1","Portfolio","All","All",5,"CAISO","1-in-10","WORST DAY",12,"18","18",46.759921272493571,35.741282253672793,35.741282253672793,0,0]
["A1PortfolioAllAll5CAISO1-in-10WORST DAY1219","A1","Portfolio","All","All",5,"CAISO","1-in-10","WORST DAY",12,"19","19",45.278900224935732,36.411100581101294,36.411100581101294,0,0]
["A1PortfolioAllAll5CAISO1-in-10WORST DAY1220","A1","Portfolio","All","All",5,"CAISO","1-in-10","WORST DAY",12,"20","20",43.59340857969152,35.797351246761941,35.797351246761941,0,0]
["A1PortfolioAllAll5CAISO1-in-10WORST DAY1221","A1","Portfolio","All","All",5,"CAISO","1-in-10","WORST DAY",12,"21","21",42.447863110539849,34.846109527096473,34.846109527096473,0,0]
["A1PortfolioAllAll5CAISO1-in-10WORST DAY1222","A1","Portfolio","All","All",5,"CAISO","1-in-10","WORST DAY",12,"22","22",41.34010483611825,33.780263985204932,33.780263985204932,0,0]
["A1PortfolioAllAll5CAISO1-in-10WORST DAY1223","A1","Portfolio","All","All",5,"CAISO","1-in-10","WORST DAY",12,"23","23",40.419736102185091,32.473248092952041,32.473248092952041,0,0]
["A1PortfolioAllAll5CAISO1-in-10WORST DAY1224","A1","Portfolio","All","All",5,"CAISO","1-in-10","WORST DAY",12,"24","24",39.517332101542415,31.215831177221169,31.215831177221169,0,0]
["A1PortfolioAllAll5CAISO1-in-2WORST DAY101","A1","Portfolio","All","All",5,"CAISO","1-in-2","WORST DAY",1,"01","01",41.427256361017761,29.980208017991117,29.980208017991117,0,0]
["A1PortfolioAllAll5CAISO1-in-2WORST DAY102","A1","Portfolio","All","All",5,"CAISO","1-in-2","WORST DAY",1,"02","02",40.803564570331254,29.301179014246479,29.301179014246479,0,0]
["A1PortfolioAllAll5CAISO1-in-2WORST DAY103","A1","Portfolio","All","All",5,"CAISO","1-in-2","WORST DAY",1,"03","03",40.296183389342296,28.846774578123814,28.846774578123814,0,0]
["A1PortfolioAllAll5CAISO1-in-2WORST DAY104","A1","Portfolio","All","All",5,"CAISO","1-in-2","WORST DAY",1,"04","04",39.80884541526644,28.670979381976107,28.670979381976107,0,0]
["A1PortfolioAllAll5CAISO1-in-2WORST DAY105","A1","Portfolio","All","All",5,"CAISO","1-in-2","WORST DAY",1,"05","05",39.547107537205953,29.065859655529419,29.065859655529419,0,0]
["A1PortfolioAllAll5CAISO1-in-2WORST DAY106","A1","Portfolio","All","All",5,"CAISO","1-in-2","WORST DAY",1,"06","06",39.449687950072011,30.795119361286474,30.795119361286474,0,0]
["A1PortfolioAllAll5CAISO1-in-2WORST DAY107","A1","Portfolio","All","All",5,"CAISO","1-in-2","WORST DAY",1,"07","07",39.313322131541049,33.935610643243109,33.935610643243109,0,0]
["A1PortfolioAllAll5CAISO1-in-2WORST DAY108","A1","Portfolio","All","All",5,"CAISO","1-in-2","WORST DAY",1,"08","08",39.404788766202593,36.060289330398142,36.060289330398142,0,0]
["A1PortfolioAllAll5CAISO1-in-2WORST DAY109","A1","Portfolio","All","All",5,"CAISO","1-in-2","WORST DAY",1,"09","09",41.051860297647622,35.220258360830023,35.220258360830023,0,0]
["A1PortfolioAllAll5CAISO1-in-2WORST DAY110","A1","Portfolio","All","All",5,"CAISO","1-in-2","WORST DAY",1,"10","10",43.580832933269321,33.648030850015836,33.648030850015836,0,0]
["A1PortfolioAllAll5CAISO1-in-2WORST DAY111","A1","Portfolio","All","All",5,"CAISO","1-in-2","WORST DAY",1,"11","11",45.789102256361019,32.677328854890121,32.677328854890121,0,0]
["A1PortfolioAllAll5CAISO1-in-2WORST DAY112","A1","Portfolio","All","All",5,"CAISO","1-in-2","WORST DAY",1,"12","12",47.563418146903501,32.268901052321674,32.268901052321674,0,0]
["A1PortfolioAllAll5CAISO1-in-2WORST DAY113","A1","Portfolio","All","All",5,"CAISO","1-in-2","WORST DAY",1,"13","13",48.775780124819974,32.231937442972821,32.231937442972821,0,0]
["A1PortfolioAllAll5CAISO1-in-2WORST DAY114","A1","Portfolio","All","All",5,"CAISO","1-in-2","WORST DAY",1,"14","14",49.513394143062889,32.379521273088066,32.379521273088066,0,0]
["A1PortfolioAllAll5CAISO1-in-2WORST DAY115","A1","Portfolio","All","All",5,"CAISO","1-in-2","WORST DAY",1,"15","15",49.949351896303412,32.245301013373364,32.245301013373364,0,0]
["A1PortfolioAllAll5CAISO1-in-2WORST DAY116","A1","Portfolio","All","All",5,"CAISO","1-in-2","WORST DAY",1,"16","16",49.801596255400867,32.267147338528773,32.267147338528773,0,0]
["A1PortfolioAllAll5CAISO1-in-2WORST DAY117","A1","Portfolio","All","All",5,"CAISO","1-in-2","WORST DAY",1,"17","17",48.960117618819012,32.98669182119486,32.98669182119486,0,0]
["A1PortfolioAllAll5CAISO1-in-2WORST DAY118","A1","Portfolio","All","All",5,"CAISO","1-in-2","WORST DAY",1,"18","18",47.413718194911183,35.11918609003736,35.11918609003736,0,0]
["A1PortfolioAllAll5CAISO1-in-2WORST DAY119","A1","Portfolio","All","All",5,"CAISO","1-in-2","WORST DAY",1,"19","19",46.234949591934708,35.854455763429577,35.854455763429577,0,0]
["A1PortfolioAllAll5CAISO1-in-2WORST DAY120","A1","Portfolio","All","All",5,"CAISO","1-in-2","WORST DAY",1,"20","20",45.31367018722996,35.23821853010616,35.23821853010616,0,0]
["A1PortfolioAllAll5CAISO1-in-2WORST DAY121","A1","Portfolio","All","All",5,"CAISO","1-in-2","WORST DAY",1,"21","21",44.639378300528087,34.274680279505425,34.274680279505425,0,0]
["A1PortfolioAllAll5CAISO1-in-2WORST DAY122","A1","Portfolio","All","All",5,"CAISO","1-in-2","WORST DAY",1,"22","22",44.032969275084014,33.198433080273382,33.198433080273382,0,0]
["A1PortfolioAllAll5CAISO1-in-2WORST DAY123","A1","Portfolio","All","All",5,"CAISO","1-in-2","WORST DAY",1,"23","23",43.602244359097455,31.841083835824371,31.841083835824371,0,0]
["A1PortfolioAllAll5CAISO1-in-2WORST DAY124","A1","Portfolio","All","All",5,"CAISO","1-in-2","WORST DAY",1,"24","24",43.36993518963034,30.586912791788635,30.586912791788635,0,0]
["A1PortfolioAllAll5CAISO1-in-2WORST DAY201","A1","Portfolio","All","All",5,"CAISO","1-in-2","WORST DAY",2,"01","01",49.192136250953467,30.031937059134027,30.031937059134027,0,0]
["A1PortfolioAllAll5CAISO1-in-2WORST DAY202","A1","Portfolio","All","All",5,"CAISO","1-in-2","WORST DAY",2,"02","02",48.744326849733028,29.357133879371748,29.357133879371748,0,0]
["A1PortfolioAllAll5CAISO1-in-2WORST DAY203","A1","Portfolio","All","All",5,"CAISO","1-in-2","WORST DAY",2,"03","03",48.64155463386728,28.899602307955089,28.899602307955089,0,0]
["A1PortfolioAllAll5CAISO1-in-2WORST DAY204","A1","Portfolio","All","All",5,"CAISO","1-in-2","WORST DAY",2,"04","04",48.506006864988557,28.723256406310341,28.723256406310341,0,0]
["A1PortfolioAllAll5CAISO1-in-2WORST DAY205","A1","Portfolio","All","All",5,"CAISO","1-in-2","WORST DAY",2,"05","05",48.345513920671245,29.118818517138543,29.118818517138543,0,0]
["A1PortfolioAllAll5CAISO1-in-2WORST DAY206","A1","Portfolio","All","All",5,"CAISO","1-in-2","WORST DAY",2,"06","06",47.957618230358506,30.851288819635496,30.851288819635496,0,0]
["A1PortfolioAllAll5CAISO1-in-2WORST DAY207","A1","Portfolio","All","All",5,"CAISO","1-in-2","WORST DAY",2,"07","07",47.621329138062549,33.994445014583739,33.994445014583739,0,0]
["A1PortfolioAllAll5CAISO1-in-2WORST DAY208","A1","Portfolio","All","All",5,"CAISO","1-in-2","WORST DAY",2,"08","08",47.610495327993895,36.130179581548845,36.130179581548845,0,0]
["A1PortfolioAllAll5CAISO1-in-2WORST DAY209","A1","Portfolio","All","All",5,"CAISO","1-in-2","WORST DAY",2,"09","09",48.930182112890925,35.311739431025671,35.311739431025671,0,0]
["A1PortfolioAllAll5CAISO1-in-2WORST DAY210","A1","Portfolio","All","All",5,"CAISO","1-in-2","WORST DAY",2,"10","10",50.206164187643019,33.761418249836716,33.761418249836716,0,0]
["A1PortfolioAllAll5CAISO1-in-2WORST DAY211","A1","Portfolio","All","All",5,"CAISO","1-in-2","WORST DAY",2,"11","11",51.433984077040428,32.790844103310775,32.790844103310775,0,0]
["A1PortfolioAllAll5CAISO1-in-2WORST DAY212","A1","Portfolio","All","All",5,"CAISO","1-in-2","WORST DAY",2,"12","12",51.649516113653696,32.378450952457868,32.378450952457868,0,0]
["A1PortfolioAllAll5CAISO1-in-2WORST DAY213","A1","Portfolio","All","All",5,"CAISO","1-in-2","WORST DAY",2,"13","13",52.565193554538517,32.335159993194495,32.335159993194495,0,0]
["A1PortfolioAllAll5CAISO1-in-2WORST DAY214","A1","Portfolio","All","All",5,"CAISO","1-in-2","WORST DAY",2,"14","14",52.79666046910755,32.475879634258909,32.475879634258909,0,0]
["A1PortfolioAllAll5CAISO1-in-2WORST DAY215","A1","Portfolio","All","All",5,"CAISO","1-in-2","WORST DAY",2,"15","15",52.874940408085429,32.333159189291571,32.333159189291571,0,0]
["A1PortfolioAllAll5CAISO1-in-2WORST DAY216","A1","Portfolio","All","All",5,"CAISO","1-in-2","WORST DAY",2,"16","16",52.223922578184592,32.34370317778491,32.34370317778491,0,0]
["A1PortfolioAllAll5CAISO1-in-2WORST DAY217","A1","Portfolio","All","All",5,"CAISO","1-in-2","WORST DAY",2,"17","17",51.018604595728455,33.060447059652375,33.060447059652375,0,0]
["A1PortfolioAllAll5CAISO1-in-2WORST DAY218","A1","Portfolio","All","All",5,"CAISO","1-in-2","WORST DAY",2,"18","18",49.621317219679632,35.188960321866325,35.188960321866325,0,0]
["A1PortfolioAllAll5CAISO1-in-2WORST DAY219","A1","Portfolio","All","All",5,"CAISO","1-in-2","WORST DAY",2,"19","19",47.96248093058734,35.918145743758124,35.918145743758124,0,0]
["A1PortfolioAllAll5CAISO1-in-2WORST DAY220","A1","Portfolio","All","All",5,"CAISO","1-in-2","WORST DAY",2,"20","20",46.858755244088485,35.295391511964141,35.295391511964141,0,0]
["A1PortfolioAllAll5CAISO1-in-2WORST DAY221","A1","Portfolio","All","All",5,"CAISO","1-in-2","WORST DAY",2,"21","21",46.148741418764303,34.321351692443152,34.321351692443152,0,0]
["A1PortfolioAllAll5CAISO1-in-2WORST DAY222","A1","Portfolio","All","All",5,"CAISO","1-in-2","WORST DAY",2,"22","22",45.583440598779561,33.250588478933253,33.250588478933253,0,0]
["A1PortfolioAllAll5CAISO1-in-2WORST DAY223","A1","Portfolio","All","All",5,"CAISO","1-in-2","WORST DAY",2,"23","23",44.841270976353925,31.892211509686643,31.892211509686643,0,0]
["A1PortfolioAllAll5CAISO1-in-2WORST DAY224","A1","Portfolio","All","All",5,"CAISO","1-in-2","WORST DAY",2,"24","24",44.29377622044241,30.63328448119044,30.63328448119044,0,0]
["A1PortfolioAllAll5CAISO1-in-2WORST DAY301","A1","Portfolio","All","All",5,"CAISO","1-in-2","WORST DAY",3,"01","24",48.852559719183077,31.474499870428271,31.474499870428271,0,0]
["A1PortfolioAllAll5CAISO1-in-2WORST DAY302","A1","Portfolio","All","All",5,"CAISO","1-in-2","WORST DAY",3,"02","01",48.394796225382933,30.798710158094085,30.798710158094085,0,0]
["A1PortfolioAllAll5CAISO1-in-2WORST DAY303","A1","Portfolio","All","All",5,"CAISO","1-in-2","WORST DAY",3,"03","02",47.850531090444932,30.337883587093124,30.337883587093124,0,0]
["A1PortfolioAllAll5CAISO1-in-2WORST DAY304","A1","Portfolio","All","All",5,"CAISO","1-in-2","WORST DAY",3,"04","03",47.513562180889863,30.165617098786576,30.165617098786576,0,0]
["A1PortfolioAllAll5CAISO1-in-2WORST DAY305","A1","Portfolio","All","All",5,"CAISO","1-in-2","WORST DAY",3,"05","04",47.174587436177973,30.565510966544693,30.565510966544693,0,0]
["A1PortfolioAllAll5CAISO1-in-2WORST DAY306","A1","Portfolio","All","All",5,"CAISO","1-in-2","WORST DAY",3,"06","05",46.881644328956966,32.323465743067146,32.323465743067146,0,0]
["A1PortfolioAllAll5CAISO1-in-2WORST DAY307","A1","Portfolio","All","All",5,"CAISO","1-in-2","WORST DAY",3,"07","06",46.69108998905908,35.532052670215563,35.532052670215563,0,0]
["A1PortfolioAllAll5CAISO1-in-2WORST DAY308","A1","Portfolio","All","All",5,"CAISO","1-in-2","WORST DAY",3,"08","07",47.568563092633113,37.680748616471234,37.680748616471234,0,0]
["A1PortfolioAllAll5CAISO1-in-2WORST DAY309","A1","Portfolio","All","All",5,"CAISO","1-in-2","WORST DAY",3,"09","08",49.889359956236326,36.905997543375641,36.905997543375641,0,0]
["A1PortfolioAllAll5CAISO1-in-2WORST DAY310","A1","Portfolio","All","All",5,"CAISO","1-in-2","WORST DAY",3,"10","09",52.217940827862876,35.381223927762832,35.381223927762832,0,0]
["A1PortfolioAllAll5CAISO1-in-2WORST DAY311","A1","Portfolio","All","All",5,"CAISO","1-in-2","WORST DAY",3,"11","10",54.142585247994163,34.421367386582205,34.421367386582205,0,0]
["A1PortfolioAllAll5CAISO1-in-2WORST DAY312","A1","Portfolio","All","All",5,"CAISO","1-in-2","WORST DAY",3,"12","11",55.909771608315097,34.022197602129587,34.022197602129587,0,0]
["A1PortfolioAllAll5CAISO1-in-2WORST DAY313","A1","Portfolio","All","All",5,"CAISO","1-in-2","WORST DAY",3,"13","12",57.215273978847556,34.009643339989118,34.009643339989118,0,0]
["A1PortfolioAllAll5CAISO1-in-2WORST DAY314","A1","Portfolio","All","All",5,"CAISO","1-in-2","WORST DAY",3,"14","13",58.317070113056161,34.159423498895421,34.159423498895421,0,0]
["A1PortfolioAllAll5CAISO1-in-2WORST DAY315","A1","Portfolio","All","All",5,"CAISO","1-in-2","WORST DAY",3,"15","14",58.631359409190374,34.017465544758224,34.017465544758224,0,0]
["A1PortfolioAllAll5CAISO1-in-2WORST DAY316","A1","Portfolio","All","All",5,"CAISO","1-in-2","WORST DAY",3,"16","15",58.645559810357405,34.00529224981053,34.00529224981053,0,0]
["A1PortfolioAllAll5CAISO1-in-2WORST DAY317","A1","Portfolio","All","All",5,"CAISO","1-in-2","WORST DAY",3,"17","16",57.944360867979576,34.693418387767544,34.693418387767544,0,0]
["A1PortfolioAllAll5CAISO1-in-2WORST DAY318","A1","Portfolio","All","All",5,"CAISO","1-in-2","WORST DAY",3,"18","17",56.194292487235593,36.759912645529184,36.759912645529184,0,0]
["A1PortfolioAllAll5CAISO1-in-2WORST DAY319","A1","Portfolio","All","All",5,"CAISO","1-in-2","WORST DAY",3,"19","18",54.447381017505471,37.421165223340395,37.421165223340395,0,0]
["A1PortfolioAllAll5CAISO1-in-2WORST DAY320","A1","Portfolio","All","All",5,"CAISO","1-in-2","WORST DAY",3,"20","19",53.214145696571848,36.767020967180343,36.767020967180343,0,0]
["A1PortfolioAllAll5CAISO1-in-2WORST DAY321","A1","Portfolio","All","All",5,"CAISO","1-in-2","WORST DAY",3,"21","20",52.216299690007297,35.798423021411239,35.798423021411239,0,0]
["A1PortfolioAllAll5CAISO1-in-2WORST DAY322","A1","Portfolio","All","All",5,"CAISO","1-in-2","WORST DAY",3,"22","21",51.148796498905909,34.71271155608504,34.71271155608504,0,0]
["A1PortfolioAllAll5CAISO1-in-2WORST DAY323","A1","Portfolio","All","All",5,"CAISO","1-in-2","WORST DAY",3,"23","22",50.385610412107951,33.364410644408011,33.364410644408011,0,0]
["A1PortfolioAllAll5CAISO1-in-2WORST DAY324","A1","Portfolio","All","All",5,"CAISO","1-in-2","WORST DAY",3,"24","23",49.444121535375636,32.0752874680555,32.0752874680555,0,0]
["A1PortfolioAllAll5CAISO1-in-2WORST DAY401","A1","Portfolio","All","All",5,"CAISO","1-in-2","WORST DAY",4,"01","24",64.041450371431125,38.833908424070472,38.833908424070472,0,0]
["A1PortfolioAllAll5CAISO1-in-2WORST DAY402","A1","Portfolio","All","All",5,"CAISO","1-in-2","WORST DAY",4,"02","01",62.77237536919359,37.979604519260825,37.979604519260825,0,0]
["A1PortfolioAllAll5CAISO1-in-2WORST DAY403","A1","Portfolio","All","All",5,"CAISO","1-in-2","WORST DAY",4,"03","02",61.596907723977445,37.318054076729283,37.318054076729283,0,0]
["A1PortfolioAllAll5CAISO1-in-2WORST DAY404","A1","Portfolio","All","All",5,"CAISO","1-in-2","WORST DAY",4,"04","03",60.455618455204508,37.105040077575183,37.105040077575183,0,0]
["A1PortfolioAllAll5CAISO1-in-2WORST DAY405","A1","Portfolio","All","All",5,"CAISO","1-in-2","WORST DAY",4,"05","04",59.570068468629735,37.564977714919095,37.564977714919095,0,0]
["A1PortfolioAllAll5CAISO1-in-2WORST DAY406","A1","Portfolio","All","All",5,"CAISO","1-in-2","WORST DAY",4,"06","05",58.506410543273965,39.316636019327589,39.316636019327589,0,0]
["A1PortfolioAllAll5CAISO1-in-2WORST DAY407","A1","Portfolio","All","All",5,"CAISO","1-in-2","WORST DAY",4,"07","06",58.428410006265104,42.662925057319889,42.662925057319889,0,0]
["A1PortfolioAllAll5CAISO1-in-2WORST DAY408","A1","Portfolio","All","All",5,"CAISO","1-in-2","WORST DAY",4,"08","07",61.278506220352632,44.074983652253671,44.074983652253671,0,0]
["A1PortfolioAllAll5CAISO1-in-2WORST DAY409","A1","Portfolio","All","All",5,"CAISO","1-in-2","WORST DAY",4,"09","08",65.429461648617206,43.549750268307946,43.549750268307946,0,0]
["A1PortfolioAllAll5CAISO1-in-2WORST DAY410","A1","Portfolio","All","All",5,"CAISO","1-in-2","WORST DAY",4,"10","09",69.429327396402044,43.228843311001754,43.228843311001754,0,0]
["A1PortfolioAllAll5CAISO1-in-2WORST DAY411","A1","Portfolio","All","All",5,"CAISO","1-in-2","WORST DAY",4,"11","10",73.336357737402665,42.832401707430357,42.832401707430357,0,0]
["A1PortfolioAllAll5CAISO1-in-2WORST DAY412","A1","Portfolio","All","All",5,"CAISO","1-in-2","WORST DAY",4,"12","11",76.502550792088073,42.468259621231518,42.468259621231518,0,0]
["A1PortfolioAllAll5CAISO1-in-2WORST DAY413","A1","Portfolio","All","All",5,"CAISO","1-in-2","WORST DAY",4,"13","12",79.224100510158422,42.672075060639251,42.672075060639251,0,0]
["A1PortfolioAllAll5CAISO1-in-2WORST DAY414","A1","Portfolio","All","All",5,"CAISO","1-in-2","WORST DAY",4,"14","13",81.271424416002858,43.047890705393492,43.047890705393492,0,0]
["A1PortfolioAllAll5CAISO1-in-2WORST DAY415","A1","Portfolio","All","All",5,"CAISO","1-in-2","WORST DAY",4,"15","14",82.698570213908525,42.816789867527298,42.816789867527298,0,0]
["A1PortfolioAllAll5CAISO1-in-2WORST DAY416","A1","Portfolio","All","All",5,"CAISO","1-in-2","WORST DAY",4,"16","15",83.471963662400427,42.580725385927572,42.580725385927572,0,0]
["A1PortfolioAllAll5CAISO1-in-2WORST DAY417","A1","Portfolio","All","All",5,"CAISO","1-in-2","WORST DAY",4,"17","16",83.744450908439987,42.583322919190671,42.583322919190671,0,0]
["A1PortfolioAllAll5CAISO1-in-2WORST DAY418","A1","Portfolio","All","All",5,"CAISO","1-in-2","WORST DAY",4,"18","17",82.940168262776339,42.964054740513248,42.964054740513248,0,0]
["A1PortfolioAllAll5CAISO1-in-2WORST DAY419","A1","Portfolio","All","All",5,"CAISO","1-in-2","WORST DAY",4,"19","18",80.699498791730065,43.723548754009769,43.723548754009769,0,0]
["A1PortfolioAllAll5CAISO1-in-2WORST DAY420","A1","Portfolio","All","All",5,"CAISO","1-in-2","WORST DAY",4,"20","19",77.448670903069896,44.281960298937989,44.281960298937989,0,0]
["A1PortfolioAllAll5CAISO1-in-2WORST DAY421","A1","Portfolio","All","All",5,"CAISO","1-in-2","WORST DAY",4,"21","20",73.918587219189121,43.725859318715422,43.725859318715422,0,0]
["A1PortfolioAllAll5CAISO1-in-2WORST DAY422","A1","Portfolio","All","All",5,"CAISO","1-in-2","WORST DAY",4,"22","21",71.472757988006805,42.792019788920349,42.792019788920349,0,0]
["A1PortfolioAllAll5CAISO1-in-2WORST DAY423","A1","Portfolio","All","All",5,"CAISO","1-in-2","WORST DAY",4,"23","22",69.165465855186611,41.271466581065035,41.271466581065035,0,0]
["A1PortfolioAllAll5CAISO1-in-2WORST DAY424","A1","Portfolio","All","All",5,"CAISO","1-in-2","WORST DAY",4,"24","23",67.08299024433903,39.720966993525437,39.720966993525437,0,0]
["A1PortfolioAllAll5CAISO1-in-2WORST DAY501","A1","Portfolio","All","All",5,"CAISO","1-in-2","WORST DAY",5,"01","24",72.250131590490398,41.734324603360065,41.734324603360065,0,0]
["A1PortfolioAllAll5CAISO1-in-2WORST DAY502","A1","Portfolio","All","All",5,"CAISO","1-in-2","WORST DAY",5,"02","01",69.788490218440216,40.818311047380547,40.818311047380547,0,0]
["A1PortfolioAllAll5CAISO1-in-2WORST DAY503","A1","Portfolio","All","All",5,"CAISO","1-in-2","WORST DAY",5,"03","02",68.614209579787698,40.101460637477174,40.101460637477174,0,0]
["A1PortfolioAllAll5CAISO1-in-2WORST DAY504","A1","Portfolio","All","All",5,"CAISO","1-in-2","WORST DAY",5,"04","03",67.193284498640239,39.867092019814848,39.867092019814848,0,0]
["A1PortfolioAllAll5CAISO1-in-2WORST DAY505","A1","Portfolio","All","All",5,"CAISO","1-in-2","WORST DAY",5,"05","04",66.139694271427317,40.345323850203762,40.345323850203762,0,0]
["A1PortfolioAllAll5CAISO1-in-2WORST DAY506","A1","Portfolio","All","All",5,"CAISO","1-in-2","WORST DAY",5,"06","05",65.278686726905875,42.059232922644597,42.059232922644597,0,0]
["A1PortfolioAllAll5CAISO1-in-2WORST DAY507","A1","Portfolio","All","All",5,"CAISO","1-in-2","WORST DAY",5,"07","06",65.367367751557154,45.315946263968108,45.315946263968108,0,0]
["A1PortfolioAllAll5CAISO1-in-2WORST DAY508","A1","Portfolio","All","All",5,"CAISO","1-in-2","WORST DAY",5,"08","07",68.176649267479604,46.207321905764083,46.207321905764083,0,0]
["A1PortfolioAllAll5CAISO1-in-2WORST DAY509","A1","Portfolio","All","All",5,"CAISO","1-in-2","WORST DAY",5,"09","08",71.702133959119223,45.62752483370857,45.62752483370857,0,0]
["A1PortfolioAllAll5CAISO1-in-2WORST DAY510","A1","Portfolio","All","All",5,"CAISO","1-in-2","WORST DAY",5,"10","09",75.248388016492669,45.669813066070617,45.669813066070617,0,0]
["A1PortfolioAllAll5CAISO1-in-2WORST DAY511","A1","Portfolio","All","All",5,"CAISO","1-in-2","WORST DAY",5,"11","10",78.500175453987197,45.303188505652365,45.303188505652365,0,0]
["A1PortfolioAllAll5CAISO1-in-2WORST DAY512","A1","Portfolio","All","All",5,"CAISO","1-in-2","WORST DAY",5,"12","11",81.548831037810331,44.869714185616758,44.869714185616758,0,0]
["A1PortfolioAllAll5CAISO1-in-2WORST DAY513","A1","Portfolio","All","All",5,"CAISO","1-in-2","WORST DAY",5,"13","12",84.365240371962457,44.994615838834278,44.994615838834278,0,0]
["A1PortfolioAllAll5CAISO1-in-2WORST DAY514","A1","Portfolio","All","All",5,"CAISO","1-in-2","WORST DAY",5,"14","13",86.576059303447664,45.398546724890615,45.398546724890615,0,0]
["A1PortfolioAllAll5CAISO1-in-2WORST DAY515","A1","Portfolio","All","All",5,"CAISO","1-in-2","WORST DAY",5,"15","14",88.046572067725236,45.08453802313943,45.08453802313943,0,0]
["A1PortfolioAllAll5CAISO1-in-2WORST DAY516","A1","Portfolio","All","All",5,"CAISO","1-in-2","WORST DAY",5,"16","15",88.782338363014304,44.703300382354684,44.703300382354684,0,0]
["A1PortfolioAllAll5CAISO1-in-2WORST DAY517","A1","Portfolio","All","All",5,"CAISO","1-in-2","WORST DAY",5,"17","16",88.968462145802263,44.389881830853021,44.389881830853021,0,0]
["A1PortfolioAllAll5CAISO1-in-2WORST DAY518","A1","Portfolio","All","All",5,"CAISO","1-in-2","WORST DAY",5,"18","17",88.309709185016231,44.174586180087068,43.838908878124414,-0.3356774355762388,3.8790443795733154E-4]
["A1PortfolioAllAll5CAISO1-in-2WORST DAY519","A1","Portfolio","All","All",5,"CAISO","1-in-2","WORST DAY",5,"19","18",86.49820159663129,45.297685553592068,44.953473707233407,-0.34421172824079516,3.7171400617808104E-4]
["A1PortfolioAllAll5CAISO1-in-2WORST DAY520","A1","Portfolio","All","All",5,"CAISO","1-in-2","WORST DAY",5,"20","19",84.147622598473546,46.665330569000254,46.3107261466156,-0.3546042959019704,3.6261198692955077E-4]
["A1PortfolioAllAll5CAISO1-in-2WORST DAY521","A1","Portfolio","All","All",5,"CAISO","1-in-2","WORST DAY",5,"21","20",81.102980524607418,46.485573403804601,46.132336141610722,-0.35323835149226079,3.5738514270633459E-4]
["A1PortfolioAllAll5CAISO1-in-2WORST DAY522","A1","Portfolio","All","All",5,"CAISO","1-in-2","WORST DAY",5,"22","21",78.049478024388108,45.753510394438621,45.405834214024409,-0.34767548486931993,3.5138113889843225E-4]
["A1PortfolioAllAll5CAISO1-in-2WORST DAY523","A1","Portfolio","All","All",5,"CAISO","1-in-2","WORST DAY",5,"23","22",75.895330730765863,44.236481724272465,44.236481724272465,0,0]
["A1PortfolioAllAll5CAISO1-in-2WORST DAY524","A1","Portfolio","All","All",5,"CAISO","1-in-2","WORST DAY",5,"24","23",73.933448109483294,42.635410685633076,42.635410685633076,0,0]
["A1PortfolioAllAll5CAISO1-in-2WORST DAY601","A1","Portfolio","All","All",5,"CAISO","1-in-2","WORST DAY",6,"01","24",76.851604506272935,43.756323459887014,43.756323459887014,0,0]
["A1PortfolioAllAll5CAISO1-in-2WORST DAY602","A1","Portfolio","All","All",5,"CAISO","1-in-2","WORST DAY",6,"02","01",74.34421140223607,42.727585001405828,42.727585001405828,0,0]
["A1PortfolioAllAll5CAISO1-in-2WORST DAY603","A1","Portfolio","All","All",5,"CAISO","1-in-2","WORST DAY",6,"03","02",72.83384185371682,41.829700575872977,41.829700575872977,0,0]
["A1PortfolioAllAll5CAISO1-in-2WORST DAY604","A1","Portfolio","All","All",5,"CAISO","1-in-2","WORST DAY",6,"04","03",71.280681915165999,41.675915305023182,41.675915305023182,0,0]
["A1PortfolioAllAll5CAISO1-in-2WORST DAY605","A1","Portfolio","All","All",5,"CAISO","1-in-2","WORST DAY",6,"05","04",69.548444567722115,42.176251816330023,42.176251816330023,0,0]
["A1PortfolioAllAll5CAISO1-in-2WORST DAY606","A1","Portfolio","All","All",5,"CAISO","1-in-2","WORST DAY",6,"06","05",68.600548348553389,43.946842639417106,43.946842639417106,0,0]
["A1PortfolioAllAll5CAISO1-in-2WORST DAY607","A1","Portfolio","All","All",5,"CAISO","1-in-2","WORST DAY",6,"07","06",69.102244601860548,47.534472614168116,47.534472614168116,0,0]
["A1PortfolioAllAll5CAISO1-in-2WORST DAY608","A1","Portfolio","All","All",5,"CAISO","1-in-2","WORST DAY",6,"08","07",72.825637961935655,48.458956249267771,48.458956249267771,0,0]
["A1PortfolioAllAll5CAISO1-in-2WORST DAY609","A1","Portfolio","All","All",5,"CAISO","1-in-2","WORST DAY",6,"09","08",77.180517623965173,48.171458516464185,48.171458516464185,0,0]
["A1PortfolioAllAll5CAISO1-in-2WORST DAY610","A1","Portfolio","All","All",5,"CAISO","1-in-2","WORST DAY",6,"10","09",81.486579329179818,48.737377947649904,48.737377947649904,0,0]
["A1PortfolioAllAll5CAISO1-in-2WORST DAY611","A1","Portfolio","All","All",5,"CAISO","1-in-2","WORST DAY",6,"11","10",85.502837757105056,48.746112218482267,48.746112218482267,0,0]
["A1PortfolioAllAll5CAISO1-in-2WORST DAY612","A1","Portfolio","All","All",5,"CAISO","1-in-2","WORST DAY",6,"12","11",89.171001536229411,48.755290887460113,48.755290887460113,0,0]
["A1PortfolioAllAll5CAISO1-in-2WORST DAY613","A1","Portfolio","All","All",5,"CAISO","1-in-2","WORST DAY",6,"13","12",92.394245540667413,49.467198822415554,49.467198822415554,0,0]
["A1PortfolioAllAll5CAISO1-in-2WORST DAY614","A1","Portfolio","All","All",5,"CAISO","1-in-2","WORST DAY",6,"14","13",95.028473585388753,50.201660089575668,50.201660089575668,0,0]
["A1PortfolioAllAll5CAISO1-in-2WORST DAY615","A1","Portfolio","All","All",5,"CAISO","1-in-2","WORST DAY",6,"15","14",96.602127251002813,50.055323019008227,50.055323019008227,0,0]
["A1PortfolioAllAll5CAISO1-in-2WORST DAY616","A1","Portfolio","All","All",5,"CAISO","1-in-2","WORST DAY",6,"16","15",97.693436886575057,50.143041628222221,50.143041628222221,0,0]
["A1PortfolioAllAll5CAISO1-in-2WORST DAY617","A1","Portfolio","All","All",5,"CAISO","1-in-2","WORST DAY",6,"17","16",98.129139284799862,49.773048668924304,49.39482881574952,-0.37821948720622223,4.4313736725598574E-4]
["A1PortfolioAllAll5CAISO1-in-2WORST DAY618","A1","Portfolio","All","All",5,"CAISO","1-in-2","WORST DAY",6,"18","17",97.716992404199033,48.818960251454023,48.447990645573029,-0.37096947542610959,4.2426690924912691E-4]
["A1PortfolioAllAll5CAISO1-in-2WORST DAY619","A1","Portfolio","All","All",5,"CAISO","1-in-2","WORST DAY",6,"19","18",96.094552786549457,49.349584357145169,48.974583331425578,-0.37500162992307429,3.9903749711811543E-4]
["A1PortfolioAllAll5CAISO1-in-2WORST DAY620","A1","Portfolio","All","All",5,"CAISO","1-in-2","WORST DAY",6,"20","19",93.32372834343262,50.451231408430594,50.06785920029796,-0.3833729091603737,3.8600509287789464E-4]
["A1PortfolioAllAll5CAISO1-in-2WORST DAY621","A1","Portfolio","All","All",5,"CAISO","1-in-2","WORST DAY",6,"21","20",89.049692754117942,50.113991471867969,49.733181018224933,-0.38081026044780381,3.762347623705864E-4]
["A1PortfolioAllAll5CAISO1-in-2WORST DAY622","A1","Portfolio","All","All",5,"CAISO","1-in-2","WORST DAY",6,"22","21",85.224086796961686,49.351223771025651,49.351223771025651,0,0]
["A1PortfolioAllAll5CAISO1-in-2WORST DAY623","A1","Portfolio","All","All",5,"CAISO","1-in-2","WORST DAY",6,"23","22",82.608976273790219,47.595905715213839,47.595905715213839,0,0]
["A1PortfolioAllAll5CAISO1-in-2WORST DAY624","A1","Portfolio","All","All",5,"CAISO","1-in-2","WORST DAY",6,"24","23",79.66982802765213,45.782262062028991,45.782262062028991,0,0]
["A1PortfolioAllAll5CAISO1-in-2WORST DAY701","A1","Portfolio","All","All",5,"CAISO","1-in-2","WORST DAY",7,"01","24",78.59828220346067,44.129227184017054,44.129227184017054,0,0]
["A1PortfolioAllAll5CAISO1-in-2WORST DAY702","A1","Portfolio","All","All",5,"CAISO","1-in-2","WORST DAY",7,"02","01",77.246750397057596,43.099505662510154,43.099505662510154,0,0]
["A1PortfolioAllAll5CAISO1-in-2WORST DAY703","A1","Portfolio","All","All",5,"CAISO","1-in-2","WORST DAY",7,"03","02",75.968036863662959,42.238361993403025,42.238361993403025,0,0]
["A1PortfolioAllAll5CAISO1-in-2WORST DAY704","A1","Portfolio","All","All",5,"CAISO","1-in-2","WORST DAY",7,"04","03",74.714055838836416,42.043339571813036,42.043339571813036,0,0]
["A1PortfolioAllAll5CAISO1-in-2WORST DAY705","A1","Portfolio","All","All",5,"CAISO","1-in-2","WORST DAY",7,"05","04",73.914381844019061,42.53259131529915,42.53259131529915,0,0]
["A1PortfolioAllAll5CAISO1-in-2WORST DAY706","A1","Portfolio","All","All",5,"CAISO","1-in-2","WORST DAY",7,"06","05",73.007700827551616,44.263460347204862,44.263460347204862,0,0]
["A1PortfolioAllAll5CAISO1-in-2WORST DAY707","A1","Portfolio","All","All",5,"CAISO","1-in-2","WORST DAY",7,"07","06",72.621896681434421,47.70312175543377,47.70312175543377,0,0]
["A1PortfolioAllAll5CAISO1-in-2WORST DAY708","A1","Portfolio","All","All",5,"CAISO","1-in-2","WORST DAY",7,"08","07",75.034355930786589,48.387802004762456,48.387802004762456,0,0]
["A1PortfolioAllAll5CAISO1-in-2WORST DAY709","A1","Portfolio","All","All",5,"CAISO","1-in-2","WORST DAY",7,"09","08",78.849651007272428,47.957156802076305,47.957156802076305,0,0]
["A1PortfolioAllAll5CAISO1-in-2WORST DAY710","A1","Portfolio","All","All",5,"CAISO","1-in-2","WORST DAY",7,"10","09",82.397580038451892,48.500090095697139,48.500090095697139,0,0]
["A1PortfolioAllAll5CAISO1-in-2WORST DAY711","A1","Portfolio","All","All",5,"CAISO","1-in-2","WORST DAY",7,"11","10",85.588021399314556,48.399554325235755,48.399554325235755,0,0]
["A1PortfolioAllAll5CAISO1-in-2WORST DAY712","A1","Portfolio","All","All",5,"CAISO","1-in-2","WORST DAY",7,"12","11",88.719520605199364,48.246333344543295,48.246333344543295,0,0]
["A1PortfolioAllAll5CAISO1-in-2WORST DAY713","A1","Portfolio","All","All",5,"CAISO","1-in-2","WORST DAY",7,"13","12",91.904883808409267,48.732546026284943,48.732546026284943,0,0]
["A1PortfolioAllAll5CAISO1-in-2WORST DAY714","A1","Portfolio","All","All",5,"CAISO","1-in-2","WORST DAY",7,"14","13",94.325900693805906,49.390629992167078,49.390629992167078,0,0]
["A1PortfolioAllAll5CAISO1-in-2WORST DAY715","A1","Portfolio","All","All",5,"CAISO","1-in-2","WORST DAY",7,"15","14",95.628239154058349,49.175022293876822,49.175022293876822,0,0]
["A1PortfolioAllAll5CAISO1-in-2WORST DAY716","A1","Portfolio","All","All",5,"CAISO","1-in-2","WORST DAY",7,"16","15",95.959646409763437,49.027369001169518,49.027369001169518,0,0]
["A1PortfolioAllAll5CAISO1-in-2WORST DAY717","A1","Portfolio","All","All",5,"CAISO","1-in-2","WORST DAY",7,"17","16",96.323246677254872,48.529120597890589,48.160354007173133,-0.36876701512178334,4.2090372880920768E-4]
["A1PortfolioAllAll5CAISO1-in-2WORST DAY718","A1","Portfolio","All","All",5,"CAISO","1-in-2","WORST DAY",7,"18","17",95.43196731589066,47.499066317438256,47.138126896625636,-0.36093976171045566,4.0386256296187639E-4]
["A1PortfolioAllAll5CAISO1-in-2WORST DAY719","A1","Portfolio","All","All",5,"CAISO","1-in-2","WORST DAY",7,"19","18",93.778995653264232,48.391848820248192,48.024125043585215,-0.36772390395491278,3.8301010499708354E-4]
["A1PortfolioAllAll5CAISO1-in-2WORST DAY720","A1","Portfolio","All","All",5,"CAISO","1-in-2","WORST DAY",7,"20","19",91.359399816099639,49.967211776561015,49.587517881212449,-0.37969489917183508,3.7260365206748247E-4]
["A1PortfolioAllAll5CAISO1-in-2WORST DAY721","A1","Portfolio","All","All",5,"CAISO","1-in-2","WORST DAY",7,"21","20",87.903441862409096,49.880091506385874,49.501058484470526,-0.37903289279246372,3.654755128081888E-4]
["A1PortfolioAllAll5CAISO1-in-2WORST DAY722","A1","Portfolio","All","All",5,"CAISO","1-in-2","WORST DAY",7,"22","21",84.697640641979433,49.202609172207197,49.202609172207197,0,0]
["A1PortfolioAllAll5CAISO1-in-2WORST DAY723","A1","Portfolio","All","All",5,"CAISO","1-in-2","WORST DAY",7,"23","22",82.087885563821786,47.533577957143628,47.533577957143628,0,0]
["A1PortfolioAllAll5CAISO1-in-2WORST DAY724","A1","Portfolio","All","All",5,"CAISO","1-in-2","WORST DAY",7,"24","23",80.03636211652595,45.788655607405815,45.788655607405815,0,0]
["A1PortfolioAllAll5CAISO1-in-2WORST DAY801","A1","Portfolio","All","All",5,"CAISO","1-in-2","WORST DAY",8,"01","24",73.693585987786761,42.353487644435873,42.353487644435873,0,0]
["A1PortfolioAllAll5CAISO1-in-2WORST DAY802","A1","Portfolio","All","All",5,"CAISO","1-in-2","WORST DAY",8,"02","01",71.901510150189807,41.363400826553743,41.363400826553743,0,0]
["A1PortfolioAllAll5CAISO1-in-2WORST DAY803","A1","Portfolio","All","All",5,"CAISO","1-in-2","WORST DAY",8,"03","02",70.334553969301865,40.549011149702068,40.549011149702068,0,0]
["A1PortfolioAllAll5CAISO1-in-2WORST DAY804","A1","Portfolio","All","All",5,"CAISO","1-in-2","WORST DAY",8,"04","03",69.039373246410292,40.347206442771665,40.347206442771665,0,0]
["A1PortfolioAllAll5CAISO1-in-2WORST DAY805","A1","Portfolio","All","All",5,"CAISO","1-in-2","WORST DAY",8,"05","04",67.846261759366229,40.83049329723606,40.83049329723606,0,0]
["A1PortfolioAllAll5CAISO1-in-2WORST DAY806","A1","Portfolio","All","All",5,"CAISO","1-in-2","WORST DAY",8,"06","05",67.079066265060234,42.566219912919081,42.566219912919081,0,0]
["A1PortfolioAllAll5CAISO1-in-2WORST DAY807","A1","Portfolio","All","All",5,"CAISO","1-in-2","WORST DAY",8,"07","06",66.206201518402381,46.040436276404535,46.040436276404535,0,0]
["A1PortfolioAllAll5CAISO1-in-2WORST DAY808","A1","Portfolio","All","All",5,"CAISO","1-in-2","WORST DAY",8,"08","07",67.522291219673207,47.066642715539253,47.066642715539253,0,0]
["A1PortfolioAllAll5CAISO1-in-2WORST DAY809","A1","Portfolio","All","All",5,"CAISO","1-in-2","WORST DAY",8,"09","08",70.966413599603897,46.699006194682255,46.699006194682255,0,0]
["A1PortfolioAllAll5CAISO1-in-2WORST DAY810","A1","Portfolio","All","All",5,"CAISO","1-in-2","WORST DAY",8,"10","09",75.375165043736587,47.049504174904833,47.049504174904833,0,0]
["A1PortfolioAllAll5CAISO1-in-2WORST DAY811","A1","Portfolio","All","All",5,"CAISO","1-in-2","WORST DAY",8,"11","10",80.209254827529293,46.968095183705124,46.968095183705124,0,0]
["A1PortfolioAllAll5CAISO1-in-2WORST DAY812","A1","Portfolio","All","All",5,"CAISO","1-in-2","WORST DAY",8,"12","11",84.428659844858885,46.818704101290379,46.818704101290379,0,0]
["A1PortfolioAllAll5CAISO1-in-2WORST DAY813","A1","Portfolio","All","All",5,"CAISO","1-in-2","WORST DAY",8,"13","12",87.942812345271491,47.324531565980905,47.324531565980905,0,0]
["A1PortfolioAllAll5CAISO1-in-2WORST DAY814","A1","Portfolio","All","All",5,"CAISO","1-in-2","WORST DAY",8,"14","13",90.944596880673373,47.904427821916883,47.904427821916883,0,0]
["A1PortfolioAllAll5CAISO1-in-2WORST DAY815","A1","Portfolio","All","All",5,"CAISO","1-in-2","WORST DAY",8,"15","14",93.271270011553057,47.712918726131285,47.712918726131285,0,0]
["A1PortfolioAllAll5CAISO1-in-2WORST DAY816","A1","Portfolio","All","All",5,"CAISO","1-in-2","WORST DAY",8,"16","15",94.570545882158768,47.539965621440281,47.539965621440281,0,0]
["A1PortfolioAllAll5CAISO1-in-2WORST DAY817","A1","Portfolio","All","All",5,"CAISO","1-in-2","WORST DAY",8,"17","16",94.957697227265228,47.207857813573,46.849131190214806,-0.35872690047332056,4.1344962664879858E-4]
["A1PortfolioAllAll5CAISO1-in-2WORST DAY818","A1","Portfolio","All","All",5,"CAISO","1-in-2","WORST DAY",8,"18","17",94.242861858392473,46.539230654537214,46.185585195021886,-0.35364608572023926,3.9605045458301902E-4]
["A1PortfolioAllAll5CAISO1-in-2WORST DAY819","A1","Portfolio","All","All",5,"CAISO","1-in-2","WORST DAY",8,"19","18",92.31602780986961,47.190804320085505,46.832207127562015,-0.35859731253718208,3.7322987918742001E-4]
["A1PortfolioAllAll5CAISO1-in-2WORST DAY820","A1","Portfolio","All","All",5,"CAISO","1-in-2","WORST DAY",8,"20","19",88.594446278263746,48.305362095744314,47.938295405368834,-0.36706670587915352,3.6159506998956203E-4]
["A1PortfolioAllAll5CAISO1-in-2WORST DAY821","A1","Portfolio","All","All",5,"CAISO","1-in-2","WORST DAY",8,"21","20",84.923399075755071,47.936168357266631,47.571907480909033,-0.36426124448815633,3.5308385849930346E-4]
["A1PortfolioAllAll5CAISO1-in-2WORST DAY822","A1","Portfolio","All","All",5,"CAISO","1-in-2","WORST DAY",8,"22","21",81.874535814490841,47.144826926923656,47.144826926923656,0,0]
["A1PortfolioAllAll5CAISO1-in-2WORST DAY823","A1","Portfolio","All","All",5,"CAISO","1-in-2","WORST DAY",8,"23","22",79.392453375144413,45.514667320668813,45.514667320668813,0,0]
["A1PortfolioAllAll5CAISO1-in-2WORST DAY824","A1","Portfolio","All","All",5,"CAISO","1-in-2","WORST DAY",8,"24","23",77.304423172140616,43.810559599438839,43.810559599438839,0,0]
["A1PortfolioAllAll5CAISO1-in-2WORST DAY901","A1","Portfolio","All","All",5,"CAISO","1-in-2","WORST DAY",9,"01","24",73.499807130095832,42.119764207355743,42.119764207355743,0,0]
["A1PortfolioAllAll5CAISO1-in-2WORST DAY902","A1","Portfolio","All","All",5,"CAISO","1-in-2","WORST DAY",9,"02","01",72.011013886633094,41.14879916330797,41.14879916330797,0,0]
["A1PortfolioAllAll5CAISO1-in-2WORST DAY903","A1","Portfolio","All","All",5,"CAISO","1-in-2","WORST DAY",9,"03","02",70.452442342049693,40.35648685820378,40.35648685820378,0,0]
["A1PortfolioAllAll5CAISO1-in-2WORST DAY904","A1","Portfolio","All","All",5,"CAISO","1-in-2","WORST DAY",9,"04","03",68.991909615072274,40.138996438574502,40.138996438574502,0,0]
["A1PortfolioAllAll5CAISO1-in-2WORST DAY905","A1","Portfolio","All","All",5,"CAISO","1-in-2","WORST DAY",9,"05","04",67.614635780412542,40.624065668923414,40.624065668923414,0,0]
["A1PortfolioAllAll5CAISO1-in-2WORST DAY906","A1","Portfolio","All","All",5,"CAISO","1-in-2","WORST DAY",9,"06","05",66.777874776676953,42.372596601645959,42.372596601645959,0,0]
["A1PortfolioAllAll5CAISO1-in-2WORST DAY907","A1","Portfolio","All","All",5,"CAISO","1-in-2","WORST DAY",9,"07","06",66.225140084456712,45.836085430088829,45.836085430088829,0,0]
["A1PortfolioAllAll5CAISO1-in-2WORST DAY908","A1","Portfolio","All","All",5,"CAISO","1-in-2","WORST DAY",9,"08","07",67.351348059119701,46.920658341256349,46.920658341256349,0,0]
["A1PortfolioAllAll5CAISO1-in-2WORST DAY909","A1","Portfolio","All","All",5,"CAISO","1-in-2","WORST DAY",9,"09","08",70.532199122949493,46.566859175305432,46.566859175305432,0,0]
["A1PortfolioAllAll5CAISO1-in-2WORST DAY910","A1","Portfolio","All","All",5,"CAISO","1-in-2","WORST DAY",9,"10","09",74.879436007796002,46.864494128621942,46.864494128621942,0,0]
["A1PortfolioAllAll5CAISO1-in-2WORST DAY911","A1","Portfolio","All","All",5,"CAISO","1-in-2","WORST DAY",9,"11","10",79.070762952736729,46.747978265923187,46.747978265923187,0,0]
["A1PortfolioAllAll5CAISO1-in-2WORST DAY912","A1","Portfolio","All","All",5,"CAISO","1-in-2","WORST DAY",9,"12","11",82.940880298846835,46.543682899287063,46.543682899287063,0,0]
["A1PortfolioAllAll5CAISO1-in-2WORST DAY913","A1","Portfolio","All","All",5,"CAISO","1-in-2","WORST DAY",9,"13","12",86.394774240701636,46.971541219277029,46.971541219277029,0,0]
["A1PortfolioAllAll5CAISO1-in-2WORST DAY914","A1","Portfolio","All","All",5,"CAISO","1-in-2","WORST DAY",9,"14","13",89.38024809160305,47.497492275368536,47.497492275368536,0,0]
["A1PortfolioAllAll5CAISO1-in-2WORST DAY915","A1","Portfolio","All","All",5,"CAISO","1-in-2","WORST DAY",9,"15","14",91.561718369335722,47.278272473930208,47.278272473930208,0,0]
["A1PortfolioAllAll5CAISO1-in-2WORST DAY916","A1","Portfolio","All","All",5,"CAISO","1-in-2","WORST DAY",9,"16","15",93.066692382653883,46.991610956931147,46.991610956931147,0,0]
["A1PortfolioAllAll5CAISO1-in-2WORST DAY917","A1","Portfolio","All","All",5,"CAISO","1-in-2","WORST DAY",9,"17","16",93.422486600617191,46.638678688136658,46.284276655912812,-0.35440177378318799,3.9909183396957815E-4]
["A1PortfolioAllAll5CAISO1-in-2WORST DAY918","A1","Portfolio","All","All",5,"CAISO","1-in-2","WORST DAY",9,"18","17",92.569504222835803,46.018169839523544,45.668482569242805,-0.34968661054215849,3.8247820339165628E-4]
["A1PortfolioAllAll5CAISO1-in-2WORST DAY919","A1","Portfolio","All","All",5,"CAISO","1-in-2","WORST DAY",9,"19","18",90.255024768556112,46.673792303981045,46.319123682701672,-0.35466859892034713,3.6129460204392672E-4]
["A1PortfolioAllAll5CAISO1-in-2WORST DAY920","A1","Portfolio","All","All",5,"CAISO","1-in-2","WORST DAY",9,"20","19",86.171938444047427,47.785250716306791,47.422135673606441,-0.36311443994572645,3.5056567867286503E-4]
["A1PortfolioAllAll5CAISO1-in-2WORST DAY921","A1","Portfolio","All","All",5,"CAISO","1-in-2","WORST DAY",9,"21","20",82.82849805099886,47.405075724080113,47.044850236623546,-0.36022553309997224,3.4320299164392054E-4]
["A1PortfolioAllAll5CAISO1-in-2WORST DAY922","A1","Portfolio","All","All",5,"CAISO","1-in-2","WORST DAY",9,"22","21",79.963862270586318,46.588149417766843,46.588149417766843,0,0]
["A1PortfolioAllAll5CAISO1-in-2WORST DAY923","A1","Portfolio","All","All",5,"CAISO","1-in-2","WORST DAY",9,"23","22",77.524778707162582,44.999930773132171,44.999930773132171,0,0]
["A1PortfolioAllAll5CAISO1-in-2WORST DAY924","A1","Portfolio","All","All",5,"CAISO","1-in-2","WORST DAY",9,"24","23",75.187794380380055,43.32336893436478,43.32336893436478,0,0]
["A1PortfolioAllAll5CAISO1-in-2WORST DAY1001","A1","Portfolio","All","All",5,"CAISO","1-in-2","WORST DAY",10,"01","24",65.106973567928009,38.658082740803813,38.658082740803813,0,0]
["A1PortfolioAllAll5CAISO1-in-2WORST DAY1002","A1","Portfolio","All","All",5,"CAISO","1-in-2","WORST DAY",10,"02","01",62.993251385876114,37.769611111209919,37.769611111209919,0,0]
["A1PortfolioAllAll5CAISO1-in-2WORST DAY1003","A1","Portfolio","All","All",5,"CAISO","1-in-2","WORST DAY",10,"03","02",61.960643126857875,37.064880067015842,37.064880067015842,0,0]
["A1PortfolioAllAll5CAISO1-in-2WORST DAY1004","A1","Portfolio","All","All",5,"CAISO","1-in-2","WORST DAY",10,"04","03",60.934221097453204,36.86003066235849,36.86003066235849,0,0]
["A1PortfolioAllAll5CAISO1-in-2WORST DAY1005","A1","Portfolio","All","All",5,"CAISO","1-in-2","WORST DAY",10,"05","04",60.0380212099301,37.332361352147878,37.332361352147878,0,0]
["A1PortfolioAllAll5CAISO1-in-2WORST DAY1006","A1","Portfolio","All","All",5,"CAISO","1-in-2","WORST DAY",10,"06","05",59.179480999437615,39.092580027576901,39.092580027576901,0,0]
["A1PortfolioAllAll5CAISO1-in-2WORST DAY1007","A1","Portfolio","All","All",5,"CAISO","1-in-2","WORST DAY",10,"07","06",58.287740017674942,42.567783142871228,42.567783142871228,0,0]
["A1PortfolioAllAll5CAISO1-in-2WORST DAY1008","A1","Portfolio","All","All",5,"CAISO","1-in-2","WORST DAY",10,"08","07",58.429611552984653,44.127963276147049,44.127963276147049,0,0]
["A1PortfolioAllAll5CAISO1-in-2WORST DAY1009","A1","Portfolio","All","All",5,"CAISO","1-in-2","WORST DAY",10,"09","08",62.970294046758255,43.7749436203502,43.7749436203502,0,0]
["A1PortfolioAllAll5CAISO1-in-2WORST DAY1010","A1","Portfolio","All","All",5,"CAISO","1-in-2","WORST DAY",10,"10","09",69.178306017514259,43.650075618295872,43.650075618295872,0,0]
["A1PortfolioAllAll5CAISO1-in-2WORST DAY1011","A1","Portfolio","All","All",5,"CAISO","1-in-2","WORST DAY",10,"11","10",74.805736322005302,43.466496327409637,43.466496327409637,0,0]
["A1PortfolioAllAll5CAISO1-in-2WORST DAY1012","A1","Portfolio","All","All",5,"CAISO","1-in-2","WORST DAY",10,"12","11",79.112366433678801,43.233010679805751,43.233010679805751,0,0]
["A1PortfolioAllAll5CAISO1-in-2WORST DAY1013","A1","Portfolio","All","All",5,"CAISO","1-in-2","WORST DAY",10,"13","12",82.649544066843418,43.66729991572344,43.66729991572344,0,0]
["A1PortfolioAllAll5CAISO1-in-2WORST DAY1014","A1","Portfolio","All","All",5,"CAISO","1-in-2","WORST DAY",10,"14","13",85.513929059211051,44.112655812618691,44.112655812618691,0,0]
["A1PortfolioAllAll5CAISO1-in-2WORST DAY1015","A1","Portfolio","All","All",5,"CAISO","1-in-2","WORST DAY",10,"15","14",87.297923194344023,43.958676680907843,43.958676680907843,0,0]
["A1PortfolioAllAll5CAISO1-in-2WORST DAY1016","A1","Portfolio","All","All",5,"CAISO","1-in-2","WORST DAY",10,"16","15",88.438981280629875,43.746192040734606,43.746192040734606,0,0]
["A1PortfolioAllAll5CAISO1-in-2WORST DAY1017","A1","Portfolio","All","All",5,"CAISO","1-in-2","WORST DAY",10,"17","16",88.431599983931875,43.710434525576247,43.378284443017492,-0.33215039646834704,3.8380140904337168E-4]
["A1PortfolioAllAll5CAISO1-in-2WORST DAY1018","A1","Portfolio","All","All",5,"CAISO","1-in-2","WORST DAY",10,"18","17",86.825339439222304,43.836078003348341,43.502972504688508,-0.33310514498692034,3.6822189576923847E-4]
["A1PortfolioAllAll5CAISO1-in-2WORST DAY1019","A1","Portfolio","All","All",5,"CAISO","1-in-2","WORST DAY",10,"19","18",82.363210010444277,44.249912015051898,43.913662412359258,-0.33624982323554686,3.4671637695282698E-4]
["A1PortfolioAllAll5CAISO1-in-2WORST DAY1020","A1","Portfolio","All","All",5,"CAISO","1-in-2","WORST DAY",10,"20","19",77.498594038724193,44.620566501774718,44.281500142979013,-0.33906638040701276,3.3494210219942033E-4]
["A1PortfolioAllAll5CAISO1-in-2WORST DAY1021","A1","Portfolio","All","All",5,"CAISO","1-in-2","WORST DAY",10,"21","20",74.060155057443566,43.84955415532778,43.516346927930513,-0.33320755089309001,3.2674445537850261E-4]
["A1PortfolioAllAll5CAISO1-in-2WORST DAY1022","A1","Portfolio","All","All",5,"CAISO","1-in-2","WORST DAY",10,"22","21",71.144352052703468,42.859696111307741,42.859696111307741,0,0]
["A1PortfolioAllAll5CAISO1-in-2WORST DAY1023","A1","Portfolio","All","All",5,"CAISO","1-in-2","WORST DAY",10,"23","22",69.189543665140192,41.299275258205988,41.299275258205988,0,0]
["A1PortfolioAllAll5CAISO1-in-2WORST DAY1024","A1","Portfolio","All","All",5,"CAISO","1-in-2","WORST DAY",10,"24","23",67.263216035992613,39.704366691349485,39.704366691349485,0,0]
["A1PortfolioAllAll5CAISO1-in-2WORST DAY1101","A1","Portfolio","All","All",5,"CAISO","1-in-2","WORST DAY",11,"01","01",51.933774501928021,31.384354880886754,31.384354880886754,0,0]
["A1PortfolioAllAll5CAISO1-in-2WORST DAY1102","A1","Portfolio","All","All",5,"CAISO","1-in-2","WORST DAY",11,"02","02",51.1512491966581,30.683808685374952,30.683808685374952,0,0]
["A1PortfolioAllAll5CAISO1-in-2WORST DAY1103","A1","Portfolio","All","All",5,"CAISO","1-in-2","WORST DAY",11,"03","03",50.695041372107973,30.216404380732286,30.216404380732286,0,0]
["A1PortfolioAllAll5CAISO1-in-2WORST DAY1104","A1","Portfolio","All","All",5,"CAISO","1-in-2","WORST DAY",11,"04","04",50.059236423521853,30.051367730293112,30.051367730293112,0,0]
["A1PortfolioAllAll5CAISO1-in-2WORST DAY1105","A1","Portfolio","All","All",5,"CAISO","1-in-2","WORST DAY",11,"05","05",49.463688946015424,30.464956034186169,30.464956034186169,0,0]
["A1PortfolioAllAll5CAISO1-in-2WORST DAY1106","A1","Portfolio","All","All",5,"CAISO","1-in-2","WORST DAY",11,"06","06",48.956981041131108,32.212581728333383,32.212581728333383,0,0]
["A1PortfolioAllAll5CAISO1-in-2WORST DAY1107","A1","Portfolio","All","All",5,"CAISO","1-in-2","WORST DAY",11,"07","07",48.696748473650388,35.408904727917658,35.408904727917658,0,0]
["A1PortfolioAllAll5CAISO1-in-2WORST DAY1108","A1","Portfolio","All","All",5,"CAISO","1-in-2","WORST DAY",11,"08","08",50.02377892030848,37.50452103947049,37.50452103947049,0,0]
["A1PortfolioAllAll5CAISO1-in-2WORST DAY1109","A1","Portfolio","All","All",5,"CAISO","1-in-2","WORST DAY",11,"09","09",53.442460636246786,36.767760495878491,36.767760495878491,0,0]
["A1PortfolioAllAll5CAISO1-in-2WORST DAY1110","A1","Portfolio","All","All",5,"CAISO","1-in-2","WORST DAY",11,"10","10",56.607025224935732,35.360088684374062,35.360088684374062,0,0]
["A1PortfolioAllAll5CAISO1-in-2WORST DAY1111","A1","Portfolio","All","All",5,"CAISO","1-in-2","WORST DAY",11,"11","11",60.278418219794347,34.480889489153007,34.480889489153007,0,0]
["A1PortfolioAllAll5CAISO1-in-2WORST DAY1112","A1","Portfolio","All","All",5,"CAISO","1-in-2","WORST DAY",11,"12","12",63.180320131748068,34.079337359345899,34.079337359345899,0,0]
["A1PortfolioAllAll5CAISO1-in-2WORST DAY1113","A1","Portfolio","All","All",5,"CAISO","1-in-2","WORST DAY",11,"13","13",65.605649501928013,34.117602250343943,34.117602250343943,0,0]
["A1PortfolioAllAll5CAISO1-in-2WORST DAY1114","A1","Portfolio","All","All",5,"CAISO","1-in-2","WORST DAY",11,"14","14",67.679346079691513,34.305578896076639,34.305578896076639,0,0]
["A1PortfolioAllAll5CAISO1-in-2WORST DAY1115","A1","Portfolio","All","All",5,"CAISO","1-in-2","WORST DAY",11,"15","15",68.789755382390751,34.193420249095801,34.193420249095801,0,0]
["A1PortfolioAllAll5CAISO1-in-2WORST DAY1116","A1","Portfolio","All","All",5,"CAISO","1-in-2","WORST DAY",11,"16","16",68.414042416452446,34.137577881936913,34.137577881936913,0,0]
["A1PortfolioAllAll5CAISO1-in-2WORST DAY1117","A1","Portfolio","All","All",5,"CAISO","1-in-2","WORST DAY",11,"17","17",66.496907133676089,34.749385949182034,34.749385949182034,0,0]
["A1PortfolioAllAll5CAISO1-in-2WORST DAY1118","A1","Portfolio","All","All",5,"CAISO","1-in-2","WORST DAY",11,"18","18",63.091460475578408,36.605803004598876,36.605803004598876,0,0]
["A1PortfolioAllAll5CAISO1-in-2WORST DAY1119","A1","Portfolio","All","All",5,"CAISO","1-in-2","WORST DAY",11,"19","19",60.538178823907458,37.197966960537698,37.197966960537698,0,0]
["A1PortfolioAllAll5CAISO1-in-2WORST DAY1120","A1","Portfolio","All","All",5,"CAISO","1-in-2","WORST DAY",11,"20","20",58.570754338046271,36.636491422657855,36.636491422657855,0,0]
["A1PortfolioAllAll5CAISO1-in-2WORST DAY1121","A1","Portfolio","All","All",5,"CAISO","1-in-2","WORST DAY",11,"21","21",56.840928261568124,35.685554761601168,35.685554761601168,0,0]
["A1PortfolioAllAll5CAISO1-in-2WORST DAY1122","A1","Portfolio","All","All",5,"CAISO","1-in-2","WORST DAY",11,"22","22",55.651128695372748,34.632184038213445,34.632184038213445,0,0]
["A1PortfolioAllAll5CAISO1-in-2WORST DAY1123","A1","Portfolio","All","All",5,"CAISO","1-in-2","WORST DAY",11,"23","23",54.537847445372748,33.301054769649305,33.301054769649305,0,0]
["A1PortfolioAllAll5CAISO1-in-2WORST DAY1124","A1","Portfolio","All","All",5,"CAISO","1-in-2","WORST DAY",11,"24","24",53.395194007069406,32.011410757064326,32.011410757064326,0,0]
["A1PortfolioAllAll5CAISO1-in-2WORST DAY1201","A1","Portfolio","All","All",5,"CAISO","1-in-2","WORST DAY",12,"01","01",46.217273859254497,30.62145771224807,30.62145771224807,0,0]
["A1PortfolioAllAll5CAISO1-in-2WORST DAY1202","A1","Portfolio","All","All",5,"CAISO","1-in-2","WORST DAY",12,"02","02",45.783549566195376,29.946114649628061,29.946114649628061,0,0]
["A1PortfolioAllAll5CAISO1-in-2WORST DAY1203","A1","Portfolio","All","All",5,"CAISO","1-in-2","WORST DAY",12,"03","03",45.379840134961441,29.500367623220551,29.500367623220551,0,0]
["A1PortfolioAllAll5CAISO1-in-2WORST DAY1204","A1","Portfolio","All","All",5,"CAISO","1-in-2","WORST DAY",12,"04","04",44.841199389460151,29.339648338456715,29.339648338456715,0,0]
["A1PortfolioAllAll5CAISO1-in-2WORST DAY1205","A1","Portfolio","All","All",5,"CAISO","1-in-2","WORST DAY",12,"05","05",44.251215054627252,29.744274244539003,29.744274244539003,0,0]
["A1PortfolioAllAll5CAISO1-in-2WORST DAY1206","A1","Portfolio","All","All",5,"CAISO","1-in-2","WORST DAY",12,"06","06",43.788138656812336,31.484998860728933,31.484998860728933,0,0]
["A1PortfolioAllAll5CAISO1-in-2WORST DAY1207","A1","Portfolio","All","All",5,"CAISO","1-in-2","WORST DAY",12,"07","07",43.365229354113112,34.650647354640839,34.650647354640839,0,0]
["A1PortfolioAllAll5CAISO1-in-2WORST DAY1208","A1","Portfolio","All","All",5,"CAISO","1-in-2","WORST DAY",12,"08","08",43.741313865681235,36.763260471828794,36.763260471828794,0,0]
["A1PortfolioAllAll5CAISO1-in-2WORST DAY1209","A1","Portfolio","All","All",5,"CAISO","1-in-2","WORST DAY",12,"09","09",45.749558161953729,35.982448194492584,35.982448194492584,0,0]
["A1PortfolioAllAll5CAISO1-in-2WORST DAY1210","A1","Portfolio","All","All",5,"CAISO","1-in-2","WORST DAY",12,"10","10",48.435471561696659,34.430352669521078,34.430352669521078,0,0]
["A1PortfolioAllAll5CAISO1-in-2WORST DAY1211","A1","Portfolio","All","All",5,"CAISO","1-in-2","WORST DAY",12,"11","11",50.923009720437015,33.437625880972639,33.437625880972639,0,0]
["A1PortfolioAllAll5CAISO1-in-2WORST DAY1212","A1","Portfolio","All","All",5,"CAISO","1-in-2","WORST DAY",12,"12","12",53.014008274421592,32.995954765503981,32.995954765503981,0,0]
["A1PortfolioAllAll5CAISO1-in-2WORST DAY1213","A1","Portfolio","All","All",5,"CAISO","1-in-2","WORST DAY",12,"13","13",54.500502088688947,32.972451764701475,32.972451764701475,0,0]
["A1PortfolioAllAll5CAISO1-in-2WORST DAY1214","A1","Portfolio","All","All",5,"CAISO","1-in-2","WORST DAY",12,"14","14",55.264480237789201,33.112853082018887,33.112853082018887,0,0]
["A1PortfolioAllAll5CAISO1-in-2WORST DAY1215","A1","Portfolio","All","All",5,"CAISO","1-in-2","WORST DAY",12,"15","15",55.637763094473009,32.991784033045633,32.991784033045633,0,0]
["A1PortfolioAllAll5CAISO1-in-2WORST DAY1216","A1","Portfolio","All","All",5,"CAISO","1-in-2","WORST DAY",12,"16","16",55.508545549485859,32.988889775547477,32.988889775547477,0,0]
["A1PortfolioAllAll5CAISO1-in-2WORST DAY1217","A1","Portfolio","All","All",5,"CAISO","1-in-2","WORST DAY",12,"17","17",53.900656732005139,33.69550798930662,33.69550798930662,0,0]
["A1PortfolioAllAll5CAISO1-in-2WORST DAY1218","A1","Portfolio","All","All",5,"CAISO","1-in-2","WORST DAY",12,"18","18",51.592203566838045,35.742322906143698,35.742322906143698,0,0]
["A1PortfolioAllAll5CAISO1-in-2WORST DAY1219","A1","Portfolio","All","All",5,"CAISO","1-in-2","WORST DAY",12,"19","19",49.695352667095115,36.412177151959369,36.412177151959369,0,0]
["A1PortfolioAllAll5CAISO1-in-2WORST DAY1220","A1","Portfolio","All","All",5,"CAISO","1-in-2","WORST DAY",12,"20","20",48.324630462724933,35.7980756474836,35.7980756474836,0,0]
["A1PortfolioAllAll5CAISO1-in-2WORST DAY1221","A1","Portfolio","All","All",5,"CAISO","1-in-2","WORST DAY",12,"21","21",46.908258354755787,34.846940370260107,34.846940370260107,0,0]
["A1PortfolioAllAll5CAISO1-in-2WORST DAY1222","A1","Portfolio","All","All",5,"CAISO","1-in-2","WORST DAY",12,"22","22",45.784915247429304,33.781044779620125,33.781044779620125,0,0]
["A1PortfolioAllAll5CAISO1-in-2WORST DAY1223","A1","Portfolio","All","All",5,"CAISO","1-in-2","WORST DAY",12,"23","23",44.904030767994861,32.474211221193336,32.474211221193336,0,0]
["A1PortfolioAllAll5CAISO1-in-2WORST DAY1224","A1","Portfolio","All","All",5,"CAISO","1-in-2","WORST DAY",12,"24","24",44.171001365681235,31.217068029833946,31.217068029833946,0,0]
["A1PortfolioAllAll5PG&E1-in-10WORST DAY101","A1","Portfolio","All","All",5,"PG&E","1-in-10","WORST DAY",1,"01","01",38.41687469995199,29.980208017991117,29.980208017991117,0,0]
["A1PortfolioAllAll5PG&E1-in-10WORST DAY102","A1","Portfolio","All","All",5,"PG&E","1-in-10","WORST DAY",1,"02","02",37.608401344215075,29.301179014246479,29.301179014246479,0,0]
["A1PortfolioAllAll5PG&E1-in-10WORST DAY103","A1","Portfolio","All","All",5,"PG&E","1-in-10","WORST DAY",1,"03","03",36.654116658665387,28.846774578123814,28.846774578123814,0,0]
["A1PortfolioAllAll5PG&E1-in-10WORST DAY104","A1","Portfolio","All","All",5,"PG&E","1-in-10","WORST DAY",1,"04","04",35.810189630340858,28.670979381976107,28.670979381976107,0,0]
["A1PortfolioAllAll5PG&E1-in-10WORST DAY105","A1","Portfolio","All","All",5,"PG&E","1-in-10","WORST DAY",1,"05","05",35.265230436869899,29.065859655529419,29.065859655529419,0,0]
["A1PortfolioAllAll5PG&E1-in-10WORST DAY106","A1","Portfolio","All","All",5,"PG&E","1-in-10","WORST DAY",1,"06","06",34.683293326932308,30.795119361286474,30.795119361286474,0,0]
["A1PortfolioAllAll5PG&E1-in-10WORST DAY107","A1","Portfolio","All","All",5,"PG&E","1-in-10","WORST DAY",1,"07","07",34.181048967834855,33.935610643243109,33.935610643243109,0,0]
["A1PortfolioAllAll5PG&E1-in-10WORST DAY108","A1","Portfolio","All","All",5,"PG&E","1-in-10","WORST DAY",1,"08","08",34.186617858857417,36.060289330398142,36.060289330398142,0,0]
["A1PortfolioAllAll5PG&E1-in-10WORST DAY109","A1","Portfolio","All","All",5,"PG&E","1-in-10","WORST DAY",1,"09","09",36.592930868939028,35.220258360830023,35.220258360830023,0,0]
["A1PortfolioAllAll5PG&E1-in-10WORST DAY110","A1","Portfolio","All","All",5,"PG&E","1-in-10","WORST DAY",1,"10","10",39.453912626020163,33.648030850015836,33.648030850015836,0,0]
["A1PortfolioAllAll5PG&E1-in-10WORST DAY111","A1","Portfolio","All","All",5,"PG&E","1-in-10","WORST DAY",1,"11","11",42.453504560729719,32.677328854890121,32.677328854890121,0,0]
["A1PortfolioAllAll5PG&E1-in-10WORST DAY112","A1","Portfolio","All","All",5,"PG&E","1-in-10","WORST DAY",1,"12","12",44.880832933269325,32.268901052321674,32.268901052321674,0,0]
["A1PortfolioAllAll5PG&E1-in-10WORST DAY113","A1","Portfolio","All","All",5,"PG&E","1-in-10","WORST DAY",1,"13","13",46.494683149303889,32.231937442972821,32.231937442972821,0,0]
["A1PortfolioAllAll5PG&E1-in-10WORST DAY114","A1","Portfolio","All","All",5,"PG&E","1-in-10","WORST DAY",1,"14","14",47.454296687469999,32.379521273088066,32.379521273088066,0,0]
["A1PortfolioAllAll5PG&E1-in-10WORST DAY115","A1","Portfolio","All","All",5,"PG&E","1-in-10","WORST DAY",1,"15","15",48.131949111857899,32.245301013373364,32.245301013373364,0,0]
["A1PortfolioAllAll5PG&E1-in-10WORST DAY116","A1","Portfolio","All","All",5,"PG&E","1-in-10","WORST DAY",1,"16","16",48.031096975516085,32.267147338528773,32.267147338528773,0,0]
["A1PortfolioAllAll5PG&E1-in-10WORST DAY117","A1","Portfolio","All","All",5,"PG&E","1-in-10","WORST DAY",1,"17","17",46.85232837253961,32.98669182119486,32.98669182119486,0,0]
["A1PortfolioAllAll5PG&E1-in-10WORST DAY118","A1","Portfolio","All","All",5,"PG&E","1-in-10","WORST DAY",1,"18","18",44.758521363418147,35.11918609003736,35.11918609003736,0,0]
["A1PortfolioAllAll5PG&E1-in-10WORST DAY119","A1","Portfolio","All","All",5,"PG&E","1-in-10","WORST DAY",1,"19","19",43.193722995679309,35.854455763429577,35.854455763429577,0,0]
["A1PortfolioAllAll5PG&E1-in-10WORST DAY120","A1","Portfolio","All","All",5,"PG&E","1-in-10","WORST DAY",1,"20","20",42.178732597215557,35.23821853010616,35.23821853010616,0,0]
["A1PortfolioAllAll5PG&E1-in-10WORST DAY121","A1","Portfolio","All","All",5,"PG&E","1-in-10","WORST DAY",1,"21","21",41.300660105616899,34.274680279505425,34.274680279505425,0,0]
["A1PortfolioAllAll5PG&E1-in-10WORST DAY122","A1","Portfolio","All","All",5,"PG&E","1-in-10","WORST DAY",1,"22","22",40.716718674987995,33.198433080273382,33.198433080273382,0,0]
["A1PortfolioAllAll5PG&E1-in-10WORST DAY123","A1","Portfolio","All","All",5,"PG&E","1-in-10","WORST DAY",1,"23","23",40.484049447911666,31.841083835824371,31.841083835824371,0,0]
["A1PortfolioAllAll5PG&E1-in-10WORST DAY124","A1","Portfolio","All","All",5,"PG&E","1-in-10","WORST DAY",1,"24","24",40.148367738838218,30.586912791788635,30.586912791788635,0,0]
["A1PortfolioAllAll5PG&E1-in-10WORST DAY201","A1","Portfolio","All","All",5,"PG&E","1-in-10","WORST DAY",2,"01","01",45.093821510297481,30.031937059134027,30.031937059134027,0,0]
["A1PortfolioAllAll5PG&E1-in-10WORST DAY202","A1","Portfolio","All","All",5,"PG&E","1-in-10","WORST DAY",2,"02","02",44.473648455377571,29.357133879371748,29.357133879371748,0,0]
["A1PortfolioAllAll5PG&E1-in-10WORST DAY203","A1","Portfolio","All","All",5,"PG&E","1-in-10","WORST DAY",2,"03","03",44.021619946605647,28.899602307955089,28.899602307955089,0,0]
["A1PortfolioAllAll5PG&E1-in-10WORST DAY204","A1","Portfolio","All","All",5,"PG&E","1-in-10","WORST DAY",2,"04","04",43.634332093821513,28.723256406310341,28.723256406310341,0,0]
["A1PortfolioAllAll5PG&E1-in-10WORST DAY205","A1","Portfolio","All","All",5,"PG&E","1-in-10","WORST DAY",2,"05","05",43.190253146453088,29.118818517138543,29.118818517138543,0,0]
["A1PortfolioAllAll5PG&E1-in-10WORST DAY206","A1","Portfolio","All","All",5,"PG&E","1-in-10","WORST DAY",2,"06","06",42.878337147215866,30.851288819635496,30.851288819635496,0,0]
["A1PortfolioAllAll5PG&E1-in-10WORST DAY207","A1","Portfolio","All","All",5,"PG&E","1-in-10","WORST DAY",2,"07","07",42.509975686498855,33.994445014583739,33.994445014583739,0,0]
["A1PortfolioAllAll5PG&E1-in-10WORST DAY208","A1","Portfolio","All","All",5,"PG&E","1-in-10","WORST DAY",2,"08","08",42.827326468344772,36.130179581548845,36.130179581548845,0,0]
["A1PortfolioAllAll5PG&E1-in-10WORST DAY209","A1","Portfolio","All","All",5,"PG&E","1-in-10","WORST DAY",2,"09","09",44.432577707856595,35.311739431025671,35.311739431025671,0,0]
["A1PortfolioAllAll5PG&E1-in-10WORST DAY210","A1","Portfolio","All","All",5,"PG&E","1-in-10","WORST DAY",2,"10","10",46.048245614035089,33.761418249836716,33.761418249836716,0,0]
["A1PortfolioAllAll5PG&E1-in-10WORST DAY211","A1","Portfolio","All","All",5,"PG&E","1-in-10","WORST DAY",2,"11","11",47.463255625476734,32.790844103310775,32.790844103310775,0,0]
["A1PortfolioAllAll5PG&E1-in-10WORST DAY212","A1","Portfolio","All","All",5,"PG&E","1-in-10","WORST DAY",2,"12","12",48.695592581998476,32.378450952457868,32.378450952457868,0,0]
["A1PortfolioAllAll5PG&E1-in-10WORST DAY213","A1","Portfolio","All","All",5,"PG&E","1-in-10","WORST DAY",2,"13","13",49.96176582761251,32.335159993194495,32.335159993194495,0,0]
["A1PortfolioAllAll5PG&E1-in-10WORST DAY214","A1","Portfolio","All","All",5,"PG&E","1-in-10","WORST DAY",2,"14","14",50.860840961098397,32.475879634258909,32.475879634258909,0,0]
["A1PortfolioAllAll5PG&E1-in-10WORST DAY215","A1","Portfolio","All","All",5,"PG&E","1-in-10","WORST DAY",2,"15","15",51.150255053394353,32.333159189291571,32.333159189291571,0,0]
["A1PortfolioAllAll5PG&E1-in-10WORST DAY216","A1","Portfolio","All","All",5,"PG&E","1-in-10","WORST DAY",2,"16","16",51.103630339435547,32.34370317778491,32.34370317778491,0,0]
["A1PortfolioAllAll5PG&E1-in-10WORST DAY217","A1","Portfolio","All","All",5,"PG&E","1-in-10","WORST DAY",2,"17","17",50.204900839054154,33.060447059652375,33.060447059652375,0,0]
["A1PortfolioAllAll5PG&E1-in-10WORST DAY218","A1","Portfolio","All","All",5,"PG&E","1-in-10","WORST DAY",2,"18","18",48.340710812356981,35.188960321866325,35.188960321866325,0,0]
["A1PortfolioAllAll5PG&E1-in-10WORST DAY219","A1","Portfolio","All","All",5,"PG&E","1-in-10","WORST DAY",2,"19","19",46.719334000762778,35.918145743758124,35.918145743758124,0,0]
["A1PortfolioAllAll5PG&E1-in-10WORST DAY220","A1","Portfolio","All","All",5,"PG&E","1-in-10","WORST DAY",2,"20","20",45.651911708619373,35.295391511964141,35.295391511964141,0,0]
["A1PortfolioAllAll5PG&E1-in-10WORST DAY221","A1","Portfolio","All","All",5,"PG&E","1-in-10","WORST DAY",2,"21","21",44.44519927536232,34.321351692443152,34.321351692443152,0,0]
["A1PortfolioAllAll5PG&E1-in-10WORST DAY222","A1","Portfolio","All","All",5,"PG&E","1-in-10","WORST DAY",2,"22","22",43.452827040427152,33.250588478933253,33.250588478933253,0,0]
["A1PortfolioAllAll5PG&E1-in-10WORST DAY223","A1","Portfolio","All","All",5,"PG&E","1-in-10","WORST DAY",2,"23","23",42.589089912280699,31.892211509686643,31.892211509686643,0,0]
["A1PortfolioAllAll5PG&E1-in-10WORST DAY224","A1","Portfolio","All","All",5,"PG&E","1-in-10","WORST DAY",2,"24","24",41.69951372997712,30.63328448119044,30.63328448119044,0,0]
["A1PortfolioAllAll5PG&E1-in-10WORST DAY301","A1","Portfolio","All","All",5,"PG&E","1-in-10","WORST DAY",3,"01","24",50.514884208606858,31.606546253966197,31.606546253966197,0,0]
["A1PortfolioAllAll5PG&E1-in-10WORST DAY302","A1","Portfolio","All","All",5,"PG&E","1-in-10","WORST DAY",3,"02","01",49.601089533187455,30.927660547081384,30.927660547081384,0,0]
["A1PortfolioAllAll5PG&E1-in-10WORST DAY303","A1","Portfolio","All","All",5,"PG&E","1-in-10","WORST DAY",3,"03","02",48.566192560175054,30.464761781389399,30.464761781389399,0,0]
["A1PortfolioAllAll5PG&E1-in-10WORST DAY304","A1","Portfolio","All","All",5,"PG&E","1-in-10","WORST DAY",3,"04","03",48.032811360320935,30.291288342601998,30.291288342601998,0,0]
["A1PortfolioAllAll5PG&E1-in-10WORST DAY305","A1","Portfolio","All","All",5,"PG&E","1-in-10","WORST DAY",3,"05","04",47.459564186725018,30.691243718136416,30.691243718136416,0,0]
["A1PortfolioAllAll5PG&E1-in-10WORST DAY306","A1","Portfolio","All","All",5,"PG&E","1-in-10","WORST DAY",3,"06","05",47.00601750547046,32.448406779943994,32.448406779943994,0,0]
["A1PortfolioAllAll5PG&E1-in-10WORST DAY307","A1","Portfolio","All","All",5,"PG&E","1-in-10","WORST DAY",3,"07","06",46.695842450765866,35.654351550920637,35.654351550920637,0,0]
["A1PortfolioAllAll5PG&E1-in-10WORST DAY308","A1","Portfolio","All","All",5,"PG&E","1-in-10","WORST DAY",3,"08","07",48.369757476294673,37.784453328794314,37.784453328794314,0,0]
["A1PortfolioAllAll5PG&E1-in-10WORST DAY309","A1","Portfolio","All","All",5,"PG&E","1-in-10","WORST DAY",3,"09","08",51.532856947483587,37.003089945261344,37.003089945261344,0,0]
["A1PortfolioAllAll5PG&E1-in-10WORST DAY310","A1","Portfolio","All","All",5,"PG&E","1-in-10","WORST DAY",3,"10","09",54.423972009482128,35.492787996640551,35.492787996640551,0,0]
["A1PortfolioAllAll5PG&E1-in-10WORST DAY311","A1","Portfolio","All","All",5,"PG&E","1-in-10","WORST DAY",3,"11","10",56.761579139314371,34.539003430435031,34.539003430435031,0,0]
["A1PortfolioAllAll5PG&E1-in-10WORST DAY312","A1","Portfolio","All","All",5,"PG&E","1-in-10","WORST DAY",3,"12","11",58.302641776075859,34.135699107551801,34.135699107551801,0,0]
["A1PortfolioAllAll5PG&E1-in-10WORST DAY313","A1","Portfolio","All","All",5,"PG&E","1-in-10","WORST DAY",3,"13","12",59.438537107950403,34.120701176749868,34.120701176749868,0,0]
["A1PortfolioAllAll5PG&E1-in-10WORST DAY314","A1","Portfolio","All","All",5,"PG&E","1-in-10","WORST DAY",3,"14","13",60.210225200583515,34.274331117537365,34.274331117537365,0,0]
["A1PortfolioAllAll5PG&E1-in-10WORST DAY315","A1","Portfolio","All","All",5,"PG&E","1-in-10","WORST DAY",3,"15","14",60.374008479212257,34.133443047340421,34.133443047340421,0,0]
["A1PortfolioAllAll5PG&E1-in-10WORST DAY316","A1","Portfolio","All","All",5,"PG&E","1-in-10","WORST DAY",3,"16","15",60.157674598832969,34.121704292164694,34.121704292164694,0,0]
["A1PortfolioAllAll5PG&E1-in-10WORST DAY317","A1","Portfolio","All","All",5,"PG&E","1-in-10","WORST DAY",3,"17","16",59.226146517140776,34.796435410479852,34.796435410479852,0,0]
["A1PortfolioAllAll5PG&E1-in-10WORST DAY318","A1","Portfolio","All","All",5,"PG&E","1-in-10","WORST DAY",3,"18","17",57.717484956236326,36.837406221137975,36.837406221137975,0,0]
["A1PortfolioAllAll5PG&E1-in-10WORST DAY319","A1","Portfolio","All","All",5,"PG&E","1-in-10","WORST DAY",3,"19","18",55.814938913202042,37.514857548042755,37.514857548042755,0,0]
["A1PortfolioAllAll5PG&E1-in-10WORST DAY320","A1","Portfolio","All","All",5,"PG&E","1-in-10","WORST DAY",3,"20","19",54.183328774617067,36.88791959957144,36.88791959957144,0,0]
["A1PortfolioAllAll5PG&E1-in-10WORST DAY321","A1","Portfolio","All","All",5,"PG&E","1-in-10","WORST DAY",3,"21","20",52.702201859956233,35.933058641855361,35.933058641855361,0,0]
["A1PortfolioAllAll5PG&E1-in-10WORST DAY322","A1","Portfolio","All","All",5,"PG&E","1-in-10","WORST DAY",3,"22","21",51.257362326768785,34.85076558490146,34.85076558490146,0,0]
["A1PortfolioAllAll5PG&E1-in-10WORST DAY323","A1","Portfolio","All","All",5,"PG&E","1-in-10","WORST DAY",3,"23","22",50.084074124726477,33.498437583958697,33.498437583958697,0,0]
["A1PortfolioAllAll5PG&E1-in-10WORST DAY324","A1","Portfolio","All","All",5,"PG&E","1-in-10","WORST DAY",3,"24","23",49.176274161196204,32.207355586558521,32.207355586558521,0,0]
["A1PortfolioAllAll5PG&E1-in-10WORST DAY401","A1","Portfolio","All","All",5,"PG&E","1-in-10","WORST DAY",4,"01","24",70.661572540946921,41.813840633207377,41.813840633207377,0,0]
["A1PortfolioAllAll5PG&E1-in-10WORST DAY402","A1","Portfolio","All","All",5,"PG&E","1-in-10","WORST DAY",4,"02","01",68.329555625167814,40.839276689430903,40.839276689430903,0,0]
["A1PortfolioAllAll5PG&E1-in-10WORST DAY403","A1","Portfolio","All","All",5,"PG&E","1-in-10","WORST DAY",4,"03","02",66.556867000805511,39.998140564347899,39.998140564347899,0,0]
["A1PortfolioAllAll5PG&E1-in-10WORST DAY404","A1","Portfolio","All","All",5,"PG&E","1-in-10","WORST DAY",4,"04","03",65.2559294728363,39.819020051562823,39.819020051562823,0,0]
["A1PortfolioAllAll5PG&E1-in-10WORST DAY405","A1","Portfolio","All","All",5,"PG&E","1-in-10","WORST DAY",4,"05","04",63.78218696858498,40.324344690341981,40.324344690341981,0,0]
["A1PortfolioAllAll5PG&E1-in-10WORST DAY406","A1","Portfolio","All","All",5,"PG&E","1-in-10","WORST DAY",4,"06","05",62.777118947462633,42.14529016801675,42.14529016801675,0,0]
["A1PortfolioAllAll5PG&E1-in-10WORST DAY407","A1","Portfolio","All","All",5,"PG&E","1-in-10","WORST DAY",4,"07","06",62.745815805960795,45.892927270741069,45.892927270741069,0,0]
["A1PortfolioAllAll5PG&E1-in-10WORST DAY408","A1","Portfolio","All","All",5,"PG&E","1-in-10","WORST DAY",4,"08","07",66.141468271726481,47.408449389833677,47.408449389833677,0,0]
["A1PortfolioAllAll5PG&E1-in-10WORST DAY409","A1","Portfolio","All","All",5,"PG&E","1-in-10","WORST DAY",4,"09","08",71.31804349771771,47.297904079896178,47.297904079896178,0,0]
["A1PortfolioAllAll5PG&E1-in-10WORST DAY410","A1","Portfolio","All","All",5,"PG&E","1-in-10","WORST DAY",4,"10","09",76.383726393985498,47.672208249753652,47.672208249753652,0,0]
["A1PortfolioAllAll5PG&E1-in-10WORST DAY411","A1","Portfolio","All","All",5,"PG&E","1-in-10","WORST DAY",4,"11","10",80.788440884274593,47.770352688861315,47.770352688861315,0,0]
["A1PortfolioAllAll5PG&E1-in-10WORST DAY412","A1","Portfolio","All","All",5,"PG&E","1-in-10","WORST DAY",4,"12","11",84.403204152868526,47.786528312056923,47.786528312056923,0,0]
["A1PortfolioAllAll5PG&E1-in-10WORST DAY413","A1","Portfolio","All","All",5,"PG&E","1-in-10","WORST DAY",4,"13","12",87.223764879620518,48.533249859818063,48.533249859818063,0,0]
["A1PortfolioAllAll5PG&E1-in-10WORST DAY414","A1","Portfolio","All","All",5,"PG&E","1-in-10","WORST DAY",4,"14","13",89.589803544258487,49.165458278361918,49.165458278361918,0,0]
["A1PortfolioAllAll5PG&E1-in-10WORST DAY415","A1","Portfolio","All","All",5,"PG&E","1-in-10","WORST DAY",4,"15","14",91.178387630895912,49.053336097731567,49.053336097731567,0,0]
["A1PortfolioAllAll5PG&E1-in-10WORST DAY416","A1","Portfolio","All","All",5,"PG&E","1-in-10","WORST DAY",4,"16","15",91.971191712163247,49.049606521332073,49.049606521332073,0,0]
["A1PortfolioAllAll5PG&E1-in-10WORST DAY417","A1","Portfolio","All","All",5,"PG&E","1-in-10","WORST DAY",4,"17","16",92.05151928756824,48.867305522463674,48.867305522463674,0,0]
["A1PortfolioAllAll5PG&E1-in-10WORST DAY418","A1","Portfolio","All","All",5,"PG&E","1-in-10","WORST DAY",4,"18","17",90.915130224648706,48.347938456805899,48.347938456805899,0,0]
["A1PortfolioAllAll5PG&E1-in-10WORST DAY419","A1","Portfolio","All","All",5,"PG&E","1-in-10","WORST DAY",4,"19","18",88.810156180076973,48.473020443161168,48.473020443161168,0,0]
["A1PortfolioAllAll5PG&E1-in-10WORST DAY420","A1","Portfolio","All","All",5,"PG&E","1-in-10","WORST DAY",4,"20","19",85.05834377517229,48.867880560672091,48.867880560672091,0,0]
["A1PortfolioAllAll5PG&E1-in-10WORST DAY421","A1","Portfolio","All","All",5,"PG&E","1-in-10","WORST DAY",4,"21","20",80.930021032847037,48.063704059484856,48.063704059484856,0,0]
["A1PortfolioAllAll5PG&E1-in-10WORST DAY422","A1","Portfolio","All","All",5,"PG&E","1-in-10","WORST DAY",4,"22","21",77.659972702049586,47.023355169839085,47.023355169839085,0,0]
["A1PortfolioAllAll5PG&E1-in-10WORST DAY423","A1","Portfolio","All","All",5,"PG&E","1-in-10","WORST DAY",4,"23","22",74.970251946657115,45.251018809638921,45.251018809638921,0,0]
["A1PortfolioAllAll5PG&E1-in-10WORST DAY424","A1","Portfolio","All","All",5,"PG&E","1-in-10","WORST DAY",4,"24","23",72.386176496912199,43.462288779777971,43.462288779777971,0,0]
["A1PortfolioAllAll5PG&E1-in-10WORST DAY501","A1","Portfolio","All","All",5,"PG&E","1-in-10","WORST DAY",5,"01","24",76.924741205368889,44.2739403667426,44.2739403667426,0,0]
["A1PortfolioAllAll5PG&E1-in-10WORST DAY502","A1","Portfolio","All","All",5,"PG&E","1-in-10","WORST DAY",5,"02","01",75.199710500921128,43.202560255100217,43.202560255100217,0,0]
["A1PortfolioAllAll5PG&E1-in-10WORST DAY503","A1","Portfolio","All","All",5,"PG&E","1-in-10","WORST DAY",5,"03","02",73.441244846039126,42.232609150428445,42.232609150428445,0,0]
["A1PortfolioAllAll5PG&E1-in-10WORST DAY504","A1","Portfolio","All","All",5,"PG&E","1-in-10","WORST DAY",5,"04","03",71.934040266690062,42.10545807097283,42.10545807097283,0,0]
["A1PortfolioAllAll5PG&E1-in-10WORST DAY505","A1","Portfolio","All","All",5,"PG&E","1-in-10","WORST DAY",5,"05","04",70.755022370383372,42.637418610348163,42.637418610348163,0,0]
["A1PortfolioAllAll5PG&E1-in-10WORST DAY506","A1","Portfolio","All","All",5,"PG&E","1-in-10","WORST DAY",5,"06","05",69.584711378191074,44.488625453867257,44.488625453867257,0,0]
["A1PortfolioAllAll5PG&E1-in-10WORST DAY507","A1","Portfolio","All","All",5,"PG&E","1-in-10","WORST DAY",5,"07","06",70.097102816036497,48.333513760721097,48.333513760721097,0,0]
["A1PortfolioAllAll5PG&E1-in-10WORST DAY508","A1","Portfolio","All","All",5,"PG&E","1-in-10","WORST DAY",5,"08","07",74.112257654180198,49.601772088994096,49.601772088994096,0,0]
["A1PortfolioAllAll5PG&E1-in-10WORST DAY509","A1","Portfolio","All","All",5,"PG&E","1-in-10","WORST DAY",5,"09","08",79.305322835336426,49.648470345890118,49.648470345890118,0,0]
["A1PortfolioAllAll5PG&E1-in-10WORST DAY510","A1","Portfolio","All","All",5,"PG&E","1-in-10","WORST DAY",5,"10","09",83.73330993946837,50.412925534193477,50.412925534193477,0,0]
["A1PortfolioAllAll5PG&E1-in-10WORST DAY511","A1","Portfolio","All","All",5,"PG&E","1-in-10","WORST DAY",5,"11","10",87.42835994385473,50.676341499206771,50.676341499206771,0,0]
["A1PortfolioAllAll5PG&E1-in-10WORST DAY512","A1","Portfolio","All","All",5,"PG&E","1-in-10","WORST DAY",5,"12","11",90.942023423107287,50.845058608498199,50.845058608498199,0,0]
["A1PortfolioAllAll5PG&E1-in-10WORST DAY513","A1","Portfolio","All","All",5,"PG&E","1-in-10","WORST DAY",5,"13","12",94.003158171769456,51.864813984280296,51.864813984280296,0,0]
["A1PortfolioAllAll5PG&E1-in-10WORST DAY514","A1","Portfolio","All","All",5,"PG&E","1-in-10","WORST DAY",5,"14","13",95.999780682516004,52.738827363542569,52.738827363542569,0,0]
["A1PortfolioAllAll5PG&E1-in-10WORST DAY515","A1","Portfolio","All","All",5,"PG&E","1-in-10","WORST DAY",5,"15","14",97.123091937889285,52.658656356218458,52.658656356218458,0,0]
["A1PortfolioAllAll5PG&E1-in-10WORST DAY516","A1","Portfolio","All","All",5,"PG&E","1-in-10","WORST DAY",5,"16","15",97.458198087551537,52.802078686215012,52.802078686215012,0,0]
["A1PortfolioAllAll5PG&E1-in-10WORST DAY517","A1","Portfolio","All","All",5,"PG&E","1-in-10","WORST DAY",5,"17","16",97.228243705588213,52.428567856419164,52.428567856419164,0,0]
["A1PortfolioAllAll5PG&E1-in-10WORST DAY518","A1","Portfolio","All","All",5,"PG&E","1-in-10","WORST DAY",5,"18","17",95.904520133345031,51.26481426011172,50.875259412354701,-0.38955522855422348,4.5566857443191111E-4]
["A1PortfolioAllAll5PG&E1-in-10WORST DAY519","A1","Portfolio","All","All",5,"PG&E","1-in-10","WORST DAY",5,"19","18",93.797580928151589,51.223100366978905,50.833862304366903,-0.38923824864304407,4.2346041300334036E-4]
["A1PortfolioAllAll5PG&E1-in-10WORST DAY520","A1","Portfolio","All","All",5,"PG&E","1-in-10","WORST DAY",5,"20","19",90.791725151329061,51.859722807874988,51.465647417426773,-0.39407586960408875,4.0747885941527784E-4]
["A1PortfolioAllAll5PG&E1-in-10WORST DAY521","A1","Portfolio","All","All",5,"PG&E","1-in-10","WORST DAY",5,"21","20",86.962244495131145,51.237020579033455,50.847676397857242,-0.38934402852796934,3.9509430644102395E-4]
["A1PortfolioAllAll5PG&E1-in-10WORST DAY522","A1","Portfolio","All","All",5,"PG&E","1-in-10","WORST DAY",5,"22","21",84.142556364593389,50.353595724610571,49.970964529794792,-0.38263098941306284,3.8479064824059606E-4]
["A1PortfolioAllAll5PG&E1-in-10WORST DAY523","A1","Portfolio","All","All",5,"PG&E","1-in-10","WORST DAY",5,"23","22",81.391130800947451,48.502464265877393,48.502464265877393,0,0]
["A1PortfolioAllAll5PG&E1-in-10WORST DAY524","A1","Portfolio","All","All",5,"PG&E","1-in-10","WORST DAY",5,"24","23",78.841740503552941,46.589028742941196,46.589028742941196,0,0]
["A1PortfolioAllAll5PG&E1-in-10WORST DAY601","A1","Portfolio","All","All",5,"PG&E","1-in-10","WORST DAY",6,"01","24",78.216565673807295,45.023077678942911,45.023077678942911,0,0]
["A1PortfolioAllAll5PG&E1-in-10WORST DAY602","A1","Portfolio","All","All",5,"PG&E","1-in-10","WORST DAY",6,"02","01",76.426730391738502,43.903031272012633,43.903031272012633,0,0]
["A1PortfolioAllAll5PG&E1-in-10WORST DAY603","A1","Portfolio","All","All",5,"PG&E","1-in-10","WORST DAY",6,"03","02",74.988211572928222,42.860109203236519,42.860109203236519,0,0]
["A1PortfolioAllAll5PG&E1-in-10WORST DAY604","A1","Portfolio","All","All",5,"PG&E","1-in-10","WORST DAY",6,"04","03",73.433846121020736,42.75655848770225,42.75655848770225,0,0]
["A1PortfolioAllAll5PG&E1-in-10WORST DAY605","A1","Portfolio","All","All",5,"PG&E","1-in-10","WORST DAY",6,"05","04",72.091619015106261,43.288796853852759,43.288796853852759,0,0]
["A1PortfolioAllAll5PG&E1-in-10WORST DAY606","A1","Portfolio","All","All",5,"PG&E","1-in-10","WORST DAY",6,"06","05",71.023448835026031,45.142189170887988,45.142189170887988,0,0]
["A1PortfolioAllAll5PG&E1-in-10WORST DAY607","A1","Portfolio","All","All",5,"PG&E","1-in-10","WORST DAY",6,"07","06",71.775358453529066,49.121943529318514,49.121943529318514,0,0]
["A1PortfolioAllAll5PG&E1-in-10WORST DAY608","A1","Portfolio","All","All",5,"PG&E","1-in-10","WORST DAY",6,"08","07",76.002218998037037,50.371200518194719,50.371200518194719,0,0]
["A1PortfolioAllAll5PG&E1-in-10WORST DAY609","A1","Portfolio","All","All",5,"PG&E","1-in-10","WORST DAY",6,"09","08",80.549831441495257,50.479243317576838,50.479243317576838,0,0]
["A1PortfolioAllAll5PG&E1-in-10WORST DAY610","A1","Portfolio","All","All",5,"PG&E","1-in-10","WORST DAY",6,"10","09",85.225366988136898,51.459399909402308,51.459399909402308,0,0]
["A1PortfolioAllAll5PG&E1-in-10WORST DAY611","A1","Portfolio","All","All",5,"PG&E","1-in-10","WORST DAY",6,"11","10",88.969499445250491,51.879919620446834,51.879919620446834,0,0]
["A1PortfolioAllAll5PG&E1-in-10WORST DAY612","A1","Portfolio","All","All",5,"PG&E","1-in-10","WORST DAY",6,"12","11",92.358709567295378,52.245544047716692,52.245544047716692,0,0]
["A1PortfolioAllAll5PG&E1-in-10WORST DAY613","A1","Portfolio","All","All",5,"PG&E","1-in-10","WORST DAY",6,"13","12",95.255046086882302,53.479575587073946,53.479575587073946,0,0]
["A1PortfolioAllAll5PG&E1-in-10WORST DAY614","A1","Portfolio","All","All",5,"PG&E","1-in-10","WORST DAY",6,"14","13",97.471846462405054,54.460114012542356,54.460114012542356,0,0]
["A1PortfolioAllAll5PG&E1-in-10WORST DAY615","A1","Portfolio","All","All",5,"PG&E","1-in-10","WORST DAY",6,"15","14",99.462149014252802,54.481745396909801,54.481745396909801,0,0]
["A1PortfolioAllAll5PG&E1-in-10WORST DAY616","A1","Portfolio","All","All",5,"PG&E","1-in-10","WORST DAY",6,"16","15",100.80865409234445,54.874559046523665,54.874559046523665,0,0]
["A1PortfolioAllAll5PG&E1-in-10WORST DAY617","A1","Portfolio","All","All",5,"PG&E","1-in-10","WORST DAY",6,"17","16",101.37347443884954,54.482056202538473,54.068053291796595,-0.41400267060580831,4.8977026017382741E-4]
["A1PortfolioAllAll5PG&E1-in-10WORST DAY618","A1","Portfolio","All","All",5,"PG&E","1-in-10","WORST DAY",6,"18","17",101.11474780233848,52.981346031592082,52.578747299003588,-0.40259894800009433,4.6535785077139735E-4]
["A1PortfolioAllAll5PG&E1-in-10WORST DAY619","A1","Portfolio","All","All",5,"PG&E","1-in-10","WORST DAY",6,"19","18",99.742297516429119,52.771770176704344,52.370764123691899,-0.40100640697814627,4.3030051165260375E-4]
["A1PortfolioAllAll5PG&E1-in-10WORST DAY620","A1","Portfolio","All","All",5,"PG&E","1-in-10","WORST DAY",6,"20","19",97.238883673295206,53.341142630732811,52.935808865838801,-0.40533300676408057,4.1315809357911348E-4]
["A1PortfolioAllAll5PG&E1-in-10WORST DAY621","A1","Portfolio","All","All",5,"PG&E","1-in-10","WORST DAY",6,"21","20",93.02693735597849,52.644442056029654,52.244403329153521,-0.4000388568886134,3.9859904791228473E-4]
["A1PortfolioAllAll5PG&E1-in-10WORST DAY622","A1","Portfolio","All","All",5,"PG&E","1-in-10","WORST DAY",6,"22","21",89.241817444738416,51.716715781475493,51.716715781475493,0,0]
["A1PortfolioAllAll5PG&E1-in-10WORST DAY623","A1","Portfolio","All","All",5,"PG&E","1-in-10","WORST DAY",6,"23","22",86.526510625586752,49.749392045236881,49.749392045236881,0,0]
["A1PortfolioAllAll5PG&E1-in-10WORST DAY624","A1","Portfolio","All","All",5,"PG&E","1-in-10","WORST DAY",6,"24","23",84.056659127763083,47.757427098088201,47.757427098088201,0,0]
["A1PortfolioAllAll5PG&E1-in-10WORST DAY701","A1","Portfolio","All","All",5,"PG&E","1-in-10","WORST DAY",7,"01","24",82.443711861573178,45.719347715731871,45.719347715731871,0,0]
["A1PortfolioAllAll5PG&E1-in-10WORST DAY702","A1","Portfolio","All","All",5,"PG&E","1-in-10","WORST DAY",7,"02","01",81.005234890913655,44.59873201130069,44.59873201130069,0,0]
["A1PortfolioAllAll5PG&E1-in-10WORST DAY703","A1","Portfolio","All","All",5,"PG&E","1-in-10","WORST DAY",7,"03","02",79.69420295912397,43.581036948178294,43.581036948178294,0,0]
["A1PortfolioAllAll5PG&E1-in-10WORST DAY704","A1","Portfolio","All","All",5,"PG&E","1-in-10","WORST DAY",7,"04","03",78.285505308033109,43.469150491319155,43.469150491319155,0,0]
["A1PortfolioAllAll5PG&E1-in-10WORST DAY705","A1","Portfolio","All","All",5,"PG&E","1-in-10","WORST DAY",7,"05","04",77.248902867173783,43.989945531136179,43.989945531136179,0,0]
["A1PortfolioAllAll5PG&E1-in-10WORST DAY706","A1","Portfolio","All","All",5,"PG&E","1-in-10","WORST DAY",7,"06","05",76.144090111176126,45.790287743712348,45.790287743712348,0,0]
["A1PortfolioAllAll5PG&E1-in-10WORST DAY707","A1","Portfolio","All","All",5,"PG&E","1-in-10","WORST DAY",7,"07","06",76.017648165175956,49.565468087512755,49.565468087512755,0,0]
["A1PortfolioAllAll5PG&E1-in-10WORST DAY708","A1","Portfolio","All","All",5,"PG&E","1-in-10","WORST DAY",7,"08","07",78.684203377079328,50.381367452146193,50.381367452146193,0,0]
["A1PortfolioAllAll5PG&E1-in-10WORST DAY709","A1","Portfolio","All","All",5,"PG&E","1-in-10","WORST DAY",7,"09","08",82.649283206553534,50.240897430194345,50.240897430194345,0,0]
["A1PortfolioAllAll5PG&E1-in-10WORST DAY710","A1","Portfolio","All","All",5,"PG&E","1-in-10","WORST DAY",7,"10","09",86.76782579620496,51.219064096449273,51.219064096449273,0,0]
["A1PortfolioAllAll5PG&E1-in-10WORST DAY711","A1","Portfolio","All","All",5,"PG&E","1-in-10","WORST DAY",7,"11","10",90.680483574354255,51.437278667940831,51.437278667940831,0,0]
["A1PortfolioAllAll5PG&E1-in-10WORST DAY712","A1","Portfolio","All","All",5,"PG&E","1-in-10","WORST DAY",7,"12","11",94.440410014210485,51.670466917235856,51.670466917235856,0,0]
["A1PortfolioAllAll5PG&E1-in-10WORST DAY713","A1","Portfolio","All","All",5,"PG&E","1-in-10","WORST DAY",7,"13","12",97.751118030594327,52.64299946072186,52.64299946072186,0,0]
["A1PortfolioAllAll5PG&E1-in-10WORST DAY714","A1","Portfolio","All","All",5,"PG&E","1-in-10","WORST DAY",7,"14","13",100.1447379419878,53.561587384128345,53.561587384128345,0,0]
["A1PortfolioAllAll5PG&E1-in-10WORST DAY715","A1","Portfolio","All","All",5,"PG&E","1-in-10","WORST DAY",7,"15","14",101.52754325838001,53.489382098226102,53.489382098226102,0,0]
["A1PortfolioAllAll5PG&E1-in-10WORST DAY716","A1","Portfolio","All","All",5,"PG&E","1-in-10","WORST DAY",7,"16","15",102.16664925185989,53.817157595413953,53.817157595413953,0,0]
["A1PortfolioAllAll5PG&E1-in-10WORST DAY717","A1","Portfolio","All","All",5,"PG&E","1-in-10","WORST DAY",7,"17","16",102.57159575357352,53.328366275723631,52.923130866811974,-0.40523591768402306,4.6722084516659379E-4]
["A1PortfolioAllAll5PG&E1-in-10WORST DAY718","A1","Portfolio","All","All",5,"PG&E","1-in-10","WORST DAY",7,"18","17",101.63099765944997,51.736796802958445,51.343654577112979,-0.39314176385676458,4.4566014548763633E-4]
["A1PortfolioAllAll5PG&E1-in-10WORST DAY719","A1","Portfolio","All","All",5,"PG&E","1-in-10","WORST DAY",7,"19","18",99.901467023321914,52.029733655454073,51.634366032850018,-0.39536776141152574,4.1579731623642147E-4]
["A1PortfolioAllAll5PG&E1-in-10WORST DAY720","A1","Portfolio","All","All",5,"PG&E","1-in-10","WORST DAY",7,"20","19",97.180577614310792,53.268141087295952,52.863362747862276,-0.40477826894400842,4.0144950617104769E-4]
["A1PortfolioAllAll5PG&E1-in-10WORST DAY721","A1","Portfolio","All","All",5,"PG&E","1-in-10","WORST DAY",7,"21","20",93.269591657610974,52.981974600169295,52.579370781106043,-0.40260372692578583,3.8942875107750297E-4]
["A1PortfolioAllAll5PG&E1-in-10WORST DAY722","A1","Portfolio","All","All",5,"PG&E","1-in-10","WORST DAY",7,"22","21",90.272789016133075,52.247507116191748,52.247507116191748,0,0]
["A1PortfolioAllAll5PG&E1-in-10WORST DAY723","A1","Portfolio","All","All",5,"PG&E","1-in-10","WORST DAY",7,"23","22",87.301366714034941,50.350664429176945,50.350664429176945,0,0]
["A1PortfolioAllAll5PG&E1-in-10WORST DAY724","A1","Portfolio","All","All",5,"PG&E","1-in-10","WORST DAY",7,"24","23",85.23173535066455,48.401635825747974,48.401635825747974,0,0]
["A1PortfolioAllAll5PG&E1-in-10WORST DAY801","A1","Portfolio","All","All",5,"PG&E","1-in-10","WORST DAY",8,"01","24",80.897703829014688,45.104275268313934,45.104275268313934,0,0]
["A1PortfolioAllAll5PG&E1-in-10WORST DAY802","A1","Portfolio","All","All",5,"PG&E","1-in-10","WORST DAY",8,"02","01",79.191780821917803,44.008131152931625,44.008131152931625,0,0]
["A1PortfolioAllAll5PG&E1-in-10WORST DAY803","A1","Portfolio","All","All",5,"PG&E","1-in-10","WORST DAY",8,"03","02",77.947371678494804,43.024588050691797,43.024588050691797,0,0]
["A1PortfolioAllAll5PG&E1-in-10WORST DAY804","A1","Portfolio","All","All",5,"PG&E","1-in-10","WORST DAY",8,"04","03",76.480122544974421,42.897191783374247,42.897191783374247,0,0]
["A1PortfolioAllAll5PG&E1-in-10WORST DAY805","A1","Portfolio","All","All",5,"PG&E","1-in-10","WORST DAY",8,"05","04",75.058941244429775,43.416521117116389,43.416521117116389,0,0]
["A1PortfolioAllAll5PG&E1-in-10WORST DAY806","A1","Portfolio","All","All",5,"PG&E","1-in-10","WORST DAY",8,"06","05",74.147765720415904,45.200572175124265,45.200572175124265,0,0]
["A1PortfolioAllAll5PG&E1-in-10WORST DAY807","A1","Portfolio","All","All",5,"PG&E","1-in-10","WORST DAY",8,"07","06",73.38796624855587,48.907276421099816,48.907276421099816,0,0]
["A1PortfolioAllAll5PG&E1-in-10WORST DAY808","A1","Portfolio","All","All",5,"PG&E","1-in-10","WORST DAY",8,"08","07",75.380405182373323,49.766951908324394,49.766951908324394,0,0]
["A1PortfolioAllAll5PG&E1-in-10WORST DAY809","A1","Portfolio","All","All",5,"PG&E","1-in-10","WORST DAY",8,"09","08",80.421439181383064,49.563967667615039,49.563967667615039,0,0]
["A1PortfolioAllAll5PG&E1-in-10WORST DAY810","A1","Portfolio","All","All",5,"PG&E","1-in-10","WORST DAY",8,"10","09",85.165363508829842,50.385124211191744,50.385124211191744,0,0]
["A1PortfolioAllAll5PG&E1-in-10WORST DAY811","A1","Portfolio","All","All",5,"PG&E","1-in-10","WORST DAY",8,"11","10",89.345467486383896,50.524264077012084,50.524264077012084,0,0]
["A1PortfolioAllAll5PG&E1-in-10WORST DAY812","A1","Portfolio","All","All",5,"PG&E","1-in-10","WORST DAY",8,"12","11",92.868934642680316,50.684882593453224,50.684882593453224,0,0]
["A1PortfolioAllAll5PG&E1-in-10WORST DAY813","A1","Portfolio","All","All",5,"PG&E","1-in-10","WORST DAY",8,"13","12",95.920221983825712,51.566850616017923,51.566850616017923,0,0]
["A1PortfolioAllAll5PG&E1-in-10WORST DAY814","A1","Portfolio","All","All",5,"PG&E","1-in-10","WORST DAY",8,"14","13",98.545366397095236,52.423779557680554,52.423779557680554,0,0]
["A1PortfolioAllAll5PG&E1-in-10WORST DAY815","A1","Portfolio","All","All",5,"PG&E","1-in-10","WORST DAY",8,"15","14",100.56752351873246,52.322968831917883,52.322968831917883,0,0]
["A1PortfolioAllAll5PG&E1-in-10WORST DAY816","A1","Portfolio","All","All",5,"PG&E","1-in-10","WORST DAY",8,"16","15",101.42194462782638,52.55974433724348,52.55974433724348,0,0]
["A1PortfolioAllAll5PG&E1-in-10WORST DAY817","A1","Portfolio","All","All",5,"PG&E","1-in-10","WORST DAY",8,"17","16",101.78057435220333,52.109440277462923,51.713467266118542,-0.39597344513882565,4.5066582970321178E-4]
["A1PortfolioAllAll5PG&E1-in-10WORST DAY818","A1","Portfolio","All","All",5,"PG&E","1-in-10","WORST DAY",8,"18","17",101.00131003465918,50.724339463816747,50.338890629129601,-0.38544822248209992,4.30245854659006E-4]
["A1PortfolioAllAll5PG&E1-in-10WORST DAY819","A1","Portfolio","All","All",5,"PG&E","1-in-10","WORST DAY",8,"19","18",98.76296624855587,51.102211661475437,50.713891838844312,-0.38831963786056112,4.0232119499705732E-4]
["A1PortfolioAllAll5PG&E1-in-10WORST DAY820","A1","Portfolio","All","All",5,"PG&E","1-in-10","WORST DAY",8,"20","19",95.108887605215386,52.317818171520386,51.920261409995057,-0.39755688111547344,3.8876419421285391E-4]
["A1PortfolioAllAll5PG&E1-in-10WORST DAY821","A1","Portfolio","All","All",5,"PG&E","1-in-10","WORST DAY",8,"21","20",90.675482752929526,52.031591827989935,51.636209878540534,-0.3953818766597556,3.7794554373249412E-4]
["A1PortfolioAllAll5PG&E1-in-10WORST DAY822","A1","Portfolio","All","All",5,"PG&E","1-in-10","WORST DAY",8,"22","21",87.515534741706546,51.299178642969821,51.299178642969821,0,0]
["A1PortfolioAllAll5PG&E1-in-10WORST DAY823","A1","Portfolio","All","All",5,"PG&E","1-in-10","WORST DAY",8,"23","22",85.428855834296087,49.455414523973566,49.455414523973566,0,0]
["A1PortfolioAllAll5PG&E1-in-10WORST DAY824","A1","Portfolio","All","All",5,"PG&E","1-in-10","WORST DAY",8,"24","23",83.612910546294771,47.552429045932186,47.552429045932186,0,0]
["A1PortfolioAllAll5PG&E1-in-10WORST DAY901","A1","Portfolio","All","All",5,"PG&E","1-in-10","WORST DAY",9,"01","24",75.368696199447783,42.905976779789484,42.905976779789484,0,0]
["A1PortfolioAllAll5PG&E1-in-10WORST DAY902","A1","Portfolio","All","All",5,"PG&E","1-in-10","WORST DAY",9,"02","01",73.903900032483349,41.868460141763087,41.868460141763087,0,0]
["A1PortfolioAllAll5PG&E1-in-10WORST DAY903","A1","Portfolio","All","All",5,"PG&E","1-in-10","WORST DAY",9,"03","02",72.260029235017058,40.938381963663453,40.938381963663453,0,0]
["A1PortfolioAllAll5PG&E1-in-10WORST DAY904","A1","Portfolio","All","All",5,"PG&E","1-in-10","WORST DAY",9,"04","03",70.886196605489687,40.811515215883539,40.811515215883539,0,0]
["A1PortfolioAllAll5PG&E1-in-10WORST DAY905","A1","Portfolio","All","All",5,"PG&E","1-in-10","WORST DAY",9,"05","04",69.96890734123761,41.332844437430197,41.332844437430197,0,0]
["A1PortfolioAllAll5PG&E1-in-10WORST DAY906","A1","Portfolio","All","All",5,"PG&E","1-in-10","WORST DAY",9,"06","05",69.03909168426182,43.162193030011245,43.162193030011245,0,0]
["A1PortfolioAllAll5PG&E1-in-10WORST DAY907","A1","Portfolio","All","All",5,"PG&E","1-in-10","WORST DAY",9,"07","06",68.30608453792432,46.933710634842122,46.933710634842122,0,0]
["A1PortfolioAllAll5PG&E1-in-10WORST DAY908","A1","Portfolio","All","All",5,"PG&E","1-in-10","WORST DAY",9,"08","07",69.198889475393855,48.232753835185882,48.232753835185882,0,0]
["A1PortfolioAllAll5PG&E1-in-10WORST DAY909","A1","Portfolio","All","All",5,"PG&E","1-in-10","WORST DAY",9,"09","08",74.194362108169557,48.160818755378607,48.160818755378607,0,0]
["A1PortfolioAllAll5PG&E1-in-10WORST DAY910","A1","Portfolio","All","All",5,"PG&E","1-in-10","WORST DAY",9,"10","09",79.667350170537603,48.754621529342103,48.754621529342103,0,0]
["A1PortfolioAllAll5PG&E1-in-10WORST DAY911","A1","Portfolio","All","All",5,"PG&E","1-in-10","WORST DAY",9,"11","10",84.569250446646095,48.940442512346713,48.940442512346713,0,0]
["A1PortfolioAllAll5PG&E1-in-10WORST DAY912","A1","Portfolio","All","All",5,"PG&E","1-in-10","WORST DAY",9,"12","11",88.518596719181417,49.078919627037116,49.078919627037116,0,0]
["A1PortfolioAllAll5PG&E1-in-10WORST DAY913","A1","Portfolio","All","All",5,"PG&E","1-in-10","WORST DAY",9,"13","12",92.017815088517139,50.029918596307922,50.029918596307922,0,0]
["A1PortfolioAllAll5PG&E1-in-10WORST DAY914","A1","Portfolio","All","All",5,"PG&E","1-in-10","WORST DAY",9,"14","13",94.587359915543288,50.85198210024943,50.85198210024943,0,0]
["A1PortfolioAllAll5PG&E1-in-10WORST DAY915","A1","Portfolio","All","All",5,"PG&E","1-in-10","WORST DAY",9,"15","14",96.816083319798608,50.790059180224766,50.790059180224766,0,0]
["A1PortfolioAllAll5PG&E1-in-10WORST DAY916","A1","Portfolio","All","All",5,"PG&E","1-in-10","WORST DAY",9,"16","15",97.866858859834338,50.961444442902369,50.961444442902369,0,0]
["A1PortfolioAllAll5PG&E1-in-10WORST DAY917","A1","Portfolio","All","All",5,"PG&E","1-in-10","WORST DAY",9,"17","16",97.86175288289752,50.662009634853526,50.277034856631033,-0.38497459038003157,4.3875482515431941E-4]
["A1PortfolioAllAll5PG&E1-in-10WORST DAY918","A1","Portfolio","All","All",5,"PG&E","1-in-10","WORST DAY",9,"18","17",96.586578284878996,49.688763722948593,49.311185210848834,-0.3775790074125317,4.1760897147469223E-4]
["A1PortfolioAllAll5PG&E1-in-10WORST DAY919","A1","Portfolio","All","All",5,"PG&E","1-in-10","WORST DAY",9,"19","18",93.484529803475723,49.69185845361681,49.314256060454646,-0.37760252624934859,3.879475116264075E-4]
["A1PortfolioAllAll5PG&E1-in-10WORST DAY920","A1","Portfolio","All","All",5,"PG&E","1-in-10","WORST DAY",9,"20","19",88.946067484164359,50.276153556182699,49.894110778948075,-0.38204251273108214,3.7313919165171683E-4]
["A1PortfolioAllAll5PG&E1-in-10WORST DAY921","A1","Portfolio","All","All",5,"PG&E","1-in-10","WORST DAY",9,"21","20",85.171816631476375,49.651641123749187,49.27434393349386,-0.37729692086382666,3.6168532096780837E-4]
["A1PortfolioAllAll5PG&E1-in-10WORST DAY922","A1","Portfolio","All","All",5,"PG&E","1-in-10","WORST DAY",9,"22","21",82.352119538736403,48.76246924304526,48.76246924304526,0,0]
["A1PortfolioAllAll5PG&E1-in-10WORST DAY923","A1","Portfolio","All","All",5,"PG&E","1-in-10","WORST DAY",9,"23","22",79.772545476693196,46.97124303382423,46.97124303382423,0,0]
["A1PortfolioAllAll5PG&E1-in-10WORST DAY924","A1","Portfolio","All","All",5,"PG&E","1-in-10","WORST DAY",9,"24","23",77.880654133506582,45.116637214215373,45.116637214215373,0,0]
["A1PortfolioAllAll5PG&E1-in-10WORST DAY1001","A1","Portfolio","All","All",5,"PG&E","1-in-10","WORST DAY",10,"01","24",70.562655659998399,41.135024405020424,41.135024405020424,0,0]
["A1PortfolioAllAll5PG&E1-in-10WORST DAY1002","A1","Portfolio","All","All",5,"PG&E","1-in-10","WORST DAY",10,"02","01",68.989264481401136,40.141038664177358,40.141038664177358,0,0]
["A1PortfolioAllAll5PG&E1-in-10WORST DAY1003","A1","Portfolio","All","All",5,"PG&E","1-in-10","WORST DAY",10,"03","02",67.692486141238859,39.286007058216889,39.286007058216889,0,0]
["A1PortfolioAllAll5PG&E1-in-10WORST DAY1004","A1","Portfolio","All","All",5,"PG&E","1-in-10","WORST DAY",10,"04","03",66.519904394633244,39.126646792011954,39.126646792011954,0,0]
["A1PortfolioAllAll5PG&E1-in-10WORST DAY1005","A1","Portfolio","All","All",5,"PG&E","1-in-10","WORST DAY",10,"05","04",65.379248011569047,39.62625021391581,39.62625021391581,0,0]
["A1PortfolioAllAll5PG&E1-in-10WORST DAY1006","A1","Portfolio","All","All",5,"PG&E","1-in-10","WORST DAY",10,"06","05",64.341186631316788,41.437017153536118,41.437017153536118,0,0]
["A1PortfolioAllAll5PG&E1-in-10WORST DAY1007","A1","Portfolio","All","All",5,"PG&E","1-in-10","WORST DAY",10,"07","06",63.66016911705632,45.173219235073567,45.173219235073567,0,0]
["A1PortfolioAllAll5PG&E1-in-10WORST DAY1008","A1","Portfolio","All","All",5,"PG&E","1-in-10","WORST DAY",10,"08","07",64.142524303044908,46.701939828667228,46.701939828667228,0,0]
["A1PortfolioAllAll5PG&E1-in-10WORST DAY1009","A1","Portfolio","All","All",5,"PG&E","1-in-10","WORST DAY",10,"09","08",69.133305214107821,46.601511699089535,46.601511699089535,0,0]
["A1PortfolioAllAll5PG&E1-in-10WORST DAY1010","A1","Portfolio","All","All",5,"PG&E","1-in-10","WORST DAY",10,"10","09",75.212018960392058,46.967168306454035,46.967168306454035,0,0]
["A1PortfolioAllAll5PG&E1-in-10WORST DAY1011","A1","Portfolio","All","All",5,"PG&E","1-in-10","WORST DAY",10,"11","10",81.251667068369883,47.083473511417097,47.083473511417097,0,0]
["A1PortfolioAllAll5PG&E1-in-10WORST DAY1012","A1","Portfolio","All","All",5,"PG&E","1-in-10","WORST DAY",10,"12","11",85.963113601671083,47.154792038264858,47.154792038264858,0,0]
["A1PortfolioAllAll5PG&E1-in-10WORST DAY1013","A1","Portfolio","All","All",5,"PG&E","1-in-10","WORST DAY",10,"13","12",89.503022816742984,47.980888886770039,47.980888886770039,0,0]
["A1PortfolioAllAll5PG&E1-in-10WORST DAY1014","A1","Portfolio","All","All",5,"PG&E","1-in-10","WORST DAY",10,"14","13",92.018177070780112,48.666038708091371,48.666038708091371,0,0]
["A1PortfolioAllAll5PG&E1-in-10WORST DAY1015","A1","Portfolio","All","All",5,"PG&E","1-in-10","WORST DAY",10,"15","14",93.759761388286336,48.606241837623067,48.606241837623067,0,0]
["A1PortfolioAllAll5PG&E1-in-10WORST DAY1016","A1","Portfolio","All","All",5,"PG&E","1-in-10","WORST DAY",10,"16","15",94.706224391419624,48.653081398320815,48.653081398320815,0,0]
["A1PortfolioAllAll5PG&E1-in-10WORST DAY1017","A1","Portfolio","All","All",5,"PG&E","1-in-10","WORST DAY",10,"17","16",94.504378565116099,48.480537878886203,48.112140483903715,-0.36839784718634988,4.1925164987333119E-4]
["A1PortfolioAllAll5PG&E1-in-10WORST DAY1018","A1","Portfolio","All","All",5,"PG&E","1-in-10","WORST DAY",10,"18","17",93.134389812806305,47.900847490148735,47.536854611453073,-0.36399284414524141,3.9984911563806236E-4]
["A1PortfolioAllAll5PG&E1-in-10WORST DAY1019","A1","Portfolio","All","All",5,"PG&E","1-in-10","WORST DAY",10,"19","18",88.712882622318631,47.919461702768871,47.555327847809785,-0.36413429263891922,3.7264879210852087E-4]
["A1PortfolioAllAll5PG&E1-in-10WORST DAY1020","A1","Portfolio","All","All",5,"PG&E","1-in-10","WORST DAY",10,"20","19",83.537780187997114,48.269383954220203,47.902590905852882,-0.36679331059265441,3.5852604196406901E-4]
["A1PortfolioAllAll5PG&E1-in-10WORST DAY1021","A1","Portfolio","All","All",5,"PG&E","1-in-10","WORST DAY",10,"21","20",79.985036554993172,47.448889748036571,47.088331640918668,-0.36055847247132677,3.4743346623145044E-4]
["A1PortfolioAllAll5PG&E1-in-10WORST DAY1022","A1","Portfolio","All","All",5,"PG&E","1-in-10","WORST DAY",10,"22","21",77.308959990359128,46.457314190076254,46.457314190076254,0,0]
["A1PortfolioAllAll5PG&E1-in-10WORST DAY1023","A1","Portfolio","All","All",5,"PG&E","1-in-10","WORST DAY",10,"23","22",74.704235960472403,44.710347805282943,44.710347805282943,0,0]
["A1PortfolioAllAll5PG&E1-in-10WORST DAY1024","A1","Portfolio","All","All",5,"PG&E","1-in-10","WORST DAY",10,"24","23",72.198632200530241,42.939055597365162,42.939055597365162,0,0]
["A1PortfolioAllAll5PG&E1-in-10WORST DAY1101","A1","Portfolio","All","All",5,"PG&E","1-in-10","WORST DAY",11,"01","01",49.259419183804624,30.792326432940367,30.792326432940367,0,0]
["A1PortfolioAllAll5PG&E1-in-10WORST DAY1102","A1","Portfolio","All","All",5,"PG&E","1-in-10","WORST DAY",11,"02","02",48.423792978791774,30.109921605490833,30.109921605490833,0,0]
["A1PortfolioAllAll5PG&E1-in-10WORST DAY1103","A1","Portfolio","All","All",5,"PG&E","1-in-10","WORST DAY",11,"03","03",47.634529643316192,29.659352935757848,29.659352935757848,0,0]
["A1PortfolioAllAll5PG&E1-in-10WORST DAY1104","A1","Portfolio","All","All",5,"PG&E","1-in-10","WORST DAY",11,"04","04",46.572702442159382,29.496486847136278,29.496486847136278,0,0]
["A1PortfolioAllAll5PG&E1-in-10WORST DAY1105","A1","Portfolio","All","All",5,"PG&E","1-in-10","WORST DAY",11,"05","05",46.004307920951156,29.903487919717861,29.903487919717861,0,0]
["A1PortfolioAllAll5PG&E1-in-10WORST DAY1106","A1","Portfolio","All","All",5,"PG&E","1-in-10","WORST DAY",11,"06","06",45.370732246143959,31.647642729389432,31.647642729389432,0,0]
["A1PortfolioAllAll5PG&E1-in-10WORST DAY1107","A1","Portfolio","All","All",5,"PG&E","1-in-10","WORST DAY",11,"07","07",45.105900546272494,34.825927057780518,34.825927057780518,0,0]
["A1PortfolioAllAll5PG&E1-in-10WORST DAY1108","A1","Portfolio","All","All",5,"PG&E","1-in-10","WORST DAY",11,"08","08",46.587222847043705,36.949025688947003,36.949025688947003,0,0]
["A1PortfolioAllAll5PG&E1-in-10WORST DAY1109","A1","Portfolio","All","All",5,"PG&E","1-in-10","WORST DAY",11,"09","09",50.609505543059129,36.177430059689584,36.177430059689584,0,0]
["A1PortfolioAllAll5PG&E1-in-10WORST DAY1110","A1","Portfolio","All","All",5,"PG&E","1-in-10","WORST DAY",11,"10","10",55.04205494858612,34.657088339233596,34.657088339233596,0,0]
["A1PortfolioAllAll5PG&E1-in-10WORST DAY1111","A1","Portfolio","All","All",5,"PG&E","1-in-10","WORST DAY",11,"11","11",58.989998393316192,33.691102970824254,33.691102970824254,0,0]
["A1PortfolioAllAll5PG&E1-in-10WORST DAY1112","A1","Portfolio","All","All",5,"PG&E","1-in-10","WORST DAY",11,"12","12",62.267633354755787,33.26219518537421,33.26219518537421,0,0]
["A1PortfolioAllAll5PG&E1-in-10WORST DAY1113","A1","Portfolio","All","All",5,"PG&E","1-in-10","WORST DAY",11,"13","13",64.755854354113112,33.257454893378494,33.257454893378494,0,0]
["A1PortfolioAllAll5PG&E1-in-10WORST DAY1114","A1","Portfolio","All","All",5,"PG&E","1-in-10","WORST DAY",11,"14","14",66.494858611825194,33.410553904491962,33.410553904491962,0,0]
["A1PortfolioAllAll5PG&E1-in-10WORST DAY1115","A1","Portfolio","All","All",5,"PG&E","1-in-10","WORST DAY",11,"15","15",67.461078084832906,33.291532627997292,33.291532627997292,0,0]
["A1PortfolioAllAll5PG&E1-in-10WORST DAY1116","A1","Portfolio","All","All",5,"PG&E","1-in-10","WORST DAY",11,"16","16",67.036070051413887,33.273222510767248,33.273222510767248,0,0]
["A1PortfolioAllAll5PG&E1-in-10WORST DAY1117","A1","Portfolio","All","All",5,"PG&E","1-in-10","WORST DAY",11,"17","17",65.115118894601537,33.956855183966148,33.956855183966148,0,0]
["A1PortfolioAllAll5PG&E1-in-10WORST DAY1118","A1","Portfolio","All","All",5,"PG&E","1-in-10","WORST DAY",11,"18","18",61.327412034061695,35.952328146467046,35.952328146467046,0,0]
["A1PortfolioAllAll5PG&E1-in-10WORST DAY1119","A1","Portfolio","All","All",5,"PG&E","1-in-10","WORST DAY",11,"19","19",57.976984254498717,36.594045496155189,36.594045496155189,0,0]
["A1PortfolioAllAll5PG&E1-in-10WORST DAY1120","A1","Portfolio","All","All",5,"PG&E","1-in-10","WORST DAY",11,"20","20",55.546875,35.987782394784027,35.987782394784027,0,0]
["A1PortfolioAllAll5PG&E1-in-10WORST DAY1121","A1","Portfolio","All","All",5,"PG&E","1-in-10","WORST DAY",11,"21","21",53.663369617609256,35.033509245401206,35.033509245401206,0,0]
["A1PortfolioAllAll5PG&E1-in-10WORST DAY1122","A1","Portfolio","All","All",5,"PG&E","1-in-10","WORST DAY",11,"22","22",51.725116484575835,33.967153518524732,33.967153518524732,0,0]
["A1PortfolioAllAll5PG&E1-in-10WORST DAY1123","A1","Portfolio","All","All",5,"PG&E","1-in-10","WORST DAY",11,"23","23",50.301584591902312,32.655327525910394,32.655327525910394,0,0]
["A1PortfolioAllAll5PG&E1-in-10WORST DAY1124","A1","Portfolio","All","All",5,"PG&E","1-in-10","WORST DAY",11,"24","24",48.8778116966581,31.391485771480923,31.391485771480923,0,0]
["A1PortfolioAllAll5PG&E1-in-10WORST DAY1201","A1","Portfolio","All","All",5,"PG&E","1-in-10","WORST DAY",12,"01","01",35.383826719151671,30.620364271858193,30.620364271858193,0,0]
["A1PortfolioAllAll5PG&E1-in-10WORST DAY1202","A1","Portfolio","All","All",5,"PG&E","1-in-10","WORST DAY",12,"02","02",34.710796915167094,29.945369748241248,29.945369748241248,0,0]
["A1PortfolioAllAll5PG&E1-in-10WORST DAY1203","A1","Portfolio","All","All",5,"PG&E","1-in-10","WORST DAY",12,"03","03",34.017040890102827,29.500138284619968,29.500138284619968,0,0]
["A1PortfolioAllAll5PG&E1-in-10WORST DAY1204","A1","Portfolio","All","All",5,"PG&E","1-in-10","WORST DAY",12,"04","04",33.591631185732645,29.339169284894435,29.339169284894435,0,0]
["A1PortfolioAllAll5PG&E1-in-10WORST DAY1205","A1","Portfolio","All","All",5,"PG&E","1-in-10","WORST DAY",12,"05","05",33.099212724935732,29.743709604759225,29.743709604759225,0,0]
["A1PortfolioAllAll5PG&E1-in-10WORST DAY1206","A1","Portfolio","All","All",5,"PG&E","1-in-10","WORST DAY",12,"06","06",32.756989074550127,31.484907786976869,31.484907786976869,0,0]
["A1PortfolioAllAll5PG&E1-in-10WORST DAY1207","A1","Portfolio","All","All",5,"PG&E","1-in-10","WORST DAY",12,"07","07",32.485057840616967,34.650694182286863,34.650694182286863,0,0]
["A1PortfolioAllAll5PG&E1-in-10WORST DAY1208","A1","Portfolio","All","All",5,"PG&E","1-in-10","WORST DAY",12,"08","08",32.884830896529564,36.763265887960365,36.763265887960365,0,0]
["A1PortfolioAllAll5PG&E1-in-10WORST DAY1209","A1","Portfolio","All","All",5,"PG&E","1-in-10","WORST DAY",12,"09","09",35.553974534061695,35.982260226150544,35.982260226150544,0,0]
["A1PortfolioAllAll5PG&E1-in-10WORST DAY1210","A1","Portfolio","All","All",5,"PG&E","1-in-10","WORST DAY",12,"10","10",39.180561134318765,34.430608067341304,34.430608067341304,0,0]
["A1PortfolioAllAll5PG&E1-in-10WORST DAY1211","A1","Portfolio","All","All",5,"PG&E","1-in-10","WORST DAY",12,"11","11",42.072953486503856,33.437309509860881,33.437309509860881,0,0]
["A1PortfolioAllAll5PG&E1-in-10WORST DAY1212","A1","Portfolio","All","All",5,"PG&E","1-in-10","WORST DAY",12,"12","12",44.335545870822621,32.996120413553726,32.996120413553726,0,0]
["A1PortfolioAllAll5PG&E1-in-10WORST DAY1213","A1","Portfolio","All","All",5,"PG&E","1-in-10","WORST DAY",12,"13","13",46.144400706940871,32.972566394814393,32.972566394814393,0,0]
["A1PortfolioAllAll5PG&E1-in-10WORST DAY1214","A1","Portfolio","All","All",5,"PG&E","1-in-10","WORST DAY",12,"14","14",47.011236744858614,33.112474854731374,33.112474854731374,0,0]
["A1PortfolioAllAll5PG&E1-in-10WORST DAY1215","A1","Portfolio","All","All",5,"PG&E","1-in-10","WORST DAY",12,"15","15",47.702833788560412,32.991402598560889,32.991402598560889,0,0]
["A1PortfolioAllAll5PG&E1-in-10WORST DAY1216","A1","Portfolio","All","All",5,"PG&E","1-in-10","WORST DAY",12,"16","16",47.734877088688947,32.988688996688651,32.988688996688651,0,0]
["A1PortfolioAllAll5PG&E1-in-10WORST DAY1217","A1","Portfolio","All","All",5,"PG&E","1-in-10","WORST DAY",12,"17","17",46.278448345115685,33.694879310043675,33.694879310043675,0,0]
["A1PortfolioAllAll5PG&E1-in-10WORST DAY1218","A1","Portfolio","All","All",5,"PG&E","1-in-10","WORST DAY",12,"18","18",43.893135443444727,35.741282253672793,35.741282253672793,0,0]
["A1PortfolioAllAll5PG&E1-in-10WORST DAY1219","A1","Portfolio","All","All",5,"PG&E","1-in-10","WORST DAY",12,"19","19",42.079169344473009,36.411100581101294,36.411100581101294,0,0]
["A1PortfolioAllAll5PG&E1-in-10WORST DAY1220","A1","Portfolio","All","All",5,"PG&E","1-in-10","WORST DAY",12,"20","20",40.62916733611825,35.797351246761941,35.797351246761941,0,0]
["A1PortfolioAllAll5PG&E1-in-10WORST DAY1221","A1","Portfolio","All","All",5,"PG&E","1-in-10","WORST DAY",12,"21","21",39.402855880462724,34.846109527096473,34.846109527096473,0,0]
["A1PortfolioAllAll5PG&E1-in-10WORST DAY1222","A1","Portfolio","All","All",5,"PG&E","1-in-10","WORST DAY",12,"22","22",38.376275305269921,33.780263985204932,33.780263985204932,0,0]
["A1PortfolioAllAll5PG&E1-in-10WORST DAY1223","A1","Portfolio","All","All",5,"PG&E","1-in-10","WORST DAY",12,"23","23",37.289183001285345,32.473248092952041,32.473248092952041,0,0]
["A1PortfolioAllAll5PG&E1-in-10WORST DAY1224","A1","Portfolio","All","All",5,"PG&E","1-in-10","WORST DAY",12,"24","24",36.330143396529564,31.215831177221169,31.215831177221169,0,0]
["A1PortfolioAllAll5PG&E1-in-2WORST DAY101","A1","Portfolio","All","All",5,"PG&E","1-in-2","WORST DAY",1,"01","01",38.453900624099859,29.980208017991117,29.980208017991117,0,0]
["A1PortfolioAllAll5PG&E1-in-2WORST DAY102","A1","Portfolio","All","All",5,"PG&E","1-in-2","WORST DAY",1,"02","02",38.028576572251559,29.301179014246479,29.301179014246479,0,0]
["A1PortfolioAllAll5PG&E1-in-2WORST DAY103","A1","Portfolio","All","All",5,"PG&E","1-in-2","WORST DAY",1,"03","03",37.350816130580895,28.846774578123814,28.846774578123814,0,0]
["A1PortfolioAllAll5PG&E1-in-2WORST DAY104","A1","Portfolio","All","All",5,"PG&E","1-in-2","WORST DAY",1,"04","04",36.789450312049929,28.670979381976107,28.670979381976107,0,0]
["A1PortfolioAllAll5PG&E1-in-2WORST DAY105","A1","Portfolio","All","All",5,"PG&E","1-in-2","WORST DAY",1,"05","05",36.634637542006722,29.065859655529419,29.065859655529419,0,0]
["A1PortfolioAllAll5PG&E1-in-2WORST DAY106","A1","Portfolio","All","All",5,"PG&E","1-in-2","WORST DAY",1,"06","06",36.503864618338937,30.795119361286474,30.795119361286474,0,0]
["A1PortfolioAllAll5PG&E1-in-2WORST DAY107","A1","Portfolio","All","All",5,"PG&E","1-in-2","WORST DAY",1,"07","07",36.453624579932786,33.935610643243109,33.935610643243109,0,0]
["A1PortfolioAllAll5PG&E1-in-2WORST DAY108","A1","Portfolio","All","All",5,"PG&E","1-in-2","WORST DAY",1,"08","08",36.505076812289964,36.060289330398142,36.060289330398142,0,0]
["A1PortfolioAllAll5PG&E1-in-2WORST DAY109","A1","Portfolio","All","All",5,"PG&E","1-in-2","WORST DAY",1,"09","09",37.744563130100815,35.220258360830023,35.220258360830023,0,0]
["A1PortfolioAllAll5PG&E1-in-2WORST DAY110","A1","Portfolio","All","All",5,"PG&E","1-in-2","WORST DAY",1,"10","10",39.944491118578973,33.648030850015836,33.648030850015836,0,0]
["A1PortfolioAllAll5PG&E1-in-2WORST DAY111","A1","Portfolio","All","All",5,"PG&E","1-in-2","WORST DAY",1,"11","11",42.515002400384063,32.677328854890121,32.677328854890121,0,0]
["A1PortfolioAllAll5PG&E1-in-2WORST DAY112","A1","Portfolio","All","All",5,"PG&E","1-in-2","WORST DAY",1,"12","12",44.852460393662987,32.268901052321674,32.268901052321674,0,0]
["A1PortfolioAllAll5PG&E1-in-2WORST DAY113","A1","Portfolio","All","All",5,"PG&E","1-in-2","WORST DAY",1,"13","13",46.474135861737878,32.231937442972821,32.231937442972821,0,0]
["A1PortfolioAllAll5PG&E1-in-2WORST DAY114","A1","Portfolio","All","All",5,"PG&E","1-in-2","WORST DAY",1,"14","14",47.898139702352374,32.379521273088066,32.379521273088066,0,0]
["A1PortfolioAllAll5PG&E1-in-2WORST DAY115","A1","Portfolio","All","All",5,"PG&E","1-in-2","WORST DAY",1,"15","15",49.092750840134421,32.245301013373364,32.245301013373364,0,0]
["A1PortfolioAllAll5PG&E1-in-2WORST DAY116","A1","Portfolio","All","All",5,"PG&E","1-in-2","WORST DAY",1,"16","16",49.643302928468557,32.267147338528773,32.267147338528773,0,0]
["A1PortfolioAllAll5PG&E1-in-2WORST DAY117","A1","Portfolio","All","All",5,"PG&E","1-in-2","WORST DAY",1,"17","17",48.611029764762364,32.98669182119486,32.98669182119486,0,0]
["A1PortfolioAllAll5PG&E1-in-2WORST DAY118","A1","Portfolio","All","All",5,"PG&E","1-in-2","WORST DAY",1,"18","18",46.509409505520885,35.11918609003736,35.11918609003736,0,0]
["A1PortfolioAllAll5PG&E1-in-2WORST DAY119","A1","Portfolio","All","All",5,"PG&E","1-in-2","WORST DAY",1,"19","19",44.813202112337976,35.854455763429577,35.854455763429577,0,0]
["A1PortfolioAllAll5PG&E1-in-2WORST DAY120","A1","Portfolio","All","All",5,"PG&E","1-in-2","WORST DAY",1,"20","20",43.540158425348054,35.23821853010616,35.23821853010616,0,0]
["A1PortfolioAllAll5PG&E1-in-2WORST DAY121","A1","Portfolio","All","All",5,"PG&E","1-in-2","WORST DAY",1,"21","21",42.431805088814208,34.274680279505425,34.274680279505425,0,0]
["A1PortfolioAllAll5PG&E1-in-2WORST DAY122","A1","Portfolio","All","All",5,"PG&E","1-in-2","WORST DAY",1,"22","22",41.323883821411428,33.198433080273382,33.198433080273382,0,0]
["A1PortfolioAllAll5PG&E1-in-2WORST DAY123","A1","Portfolio","All","All",5,"PG&E","1-in-2","WORST DAY",1,"23","23",40.484493518963035,31.841083835824371,31.841083835824371,0,0]
["A1PortfolioAllAll5PG&E1-in-2WORST DAY124","A1","Portfolio","All","All",5,"PG&E","1-in-2","WORST DAY",1,"24","24",39.771219395103216,30.586912791788635,30.586912791788635,0,0]
["A1PortfolioAllAll5PG&E1-in-2WORST DAY201","A1","Portfolio","All","All",5,"PG&E","1-in-2","WORST DAY",2,"01","01",43.287101926010678,30.031937059134027,30.031937059134027,0,0]
["A1PortfolioAllAll5PG&E1-in-2WORST DAY202","A1","Portfolio","All","All",5,"PG&E","1-in-2","WORST DAY",2,"02","02",42.459453661327231,29.357133879371748,29.357133879371748,0,0]
["A1PortfolioAllAll5PG&E1-in-2WORST DAY203","A1","Portfolio","All","All",5,"PG&E","1-in-2","WORST DAY",2,"03","03",41.80264349733028,28.899602307955089,28.899602307955089,0,0]
["A1PortfolioAllAll5PG&E1-in-2WORST DAY204","A1","Portfolio","All","All",5,"PG&E","1-in-2","WORST DAY",2,"04","04",41.20435259344012,28.723256406310341,28.723256406310341,0,0]
["A1PortfolioAllAll5PG&E1-in-2WORST DAY205","A1","Portfolio","All","All",5,"PG&E","1-in-2","WORST DAY",2,"05","05",40.60144927536232,29.118818517138543,29.118818517138543,0,0]
["A1PortfolioAllAll5PG&E1-in-2WORST DAY206","A1","Portfolio","All","All",5,"PG&E","1-in-2","WORST DAY",2,"06","06",40.439490369946604,30.851288819635496,30.851288819635496,0,0]
["A1PortfolioAllAll5PG&E1-in-2WORST DAY207","A1","Portfolio","All","All",5,"PG&E","1-in-2","WORST DAY",2,"07","07",40.377121472158656,33.994445014583739,33.994445014583739,0,0]
["A1PortfolioAllAll5PG&E1-in-2WORST DAY208","A1","Portfolio","All","All",5,"PG&E","1-in-2","WORST DAY",2,"08","08",41.118635583524025,36.130179581548845,36.130179581548845,0,0]
["A1PortfolioAllAll5PG&E1-in-2WORST DAY209","A1","Portfolio","All","All",5,"PG&E","1-in-2","WORST DAY",2,"09","09",43.287852784134252,35.311739431025671,35.311739431025671,0,0]
["A1PortfolioAllAll5PG&E1-in-2WORST DAY210","A1","Portfolio","All","All",5,"PG&E","1-in-2","WORST DAY",2,"10","10",46.402674485125857,33.761418249836716,33.761418249836716,0,0]
["A1PortfolioAllAll5PG&E1-in-2WORST DAY211","A1","Portfolio","All","All",5,"PG&E","1-in-2","WORST DAY",2,"11","11",49.297911899313505,32.790844103310775,32.790844103310775,0,0]
["A1PortfolioAllAll5PG&E1-in-2WORST DAY212","A1","Portfolio","All","All",5,"PG&E","1-in-2","WORST DAY",2,"12","12",51.52088100686499,32.378450952457868,32.378450952457868,0,0]
["A1PortfolioAllAll5PG&E1-in-2WORST DAY213","A1","Portfolio","All","All",5,"PG&E","1-in-2","WORST DAY",2,"13","13",53.240369946605647,32.335159993194495,32.335159993194495,0,0]
["A1PortfolioAllAll5PG&E1-in-2WORST DAY214","A1","Portfolio","All","All",5,"PG&E","1-in-2","WORST DAY",2,"14","14",53.938775266971774,32.475879634258909,32.475879634258909,0,0]
["A1PortfolioAllAll5PG&E1-in-2WORST DAY215","A1","Portfolio","All","All",5,"PG&E","1-in-2","WORST DAY",2,"15","15",54.573071605644543,32.333159189291571,32.333159189291571,0,0]
["A1PortfolioAllAll5PG&E1-in-2WORST DAY216","A1","Portfolio","All","All",5,"PG&E","1-in-2","WORST DAY",2,"16","16",54.59375,32.34370317778491,32.34370317778491,0,0]
["A1PortfolioAllAll5PG&E1-in-2WORST DAY217","A1","Portfolio","All","All",5,"PG&E","1-in-2","WORST DAY",2,"17","17",54.02527889016018,33.060447059652375,33.060447059652375,0,0]
["A1PortfolioAllAll5PG&E1-in-2WORST DAY218","A1","Portfolio","All","All",5,"PG&E","1-in-2","WORST DAY",2,"18","18",52.60886250953471,35.188960321866325,35.188960321866325,0,0]
["A1PortfolioAllAll5PG&E1-in-2WORST DAY219","A1","Portfolio","All","All",5,"PG&E","1-in-2","WORST DAY",2,"19","19",50.991490274599542,35.918145743758124,35.918145743758124,0,0]
["A1PortfolioAllAll5PG&E1-in-2WORST DAY220","A1","Portfolio","All","All",5,"PG&E","1-in-2","WORST DAY",2,"20","20",49.767233981693366,35.295391511964141,35.295391511964141,0,0]
["A1PortfolioAllAll5PG&E1-in-2WORST DAY221","A1","Portfolio","All","All",5,"PG&E","1-in-2","WORST DAY",2,"21","21",48.65573750953471,34.321351692443152,34.321351692443152,0,0]
["A1PortfolioAllAll5PG&E1-in-2WORST DAY222","A1","Portfolio","All","All",5,"PG&E","1-in-2","WORST DAY",2,"22","22",48.017949084668189,33.250588478933253,33.250588478933253,0,0]
["A1PortfolioAllAll5PG&E1-in-2WORST DAY223","A1","Portfolio","All","All",5,"PG&E","1-in-2","WORST DAY",2,"23","23",47.32042572463768,31.892211509686643,31.892211509686643,0,0]
["A1PortfolioAllAll5PG&E1-in-2WORST DAY224","A1","Portfolio","All","All",5,"PG&E","1-in-2","WORST DAY",2,"24","24",46.769045575896264,30.63328448119044,30.63328448119044,0,0]
["A1PortfolioAllAll5PG&E1-in-2WORST DAY301","A1","Portfolio","All","All",5,"PG&E","1-in-2","WORST DAY",3,"01","24",47.649970368344277,31.474499870428271,31.474499870428271,0,0]
["A1PortfolioAllAll5PG&E1-in-2WORST DAY302","A1","Portfolio","All","All",5,"PG&E","1-in-2","WORST DAY",3,"02","01",46.927732950401165,30.798710158094085,30.798710158094085,0,0]
["A1PortfolioAllAll5PG&E1-in-2WORST DAY303","A1","Portfolio","All","All",5,"PG&E","1-in-2","WORST DAY",3,"03","02",46.05723468271335,30.337883587093124,30.337883587093124,0,0]
["A1PortfolioAllAll5PG&E1-in-2WORST DAY304","A1","Portfolio","All","All",5,"PG&E","1-in-2","WORST DAY",3,"04","03",45.317127097009482,30.165617098786576,30.165617098786576,0,0]
["A1PortfolioAllAll5PG&E1-in-2WORST DAY305","A1","Portfolio","All","All",5,"PG&E","1-in-2","WORST DAY",3,"05","04",44.663817469000726,30.565510966544693,30.565510966544693,0,0]
["A1PortfolioAllAll5PG&E1-in-2WORST DAY306","A1","Portfolio","All","All",5,"PG&E","1-in-2","WORST DAY",3,"06","05",44.227525528811086,32.323465743067146,32.323465743067146,0,0]
["A1PortfolioAllAll5PG&E1-in-2WORST DAY307","A1","Portfolio","All","All",5,"PG&E","1-in-2","WORST DAY",3,"07","06",43.991965262582056,35.532052670215563,35.532052670215563,0,0]
["A1PortfolioAllAll5PG&E1-in-2WORST DAY308","A1","Portfolio","All","All",5,"PG&E","1-in-2","WORST DAY",3,"08","07",45.212504558716269,37.680748616471234,37.680748616471234,0,0]
["A1PortfolioAllAll5PG&E1-in-2WORST DAY309","A1","Portfolio","All","All",5,"PG&E","1-in-2","WORST DAY",3,"09","08",47.892174963530273,36.905997543375641,36.905997543375641,0,0]
["A1PortfolioAllAll5PG&E1-in-2WORST DAY310","A1","Portfolio","All","All",5,"PG&E","1-in-2","WORST DAY",3,"10","09",50.567286652078778,35.381223927762832,35.381223927762832,0,0]
["A1PortfolioAllAll5PG&E1-in-2WORST DAY311","A1","Portfolio","All","All",5,"PG&E","1-in-2","WORST DAY",3,"11","10",52.927391046681258,34.421367386582205,34.421367386582205,0,0]
["A1PortfolioAllAll5PG&E1-in-2WORST DAY312","A1","Portfolio","All","All",5,"PG&E","1-in-2","WORST DAY",3,"12","11",55.126732312180891,34.022197602129587,34.022197602129587,0,0]
["A1PortfolioAllAll5PG&E1-in-2WORST DAY313","A1","Portfolio","All","All",5,"PG&E","1-in-2","WORST DAY",3,"13","12",56.526326586433264,34.009643339989118,34.009643339989118,0,0]
["A1PortfolioAllAll5PG&E1-in-2WORST DAY314","A1","Portfolio","All","All",5,"PG&E","1-in-2","WORST DAY",3,"14","13",57.747868800145881,34.159423498895421,34.159423498895421,0,0]
["A1PortfolioAllAll5PG&E1-in-2WORST DAY315","A1","Portfolio","All","All",5,"PG&E","1-in-2","WORST DAY",3,"15","14",58.244723285922682,34.017465544758224,34.017465544758224,0,0]
["A1PortfolioAllAll5PG&E1-in-2WORST DAY316","A1","Portfolio","All","All",5,"PG&E","1-in-2","WORST DAY",3,"16","15",58.37424781181619,34.00529224981053,34.00529224981053,0,0]
["A1PortfolioAllAll5PG&E1-in-2WORST DAY317","A1","Portfolio","All","All",5,"PG&E","1-in-2","WORST DAY",3,"17","16",57.446742797228303,34.693418387767544,34.693418387767544,0,0]
["A1PortfolioAllAll5PG&E1-in-2WORST DAY318","A1","Portfolio","All","All",5,"PG&E","1-in-2","WORST DAY",3,"18","17",55.501743708971553,36.759912645529184,36.759912645529184,0,0]
["A1PortfolioAllAll5PG&E1-in-2WORST DAY319","A1","Portfolio","All","All",5,"PG&E","1-in-2","WORST DAY",3,"19","18",53.740187363238512,37.421165223340395,37.421165223340395,0,0]
["A1PortfolioAllAll5PG&E1-in-2WORST DAY320","A1","Portfolio","All","All",5,"PG&E","1-in-2","WORST DAY",3,"20","19",52.581851750547045,36.767020967180343,36.767020967180343,0,0]
["A1PortfolioAllAll5PG&E1-in-2WORST DAY321","A1","Portfolio","All","All",5,"PG&E","1-in-2","WORST DAY",3,"21","20",51.915173687089712,35.798423021411239,35.798423021411239,0,0]
["A1PortfolioAllAll5PG&E1-in-2WORST DAY322","A1","Portfolio","All","All",5,"PG&E","1-in-2","WORST DAY",3,"22","21",51.037221918307807,34.71271155608504,34.71271155608504,0,0]
["A1PortfolioAllAll5PG&E1-in-2WORST DAY323","A1","Portfolio","All","All",5,"PG&E","1-in-2","WORST DAY",3,"23","22",50.456817560175054,33.364410644408011,33.364410644408011,0,0]
["A1PortfolioAllAll5PG&E1-in-2WORST DAY324","A1","Portfolio","All","All",5,"PG&E","1-in-2","WORST DAY",3,"24","23",49.557097921225385,32.0752874680555,32.0752874680555,0,0]
["A1PortfolioAllAll5PG&E1-in-2WORST DAY401","A1","Portfolio","All","All",5,"PG&E","1-in-2","WORST DAY",4,"01","24",66.264476863868254,39.123855675519067,39.123855675519067,0,0]
["A1PortfolioAllAll5PG&E1-in-2WORST DAY402","A1","Portfolio","All","All",5,"PG&E","1-in-2","WORST DAY",4,"02","01",64.880728094513557,38.258408977985944,38.258408977985944,0,0]
["A1PortfolioAllAll5PG&E1-in-2WORST DAY403","A1","Portfolio","All","All",5,"PG&E","1-in-2","WORST DAY",4,"03","02",63.550859214177031,37.586505243929977,37.586505243929977,0,0]
["A1PortfolioAllAll5PG&E1-in-2WORST DAY404","A1","Portfolio","All","All",5,"PG&E","1-in-2","WORST DAY",4,"04","03",62.468965362928486,37.372575843235104,37.372575843235104,0,0]
["A1PortfolioAllAll5PG&E1-in-2WORST DAY405","A1","Portfolio","All","All",5,"PG&E","1-in-2","WORST DAY",4,"05","04",61.543732659088874,37.836537726618239,37.836537726618239,0,0]
["A1PortfolioAllAll5PG&E1-in-2WORST DAY406","A1","Portfolio","All","All",5,"PG&E","1-in-2","WORST DAY",4,"06","05",60.43334377517229,39.592495494338024,39.592495494338024,0,0]
["A1PortfolioAllAll5PG&E1-in-2WORST DAY407","A1","Portfolio","All","All",5,"PG&E","1-in-2","WORST DAY",4,"07","06",59.872449207911927,42.949893904212558,42.949893904212558,0,0]
["A1PortfolioAllAll5PG&E1-in-2WORST DAY408","A1","Portfolio","All","All",5,"PG&E","1-in-2","WORST DAY",4,"08","07",61.979727915510608,44.333836137307202,44.333836137307202,0,0]
["A1PortfolioAllAll5PG&E1-in-2WORST DAY409","A1","Portfolio","All","All",5,"PG&E","1-in-2","WORST DAY",4,"09","08",65.754273695515977,43.856245008587258,43.856245008587258,0,0]
["A1PortfolioAllAll5PG&E1-in-2WORST DAY410","A1","Portfolio","All","All",5,"PG&E","1-in-2","WORST DAY",4,"10","09",69.7042535576837,43.57823142857773,43.57823142857773,0,0]
["A1PortfolioAllAll5PG&E1-in-2WORST DAY411","A1","Portfolio","All","All",5,"PG&E","1-in-2","WORST DAY",4,"11","10",73.628188490110091,43.198888137710533,43.198888137710533,0,0]
["A1PortfolioAllAll5PG&E1-in-2WORST DAY412","A1","Portfolio","All","All",5,"PG&E","1-in-2","WORST DAY",4,"12","11",77.147129240132458,42.813515432814803,42.813515432814803,0,0]
["A1PortfolioAllAll5PG&E1-in-2WORST DAY413","A1","Portfolio","All","All",5,"PG&E","1-in-2","WORST DAY",4,"13","12",80.066354157343596,43.020662863158272,43.020662863158272,0,0]
["A1PortfolioAllAll5PG&E1-in-2WORST DAY414","A1","Portfolio","All","All",5,"PG&E","1-in-2","WORST DAY",4,"14","13",82.109717622840776,43.407739367810827,43.407739367810827,0,0]
["A1PortfolioAllAll5PG&E1-in-2WORST DAY415","A1","Portfolio","All","All",5,"PG&E","1-in-2","WORST DAY",4,"15","14",82.996296876398461,43.165305465620868,43.165305465620868,0,0]
["A1PortfolioAllAll5PG&E1-in-2WORST DAY416","A1","Portfolio","All","All",5,"PG&E","1-in-2","WORST DAY",4,"16","15",83.205383513827982,42.902071631226214,42.902071631226214,0,0]
["A1PortfolioAllAll5PG&E1-in-2WORST DAY417","A1","Portfolio","All","All",5,"PG&E","1-in-2","WORST DAY",4,"17","16",82.745715116799431,42.872825263171272,42.872825263171272,0,0]
["A1PortfolioAllAll5PG&E1-in-2WORST DAY418","A1","Portfolio","All","All",5,"PG&E","1-in-2","WORST DAY",4,"18","17",81.377360601449922,43.17434894035614,43.17434894035614,0,0]
["A1PortfolioAllAll5PG&E1-in-2WORST DAY419","A1","Portfolio","All","All",5,"PG&E","1-in-2","WORST DAY",4,"19","18",79.402946836122794,43.929199536313241,43.929199536313241,0,0]
["A1PortfolioAllAll5PG&E1-in-2WORST DAY420","A1","Portfolio","All","All",5,"PG&E","1-in-2","WORST DAY",4,"20","19",76.136791819565019,44.535244006355818,44.535244006355818,0,0]
["A1PortfolioAllAll5PG&E1-in-2WORST DAY421","A1","Portfolio","All","All",5,"PG&E","1-in-2","WORST DAY",4,"21","20",72.798129419135421,44.002954007509075,44.002954007509075,0,0]
["A1PortfolioAllAll5PG&E1-in-2WORST DAY422","A1","Portfolio","All","All",5,"PG&E","1-in-2","WORST DAY",4,"22","21",70.231484381992303,43.077900332710044,43.077900332710044,0,0]
["A1PortfolioAllAll5PG&E1-in-2WORST DAY423","A1","Portfolio","All","All",5,"PG&E","1-in-2","WORST DAY",4,"23","22",68.299706882663557,41.56058678639257,41.56058678639257,0,0]
["A1PortfolioAllAll5PG&E1-in-2WORST DAY424","A1","Portfolio","All","All",5,"PG&E","1-in-2","WORST DAY",4,"24","23",66.473485187505588,40.005367990049379,40.005367990049379,0,0]
["A1PortfolioAllAll5PG&E1-in-2WORST DAY501","A1","Portfolio","All","All",5,"PG&E","1-in-2","WORST DAY",5,"01","24",70.748124835511888,41.594063783993114,41.594063783993114,0,0]
["A1PortfolioAllAll5PG&E1-in-2WORST DAY502","A1","Portfolio","All","All",5,"PG&E","1-in-2","WORST DAY",5,"02","01",68.908873585402233,40.662553824119627,40.662553824119627,0,0]
["A1PortfolioAllAll5PG&E1-in-2WORST DAY503","A1","Portfolio","All","All",5,"PG&E","1-in-2","WORST DAY",5,"03","02",67.586411088691989,39.902133431244117,39.902133431244117,0,0]
["A1PortfolioAllAll5PG&E1-in-2WORST DAY504","A1","Portfolio","All","All",5,"PG&E","1-in-2","WORST DAY",5,"04","03",65.751776471620317,39.702514473974695,39.702514473974695,0,0]
["A1PortfolioAllAll5PG&E1-in-2WORST DAY505","A1","Portfolio","All","All",5,"PG&E","1-in-2","WORST DAY",5,"05","04",64.738518729713135,40.192249855161087,40.192249855161087,0,0]
["A1PortfolioAllAll5PG&E1-in-2WORST DAY506","A1","Portfolio","All","All",5,"PG&E","1-in-2","WORST DAY",5,"06","05",63.782272567769105,41.942224284673046,41.942224284673046,0,0]
["A1PortfolioAllAll5PG&E1-in-2WORST DAY507","A1","Portfolio","All","All",5,"PG&E","1-in-2","WORST DAY",5,"07","06",64.160726818141939,45.321184411131846,45.321184411131846,0,0]
["A1PortfolioAllAll5PG&E1-in-2WORST DAY508","A1","Portfolio","All","All",5,"PG&E","1-in-2","WORST DAY",5,"08","07",67.617301956311962,46.384257002378,46.384257002378,0,0]
["A1PortfolioAllAll5PG&E1-in-2WORST DAY509","A1","Portfolio","All","All",5,"PG&E","1-in-2","WORST DAY",5,"09","08",71.654322747609442,45.911776350153097,45.911776350153097,0,0]
["A1PortfolioAllAll5PG&E1-in-2WORST DAY510","A1","Portfolio","All","All",5,"PG&E","1-in-2","WORST DAY",5,"10","09",75.703351171155361,45.997559095391274,45.997559095391274,0,0]
["A1PortfolioAllAll5PG&E1-in-2WORST DAY511","A1","Portfolio","All","All",5,"PG&E","1-in-2","WORST DAY",5,"11","10",79.1464273181858,45.731418755682284,45.731418755682284,0,0]
["A1PortfolioAllAll5PG&E1-in-2WORST DAY512","A1","Portfolio","All","All",5,"PG&E","1-in-2","WORST DAY",5,"12","11",82.580160540398282,45.432036533663513,45.432036533663513,0,0]
["A1PortfolioAllAll5PG&E1-in-2WORST DAY513","A1","Portfolio","All","All",5,"PG&E","1-in-2","WORST DAY",5,"13","12",85.516547504167036,45.753512033712767,45.753512033712767,0,0]
["A1PortfolioAllAll5PG&E1-in-2WORST DAY514","A1","Portfolio","All","All",5,"PG&E","1-in-2","WORST DAY",5,"14","13",87.863080094745158,46.259921252872608,46.259921252872608,0,0]
["A1PortfolioAllAll5PG&E1-in-2WORST DAY515","A1","Portfolio","All","All",5,"PG&E","1-in-2","WORST DAY",5,"15","14",89.401921221159753,46.019103197924544,46.019103197924544,0,0]
["A1PortfolioAllAll5PG&E1-in-2WORST DAY516","A1","Portfolio","All","All",5,"PG&E","1-in-2","WORST DAY",5,"16","15",90.234867093604706,45.814093172266531,45.814093172266531,0,0]
["A1PortfolioAllAll5PG&E1-in-2WORST DAY517","A1","Portfolio","All","All",5,"PG&E","1-in-2","WORST DAY",5,"17","16",90.640516711992277,45.561059896992127,45.561059896992127,0,0]
["A1PortfolioAllAll5PG&E1-in-2WORST DAY518","A1","Portfolio","All","All",5,"PG&E","1-in-2","WORST DAY",5,"18","17",90.082792350206162,45.291511601639264,44.947346439731987,-0.34416481430724277,3.9976331754587591E-4]
["A1PortfolioAllAll5PG&E1-in-2WORST DAY519","A1","Portfolio","All","All",5,"PG&E","1-in-2","WORST DAY",5,"19","18",88.439753487147996,46.125315512771607,45.774814850174813,-0.35050079404859541,3.8006177055649459E-4]
["A1PortfolioAllAll5PG&E1-in-2WORST DAY520","A1","Portfolio","All","All",5,"PG&E","1-in-2","WORST DAY",5,"20","19",85.596291341345733,47.182916881171302,46.824379661384945,-0.35853737089936705,3.6933730007149279E-4]
["A1PortfolioAllAll5PG&E1-in-2WORST DAY521","A1","Portfolio","All","All",5,"PG&E","1-in-2","WORST DAY",5,"21","20",81.903938942012459,46.866686968587608,46.510552504740531,-0.35613438243567042,3.627476398833096E-4]
["A1PortfolioAllAll5PG&E1-in-2WORST DAY522","A1","Portfolio","All","All",5,"PG&E","1-in-2","WORST DAY",5,"22","21",78.953811737871746,46.078701602686394,45.728554281492954,-0.3501465737023704,3.5599857801571488E-4]
["A1PortfolioAllAll5PG&E1-in-2WORST DAY523","A1","Portfolio","All","All",5,"PG&E","1-in-2","WORST DAY",5,"23","22",76.14266602333538,44.490494678872324,44.490494678872324,0,0]
["A1PortfolioAllAll5PG&E1-in-2WORST DAY524","A1","Portfolio","All","All",5,"PG&E","1-in-2","WORST DAY",5,"24","23",73.686178612158955,42.830038730900547,42.830038730900547,0,0]
["A1PortfolioAllAll5PG&E1-in-2WORST DAY601","A1","Portfolio","All","All",5,"PG&E","1-in-2","WORST DAY",6,"01","24",78.442071349321495,44.437052918197928,44.437052918197928,0,0]
["A1PortfolioAllAll5PG&E1-in-2WORST DAY602","A1","Portfolio","All","All",5,"PG&E","1-in-2","WORST DAY",6,"02","01",76.550748911837502,43.402289900472496,43.402289900472496,0,0]
["A1PortfolioAllAll5PG&E1-in-2WORST DAY603","A1","Portfolio","All","All",5,"PG&E","1-in-2","WORST DAY",6,"03","02",74.85730135700264,42.510739146211407,42.510739146211407,0,0]
["A1PortfolioAllAll5PG&E1-in-2WORST DAY604","A1","Portfolio","All","All",5,"PG&E","1-in-2","WORST DAY",6,"04","03",73.517666638217975,42.342233435394768,42.342233435394768,0,0]
["A1PortfolioAllAll5PG&E1-in-2WORST DAY605","A1","Portfolio","All","All",5,"PG&E","1-in-2","WORST DAY",6,"05","04",72.042438337458393,42.836157549567837,42.836157549567837,0,0]
["A1PortfolioAllAll5PG&E1-in-2WORST DAY606","A1","Portfolio","All","All",5,"PG&E","1-in-2","WORST DAY",6,"06","05",70.995796705641382,44.592387634186508,44.592387634186508,0,0]
["A1PortfolioAllAll5PG&E1-in-2WORST DAY607","A1","Portfolio","All","All",5,"PG&E","1-in-2","WORST DAY",6,"07","06",71.483922932491254,48.100711857837233,48.100711857837233,0,0]
["A1PortfolioAllAll5PG&E1-in-2WORST DAY608","A1","Portfolio","All","All",5,"PG&E","1-in-2","WORST DAY",6,"08","07",74.988264914227187,48.847215442055436,48.847215442055436,0,0]
["A1PortfolioAllAll5PG&E1-in-2WORST DAY609","A1","Portfolio","All","All",5,"PG&E","1-in-2","WORST DAY",6,"09","08",79.085239395749767,48.497545380302689,48.497545380302689,0,0]
["A1PortfolioAllAll5PG&E1-in-2WORST DAY610","A1","Portfolio","All","All",5,"PG&E","1-in-2","WORST DAY",6,"10","09",83.226945890586322,49.100329477973638,49.100329477973638,0,0]
["A1PortfolioAllAll5PG&E1-in-2WORST DAY611","A1","Portfolio","All","All",5,"PG&E","1-in-2","WORST DAY",6,"11","10",86.856095843645988,49.062360227691421,49.062360227691421,0,0]
["A1PortfolioAllAll5PG&E1-in-2WORST DAY612","A1","Portfolio","All","All",5,"PG&E","1-in-2","WORST DAY",6,"12","11",90.193479559614232,48.992229371500855,48.992229371500855,0,0]
["A1PortfolioAllAll5PG&E1-in-2WORST DAY613","A1","Portfolio","All","All",5,"PG&E","1-in-2","WORST DAY",6,"13","12",93.190705812067932,49.605827429311091,49.605827429311091,0,0]
["A1PortfolioAllAll5PG&E1-in-2WORST DAY614","A1","Portfolio","All","All",5,"PG&E","1-in-2","WORST DAY",6,"14","13",95.393445421182903,50.31706916190906,50.31706916190906,0,0]
["A1PortfolioAllAll5PG&E1-in-2WORST DAY615","A1","Portfolio","All","All",5,"PG&E","1-in-2","WORST DAY",6,"15","14",97.269928309294187,50.117012601722216,50.117012601722216,0,0]
["A1PortfolioAllAll5PG&E1-in-2WORST DAY616","A1","Portfolio","All","All",5,"PG&E","1-in-2","WORST DAY",6,"16","15",98.282218144576262,50.09313725876504,50.09313725876504,0,0]
["A1PortfolioAllAll5PG&E1-in-2WORST DAY617","A1","Portfolio","All","All",5,"PG&E","1-in-2","WORST DAY",6,"17","16",98.474588205171969,49.634193560316952,49.257030016193326,-0.37716433392955173,4.3820627615787089E-4]
["A1PortfolioAllAll5PG&E1-in-2WORST DAY618","A1","Portfolio","All","All",5,"PG&E","1-in-2","WORST DAY",6,"18","17",97.835932832636345,48.59635073357834,48.227072901090004,-0.36927789175079734,4.2003774433396757E-4]
["A1PortfolioAllAll5PG&E1-in-2WORST DAY619","A1","Portfolio","All","All",5,"PG&E","1-in-2","WORST DAY",6,"19","18",96.080876077494239,49.332026812319867,48.957158853766572,-0.37486820968798518,3.9682010537944734E-4]
["A1PortfolioAllAll5PG&E1-in-2WORST DAY620","A1","Portfolio","All","All",5,"PG&E","1-in-2","WORST DAY",6,"20","19",93.111750021336519,50.727105686014546,50.34163665418,-0.38546924392298032,3.8491177838295698E-4]
["A1PortfolioAllAll5PG&E1-in-2WORST DAY621","A1","Portfolio","All","All",5,"PG&E","1-in-2","WORST DAY",6,"21","20",88.960420756166258,50.548799388975112,50.164684387395255,-0.38411432042884164,3.7635242915712297E-4]
["A1PortfolioAllAll5PG&E1-in-2WORST DAY622","A1","Portfolio","All","All",5,"PG&E","1-in-2","WORST DAY",6,"22","21",85.259132030383199,49.864576547767875,49.864576547767875,0,0]
["A1PortfolioAllAll5PG&E1-in-2WORST DAY623","A1","Portfolio","All","All",5,"PG&E","1-in-2","WORST DAY",6,"23","22",82.14459759324059,48.143616917322227,48.143616917322227,0,0]
["A1PortfolioAllAll5PG&E1-in-2WORST DAY624","A1","Portfolio","All","All",5,"PG&E","1-in-2","WORST DAY",6,"24","23",79.519288213706574,46.348495099784152,46.348495099784152,0,0]
["A1PortfolioAllAll5PG&E1-in-2WORST DAY701","A1","Portfolio","All","All",5,"PG&E","1-in-2","WORST DAY",7,"01","24",77.278692635626513,44.111947992196725,44.111947992196725,0,0]
["A1PortfolioAllAll5PG&E1-in-2WORST DAY702","A1","Portfolio","All","All",5,"PG&E","1-in-2","WORST DAY",7,"02","01",75.711130151299841,43.067866817828602,43.067866817828602,0,0]
["A1PortfolioAllAll5PG&E1-in-2WORST DAY703","A1","Portfolio","All","All",5,"PG&E","1-in-2","WORST DAY",7,"03","02",74.21917579202541,42.16454126562045,42.16454126562045,0,0]
["A1PortfolioAllAll5PG&E1-in-2WORST DAY704","A1","Portfolio","All","All",5,"PG&E","1-in-2","WORST DAY",7,"04","03",72.705519100560053,42.01279288116622,42.01279288116622,0,0]
["A1PortfolioAllAll5PG&E1-in-2WORST DAY705","A1","Portfolio","All","All",5,"PG&E","1-in-2","WORST DAY",7,"05","04",71.548858981860732,42.509523406444806,42.509523406444806,0,0]
["A1PortfolioAllAll5PG&E1-in-2WORST DAY706","A1","Portfolio","All","All",5,"PG&E","1-in-2","WORST DAY",7,"06","05",70.626337457159579,44.256902681773404,44.256902681773404,0,0]
["A1PortfolioAllAll5PG&E1-in-2WORST DAY707","A1","Portfolio","All","All",5,"PG&E","1-in-2","WORST DAY",7,"07","06",70.987409094708681,47.769449110358295,47.769449110358295,0,0]
["A1PortfolioAllAll5PG&E1-in-2WORST DAY708","A1","Portfolio","All","All",5,"PG&E","1-in-2","WORST DAY",7,"08","07",74.289329599598759,48.506346559597468,48.506346559597468,0,0]
["A1PortfolioAllAll5PG&E1-in-2WORST DAY709","A1","Portfolio","All","All",5,"PG&E","1-in-2","WORST DAY",7,"09","08",78.871510072724234,48.11324104650766,48.11324104650766,0,0]
["A1PortfolioAllAll5PG&E1-in-2WORST DAY710","A1","Portfolio","All","All",5,"PG&E","1-in-2","WORST DAY",7,"10","09",83.239363036027754,48.702515012186893,48.702515012186893,0,0]
["A1PortfolioAllAll5PG&E1-in-2WORST DAY711","A1","Portfolio","All","All",5,"PG&E","1-in-2","WORST DAY",7,"11","10",87.32009111426899,48.653922298260937,48.653922298260937,0,0]
["A1PortfolioAllAll5PG&E1-in-2WORST DAY712","A1","Portfolio","All","All",5,"PG&E","1-in-2","WORST DAY",7,"12","11",90.877591323246676,48.637288182393725,48.637288182393725,0,0]
["A1PortfolioAllAll5PG&E1-in-2WORST DAY713","A1","Portfolio","All","All",5,"PG&E","1-in-2","WORST DAY",7,"13","12",93.970701329098048,49.276928399658743,49.276928399658743,0,0]
["A1PortfolioAllAll5PG&E1-in-2WORST DAY714","A1","Portfolio","All","All",5,"PG&E","1-in-2","WORST DAY",7,"14","13",96.407339296163173,50.02480996313237,50.02480996313237,0,0]
["A1PortfolioAllAll5PG&E1-in-2WORST DAY715","A1","Portfolio","All","All",5,"PG&E","1-in-2","WORST DAY",7,"15","14",98.151331187829143,49.865564766998801,49.865564766998801,0,0]
["A1PortfolioAllAll5PG&E1-in-2WORST DAY716","A1","Portfolio","All","All",5,"PG&E","1-in-2","WORST DAY",7,"16","15",99.19159073810917,49.959068543021317,49.959068543021317,0,0]
["A1PortfolioAllAll5PG&E1-in-2WORST DAY717","A1","Portfolio","All","All",5,"PG&E","1-in-2","WORST DAY",7,"17","16",99.601072055504474,49.540805673789571,49.164350311435257,-0.37645469243982765,4.3284945422783494E-4]
["A1PortfolioAllAll5PG&E1-in-2WORST DAY718","A1","Portfolio","All","All",5,"PG&E","1-in-2","WORST DAY",7,"18","17",99.362022485998494,48.477817769432264,48.109440458433852,-0.36837716886838051,4.1504265391267836E-4]
["A1PortfolioAllAll5PG&E1-in-2WORST DAY719","A1","Portfolio","All","All",5,"PG&E","1-in-2","WORST DAY",7,"19","18",97.772245674161994,49.203220843293494,48.829330914854772,-0.37388942686172871,3.9160554297268391E-4]
["A1PortfolioAllAll5PG&E1-in-2WORST DAY720","A1","Portfolio","All","All",5,"PG&E","1-in-2","WORST DAY",7,"20","19",94.715038033937972,50.590258739489144,50.205829216236616,-0.38442936195968586,3.7966182571835816E-4]
["A1PortfolioAllAll5PG&E1-in-2WORST DAY721","A1","Portfolio","All","All",5,"PG&E","1-in-2","WORST DAY",7,"21","20",90.309401905876456,50.439643157044898,50.056359183351837,-0.38328485745752139,3.7080765468999743E-4]
["A1PortfolioAllAll5PG&E1-in-2WORST DAY722","A1","Portfolio","All","All",5,"PG&E","1-in-2","WORST DAY",7,"22","21",86.798973919585393,49.757546422207291,49.757546422207291,0,0]
["A1PortfolioAllAll5PG&E1-in-2WORST DAY723","A1","Portfolio","All","All",5,"PG&E","1-in-2","WORST DAY",7,"23","22",84.082776059516846,48.009537567312996,48.009537567312996,0,0]
["A1PortfolioAllAll5PG&E1-in-2WORST DAY724","A1","Portfolio","All","All",5,"PG&E","1-in-2","WORST DAY",7,"24","23",81.624226782579626,46.20458357689246,46.20458357689246,0,0]
["A1PortfolioAllAll5PG&E1-in-2WORST DAY801","A1","Portfolio","All","All",5,"PG&E","1-in-2","WORST DAY",8,"01","24",77.81957625020631,43.816239453912431,43.816239453912431,0,0]
["A1PortfolioAllAll5PG&E1-in-2WORST DAY802","A1","Portfolio","All","All",5,"PG&E","1-in-2","WORST DAY",8,"02","01",76.029171480442315,42.776753716824359,42.776753716824359,0,0]
["A1PortfolioAllAll5PG&E1-in-2WORST DAY803","A1","Portfolio","All","All",5,"PG&E","1-in-2","WORST DAY",8,"03","02",73.915002475656053,41.872249215878796,41.872249215878796,0,0]
["A1PortfolioAllAll5PG&E1-in-2WORST DAY804","A1","Portfolio","All","All",5,"PG&E","1-in-2","WORST DAY",8,"04","03",72.537103895032189,41.709991973796058,41.709991973796058,0,0]
["A1PortfolioAllAll5PG&E1-in-2WORST DAY805","A1","Portfolio","All","All",5,"PG&E","1-in-2","WORST DAY",8,"05","04",71.312768196071957,42.20642397542953,42.20642397542953,0,0]
["A1PortfolioAllAll5PG&E1-in-2WORST DAY806","A1","Portfolio","All","All",5,"PG&E","1-in-2","WORST DAY",8,"06","05",70.448949909225945,43.97225570859073,43.97225570859073,0,0]
["A1PortfolioAllAll5PG&E1-in-2WORST DAY807","A1","Portfolio","All","All",5,"PG&E","1-in-2","WORST DAY",8,"07","06",70.083429608846345,47.529260459565513,47.529260459565513,0,0]
["A1PortfolioAllAll5PG&E1-in-2WORST DAY808","A1","Portfolio","All","All",5,"PG&E","1-in-2","WORST DAY",8,"08","07",72.295603647466578,48.416954437236946,48.416954437236946,0,0]
["A1PortfolioAllAll5PG&E1-in-2WORST DAY809","A1","Portfolio","All","All",5,"PG&E","1-in-2","WORST DAY",8,"09","08",76.902562304010559,48.099843098167014,48.099843098167014,0,0]
["A1PortfolioAllAll5PG&E1-in-2WORST DAY810","A1","Portfolio","All","All",5,"PG&E","1-in-2","WORST DAY",8,"10","09",81.788909060901133,48.666108466413675,48.666108466413675,0,0]
["A1PortfolioAllAll5PG&E1-in-2WORST DAY811","A1","Portfolio","All","All",5,"PG&E","1-in-2","WORST DAY",8,"11","10",86.055557847829675,48.659052036738601,48.659052036738601,0,0]
["A1PortfolioAllAll5PG&E1-in-2WORST DAY812","A1","Portfolio","All","All",5,"PG&E","1-in-2","WORST DAY",8,"12","11",89.777675771579467,48.650105027947347,48.650105027947347,0,0]
["A1PortfolioAllAll5PG&E1-in-2WORST DAY813","A1","Portfolio","All","All",5,"PG&E","1-in-2","WORST DAY",8,"13","12",93.102296170985312,49.313922744388826,49.313922744388826,0,0]
["A1PortfolioAllAll5PG&E1-in-2WORST DAY814","A1","Portfolio","All","All",5,"PG&E","1-in-2","WORST DAY",8,"14","13",95.555454695494305,50.032713661683538,50.032713661683538,0,0]
["A1PortfolioAllAll5PG&E1-in-2WORST DAY815","A1","Portfolio","All","All",5,"PG&E","1-in-2","WORST DAY",8,"15","14",97.382457913847176,49.867813285065466,49.867813285065466,0,0]
["A1PortfolioAllAll5PG&E1-in-2WORST DAY816","A1","Portfolio","All","All",5,"PG&E","1-in-2","WORST DAY",8,"16","15",98.50081490344941,49.890598904325778,49.890598904325778,0,0]
["A1PortfolioAllAll5PG&E1-in-2WORST DAY817","A1","Portfolio","All","All",5,"PG&E","1-in-2","WORST DAY",8,"17","16",98.531028222478952,49.500022569370003,49.123877728089845,-0.37614478275418806,4.2943155858665705E-4]
["A1PortfolioAllAll5PG&E1-in-2WORST DAY818","A1","Portfolio","All","All",5,"PG&E","1-in-2","WORST DAY",8,"18","17",97.648663145733622,48.473870317006671,48.105523739845353,-0.36834718172407338,4.1076407069340348E-4]
["A1PortfolioAllAll5PG&E1-in-2WORST DAY819","A1","Portfolio","All","All",5,"PG&E","1-in-2","WORST DAY",8,"19","18",95.335998101997035,49.052040798035314,48.679299683298254,-0.37274062748872255,3.8616592064499855E-4]
["A1PortfolioAllAll5PG&E1-in-2WORST DAY820","A1","Portfolio","All","All",5,"PG&E","1-in-2","WORST DAY",8,"20","19",91.266009242449243,50.277757694350193,49.895703368214789,-0.38205470547643644,3.7381082074716687E-4]
["A1PortfolioAllAll5PG&E1-in-2WORST DAY821","A1","Portfolio","All","All",5,"PG&E","1-in-2","WORST DAY",8,"21","20",87.176380178247229,50.016873229648851,49.636801097699752,-0.38007228141115168,3.6466910387389362E-4]
["A1PortfolioAllAll5PG&E1-in-2WORST DAY822","A1","Portfolio","All","All",5,"PG&E","1-in-2","WORST DAY",8,"22","21",84.58684395114706,49.2816956358688,49.2816956358688,0,0]
["A1PortfolioAllAll5PG&E1-in-2WORST DAY823","A1","Portfolio","All","All",5,"PG&E","1-in-2","WORST DAY",8,"23","22",82.759448753919784,47.565977940012466,47.565977940012466,0,0]
["A1PortfolioAllAll5PG&E1-in-2WORST DAY824","A1","Portfolio","All","All",5,"PG&E","1-in-2","WORST DAY",8,"24","23",80.368346674368709,45.769963135208549,45.769963135208549,0,0]
["A1PortfolioAllAll5PG&E1-in-2WORST DAY901","A1","Portfolio","All","All",5,"PG&E","1-in-2","WORST DAY",9,"01","24",75.726886064641874,42.952412392954685,42.952412392954685,0,0]
["A1PortfolioAllAll5PG&E1-in-2WORST DAY902","A1","Portfolio","All","All",5,"PG&E","1-in-2","WORST DAY",9,"02","01",73.416974581776842,41.934151760020683,41.934151760020683,0,0]
["A1PortfolioAllAll5PG&E1-in-2WORST DAY903","A1","Portfolio","All","All",5,"PG&E","1-in-2","WORST DAY",9,"03","02",71.922547506902717,41.056078421640812,41.056078421640812,0,0]
["A1PortfolioAllAll5PG&E1-in-2WORST DAY904","A1","Portfolio","All","All",5,"PG&E","1-in-2","WORST DAY",9,"04","03",70.55237940555466,40.90127783616412,40.90127783616412,0,0]
["A1PortfolioAllAll5PG&E1-in-2WORST DAY905","A1","Portfolio","All","All",5,"PG&E","1-in-2","WORST DAY",9,"05","04",69.551821097937307,41.406194218368896,41.406194218368896,0,0]
["A1PortfolioAllAll5PG&E1-in-2WORST DAY906","A1","Portfolio","All","All",5,"PG&E","1-in-2","WORST DAY",9,"06","05",68.598292593795676,43.19077698830155,43.19077698830155,0,0]
["A1PortfolioAllAll5PG&E1-in-2WORST DAY907","A1","Portfolio","All","All",5,"PG&E","1-in-2","WORST DAY",9,"07","06",67.677034269936655,46.786285324655964,46.786285324655964,0,0]
["A1PortfolioAllAll5PG&E1-in-2WORST DAY908","A1","Portfolio","All","All",5,"PG&E","1-in-2","WORST DAY",9,"08","07",69.136338720155919,47.849286762922176,47.849286762922176,0,0]
["A1PortfolioAllAll5PG&E1-in-2WORST DAY909","A1","Portfolio","All","All",5,"PG&E","1-in-2","WORST DAY",9,"09","08",73.860859590709765,47.6006961603644,47.6006961603644,0,0]
["A1PortfolioAllAll5PG&E1-in-2WORST DAY910","A1","Portfolio","All","All",5,"PG&E","1-in-2","WORST DAY",9,"10","09",79.243046532402147,48.075327554413015,48.075327554413015,0,0]
["A1PortfolioAllAll5PG&E1-in-2WORST DAY911","A1","Portfolio","All","All",5,"PG&E","1-in-2","WORST DAY",9,"11","10",84.240072275458829,48.078688976965239,48.078688976965239,0,0]
["A1PortfolioAllAll5PG&E1-in-2WORST DAY912","A1","Portfolio","All","All",5,"PG&E","1-in-2","WORST DAY",9,"12","11",88.140307779762878,48.049562922974609,48.049562922974609,0,0]
["A1PortfolioAllAll5PG&E1-in-2WORST DAY913","A1","Portfolio","All","All",5,"PG&E","1-in-2","WORST DAY",9,"13","12",91.621203508202044,48.723870173939794,48.723870173939794,0,0]
["A1PortfolioAllAll5PG&E1-in-2WORST DAY914","A1","Portfolio","All","All",5,"PG&E","1-in-2","WORST DAY",9,"14","13",94.398306805262308,49.43147370905357,49.43147370905357,0,0]
["A1PortfolioAllAll5PG&E1-in-2WORST DAY915","A1","Portfolio","All","All",5,"PG&E","1-in-2","WORST DAY",9,"15","14",96.428455416598993,49.298990196066931,49.298990196066931,0,0]
["A1PortfolioAllAll5PG&E1-in-2WORST DAY916","A1","Portfolio","All","All",5,"PG&E","1-in-2","WORST DAY",9,"16","15",97.282848789995128,49.341698792578818,49.341698792578818,0,0]
["A1PortfolioAllAll5PG&E1-in-2WORST DAY917","A1","Portfolio","All","All",5,"PG&E","1-in-2","WORST DAY",9,"17","16",97.166964430729251,49.005142151385208,48.632757936771768,-0.37238425173968509,4.1900959331542253E-4]
["A1PortfolioAllAll5PG&E1-in-2WORST DAY918","A1","Portfolio","All","All",5,"PG&E","1-in-2","WORST DAY",9,"18","17",96.201406935195706,48.140937888395513,47.775120610421752,-0.365817265273644,4.0092848939821124E-4]
["A1PortfolioAllAll5PG&E1-in-2WORST DAY919","A1","Portfolio","All","All",5,"PG&E","1-in-2","WORST DAY",9,"19","18",93.238458258892322,48.571739897929675,48.202649344682428,-0.36909087906139443,3.7657460779882967E-4]
["A1PortfolioAllAll5PG&E1-in-2WORST DAY920","A1","Portfolio","All","All",5,"PG&E","1-in-2","WORST DAY",9,"20","19",88.779976043527697,49.552754628403207,49.176209712435522,-0.37654549205144627,3.6409535096026957E-4]
["A1PortfolioAllAll5PG&E1-in-2WORST DAY921","A1","Portfolio","All","All",5,"PG&E","1-in-2","WORST DAY",9,"21","20",84.756699691408159,49.152686805462359,48.779180998616411,-0.37350542337596243,3.5487115383148193E-4]
["A1PortfolioAllAll5PG&E1-in-2WORST DAY922","A1","Portfolio","All","All",5,"PG&E","1-in-2","WORST DAY",9,"22","21",82.28786340750365,48.343409945446844,48.343409945446844,0,0]
["A1PortfolioAllAll5PG&E1-in-2WORST DAY923","A1","Portfolio","All","All",5,"PG&E","1-in-2","WORST DAY",9,"23","22",79.977667695306152,46.624254064492256,46.624254064492256,0,0]
["A1PortfolioAllAll5PG&E1-in-2WORST DAY924","A1","Portfolio","All","All",5,"PG&E","1-in-2","WORST DAY",9,"24","23",77.676120675653721,44.837360810453369,44.837360810453369,0,0]
["A1PortfolioAllAll5PG&E1-in-2WORST DAY1001","A1","Portfolio","All","All",5,"PG&E","1-in-2","WORST DAY",10,"01","24",66.681027556841002,38.910647744757483,38.910647744757483,0,0]
["A1PortfolioAllAll5PG&E1-in-2WORST DAY1002","A1","Portfolio","All","All",5,"PG&E","1-in-2","WORST DAY",10,"02","01",65.218717361613244,38.02386505102524,38.02386505102524,0,0]
["A1PortfolioAllAll5PG&E1-in-2WORST DAY1003","A1","Portfolio","All","All",5,"PG&E","1-in-2","WORST DAY",10,"03","02",64.080882943681203,37.324425557280044,37.324425557280044,0,0]
["A1PortfolioAllAll5PG&E1-in-2WORST DAY1004","A1","Portfolio","All","All",5,"PG&E","1-in-2","WORST DAY",10,"04","03",62.890847192094483,37.118998588583068,37.118998588583068,0,0]
["A1PortfolioAllAll5PG&E1-in-2WORST DAY1005","A1","Portfolio","All","All",5,"PG&E","1-in-2","WORST DAY",10,"05","04",62.156433277094884,37.600006644729945,37.600006644729945,0,0]
["A1PortfolioAllAll5PG&E1-in-2WORST DAY1006","A1","Portfolio","All","All",5,"PG&E","1-in-2","WORST DAY",10,"06","05",61.382130232184466,39.369150524765175,39.369150524765175,0,0]
["A1PortfolioAllAll5PG&E1-in-2WORST DAY1007","A1","Portfolio","All","All",5,"PG&E","1-in-2","WORST DAY",10,"07","06",60.593275488069416,42.794426864564819,42.794426864564819,0,0]
["A1PortfolioAllAll5PG&E1-in-2WORST DAY1008","A1","Portfolio","All","All",5,"PG&E","1-in-2","WORST DAY",10,"08","07",61.036695589298624,44.257602344093407,44.257602344093407,0,0]
["A1PortfolioAllAll5PG&E1-in-2WORST DAY1009","A1","Portfolio","All","All",5,"PG&E","1-in-2","WORST DAY",10,"09","08",64.771832570097217,43.8900857339924,43.8900857339924,0,0]
["A1PortfolioAllAll5PG&E1-in-2WORST DAY1010","A1","Portfolio","All","All",5,"PG&E","1-in-2","WORST DAY",10,"10","09",69.984986342090465,43.746406245365833,43.746406245365833,0,0]
["A1PortfolioAllAll5PG&E1-in-2WORST DAY1011","A1","Portfolio","All","All",5,"PG&E","1-in-2","WORST DAY",10,"11","10",74.626968345786139,43.518172331476386,43.518172331476386,0,0]
["A1PortfolioAllAll5PG&E1-in-2WORST DAY1012","A1","Portfolio","All","All",5,"PG&E","1-in-2","WORST DAY",10,"12","11",78.539346830561584,43.198591750835853,43.198591750835853,0,0]
["A1PortfolioAllAll5PG&E1-in-2WORST DAY1013","A1","Portfolio","All","All",5,"PG&E","1-in-2","WORST DAY",10,"13","12",82.063790471599589,43.577463279449447,43.577463279449447,0,0]
["A1PortfolioAllAll5PG&E1-in-2WORST DAY1014","A1","Portfolio","All","All",5,"PG&E","1-in-2","WORST DAY",10,"14","13",84.528571141640555,44.031965628457584,44.031965628457584,0,0]
["A1PortfolioAllAll5PG&E1-in-2WORST DAY1015","A1","Portfolio","All","All",5,"PG&E","1-in-2","WORST DAY",10,"15","14",85.999166465815051,43.840732954342236,43.840732954342236,0,0]
["A1PortfolioAllAll5PG&E1-in-2WORST DAY1016","A1","Portfolio","All","All",5,"PG&E","1-in-2","WORST DAY",10,"16","15",86.607746846629709,43.559134072747682,43.559134072747682,0,0]
["A1PortfolioAllAll5PG&E1-in-2WORST DAY1017","A1","Portfolio","All","All",5,"PG&E","1-in-2","WORST DAY",10,"17","16",86.297702257572112,43.462328811307884,43.132063729119125,-0.33026507658156984,3.8055217009969056E-4]
["A1PortfolioAllAll5PG&E1-in-2WORST DAY1018","A1","Portfolio","All","All",5,"PG&E","1-in-2","WORST DAY",10,"18","17",84.798244556921347,43.558718710169565,43.22772146294357,-0.33099752813836636,3.6505187745206058E-4]
["A1PortfolioAllAll5PG&E1-in-2WORST DAY1019","A1","Portfolio","All","All",5,"PG&E","1-in-2","WORST DAY",10,"19","18",81.040602153129271,44.059509837189758,43.724706305763917,-0.33480297805471632,3.4395940019749105E-4]
["A1PortfolioAllAll5PG&E1-in-2WORST DAY1020","A1","Portfolio","All","All",5,"PG&E","1-in-2","WORST DAY",10,"20","19",76.86692576524463,44.567757844987028,44.229092349779933,-0.33866509884244123,3.3255081507377326E-4]
["A1PortfolioAllAll5PG&E1-in-2WORST DAY1021","A1","Portfolio","All","All",5,"PG&E","1-in-2","WORST DAY",10,"21","20",73.662840443480363,43.918400807951741,43.584670205108296,-0.33373070726377518,3.252115857321769E-4]
["A1PortfolioAllAll5PG&E1-in-2WORST DAY1022","A1","Portfolio","All","All",5,"PG&E","1-in-2","WORST DAY",10,"22","21",71.174178516911709,42.984101868438017,42.984101868438017,0,0]
["A1PortfolioAllAll5PG&E1-in-2WORST DAY1023","A1","Portfolio","All","All",5,"PG&E","1-in-2","WORST DAY",10,"23","22",69.237738009158832,41.470234027317204,41.470234027317204,0,0]
["A1PortfolioAllAll5PG&E1-in-2WORST DAY1024","A1","Portfolio","All","All",5,"PG&E","1-in-2","WORST DAY",10,"24","23",67.562705872901105,39.88540983851393,39.88540983851393,0,0]
["A1PortfolioAllAll5PG&E1-in-2WORST DAY1101","A1","Portfolio","All","All",5,"PG&E","1-in-2","WORST DAY",11,"01","01",45.241725578406168,30.620836847679328,30.620836847679328,0,0]
["A1PortfolioAllAll5PG&E1-in-2WORST DAY1102","A1","Portfolio","All","All",5,"PG&E","1-in-2","WORST DAY",11,"02","02",44.190060652313626,29.945710957848174,29.945710957848174,0,0]
["A1PortfolioAllAll5PG&E1-in-2WORST DAY1103","A1","Portfolio","All","All",5,"PG&E","1-in-2","WORST DAY",11,"03","03",43.519541291773777,29.500253616559863,29.500253616559863,0,0]
["A1PortfolioAllAll5PG&E1-in-2WORST DAY1104","A1","Portfolio","All","All",5,"PG&E","1-in-2","WORST DAY",11,"04","04",43.073174405526991,29.339383784090803,29.339383784090803,0,0]
["A1PortfolioAllAll5PG&E1-in-2WORST DAY1105","A1","Portfolio","All","All",5,"PG&E","1-in-2","WORST DAY",11,"05","05",42.701417898457585,29.743942460206224,29.743942460206224,0,0]
["A1PortfolioAllAll5PG&E1-in-2WORST DAY1106","A1","Portfolio","All","All",5,"PG&E","1-in-2","WORST DAY",11,"06","06",42.382772332904885,31.484914968699723,31.484914968699723,0,0]
["A1PortfolioAllAll5PG&E1-in-2WORST DAY1107","A1","Portfolio","All","All",5,"PG&E","1-in-2","WORST DAY",11,"07","07",42.323294906812336,34.65066870032441,34.65066870032441,0,0]
["A1PortfolioAllAll5PG&E1-in-2WORST DAY1108","A1","Portfolio","All","All",5,"PG&E","1-in-2","WORST DAY",11,"08","08",43.671262451799485,36.763263408659959,36.763263408659959,0,0]
["A1PortfolioAllAll5PG&E1-in-2WORST DAY1109","A1","Portfolio","All","All",5,"PG&E","1-in-2","WORST DAY",11,"09","09",47.454440472365036,35.98237055650754,35.98237055650754,0,0]
["A1PortfolioAllAll5PG&E1-in-2WORST DAY1110","A1","Portfolio","All","All",5,"PG&E","1-in-2","WORST DAY",11,"10","10",51.144229996786635,34.430554953176923,34.430554953176923,0,0]
["A1PortfolioAllAll5PG&E1-in-2WORST DAY1111","A1","Portfolio","All","All",5,"PG&E","1-in-2","WORST DAY",11,"11","11",54.971471320694086,33.437483196665717,33.437483196665717,0,0]
["A1PortfolioAllAll5PG&E1-in-2WORST DAY1112","A1","Portfolio","All","All",5,"PG&E","1-in-2","WORST DAY",11,"12","12",57.982416854113112,32.996096833404643,32.996096833404643,0,0]
["A1PortfolioAllAll5PG&E1-in-2WORST DAY1113","A1","Portfolio","All","All",5,"PG&E","1-in-2","WORST DAY",11,"13","13",60.001777393958868,32.972587053593699,32.972587053593699,0,0]
["A1PortfolioAllAll5PG&E1-in-2WORST DAY1114","A1","Portfolio","All","All",5,"PG&E","1-in-2","WORST DAY",11,"14","14",61.120501285347046,33.112731678547718,33.112731678547718,0,0]
["A1PortfolioAllAll5PG&E1-in-2WORST DAY1115","A1","Portfolio","All","All",5,"PG&E","1-in-2","WORST DAY",11,"15","15",61.685391227506429,32.991636806096736,32.991636806096736,0,0]
["A1PortfolioAllAll5PG&E1-in-2WORST DAY1116","A1","Portfolio","All","All",5,"PG&E","1-in-2","WORST DAY",11,"16","16",61.155205655526991,32.98886022647779,32.98886022647779,0,0]
["A1PortfolioAllAll5PG&E1-in-2WORST DAY1117","A1","Portfolio","All","All",5,"PG&E","1-in-2","WORST DAY",11,"17","17",59.174636487789201,33.695237540619289,33.695237540619289,0,0]
["A1PortfolioAllAll5PG&E1-in-2WORST DAY1118","A1","Portfolio","All","All",5,"PG&E","1-in-2","WORST DAY",11,"18","18",56.471089733290491,35.741759880250179,35.741759880250179,0,0]
["A1PortfolioAllAll5PG&E1-in-2WORST DAY1119","A1","Portfolio","All","All",5,"PG&E","1-in-2","WORST DAY",11,"19","19",54.498694569408741,36.411588778580146,36.411588778580146,0,0]
["A1PortfolioAllAll5PG&E1-in-2WORST DAY1120","A1","Portfolio","All","All",5,"PG&E","1-in-2","WORST DAY",11,"20","20",52.471852908097688,35.797675215512285,35.797675215512285,0,0]
["A1PortfolioAllAll5PG&E1-in-2WORST DAY1121","A1","Portfolio","All","All",5,"PG&E","1-in-2","WORST DAY",11,"21","21",50.789092625321338,34.846435112558162,34.846435112558162,0,0]
["A1PortfolioAllAll5PG&E1-in-2WORST DAY1122","A1","Portfolio","All","All",5,"PG&E","1-in-2","WORST DAY",11,"22","22",49.460314910025708,33.780563235045278,33.780563235045278,0,0]
["A1PortfolioAllAll5PG&E1-in-2WORST DAY1123","A1","Portfolio","All","All",5,"PG&E","1-in-2","WORST DAY",11,"23","23",48.582854675449873,32.473646507786398,32.473646507786398,0,0]
["A1PortfolioAllAll5PG&E1-in-2WORST DAY1124","A1","Portfolio","All","All",5,"PG&E","1-in-2","WORST DAY",11,"24","24",47.813393717866326,31.216333557742079,31.216333557742079,0,0]
["A1PortfolioAllAll5PG&E1-in-2WORST DAY1201","A1","Portfolio","All","All",5,"PG&E","1-in-2","WORST DAY",12,"01","01",37.955796111825194,30.620364271858193,30.620364271858193,0,0]
["A1PortfolioAllAll5PG&E1-in-2WORST DAY1202","A1","Portfolio","All","All",5,"PG&E","1-in-2","WORST DAY",12,"02","02",37.337433724293057,29.945369748241248,29.945369748241248,0,0]
["A1PortfolioAllAll5PG&E1-in-2WORST DAY1203","A1","Portfolio","All","All",5,"PG&E","1-in-2","WORST DAY",12,"03","03",36.76171875,29.500138284619968,29.500138284619968,0,0]
["A1PortfolioAllAll5PG&E1-in-2WORST DAY1204","A1","Portfolio","All","All",5,"PG&E","1-in-2","WORST DAY",12,"04","04",36.045850739074552,29.339169284894435,29.339169284894435,0,0]
["A1PortfolioAllAll5PG&E1-in-2WORST DAY1205","A1","Portfolio","All","All",5,"PG&E","1-in-2","WORST DAY",12,"05","05",35.596300610539849,29.743709604759225,29.743709604759225,0,0]
["A1PortfolioAllAll5PG&E1-in-2WORST DAY1206","A1","Portfolio","All","All",5,"PG&E","1-in-2","WORST DAY",12,"06","06",35.07838608611825,31.484907786976869,31.484907786976869,0,0]
["A1PortfolioAllAll5PG&E1-in-2WORST DAY1207","A1","Portfolio","All","All",5,"PG&E","1-in-2","WORST DAY",12,"07","07",34.898467625321338,34.650694182286863,34.650694182286863,0,0]
["A1PortfolioAllAll5PG&E1-in-2WORST DAY1208","A1","Portfolio","All","All",5,"PG&E","1-in-2","WORST DAY",12,"08","08",35.452221240359897,36.763265887960365,36.763265887960365,0,0]
["A1PortfolioAllAll5PG&E1-in-2WORST DAY1209","A1","Portfolio","All","All",5,"PG&E","1-in-2","WORST DAY",12,"09","09",38.52411029884319,35.982260226150544,35.982260226150544,0,0]
["A1PortfolioAllAll5PG&E1-in-2WORST DAY1210","A1","Portfolio","All","All",5,"PG&E","1-in-2","WORST DAY",12,"10","10",42.609806796272494,34.430608067341304,34.430608067341304,0,0]
["A1PortfolioAllAll5PG&E1-in-2WORST DAY1211","A1","Portfolio","All","All",5,"PG&E","1-in-2","WORST DAY",12,"11","11",46.286381346401029,33.437309509860881,33.437309509860881,0,0]
["A1PortfolioAllAll5PG&E1-in-2WORST DAY1212","A1","Portfolio","All","All",5,"PG&E","1-in-2","WORST DAY",12,"12","12",49.351602667095115,32.996120413553726,32.996120413553726,0,0]
["A1PortfolioAllAll5PG&E1-in-2WORST DAY1213","A1","Portfolio","All","All",5,"PG&E","1-in-2","WORST DAY",12,"13","13",51.473188464010285,32.972566394814393,32.972566394814393,0,0]
["A1PortfolioAllAll5PG&E1-in-2WORST DAY1214","A1","Portfolio","All","All",5,"PG&E","1-in-2","WORST DAY",12,"14","14",52.903297718508995,33.112474854731374,33.112474854731374,0,0]
["A1PortfolioAllAll5PG&E1-in-2WORST DAY1215","A1","Portfolio","All","All",5,"PG&E","1-in-2","WORST DAY",12,"15","15",54.013787355398456,32.991402598560889,32.991402598560889,0,0]
["A1PortfolioAllAll5PG&E1-in-2WORST DAY1216","A1","Portfolio","All","All",5,"PG&E","1-in-2","WORST DAY",12,"16","16",53.906440793701798,32.988688996688651,32.988688996688651,0,0]
["A1PortfolioAllAll5PG&E1-in-2WORST DAY1217","A1","Portfolio","All","All",5,"PG&E","1-in-2","WORST DAY",12,"17","17",52.00565351863753,33.694879310043675,33.694879310043675,0,0]
["A1PortfolioAllAll5PG&E1-in-2WORST DAY1218","A1","Portfolio","All","All",5,"PG&E","1-in-2","WORST DAY",12,"18","18",49.217062982005139,35.741282253672793,35.741282253672793,0,0]
["A1PortfolioAllAll5PG&E1-in-2WORST DAY1219","A1","Portfolio","All","All",5,"PG&E","1-in-2","WORST DAY",12,"19","19",47.016910347043705,36.411100581101294,36.411100581101294,0,0]
["A1PortfolioAllAll5PG&E1-in-2WORST DAY1220","A1","Portfolio","All","All",5,"PG&E","1-in-2","WORST DAY",12,"20","20",45.280607326478147,35.797351246761941,35.797351246761941,0,0]
["A1PortfolioAllAll5PG&E1-in-2WORST DAY1221","A1","Portfolio","All","All",5,"PG&E","1-in-2","WORST DAY",12,"21","21",43.653799807197942,34.846109527096473,34.846109527096473,0,0]
["A1PortfolioAllAll5PG&E1-in-2WORST DAY1222","A1","Portfolio","All","All",5,"PG&E","1-in-2","WORST DAY",12,"22","22",42.436977827763499,33.780263985204932,33.780263985204932,0,0]
["A1PortfolioAllAll5PG&E1-in-2WORST DAY1223","A1","Portfolio","All","All",5,"PG&E","1-in-2","WORST DAY",12,"23","23",41.260302859897173,32.473248092952041,32.473248092952041,0,0]
["A1PortfolioAllAll5PG&E1-in-2WORST DAY1224","A1","Portfolio","All","All",5,"PG&E","1-in-2","WORST DAY",12,"24","24",40.152142914524418,31.215831177221169,31.215831177221169,0,0]
["A1PortfolioLCAGreater Bay Area5CAISO1-in-10WORST DAY101","A1","Portfolio","LCA","Greater Bay Area",5,"CAISO","1-in-10","WORST DAY",1,"01","01",38.876530362389815,78.798511586565226,78.798511586565226,0,0]
["A1PortfolioLCAGreater Bay Area5CAISO1-in-10WORST DAY102","A1","Portfolio","LCA","Greater Bay Area",5,"CAISO","1-in-10","WORST DAY",1,"02","02",38.419809010773754,77.332747425420621,77.332747425420621,0,0]
["A1PortfolioLCAGreater Bay Area5CAISO1-in-10WORST DAY103","A1","Portfolio","LCA","Greater Bay Area",5,"CAISO","1-in-10","WORST DAY",1,"03","03",37.988797747306563,76.25619941484274,76.25619941484274,0,0]
["A1PortfolioLCAGreater Bay Area5CAISO1-in-10WORST DAY104","A1","Portfolio","LCA","Greater Bay Area",5,"CAISO","1-in-10","WORST DAY",1,"04","04",37.659035259549462,76.133112154412103,76.133112154412103,0,0]
["A1PortfolioLCAGreater Bay Area5CAISO1-in-10WORST DAY105","A1","Portfolio","LCA","Greater Bay Area",5,"CAISO","1-in-10","WORST DAY",1,"05","05",37.405729676787466,77.299933628342416,77.299933628342416,0,0]
["A1PortfolioLCAGreater Bay Area5CAISO1-in-10WORST DAY106","A1","Portfolio","LCA","Greater Bay Area",5,"CAISO","1-in-10","WORST DAY",1,"06","06",37.158545543584722,82.290742328304731,82.290742328304731,0,0]
["A1PortfolioLCAGreater Bay Area5CAISO1-in-10WORST DAY107","A1","Portfolio","LCA","Greater Bay Area",5,"CAISO","1-in-10","WORST DAY",1,"07","07",37.37757100881489,91.636274184889359,91.636274184889359,0,0]
["A1PortfolioLCAGreater Bay Area5CAISO1-in-10WORST DAY108","A1","Portfolio","LCA","Greater Bay Area",5,"CAISO","1-in-10","WORST DAY",1,"08","08",37.474595984329092,97.87585803164383,97.87585803164383,0,0]
["A1PortfolioLCAGreater Bay Area5CAISO1-in-10WORST DAY109","A1","Portfolio","LCA","Greater Bay Area",5,"CAISO","1-in-10","WORST DAY",1,"09","09",39.736349167482857,104.05475650625586,104.05475650625586,0,0]
["A1PortfolioLCAGreater Bay Area5CAISO1-in-10WORST DAY110","A1","Portfolio","LCA","Greater Bay Area",5,"CAISO","1-in-10","WORST DAY",1,"10","10",42.327803623898141,108.96418342553261,108.96418342553261,0,0]
["A1PortfolioLCAGreater Bay Area5CAISO1-in-10WORST DAY111","A1","Portfolio","LCA","Greater Bay Area",5,"CAISO","1-in-10","WORST DAY",1,"11","11",44.354003428011751,110.05710977258984,110.05710977258984,0,0]
["A1PortfolioLCAGreater Bay Area5CAISO1-in-10WORST DAY112","A1","Portfolio","LCA","Greater Bay Area",5,"CAISO","1-in-10","WORST DAY",1,"12","12",45.907321253672869,109.73685315057241,109.73685315057241,0,0]
["A1PortfolioLCAGreater Bay Area5CAISO1-in-10WORST DAY113","A1","Portfolio","LCA","Greater Bay Area",5,"CAISO","1-in-10","WORST DAY",1,"13","13",47.27889324191969,109.78917728263764,109.78917728263764,0,0]
["A1PortfolioLCAGreater Bay Area5CAISO1-in-10WORST DAY114","A1","Portfolio","LCA","Greater Bay Area",5,"CAISO","1-in-10","WORST DAY",1,"14","14",48.348371694417239,110.72190137462916,110.72190137462916,0,0]
["A1PortfolioLCAGreater Bay Area5CAISO1-in-10WORST DAY115","A1","Portfolio","LCA","Greater Bay Area",5,"CAISO","1-in-10","WORST DAY",1,"15","15",48.98953232125367,110.74650156111197,110.74650156111197,0,0]
["A1PortfolioLCAGreater Bay Area5CAISO1-in-10WORST DAY116","A1","Portfolio","LCA","Greater Bay Area",5,"CAISO","1-in-10","WORST DAY",1,"16","16",49.08735308521058,109.41520423845668,109.41520423845668,0,0]
["A1PortfolioLCAGreater Bay Area5CAISO1-in-10WORST DAY117","A1","Portfolio","LCA","Greater Bay Area",5,"CAISO","1-in-10","WORST DAY",1,"17","17",48.359941234084232,107.32647607416411,107.32647607416411,0,0]
["A1PortfolioLCAGreater Bay Area5CAISO1-in-10WORST DAY118","A1","Portfolio","LCA","Greater Bay Area",5,"CAISO","1-in-10","WORST DAY",1,"18","18",46.355901077375123,103.07649991402255,103.07649991402255,0,0]
["A1PortfolioLCAGreater Bay Area5CAISO1-in-10WORST DAY119","A1","Portfolio","LCA","Greater Bay Area",5,"CAISO","1-in-10","WORST DAY",1,"19","19",44.48965475024486,97.173622828651943,97.173622828651943,0,0]
["A1PortfolioLCAGreater Bay Area5CAISO1-in-10WORST DAY120","A1","Portfolio","LCA","Greater Bay Area",5,"CAISO","1-in-10","WORST DAY",1,"20","20",43.083006856023509,94.375403088246571,94.375403088246571,0,0]
["A1PortfolioLCAGreater Bay Area5CAISO1-in-10WORST DAY121","A1","Portfolio","LCA","Greater Bay Area",5,"CAISO","1-in-10","WORST DAY",1,"21","21",42.082639569049952,90.816996201318233,90.816996201318233,0,0]
["A1PortfolioLCAGreater Bay Area5CAISO1-in-10WORST DAY122","A1","Portfolio","LCA","Greater Bay Area",5,"CAISO","1-in-10","WORST DAY",1,"22","22",41.109329089128309,87.87510110343004,87.87510110343004,0,0]
["A1PortfolioLCAGreater Bay Area5CAISO1-in-10WORST DAY123","A1","Portfolio","LCA","Greater Bay Area",5,"CAISO","1-in-10","WORST DAY",1,"23","23",40.353085210577866,84.236889895318072,84.236889895318072,0,0]
["A1PortfolioLCAGreater Bay Area5CAISO1-in-10WORST DAY124","A1","Portfolio","LCA","Greater Bay Area",5,"CAISO","1-in-10","WORST DAY",1,"24","24",39.558521057786486,80.053515320908318,80.053515320908318,0,0]
["A1PortfolioLCAGreater Bay Area5CAISO1-in-10WORST DAY201","A1","Portfolio","LCA","Greater Bay Area",5,"CAISO","1-in-10","WORST DAY",2,"01","01",45.506850145489814,78.942167710552624,78.942167710552624,0,0]
["A1PortfolioLCAGreater Bay Area5CAISO1-in-10WORST DAY202","A1","Portfolio","LCA","Greater Bay Area",5,"CAISO","1-in-10","WORST DAY",2,"02","02",44.939561105722596,77.476362576756983,77.476362576756983,0,0]
["A1PortfolioLCAGreater Bay Area5CAISO1-in-10WORST DAY203","A1","Portfolio","LCA","Greater Bay Area",5,"CAISO","1-in-10","WORST DAY",2,"03","03",44.374090688651798,76.392042082637744,76.392042082637744,0,0]
["A1PortfolioLCAGreater Bay Area5CAISO1-in-10WORST DAY204","A1","Portfolio","LCA","Greater Bay Area",5,"CAISO","1-in-10","WORST DAY",2,"04","04",43.778916100872941,76.26013181451799,76.26013181451799,0,0]
["A1PortfolioLCAGreater Bay Area5CAISO1-in-10WORST DAY205","A1","Portfolio","LCA","Greater Bay Area",5,"CAISO","1-in-10","WORST DAY",2,"05","05",43.398823957322989,77.429438524923782,77.429438524923782,0,0]
["A1PortfolioLCAGreater Bay Area5CAISO1-in-10WORST DAY206","A1","Portfolio","LCA","Greater Bay Area",5,"CAISO","1-in-10","WORST DAY",2,"06","06",42.838142580019401,82.446515110716092,82.446515110716092,0,0]
["A1PortfolioLCAGreater Bay Area5CAISO1-in-10WORST DAY207","A1","Portfolio","LCA","Greater Bay Area",5,"CAISO","1-in-10","WORST DAY",2,"07","07",42.543525703200778,91.801583154428712,91.801583154428712,0,0]
["A1PortfolioLCAGreater Bay Area5CAISO1-in-10WORST DAY208","A1","Portfolio","LCA","Greater Bay Area",5,"CAISO","1-in-10","WORST DAY",2,"08","08",43.684893307468478,98.0766974220018,98.0766974220018,0,0]
["A1PortfolioLCAGreater Bay Area5CAISO1-in-10WORST DAY209","A1","Portfolio","LCA","Greater Bay Area",5,"CAISO","1-in-10","WORST DAY",2,"09","09",46.737633365664401,104.33024785759436,104.33024785759436,0,0]
["A1PortfolioLCAGreater Bay Area5CAISO1-in-10WORST DAY210","A1","Portfolio","LCA","Greater Bay Area",5,"CAISO","1-in-10","WORST DAY",2,"10","10",49.786554316197865,109.32557391711339,109.32557391711339,0,0]
["A1PortfolioLCAGreater Bay Area5CAISO1-in-10WORST DAY211","A1","Portfolio","LCA","Greater Bay Area",5,"CAISO","1-in-10","WORST DAY",2,"11","11",52.278128031037831,110.41795202608425,110.41795202608425,0,0]
["A1PortfolioLCAGreater Bay Area5CAISO1-in-10WORST DAY212","A1","Portfolio","LCA","Greater Bay Area",5,"CAISO","1-in-10","WORST DAY",2,"12","12",54.250121241513092,110.08087331347103,110.08087331347103,0,0]
["A1PortfolioLCAGreater Bay Area5CAISO1-in-10WORST DAY213","A1","Portfolio","LCA","Greater Bay Area",5,"CAISO","1-in-10","WORST DAY",2,"13","13",55.747090203685744,110.11312959806418,110.11312959806418,0,0]
["A1PortfolioLCAGreater Bay Area5CAISO1-in-10WORST DAY214","A1","Portfolio","LCA","Greater Bay Area",5,"CAISO","1-in-10","WORST DAY",2,"14","14",56.596993210475269,111.04432151192721,111.04432151192721,0,0]
["A1PortfolioLCAGreater Bay Area5CAISO1-in-10WORST DAY215","A1","Portfolio","LCA","Greater Bay Area",5,"CAISO","1-in-10","WORST DAY",2,"15","15",56.495453443258974,111.07572277023246,111.07572277023246,0,0]
["A1PortfolioLCAGreater Bay Area5CAISO1-in-10WORST DAY216","A1","Portfolio","LCA","Greater Bay Area",5,"CAISO","1-in-10","WORST DAY",2,"16","16",56.434590203685744,109.72184414288641,109.72184414288641,0,0]
["A1PortfolioLCAGreater Bay Area5CAISO1-in-10WORST DAY217","A1","Portfolio","LCA","Greater Bay Area",5,"CAISO","1-in-10","WORST DAY",2,"17","17",55.798254122211446,107.62645188306398,107.62645188306398,0,0]
["A1PortfolioLCAGreater Bay Area5CAISO1-in-10WORST DAY218","A1","Portfolio","LCA","Greater Bay Area",5,"CAISO","1-in-10","WORST DAY",2,"18","18",53.743271096023278,103.37494851203651,103.37494851203651,0,0]
["A1PortfolioLCAGreater Bay Area5CAISO1-in-10WORST DAY219","A1","Portfolio","LCA","Greater Bay Area",5,"CAISO","1-in-10","WORST DAY",2,"19","19",51.459323472356935,97.471626483879547,97.471626483879547,0,0]
["A1PortfolioLCAGreater Bay Area5CAISO1-in-10WORST DAY220","A1","Portfolio","LCA","Greater Bay Area",5,"CAISO","1-in-10","WORST DAY",2,"20","20",50.089900581959263,94.658001948007097,94.658001948007097,0,0]
["A1PortfolioLCAGreater Bay Area5CAISO1-in-10WORST DAY221","A1","Portfolio","LCA","Greater Bay Area",5,"CAISO","1-in-10","WORST DAY",2,"21","21",48.753516003879731,91.053717040371012,91.053717040371012,0,0]
["A1PortfolioLCAGreater Bay Area5CAISO1-in-10WORST DAY222","A1","Portfolio","LCA","Greater Bay Area",5,"CAISO","1-in-10","WORST DAY",2,"22","22",47.854388942774008,88.082035261664316,88.082035261664316,0,0]
["A1PortfolioLCAGreater Bay Area5CAISO1-in-10WORST DAY223","A1","Portfolio","LCA","Greater Bay Area",5,"CAISO","1-in-10","WORST DAY",2,"23","23",47.011275460717748,84.405665937019833,84.405665937019833,0,0]
["A1PortfolioLCAGreater Bay Area5CAISO1-in-10WORST DAY224","A1","Portfolio","LCA","Greater Bay Area",5,"CAISO","1-in-10","WORST DAY",2,"24","24",46.512184772065957,80.202616673681945,80.202616673681945,0,0]
["A1PortfolioLCAGreater Bay Area5CAISO1-in-10WORST DAY301","A1","Portfolio","LCA","Greater Bay Area",5,"CAISO","1-in-10","WORST DAY",3,"01","24",55.837538906180527,84.542341442784505,84.542341442784505,0,0]
["A1PortfolioLCAGreater Bay Area5CAISO1-in-10WORST DAY302","A1","Portfolio","LCA","Greater Bay Area",5,"CAISO","1-in-10","WORST DAY",3,"02","01",55.024121831925299,83.042993949738644,83.042993949738644,0,0]
["A1PortfolioLCAGreater Bay Area5CAISO1-in-10WORST DAY303","A1","Portfolio","LCA","Greater Bay Area",5,"CAISO","1-in-10","WORST DAY",3,"03","02",54.139061805246776,81.931001044170443,81.931001044170443,0,0]
["A1PortfolioLCAGreater Bay Area5CAISO1-in-10WORST DAY304","A1","Portfolio","LCA","Greater Bay Area",5,"CAISO","1-in-10","WORST DAY",3,"04","03",53.463094708759449,81.809509094448401,81.809509094448401,0,0]
["A1PortfolioLCAGreater Bay Area5CAISO1-in-10WORST DAY305","A1","Portfolio","LCA","Greater Bay Area",5,"CAISO","1-in-10","WORST DAY",3,"05","04",52.904124055135618,82.975597239590158,82.975597239590158,0,0]
["A1PortfolioLCAGreater Bay Area5CAISO1-in-10WORST DAY306","A1","Portfolio","LCA","Greater Bay Area",5,"CAISO","1-in-10","WORST DAY",3,"06","05",52.542963539350822,88.000739117631284,88.000739117631284,0,0]
["A1PortfolioLCAGreater Bay Area5CAISO1-in-10WORST DAY307","A1","Portfolio","LCA","Greater Bay Area",5,"CAISO","1-in-10","WORST DAY",3,"07","06",52.667518897287685,97.517559152290318,97.517559152290318,0,0]
["A1PortfolioLCAGreater Bay Area5CAISO1-in-10WORST DAY308","A1","Portfolio","LCA","Greater Bay Area",5,"CAISO","1-in-10","WORST DAY",3,"08","07",54.928468208092482,103.92642371689759,103.92642371689759,0,0]
["A1PortfolioLCAGreater Bay Area5CAISO1-in-10WORST DAY309","A1","Portfolio","LCA","Greater Bay Area",5,"CAISO","1-in-10","WORST DAY",3,"09","08",58.059526456202754,110.31375424377703,110.31375424377703,0,0]
["A1PortfolioLCAGreater Bay Area5CAISO1-in-10WORST DAY310","A1","Portfolio","LCA","Greater Bay Area",5,"CAISO","1-in-10","WORST DAY",3,"10","09",60.606658514895507,115.51242341043526,115.51242341043526,0,0]
["A1PortfolioLCAGreater Bay Area5CAISO1-in-10WORST DAY311","A1","Portfolio","LCA","Greater Bay Area",5,"CAISO","1-in-10","WORST DAY",3,"11","10",62.594542018674964,116.96879019665421,116.96879019665421,0,0]
["A1PortfolioLCAGreater Bay Area5CAISO1-in-10WORST DAY312","A1","Portfolio","LCA","Greater Bay Area",5,"CAISO","1-in-10","WORST DAY",3,"12","11",64.172298799466432,116.85196561022778,116.85196561022778,0,0]
["A1PortfolioLCAGreater Bay Area5CAISO1-in-10WORST DAY313","A1","Portfolio","LCA","Greater Bay Area",5,"CAISO","1-in-10","WORST DAY",3,"13","12",65.929413072476663,117.25774933516369,117.25774933516369,0,0]
["A1PortfolioLCAGreater Bay Area5CAISO1-in-10WORST DAY314","A1","Portfolio","LCA","Greater Bay Area",5,"CAISO","1-in-10","WORST DAY",3,"14","13",66.985326811916408,118.30081799709833,118.30081799709833,0,0]
["A1PortfolioLCAGreater Bay Area5CAISO1-in-10WORST DAY315","A1","Portfolio","LCA","Greater Bay Area",5,"CAISO","1-in-10","WORST DAY",3,"15","14",67.297465540240111,118.37735589760948,118.37735589760948,0,0]
["A1PortfolioLCAGreater Bay Area5CAISO1-in-10WORST DAY316","A1","Portfolio","LCA","Greater Bay Area",5,"CAISO","1-in-10","WORST DAY",3,"16","15",66.90484659848822,116.96986773278832,116.96986773278832,0,0]
["A1PortfolioLCAGreater Bay Area5CAISO1-in-10WORST DAY317","A1","Portfolio","LCA","Greater Bay Area",5,"CAISO","1-in-10","WORST DAY",3,"17","16",66.185971542907964,114.72629041950562,114.72629041950562,0,0]
["A1PortfolioLCAGreater Bay Area5CAISO1-in-10WORST DAY318","A1","Portfolio","LCA","Greater Bay Area",5,"CAISO","1-in-10","WORST DAY",3,"18","17",64.05435749221877,110.17728330913836,110.17728330913836,0,0]
["A1PortfolioLCAGreater Bay Area5CAISO1-in-10WORST DAY319","A1","Portfolio","LCA","Greater Bay Area",5,"CAISO","1-in-10","WORST DAY",3,"19","18",60.948532681191644,103.70352232326344,103.70352232326344,0,0]
["A1PortfolioLCAGreater Bay Area5CAISO1-in-10WORST DAY320","A1","Portfolio","LCA","Greater Bay Area",5,"CAISO","1-in-10","WORST DAY",3,"20","19",58.422243219208539,100.57299959735109,100.57299959735109,0,0]
["A1PortfolioLCAGreater Bay Area5CAISO1-in-10WORST DAY321","A1","Portfolio","LCA","Greater Bay Area",5,"CAISO","1-in-10","WORST DAY",3,"21","20",56.914072921298356,96.887591014031884,96.887591014031884,0,0]
["A1PortfolioLCAGreater Bay Area5CAISO1-in-10WORST DAY322","A1","Portfolio","LCA","Greater Bay Area",5,"CAISO","1-in-10","WORST DAY",3,"22","21",55.982103156958651,93.867088010810434,93.867088010810434,0,0]
["A1PortfolioLCAGreater Bay Area5CAISO1-in-10WORST DAY323","A1","Portfolio","LCA","Greater Bay Area",5,"CAISO","1-in-10","WORST DAY",3,"23","22",54.847876834148508,90.265664224136458,90.265664224136458,0,0]
["A1PortfolioLCAGreater Bay Area5CAISO1-in-10WORST DAY324","A1","Portfolio","LCA","Greater Bay Area",5,"CAISO","1-in-10","WORST DAY",3,"24","23",53.83898399288573,85.951486161903787,85.951486161903787,0,0]
["A1PortfolioLCAGreater Bay Area5CAISO1-in-10WORST DAY401","A1","Portfolio","LCA","Greater Bay Area",5,"CAISO","1-in-10","WORST DAY",4,"01","24",64.586258278145692,89.771631114240776,89.771631114240776,0,0]
["A1PortfolioLCAGreater Bay Area5CAISO1-in-10WORST DAY402","A1","Portfolio","LCA","Greater Bay Area",5,"CAISO","1-in-10","WORST DAY",4,"02","01",62.634492273730686,87.907401218187999,87.907401218187999,0,0]
["A1PortfolioLCAGreater Bay Area5CAISO1-in-10WORST DAY403","A1","Portfolio","LCA","Greater Bay Area",5,"CAISO","1-in-10","WORST DAY",4,"03","02",61.505242825607063,86.133564868431222,86.133564868431222,0,0]
["A1PortfolioLCAGreater Bay Area5CAISO1-in-10WORST DAY404","A1","Portfolio","LCA","Greater Bay Area",5,"CAISO","1-in-10","WORST DAY",4,"04","03",60.595143487858721,86.238921095348616,86.238921095348616,0,0]
["A1PortfolioLCAGreater Bay Area5CAISO1-in-10WORST DAY405","A1","Portfolio","LCA","Greater Bay Area",5,"CAISO","1-in-10","WORST DAY",4,"05","04",59.402041942604853,87.571715545706923,87.571715545706923,0,0]
["A1PortfolioLCAGreater Bay Area5CAISO1-in-10WORST DAY406","A1","Portfolio","LCA","Greater Bay Area",5,"CAISO","1-in-10","WORST DAY",4,"06","05",58.613852097130241,93.253327610384815,93.253327610384815,0,0]
["A1PortfolioLCAGreater Bay Area5CAISO1-in-10WORST DAY407","A1","Portfolio","LCA","Greater Bay Area",5,"CAISO","1-in-10","WORST DAY",4,"07","06",58.596412803532012,105.06024836561011,105.06024836561011,0,0]
["A1PortfolioLCAGreater Bay Area5CAISO1-in-10WORST DAY408","A1","Portfolio","LCA","Greater Bay Area",5,"CAISO","1-in-10","WORST DAY",4,"08","07",61.463796909492274,113.38822861545397,113.38822861545397,0,0]
["A1PortfolioLCAGreater Bay Area5CAISO1-in-10WORST DAY409","A1","Portfolio","LCA","Greater Bay Area",5,"CAISO","1-in-10","WORST DAY",4,"09","08",65.630022075055194,122.5227817356718,122.5227817356718,0,0]
["A1PortfolioLCAGreater Bay Area5CAISO1-in-10WORST DAY410","A1","Portfolio","LCA","Greater Bay Area",5,"CAISO","1-in-10","WORST DAY",4,"10","09",69.827869757174398,130.32302551526107,130.32302551526107,0,0]
["A1PortfolioLCAGreater Bay Area5CAISO1-in-10WORST DAY411","A1","Portfolio","LCA","Greater Bay Area",5,"CAISO","1-in-10","WORST DAY",4,"11","10",73.717880794701983,134.36456720373752,134.36456720373752,0,0]
["A1PortfolioLCAGreater Bay Area5CAISO1-in-10WORST DAY412","A1","Portfolio","LCA","Greater Bay Area",5,"CAISO","1-in-10","WORST DAY",4,"12","11",77.396136865342157,135.60022310979056,135.60022310979056,0,0]
["A1PortfolioLCAGreater Bay Area5CAISO1-in-10WORST DAY413","A1","Portfolio","LCA","Greater Bay Area",5,"CAISO","1-in-10","WORST DAY",4,"13","12",80.873289183222951,138.71113912980289,138.71113912980289,0,0]
["A1PortfolioLCAGreater Bay Area5CAISO1-in-10WORST DAY414","A1","Portfolio","LCA","Greater Bay Area",5,"CAISO","1-in-10","WORST DAY",4,"14","13",82.906788079470203,140.77787462342653,140.77787462342653,0,0]
["A1PortfolioLCAGreater Bay Area5CAISO1-in-10WORST DAY415","A1","Portfolio","LCA","Greater Bay Area",5,"CAISO","1-in-10","WORST DAY",4,"15","14",84.353090507726264,141.41195694383143,141.41195694383143,0,0]
["A1PortfolioLCAGreater Bay Area5CAISO1-in-10WORST DAY416","A1","Portfolio","LCA","Greater Bay Area",5,"CAISO","1-in-10","WORST DAY",4,"16","15",84.967935982339952,141.49264332396831,141.49264332396831,0,0]
["A1PortfolioLCAGreater Bay Area5CAISO1-in-10WORST DAY417","A1","Portfolio","LCA","Greater Bay Area",5,"CAISO","1-in-10","WORST DAY",4,"17","16",84.295088300220755,139.24549631188248,139.24549631188248,0,0]
["A1PortfolioLCAGreater Bay Area5CAISO1-in-10WORST DAY418","A1","Portfolio","LCA","Greater Bay Area",5,"CAISO","1-in-10","WORST DAY",4,"18","17",82.567108167770414,131.68333023787861,131.68333023787861,0,0]
["A1PortfolioLCAGreater Bay Area5CAISO1-in-10WORST DAY419","A1","Portfolio","LCA","Greater Bay Area",5,"CAISO","1-in-10","WORST DAY",4,"19","18",79.976600441501105,120.4716858265942,120.4716858265942,0,0]
["A1PortfolioLCAGreater Bay Area5CAISO1-in-10WORST DAY420","A1","Portfolio","LCA","Greater Bay Area",5,"CAISO","1-in-10","WORST DAY",4,"20","19",76.302373068432672,114.00923470428448,114.00923470428448,0,0]
["A1PortfolioLCAGreater Bay Area5CAISO1-in-10WORST DAY421","A1","Portfolio","LCA","Greater Bay Area",5,"CAISO","1-in-10","WORST DAY",4,"21","20",72.200275938189847,107.96948210878614,107.96948210878614,0,0]
["A1PortfolioLCAGreater Bay Area5CAISO1-in-10WORST DAY422","A1","Portfolio","LCA","Greater Bay Area",5,"CAISO","1-in-10","WORST DAY",4,"22","21",69.141721854304635,103.8039347321124,103.8039347321124,0,0]
["A1PortfolioLCAGreater Bay Area5CAISO1-in-10WORST DAY423","A1","Portfolio","LCA","Greater Bay Area",5,"CAISO","1-in-10","WORST DAY",4,"23","22",66.873178807947014,99.421539030327708,99.421539030327708,0,0]
["A1PortfolioLCAGreater Bay Area5CAISO1-in-10WORST DAY424","A1","Portfolio","LCA","Greater Bay Area",5,"CAISO","1-in-10","WORST DAY",4,"24","23",64.96970198675497,94.237097968170971,94.237097968170971,0,0]
["A1PortfolioLCAGreater Bay Area5CAISO1-in-10WORST DAY501","A1","Portfolio","LCA","Greater Bay Area",5,"CAISO","1-in-10","WORST DAY",5,"01","24",63.843832744924981,87.42917545183191,87.42917545183191,0,0]
["A1PortfolioLCAGreater Bay Area5CAISO1-in-10WORST DAY502","A1","Portfolio","LCA","Greater Bay Area",5,"CAISO","1-in-10","WORST DAY",5,"02","01",62.722639011473966,85.640942018127291,85.640942018127291,0,0]
["A1PortfolioLCAGreater Bay Area5CAISO1-in-10WORST DAY503","A1","Portfolio","LCA","Greater Bay Area",5,"CAISO","1-in-10","WORST DAY",5,"03","02",61.691526919682261,83.943205479450285,83.943205479450285,0,0]
["A1PortfolioLCAGreater Bay Area5CAISO1-in-10WORST DAY504","A1","Portfolio","LCA","Greater Bay Area",5,"CAISO","1-in-10","WORST DAY",5,"04","03",60.790655339805824,84.213388778828246,84.213388778828246,0,0]
["A1PortfolioLCAGreater Bay Area5CAISO1-in-10WORST DAY505","A1","Portfolio","LCA","Greater Bay Area",5,"CAISO","1-in-10","WORST DAY",5,"05","04",60.087654457193295,85.543490999979142,85.543490999979142,0,0]
["A1PortfolioLCAGreater Bay Area5CAISO1-in-10WORST DAY506","A1","Portfolio","LCA","Greater Bay Area",5,"CAISO","1-in-10","WORST DAY",5,"06","05",59.750386142983231,91.17468201681406,91.17468201681406,0,0]
["A1PortfolioLCAGreater Bay Area5CAISO1-in-10WORST DAY507","A1","Portfolio","LCA","Greater Bay Area",5,"CAISO","1-in-10","WORST DAY",5,"07","06",59.771513680494266,102.69342099824577,102.69342099824577,0,0]
["A1PortfolioLCAGreater Bay Area5CAISO1-in-10WORST DAY508","A1","Portfolio","LCA","Greater Bay Area",5,"CAISO","1-in-10","WORST DAY",5,"08","07",62.20713812886143,110.61157977749369,110.61157977749369,0,0]
["A1PortfolioLCAGreater Bay Area5CAISO1-in-10WORST DAY509","A1","Portfolio","LCA","Greater Bay Area",5,"CAISO","1-in-10","WORST DAY",5,"09","08",65.181432038834956,119.38845771444602,119.38845771444602,0,0]
["A1PortfolioLCAGreater Bay Area5CAISO1-in-10WORST DAY510","A1","Portfolio","LCA","Greater Bay Area",5,"CAISO","1-in-10","WORST DAY",5,"10","09",68.272341129744049,126.49484506263894,126.49484506263894,0,0]
["A1PortfolioLCAGreater Bay Area5CAISO1-in-10WORST DAY511","A1","Portfolio","LCA","Greater Bay Area",5,"CAISO","1-in-10","WORST DAY",5,"11","10",71.817519858781992,129.88764910252613,129.88764910252613,0,0]
["A1PortfolioLCAGreater Bay Area5CAISO1-in-10WORST DAY512","A1","Portfolio","LCA","Greater Bay Area",5,"CAISO","1-in-10","WORST DAY",5,"12","11",75.309245366284202,130.91958283348254,130.91958283348254,0,0]
["A1PortfolioLCAGreater Bay Area5CAISO1-in-10WORST DAY513","A1","Portfolio","LCA","Greater Bay Area",5,"CAISO","1-in-10","WORST DAY",5,"13","12",78.488581200353039,133.65479389954908,133.65479389954908,0,0]
["A1PortfolioLCAGreater Bay Area5CAISO1-in-10WORST DAY514","A1","Portfolio","LCA","Greater Bay Area",5,"CAISO","1-in-10","WORST DAY",5,"14","13",80.722583848190638,135.74025383344394,135.74025383344394,0,0]
["A1PortfolioLCAGreater Bay Area5CAISO1-in-10WORST DAY515","A1","Portfolio","LCA","Greater Bay Area",5,"CAISO","1-in-10","WORST DAY",5,"15","14",82.073587819947036,136.45124286034417,136.45124286034417,0,0]
["A1PortfolioLCAGreater Bay Area5CAISO1-in-10WORST DAY516","A1","Portfolio","LCA","Greater Bay Area",5,"CAISO","1-in-10","WORST DAY",5,"16","15",81.959454986760818,137.26177997983143,137.26177997983143,0,0]
["A1PortfolioLCAGreater Bay Area5CAISO1-in-10WORST DAY517","A1","Portfolio","LCA","Greater Bay Area",5,"CAISO","1-in-10","WORST DAY",5,"17","16",80.5971425419241,135.35738387820948,135.35738387820948,0,0]
["A1PortfolioLCAGreater Bay Area5CAISO1-in-10WORST DAY518","A1","Portfolio","LCA","Greater Bay Area",5,"CAISO","1-in-10","WORST DAY",5,"18","17",77.973576787290384,128.63320263483729,127.65573770570629,-0.97746840459165152,1.7266316572204232E-3]
["A1PortfolioLCAGreater Bay Area5CAISO1-in-10WORST DAY519","A1","Portfolio","LCA","Greater Bay Area",5,"CAISO","1-in-10","WORST DAY",5,"19","18",75.460999558693729,118.05267898762058,117.15561224489957,-0.89706826550544494,1.5742392279207706E-3]
["A1PortfolioLCAGreater Bay Area5CAISO1-in-10WORST DAY520","A1","Portfolio","LCA","Greater Bay Area",5,"CAISO","1-in-10","WORST DAY",5,"20","19",72.177901588702554,111.71956053973297,110.87061776883657,-0.84894367154050188,1.4853646280243993E-3]
["A1PortfolioLCAGreater Bay Area5CAISO1-in-10WORST DAY521","A1","Portfolio","LCA","Greater Bay Area",5,"CAISO","1-in-10","WORST DAY",5,"21","20",68.559796999117381,106.16188820098368,105.35517623378762,-0.80671156613881201,1.4328616671264172E-3]
["A1PortfolioLCAGreater Bay Area5CAISO1-in-10WORST DAY522","A1","Portfolio","LCA","Greater Bay Area",5,"CAISO","1-in-10","WORST DAY",5,"22","21",66.519748455428072,102.2695151508933,101.49238245464066,-0.7771338754092505,1.3833572156727314E-3]
["A1PortfolioLCAGreater Bay Area5CAISO1-in-10WORST DAY523","A1","Portfolio","LCA","Greater Bay Area",5,"CAISO","1-in-10","WORST DAY",5,"23","22",65.056928508384814,97.888331480330848,97.888331480330848,0,0]
["A1PortfolioLCAGreater Bay Area5CAISO1-in-10WORST DAY524","A1","Portfolio","LCA","Greater Bay Area",5,"CAISO","1-in-10","WORST DAY",5,"24","23",64.133881288614305,92.697918338183271,92.697918338183271,0,0]
["A1PortfolioLCAGreater Bay Area5CAISO1-in-10WORST DAY601","A1","Portfolio","LCA","Greater Bay Area",5,"CAISO","1-in-10","WORST DAY",6,"01","24",65.691622691292878,87.733627975825797,87.733627975825797,0,0]
["A1PortfolioLCAGreater Bay Area5CAISO1-in-10WORST DAY602","A1","Portfolio","LCA","Greater Bay Area",5,"CAISO","1-in-10","WORST DAY",6,"02","01",64.80145118733509,85.809315293398257,85.809315293398257,0,0]
["A1PortfolioLCAGreater Bay Area5CAISO1-in-10WORST DAY603","A1","Portfolio","LCA","Greater Bay Area",5,"CAISO","1-in-10","WORST DAY",6,"03","02",63.841303869832892,83.847736319640063,83.847736319640063,0,0]
["A1PortfolioLCAGreater Bay Area5CAISO1-in-10WORST DAY604","A1","Portfolio","LCA","Greater Bay Area",5,"CAISO","1-in-10","WORST DAY",6,"04","03",63.228342128408094,84.236698334284696,84.236698334284696,0,0]
["A1PortfolioLCAGreater Bay Area5CAISO1-in-10WORST DAY605","A1","Portfolio","LCA","Greater Bay Area",5,"CAISO","1-in-10","WORST DAY",6,"05","04",62.791281882145995,85.63124968352659,85.63124968352659,0,0]
["A1PortfolioLCAGreater Bay Area5CAISO1-in-10WORST DAY606","A1","Portfolio","LCA","Greater Bay Area",5,"CAISO","1-in-10","WORST DAY",6,"06","05",62.306233509234829,91.490079470496482,91.490079470496482,0,0]
["A1PortfolioLCAGreater Bay Area5CAISO1-in-10WORST DAY607","A1","Portfolio","LCA","Greater Bay Area",5,"CAISO","1-in-10","WORST DAY",6,"07","06",63.018304749340366,103.67734078589824,103.67734078589824,0,0]
["A1PortfolioLCAGreater Bay Area5CAISO1-in-10WORST DAY608","A1","Portfolio","LCA","Greater Bay Area",5,"CAISO","1-in-10","WORST DAY",6,"08","07",65.811785400175907,112.26923732734764,112.26923732734764,0,0]
["A1PortfolioLCAGreater Bay Area5CAISO1-in-10WORST DAY609","A1","Portfolio","LCA","Greater Bay Area",5,"CAISO","1-in-10","WORST DAY",6,"09","08",69.125604661389616,121.75209088208074,121.75209088208074,0,0]
["A1PortfolioLCAGreater Bay Area5CAISO1-in-10WORST DAY610","A1","Portfolio","LCA","Greater Bay Area",5,"CAISO","1-in-10","WORST DAY",6,"10","09",73.025560686015837,129.3971312816534,129.3971312816534,0,0]
["A1PortfolioLCAGreater Bay Area5CAISO1-in-10WORST DAY611","A1","Portfolio","LCA","Greater Bay Area",5,"CAISO","1-in-10","WORST DAY",6,"11","10",76.287983729111701,133.3433311252528,133.3433311252528,0,0]
["A1PortfolioLCAGreater Bay Area5CAISO1-in-10WORST DAY612","A1","Portfolio","LCA","Greater Bay Area",5,"CAISO","1-in-10","WORST DAY",6,"12","11",79.353836851363241,135.10246683561499,135.10246683561499,0,0]
["A1PortfolioLCAGreater Bay Area5CAISO1-in-10WORST DAY613","A1","Portfolio","LCA","Greater Bay Area",5,"CAISO","1-in-10","WORST DAY",6,"13","12",81.758685136323663,138.73353553067307,138.73353553067307,0,0]
["A1PortfolioLCAGreater Bay Area5CAISO1-in-10WORST DAY614","A1","Portfolio","LCA","Greater Bay Area",5,"CAISO","1-in-10","WORST DAY",6,"14","13",82.888137642919972,141.2094063952683,141.2094063952683,0,0]
["A1PortfolioLCAGreater Bay Area5CAISO1-in-10WORST DAY615","A1","Portfolio","LCA","Greater Bay Area",5,"CAISO","1-in-10","WORST DAY",6,"15","14",83.525340809146883,142.14445604501896,142.14445604501896,0,0]
["A1PortfolioLCAGreater Bay Area5CAISO1-in-10WORST DAY616","A1","Portfolio","LCA","Greater Bay Area",5,"CAISO","1-in-10","WORST DAY",6,"16","15",83.858619173262966,143.78789677641953,143.78789677641953,0,0]
["A1PortfolioLCAGreater Bay Area5CAISO1-in-10WORST DAY617","A1","Portfolio","LCA","Greater Bay Area",5,"CAISO","1-in-10","WORST DAY",6,"17","16",83.793975373790673,142.10795375472796,141.02809184266741,-1.0798614378291589,1.8987819785252213E-3]
["A1PortfolioLCAGreater Bay Area5CAISO1-in-10WORST DAY618","A1","Portfolio","LCA","Greater Bay Area",5,"CAISO","1-in-10","WORST DAY",6,"18","17",82.167106420404579,134.53066389898302,133.50838255719754,-1.0222825273303577,1.7991502536460757E-3]
["A1PortfolioLCAGreater Bay Area5CAISO1-in-10WORST DAY619","A1","Portfolio","LCA","Greater Bay Area",5,"CAISO","1-in-10","WORST DAY",6,"19","18",79.597405452946347,122.517438327679,121.58644448650597,-0.93099544282067603,1.6298564150929451E-3]
["A1PortfolioLCAGreater Bay Area5CAISO1-in-10WORST DAY620","A1","Portfolio","LCA","Greater Bay Area",5,"CAISO","1-in-10","WORST DAY",6,"20","19",76.251704045734385,114.97049206492665,114.09684326976092,-0.87364712538932376,1.5354994684457779E-3]
["A1PortfolioLCAGreater Bay Area5CAISO1-in-10WORST DAY621","A1","Portfolio","LCA","Greater Bay Area",5,"CAISO","1-in-10","WORST DAY",6,"21","20",72.555683817062445,108.79499944702459,107.96827774706543,-0.82672026022517575,1.4750806149095297E-3]
["A1PortfolioLCAGreater Bay Area5CAISO1-in-10WORST DAY622","A1","Portfolio","LCA","Greater Bay Area",5,"CAISO","1-in-10","WORST DAY",6,"22","21",69.877088830255062,104.58489385725588,104.58489385725588,0,0]
["A1PortfolioLCAGreater Bay Area5CAISO1-in-10WORST DAY623","A1","Portfolio","LCA","Greater Bay Area",5,"CAISO","1-in-10","WORST DAY",6,"23","22",68.397427440633251,99.886239381243286,99.886239381243286,0,0]
["A1PortfolioLCAGreater Bay Area5CAISO1-in-10WORST DAY624","A1","Portfolio","LCA","Greater Bay Area",5,"CAISO","1-in-10","WORST DAY",6,"24","23",67.058872031662276,94.415572557844087,94.415572557844087,0,0]
["A1PortfolioLCAGreater Bay Area5CAISO1-in-10WORST DAY701","A1","Portfolio","LCA","Greater Bay Area",5,"CAISO","1-in-10","WORST DAY",7,"01","24",67.01864081806562,84.117916585983096,84.117916585983096,0,0]
["A1PortfolioLCAGreater Bay Area5CAISO1-in-10WORST DAY702","A1","Portfolio","LCA","Greater Bay Area",5,"CAISO","1-in-10","WORST DAY",7,"02","01",67.151043885811674,82.14464818265624,82.14464818265624,0,0]
["A1PortfolioLCAGreater Bay Area5CAISO1-in-10WORST DAY703","A1","Portfolio","LCA","Greater Bay Area",5,"CAISO","1-in-10","WORST DAY",7,"03","02",66.615786109927569,80.039442329252836,80.039442329252836,0,0]
["A1PortfolioLCAGreater Bay Area5CAISO1-in-10WORST DAY704","A1","Portfolio","LCA","Greater Bay Area",5,"CAISO","1-in-10","WORST DAY",7,"04","03",65.884693225394116,80.722611813480214,80.722611813480214,0,0]
["A1PortfolioLCAGreater Bay Area5CAISO1-in-10WORST DAY705","A1","Portfolio","LCA","Greater Bay Area",5,"CAISO","1-in-10","WORST DAY",7,"05","04",64.991904559011502,82.218850187865229,82.218850187865229,0,0]
["A1PortfolioLCAGreater Bay Area5CAISO1-in-10WORST DAY706","A1","Portfolio","LCA","Greater Bay Area",5,"CAISO","1-in-10","WORST DAY",7,"06","05",64.379527055815942,88.167513954078174,88.167513954078174,0,0]
["A1PortfolioLCAGreater Bay Area5CAISO1-in-10WORST DAY707","A1","Portfolio","LCA","Greater Bay Area",5,"CAISO","1-in-10","WORST DAY",7,"07","06",64.327066467831273,100.66386711375226,100.66386711375226,0,0]
["A1PortfolioLCAGreater Bay Area5CAISO1-in-10WORST DAY708","A1","Portfolio","LCA","Greater Bay Area",5,"CAISO","1-in-10","WORST DAY",7,"08","07",66.769812526629735,109.51931460364911,109.51931460364911,0,0]
["A1PortfolioLCAGreater Bay Area5CAISO1-in-10WORST DAY709","A1","Portfolio","LCA","Greater Bay Area",5,"CAISO","1-in-10","WORST DAY",7,"09","08",70.281582871751169,119.28524532641154,119.28524532641154,0,0]
["A1PortfolioLCAGreater Bay Area5CAISO1-in-10WORST DAY710","A1","Portfolio","LCA","Greater Bay Area",5,"CAISO","1-in-10","WORST DAY",7,"10","09",73.957711972731147,126.7859199780147,126.7859199780147,0,0]
["A1PortfolioLCAGreater Bay Area5CAISO1-in-10WORST DAY711","A1","Portfolio","LCA","Greater Bay Area",5,"CAISO","1-in-10","WORST DAY",7,"11","10",77.665370685982111,130.75837886376638,130.75837886376638,0,0]
["A1PortfolioLCAGreater Bay Area5CAISO1-in-10WORST DAY712","A1","Portfolio","LCA","Greater Bay Area",5,"CAISO","1-in-10","WORST DAY",7,"12","11",81.594482317852581,133.02378850160733,133.02378850160733,0,0]
["A1PortfolioLCAGreater Bay Area5CAISO1-in-10WORST DAY713","A1","Portfolio","LCA","Greater Bay Area",5,"CAISO","1-in-10","WORST DAY",7,"13","12",84.471665956540264,137.26666377154015,137.26666377154015,0,0]
["A1PortfolioLCAGreater Bay Area5CAISO1-in-10WORST DAY714","A1","Portfolio","LCA","Greater Bay Area",5,"CAISO","1-in-10","WORST DAY",7,"14","13",86.724808265871332,140.15820843612431,140.15820843612431,0,0]
["A1PortfolioLCAGreater Bay Area5CAISO1-in-10WORST DAY715","A1","Portfolio","LCA","Greater Bay Area",5,"CAISO","1-in-10","WORST DAY",7,"15","14",87.644066893907109,141.44311750665287,141.44311750665287,0,0]
["A1PortfolioLCAGreater Bay Area5CAISO1-in-10WORST DAY716","A1","Portfolio","LCA","Greater Bay Area",5,"CAISO","1-in-10","WORST DAY",7,"16","15",87.722784405624196,144.66469753648201,144.66469753648201,0,0]
["A1PortfolioLCAGreater Bay Area5CAISO1-in-10WORST DAY717","A1","Portfolio","LCA","Greater Bay Area",5,"CAISO","1-in-10","WORST DAY",7,"17","16",87.003089049850871,143.45549317009662,142.36539304755473,-1.0901012214662171,1.9221786642447114E-3]
["A1PortfolioLCAGreater Bay Area5CAISO1-in-10WORST DAY718","A1","Portfolio","LCA","Greater Bay Area",5,"CAISO","1-in-10","WORST DAY",7,"18","17",85.494301235619943,135.88659521519605,134.85400927969636,-1.0325860854027564,1.8218557815998793E-3]
["A1PortfolioLCAGreater Bay Area5CAISO1-in-10WORST DAY719","A1","Portfolio","LCA","Greater Bay Area",5,"CAISO","1-in-10","WORST DAY",7,"19","18",82.858915636983383,122.95391967203143,122.0196075173302,-0.93431222941555814,1.6426575602963567E-3]
["A1PortfolioLCAGreater Bay Area5CAISO1-in-10WORST DAY720","A1","Portfolio","LCA","Greater Bay Area",5,"CAISO","1-in-10","WORST DAY",7,"20","19",78.738602471239886,114.35862457512235,113.48962521537801,-0.86899761468371273,1.5454336535185575E-3]
["A1PortfolioLCAGreater Bay Area5CAISO1-in-10WORST DAY721","A1","Portfolio","LCA","Greater Bay Area",5,"CAISO","1-in-10","WORST DAY",7,"21","20",73.699723050703028,108.02849634492657,107.20760195181377,-0.82089570670330703,1.4770366251468658E-3]
["A1PortfolioLCAGreater Bay Area5CAISO1-in-10WORST DAY722","A1","Portfolio","LCA","Greater Bay Area",5,"CAISO","1-in-10","WORST DAY",7,"22","21",70.861259054111628,103.8334062124472,103.8334062124472,0,0]
["A1PortfolioLCAGreater Bay Area5CAISO1-in-10WORST DAY723","A1","Portfolio","LCA","Greater Bay Area",5,"CAISO","1-in-10","WORST DAY",7,"23","22",68.954622922880276,98.856212426270631,98.856212426270631,0,0]
["A1PortfolioLCAGreater Bay Area5CAISO1-in-10WORST DAY724","A1","Portfolio","LCA","Greater Bay Area",5,"CAISO","1-in-10","WORST DAY",7,"24","23",67.679750745632717,93.131078036607562,93.131078036607562,0,0]
["A1PortfolioLCAGreater Bay Area5CAISO1-in-10WORST DAY801","A1","Portfolio","LCA","Greater Bay Area",5,"CAISO","1-in-10","WORST DAY",8,"01","24",68.298221757322182,83.691484877816308,83.691484877816308,0,0]
["A1PortfolioLCAGreater Bay Area5CAISO1-in-10WORST DAY802","A1","Portfolio","LCA","Greater Bay Area",5,"CAISO","1-in-10","WORST DAY",8,"02","01",67.262447698744765,81.805891844630239,81.805891844630239,0,0]
["A1PortfolioLCAGreater Bay Area5CAISO1-in-10WORST DAY803","A1","Portfolio","LCA","Greater Bay Area",5,"CAISO","1-in-10","WORST DAY",8,"03","02",66.164958158995816,79.881230290901215,79.881230290901215,0,0]
["A1PortfolioLCAGreater Bay Area5CAISO1-in-10WORST DAY804","A1","Portfolio","LCA","Greater Bay Area",5,"CAISO","1-in-10","WORST DAY",8,"04","03",65.349320083682002,80.423912684438619,80.423912684438619,0,0]
["A1PortfolioLCAGreater Bay Area5CAISO1-in-10WORST DAY805","A1","Portfolio","LCA","Greater Bay Area",5,"CAISO","1-in-10","WORST DAY",8,"05","04",64.661767782426779,81.845867742554418,81.845867742554418,0,0]
["A1PortfolioLCAGreater Bay Area5CAISO1-in-10WORST DAY806","A1","Portfolio","LCA","Greater Bay Area",5,"CAISO","1-in-10","WORST DAY",8,"06","05",64.030387029288704,87.597507489862309,87.597507489862309,0,0]
["A1PortfolioLCAGreater Bay Area5CAISO1-in-10WORST DAY807","A1","Portfolio","LCA","Greater Bay Area",5,"CAISO","1-in-10","WORST DAY",8,"07","06",63.581276150627616,99.479350525078416,99.479350525078416,0,0]
["A1PortfolioLCAGreater Bay Area5CAISO1-in-10WORST DAY808","A1","Portfolio","LCA","Greater Bay Area",5,"CAISO","1-in-10","WORST DAY",8,"08","07",65.181956066945602,107.84688235365446,107.84688235365446,0,0]
["A1PortfolioLCAGreater Bay Area5CAISO1-in-10WORST DAY809","A1","Portfolio","LCA","Greater Bay Area",5,"CAISO","1-in-10","WORST DAY",8,"09","08",68.384571129707112,116.90731396099015,116.90731396099015,0,0]
["A1PortfolioLCAGreater Bay Area5CAISO1-in-10WORST DAY810","A1","Portfolio","LCA","Greater Bay Area",5,"CAISO","1-in-10","WORST DAY",8,"10","09",71.460878661087861,123.82976992788674,123.82976992788674,0,0]
["A1PortfolioLCAGreater Bay Area5CAISO1-in-10WORST DAY811","A1","Portfolio","LCA","Greater Bay Area",5,"CAISO","1-in-10","WORST DAY",8,"11","10",75.134048117154805,127.23125852746693,127.23125852746693,0,0]
["A1PortfolioLCAGreater Bay Area5CAISO1-in-10WORST DAY812","A1","Portfolio","LCA","Greater Bay Area",5,"CAISO","1-in-10","WORST DAY",8,"12","11",78.399738493723845,129.04124108536723,129.04124108536723,0,0]
["A1PortfolioLCAGreater Bay Area5CAISO1-in-10WORST DAY813","A1","Portfolio","LCA","Greater Bay Area",5,"CAISO","1-in-10","WORST DAY",8,"13","12",81.512186192468619,132.51257926632172,132.51257926632172,0,0]
["A1PortfolioLCAGreater Bay Area5CAISO1-in-10WORST DAY814","A1","Portfolio","LCA","Greater Bay Area",5,"CAISO","1-in-10","WORST DAY",8,"14","13",83.001987447698738,135.03803384029715,135.03803384029715,0,0]
["A1PortfolioLCAGreater Bay Area5CAISO1-in-10WORST DAY815","A1","Portfolio","LCA","Greater Bay Area",5,"CAISO","1-in-10","WORST DAY",8,"15","14",82.981903765690376,136.09667631279225,136.09667631279225,0,0]
["A1PortfolioLCAGreater Bay Area5CAISO1-in-10WORST DAY816","A1","Portfolio","LCA","Greater Bay Area",5,"CAISO","1-in-10","WORST DAY",8,"16","15",82.976621338912139,138.49261853096377,138.49261853096377,0,0]
["A1PortfolioLCAGreater Bay Area5CAISO1-in-10WORST DAY817","A1","Portfolio","LCA","Greater Bay Area",5,"CAISO","1-in-10","WORST DAY",8,"17","16",81.919246861924691,137.1545927050847,136.11237322174355,-1.0422214661237772,1.8051076913252473E-3]
["A1PortfolioLCAGreater Bay Area5CAISO1-in-10WORST DAY818","A1","Portfolio","LCA","Greater Bay Area",5,"CAISO","1-in-10","WORST DAY",8,"18","17",79.82374476987448,130.265302417393,129.27543196098327,-0.98987053299164907,1.714519108645618E-3]
["A1PortfolioLCAGreater Bay Area5CAISO1-in-10WORST DAY819","A1","Portfolio","LCA","Greater Bay Area",5,"CAISO","1-in-10","WORST DAY",8,"19","18",76.865324267782427,118.65046122963209,117.74884988931183,-0.9016107588264094,1.5555979916825891E-3]
["A1PortfolioLCAGreater Bay Area5CAISO1-in-10WORST DAY820","A1","Portfolio","LCA","Greater Bay Area",5,"CAISO","1-in-10","WORST DAY",8,"20","19",72.091474895397496,111.11634742353252,110.27198555472008,-0.84435993072919735,1.4661126770079136E-3]
["A1PortfolioLCAGreater Bay Area5CAISO1-in-10WORST DAY821","A1","Portfolio","LCA","Greater Bay Area",5,"CAISO","1-in-10","WORST DAY",8,"21","20",68.530177824267781,105.38041145090777,104.57964015882385,-0.80077322930892514,1.4085540315136313E-3]
["A1PortfolioLCAGreater Bay Area5CAISO1-in-10WORST DAY822","A1","Portfolio","LCA","Greater Bay Area",5,"CAISO","1-in-10","WORST DAY",8,"22","21",66.308525104602509,101.49460880834937,101.49460880834937,0,0]
["A1PortfolioLCAGreater Bay Area5CAISO1-in-10WORST DAY823","A1","Portfolio","LCA","Greater Bay Area",5,"CAISO","1-in-10","WORST DAY",8,"23","22",65.197228033472797,96.810074054471613,96.810074054471613,0,0]
["A1PortfolioLCAGreater Bay Area5CAISO1-in-10WORST DAY824","A1","Portfolio","LCA","Greater Bay Area",5,"CAISO","1-in-10","WORST DAY",8,"24","23",64.221705020920496,91.367146908912702,91.367146908912702,0,0]
["A1PortfolioLCAGreater Bay Area5CAISO1-in-10WORST DAY901","A1","Portfolio","LCA","Greater Bay Area",5,"CAISO","1-in-10","WORST DAY",9,"01","24",64.613284433577832,84.98456553415302,84.98456553415302,0,0]
["A1PortfolioLCAGreater Bay Area5CAISO1-in-10WORST DAY902","A1","Portfolio","LCA","Greater Bay Area",5,"CAISO","1-in-10","WORST DAY",9,"02","01",63.633964955175223,83.131147534784589,83.131147534784589,0,0]
["A1PortfolioLCAGreater Bay Area5CAISO1-in-10WORST DAY903","A1","Portfolio","LCA","Greater Bay Area",5,"CAISO","1-in-10","WORST DAY",9,"03","02",62.706193969030153,81.329853059075774,81.329853059075774,0,0]
["A1PortfolioLCAGreater Bay Area5CAISO1-in-10WORST DAY904","A1","Portfolio","LCA","Greater Bay Area",5,"CAISO","1-in-10","WORST DAY",9,"04","03",61.916615729421352,81.656835154804057,81.656835154804057,0,0]
["A1PortfolioLCAGreater Bay Area5CAISO1-in-10WORST DAY905","A1","Portfolio","LCA","Greater Bay Area",5,"CAISO","1-in-10","WORST DAY",9,"05","04",61.076049307253463,83.030445127112657,83.030445127112657,0,0]
["A1PortfolioLCAGreater Bay Area5CAISO1-in-10WORST DAY906","A1","Portfolio","LCA","Greater Bay Area",5,"CAISO","1-in-10","WORST DAY",9,"06","05",60.366136919315402,88.675970501220121,88.675970501220121,0,0]
["A1PortfolioLCAGreater Bay Area5CAISO1-in-10WORST DAY907","A1","Portfolio","LCA","Greater Bay Area",5,"CAISO","1-in-10","WORST DAY",9,"07","06",60.232579462102692,100.37647669884424,100.37647669884424,0,0]
["A1PortfolioLCAGreater Bay Area5CAISO1-in-10WORST DAY908","A1","Portfolio","LCA","Greater Bay Area",5,"CAISO","1-in-10","WORST DAY",9,"08","07",61.535401385493074,108.6364526553497,108.6364526553497,0,0]
["A1PortfolioLCAGreater Bay Area5CAISO1-in-10WORST DAY909","A1","Portfolio","LCA","Greater Bay Area",5,"CAISO","1-in-10","WORST DAY",9,"09","08",65.713834555827219,117.56337326717697,117.56337326717697,0,0]
["A1PortfolioLCAGreater Bay Area5CAISO1-in-10WORST DAY910","A1","Portfolio","LCA","Greater Bay Area",5,"CAISO","1-in-10","WORST DAY",9,"10","09",69.833893643031786,124.73763251681102,124.73763251681102,0,0]
["A1PortfolioLCAGreater Bay Area5CAISO1-in-10WORST DAY911","A1","Portfolio","LCA","Greater Bay Area",5,"CAISO","1-in-10","WORST DAY",9,"11","10",73.699317440912793,128.30192281085976,128.30192281085976,0,0]
["A1PortfolioLCAGreater Bay Area5CAISO1-in-10WORST DAY912","A1","Portfolio","LCA","Greater Bay Area",5,"CAISO","1-in-10","WORST DAY",9,"12","11",77.484616951915243,129.79244027824157,129.79244027824157,0,0]
["A1PortfolioLCAGreater Bay Area5CAISO1-in-10WORST DAY913","A1","Portfolio","LCA","Greater Bay Area",5,"CAISO","1-in-10","WORST DAY",9,"13","12",80.587713936430319,132.92127641763449,132.92127641763449,0,0]
["A1PortfolioLCAGreater Bay Area5CAISO1-in-10WORST DAY914","A1","Portfolio","LCA","Greater Bay Area",5,"CAISO","1-in-10","WORST DAY",9,"14","13",83.186990627546862,135.14258580840061,135.14258580840061,0,0]
["A1PortfolioLCAGreater Bay Area5CAISO1-in-10WORST DAY915","A1","Portfolio","LCA","Greater Bay Area",5,"CAISO","1-in-10","WORST DAY",9,"15","14",84.572993072534643,135.96687118894897,135.96687118894897,0,0]
["A1PortfolioLCAGreater Bay Area5CAISO1-in-10WORST DAY916","A1","Portfolio","LCA","Greater Bay Area",5,"CAISO","1-in-10","WORST DAY",9,"16","15",85.071312143439286,137.20498211425596,137.20498211425596,0,0]
["A1PortfolioLCAGreater Bay Area5CAISO1-in-10WORST DAY917","A1","Portfolio","LCA","Greater Bay Area",5,"CAISO","1-in-10","WORST DAY",9,"17","16",84.145833333333329,135.45265804246955,134.42337017488751,-1.0292886593874344,1.7166476463899016E-3]
["A1PortfolioLCAGreater Bay Area5CAISO1-in-10WORST DAY918","A1","Portfolio","LCA","Greater Bay Area",5,"CAISO","1-in-10","WORST DAY",9,"18","17",81.873471882640587,128.38771674205788,127.41211419740195,-0.97560298405060153,1.6275068046525121E-3]
["A1PortfolioLCAGreater Bay Area5CAISO1-in-10WORST DAY919","A1","Portfolio","LCA","Greater Bay Area",5,"CAISO","1-in-10","WORST DAY",9,"19","18",78.310920945395267,117.16211816870107,116.271816915689,-0.89030099480705882,1.4769978588446975E-3]
["A1PortfolioLCAGreater Bay Area5CAISO1-in-10WORST DAY920","A1","Portfolio","LCA","Greater Bay Area",5,"CAISO","1-in-10","WORST DAY",9,"20","19",73.579207416462921,110.38959507900422,109.55075841434088,-0.83883742450587695,1.3911083806306124E-3]
["A1PortfolioLCAGreater Bay Area5CAISO1-in-10WORST DAY921","A1","Portfolio","LCA","Greater Bay Area",5,"CAISO","1-in-10","WORST DAY",9,"21","20",69.941778728606351,104.64773194461502,103.85252670238148,-0.79520568693485172,1.337394118309021E-3]
["A1PortfolioLCAGreater Bay Area5CAISO1-in-10WORST DAY922","A1","Portfolio","LCA","Greater Bay Area",5,"CAISO","1-in-10","WORST DAY",9,"22","21",67.77495925020375,100.68490206612351,100.68490206612351,0,0]
["A1PortfolioLCAGreater Bay Area5CAISO1-in-10WORST DAY923","A1","Portfolio","LCA","Greater Bay Area",5,"CAISO","1-in-10","WORST DAY",9,"23","22",66.315759983700076,96.202323037174622,96.202323037174622,0,0]
["A1PortfolioLCAGreater Bay Area5CAISO1-in-10WORST DAY924","A1","Portfolio","LCA","Greater Bay Area",5,"CAISO","1-in-10","WORST DAY",9,"24","23",65.102027302363481,90.955846550375739,90.955846550375739,0,0]
["A1PortfolioLCAGreater Bay Area5CAISO1-in-10WORST DAY1001","A1","Portfolio","LCA","Greater Bay Area",5,"CAISO","1-in-10","WORST DAY",10,"01","24",64.276724829522664,85.271747270084219,85.271747270084219,0,0]
["A1PortfolioLCAGreater Bay Area5CAISO1-in-10WORST DAY1002","A1","Portfolio","LCA","Greater Bay Area",5,"CAISO","1-in-10","WORST DAY",10,"02","01",63.468762535098278,83.5042790612613,83.5042790612613,0,0]
["A1PortfolioLCAGreater Bay Area5CAISO1-in-10WORST DAY1003","A1","Portfolio","LCA","Greater Bay Area",5,"CAISO","1-in-10","WORST DAY",10,"03","02",62.513186923385483,81.914462808129585,81.914462808129585,0,0]
["A1PortfolioLCAGreater Bay Area5CAISO1-in-10WORST DAY1004","A1","Portfolio","LCA","Greater Bay Area",5,"CAISO","1-in-10","WORST DAY",10,"04","03",61.800040112314484,81.967894564897151,81.967894564897151,0,0]
["A1PortfolioLCAGreater Bay Area5CAISO1-in-10WORST DAY1005","A1","Portfolio","LCA","Greater Bay Area",5,"CAISO","1-in-10","WORST DAY",10,"05","04",60.870387083834736,83.217348678543345,83.217348678543345,0,0]
["A1PortfolioLCAGreater Bay Area5CAISO1-in-10WORST DAY1006","A1","Portfolio","LCA","Greater Bay Area",5,"CAISO","1-in-10","WORST DAY",10,"06","05",60.521159245888491,88.675908088803624,88.675908088803624,0,0]
["A1PortfolioLCAGreater Bay Area5CAISO1-in-10WORST DAY1007","A1","Portfolio","LCA","Greater Bay Area",5,"CAISO","1-in-10","WORST DAY",10,"07","06",60.467559165663857,99.821807606950415,99.821807606950415,0,0]
["A1PortfolioLCAGreater Bay Area5CAISO1-in-10WORST DAY1008","A1","Portfolio","LCA","Greater Bay Area",5,"CAISO","1-in-10","WORST DAY",10,"08","07",61.052296430004013,107.65764363666543,107.65764363666543,0,0]
["A1PortfolioLCAGreater Bay Area5CAISO1-in-10WORST DAY1009","A1","Portfolio","LCA","Greater Bay Area",5,"CAISO","1-in-10","WORST DAY",10,"09","08",64.639891696750908,116.08567579535897,116.08567579535897,0,0]
["A1PortfolioLCAGreater Bay Area5CAISO1-in-10WORST DAY1010","A1","Portfolio","LCA","Greater Bay Area",5,"CAISO","1-in-10","WORST DAY",10,"10","09",68.092057761732846,123.22086171695281,123.22086171695281,0,0]
["A1PortfolioLCAGreater Bay Area5CAISO1-in-10WORST DAY1011","A1","Portfolio","LCA","Greater Bay Area",5,"CAISO","1-in-10","WORST DAY",10,"11","10",71.536452065784189,126.70154280951594,126.70154280951594,0,0]
["A1PortfolioLCAGreater Bay Area5CAISO1-in-10WORST DAY1012","A1","Portfolio","LCA","Greater Bay Area",5,"CAISO","1-in-10","WORST DAY",10,"12","11",74.807410750100274,127.56098917462575,127.56098917462575,0,0]
["A1PortfolioLCAGreater Bay Area5CAISO1-in-10WORST DAY1013","A1","Portfolio","LCA","Greater Bay Area",5,"CAISO","1-in-10","WORST DAY",10,"13","12",77.54196750902527,129.95677748299772,129.95677748299772,0,0]
["A1PortfolioLCAGreater Bay Area5CAISO1-in-10WORST DAY1014","A1","Portfolio","LCA","Greater Bay Area",5,"CAISO","1-in-10","WORST DAY",10,"14","13",79.292970316887278,131.70863645130785,131.70863645130785,0,0]
["A1PortfolioLCAGreater Bay Area5CAISO1-in-10WORST DAY1015","A1","Portfolio","LCA","Greater Bay Area",5,"CAISO","1-in-10","WORST DAY",10,"15","14",79.818291215403136,132.2337082434241,132.2337082434241,0,0]
["A1PortfolioLCAGreater Bay Area5CAISO1-in-10WORST DAY1016","A1","Portfolio","LCA","Greater Bay Area",5,"CAISO","1-in-10","WORST DAY",10,"16","15",79.648666265543525,132.02885574255419,132.02885574255419,0,0]
["A1PortfolioLCAGreater Bay Area5CAISO1-in-10WORST DAY1017","A1","Portfolio","LCA","Greater Bay Area",5,"CAISO","1-in-10","WORST DAY",10,"17","16",78.66415964701163,129.86677867610484,128.87993921623428,-0.98684224192291425,1.630358281545341E-3]
["A1PortfolioLCAGreater Bay Area5CAISO1-in-10WORST DAY1018","A1","Portfolio","LCA","Greater Bay Area",5,"CAISO","1-in-10","WORST DAY",10,"18","17",76.030936622543123,123.06316802652782,122.12802575877093,-0.93514237498890307,1.5466148033738136E-3]
["A1PortfolioLCAGreater Bay Area5CAISO1-in-10WORST DAY1019","A1","Portfolio","LCA","Greater Bay Area",5,"CAISO","1-in-10","WORST DAY",10,"19","18",72.518752507019656,113.00287282631859,112.14417919545254,-0.85869539107365633,1.4088393654674292E-3]
["A1PortfolioLCAGreater Bay Area5CAISO1-in-10WORST DAY1020","A1","Portfolio","LCA","Greater Bay Area",5,"CAISO","1-in-10","WORST DAY",10,"20","19",68.91962494985961,107.51082572030151,106.69386505360973,-0.81696199374379885,1.3286031316965818E-3]
["A1PortfolioLCAGreater Bay Area5CAISO1-in-10WORST DAY1021","A1","Portfolio","LCA","Greater Bay Area",5,"CAISO","1-in-10","WORST DAY",10,"21","20",66.907190132370644,102.04224292090558,101.26683536281894,-0.7754068910186297,1.2811108026653528E-3]
["A1PortfolioLCAGreater Bay Area5CAISO1-in-10WORST DAY1022","A1","Portfolio","LCA","Greater Bay Area",5,"CAISO","1-in-10","WORST DAY",10,"22","21",65.280435218612112,98.165833648277768,98.165833648277768,0,0]
["A1PortfolioLCAGreater Bay Area5CAISO1-in-10WORST DAY1023","A1","Portfolio","LCA","Greater Bay Area",5,"CAISO","1-in-10","WORST DAY",10,"23","22",64.345768150822309,94.026361808605188,94.026361808605188,0,0]
["A1PortfolioLCAGreater Bay Area5CAISO1-in-10WORST DAY1024","A1","Portfolio","LCA","Greater Bay Area",5,"CAISO","1-in-10","WORST DAY",10,"24","23",63.52336542318492,89.077499018595773,89.077499018595773,0,0]
["A1PortfolioLCAGreater Bay Area5CAISO1-in-10WORST DAY1101","A1","Portfolio","LCA","Greater Bay Area",5,"CAISO","1-in-10","WORST DAY",11,"01","01",55.549488567990373,82.572493984500326,82.572493984500326,0,0]
["A1PortfolioLCAGreater Bay Area5CAISO1-in-10WORST DAY1102","A1","Portfolio","LCA","Greater Bay Area",5,"CAISO","1-in-10","WORST DAY",11,"02","02",54.690834336141194,81.002045789649102,81.002045789649102,0,0]
["A1PortfolioLCAGreater Bay Area5CAISO1-in-10WORST DAY1103","A1","Portfolio","LCA","Greater Bay Area",5,"CAISO","1-in-10","WORST DAY",11,"03","03",54.057460890493381,79.841485779506826,79.841485779506826,0,0]
["A1PortfolioLCAGreater Bay Area5CAISO1-in-10WORST DAY1104","A1","Portfolio","LCA","Greater Bay Area",5,"CAISO","1-in-10","WORST DAY",11,"04","04",53.318140794223829,79.685213125964225,79.685213125964225,0,0]
["A1PortfolioLCAGreater Bay Area5CAISO1-in-10WORST DAY1105","A1","Portfolio","LCA","Greater Bay Area",5,"CAISO","1-in-10","WORST DAY",11,"05","05",53.123445647813881,80.861066071230681,80.861066071230681,0,0]
["A1PortfolioLCAGreater Bay Area5CAISO1-in-10WORST DAY1106","A1","Portfolio","LCA","Greater Bay Area",5,"CAISO","1-in-10","WORST DAY",11,"06","06",52.927146008824707,85.939824790300449,85.939824790300449,0,0]
["A1PortfolioLCAGreater Bay Area5CAISO1-in-10WORST DAY1107","A1","Portfolio","LCA","Greater Bay Area",5,"CAISO","1-in-10","WORST DAY",11,"07","07",52.911752908142802,95.766853077520196,95.766853077520196,0,0]
["A1PortfolioLCAGreater Bay Area5CAISO1-in-10WORST DAY1108","A1","Portfolio","LCA","Greater Bay Area",5,"CAISO","1-in-10","WORST DAY",11,"08","08",53.799538708383473,102.6068705258554,102.6068705258554,0,0]
["A1PortfolioLCAGreater Bay Area5CAISO1-in-10WORST DAY1109","A1","Portfolio","LCA","Greater Bay Area",5,"CAISO","1-in-10","WORST DAY",11,"09","09",56.997041716807061,109.31299944038473,109.31299944038473,0,0]
["A1PortfolioLCAGreater Bay Area5CAISO1-in-10WORST DAY1110","A1","Portfolio","LCA","Greater Bay Area",5,"CAISO","1-in-10","WORST DAY",11,"10","10",60.873094665062176,114.86900445894214,114.86900445894214,0,0]
["A1PortfolioLCAGreater Bay Area5CAISO1-in-10WORST DAY1111","A1","Portfolio","LCA","Greater Bay Area",5,"CAISO","1-in-10","WORST DAY",11,"11","11",64.018050541516246,116.78917189663881,116.78917189663881,0,0]
["A1PortfolioLCAGreater Bay Area5CAISO1-in-10WORST DAY1112","A1","Portfolio","LCA","Greater Bay Area",5,"CAISO","1-in-10","WORST DAY",11,"12","12",66.74864620938628,116.86390900364421,116.86390900364421,0,0]
["A1PortfolioLCAGreater Bay Area5CAISO1-in-10WORST DAY1113","A1","Portfolio","LCA","Greater Bay Area",5,"CAISO","1-in-10","WORST DAY",11,"13","13",68.765192539109506,117.67687421077186,117.67687421077186,0,0]
["A1PortfolioLCAGreater Bay Area5CAISO1-in-10WORST DAY1114","A1","Portfolio","LCA","Greater Bay Area",5,"CAISO","1-in-10","WORST DAY",11,"14","14",70.230595667870034,118.87360559815725,118.87360559815725,0,0]
["A1PortfolioLCAGreater Bay Area5CAISO1-in-10WORST DAY1115","A1","Portfolio","LCA","Greater Bay Area",5,"CAISO","1-in-10","WORST DAY",11,"15","15",70.514340152426797,119.01945183048083,119.01945183048083,0,0]
["A1PortfolioLCAGreater Bay Area5CAISO1-in-10WORST DAY1116","A1","Portfolio","LCA","Greater Bay Area",5,"CAISO","1-in-10","WORST DAY",11,"16","16",70.136582430806257,117.49952412104683,117.49952412104683,0,0]
["A1PortfolioLCAGreater Bay Area5CAISO1-in-10WORST DAY1117","A1","Portfolio","LCA","Greater Bay Area",5,"CAISO","1-in-10","WORST DAY",11,"17","17",68.031638588046533,115.12764158229297,115.12764158229297,0,0]
["A1PortfolioLCAGreater Bay Area5CAISO1-in-10WORST DAY1118","A1","Portfolio","LCA","Greater Bay Area",5,"CAISO","1-in-10","WORST DAY",11,"18","18",65.711191335740068,110.01991793250301,110.01991793250301,0,0]
["A1PortfolioLCAGreater Bay Area5CAISO1-in-10WORST DAY1119","A1","Portfolio","LCA","Greater Bay Area",5,"CAISO","1-in-10","WORST DAY",11,"19","19",63.620437224227835,102.7858267689368,102.7858267689368,0,0]
["A1PortfolioLCAGreater Bay Area5CAISO1-in-10WORST DAY1120","A1","Portfolio","LCA","Greater Bay Area",5,"CAISO","1-in-10","WORST DAY",11,"20","20",62.391997593261131,99.375577759501255,99.375577759501255,0,0]
["A1PortfolioLCAGreater Bay Area5CAISO1-in-10WORST DAY1121","A1","Portfolio","LCA","Greater Bay Area",5,"CAISO","1-in-10","WORST DAY",11,"21","21",61.191285599679098,95.349333420617,95.349333420617,0,0]
["A1PortfolioLCAGreater Bay Area5CAISO1-in-10WORST DAY1122","A1","Portfolio","LCA","Greater Bay Area",5,"CAISO","1-in-10","WORST DAY",11,"22","22",59.774017248295223,92.197493940818944,92.197493940818944,0,0]
["A1PortfolioLCAGreater Bay Area5CAISO1-in-10WORST DAY1123","A1","Portfolio","LCA","Greater Bay Area",5,"CAISO","1-in-10","WORST DAY",11,"23","23",58.257721620537502,88.526626319243064,88.526626319243064,0,0]
["A1PortfolioLCAGreater Bay Area5CAISO1-in-10WORST DAY1124","A1","Portfolio","LCA","Greater Bay Area",5,"CAISO","1-in-10","WORST DAY",11,"24","24",57.146058965102284,84.185169519045914,84.185169519045914,0,0]
["A1PortfolioLCAGreater Bay Area5CAISO1-in-10WORST DAY1201","A1","Portfolio","LCA","Greater Bay Area",5,"CAISO","1-in-10","WORST DAY",12,"01","01",41.471018852787807,80.978611868784895,80.978611868784895,0,0]
["A1PortfolioLCAGreater Bay Area5CAISO1-in-10WORST DAY1202","A1","Portfolio","LCA","Greater Bay Area",5,"CAISO","1-in-10","WORST DAY",12,"02","02",40.666666666666664,79.505592457977016,79.505592457977016,0,0]
["A1PortfolioLCAGreater Bay Area5CAISO1-in-10WORST DAY1203","A1","Portfolio","LCA","Greater Bay Area",5,"CAISO","1-in-10","WORST DAY",12,"03","03",40.068491776975534,78.437284710664997,78.437284710664997,0,0]
["A1PortfolioLCAGreater Bay Area5CAISO1-in-10WORST DAY1204","A1","Portfolio","LCA","Greater Bay Area",5,"CAISO","1-in-10","WORST DAY",12,"04","04",39.550691937424787,78.280069641233979,78.280069641233979,0,0]
["A1PortfolioLCAGreater Bay Area5CAISO1-in-10WORST DAY1205","A1","Portfolio","LCA","Greater Bay Area",5,"CAISO","1-in-10","WORST DAY",12,"05","05",38.996690734055356,79.405392584100667,79.405392584100667,0,0]
["A1PortfolioLCAGreater Bay Area5CAISO1-in-10WORST DAY1206","A1","Portfolio","LCA","Greater Bay Area",5,"CAISO","1-in-10","WORST DAY",12,"06","06",38.794775371038909,84.347072000442338,84.347072000442338,0,0]
["A1PortfolioLCAGreater Bay Area5CAISO1-in-10WORST DAY1207","A1","Portfolio","LCA","Greater Bay Area",5,"CAISO","1-in-10","WORST DAY",12,"07","07",38.739069394304053,93.722544672268725,93.722544672268725,0,0]
["A1PortfolioLCAGreater Bay Area5CAISO1-in-10WORST DAY1208","A1","Portfolio","LCA","Greater Bay Area",5,"CAISO","1-in-10","WORST DAY",12,"08","08",39.14625952667469,99.986351287716417,99.986351287716417,0,0]
["A1PortfolioLCAGreater Bay Area5CAISO1-in-10WORST DAY1209","A1","Portfolio","LCA","Greater Bay Area",5,"CAISO","1-in-10","WORST DAY",12,"09","09",41.721620537505011,106.1005380608521,106.1005380608521,0,0]
["A1PortfolioLCAGreater Bay Area5CAISO1-in-10WORST DAY1210","A1","Portfolio","LCA","Greater Bay Area",5,"CAISO","1-in-10","WORST DAY",12,"10","10",45.105244685118329,110.93159498038227,110.93159498038227,0,0]
["A1PortfolioLCAGreater Bay Area5CAISO1-in-10WORST DAY1211","A1","Portfolio","LCA","Greater Bay Area",5,"CAISO","1-in-10","WORST DAY",12,"11","11",47.718561973525873,112.12100866111798,112.12100866111798,0,0]
["A1PortfolioLCAGreater Bay Area5CAISO1-in-10WORST DAY1212","A1","Portfolio","LCA","Greater Bay Area",5,"CAISO","1-in-10","WORST DAY",12,"12","12",50.009626955475333,111.79153819210644,111.79153819210644,0,0]
["A1PortfolioLCAGreater Bay Area5CAISO1-in-10WORST DAY1213","A1","Portfolio","LCA","Greater Bay Area",5,"CAISO","1-in-10","WORST DAY",12,"13","13",51.244985960689931,111.96394049119529,111.96394049119529,0,0]
["A1PortfolioLCAGreater Bay Area5CAISO1-in-10WORST DAY1214","A1","Portfolio","LCA","Greater Bay Area",5,"CAISO","1-in-10","WORST DAY",12,"14","14",51.578118732450861,112.92342209127405,112.92342209127405,0,0]
["A1PortfolioLCAGreater Bay Area5CAISO1-in-10WORST DAY1215","A1","Portfolio","LCA","Greater Bay Area",5,"CAISO","1-in-10","WORST DAY",12,"15","15",51.947603289209788,112.97095967351649,112.97095967351649,0,0]
["A1PortfolioLCAGreater Bay Area5CAISO1-in-10WORST DAY1216","A1","Portfolio","LCA","Greater Bay Area",5,"CAISO","1-in-10","WORST DAY",12,"16","16",51.976434015242681,111.6178690238478,111.6178690238478,0,0]
["A1PortfolioLCAGreater Bay Area5CAISO1-in-10WORST DAY1217","A1","Portfolio","LCA","Greater Bay Area",5,"CAISO","1-in-10","WORST DAY",12,"17","17",50.761983553951062,109.46939818805545,109.46939818805545,0,0]
["A1PortfolioLCAGreater Bay Area5CAISO1-in-10WORST DAY1218","A1","Portfolio","LCA","Greater Bay Area",5,"CAISO","1-in-10","WORST DAY",12,"18","18",48.68331327717609,105.12000434458662,105.12000434458662,0,0]
["A1PortfolioLCAGreater Bay Area5CAISO1-in-10WORST DAY1219","A1","Portfolio","LCA","Greater Bay Area",5,"CAISO","1-in-10","WORST DAY",12,"19","19",47.403580024067388,99.179393965725524,99.179393965725524,0,0]
["A1PortfolioLCAGreater Bay Area5CAISO1-in-10WORST DAY1220","A1","Portfolio","LCA","Greater Bay Area",5,"CAISO","1-in-10","WORST DAY",12,"20","20",46.289510629763335,96.42572471214929,96.42572471214929,0,0]
["A1PortfolioLCAGreater Bay Area5CAISO1-in-10WORST DAY1221","A1","Portfolio","LCA","Greater Bay Area",5,"CAISO","1-in-10","WORST DAY",12,"21","21",45.133423586040912,92.966827449253941,92.966827449253941,0,0]
["A1PortfolioLCAGreater Bay Area5CAISO1-in-10WORST DAY1222","A1","Portfolio","LCA","Greater Bay Area",5,"CAISO","1-in-10","WORST DAY",12,"22","22",44.144504612916165,89.970106265796417,89.970106265796417,0,0]
["A1PortfolioLCAGreater Bay Area5CAISO1-in-10WORST DAY1223","A1","Portfolio","LCA","Greater Bay Area",5,"CAISO","1-in-10","WORST DAY",12,"23","23",43.209887685519455,86.408205180093077,86.408205180093077,0,0]
["A1PortfolioLCAGreater Bay Area5CAISO1-in-10WORST DAY1224","A1","Portfolio","LCA","Greater Bay Area",5,"CAISO","1-in-10","WORST DAY",12,"24","24",42.109055354993984,82.268728131433591,82.268728131433591,0,0]
["A1PortfolioLCAGreater Bay Area5CAISO1-in-2WORST DAY101","A1","Portfolio","LCA","Greater Bay Area",5,"CAISO","1-in-2","WORST DAY",1,"01","01",42.739838393731638,78.798511586565226,78.798511586565226,0,0]
["A1PortfolioLCAGreater Bay Area5CAISO1-in-2WORST DAY102","A1","Portfolio","LCA","Greater Bay Area",5,"CAISO","1-in-2","WORST DAY",1,"02","02",42.085149363369247,77.332747425420621,77.332747425420621,0,0]
["A1PortfolioLCAGreater Bay Area5CAISO1-in-2WORST DAY103","A1","Portfolio","LCA","Greater Bay Area",5,"CAISO","1-in-2","WORST DAY",1,"03","03",41.689887365328111,76.25619941484274,76.25619941484274,0,0]
["A1PortfolioLCAGreater Bay Area5CAISO1-in-2WORST DAY104","A1","Portfolio","LCA","Greater Bay Area",5,"CAISO","1-in-2","WORST DAY",1,"04","04",41.239287463271303,76.133112154412103,76.133112154412103,0,0]
["A1PortfolioLCAGreater Bay Area5CAISO1-in-2WORST DAY105","A1","Portfolio","LCA","Greater Bay Area",5,"CAISO","1-in-2","WORST DAY",1,"05","05",41.163565132223312,77.299933628342416,77.299933628342416,0,0]
["A1PortfolioLCAGreater Bay Area5CAISO1-in-2WORST DAY106","A1","Portfolio","LCA","Greater Bay Area",5,"CAISO","1-in-2","WORST DAY",1,"06","06",41.371021057786486,82.290742328304731,82.290742328304731,0,0]
["A1PortfolioLCAGreater Bay Area5CAISO1-in-2WORST DAY107","A1","Portfolio","LCA","Greater Bay Area",5,"CAISO","1-in-2","WORST DAY",1,"07","07",41.295482370225272,91.636274184889359,91.636274184889359,0,0]
["A1PortfolioLCAGreater Bay Area5CAISO1-in-2WORST DAY108","A1","Portfolio","LCA","Greater Bay Area",5,"CAISO","1-in-2","WORST DAY",1,"08","08",41.987389813907932,97.87585803164383,97.87585803164383,0,0]
["A1PortfolioLCAGreater Bay Area5CAISO1-in-2WORST DAY109","A1","Portfolio","LCA","Greater Bay Area",5,"CAISO","1-in-2","WORST DAY",1,"09","09",43.916993143976491,104.05475650625586,104.05475650625586,0,0]
["A1PortfolioLCAGreater Bay Area5CAISO1-in-2WORST DAY110","A1","Portfolio","LCA","Greater Bay Area",5,"CAISO","1-in-2","WORST DAY",1,"10","10",45.897465719882469,108.96418342553261,108.96418342553261,0,0]
["A1PortfolioLCAGreater Bay Area5CAISO1-in-2WORST DAY111","A1","Portfolio","LCA","Greater Bay Area",5,"CAISO","1-in-2","WORST DAY",1,"11","11",47.119368266405488,110.05710977258984,110.05710977258984,0,0]
["A1PortfolioLCAGreater Bay Area5CAISO1-in-2WORST DAY112","A1","Portfolio","LCA","Greater Bay Area",5,"CAISO","1-in-2","WORST DAY",1,"12","12",47.904566601371208,109.73685315057241,109.73685315057241,0,0]
["A1PortfolioLCAGreater Bay Area5CAISO1-in-2WORST DAY113","A1","Portfolio","LCA","Greater Bay Area",5,"CAISO","1-in-2","WORST DAY",1,"13","13",48.909402546523019,109.78917728263764,109.78917728263764,0,0]
["A1PortfolioLCAGreater Bay Area5CAISO1-in-2WORST DAY114","A1","Portfolio","LCA","Greater Bay Area",5,"CAISO","1-in-2","WORST DAY",1,"14","14",49.543156219392749,110.72190137462916,110.72190137462916,0,0]
["A1PortfolioLCAGreater Bay Area5CAISO1-in-2WORST DAY115","A1","Portfolio","LCA","Greater Bay Area",5,"CAISO","1-in-2","WORST DAY",1,"15","15",49.959169931439767,110.74650156111197,110.74650156111197,0,0]
["A1PortfolioLCAGreater Bay Area5CAISO1-in-2WORST DAY116","A1","Portfolio","LCA","Greater Bay Area",5,"CAISO","1-in-2","WORST DAY",1,"16","16",50.131611165523999,109.41520423845668,109.41520423845668,0,0]
["A1PortfolioLCAGreater Bay Area5CAISO1-in-2WORST DAY117","A1","Portfolio","LCA","Greater Bay Area",5,"CAISO","1-in-2","WORST DAY",1,"17","17",49.254101371204705,107.32647607416411,107.32647607416411,0,0]
["A1PortfolioLCAGreater Bay Area5CAISO1-in-2WORST DAY118","A1","Portfolio","LCA","Greater Bay Area",5,"CAISO","1-in-2","WORST DAY",1,"18","18",48.008631243878547,103.07649991402255,103.07649991402255,0,0]
["A1PortfolioLCAGreater Bay Area5CAISO1-in-2WORST DAY119","A1","Portfolio","LCA","Greater Bay Area",5,"CAISO","1-in-2","WORST DAY",1,"19","19",47.17568560235064,97.173622828651943,97.173622828651943,0,0]
["A1PortfolioLCAGreater Bay Area5CAISO1-in-2WORST DAY120","A1","Portfolio","LCA","Greater Bay Area",5,"CAISO","1-in-2","WORST DAY",1,"20","20",46.27179236043095,94.375403088246571,94.375403088246571,0,0]
["A1PortfolioLCAGreater Bay Area5CAISO1-in-2WORST DAY121","A1","Portfolio","LCA","Greater Bay Area",5,"CAISO","1-in-2","WORST DAY",1,"21","21",45.824865328109695,90.816996201318233,90.816996201318233,0,0]
["A1PortfolioLCAGreater Bay Area5CAISO1-in-2WORST DAY122","A1","Portfolio","LCA","Greater Bay Area",5,"CAISO","1-in-2","WORST DAY",1,"22","22",45.503305582761996,87.87510110343004,87.87510110343004,0,0]
["A1PortfolioLCAGreater Bay Area5CAISO1-in-2WORST DAY123","A1","Portfolio","LCA","Greater Bay Area",5,"CAISO","1-in-2","WORST DAY",1,"23","23",45.069845739471106,84.236889895318072,84.236889895318072,0,0]
["A1PortfolioLCAGreater Bay Area5CAISO1-in-2WORST DAY124","A1","Portfolio","LCA","Greater Bay Area",5,"CAISO","1-in-2","WORST DAY",1,"24","24",44.888161116552396,80.053515320908318,80.053515320908318,0,0]
["A1PortfolioLCAGreater Bay Area5CAISO1-in-2WORST DAY201","A1","Portfolio","LCA","Greater Bay Area",5,"CAISO","1-in-2","WORST DAY",2,"01","01",50.034129485935985,78.942167710552624,78.942167710552624,0,0]
["A1PortfolioLCAGreater Bay Area5CAISO1-in-2WORST DAY202","A1","Portfolio","LCA","Greater Bay Area",5,"CAISO","1-in-2","WORST DAY",2,"02","02",49.900945683802135,77.476362576756983,77.476362576756983,0,0]
["A1PortfolioLCAGreater Bay Area5CAISO1-in-2WORST DAY203","A1","Portfolio","LCA","Greater Bay Area",5,"CAISO","1-in-2","WORST DAY",2,"03","03",49.607298739088264,76.392042082637744,76.392042082637744,0,0]
["A1PortfolioLCAGreater Bay Area5CAISO1-in-2WORST DAY204","A1","Portfolio","LCA","Greater Bay Area",5,"CAISO","1-in-2","WORST DAY",2,"04","04",49.323836081474298,76.26013181451799,76.26013181451799,0,0]
["A1PortfolioLCAGreater Bay Area5CAISO1-in-2WORST DAY205","A1","Portfolio","LCA","Greater Bay Area",5,"CAISO","1-in-2","WORST DAY",2,"05","05",48.705807468477204,77.429438524923782,77.429438524923782,0,0]
["A1PortfolioLCAGreater Bay Area5CAISO1-in-2WORST DAY206","A1","Portfolio","LCA","Greater Bay Area",5,"CAISO","1-in-2","WORST DAY",2,"06","06",48.050739573229876,82.446515110716092,82.446515110716092,0,0]
["A1PortfolioLCAGreater Bay Area5CAISO1-in-2WORST DAY207","A1","Portfolio","LCA","Greater Bay Area",5,"CAISO","1-in-2","WORST DAY",2,"07","07",47.970295829291949,91.801583154428712,91.801583154428712,0,0]
["A1PortfolioLCAGreater Bay Area5CAISO1-in-2WORST DAY208","A1","Portfolio","LCA","Greater Bay Area",5,"CAISO","1-in-2","WORST DAY",2,"08","08",47.675315227934043,98.0766974220018,98.0766974220018,0,0]
["A1PortfolioLCAGreater Bay Area5CAISO1-in-2WORST DAY209","A1","Portfolio","LCA","Greater Bay Area",5,"CAISO","1-in-2","WORST DAY",2,"09","09",48.544677497575172,104.33024785759436,104.33024785759436,0,0]
["A1PortfolioLCAGreater Bay Area5CAISO1-in-2WORST DAY210","A1","Portfolio","LCA","Greater Bay Area",5,"CAISO","1-in-2","WORST DAY",2,"10","10",49.151066925315227,109.32557391711339,109.32557391711339,0,0]
["A1PortfolioLCAGreater Bay Area5CAISO1-in-2WORST DAY211","A1","Portfolio","LCA","Greater Bay Area",5,"CAISO","1-in-2","WORST DAY",2,"11","11",49.313227449078568,110.41795202608425,110.41795202608425,0,0]
["A1PortfolioLCAGreater Bay Area5CAISO1-in-2WORST DAY212","A1","Portfolio","LCA","Greater Bay Area",5,"CAISO","1-in-2","WORST DAY",2,"12","12",50.259941804073712,110.08087331347103,110.08087331347103,0,0]
["A1PortfolioLCAGreater Bay Area5CAISO1-in-2WORST DAY213","A1","Portfolio","LCA","Greater Bay Area",5,"CAISO","1-in-2","WORST DAY",2,"13","13",51.474236178467507,110.11312959806418,110.11312959806418,0,0]
["A1PortfolioLCAGreater Bay Area5CAISO1-in-2WORST DAY214","A1","Portfolio","LCA","Greater Bay Area",5,"CAISO","1-in-2","WORST DAY",2,"14","14",52.108814258001942,111.04432151192721,111.04432151192721,0,0]
["A1PortfolioLCAGreater Bay Area5CAISO1-in-2WORST DAY215","A1","Portfolio","LCA","Greater Bay Area",5,"CAISO","1-in-2","WORST DAY",2,"15","15",51.979510184287101,111.07572277023246,111.07572277023246,0,0]
["A1PortfolioLCAGreater Bay Area5CAISO1-in-2WORST DAY216","A1","Portfolio","LCA","Greater Bay Area",5,"CAISO","1-in-2","WORST DAY",2,"16","16",52.252606692531522,109.72184414288641,109.72184414288641,0,0]
["A1PortfolioLCAGreater Bay Area5CAISO1-in-2WORST DAY217","A1","Portfolio","LCA","Greater Bay Area",5,"CAISO","1-in-2","WORST DAY",2,"17","17",51.532674587778857,107.62645188306398,107.62645188306398,0,0]
["A1PortfolioLCAGreater Bay Area5CAISO1-in-2WORST DAY218","A1","Portfolio","LCA","Greater Bay Area",5,"CAISO","1-in-2","WORST DAY",2,"18","18",49.901794374393795,103.37494851203651,103.37494851203651,0,0]
["A1PortfolioLCAGreater Bay Area5CAISO1-in-2WORST DAY219","A1","Portfolio","LCA","Greater Bay Area",5,"CAISO","1-in-2","WORST DAY",2,"19","19",48.73284432589719,97.471626483879547,97.471626483879547,0,0]
["A1PortfolioLCAGreater Bay Area5CAISO1-in-2WORST DAY220","A1","Portfolio","LCA","Greater Bay Area",5,"CAISO","1-in-2","WORST DAY",2,"20","20",47.964173132880696,94.658001948007097,94.658001948007097,0,0]
["A1PortfolioLCAGreater Bay Area5CAISO1-in-2WORST DAY221","A1","Portfolio","LCA","Greater Bay Area",5,"CAISO","1-in-2","WORST DAY",2,"21","21",47.445198836081474,91.053717040371012,91.053717040371012,0,0]
["A1PortfolioLCAGreater Bay Area5CAISO1-in-2WORST DAY222","A1","Portfolio","LCA","Greater Bay Area",5,"CAISO","1-in-2","WORST DAY",2,"22","22",46.717204170708051,88.082035261664316,88.082035261664316,0,0]
["A1PortfolioLCAGreater Bay Area5CAISO1-in-2WORST DAY223","A1","Portfolio","LCA","Greater Bay Area",5,"CAISO","1-in-2","WORST DAY",2,"23","23",46.277643064985448,84.405665937019833,84.405665937019833,0,0]
["A1PortfolioLCAGreater Bay Area5CAISO1-in-2WORST DAY224","A1","Portfolio","LCA","Greater Bay Area",5,"CAISO","1-in-2","WORST DAY",2,"24","24",45.569168283220172,80.202616673681945,80.202616673681945,0,0]
["A1PortfolioLCAGreater Bay Area5CAISO1-in-2WORST DAY301","A1","Portfolio","LCA","Greater Bay Area",5,"CAISO","1-in-2","WORST DAY",3,"01","24",49.001722987994661,83.989588257205284,83.989588257205284,0,0]
["A1PortfolioLCAGreater Bay Area5CAISO1-in-2WORST DAY302","A1","Portfolio","LCA","Greater Bay Area",5,"CAISO","1-in-2","WORST DAY",3,"02","01",48.935804802134285,82.51906344379357,82.51906344379357,0,0]
["A1PortfolioLCAGreater Bay Area5CAISO1-in-2WORST DAY303","A1","Portfolio","LCA","Greater Bay Area",5,"CAISO","1-in-2","WORST DAY",3,"03","02",48.523732770120056,81.428416218066971,81.428416218066971,0,0]
["A1PortfolioLCAGreater Bay Area5CAISO1-in-2WORST DAY304","A1","Portfolio","LCA","Greater Bay Area",5,"CAISO","1-in-2","WORST DAY",3,"04","03",48.333036905291237,81.300383395939846,81.300383395939846,0,0]
["A1PortfolioLCAGreater Bay Area5CAISO1-in-2WORST DAY305","A1","Portfolio","LCA","Greater Bay Area",5,"CAISO","1-in-2","WORST DAY",3,"05","04",48.047409959982211,82.446276349298373,82.446276349298373,0,0]
["A1PortfolioLCAGreater Bay Area5CAISO1-in-2WORST DAY306","A1","Portfolio","LCA","Greater Bay Area",5,"CAISO","1-in-2","WORST DAY",3,"06","05",47.903734993330367,87.411694676889852,87.411694676889852,0,0]
["A1PortfolioLCAGreater Bay Area5CAISO1-in-2WORST DAY307","A1","Portfolio","LCA","Greater Bay Area",5,"CAISO","1-in-2","WORST DAY",3,"07","06",48.265117830146735,96.751883772928593,96.751883772928593,0,0]
["A1PortfolioLCAGreater Bay Area5CAISO1-in-2WORST DAY308","A1","Portfolio","LCA","Greater Bay Area",5,"CAISO","1-in-2","WORST DAY",3,"08","07",48.739106269453089,102.94348806067275,102.94348806067275,0,0]
["A1PortfolioLCAGreater Bay Area5CAISO1-in-2WORST DAY309","A1","Portfolio","LCA","Greater Bay Area",5,"CAISO","1-in-2","WORST DAY",3,"09","08",49.917963539350822,109.08773086299203,109.08773086299203,0,0]
["A1PortfolioLCAGreater Bay Area5CAISO1-in-2WORST DAY310","A1","Portfolio","LCA","Greater Bay Area",5,"CAISO","1-in-2","WORST DAY",3,"10","09",51.526178301467318,113.94784959771729,113.94784959771729,0,0]
["A1PortfolioLCAGreater Bay Area5CAISO1-in-2WORST DAY311","A1","Portfolio","LCA","Greater Bay Area",5,"CAISO","1-in-2","WORST DAY",3,"11","10",52.619052912405515,115.08030087077761,115.08030087077761,0,0]
["A1PortfolioLCAGreater Bay Area5CAISO1-in-2WORST DAY312","A1","Portfolio","LCA","Greater Bay Area",5,"CAISO","1-in-2","WORST DAY",3,"12","11",54.165573588261452,114.77472983329176,114.77472983329176,0,0]
["A1PortfolioLCAGreater Bay Area5CAISO1-in-2WORST DAY313","A1","Portfolio","LCA","Greater Bay Area",5,"CAISO","1-in-2","WORST DAY",3,"13","12",55.133448199199641,114.94051960456525,114.94051960456525,0,0]
["A1PortfolioLCAGreater Bay Area5CAISO1-in-2WORST DAY314","A1","Portfolio","LCA","Greater Bay Area",5,"CAISO","1-in-2","WORST DAY",3,"14","13",56.299688750555802,115.89484350678124,115.89484350678124,0,0]
["A1PortfolioLCAGreater Bay Area5CAISO1-in-2WORST DAY315","A1","Portfolio","LCA","Greater Bay Area",5,"CAISO","1-in-2","WORST DAY",3,"15","14",56.697976878612714,115.91217532820201,115.91217532820201,0,0]
["A1PortfolioLCAGreater Bay Area5CAISO1-in-2WORST DAY316","A1","Portfolio","LCA","Greater Bay Area",5,"CAISO","1-in-2","WORST DAY",3,"16","15",56.43119164072921,114.56390948080126,114.56390948080126,0,0]
["A1PortfolioLCAGreater Bay Area5CAISO1-in-2WORST DAY317","A1","Portfolio","LCA","Greater Bay Area",5,"CAISO","1-in-2","WORST DAY",3,"17","16",55.218986216096042,112.39978558538012,112.39978558538012,0,0]
["A1PortfolioLCAGreater Bay Area5CAISO1-in-2WORST DAY318","A1","Portfolio","LCA","Greater Bay Area",5,"CAISO","1-in-2","WORST DAY",3,"18","17",53.151789684304134,108.13021695962372,108.13021695962372,0,0]
["A1PortfolioLCAGreater Bay Area5CAISO1-in-2WORST DAY319","A1","Portfolio","LCA","Greater Bay Area",5,"CAISO","1-in-2","WORST DAY",3,"19","18",51.578090262338819,102.25528928005414,102.25528928005414,0,0]
["A1PortfolioLCAGreater Bay Area5CAISO1-in-2WORST DAY320","A1","Portfolio","LCA","Greater Bay Area",5,"CAISO","1-in-2","WORST DAY",3,"20","19",50.797965762561141,99.43004081085185,99.43004081085185,0,0]
["A1PortfolioLCAGreater Bay Area5CAISO1-in-2WORST DAY321","A1","Portfolio","LCA","Greater Bay Area",5,"CAISO","1-in-2","WORST DAY",3,"21","20",50.14895509115162,95.983005055285602,95.983005055285602,0,0]
["A1PortfolioLCAGreater Bay Area5CAISO1-in-2WORST DAY322","A1","Portfolio","LCA","Greater Bay Area",5,"CAISO","1-in-2","WORST DAY",3,"22","21",49.659570920409074,93.001021269375926,93.001021269375926,0,0]
["A1PortfolioLCAGreater Bay Area5CAISO1-in-2WORST DAY323","A1","Portfolio","LCA","Greater Bay Area",5,"CAISO","1-in-2","WORST DAY",3,"23","22",49.153290351267231,89.432164173210495,89.432164173210495,0,0]
["A1PortfolioLCAGreater Bay Area5CAISO1-in-2WORST DAY324","A1","Portfolio","LCA","Greater Bay Area",5,"CAISO","1-in-2","WORST DAY",3,"24","23",48.714150733659402,85.228597895960746,85.228597895960746,0,0]
["A1PortfolioLCAGreater Bay Area5CAISO1-in-2WORST DAY401","A1","Portfolio","LCA","Greater Bay Area",5,"CAISO","1-in-2","WORST DAY",4,"01","24",57.25408388520971,87.157593285419026,87.157593285419026,0,0]
["A1PortfolioLCAGreater Bay Area5CAISO1-in-2WORST DAY402","A1","Portfolio","LCA","Greater Bay Area",5,"CAISO","1-in-2","WORST DAY",4,"02","01",57.54757174392936,85.545044449702004,85.545044449702004,0,0]
["A1PortfolioLCAGreater Bay Area5CAISO1-in-2WORST DAY403","A1","Portfolio","LCA","Greater Bay Area",5,"CAISO","1-in-2","WORST DAY",4,"03","02",56.763024282560707,84.20370928700396,84.20370928700396,0,0]
["A1PortfolioLCAGreater Bay Area5CAISO1-in-2WORST DAY404","A1","Portfolio","LCA","Greater Bay Area",5,"CAISO","1-in-2","WORST DAY",4,"04","03",56.194205298013244,84.162488381594216,84.162488381594216,0,0]
["A1PortfolioLCAGreater Bay Area5CAISO1-in-2WORST DAY405","A1","Portfolio","LCA","Greater Bay Area",5,"CAISO","1-in-2","WORST DAY",4,"05","04",55.641335540838853,85.361059412366771,85.361059412366771,0,0]
["A1PortfolioLCAGreater Bay Area5CAISO1-in-2WORST DAY406","A1","Portfolio","LCA","Greater Bay Area",5,"CAISO","1-in-2","WORST DAY",4,"06","05",55.093322295805741,90.617803949749231,90.617803949749231,0,0]
["A1PortfolioLCAGreater Bay Area5CAISO1-in-2WORST DAY407","A1","Portfolio","LCA","Greater Bay Area",5,"CAISO","1-in-2","WORST DAY",4,"07","06",55.336313465783661,101.06499306734561,101.06499306734561,0,0]
["A1PortfolioLCAGreater Bay Area5CAISO1-in-2WORST DAY408","A1","Portfolio","LCA","Greater Bay Area",5,"CAISO","1-in-2","WORST DAY",4,"08","07",57.567384105960265,108.06693378550064,108.06693378550064,0,0]
["A1PortfolioLCAGreater Bay Area5CAISO1-in-2WORST DAY409","A1","Portfolio","LCA","Greater Bay Area",5,"CAISO","1-in-2","WORST DAY",4,"09","08",60.99950331125828,115.6591266894709,115.6591266894709,0,0]
["A1PortfolioLCAGreater Bay Area5CAISO1-in-2WORST DAY410","A1","Portfolio","LCA","Greater Bay Area",5,"CAISO","1-in-2","WORST DAY",4,"10","09",63.875772626931564,122.03959937023275,122.03959937023275,0,0]
["A1PortfolioLCAGreater Bay Area5CAISO1-in-2WORST DAY411","A1","Portfolio","LCA","Greater Bay Area",5,"CAISO","1-in-2","WORST DAY",4,"11","10",67.256898454746135,124.65298541110609,124.65298541110609,0,0]
["A1PortfolioLCAGreater Bay Area5CAISO1-in-2WORST DAY412","A1","Portfolio","LCA","Greater Bay Area",5,"CAISO","1-in-2","WORST DAY",4,"12","11",70.564017660044144,124.77161567599305,124.77161567599305,0,0]
["A1PortfolioLCAGreater Bay Area5CAISO1-in-2WORST DAY413","A1","Portfolio","LCA","Greater Bay Area",5,"CAISO","1-in-2","WORST DAY",4,"13","12",73.083002207505515,126.11848377349887,126.11848377349887,0,0]
["A1PortfolioLCAGreater Bay Area5CAISO1-in-2WORST DAY414","A1","Portfolio","LCA","Greater Bay Area",5,"CAISO","1-in-2","WORST DAY",4,"14","13",74.899944812362037,127.4487533527889,127.4487533527889,0,0]
["A1PortfolioLCAGreater Bay Area5CAISO1-in-2WORST DAY415","A1","Portfolio","LCA","Greater Bay Area",5,"CAISO","1-in-2","WORST DAY",4,"15","14",75.886203090507721,127.69108183011578,127.69108183011578,0,0]
["A1PortfolioLCAGreater Bay Area5CAISO1-in-2WORST DAY416","A1","Portfolio","LCA","Greater Bay Area",5,"CAISO","1-in-2","WORST DAY",4,"16","15",75.878807947019865,126.83043098161552,126.83043098161552,0,0]
["A1PortfolioLCAGreater Bay Area5CAISO1-in-2WORST DAY417","A1","Portfolio","LCA","Greater Bay Area",5,"CAISO","1-in-2","WORST DAY",4,"17","16",75.042770419426049,124.56463479207578,124.56463479207578,0,0]
["A1PortfolioLCAGreater Bay Area5CAISO1-in-2WORST DAY418","A1","Portfolio","LCA","Greater Bay Area",5,"CAISO","1-in-2","WORST DAY",4,"18","17",73.446799116997795,118.83064960136056,118.83064960136056,0,0]
["A1PortfolioLCAGreater Bay Area5CAISO1-in-2WORST DAY419","A1","Portfolio","LCA","Greater Bay Area",5,"CAISO","1-in-2","WORST DAY",4,"19","18",70.175055187637966,110.5806350106172,110.5806350106172,0,0]
["A1PortfolioLCAGreater Bay Area5CAISO1-in-2WORST DAY420","A1","Portfolio","LCA","Greater Bay Area",5,"CAISO","1-in-2","WORST DAY",4,"20","19",66.313410596026486,106.28047399593241,106.28047399593241,0,0]
["A1PortfolioLCAGreater Bay Area5CAISO1-in-2WORST DAY421","A1","Portfolio","LCA","Greater Bay Area",5,"CAISO","1-in-2","WORST DAY",4,"21","20",63.048399558498893,101.5992460301775,101.5992460301775,0,0]
["A1PortfolioLCAGreater Bay Area5CAISO1-in-2WORST DAY422","A1","Portfolio","LCA","Greater Bay Area",5,"CAISO","1-in-2","WORST DAY",4,"22","21",61.261037527593821,98.078194029020679,98.078194029020679,0,0]
["A1PortfolioLCAGreater Bay Area5CAISO1-in-2WORST DAY423","A1","Portfolio","LCA","Greater Bay Area",5,"CAISO","1-in-2","WORST DAY",4,"23","22",59.942991169977923,94.210368212116734,94.210368212116734,0,0]
["A1PortfolioLCAGreater Bay Area5CAISO1-in-2WORST DAY424","A1","Portfolio","LCA","Greater Bay Area",5,"CAISO","1-in-2","WORST DAY",4,"24","23",58.852483443708607,89.550489212687708,89.550489212687708,0,0]
["A1PortfolioLCAGreater Bay Area5CAISO1-in-2WORST DAY501","A1","Portfolio","LCA","Greater Bay Area",5,"CAISO","1-in-2","WORST DAY",5,"01","24",59.685569285083851,86.586529694569919,86.586529694569919,0,0]
["A1PortfolioLCAGreater Bay Area5CAISO1-in-2WORST DAY502","A1","Portfolio","LCA","Greater Bay Area",5,"CAISO","1-in-2","WORST DAY",5,"02","01",58.451566637246252,85.020498556945569,85.020498556945569,0,0]
["A1PortfolioLCAGreater Bay Area5CAISO1-in-2WORST DAY503","A1","Portfolio","LCA","Greater Bay Area",5,"CAISO","1-in-2","WORST DAY",5,"03","02",57.654015887025594,83.742551819450128,83.742551819450128,0,0]
["A1PortfolioLCAGreater Bay Area5CAISO1-in-2WORST DAY504","A1","Portfolio","LCA","Greater Bay Area",5,"CAISO","1-in-2","WORST DAY",5,"04","03",57.232899382171226,83.723512317409899,83.723512317409899,0,0]
["A1PortfolioLCAGreater Bay Area5CAISO1-in-2WORST DAY505","A1","Portfolio","LCA","Greater Bay Area",5,"CAISO","1-in-2","WORST DAY",5,"05","04",56.721701235657548,84.904562294982952,84.904562294982952,0,0]
["A1PortfolioLCAGreater Bay Area5CAISO1-in-2WORST DAY506","A1","Portfolio","LCA","Greater Bay Area",5,"CAISO","1-in-2","WORST DAY",5,"06","05",56.457910414827893,90.10216622605644,90.10216622605644,0,0]
["A1PortfolioLCAGreater Bay Area5CAISO1-in-2WORST DAY507","A1","Portfolio","LCA","Greater Bay Area",5,"CAISO","1-in-2","WORST DAY",5,"07","06",56.66819285083848,100.38128004968166,100.38128004968166,0,0]
["A1PortfolioLCAGreater Bay Area5CAISO1-in-2WORST DAY508","A1","Portfolio","LCA","Greater Bay Area",5,"CAISO","1-in-2","WORST DAY",5,"08","07",57.786407766990294,107.06611821858996,107.06611821858996,0,0]
["A1PortfolioLCAGreater Bay Area5CAISO1-in-2WORST DAY509","A1","Portfolio","LCA","Greater Bay Area",5,"CAISO","1-in-2","WORST DAY",5,"09","08",60.074966902030006,114.50859154622742,114.50859154622742,0,0]
["A1PortfolioLCAGreater Bay Area5CAISO1-in-2WORST DAY510","A1","Portfolio","LCA","Greater Bay Area",5,"CAISO","1-in-2","WORST DAY",5,"10","09",62.589530008826124,120.74453601093811,120.74453601093811,0,0]
["A1PortfolioLCAGreater Bay Area5CAISO1-in-2WORST DAY511","A1","Portfolio","LCA","Greater Bay Area",5,"CAISO","1-in-2","WORST DAY",5,"11","10",65.238801853486322,123.21734775581774,123.21734775581774,0,0]
["A1PortfolioLCAGreater Bay Area5CAISO1-in-2WORST DAY512","A1","Portfolio","LCA","Greater Bay Area",5,"CAISO","1-in-2","WORST DAY",5,"12","11",67.447484554280678,123.09956023306154,123.09956023306154,0,0]
["A1PortfolioLCAGreater Bay Area5CAISO1-in-2WORST DAY513","A1","Portfolio","LCA","Greater Bay Area",5,"CAISO","1-in-2","WORST DAY",5,"13","12",69.382557369814648,124.22184986015495,124.22184986015495,0,0]
["A1PortfolioLCAGreater Bay Area5CAISO1-in-2WORST DAY514","A1","Portfolio","LCA","Greater Bay Area",5,"CAISO","1-in-2","WORST DAY",5,"14","13",71.225011032656667,125.47526523591877,125.47526523591877,0,0]
["A1PortfolioLCAGreater Bay Area5CAISO1-in-2WORST DAY515","A1","Portfolio","LCA","Greater Bay Area",5,"CAISO","1-in-2","WORST DAY",5,"15","14",72.962268314210064,125.70747135311287,125.70747135311287,0,0]
["A1PortfolioLCAGreater Bay Area5CAISO1-in-2WORST DAY516","A1","Portfolio","LCA","Greater Bay Area",5,"CAISO","1-in-2","WORST DAY",5,"16","15",73.677736098852606,124.99845421829797,124.99845421829797,0,0]
["A1PortfolioLCAGreater Bay Area5CAISO1-in-2WORST DAY517","A1","Portfolio","LCA","Greater Bay Area",5,"CAISO","1-in-2","WORST DAY",5,"17","16",73.078000882612528,122.81214851795943,122.81214851795943,0,0]
["A1PortfolioLCAGreater Bay Area5CAISO1-in-2WORST DAY518","A1","Portfolio","LCA","Greater Bay Area",5,"CAISO","1-in-2","WORST DAY",5,"18","17",71.389673433362759,117.43509006383192,116.54271600809069,-0.89237530892410721,1.5885407337918878E-3]
["A1PortfolioLCAGreater Bay Area5CAISO1-in-2WORST DAY519","A1","Portfolio","LCA","Greater Bay Area",5,"CAISO","1-in-2","WORST DAY",5,"19","18",68.745476610767867,109.59069971224689,108.75793102558535,-0.83276670092327598,1.4728918904438615E-3]
["A1PortfolioLCAGreater Bay Area5CAISO1-in-2WORST DAY520","A1","Portfolio","LCA","Greater Bay Area",5,"CAISO","1-in-2","WORST DAY",5,"20","19",65.894803618711393,105.48420158884795,104.6826382585442,-0.80156189664731436,1.3961904915049672E-3]
["A1PortfolioLCAGreater Bay Area5CAISO1-in-2WORST DAY521","A1","Portfolio","LCA","Greater Bay Area",5,"CAISO","1-in-2","WORST DAY",5,"21","20",63.110216240070606,100.9381039707485,100.17108996607041,-0.7670166670716313,1.3592549366876483E-3]
["A1PortfolioLCAGreater Bay Area5CAISO1-in-2WORST DAY522","A1","Portfolio","LCA","Greater Bay Area",5,"CAISO","1-in-2","WORST DAY",5,"22","21",61.067464695498678,97.508088280906321,96.767134376245053,-0.74095236318091806,1.3205825816839933E-3]
["A1PortfolioLCAGreater Bay Area5CAISO1-in-2WORST DAY523","A1","Portfolio","LCA","Greater Bay Area",5,"CAISO","1-in-2","WORST DAY",5,"23","22",59.747241835834068,93.652590093524296,93.652590093524296,0,0]
["A1PortfolioLCAGreater Bay Area5CAISO1-in-2WORST DAY524","A1","Portfolio","LCA","Greater Bay Area",5,"CAISO","1-in-2","WORST DAY",5,"24","23",59.011749779346864,89.023404836667808,89.023404836667808,0,0]
["A1PortfolioLCAGreater Bay Area5CAISO1-in-2WORST DAY601","A1","Portfolio","LCA","Greater Bay Area",5,"CAISO","1-in-2","WORST DAY",6,"01","24",65.622471416007031,86.587521638331339,86.587521638331339,0,0]
["A1PortfolioLCAGreater Bay Area5CAISO1-in-2WORST DAY602","A1","Portfolio","LCA","Greater Bay Area",5,"CAISO","1-in-2","WORST DAY",6,"02","01",63.859553649956027,84.702238024421291,84.702238024421291,0,0]
["A1PortfolioLCAGreater Bay Area5CAISO1-in-2WORST DAY603","A1","Portfolio","LCA","Greater Bay Area",5,"CAISO","1-in-2","WORST DAY",6,"03","02",62.709102902374667,82.798973506403371,82.798973506403371,0,0]
["A1PortfolioLCAGreater Bay Area5CAISO1-in-2WORST DAY604","A1","Portfolio","LCA","Greater Bay Area",5,"CAISO","1-in-2","WORST DAY",6,"04","03",61.626264291996485,83.305183837784938,83.305183837784938,0,0]
["A1PortfolioLCAGreater Bay Area5CAISO1-in-2WORST DAY605","A1","Portfolio","LCA","Greater Bay Area",5,"CAISO","1-in-2","WORST DAY",6,"05","04",60.913533421284079,84.727929973232719,84.727929973232719,0,0]
["A1PortfolioLCAGreater Bay Area5CAISO1-in-2WORST DAY606","A1","Portfolio","LCA","Greater Bay Area",5,"CAISO","1-in-2","WORST DAY",6,"06","05",60.437939753737908,90.573170200514497,90.573170200514497,0,0]
["A1PortfolioLCAGreater Bay Area5CAISO1-in-2WORST DAY607","A1","Portfolio","LCA","Greater Bay Area",5,"CAISO","1-in-2","WORST DAY",6,"07","06",61.216853562005277,102.70195272674975,102.70195272674975,0,0]
["A1PortfolioLCAGreater Bay Area5CAISO1-in-2WORST DAY608","A1","Portfolio","LCA","Greater Bay Area",5,"CAISO","1-in-2","WORST DAY",6,"08","07",64.686895338610384,111.07631680371998,111.07631680371998,0,0]
["A1PortfolioLCAGreater Bay Area5CAISO1-in-2WORST DAY609","A1","Portfolio","LCA","Greater Bay Area",5,"CAISO","1-in-2","WORST DAY",6,"09","08",68.50736587510994,120.49267791556285,120.49267791556285,0,0]
["A1PortfolioLCAGreater Bay Area5CAISO1-in-2WORST DAY610","A1","Portfolio","LCA","Greater Bay Area",5,"CAISO","1-in-2","WORST DAY",6,"10","09",72.14676781002639,127.9027703949623,127.9027703949623,0,0]
["A1PortfolioLCAGreater Bay Area5CAISO1-in-2WORST DAY611","A1","Portfolio","LCA","Greater Bay Area",5,"CAISO","1-in-2","WORST DAY",6,"11","10",75.718722515391377,131.64979572248177,131.64979572248177,0,0]
["A1PortfolioLCAGreater Bay Area5CAISO1-in-2WORST DAY612","A1","Portfolio","LCA","Greater Bay Area",5,"CAISO","1-in-2","WORST DAY",6,"12","11",79.501594107299908,133.23786113786667,133.23786113786667,0,0]
["A1PortfolioLCAGreater Bay Area5CAISO1-in-2WORST DAY613","A1","Portfolio","LCA","Greater Bay Area",5,"CAISO","1-in-2","WORST DAY",6,"13","12",82.560466138962184,136.8121861322679,136.8121861322679,0,0]
["A1PortfolioLCAGreater Bay Area5CAISO1-in-2WORST DAY614","A1","Portfolio","LCA","Greater Bay Area",5,"CAISO","1-in-2","WORST DAY",6,"14","13",84.455474934036943,139.39997950605164,139.39997950605164,0,0]
["A1PortfolioLCAGreater Bay Area5CAISO1-in-2WORST DAY615","A1","Portfolio","LCA","Greater Bay Area",5,"CAISO","1-in-2","WORST DAY",6,"15","14",85.723449868073885,140.44791458085794,140.44791458085794,0,0]
["A1PortfolioLCAGreater Bay Area5CAISO1-in-2WORST DAY616","A1","Portfolio","LCA","Greater Bay Area",5,"CAISO","1-in-2","WORST DAY",6,"16","15",85.829155672823219,142.61170520930304,142.61170520930304,0,0]
["A1PortfolioLCAGreater Bay Area5CAISO1-in-2WORST DAY617","A1","Portfolio","LCA","Greater Bay Area",5,"CAISO","1-in-2","WORST DAY",6,"17","16",84.979441512752857,141.03754846407011,139.96581935883879,-1.0717275894890812,1.8929006764665246E-3]
["A1PortfolioLCAGreater Bay Area5CAISO1-in-2WORST DAY618","A1","Portfolio","LCA","Greater Bay Area",5,"CAISO","1-in-2","WORST DAY",6,"18","17",83.228781882145995,133.88003687354799,132.86269930981447,-1.0173384892577535,1.7962999409064651E-3]
["A1PortfolioLCAGreater Bay Area5CAISO1-in-2WORST DAY619","A1","Portfolio","LCA","Greater Bay Area",5,"CAISO","1-in-2","WORST DAY",6,"19","18",80.040237467018471,121.98566202107709,121.05870935748099,-0.92695455974899232,1.6278000548481941E-3]
["A1PortfolioLCAGreater Bay Area5CAISO1-in-2WORST DAY620","A1","Portfolio","LCA","Greater Bay Area",5,"CAISO","1-in-2","WORST DAY",6,"20","19",76.578111257695696,114.359631460871,113.49062779426522,-0.86900525071431711,1.5321619575843215E-3]
["A1PortfolioLCAGreater Bay Area5CAISO1-in-2WORST DAY621","A1","Portfolio","LCA","Greater Bay Area",5,"CAISO","1-in-2","WORST DAY",6,"21","20",71.862302110817936,108.32739856843112,107.50422904249231,-0.82316701278418525,1.4694923302158713E-3]
["A1PortfolioLCAGreater Bay Area5CAISO1-in-2WORST DAY622","A1","Portfolio","LCA","Greater Bay Area",5,"CAISO","1-in-2","WORST DAY",6,"22","21",68.383300351802987,104.25372731950374,104.25372731950374,0,0]
["A1PortfolioLCAGreater Bay Area5CAISO1-in-2WORST DAY623","A1","Portfolio","LCA","Greater Bay Area",5,"CAISO","1-in-2","WORST DAY",6,"23","22",66.512587950747587,99.504511555520821,99.504511555520821,0,0]
["A1PortfolioLCAGreater Bay Area5CAISO1-in-2WORST DAY624","A1","Portfolio","LCA","Greater Bay Area",5,"CAISO","1-in-2","WORST DAY",6,"24","23",64.776934916446791,93.979083600477793,93.979083600477793,0,0]
["A1PortfolioLCAGreater Bay Area5CAISO1-in-2WORST DAY701","A1","Portfolio","LCA","Greater Bay Area",5,"CAISO","1-in-2","WORST DAY",7,"01","24",63.175063911376228,84.278797101900835,84.278797101900835,0,0]
["A1PortfolioLCAGreater Bay Area5CAISO1-in-2WORST DAY702","A1","Portfolio","LCA","Greater Bay Area",5,"CAISO","1-in-2","WORST DAY",7,"02","01",62.312153813378778,82.511027631781985,82.511027631781985,0,0]
["A1PortfolioLCAGreater Bay Area5CAISO1-in-2WORST DAY703","A1","Portfolio","LCA","Greater Bay Area",5,"CAISO","1-in-2","WORST DAY",7,"03","02",61.886983383042178,80.83032484066247,80.83032484066247,0,0]
["A1PortfolioLCAGreater Bay Area5CAISO1-in-2WORST DAY704","A1","Portfolio","LCA","Greater Bay Area",5,"CAISO","1-in-2","WORST DAY",7,"04","03",61.435023434171285,81.14611239963051,81.14611239963051,0,0]
["A1PortfolioLCAGreater Bay Area5CAISO1-in-2WORST DAY705","A1","Portfolio","LCA","Greater Bay Area",5,"CAISO","1-in-2","WORST DAY",7,"05","04",61.256284618662121,82.486590202140661,82.486590202140661,0,0]
["A1PortfolioLCAGreater Bay Area5CAISO1-in-2WORST DAY706","A1","Portfolio","LCA","Greater Bay Area",5,"CAISO","1-in-2","WORST DAY",7,"06","05",61.071207925010654,88.04488036808533,88.04488036808533,0,0]
["A1PortfolioLCAGreater Bay Area5CAISO1-in-2WORST DAY707","A1","Portfolio","LCA","Greater Bay Area",5,"CAISO","1-in-2","WORST DAY",7,"07","06",61.208457605453773,99.400899692042913,99.400899692042913,0,0]
["A1PortfolioLCAGreater Bay Area5CAISO1-in-2WORST DAY708","A1","Portfolio","LCA","Greater Bay Area",5,"CAISO","1-in-2","WORST DAY",7,"08","07",62.626491265445246,107.22451163195375,107.22451163195375,0,0]
["A1PortfolioLCAGreater Bay Area5CAISO1-in-2WORST DAY709","A1","Portfolio","LCA","Greater Bay Area",5,"CAISO","1-in-2","WORST DAY",7,"09","08",65.070089475926721,115.753966304397,115.753966304397,0,0]
["A1PortfolioLCAGreater Bay Area5CAISO1-in-2WORST DAY710","A1","Portfolio","LCA","Greater Bay Area",5,"CAISO","1-in-2","WORST DAY",7,"10","09",67.829782701320838,122.54135022272087,122.54135022272087,0,0]
["A1PortfolioLCAGreater Bay Area5CAISO1-in-2WORST DAY711","A1","Portfolio","LCA","Greater Bay Area",5,"CAISO","1-in-2","WORST DAY",7,"11","10",71.030464422667237,125.74483387153811,125.74483387153811,0,0]
["A1PortfolioLCAGreater Bay Area5CAISO1-in-2WORST DAY712","A1","Portfolio","LCA","Greater Bay Area",5,"CAISO","1-in-2","WORST DAY",7,"12","11",73.891616957818485,126.83944950606094,126.83944950606094,0,0]
["A1PortfolioLCAGreater Bay Area5CAISO1-in-2WORST DAY713","A1","Portfolio","LCA","Greater Bay Area",5,"CAISO","1-in-2","WORST DAY",7,"13","12",76.350553898593944,129.5547173666761,129.5547173666761,0,0]
["A1PortfolioLCAGreater Bay Area5CAISO1-in-2WORST DAY714","A1","Portfolio","LCA","Greater Bay Area",5,"CAISO","1-in-2","WORST DAY",7,"14","13",78.221612697060081,131.66884219073771,131.66884219073771,0,0]
["A1PortfolioLCAGreater Bay Area5CAISO1-in-2WORST DAY715","A1","Portfolio","LCA","Greater Bay Area",5,"CAISO","1-in-2","WORST DAY",7,"15","14",79.065775458031524,132.44657443414914,132.44657443414914,0,0]
["A1PortfolioLCAGreater Bay Area5CAISO1-in-2WORST DAY716","A1","Portfolio","LCA","Greater Bay Area",5,"CAISO","1-in-2","WORST DAY",7,"16","15",79.308851725607155,133.54673950723958,133.54673950723958,0,0]
["A1PortfolioLCAGreater Bay Area5CAISO1-in-2WORST DAY717","A1","Portfolio","LCA","Greater Bay Area",5,"CAISO","1-in-2","WORST DAY",7,"17","16",78.822912228376651,131.77333062870684,130.77200258391483,-1.0013298649912974,1.7669068183749914E-3]
["A1PortfolioLCAGreater Bay Area5CAISO1-in-2WORST DAY718","A1","Portfolio","LCA","Greater Bay Area",5,"CAISO","1-in-2","WORST DAY",7,"18","17",77.618076267575631,125.30884221950438,124.35663763229574,-0.95220701665366347,1.6815444687381387E-3]
["A1PortfolioLCAGreater Bay Area5CAISO1-in-2WORST DAY719","A1","Portfolio","LCA","Greater Bay Area",5,"CAISO","1-in-2","WORST DAY",7,"19","18",75.750106518960379,114.92681532084916,114.05350138834298,-0.87331519693729054,1.5376516385003924E-3]
["A1PortfolioLCAGreater Bay Area5CAISO1-in-2WORST DAY720","A1","Portfolio","LCA","Greater Bay Area",5,"CAISO","1-in-2","WORST DAY",7,"20","19",72.993342564976572,108.61777148901477,107.79240015950363,-0.82537352111572293,1.4538771938532591E-3]
["A1PortfolioLCAGreater Bay Area5CAISO1-in-2WORST DAY721","A1","Portfolio","LCA","Greater Bay Area",5,"CAISO","1-in-2","WORST DAY",7,"21","20",69.98455475074563,103.23130720472864,102.44686639937483,-0.78444244879322511,1.4060991816222668E-3]
["A1PortfolioLCAGreater Bay Area5CAISO1-in-2WORST DAY722","A1","Portfolio","LCA","Greater Bay Area",5,"CAISO","1-in-2","WORST DAY",7,"22","21",67.718576906689393,99.438896826075961,99.438896826075961,0,0]
["A1PortfolioLCAGreater Bay Area5CAISO1-in-2WORST DAY723","A1","Portfolio","LCA","Greater Bay Area",5,"CAISO","1-in-2","WORST DAY",7,"23","22",66.354761397528762,95.052473729031107,95.052473729031107,0,0]
["A1PortfolioLCAGreater Bay Area5CAISO1-in-2WORST DAY724","A1","Portfolio","LCA","Greater Bay Area",5,"CAISO","1-in-2","WORST DAY",7,"24","23",65.435076693651467,89.920933615478191,89.920933615478191,0,0]
["A1PortfolioLCAGreater Bay Area5CAISO1-in-2WORST DAY801","A1","Portfolio","LCA","Greater Bay Area",5,"CAISO","1-in-2","WORST DAY",8,"01","24",62.233629707112968,86.139435083584303,86.139435083584303,0,0]
["A1PortfolioLCAGreater Bay Area5CAISO1-in-2WORST DAY802","A1","Portfolio","LCA","Greater Bay Area",5,"CAISO","1-in-2","WORST DAY",8,"02","01",61.570031380753136,84.330288428005815,84.330288428005815,0,0]
["A1PortfolioLCAGreater Bay Area5CAISO1-in-2WORST DAY803","A1","Portfolio","LCA","Greater Bay Area",5,"CAISO","1-in-2","WORST DAY",8,"03","02",61.030857740585773,82.652984265054116,82.652984265054116,0,0]
["A1PortfolioLCAGreater Bay Area5CAISO1-in-2WORST DAY804","A1","Portfolio","LCA","Greater Bay Area",5,"CAISO","1-in-2","WORST DAY",8,"04","03",60.485094142259413,82.816987889194593,82.816987889194593,0,0]
["A1PortfolioLCAGreater Bay Area5CAISO1-in-2WORST DAY805","A1","Portfolio","LCA","Greater Bay Area",5,"CAISO","1-in-2","WORST DAY",8,"05","04",60.193723849372383,84.133097136457096,84.133097136457096,0,0]
["A1PortfolioLCAGreater Bay Area5CAISO1-in-2WORST DAY806","A1","Portfolio","LCA","Greater Bay Area",5,"CAISO","1-in-2","WORST DAY",8,"06","05",59.883995815899581,89.65507454392052,89.65507454392052,0,0]
["A1PortfolioLCAGreater Bay Area5CAISO1-in-2WORST DAY807","A1","Portfolio","LCA","Greater Bay Area",5,"CAISO","1-in-2","WORST DAY",8,"07","06",59.750627615062761,101.03333309180567,101.03333309180567,0,0]
["A1PortfolioLCAGreater Bay Area5CAISO1-in-2WORST DAY808","A1","Portfolio","LCA","Greater Bay Area",5,"CAISO","1-in-2","WORST DAY",8,"08","07",60.889435146443518,109.03216005607379,109.03216005607379,0,0]
["A1PortfolioLCAGreater Bay Area5CAISO1-in-2WORST DAY809","A1","Portfolio","LCA","Greater Bay Area",5,"CAISO","1-in-2","WORST DAY",8,"09","08",63.823901673640165,117.68881418953131,117.68881418953131,0,0]
["A1PortfolioLCAGreater Bay Area5CAISO1-in-2WORST DAY810","A1","Portfolio","LCA","Greater Bay Area",5,"CAISO","1-in-2","WORST DAY",8,"10","09",67.030177824267781,124.92167371885547,124.92167371885547,0,0]
["A1PortfolioLCAGreater Bay Area5CAISO1-in-2WORST DAY811","A1","Portfolio","LCA","Greater Bay Area",5,"CAISO","1-in-2","WORST DAY",8,"11","10",70.453608786610872,128.53875577356277,128.53875577356277,0,0]
["A1PortfolioLCAGreater Bay Area5CAISO1-in-2WORST DAY812","A1","Portfolio","LCA","Greater Bay Area",5,"CAISO","1-in-2","WORST DAY",8,"12","11",74.06087866108787,129.64281804303494,129.64281804303494,0,0]
["A1PortfolioLCAGreater Bay Area5CAISO1-in-2WORST DAY813","A1","Portfolio","LCA","Greater Bay Area",5,"CAISO","1-in-2","WORST DAY",8,"13","12",77.074267782426773,132.40413990941008,132.40413990941008,0,0]
["A1PortfolioLCAGreater Bay Area5CAISO1-in-2WORST DAY814","A1","Portfolio","LCA","Greater Bay Area",5,"CAISO","1-in-2","WORST DAY",8,"14","13",79.972437238493725,134.35044813400532,134.35044813400532,0,0]
["A1PortfolioLCAGreater Bay Area5CAISO1-in-2WORST DAY815","A1","Portfolio","LCA","Greater Bay Area",5,"CAISO","1-in-2","WORST DAY",8,"15","14",82.213179916317998,134.99068658774618,134.99068658774618,0,0]
["A1PortfolioLCAGreater Bay Area5CAISO1-in-2WORST DAY816","A1","Portfolio","LCA","Greater Bay Area",5,"CAISO","1-in-2","WORST DAY",8,"16","15",82.992311715481165,135.34477996655338,135.34477996655338,0,0]
["A1PortfolioLCAGreater Bay Area5CAISO1-in-2WORST DAY817","A1","Portfolio","LCA","Greater Bay Area",5,"CAISO","1-in-2","WORST DAY",8,"17","16",82.471077405857741,133.30064187056101,132.28770625879326,-1.012935732404904,1.747867907397449E-3]
["A1PortfolioLCAGreater Bay Area5CAISO1-in-2WORST DAY818","A1","Portfolio","LCA","Greater Bay Area",5,"CAISO","1-in-2","WORST DAY",8,"18","17",80.625418410041846,126.35746595662508,125.39729332643323,-0.96017537765335448,1.6561972443014383E-3]
["A1PortfolioLCAGreater Bay Area5CAISO1-in-2WORST DAY819","A1","Portfolio","LCA","Greater Bay Area",5,"CAISO","1-in-2","WORST DAY",8,"19","18",78.259152719665266,115.76614394120591,114.88645051869887,-0.87969316247739604,1.5040026046335697E-3]
["A1PortfolioLCAGreater Bay Area5CAISO1-in-2WORST DAY820","A1","Portfolio","LCA","Greater Bay Area",5,"CAISO","1-in-2","WORST DAY",8,"20","19",74.431014644351464,109.69307246794261,108.85952761824161,-0.83354462118172501,1.4175157994031906E-3]
["A1PortfolioLCAGreater Bay Area5CAISO1-in-2WORST DAY821","A1","Portfolio","LCA","Greater Bay Area",5,"CAISO","1-in-2","WORST DAY",8,"21","20",71.417730125523008,104.06780777804273,103.27700916950174,-0.79079888660760755,1.3640481047332287E-3]
["A1PortfolioLCAGreater Bay Area5CAISO1-in-2WORST DAY822","A1","Portfolio","LCA","Greater Bay Area",5,"CAISO","1-in-2","WORST DAY",8,"22","21",69.938336820083677,100.19748262443802,100.19748262443802,0,0]
["A1PortfolioLCAGreater Bay Area5CAISO1-in-2WORST DAY823","A1","Portfolio","LCA","Greater Bay Area",5,"CAISO","1-in-2","WORST DAY",8,"23","22",68.277092050209205,95.936569066626262,95.936569066626262,0,0]
["A1PortfolioLCAGreater Bay Area5CAISO1-in-2WORST DAY824","A1","Portfolio","LCA","Greater Bay Area",5,"CAISO","1-in-2","WORST DAY",8,"24","23",67.162290794979086,90.844876036110279,90.844876036110279,0,0]
["A1PortfolioLCAGreater Bay Area5CAISO1-in-2WORST DAY901","A1","Portfolio","LCA","Greater Bay Area",5,"CAISO","1-in-2","WORST DAY",9,"01","24",63.361196006519968,86.504213618061456,86.504213618061456,0,0]
["A1PortfolioLCAGreater Bay Area5CAISO1-in-2WORST DAY902","A1","Portfolio","LCA","Greater Bay Area",5,"CAISO","1-in-2","WORST DAY",9,"02","01",62.664629176854113,84.731355535918453,84.731355535918453,0,0]
["A1PortfolioLCAGreater Bay Area5CAISO1-in-2WORST DAY903","A1","Portfolio","LCA","Greater Bay Area",5,"CAISO","1-in-2","WORST DAY",9,"03","02",61.86812347188264,83.112839508112501,83.112839508112501,0,0]
["A1PortfolioLCAGreater Bay Area5CAISO1-in-2WORST DAY904","A1","Portfolio","LCA","Greater Bay Area",5,"CAISO","1-in-2","WORST DAY",9,"04","03",61.210574572127136,83.160326767582276,83.160326767582276,0,0]
["A1PortfolioLCAGreater Bay Area5CAISO1-in-2WORST DAY905","A1","Portfolio","LCA","Greater Bay Area",5,"CAISO","1-in-2","WORST DAY",9,"05","04",60.744040342298291,84.42617638514794,84.42617638514794,0,0]
["A1PortfolioLCAGreater Bay Area5CAISO1-in-2WORST DAY906","A1","Portfolio","LCA","Greater Bay Area",5,"CAISO","1-in-2","WORST DAY",9,"06","05",60.234158516707417,89.903520522036487,89.903520522036487,0,0]
["A1PortfolioLCAGreater Bay Area5CAISO1-in-2WORST DAY907","A1","Portfolio","LCA","Greater Bay Area",5,"CAISO","1-in-2","WORST DAY",9,"07","06",59.85920945395273,101.15682687172583,101.15682687172583,0,0]
["A1PortfolioLCAGreater Bay Area5CAISO1-in-2WORST DAY908","A1","Portfolio","LCA","Greater Bay Area",5,"CAISO","1-in-2","WORST DAY",9,"08","07",61.244906275468622,109.09076312064104,109.09076312064104,0,0]
["A1PortfolioLCAGreater Bay Area5CAISO1-in-2WORST DAY909","A1","Portfolio","LCA","Greater Bay Area",5,"CAISO","1-in-2","WORST DAY",9,"09","08",63.740933170334145,117.60961292106005,117.60961292106005,0,0]
["A1PortfolioLCAGreater Bay Area5CAISO1-in-2WORST DAY910","A1","Portfolio","LCA","Greater Bay Area",5,"CAISO","1-in-2","WORST DAY",9,"10","09",66.185513447432768,124.83166630732498,124.83166630732498,0,0]
["A1PortfolioLCAGreater Bay Area5CAISO1-in-2WORST DAY911","A1","Portfolio","LCA","Greater Bay Area",5,"CAISO","1-in-2","WORST DAY",9,"11","10",69.089802363488189,128.36571016352693,128.36571016352693,0,0]
["A1PortfolioLCAGreater Bay Area5CAISO1-in-2WORST DAY912","A1","Portfolio","LCA","Greater Bay Area",5,"CAISO","1-in-2","WORST DAY",9,"12","11",72.540036674816619,129.28106742187691,129.28106742187691,0,0]
["A1PortfolioLCAGreater Bay Area5CAISO1-in-2WORST DAY913","A1","Portfolio","LCA","Greater Bay Area",5,"CAISO","1-in-2","WORST DAY",9,"13","12",75.693510594947028,131.71351260470246,131.71351260470246,0,0]
["A1PortfolioLCAGreater Bay Area5CAISO1-in-2WORST DAY914","A1","Portfolio","LCA","Greater Bay Area",5,"CAISO","1-in-2","WORST DAY",9,"14","13",78.282243276283623,133.4360945804535,133.4360945804535,0,0]
["A1PortfolioLCAGreater Bay Area5CAISO1-in-2WORST DAY915","A1","Portfolio","LCA","Greater Bay Area",5,"CAISO","1-in-2","WORST DAY",9,"15","14",80.217654849225752,133.92758084486292,133.92758084486292,0,0]
["A1PortfolioLCAGreater Bay Area5CAISO1-in-2WORST DAY916","A1","Portfolio","LCA","Greater Bay Area",5,"CAISO","1-in-2","WORST DAY",9,"16","15",81.232477587612067,133.60447868052643,133.60447868052643,0,0]
["A1PortfolioLCAGreater Bay Area5CAISO1-in-2WORST DAY917","A1","Portfolio","LCA","Greater Bay Area",5,"CAISO","1-in-2","WORST DAY",9,"17","16",80.932253463732678,131.39570127579384,130.39724108109215,-0.99846031021669479,1.6683025751262903E-3]
["A1PortfolioLCAGreater Bay Area5CAISO1-in-2WORST DAY918","A1","Portfolio","LCA","Greater Bay Area",5,"CAISO","1-in-2","WORST DAY",9,"18","17",78.680521597392016,124.422231260678,123.47675843438485,-0.9454697743887438,1.5813477803021669E-3]
["A1PortfolioLCAGreater Bay Area5CAISO1-in-2WORST DAY919","A1","Portfolio","LCA","Greater Bay Area",5,"CAISO","1-in-2","WORST DAY",9,"19","18",75.649551752241237,114.18454667124306,113.3168735581753,-0.8676748095891843,1.4401655644178391E-3]
["A1PortfolioLCAGreater Bay Area5CAISO1-in-2WORST DAY920","A1","Portfolio","LCA","Greater Bay Area",5,"CAISO","1-in-2","WORST DAY",9,"20","19",71.92853504482477,108.62186140672114,107.79645553791096,-0.82540462259449876,1.3596431817859411E-3]
["A1PortfolioLCAGreater Bay Area5CAISO1-in-2WORST DAY921","A1","Portfolio","LCA","Greater Bay Area",5,"CAISO","1-in-2","WORST DAY",9,"21","20",69.147921760391199,103.11994926309625,102.33635258884719,-0.78359623687061353,1.3132838066667318E-3]
["A1PortfolioLCAGreater Bay Area5CAISO1-in-2WORST DAY922","A1","Portfolio","LCA","Greater Bay Area",5,"CAISO","1-in-2","WORST DAY",9,"22","21",67.673186634066823,99.200141603201502,99.200141603201502,0,0]
["A1PortfolioLCAGreater Bay Area5CAISO1-in-2WORST DAY923","A1","Portfolio","LCA","Greater Bay Area",5,"CAISO","1-in-2","WORST DAY",9,"23","22",66.449011817440919,95.097752895640369,95.097752895640369,0,0]
["A1PortfolioLCAGreater Bay Area5CAISO1-in-2WORST DAY924","A1","Portfolio","LCA","Greater Bay Area",5,"CAISO","1-in-2","WORST DAY",9,"24","23",65.241493480032602,90.138295157930187,90.138295157930187,0,0]
["A1PortfolioLCAGreater Bay Area5CAISO1-in-2WORST DAY1001","A1","Portfolio","LCA","Greater Bay Area",5,"CAISO","1-in-2","WORST DAY",10,"01","24",63.065884476534293,86.336396246873562,86.336396246873562,0,0]
["A1PortfolioLCAGreater Bay Area5CAISO1-in-2WORST DAY1002","A1","Portfolio","LCA","Greater Bay Area",5,"CAISO","1-in-2","WORST DAY",10,"02","01",60.806809065383071,84.572842729567427,84.572842729567427,0,0]
["A1PortfolioLCAGreater Bay Area5CAISO1-in-2WORST DAY1003","A1","Portfolio","LCA","Greater Bay Area",5,"CAISO","1-in-2","WORST DAY",10,"03","02",59.889791415964702,83.03443677506435,83.03443677506435,0,0]
["A1PortfolioLCAGreater Bay Area5CAISO1-in-2WORST DAY1004","A1","Portfolio","LCA","Greater Bay Area",5,"CAISO","1-in-2","WORST DAY",10,"04","03",59.043672282390695,82.963437789614019,82.963437789614019,0,0]
["A1PortfolioLCAGreater Bay Area5CAISO1-in-2WORST DAY1005","A1","Portfolio","LCA","Greater Bay Area",5,"CAISO","1-in-2","WORST DAY",10,"05","04",58.172533092659449,84.180722322334404,84.180722322334404,0,0]
["A1PortfolioLCAGreater Bay Area5CAISO1-in-2WORST DAY1006","A1","Portfolio","LCA","Greater Bay Area",5,"CAISO","1-in-2","WORST DAY",10,"06","05",57.578068592057761,89.589769986777526,89.589769986777526,0,0]
["A1PortfolioLCAGreater Bay Area5CAISO1-in-2WORST DAY1007","A1","Portfolio","LCA","Greater Bay Area",5,"CAISO","1-in-2","WORST DAY",10,"07","06",57.27271359807461,100.6422798457009,100.6422798457009,0,0]
["A1PortfolioLCAGreater Bay Area5CAISO1-in-2WORST DAY1008","A1","Portfolio","LCA","Greater Bay Area",5,"CAISO","1-in-2","WORST DAY",10,"08","07",57.581979542719615,108.44188644031995,108.44188644031995,0,0]
["A1PortfolioLCAGreater Bay Area5CAISO1-in-2WORST DAY1009","A1","Portfolio","LCA","Greater Bay Area",5,"CAISO","1-in-2","WORST DAY",10,"09","08",61.160148415563576,116.84667989183659,116.84667989183659,0,0]
["A1PortfolioLCAGreater Bay Area5CAISO1-in-2WORST DAY1010","A1","Portfolio","LCA","Greater Bay Area",5,"CAISO","1-in-2","WORST DAY",10,"10","09",65.809767348576017,124.15783276503649,124.15783276503649,0,0]
["A1PortfolioLCAGreater Bay Area5CAISO1-in-2WORST DAY1011","A1","Portfolio","LCA","Greater Bay Area",5,"CAISO","1-in-2","WORST DAY",10,"11","10",70.066486161251504,127.80057462315888,127.80057462315888,0,0]
["A1PortfolioLCAGreater Bay Area5CAISO1-in-2WORST DAY1012","A1","Portfolio","LCA","Greater Bay Area",5,"CAISO","1-in-2","WORST DAY",10,"12","11",73.793120738066591,128.47950711597701,128.47950711597701,0,0]
["A1PortfolioLCAGreater Bay Area5CAISO1-in-2WORST DAY1013","A1","Portfolio","LCA","Greater Bay Area",5,"CAISO","1-in-2","WORST DAY",10,"13","12",77.506768953068587,130.75784305611913,130.75784305611913,0,0]
["A1PortfolioLCAGreater Bay Area5CAISO1-in-2WORST DAY1014","A1","Portfolio","LCA","Greater Bay Area",5,"CAISO","1-in-2","WORST DAY",10,"14","13",80.62434817488969,132.37546906257748,132.37546906257748,0,0]
["A1PortfolioLCAGreater Bay Area5CAISO1-in-2WORST DAY1015","A1","Portfolio","LCA","Greater Bay Area",5,"CAISO","1-in-2","WORST DAY",10,"15","14",82.168371440032089,132.77607011958818,132.77607011958818,0,0]
["A1PortfolioLCAGreater Bay Area5CAISO1-in-2WORST DAY1016","A1","Portfolio","LCA","Greater Bay Area",5,"CAISO","1-in-2","WORST DAY",10,"16","15",82.525521460088243,131.87252790041828,131.87252790041828,0,0]
["A1PortfolioLCAGreater Bay Area5CAISO1-in-2WORST DAY1017","A1","Portfolio","LCA","Greater Bay Area",5,"CAISO","1-in-2","WORST DAY",10,"17","16",81.900922583233054,129.45207554374505,128.46838658003267,-0.98369093201921887,1.6116738552227616E-3]
["A1PortfolioLCAGreater Bay Area5CAISO1-in-2WORST DAY1018","A1","Portfolio","LCA","Greater Bay Area",5,"CAISO","1-in-2","WORST DAY",10,"18","17",79.6319193742479,122.52135105448414,121.59032521580674,-0.93102517837155696,1.5264763496816158E-3]
["A1PortfolioLCAGreater Bay Area5CAISO1-in-2WORST DAY1019","A1","Portfolio","LCA","Greater Bay Area",5,"CAISO","1-in-2","WORST DAY",10,"19","18",75.279231849177691,112.64741444218316,111.79141960040518,-0.85599430861010195,1.388037228025496E-3]
["A1PortfolioLCAGreater Bay Area5CAISO1-in-2WORST DAY1020","A1","Portfolio","LCA","Greater Bay Area",5,"CAISO","1-in-2","WORST DAY",10,"20","19",71.487765744083433,107.52594258790747,106.70886512202907,-0.81707685050607626,1.3070798013359308E-3]
["A1PortfolioLCAGreater Bay Area5CAISO1-in-2WORST DAY1021","A1","Portfolio","LCA","Greater Bay Area",5,"CAISO","1-in-2","WORST DAY",10,"21","20",68.82611311672683,102.01079699699534,101.23562886072506,-0.77516792725597583,1.2586086522787809E-3]
["A1PortfolioLCAGreater Bay Area5CAISO1-in-2WORST DAY1022","A1","Portfolio","LCA","Greater Bay Area",5,"CAISO","1-in-2","WORST DAY",10,"22","21",66.594514640994788,98.105901398813685,98.105901398813685,0,0]
["A1PortfolioLCAGreater Bay Area5CAISO1-in-2WORST DAY1023","A1","Portfolio","LCA","Greater Bay Area",5,"CAISO","1-in-2","WORST DAY",10,"23","22",65.012133975130368,94.072952471843834,94.072952471843834,0,0]
["A1PortfolioLCAGreater Bay Area5CAISO1-in-2WORST DAY1024","A1","Portfolio","LCA","Greater Bay Area",5,"CAISO","1-in-2","WORST DAY",10,"24","23",63.782892097874047,89.224156202392024,89.224156202392024,0,0]
["A1PortfolioLCAGreater Bay Area5CAISO1-in-2WORST DAY1101","A1","Portfolio","LCA","Greater Bay Area",5,"CAISO","1-in-2","WORST DAY",11,"01","01",51.612164059366222,81.80994879529986,81.80994879529986,0,0]
["A1PortfolioLCAGreater Bay Area5CAISO1-in-2WORST DAY1102","A1","Portfolio","LCA","Greater Bay Area",5,"CAISO","1-in-2","WORST DAY",11,"02","02",50.866827115924586,80.278537971053893,80.278537971053893,0,0]
["A1PortfolioLCAGreater Bay Area5CAISO1-in-2WORST DAY1103","A1","Portfolio","LCA","Greater Bay Area",5,"CAISO","1-in-2","WORST DAY",11,"03","03",50.512484957882073,79.166746318997795,79.166746318997795,0,0]
["A1PortfolioLCAGreater Bay Area5CAISO1-in-2WORST DAY1104","A1","Portfolio","LCA","Greater Bay Area",5,"CAISO","1-in-2","WORST DAY",11,"04","04",49.968210990774168,78.999771072713429,78.999771072713429,0,0]
["A1PortfolioLCAGreater Bay Area5CAISO1-in-2WORST DAY1105","A1","Portfolio","LCA","Greater Bay Area",5,"CAISO","1-in-2","WORST DAY",11,"05","05",49.369885679903732,80.147248911417677,80.147248911417677,0,0]
["A1PortfolioLCAGreater Bay Area5CAISO1-in-2WORST DAY1106","A1","Portfolio","LCA","Greater Bay Area",5,"CAISO","1-in-2","WORST DAY",11,"06","06",49.170126353790614,85.166422607044694,85.166422607044694,0,0]
["A1PortfolioLCAGreater Bay Area5CAISO1-in-2WORST DAY1107","A1","Portfolio","LCA","Greater Bay Area",5,"CAISO","1-in-2","WORST DAY",11,"07","07",49.176042920176492,94.753123194505264,94.753123194505264,0,0]
["A1PortfolioLCAGreater Bay Area5CAISO1-in-2WORST DAY1108","A1","Portfolio","LCA","Greater Bay Area",5,"CAISO","1-in-2","WORST DAY",11,"08","08",50.58664259927798,101.33807220170405,101.33807220170405,0,0]
["A1PortfolioLCAGreater Bay Area5CAISO1-in-2WORST DAY1109","A1","Portfolio","LCA","Greater Bay Area",5,"CAISO","1-in-2","WORST DAY",11,"09","09",54.755164460489368,107.75086208989092,107.75086208989092,0,0]
["A1PortfolioLCAGreater Bay Area5CAISO1-in-2WORST DAY1110","A1","Portfolio","LCA","Greater Bay Area",5,"CAISO","1-in-2","WORST DAY",11,"10","10",58.14284997994384,112.95874981488323,112.95874981488323,0,0]
["A1PortfolioLCAGreater Bay Area5CAISO1-in-2WORST DAY1111","A1","Portfolio","LCA","Greater Bay Area",5,"CAISO","1-in-2","WORST DAY",11,"11","11",61.610709987966302,114.54471526035238,114.54471526035238,0,0]
["A1PortfolioLCAGreater Bay Area5CAISO1-in-2WORST DAY1112","A1","Portfolio","LCA","Greater Bay Area",5,"CAISO","1-in-2","WORST DAY",11,"12","12",64.641496189330127,114.46880221497186,114.46880221497186,0,0]
["A1PortfolioLCAGreater Bay Area5CAISO1-in-2WORST DAY1113","A1","Portfolio","LCA","Greater Bay Area",5,"CAISO","1-in-2","WORST DAY",11,"13","13",67.235810268752502,114.97598495406412,114.97598495406412,0,0]
["A1PortfolioLCAGreater Bay Area5CAISO1-in-2WORST DAY1114","A1","Portfolio","LCA","Greater Bay Area",5,"CAISO","1-in-2","WORST DAY",11,"14","14",69.403931006819093,116.0678529269811,116.0678529269811,0,0]
["A1PortfolioLCAGreater Bay Area5CAISO1-in-2WORST DAY1115","A1","Portfolio","LCA","Greater Bay Area",5,"CAISO","1-in-2","WORST DAY",11,"15","15",70.672583233052549,116.1628891783716,116.1628891783716,0,0]
["A1PortfolioLCAGreater Bay Area5CAISO1-in-2WORST DAY1116","A1","Portfolio","LCA","Greater Bay Area",5,"CAISO","1-in-2","WORST DAY",11,"16","16",70.351032892097876,114.61069784591679,114.61069784591679,0,0]
["A1PortfolioLCAGreater Bay Area5CAISO1-in-2WORST DAY1117","A1","Portfolio","LCA","Greater Bay Area",5,"CAISO","1-in-2","WORST DAY",11,"17","17",68.309115523465707,112.32631265724991,112.32631265724991,0,0]
["A1PortfolioLCAGreater Bay Area5CAISO1-in-2WORST DAY1118","A1","Portfolio","LCA","Greater Bay Area",5,"CAISO","1-in-2","WORST DAY",11,"18","18",64.714500601684719,107.60070483897567,107.60070483897567,0,0]
["A1PortfolioLCAGreater Bay Area5CAISO1-in-2WORST DAY1119","A1","Portfolio","LCA","Greater Bay Area",5,"CAISO","1-in-2","WORST DAY",11,"19","19",62.607701564380264,100.96482828676676,100.96482828676676,0,0]
["A1PortfolioLCAGreater Bay Area5CAISO1-in-2WORST DAY1120","A1","Portfolio","LCA","Greater Bay Area",5,"CAISO","1-in-2","WORST DAY",11,"20","20",61.045276774969913,97.868615007154247,97.868615007154247,0,0]
["A1PortfolioLCAGreater Bay Area5CAISO1-in-2WORST DAY1121","A1","Portfolio","LCA","Greater Bay Area",5,"CAISO","1-in-2","WORST DAY",11,"21","21",59.397864019253909,94.118477949178512,94.118477949178512,0,0]
["A1PortfolioLCAGreater Bay Area5CAISO1-in-2WORST DAY1122","A1","Portfolio","LCA","Greater Bay Area",5,"CAISO","1-in-2","WORST DAY",11,"22","22",58.242127958283191,91.083947638981414,91.083947638981414,0,0]
["A1PortfolioLCAGreater Bay Area5CAISO1-in-2WORST DAY1123","A1","Portfolio","LCA","Greater Bay Area",5,"CAISO","1-in-2","WORST DAY",11,"23","23",57.229643000401126,87.464186444693283,87.464186444693283,0,0]
["A1PortfolioLCAGreater Bay Area5CAISO1-in-2WORST DAY1124","A1","Portfolio","LCA","Greater Bay Area",5,"CAISO","1-in-2","WORST DAY",11,"24","24",56.097573204973926,83.222721774954422,83.222721774954422,0,0]
["A1PortfolioLCAGreater Bay Area5CAISO1-in-2WORST DAY1201","A1","Portfolio","LCA","Greater Bay Area",5,"CAISO","1-in-2","WORST DAY",12,"01","01",47.600030084235861,80.978611868784895,80.978611868784895,0,0]
["A1PortfolioLCAGreater Bay Area5CAISO1-in-2WORST DAY1202","A1","Portfolio","LCA","Greater Bay Area",5,"CAISO","1-in-2","WORST DAY",12,"02","02",46.986662655435218,79.505592457977016,79.505592457977016,0,0]
["A1PortfolioLCAGreater Bay Area5CAISO1-in-2WORST DAY1203","A1","Portfolio","LCA","Greater Bay Area",5,"CAISO","1-in-2","WORST DAY",12,"03","03",46.245738066586441,78.437284710664997,78.437284710664997,0,0]
["A1PortfolioLCAGreater Bay Area5CAISO1-in-2WORST DAY1204","A1","Portfolio","LCA","Greater Bay Area",5,"CAISO","1-in-2","WORST DAY",12,"04","04",45.989771359807463,78.280069641233979,78.280069641233979,0,0]
["A1PortfolioLCAGreater Bay Area5CAISO1-in-2WORST DAY1205","A1","Portfolio","LCA","Greater Bay Area",5,"CAISO","1-in-2","WORST DAY",12,"05","05",45.579973926995585,79.405392584100667,79.405392584100667,0,0]
["A1PortfolioLCAGreater Bay Area5CAISO1-in-2WORST DAY1206","A1","Portfolio","LCA","Greater Bay Area",5,"CAISO","1-in-2","WORST DAY",12,"06","06",45.450310870437221,84.347072000442338,84.347072000442338,0,0]
["A1PortfolioLCAGreater Bay Area5CAISO1-in-2WORST DAY1207","A1","Portfolio","LCA","Greater Bay Area",5,"CAISO","1-in-2","WORST DAY",12,"07","07",45.332029683112715,93.722544672268725,93.722544672268725,0,0]
["A1PortfolioLCAGreater Bay Area5CAISO1-in-2WORST DAY1208","A1","Portfolio","LCA","Greater Bay Area",5,"CAISO","1-in-2","WORST DAY",12,"08","08",45.431207380665867,99.986351287716417,99.986351287716417,0,0]
["A1PortfolioLCAGreater Bay Area5CAISO1-in-2WORST DAY1209","A1","Portfolio","LCA","Greater Bay Area",5,"CAISO","1-in-2","WORST DAY",12,"09","09",47.555254713196952,106.1005380608521,106.1005380608521,0,0]
["A1PortfolioLCAGreater Bay Area5CAISO1-in-2WORST DAY1210","A1","Portfolio","LCA","Greater Bay Area",5,"CAISO","1-in-2","WORST DAY",12,"10","10",50.109005214600884,110.93159498038227,110.93159498038227,0,0]
["A1PortfolioLCAGreater Bay Area5CAISO1-in-2WORST DAY1211","A1","Portfolio","LCA","Greater Bay Area",5,"CAISO","1-in-2","WORST DAY",12,"11","11",52.411702767749702,112.12100866111798,112.12100866111798,0,0]
["A1PortfolioLCAGreater Bay Area5CAISO1-in-2WORST DAY1212","A1","Portfolio","LCA","Greater Bay Area",5,"CAISO","1-in-2","WORST DAY",12,"12","12",54.344614921780988,111.79153819210644,111.79153819210644,0,0]
["A1PortfolioLCAGreater Bay Area5CAISO1-in-2WORST DAY1213","A1","Portfolio","LCA","Greater Bay Area",5,"CAISO","1-in-2","WORST DAY",12,"13","13",55.513337344564782,111.96394049119529,111.96394049119529,0,0]
["A1PortfolioLCAGreater Bay Area5CAISO1-in-2WORST DAY1214","A1","Portfolio","LCA","Greater Bay Area",5,"CAISO","1-in-2","WORST DAY",12,"14","14",56.449709185720018,112.92342209127405,112.92342209127405,0,0]
["A1PortfolioLCAGreater Bay Area5CAISO1-in-2WORST DAY1215","A1","Portfolio","LCA","Greater Bay Area",5,"CAISO","1-in-2","WORST DAY",12,"15","15",56.66751905334938,112.97095967351649,112.97095967351649,0,0]
["A1PortfolioLCAGreater Bay Area5CAISO1-in-2WORST DAY1216","A1","Portfolio","LCA","Greater Bay Area",5,"CAISO","1-in-2","WORST DAY",12,"16","16",56.319645006016849,111.6178690238478,111.6178690238478,0,0]
["A1PortfolioLCAGreater Bay Area5CAISO1-in-2WORST DAY1217","A1","Portfolio","LCA","Greater Bay Area",5,"CAISO","1-in-2","WORST DAY",12,"17","17",54.960790212595263,109.46939818805545,109.46939818805545,0,0]
["A1PortfolioLCAGreater Bay Area5CAISO1-in-2WORST DAY1218","A1","Portfolio","LCA","Greater Bay Area",5,"CAISO","1-in-2","WORST DAY",12,"18","18",52.757922182109908,105.12000434458662,105.12000434458662,0,0]
["A1PortfolioLCAGreater Bay Area5CAISO1-in-2WORST DAY1219","A1","Portfolio","LCA","Greater Bay Area",5,"CAISO","1-in-2","WORST DAY",12,"19","19",51.209586843160849,99.179393965725524,99.179393965725524,0,0]
["A1PortfolioLCAGreater Bay Area5CAISO1-in-2WORST DAY1220","A1","Portfolio","LCA","Greater Bay Area",5,"CAISO","1-in-2","WORST DAY",12,"20","20",50.096971520256716,96.42572471214929,96.42572471214929,0,0]
["A1PortfolioLCAGreater Bay Area5CAISO1-in-2WORST DAY1221","A1","Portfolio","LCA","Greater Bay Area",5,"CAISO","1-in-2","WORST DAY",12,"21","21",48.987866024869632,92.966827449253941,92.966827449253941,0,0]
["A1PortfolioLCAGreater Bay Area5CAISO1-in-2WORST DAY1222","A1","Portfolio","LCA","Greater Bay Area",5,"CAISO","1-in-2","WORST DAY",12,"22","22",48.281889290012032,89.970106265796417,89.970106265796417,0,0]
["A1PortfolioLCAGreater Bay Area5CAISO1-in-2WORST DAY1223","A1","Portfolio","LCA","Greater Bay Area",5,"CAISO","1-in-2","WORST DAY",12,"23","23",47.764440433212997,86.408205180093077,86.408205180093077,0,0]
["A1PortfolioLCAGreater Bay Area5CAISO1-in-2WORST DAY1224","A1","Portfolio","LCA","Greater Bay Area",5,"CAISO","1-in-2","WORST DAY",12,"24","24",47.265042117930207,82.268728131433591,82.268728131433591,0,0]
["A1PortfolioLCAGreater Bay Area5PG&E1-in-10WORST DAY101","A1","Portfolio","LCA","Greater Bay Area",5,"PG&E","1-in-10","WORST DAY",1,"01","01",39.194049951028404,78.798511586565226,78.798511586565226,0,0]
["A1PortfolioLCAGreater Bay Area5PG&E1-in-10WORST DAY102","A1","Portfolio","LCA","Greater Bay Area",5,"PG&E","1-in-10","WORST DAY",1,"02","02",38.606268364348679,77.332747425420621,77.332747425420621,0,0]
["A1PortfolioLCAGreater Bay Area5PG&E1-in-10WORST DAY103","A1","Portfolio","LCA","Greater Bay Area",5,"PG&E","1-in-10","WORST DAY",1,"03","03",37.906709108716946,76.25619941484274,76.25619941484274,0,0]
["A1PortfolioLCAGreater Bay Area5PG&E1-in-10WORST DAY104","A1","Portfolio","LCA","Greater Bay Area",5,"PG&E","1-in-10","WORST DAY",1,"04","04",37.295604799216456,76.133112154412103,76.133112154412103,0,0]
["A1PortfolioLCAGreater Bay Area5PG&E1-in-10WORST DAY105","A1","Portfolio","LCA","Greater Bay Area",5,"PG&E","1-in-10","WORST DAY",1,"05","05",36.738001958863862,77.299933628342416,77.299933628342416,0,0]
["A1PortfolioLCAGreater Bay Area5PG&E1-in-10WORST DAY106","A1","Portfolio","LCA","Greater Bay Area",5,"PG&E","1-in-10","WORST DAY",1,"06","06",36.458986287952989,82.290742328304731,82.290742328304731,0,0]
["A1PortfolioLCAGreater Bay Area5PG&E1-in-10WORST DAY107","A1","Portfolio","LCA","Greater Bay Area",5,"PG&E","1-in-10","WORST DAY",1,"07","07",36.206966209598434,91.636274184889359,91.636274184889359,0,0]
["A1PortfolioLCAGreater Bay Area5PG&E1-in-10WORST DAY108","A1","Portfolio","LCA","Greater Bay Area",5,"PG&E","1-in-10","WORST DAY",1,"08","08",36.539177277179235,97.87585803164383,97.87585803164383,0,0]
["A1PortfolioLCAGreater Bay Area5PG&E1-in-10WORST DAY109","A1","Portfolio","LCA","Greater Bay Area",5,"PG&E","1-in-10","WORST DAY",1,"09","09",38.732676297747304,104.05475650625586,104.05475650625586,0,0]
["A1PortfolioLCAGreater Bay Area5PG&E1-in-10WORST DAY110","A1","Portfolio","LCA","Greater Bay Area",5,"PG&E","1-in-10","WORST DAY",1,"10","10",41.136630754162589,108.96418342553261,108.96418342553261,0,0]
["A1PortfolioLCAGreater Bay Area5PG&E1-in-10WORST DAY111","A1","Portfolio","LCA","Greater Bay Area",5,"PG&E","1-in-10","WORST DAY",1,"11","11",43.310112634671889,110.05710977258984,110.05710977258984,0,0]
["A1PortfolioLCAGreater Bay Area5PG&E1-in-10WORST DAY112","A1","Portfolio","LCA","Greater Bay Area",5,"PG&E","1-in-10","WORST DAY",1,"12","12",45.408729187071501,109.73685315057241,109.73685315057241,0,0]
["A1PortfolioLCAGreater Bay Area5PG&E1-in-10WORST DAY113","A1","Portfolio","LCA","Greater Bay Area",5,"PG&E","1-in-10","WORST DAY",1,"13","13",46.604187071498529,109.78917728263764,109.78917728263764,0,0]
["A1PortfolioLCAGreater Bay Area5PG&E1-in-10WORST DAY114","A1","Portfolio","LCA","Greater Bay Area",5,"PG&E","1-in-10","WORST DAY",1,"14","14",47.498347208619002,110.72190137462916,110.72190137462916,0,0]
["A1PortfolioLCAGreater Bay Area5PG&E1-in-10WORST DAY115","A1","Portfolio","LCA","Greater Bay Area",5,"PG&E","1-in-10","WORST DAY",1,"15","15",47.798359451518117,110.74650156111197,110.74650156111197,0,0]
["A1PortfolioLCAGreater Bay Area5PG&E1-in-10WORST DAY116","A1","Portfolio","LCA","Greater Bay Area",5,"PG&E","1-in-10","WORST DAY",1,"16","16",47.647588148873652,109.41520423845668,109.41520423845668,0,0]
["A1PortfolioLCAGreater Bay Area5PG&E1-in-10WORST DAY117","A1","Portfolio","LCA","Greater Bay Area",5,"PG&E","1-in-10","WORST DAY",1,"17","17",46.30068560235064,107.32647607416411,107.32647607416411,0,0]
["A1PortfolioLCAGreater Bay Area5PG&E1-in-10WORST DAY118","A1","Portfolio","LCA","Greater Bay Area",5,"PG&E","1-in-10","WORST DAY",1,"18","18",44.58980166503428,103.07649991402255,103.07649991402255,0,0]
["A1PortfolioLCAGreater Bay Area5PG&E1-in-10WORST DAY119","A1","Portfolio","LCA","Greater Bay Area",5,"PG&E","1-in-10","WORST DAY",1,"19","19",43.756794809010771,97.173622828651943,97.173622828651943,0,0]
["A1PortfolioLCAGreater Bay Area5PG&E1-in-10WORST DAY120","A1","Portfolio","LCA","Greater Bay Area",5,"PG&E","1-in-10","WORST DAY",1,"20","20",43.106023506366306,94.375403088246571,94.375403088246571,0,0]
["A1PortfolioLCAGreater Bay Area5PG&E1-in-10WORST DAY121","A1","Portfolio","LCA","Greater Bay Area",5,"PG&E","1-in-10","WORST DAY",1,"21","21",42.575722331047992,90.816996201318233,90.816996201318233,0,0]
["A1PortfolioLCAGreater Bay Area5PG&E1-in-10WORST DAY122","A1","Portfolio","LCA","Greater Bay Area",5,"PG&E","1-in-10","WORST DAY",1,"22","22",42.085822722820765,87.87510110343004,87.87510110343004,0,0]
["A1PortfolioLCAGreater Bay Area5PG&E1-in-10WORST DAY123","A1","Portfolio","LCA","Greater Bay Area",5,"PG&E","1-in-10","WORST DAY",1,"23","23",42.054358472086193,84.236889895318072,84.236889895318072,0,0]
["A1PortfolioLCAGreater Bay Area5PG&E1-in-10WORST DAY124","A1","Portfolio","LCA","Greater Bay Area",5,"PG&E","1-in-10","WORST DAY",1,"24","24",41.755019588638589,80.053515320908318,80.053515320908318,0,0]
["A1PortfolioLCAGreater Bay Area5PG&E1-in-10WORST DAY201","A1","Portfolio","LCA","Greater Bay Area",5,"PG&E","1-in-10","WORST DAY",2,"01","01",45.163069835111543,78.942167710552624,78.942167710552624,0,0]
["A1PortfolioLCAGreater Bay Area5PG&E1-in-10WORST DAY202","A1","Portfolio","LCA","Greater Bay Area",5,"PG&E","1-in-10","WORST DAY",2,"02","02",44.581595538312321,77.476362576756983,77.476362576756983,0,0]
["A1PortfolioLCAGreater Bay Area5PG&E1-in-10WORST DAY203","A1","Portfolio","LCA","Greater Bay Area",5,"PG&E","1-in-10","WORST DAY",2,"03","03",43.748545101842872,76.392042082637744,76.392042082637744,0,0]
["A1PortfolioLCAGreater Bay Area5PG&E1-in-10WORST DAY204","A1","Portfolio","LCA","Greater Bay Area",5,"PG&E","1-in-10","WORST DAY",2,"04","04",43.054679922405434,76.26013181451799,76.26013181451799,0,0]
["A1PortfolioLCAGreater Bay Area5PG&E1-in-10WORST DAY205","A1","Portfolio","LCA","Greater Bay Area",5,"PG&E","1-in-10","WORST DAY",2,"05","05",42.480843840931136,77.429438524923782,77.429438524923782,0,0]
["A1PortfolioLCAGreater Bay Area5PG&E1-in-10WORST DAY206","A1","Portfolio","LCA","Greater Bay Area",5,"PG&E","1-in-10","WORST DAY",2,"06","06",42.114997575169738,82.446515110716092,82.446515110716092,0,0]
["A1PortfolioLCAGreater Bay Area5PG&E1-in-10WORST DAY207","A1","Portfolio","LCA","Greater Bay Area",5,"PG&E","1-in-10","WORST DAY",2,"07","07",41.937742483026192,91.801583154428712,91.801583154428712,0,0]
["A1PortfolioLCAGreater Bay Area5PG&E1-in-10WORST DAY208","A1","Portfolio","LCA","Greater Bay Area",5,"PG&E","1-in-10","WORST DAY",2,"08","08",42.533462657613967,98.0766974220018,98.0766974220018,0,0]
["A1PortfolioLCAGreater Bay Area5PG&E1-in-10WORST DAY209","A1","Portfolio","LCA","Greater Bay Area",5,"PG&E","1-in-10","WORST DAY",2,"09","09",44.349175557710957,104.33024785759436,104.33024785759436,0,0]
["A1PortfolioLCAGreater Bay Area5PG&E1-in-10WORST DAY210","A1","Portfolio","LCA","Greater Bay Area",5,"PG&E","1-in-10","WORST DAY",2,"10","10",46.354388942774008,109.32557391711339,109.32557391711339,0,0]
["A1PortfolioLCAGreater Bay Area5PG&E1-in-10WORST DAY211","A1","Portfolio","LCA","Greater Bay Area",5,"PG&E","1-in-10","WORST DAY",2,"11","11",47.655249757516977,110.41795202608425,110.41795202608425,0,0]
["A1PortfolioLCAGreater Bay Area5PG&E1-in-10WORST DAY212","A1","Portfolio","LCA","Greater Bay Area",5,"PG&E","1-in-10","WORST DAY",2,"12","12",48.266246362754607,110.08087331347103,110.08087331347103,0,0]
["A1PortfolioLCAGreater Bay Area5PG&E1-in-10WORST DAY213","A1","Portfolio","LCA","Greater Bay Area",5,"PG&E","1-in-10","WORST DAY",2,"13","13",48.786675557710957,110.11312959806418,110.11312959806418,0,0]
["A1PortfolioLCAGreater Bay Area5PG&E1-in-10WORST DAY214","A1","Portfolio","LCA","Greater Bay Area",5,"PG&E","1-in-10","WORST DAY",2,"14","14",49.019944228903974,111.04432151192721,111.04432151192721,0,0]
["A1PortfolioLCAGreater Bay Area5PG&E1-in-10WORST DAY215","A1","Portfolio","LCA","Greater Bay Area",5,"PG&E","1-in-10","WORST DAY",2,"15","15",48.950412221144518,111.07572277023246,111.07572277023246,0,0]
["A1PortfolioLCAGreater Bay Area5PG&E1-in-10WORST DAY216","A1","Portfolio","LCA","Greater Bay Area",5,"PG&E","1-in-10","WORST DAY",2,"16","16",48.868089233753636,109.72184414288641,109.72184414288641,0,0]
["A1PortfolioLCAGreater Bay Area5PG&E1-in-10WORST DAY217","A1","Portfolio","LCA","Greater Bay Area",5,"PG&E","1-in-10","WORST DAY",2,"17","17",48.444653249272548,107.62645188306398,107.62645188306398,0,0]
["A1PortfolioLCAGreater Bay Area5PG&E1-in-10WORST DAY218","A1","Portfolio","LCA","Greater Bay Area",5,"PG&E","1-in-10","WORST DAY",2,"18","18",46.939439864209504,103.37494851203651,103.37494851203651,0,0]
["A1PortfolioLCAGreater Bay Area5PG&E1-in-10WORST DAY219","A1","Portfolio","LCA","Greater Bay Area",5,"PG&E","1-in-10","WORST DAY",2,"19","19",45.56577352085354,97.471626483879547,97.471626483879547,0,0]
["A1PortfolioLCAGreater Bay Area5PG&E1-in-10WORST DAY220","A1","Portfolio","LCA","Greater Bay Area",5,"PG&E","1-in-10","WORST DAY",2,"20","20",44.779097963142583,94.658001948007097,94.658001948007097,0,0]
["A1PortfolioLCAGreater Bay Area5PG&E1-in-10WORST DAY221","A1","Portfolio","LCA","Greater Bay Area",5,"PG&E","1-in-10","WORST DAY",2,"21","21",43.738663918525702,91.053717040371012,91.053717040371012,0,0]
["A1PortfolioLCAGreater Bay Area5PG&E1-in-10WORST DAY222","A1","Portfolio","LCA","Greater Bay Area",5,"PG&E","1-in-10","WORST DAY",2,"22","22",43.000303103782734,88.082035261664316,88.082035261664316,0,0]
["A1PortfolioLCAGreater Bay Area5PG&E1-in-10WORST DAY223","A1","Portfolio","LCA","Greater Bay Area",5,"PG&E","1-in-10","WORST DAY",2,"23","23",42.244422890397672,84.405665937019833,84.405665937019833,0,0]
["A1PortfolioLCAGreater Bay Area5PG&E1-in-10WORST DAY224","A1","Portfolio","LCA","Greater Bay Area",5,"PG&E","1-in-10","WORST DAY",2,"24","24",41.820198836081474,80.202616673681945,80.202616673681945,0,0]
["A1PortfolioLCAGreater Bay Area5PG&E1-in-10WORST DAY301","A1","Portfolio","LCA","Greater Bay Area",5,"PG&E","1-in-10","WORST DAY",3,"01","24",49.132058692752331,83.990821116815525,83.990821116815525,0,0]
["A1PortfolioLCAGreater Bay Area5PG&E1-in-10WORST DAY302","A1","Portfolio","LCA","Greater Bay Area",5,"PG&E","1-in-10","WORST DAY",3,"02","01",48.77984659848822,82.520294656418017,82.520294656418017,0,0]
["A1PortfolioLCAGreater Bay Area5PG&E1-in-10WORST DAY303","A1","Portfolio","LCA","Greater Bay Area",5,"PG&E","1-in-10","WORST DAY",3,"03","02",48.477879057358827,81.429643297113273,81.429643297113273,0,0]
["A1PortfolioLCAGreater Bay Area5PG&E1-in-10WORST DAY304","A1","Portfolio","LCA","Greater Bay Area",5,"PG&E","1-in-10","WORST DAY",3,"04","03",48.156291685193416,81.301612613862645,81.301612613862645,0,0]
["A1PortfolioLCAGreater Bay Area5PG&E1-in-10WORST DAY305","A1","Portfolio","LCA","Greater Bay Area",5,"PG&E","1-in-10","WORST DAY",3,"05","04",47.635782570031125,82.447508311632106,82.447508311632106,0,0]
["A1PortfolioLCAGreater Bay Area5PG&E1-in-10WORST DAY306","A1","Portfolio","LCA","Greater Bay Area",5,"PG&E","1-in-10","WORST DAY",3,"06","05",47.310693641618499,87.413012691262878,87.413012691262878,0,0]
["A1PortfolioLCAGreater Bay Area5PG&E1-in-10WORST DAY307","A1","Portfolio","LCA","Greater Bay Area",5,"PG&E","1-in-10","WORST DAY",3,"07","06",47.278068030235659,96.753917530689208,96.753917530689208,0,0]
["A1PortfolioLCAGreater Bay Area5PG&E1-in-10WORST DAY308","A1","Portfolio","LCA","Greater Bay Area",5,"PG&E","1-in-10","WORST DAY",3,"08","07",48.389728768341485,102.94534143702143,102.94534143702143,0,0]
["A1PortfolioLCAGreater Bay Area5PG&E1-in-10WORST DAY309","A1","Portfolio","LCA","Greater Bay Area",5,"PG&E","1-in-10","WORST DAY",3,"09","08",50.625611382836816,109.08936859190915,109.08936859190915,0,0]
["A1PortfolioLCAGreater Bay Area5PG&E1-in-10WORST DAY310","A1","Portfolio","LCA","Greater Bay Area",5,"PG&E","1-in-10","WORST DAY",3,"10","09",52.854046242774565,113.94962680394144,113.94962680394144,0,0]
["A1PortfolioLCAGreater Bay Area5PG&E1-in-10WORST DAY311","A1","Portfolio","LCA","Greater Bay Area",5,"PG&E","1-in-10","WORST DAY",3,"11","10",54.574811027123168,115.08211416821047,115.08211416821047,0,0]
["A1PortfolioLCAGreater Bay Area5PG&E1-in-10WORST DAY312","A1","Portfolio","LCA","Greater Bay Area",5,"PG&E","1-in-10","WORST DAY",3,"12","11",55.355491329479769,114.77651272254978,114.77651272254978,0,0]
["A1PortfolioLCAGreater Bay Area5PG&E1-in-10WORST DAY313","A1","Portfolio","LCA","Greater Bay Area",5,"PG&E","1-in-10","WORST DAY",3,"13","12",56.440028901734102,114.94236438554782,114.94236438554782,0,0]
["A1PortfolioLCAGreater Bay Area5PG&E1-in-10WORST DAY314","A1","Portfolio","LCA","Greater Bay Area",5,"PG&E","1-in-10","WORST DAY",3,"14","13",57.134170742552243,115.89681398025773,115.89681398025773,0,0]
["A1PortfolioLCAGreater Bay Area5PG&E1-in-10WORST DAY315","A1","Portfolio","LCA","Greater Bay Area",5,"PG&E","1-in-10","WORST DAY",3,"15","14",57.37550022232103,115.91390146514532,115.91390146514532,0,0]
["A1PortfolioLCAGreater Bay Area5PG&E1-in-10WORST DAY316","A1","Portfolio","LCA","Greater Bay Area",5,"PG&E","1-in-10","WORST DAY",3,"16","15",57.1951978657181,114.56535800395673,114.56535800395673,0,0]
["A1PortfolioLCAGreater Bay Area5PG&E1-in-10WORST DAY317","A1","Portfolio","LCA","Greater Bay Area",5,"PG&E","1-in-10","WORST DAY",3,"17","16",56.480491329479769,112.40124505819242,112.40124505819242,0,0]
["A1PortfolioLCAGreater Bay Area5PG&E1-in-10WORST DAY318","A1","Portfolio","LCA","Greater Bay Area",5,"PG&E","1-in-10","WORST DAY",3,"18","17",54.935137839039577,108.13166597382181,108.13166597382181,0,0]
["A1PortfolioLCAGreater Bay Area5PG&E1-in-10WORST DAY319","A1","Portfolio","LCA","Greater Bay Area",5,"PG&E","1-in-10","WORST DAY",3,"19","18",53.197532236549577,102.25674813291452,102.25674813291452,0,0]
["A1PortfolioLCAGreater Bay Area5PG&E1-in-10WORST DAY320","A1","Portfolio","LCA","Greater Bay Area",5,"PG&E","1-in-10","WORST DAY",3,"20","19",52.056525122276568,99.43152057415594,99.43152057415594,0,0]
["A1PortfolioLCAGreater Bay Area5PG&E1-in-10WORST DAY321","A1","Portfolio","LCA","Greater Bay Area",5,"PG&E","1-in-10","WORST DAY",3,"21","20",51.173688305913743,95.984561862244291,95.984561862244291,0,0]
["A1PortfolioLCAGreater Bay Area5PG&E1-in-10WORST DAY322","A1","Portfolio","LCA","Greater Bay Area",5,"PG&E","1-in-10","WORST DAY",3,"22","21",50.456036016007111,93.002312087281226,93.002312087281226,0,0]
["A1PortfolioLCAGreater Bay Area5PG&E1-in-10WORST DAY323","A1","Portfolio","LCA","Greater Bay Area",5,"PG&E","1-in-10","WORST DAY",3,"23","22",49.612716763005778,89.43345286411251,89.43345286411251,0,0]
["A1PortfolioLCAGreater Bay Area5PG&E1-in-10WORST DAY324","A1","Portfolio","LCA","Greater Bay Area",5,"PG&E","1-in-10","WORST DAY",3,"24","23",48.992885726989776,85.229887292471503,85.229887292471503,0,0]
["A1PortfolioLCAGreater Bay Area5PG&E1-in-10WORST DAY401","A1","Portfolio","LCA","Greater Bay Area",5,"PG&E","1-in-10","WORST DAY",4,"01","24",66.366556291390722,89.846777972993465,89.846777972993465,0,0]
["A1PortfolioLCAGreater Bay Area5PG&E1-in-10WORST DAY402","A1","Portfolio","LCA","Greater Bay Area",5,"PG&E","1-in-10","WORST DAY",4,"02","01",64.554690949227378,87.925362723013166,87.925362723013166,0,0]
["A1PortfolioLCAGreater Bay Area5PG&E1-in-10WORST DAY403","A1","Portfolio","LCA","Greater Bay Area",5,"PG&E","1-in-10","WORST DAY",4,"03","02",63.517935982339957,86.010375834077138,86.010375834077138,0,0]
["A1PortfolioLCAGreater Bay Area5PG&E1-in-10WORST DAY404","A1","Portfolio","LCA","Greater Bay Area",5,"PG&E","1-in-10","WORST DAY",4,"04","03",62.629966887417218,86.218096001061383,86.218096001061383,0,0]
["A1PortfolioLCAGreater Bay Area5PG&E1-in-10WORST DAY405","A1","Portfolio","LCA","Greater Bay Area",5,"PG&E","1-in-10","WORST DAY",4,"05","04",61.606181015452542,87.588349559659733,87.588349559659733,0,0]
["A1PortfolioLCAGreater Bay Area5PG&E1-in-10WORST DAY406","A1","Portfolio","LCA","Greater Bay Area",5,"PG&E","1-in-10","WORST DAY",4,"06","05",60.798344370860924,93.394703512304929,93.394703512304929,0,0]
["A1PortfolioLCAGreater Bay Area5PG&E1-in-10WORST DAY407","A1","Portfolio","LCA","Greater Bay Area",5,"PG&E","1-in-10","WORST DAY",4,"07","06",61.02577262693157,105.56290968974957,105.56290968974957,0,0]
["A1PortfolioLCAGreater Bay Area5PG&E1-in-10WORST DAY408","A1","Portfolio","LCA","Greater Bay Area",5,"PG&E","1-in-10","WORST DAY",4,"08","07",64.141390728476821,114.19764958660861,114.19764958660861,0,0]
["A1PortfolioLCAGreater Bay Area5PG&E1-in-10WORST DAY409","A1","Portfolio","LCA","Greater Bay Area",5,"PG&E","1-in-10","WORST DAY",4,"09","08",69.193487858719649,123.72983045703002,123.72983045703002,0,0]
["A1PortfolioLCAGreater Bay Area5PG&E1-in-10WORST DAY410","A1","Portfolio","LCA","Greater Bay Area",5,"PG&E","1-in-10","WORST DAY",4,"10","09",73.342935982339952,131.73881513335584,131.73881513335584,0,0]
["A1PortfolioLCAGreater Bay Area5PG&E1-in-10WORST DAY411","A1","Portfolio","LCA","Greater Bay Area",5,"PG&E","1-in-10","WORST DAY",4,"11","10",77.319260485651213,136.00232817400371,136.00232817400371,0,0]
["A1PortfolioLCAGreater Bay Area5PG&E1-in-10WORST DAY412","A1","Portfolio","LCA","Greater Bay Area",5,"PG&E","1-in-10","WORST DAY",4,"12","11",80.707836644591609,137.56399018371079,137.56399018371079,0,0]
["A1PortfolioLCAGreater Bay Area5PG&E1-in-10WORST DAY413","A1","Portfolio","LCA","Greater Bay Area",5,"PG&E","1-in-10","WORST DAY",4,"13","12",83.735706401766009,141.13805113684788,141.13805113684788,0,0]
["A1PortfolioLCAGreater Bay Area5PG&E1-in-10WORST DAY414","A1","Portfolio","LCA","Greater Bay Area",5,"PG&E","1-in-10","WORST DAY",4,"14","13",85.408719646799113,143.44720580301538,143.44720580301538,0,0]
["A1PortfolioLCAGreater Bay Area5PG&E1-in-10WORST DAY415","A1","Portfolio","LCA","Greater Bay Area",5,"PG&E","1-in-10","WORST DAY",4,"15","14",86.651214128035321,144.23540857348746,144.23540857348746,0,0]
["A1PortfolioLCAGreater Bay Area5PG&E1-in-10WORST DAY416","A1","Portfolio","LCA","Greater Bay Area",5,"PG&E","1-in-10","WORST DAY",4,"16","15",86.70943708609272,144.90173516355077,144.90173516355077,0,0]
["A1PortfolioLCAGreater Bay Area5PG&E1-in-10WORST DAY417","A1","Portfolio","LCA","Greater Bay Area",5,"PG&E","1-in-10","WORST DAY",4,"17","16",85.897019867549673,142.81005285874372,142.81005285874372,0,0]
["A1PortfolioLCAGreater Bay Area5PG&E1-in-10WORST DAY418","A1","Portfolio","LCA","Greater Bay Area",5,"PG&E","1-in-10","WORST DAY",4,"18","17",83.54415011037527,134.90667722314663,134.90667722314663,0,0]
["A1PortfolioLCAGreater Bay Area5PG&E1-in-10WORST DAY419","A1","Portfolio","LCA","Greater Bay Area",5,"PG&E","1-in-10","WORST DAY",4,"19","18",80.138079470198676,122.96320915853741,122.96320915853741,0,0]
["A1PortfolioLCAGreater Bay Area5PG&E1-in-10WORST DAY420","A1","Portfolio","LCA","Greater Bay Area",5,"PG&E","1-in-10","WORST DAY",4,"20","19",75.635540838852094,115.80003509409643,115.80003509409643,0,0]
["A1PortfolioLCAGreater Bay Area5PG&E1-in-10WORST DAY421","A1","Portfolio","LCA","Greater Bay Area",5,"PG&E","1-in-10","WORST DAY",4,"21","20",71.504690949227367,109.47760932423158,109.47760932423158,0,0]
["A1PortfolioLCAGreater Bay Area5PG&E1-in-10WORST DAY422","A1","Portfolio","LCA","Greater Bay Area",5,"PG&E","1-in-10","WORST DAY",4,"22","21",68.761589403973517,105.15900020732259,105.15900020732259,0,0]
["A1PortfolioLCAGreater Bay Area5PG&E1-in-10WORST DAY423","A1","Portfolio","LCA","Greater Bay Area",5,"PG&E","1-in-10","WORST DAY",4,"23","22",66.237362030905075,100.6009877430419,100.6009877430419,0,0]
["A1PortfolioLCAGreater Bay Area5PG&E1-in-10WORST DAY424","A1","Portfolio","LCA","Greater Bay Area",5,"PG&E","1-in-10","WORST DAY",4,"24","23",64.076158940397349,95.251285497518566,95.251285497518566,0,0]
["A1PortfolioLCAGreater Bay Area5PG&E1-in-10WORST DAY501","A1","Portfolio","LCA","Greater Bay Area",5,"PG&E","1-in-10","WORST DAY",5,"01","24",71.490070609002643,89.277059490161975,89.277059490161975,0,0]
["A1PortfolioLCAGreater Bay Area5PG&E1-in-10WORST DAY502","A1","Portfolio","LCA","Greater Bay Area",5,"PG&E","1-in-10","WORST DAY",5,"02","01",69.877813327449246,87.199541463145934,87.199541463145934,0,0]
["A1PortfolioLCAGreater Bay Area5PG&E1-in-10WORST DAY503","A1","Portfolio","LCA","Greater Bay Area",5,"PG&E","1-in-10","WORST DAY",5,"03","02",68.892045454545453,85.00465733271885,85.00465733271885,0,0]
["A1PortfolioLCAGreater Bay Area5PG&E1-in-10WORST DAY504","A1","Portfolio","LCA","Greater Bay Area",5,"PG&E","1-in-10","WORST DAY",5,"04","03",68.084730803177408,85.586900696145264,85.586900696145264,0,0]
["A1PortfolioLCAGreater Bay Area5PG&E1-in-10WORST DAY505","A1","Portfolio","LCA","Greater Bay Area",5,"PG&E","1-in-10","WORST DAY",5,"05","04",67.337268314210064,87.111482670611238,87.111482670611238,0,0]
["A1PortfolioLCAGreater Bay Area5PG&E1-in-10WORST DAY506","A1","Portfolio","LCA","Greater Bay Area",5,"PG&E","1-in-10","WORST DAY",5,"06","05",66.934300529567523,93.300902772165458,93.300902772165458,0,0]
["A1PortfolioLCAGreater Bay Area5PG&E1-in-10WORST DAY507","A1","Portfolio","LCA","Greater Bay Area",5,"PG&E","1-in-10","WORST DAY",5,"07","06",67.610436893203882,106.43178202222379,106.43178202222379,0,0]
["A1PortfolioLCAGreater Bay Area5PG&E1-in-10WORST DAY508","A1","Portfolio","LCA","Greater Bay Area",5,"PG&E","1-in-10","WORST DAY",5,"08","07",71.146624007060893,115.88698159959183,115.88698159959183,0,0]
["A1PortfolioLCAGreater Bay Area5PG&E1-in-10WORST DAY509","A1","Portfolio","LCA","Greater Bay Area",5,"PG&E","1-in-10","WORST DAY",5,"09","08",75.444395410414828,126.44732538068179,126.44732538068179,0,0]
["A1PortfolioLCAGreater Bay Area5PG&E1-in-10WORST DAY510","A1","Portfolio","LCA","Greater Bay Area",5,"PG&E","1-in-10","WORST DAY",5,"10","09",78.961165048543691,134.8505024079559,134.8505024079559,0,0]
["A1PortfolioLCAGreater Bay Area5PG&E1-in-10WORST DAY511","A1","Portfolio","LCA","Greater Bay Area",5,"PG&E","1-in-10","WORST DAY",5,"11","10",82.603817299205645,139.63874509159908,139.63874509159908,0,0]
["A1PortfolioLCAGreater Bay Area5PG&E1-in-10WORST DAY512","A1","Portfolio","LCA","Greater Bay Area",5,"PG&E","1-in-10","WORST DAY",5,"12","11",85.620255957634598,141.89559097051463,141.89559097051463,0,0]
["A1PortfolioLCAGreater Bay Area5PG&E1-in-10WORST DAY513","A1","Portfolio","LCA","Greater Bay Area",5,"PG&E","1-in-10","WORST DAY",5,"13","12",88.111705648720218,146.7451065537131,146.7451065537131,0,0]
["A1PortfolioLCAGreater Bay Area5PG&E1-in-10WORST DAY514","A1","Portfolio","LCA","Greater Bay Area",5,"PG&E","1-in-10","WORST DAY",5,"14","13",89.384101941747574,149.92269246573483,149.92269246573483,0,0]
["A1PortfolioLCAGreater Bay Area5PG&E1-in-10WORST DAY515","A1","Portfolio","LCA","Greater Bay Area",5,"PG&E","1-in-10","WORST DAY",5,"15","14",89.45250441306267,151.223358230907,151.223358230907,0,0]
["A1PortfolioLCAGreater Bay Area5PG&E1-in-10WORST DAY516","A1","Portfolio","LCA","Greater Bay Area",5,"PG&E","1-in-10","WORST DAY",5,"16","15",87.915324360105913,153.59907046552263,153.59907046552263,0,0]
["A1PortfolioLCAGreater Bay Area5PG&E1-in-10WORST DAY517","A1","Portfolio","LCA","Greater Bay Area",5,"PG&E","1-in-10","WORST DAY",5,"17","16",85.629688879082082,151.82263786250368,151.82263786250368,0,0]
["A1PortfolioLCAGreater Bay Area5PG&E1-in-10WORST DAY518","A1","Portfolio","LCA","Greater Bay Area",5,"PG&E","1-in-10","WORST DAY",5,"18","17",83.157105030891444,143.33551145104948,142.24632275429377,-1.0891895060684771,1.9060386111959815E-3]
["A1PortfolioLCAGreater Bay Area5PG&E1-in-10WORST DAY519","A1","Portfolio","LCA","Greater Bay Area",5,"PG&E","1-in-10","WORST DAY",5,"19","18",80.524437334510154,129.26675434878783,128.28447057876247,-0.98228269405689728,1.7034643096849322E-3]
["A1PortfolioLCAGreater Bay Area5PG&E1-in-10WORST DAY520","A1","Portfolio","LCA","Greater Bay Area",5,"PG&E","1-in-10","WORST DAY",5,"20","19",77.38691526919682,120.21975957441809,119.306225699089,-0.91353567272706948,1.5980380121618509E-3]
["A1PortfolioLCAGreater Bay Area5PG&E1-in-10WORST DAY521","A1","Portfolio","LCA","Greater Bay Area",5,"PG&E","1-in-10","WORST DAY",5,"21","20",74.174536628420128,113.26489319192659,112.40420508176904,-0.86068647192373526,1.5228225383907557E-3]
["A1PortfolioLCAGreater Bay Area5PG&E1-in-10WORST DAY522","A1","Portfolio","LCA","Greater Bay Area",5,"PG&E","1-in-10","WORST DAY",5,"22","21",72.271789496910856,108.80755001364402,107.98073382674333,-0.82681563583145945,1.4617468696087599E-3]
["A1PortfolioLCAGreater Bay Area5PG&E1-in-10WORST DAY523","A1","Portfolio","LCA","Greater Bay Area",5,"PG&E","1-in-10","WORST DAY",5,"23","22",70.149051191526922,103.74732896613264,103.74732896613264,0,0]
["A1PortfolioLCAGreater Bay Area5PG&E1-in-10WORST DAY524","A1","Portfolio","LCA","Greater Bay Area",5,"PG&E","1-in-10","WORST DAY",5,"24","23",68.512135922330103,97.869685638942556,97.869685638942556,0,0]
["A1PortfolioLCAGreater Bay Area5PG&E1-in-10WORST DAY601","A1","Portfolio","LCA","Greater Bay Area",5,"PG&E","1-in-10","WORST DAY",6,"01","24",71.09586631486367,89.342185484479685,89.342185484479685,0,0]
["A1PortfolioLCAGreater Bay Area5PG&E1-in-10WORST DAY602","A1","Portfolio","LCA","Greater Bay Area",5,"PG&E","1-in-10","WORST DAY",6,"02","01",69.912598944591025,87.122166262020542,87.122166262020542,0,0]
["A1PortfolioLCAGreater Bay Area5PG&E1-in-10WORST DAY603","A1","Portfolio","LCA","Greater Bay Area",5,"PG&E","1-in-10","WORST DAY",6,"03","02",69.02660510114336,84.601024675848933,84.601024675848933,0,0]
["A1PortfolioLCAGreater Bay Area5PG&E1-in-10WORST DAY604","A1","Portfolio","LCA","Greater Bay Area",5,"PG&E","1-in-10","WORST DAY",6,"04","03",68.132475813544417,85.36334347595168,85.36334347595168,0,0]
["A1PortfolioLCAGreater Bay Area5PG&E1-in-10WORST DAY605","A1","Portfolio","LCA","Greater Bay Area",5,"PG&E","1-in-10","WORST DAY",6,"05","04",67.583278364116097,86.968781882469443,86.968781882469443,0,0]
["A1PortfolioLCAGreater Bay Area5PG&E1-in-10WORST DAY606","A1","Portfolio","LCA","Greater Bay Area",5,"PG&E","1-in-10","WORST DAY",6,"06","05",67.054254617414244,93.417268094242189,93.417268094242189,0,0]
["A1PortfolioLCAGreater Bay Area5PG&E1-in-10WORST DAY607","A1","Portfolio","LCA","Greater Bay Area",5,"PG&E","1-in-10","WORST DAY",6,"07","06",68.028089270008792,107.33117212934408,107.33117212934408,0,0]
["A1PortfolioLCAGreater Bay Area5PG&E1-in-10WORST DAY608","A1","Portfolio","LCA","Greater Bay Area",5,"PG&E","1-in-10","WORST DAY",6,"08","07",72.460806948109052,117.54698913594873,117.54698913594873,0,0]
["A1PortfolioLCAGreater Bay Area5PG&E1-in-10WORST DAY609","A1","Portfolio","LCA","Greater Bay Area",5,"PG&E","1-in-10","WORST DAY",6,"09","08",77.330529903254174,128.93742433747337,128.93742433747337,0,0]
["A1PortfolioLCAGreater Bay Area5PG&E1-in-10WORST DAY610","A1","Portfolio","LCA","Greater Bay Area",5,"PG&E","1-in-10","WORST DAY",6,"10","09",82.091963500439761,137.90587844434231,137.90587844434231,0,0]
["A1PortfolioLCAGreater Bay Area5PG&E1-in-10WORST DAY611","A1","Portfolio","LCA","Greater Bay Area",5,"PG&E","1-in-10","WORST DAY",6,"11","10",86.059861477572554,143.24674094698361,143.24674094698361,0,0]
["A1PortfolioLCAGreater Bay Area5PG&E1-in-10WORST DAY612","A1","Portfolio","LCA","Greater Bay Area",5,"PG&E","1-in-10","WORST DAY",6,"12","11",89.402044854881268,146.38800334379982,146.38800334379982,0,0]
["A1PortfolioLCAGreater Bay Area5PG&E1-in-10WORST DAY613","A1","Portfolio","LCA","Greater Bay Area",5,"PG&E","1-in-10","WORST DAY",6,"13","12",91.305244063324537,152.26692294273707,152.26692294273707,0,0]
["A1PortfolioLCAGreater Bay Area5PG&E1-in-10WORST DAY614","A1","Portfolio","LCA","Greater Bay Area",5,"PG&E","1-in-10","WORST DAY",6,"14","13",92.532596745822346,155.90869556430306,155.90869556430306,0,0]
["A1PortfolioLCAGreater Bay Area5PG&E1-in-10WORST DAY615","A1","Portfolio","LCA","Greater Bay Area",5,"PG&E","1-in-10","WORST DAY",6,"15","14",93.818216798592786,157.5006525530402,157.5006525530402,0,0]
["A1PortfolioLCAGreater Bay Area5PG&E1-in-10WORST DAY616","A1","Portfolio","LCA","Greater Bay Area",5,"PG&E","1-in-10","WORST DAY",6,"16","15",94.111642480211088,161.09451339823065,161.09451339823065,0,0]
["A1PortfolioLCAGreater Bay Area5PG&E1-in-10WORST DAY617","A1","Portfolio","LCA","Greater Bay Area",5,"PG&E","1-in-10","WORST DAY",6,"17","16",93.820360598065079,159.68725616332199,158.47381015125868,-1.213444485082541,2.1157888695597649E-3]
["A1PortfolioLCAGreater Bay Area5PG&E1-in-10WORST DAY618","A1","Portfolio","LCA","Greater Bay Area",5,"PG&E","1-in-10","WORST DAY",6,"18","17",92.525230870712406,150.25357415669302,149.11181557278101,-1.1417590443441348,1.9884079229086637E-3]
["A1PortfolioLCAGreater Bay Area5PG&E1-in-10WORST DAY619","A1","Portfolio","LCA","Greater Bay Area",5,"PG&E","1-in-10","WORST DAY",6,"19","18",90.198493843447665,134.51284426799342,133.49069927282886,-1.0221470984830558,1.7664558254182339E-3]
["A1PortfolioLCAGreater Bay Area5PG&E1-in-10WORST DAY620","A1","Portfolio","LCA","Greater Bay Area",5,"PG&E","1-in-10","WORST DAY",6,"20","19",86.400670624450314,123.94606650266191,123.00421356676489,-0.94185144309156799,1.6539788339287043E-3]
["A1PortfolioLCAGreater Bay Area5PG&E1-in-10WORST DAY621","A1","Portfolio","LCA","Greater Bay Area",5,"PG&E","1-in-10","WORST DAY",6,"21","20",81.645833333333329,116.30004455978764,115.41629407035225,-0.88375021656422259,1.568895997479558E-3]
["A1PortfolioLCAGreater Bay Area5PG&E1-in-10WORST DAY622","A1","Portfolio","LCA","Greater Bay Area",5,"PG&E","1-in-10","WORST DAY",6,"22","21",78.276165347405453,111.44402815405486,111.44402815405486,0,0]
["A1PortfolioLCAGreater Bay Area5PG&E1-in-10WORST DAY623","A1","Portfolio","LCA","Greater Bay Area",5,"PG&E","1-in-10","WORST DAY",6,"23","22",76.025560686015837,106.00081203415296,106.00081203415296,0,0]
["A1PortfolioLCAGreater Bay Area5PG&E1-in-10WORST DAY624","A1","Portfolio","LCA","Greater Bay Area",5,"PG&E","1-in-10","WORST DAY",6,"24","23",74.21492963940193,99.769118228054083,99.769118228054083,0,0]
["A1PortfolioLCAGreater Bay Area5PG&E1-in-10WORST DAY701","A1","Portfolio","LCA","Greater Bay Area",5,"PG&E","1-in-10","WORST DAY",7,"01","24",68.980613549211753,84.127945174739679,84.127945174739679,0,0]
["A1PortfolioLCAGreater Bay Area5PG&E1-in-10WORST DAY702","A1","Portfolio","LCA","Greater Bay Area",5,"PG&E","1-in-10","WORST DAY",7,"02","01",67.945036216446525,82.097326314520416,82.097326314520416,0,0]
["A1PortfolioLCAGreater Bay Area5PG&E1-in-10WORST DAY703","A1","Portfolio","LCA","Greater Bay Area",5,"PG&E","1-in-10","WORST DAY",7,"03","02",67.327599062633155,79.882033134857849,79.882033134857849,0,0]
["A1PortfolioLCAGreater Bay Area5PG&E1-in-10WORST DAY704","A1","Portfolio","LCA","Greater Bay Area",5,"PG&E","1-in-10","WORST DAY",7,"04","03",66.683851725607155,80.694502889919548,80.694502889919548,0,0]
["A1PortfolioLCAGreater Bay Area5PG&E1-in-10WORST DAY705","A1","Portfolio","LCA","Greater Bay Area",5,"PG&E","1-in-10","WORST DAY",7,"05","04",65.976885385598635,82.250717646564169,82.250717646564169,0,0]
["A1PortfolioLCAGreater Bay Area5PG&E1-in-10WORST DAY706","A1","Portfolio","LCA","Greater Bay Area",5,"PG&E","1-in-10","WORST DAY",7,"06","05",65.618821900298258,88.343387342052964,88.343387342052964,0,0]
["A1PortfolioLCAGreater Bay Area5PG&E1-in-10WORST DAY707","A1","Portfolio","LCA","Greater Bay Area",5,"PG&E","1-in-10","WORST DAY",7,"07","06",65.78797400937367,101.24034492199758,101.24034492199758,0,0]
["A1PortfolioLCAGreater Bay Area5PG&E1-in-10WORST DAY708","A1","Portfolio","LCA","Greater Bay Area",5,"PG&E","1-in-10","WORST DAY",7,"08","07",67.90871325095867,110.45433578627842,110.45433578627842,0,0]
["A1PortfolioLCAGreater Bay Area5PG&E1-in-10WORST DAY709","A1","Portfolio","LCA","Greater Bay Area",5,"PG&E","1-in-10","WORST DAY",7,"09","08",71.406369833830425,120.64531568891452,120.64531568891452,0,0]
["A1PortfolioLCAGreater Bay Area5PG&E1-in-10WORST DAY710","A1","Portfolio","LCA","Greater Bay Area",5,"PG&E","1-in-10","WORST DAY",7,"10","09",75.222464848743073,128.37262637125312,128.37262637125312,0,0]
["A1PortfolioLCAGreater Bay Area5PG&E1-in-10WORST DAY711","A1","Portfolio","LCA","Greater Bay Area",5,"PG&E","1-in-10","WORST DAY",7,"11","10",79.187846186621215,132.60278148303451,132.60278148303451,0,0]
["A1PortfolioLCAGreater Bay Area5PG&E1-in-10WORST DAY712","A1","Portfolio","LCA","Greater Bay Area",5,"PG&E","1-in-10","WORST DAY",7,"12","11",82.980027694929703,135.15913460363365,135.15913460363365,0,0]
["A1PortfolioLCAGreater Bay Area5PG&E1-in-10WORST DAY713","A1","Portfolio","LCA","Greater Bay Area",5,"PG&E","1-in-10","WORST DAY",7,"13","12",86.323977417980402,139.90931577060545,139.90931577060545,0,0]
["A1PortfolioLCAGreater Bay Area5PG&E1-in-10WORST DAY714","A1","Portfolio","LCA","Greater Bay Area",5,"PG&E","1-in-10","WORST DAY",7,"14","13",88.933638687686411,143.10673768344105,143.10673768344105,0,0]
["A1PortfolioLCAGreater Bay Area5PG&E1-in-10WORST DAY715","A1","Portfolio","LCA","Greater Bay Area",5,"PG&E","1-in-10","WORST DAY",7,"15","14",89.847784405624196,144.59102316379142,144.59102316379142,0,0]
["A1PortfolioLCAGreater Bay Area5PG&E1-in-10WORST DAY716","A1","Portfolio","LCA","Greater Bay Area",5,"PG&E","1-in-10","WORST DAY",7,"16","15",90.043299957392421,148.39984636164291,148.39984636164291,0,0]
["A1PortfolioLCAGreater Bay Area5PG&E1-in-10WORST DAY717","A1","Portfolio","LCA","Greater Bay Area",5,"PG&E","1-in-10","WORST DAY",7,"17","16",89.356039625053256,147.26737368462386,146.14830953101173,-1.1190672800890089,1.9780418369919062E-3]
["A1PortfolioLCAGreater Bay Area5PG&E1-in-10WORST DAY718","A1","Portfolio","LCA","Greater Bay Area",5,"PG&E","1-in-10","WORST DAY",7,"18","17",87.406689390711549,139.38284138208203,138.32368673308636,-1.0591536152344609,1.8710857257246971E-3]
["A1PortfolioLCAGreater Bay Area5PG&E1-in-10WORST DAY719","A1","Portfolio","LCA","Greater Bay Area",5,"PG&E","1-in-10","WORST DAY",7,"19","18",84.249520664678315,125.55234136985727,124.59828420331948,-0.9540573235278379,1.678318833000958E-3]
["A1PortfolioLCAGreater Bay Area5PG&E1-in-10WORST DAY720","A1","Portfolio","LCA","Greater Bay Area",5,"PG&E","1-in-10","WORST DAY",7,"20","19",80.667554324669794,116.23078298261433,115.34755888409852,-0.88322391504168662,1.5768735902383924E-3]
["A1PortfolioLCAGreater Bay Area5PG&E1-in-10WORST DAY721","A1","Portfolio","LCA","Greater Bay Area",5,"PG&E","1-in-10","WORST DAY",7,"21","20",76.296815083084795,109.61866669459042,108.78568926934847,-0.83297923223721038,1.5023995656520128E-3]
["A1PortfolioLCAGreater Bay Area5PG&E1-in-10WORST DAY722","A1","Portfolio","LCA","Greater Bay Area",5,"PG&E","1-in-10","WORST DAY",7,"22","21",73.268960374946744,105.32882130189201,105.32882130189201,0,0]
["A1PortfolioLCAGreater Bay Area5PG&E1-in-10WORST DAY723","A1","Portfolio","LCA","Greater Bay Area",5,"PG&E","1-in-10","WORST DAY",7,"23","22",71.36061994034938,100.18565779622179,100.18565779622179,0,0]
["A1PortfolioLCAGreater Bay Area5PG&E1-in-10WORST DAY724","A1","Portfolio","LCA","Greater Bay Area",5,"PG&E","1-in-10","WORST DAY",7,"24","23",70.310822326374094,94.251191701440035,94.251191701440035,0,0]
["A1PortfolioLCAGreater Bay Area5PG&E1-in-10WORST DAY801","A1","Portfolio","LCA","Greater Bay Area",5,"PG&E","1-in-10","WORST DAY",8,"01","24",69.415794979079493,84.432751119909923,84.432751119909923,0,0]
["A1PortfolioLCAGreater Bay Area5PG&E1-in-10WORST DAY802","A1","Portfolio","LCA","Greater Bay Area",5,"PG&E","1-in-10","WORST DAY",8,"02","01",68.616841004184096,82.441363460224537,82.441363460224537,0,0]
["A1PortfolioLCAGreater Bay Area5PG&E1-in-10WORST DAY803","A1","Portfolio","LCA","Greater Bay Area",5,"PG&E","1-in-10","WORST DAY",8,"03","02",67.603870292887024,80.326377662953973,80.326377662953973,0,0]
["A1PortfolioLCAGreater Bay Area5PG&E1-in-10WORST DAY804","A1","Portfolio","LCA","Greater Bay Area",5,"PG&E","1-in-10","WORST DAY",8,"04","03",66.560512552301262,81.019538072237907,81.019538072237907,0,0]
["A1PortfolioLCAGreater Bay Area5PG&E1-in-10WORST DAY805","A1","Portfolio","LCA","Greater Bay Area",5,"PG&E","1-in-10","WORST DAY",8,"05","04",65.720135983263603,82.532165918352717,82.532165918352717,0,0]
["A1PortfolioLCAGreater Bay Area5PG&E1-in-10WORST DAY806","A1","Portfolio","LCA","Greater Bay Area",5,"PG&E","1-in-10","WORST DAY",8,"06","05",65.449267782426773,88.491235421878528,88.491235421878528,0,0]
["A1PortfolioLCAGreater Bay Area5PG&E1-in-10WORST DAY807","A1","Portfolio","LCA","Greater Bay Area",5,"PG&E","1-in-10","WORST DAY",8,"07","06",65.006171548117152,101.04456002097498,101.04456002097498,0,0]
["A1PortfolioLCAGreater Bay Area5PG&E1-in-10WORST DAY808","A1","Portfolio","LCA","Greater Bay Area",5,"PG&E","1-in-10","WORST DAY",8,"08","07",66.84388075313808,110.00298619721724,110.00298619721724,0,0]
["A1PortfolioLCAGreater Bay Area5PG&E1-in-10WORST DAY809","A1","Portfolio","LCA","Greater Bay Area",5,"PG&E","1-in-10","WORST DAY",8,"09","08",70.656328451882843,119.8232277095692,119.8232277095692,0,0]
["A1PortfolioLCAGreater Bay Area5PG&E1-in-10WORST DAY810","A1","Portfolio","LCA","Greater Bay Area",5,"PG&E","1-in-10","WORST DAY",8,"10","09",74.491579497907949,127.3058564034466,127.3058564034466,0,0]
["A1PortfolioLCAGreater Bay Area5PG&E1-in-10WORST DAY811","A1","Portfolio","LCA","Greater Bay Area",5,"PG&E","1-in-10","WORST DAY",8,"11","10",78.148169456066952,131.29645697322351,131.29645697322351,0,0]
["A1PortfolioLCAGreater Bay Area5PG&E1-in-10WORST DAY812","A1","Portfolio","LCA","Greater Bay Area",5,"PG&E","1-in-10","WORST DAY",8,"12","11",81.815481171548115,133.57001768331898,133.57001768331898,0,0]
["A1PortfolioLCAGreater Bay Area5PG&E1-in-10WORST DAY813","A1","Portfolio","LCA","Greater Bay Area",5,"PG&E","1-in-10","WORST DAY",8,"13","12",84.972907949790795,137.908166968411,137.908166968411,0,0]
["A1PortfolioLCAGreater Bay Area5PG&E1-in-10WORST DAY814","A1","Portfolio","LCA","Greater Bay Area",5,"PG&E","1-in-10","WORST DAY",8,"14","13",87.231223849372384,140.86970321789198,140.86970321789198,0,0]
["A1PortfolioLCAGreater Bay Area5PG&E1-in-10WORST DAY815","A1","Portfolio","LCA","Greater Bay Area",5,"PG&E","1-in-10","WORST DAY",8,"15","14",88.623692468619254,142.19294198359904,142.19294198359904,0,0]
["A1PortfolioLCAGreater Bay Area5PG&E1-in-10WORST DAY816","A1","Portfolio","LCA","Greater Bay Area",5,"PG&E","1-in-10","WORST DAY",8,"16","15",88.346495815899587,145.34588023566303,145.34588023566303,0,0]
["A1PortfolioLCAGreater Bay Area5PG&E1-in-10WORST DAY817","A1","Portfolio","LCA","Greater Bay Area",5,"PG&E","1-in-10","WORST DAY",8,"17","16",87.323064853556488,144.05262884203361,142.95799181948894,-1.0946388153712925,1.8985713832080364E-3]
["A1PortfolioLCAGreater Bay Area5PG&E1-in-10WORST DAY818","A1","Portfolio","LCA","Greater Bay Area",5,"PG&E","1-in-10","WORST DAY",8,"18","17",84.609048117154813,136.44462661016186,135.40779805904154,-1.0368264854650859,1.7960626864805818E-3]
["A1PortfolioLCAGreater Bay Area5PG&E1-in-10WORST DAY819","A1","Portfolio","LCA","Greater Bay Area",5,"PG&E","1-in-10","WORST DAY",8,"19","18",81.69016736401673,123.34842850982395,122.41111863734334,-0.93731005662588485,1.6153356991708279E-3]
["A1PortfolioLCAGreater Bay Area5PG&E1-in-10WORST DAY820","A1","Portfolio","LCA","Greater Bay Area",5,"PG&E","1-in-10","WORST DAY",8,"20","19",77.478085774058584,114.71026492583951,113.83859571610036,-0.87166966657362743,1.5192782739177346E-3]
["A1PortfolioLCAGreater Bay Area5PG&E1-in-10WORST DAY821","A1","Portfolio","LCA","Greater Bay Area",5,"PG&E","1-in-10","WORST DAY",8,"21","20",73.091108786610874,108.38463907122113,107.56103929060524,-0.82360198696262776,1.4522647252306342E-3]
["A1PortfolioLCAGreater Bay Area5PG&E1-in-10WORST DAY822","A1","Portfolio","LCA","Greater Bay Area",5,"PG&E","1-in-10","WORST DAY",8,"22","21",70.647123430962338,104.23377986975544,104.23377986975544,0,0]
["A1PortfolioLCAGreater Bay Area5PG&E1-in-10WORST DAY823","A1","Portfolio","LCA","Greater Bay Area",5,"PG&E","1-in-10","WORST DAY",8,"23","22",69.049581589958166,99.29175227068707,99.29175227068707,0,0]
["A1PortfolioLCAGreater Bay Area5PG&E1-in-10WORST DAY824","A1","Portfolio","LCA","Greater Bay Area",5,"PG&E","1-in-10","WORST DAY",8,"24","23",67.751412133891208,93.543908295708718,93.543908295708718,0,0]
["A1PortfolioLCAGreater Bay Area5PG&E1-in-10WORST DAY901","A1","Portfolio","LCA","Greater Bay Area",5,"PG&E","1-in-10","WORST DAY",9,"01","24",70.478555419722895,86.553769866163975,86.553769866163975,0,0]
["A1PortfolioLCAGreater Bay Area5PG&E1-in-10WORST DAY902","A1","Portfolio","LCA","Greater Bay Area",5,"PG&E","1-in-10","WORST DAY",9,"02","01",69.419111654441721,84.521771692790054,84.521771692790054,0,0]
["A1PortfolioLCAGreater Bay Area5PG&E1-in-10WORST DAY903","A1","Portfolio","LCA","Greater Bay Area",5,"PG&E","1-in-10","WORST DAY",9,"03","02",68.29212510187449,82.409301482948621,82.409301482948621,0,0]
["A1PortfolioLCAGreater Bay Area5PG&E1-in-10WORST DAY904","A1","Portfolio","LCA","Greater Bay Area",5,"PG&E","1-in-10","WORST DAY",9,"04","03",67.287082314588432,82.950277599833214,82.950277599833214,0,0]
["A1PortfolioLCAGreater Bay Area5PG&E1-in-10WORST DAY905","A1","Portfolio","LCA","Greater Bay Area",5,"PG&E","1-in-10","WORST DAY",9,"05","04",66.428585982070089,84.450791062989069,84.450791062989069,0,0]
["A1PortfolioLCAGreater Bay Area5PG&E1-in-10WORST DAY906","A1","Portfolio","LCA","Greater Bay Area",5,"PG&E","1-in-10","WORST DAY",9,"06","05",65.543194784026085,90.479531255077816,90.479531255077816,0,0]
["A1PortfolioLCAGreater Bay Area5PG&E1-in-10WORST DAY907","A1","Portfolio","LCA","Greater Bay Area",5,"PG&E","1-in-10","WORST DAY",9,"07","06",65.173084759576199,103.30904991967267,103.30904991967267,0,0]
["A1PortfolioLCAGreater Bay Area5PG&E1-in-10WORST DAY908","A1","Portfolio","LCA","Greater Bay Area",5,"PG&E","1-in-10","WORST DAY",9,"08","07",66.625152811735944,112.60075941684291,112.60075941684291,0,0]
["A1PortfolioLCAGreater Bay Area5PG&E1-in-10WORST DAY909","A1","Portfolio","LCA","Greater Bay Area",5,"PG&E","1-in-10","WORST DAY",9,"09","08",71.426803178484107,122.81817002221638,122.81817002221638,0,0]
["A1PortfolioLCAGreater Bay Area5PG&E1-in-10WORST DAY910","A1","Portfolio","LCA","Greater Bay Area",5,"PG&E","1-in-10","WORST DAY",9,"10","09",75.675886308068456,130.96670454882613,130.96670454882613,0,0]
["A1PortfolioLCAGreater Bay Area5PG&E1-in-10WORST DAY911","A1","Portfolio","LCA","Greater Bay Area",5,"PG&E","1-in-10","WORST DAY",9,"11","10",80.184953137734311,135.57201808108096,135.57201808108096,0,0]
["A1PortfolioLCAGreater Bay Area5PG&E1-in-10WORST DAY912","A1","Portfolio","LCA","Greater Bay Area",5,"PG&E","1-in-10","WORST DAY",9,"12","11",83.508608394458022,137.75985865117624,137.75985865117624,0,0]
["A1PortfolioLCAGreater Bay Area5PG&E1-in-10WORST DAY913","A1","Portfolio","LCA","Greater Bay Area",5,"PG&E","1-in-10","WORST DAY",9,"13","12",86.662591687041569,142.30319798081359,142.30319798081359,0,0]
["A1PortfolioLCAGreater Bay Area5PG&E1-in-10WORST DAY914","A1","Portfolio","LCA","Greater Bay Area",5,"PG&E","1-in-10","WORST DAY",9,"14","13",88.521750203748979,145.2366285492175,145.2366285492175,0,0]
["A1PortfolioLCAGreater Bay Area5PG&E1-in-10WORST DAY915","A1","Portfolio","LCA","Greater Bay Area",5,"PG&E","1-in-10","WORST DAY",9,"15","14",89.777047677261621,146.49026324502219,146.49026324502219,0,0]
["A1PortfolioLCAGreater Bay Area5PG&E1-in-10WORST DAY916","A1","Portfolio","LCA","Greater Bay Area",5,"PG&E","1-in-10","WORST DAY",9,"16","15",90.077118989405051,148.66534535617194,148.66534535617194,0,0]
["A1PortfolioLCAGreater Bay Area5PG&E1-in-10WORST DAY917","A1","Portfolio","LCA","Greater Bay Area",5,"PG&E","1-in-10","WORST DAY",9,"17","16",88.671913202933979,146.89050937678965,145.77430532573925,-1.1162035265115235,1.8571934197098017E-3]
["A1PortfolioLCAGreater Bay Area5PG&E1-in-10WORST DAY918","A1","Portfolio","LCA","Greater Bay Area",5,"PG&E","1-in-10","WORST DAY",9,"18","17",86.398583944580281,138.62235893248393,137.56898688871684,-1.0533748279644835,1.7485407879576087E-3]
["A1PortfolioLCAGreater Bay Area5PG&E1-in-10WORST DAY919","A1","Portfolio","LCA","Greater Bay Area",5,"PG&E","1-in-10","WORST DAY",9,"19","18",82.548746943765281,124.93001305325885,123.98068475514383,-0.9493283084490296,1.5627089887857437E-3]
["A1PortfolioLCAGreater Bay Area5PG&E1-in-10WORST DAY920","A1","Portfolio","LCA","Greater Bay Area",5,"PG&E","1-in-10","WORST DAY",9,"20","19",77.298543194784031,116.39066201945145,115.50622208750433,-0.88443880262249552,1.4653970720246434E-3]
["A1PortfolioLCAGreater Bay Area5PG&E1-in-10WORST DAY921","A1","Portfolio","LCA","Greater Bay Area",5,"PG&E","1-in-10","WORST DAY",9,"21","20",73.839089242053788,109.67109054809143,108.83771265151788,-0.83337758243017157,1.3954077148810029E-3]
["A1PortfolioLCAGreater Bay Area5PG&E1-in-10WORST DAY922","A1","Portfolio","LCA","Greater Bay Area",5,"PG&E","1-in-10","WORST DAY",9,"22","21",72.007233088834553,105.31307917433777,105.31307917433777,0,0]
["A1PortfolioLCAGreater Bay Area5PG&E1-in-10WORST DAY923","A1","Portfolio","LCA","Greater Bay Area",5,"PG&E","1-in-10","WORST DAY",9,"23","22",70.936481255093724,100.4348359151691,100.4348359151691,0,0]
["A1PortfolioLCAGreater Bay Area5PG&E1-in-10WORST DAY924","A1","Portfolio","LCA","Greater Bay Area",5,"PG&E","1-in-10","WORST DAY",9,"24","23",69.831550529747346,94.687887147846212,94.687887147846212,0,0]
["A1PortfolioLCAGreater Bay Area5PG&E1-in-10WORST DAY1001","A1","Portfolio","LCA","Greater Bay Area",5,"PG&E","1-in-10","WORST DAY",10,"01","24",68.647011632571193,86.727260840462719,86.727260840462719,0,0]
["A1PortfolioLCAGreater Bay Area5PG&E1-in-10WORST DAY1002","A1","Portfolio","LCA","Greater Bay Area",5,"PG&E","1-in-10","WORST DAY",10,"02","01",67.299187725631768,84.73942886028145,84.73942886028145,0,0]
["A1PortfolioLCAGreater Bay Area5PG&E1-in-10WORST DAY1003","A1","Portfolio","LCA","Greater Bay Area",5,"PG&E","1-in-10","WORST DAY",10,"03","02",66.185118331327715,82.76389373180811,82.76389373180811,0,0]
["A1PortfolioLCAGreater Bay Area5PG&E1-in-10WORST DAY1004","A1","Portfolio","LCA","Greater Bay Area",5,"PG&E","1-in-10","WORST DAY",10,"04","03",64.955575611712803,83.024709097135514,83.024709097135514,0,0]
["A1PortfolioLCAGreater Bay Area5PG&E1-in-10WORST DAY1005","A1","Portfolio","LCA","Greater Bay Area",5,"PG&E","1-in-10","WORST DAY",10,"05","04",63.992428800641797,84.412137052200421,84.412137052200421,0,0]
["A1PortfolioLCAGreater Bay Area5PG&E1-in-10WORST DAY1006","A1","Portfolio","LCA","Greater Bay Area",5,"PG&E","1-in-10","WORST DAY",10,"06","05",63.279181708784598,90.246091757368674,90.246091757368674,0,0]
["A1PortfolioLCAGreater Bay Area5PG&E1-in-10WORST DAY1007","A1","Portfolio","LCA","Greater Bay Area",5,"PG&E","1-in-10","WORST DAY",10,"07","06",63.035800240673886,102.53068941003148,102.53068941003148,0,0]
["A1PortfolioLCAGreater Bay Area5PG&E1-in-10WORST DAY1008","A1","Portfolio","LCA","Greater Bay Area",5,"PG&E","1-in-10","WORST DAY",10,"08","07",63.396660649819495,111.50509157613057,111.50509157613057,0,0]
["A1PortfolioLCAGreater Bay Area5PG&E1-in-10WORST DAY1009","A1","Portfolio","LCA","Greater Bay Area",5,"PG&E","1-in-10","WORST DAY",10,"09","08",68.135629763337349,121.21931759374141,121.21931759374141,0,0]
["A1PortfolioLCAGreater Bay Area5PG&E1-in-10WORST DAY1010","A1","Portfolio","LCA","Greater Bay Area",5,"PG&E","1-in-10","WORST DAY",10,"10","09",73.224478539911757,129.33149447257722,129.33149447257722,0,0]
["A1PortfolioLCAGreater Bay Area5PG&E1-in-10WORST DAY1011","A1","Portfolio","LCA","Greater Bay Area",5,"PG&E","1-in-10","WORST DAY",10,"11","10",77.685218612113914,133.84746297395378,133.84746297395378,0,0]
["A1PortfolioLCAGreater Bay Area5PG&E1-in-10WORST DAY1012","A1","Portfolio","LCA","Greater Bay Area",5,"PG&E","1-in-10","WORST DAY",10,"12","11",81.854492579221827,135.72233297611592,135.72233297611592,0,0]
["A1PortfolioLCAGreater Bay Area5PG&E1-in-10WORST DAY1013","A1","Portfolio","LCA","Greater Bay Area",5,"PG&E","1-in-10","WORST DAY",10,"13","12",85.185318892900113,139.663140322375,139.663140322375,0,0]
["A1PortfolioLCAGreater Bay Area5PG&E1-in-10WORST DAY1014","A1","Portfolio","LCA","Greater Bay Area",5,"PG&E","1-in-10","WORST DAY",10,"14","13",87.420677898114718,142.15734900540727,142.15734900540727,0,0]
["A1PortfolioLCAGreater Bay Area5PG&E1-in-10WORST DAY1015","A1","Portfolio","LCA","Greater Bay Area",5,"PG&E","1-in-10","WORST DAY",10,"15","14",88.313026474127554,143.08062960610923,143.08062960610923,0,0]
["A1PortfolioLCAGreater Bay Area5PG&E1-in-10WORST DAY1016","A1","Portfolio","LCA","Greater Bay Area",5,"PG&E","1-in-10","WORST DAY",10,"16","15",88.719013237063777,143.98251515876754,143.98251515876754,0,0]
["A1PortfolioLCAGreater Bay Area5PG&E1-in-10WORST DAY1017","A1","Portfolio","LCA","Greater Bay Area",5,"PG&E","1-in-10","WORST DAY",10,"17","16",87.758874849578817,141.95047038003378,140.87180813347246,-1.0786647649448831,1.7634410178288817E-3]
["A1PortfolioLCAGreater Bay Area5PG&E1-in-10WORST DAY1018","A1","Portfolio","LCA","Greater Bay Area",5,"PG&E","1-in-10","WORST DAY",10,"18","17",85.198806658644202,133.79177726985125,132.77510886986335,-1.0166678083896177,1.6612062463536859E-3]
["A1PortfolioLCAGreater Bay Area5PG&E1-in-10WORST DAY1019","A1","Portfolio","LCA","Greater Bay Area",5,"PG&E","1-in-10","WORST DAY",10,"19","18",80.272212194143606,121.19567813086213,120.27472712310548,-0.92095154694582615,1.4906290452927351E-3]
["A1PortfolioLCAGreater Bay Area5PG&E1-in-10WORST DAY1020","A1","Portfolio","LCA","Greater Bay Area",5,"PG&E","1-in-10","WORST DAY",10,"20","19",76.117579221821103,113.72902394243621,112.86481178628122,-0.86421332631941561,1.3983146054670215E-3]
["A1PortfolioLCAGreater Bay Area5PG&E1-in-10WORST DAY1021","A1","Portfolio","LCA","Greater Bay Area",5,"PG&E","1-in-10","WORST DAY",10,"21","20",72.982751704773364,107.20565783525632,106.3910161704602,-0.81464305934875403,1.3343078317120671E-3]
["A1PortfolioLCAGreater Bay Area5PG&E1-in-10WORST DAY1022","A1","Portfolio","LCA","Greater Bay Area",5,"PG&E","1-in-10","WORST DAY",10,"22","21",70.786201363818691,102.87467410650017,102.87467410650017,0,0]
["A1PortfolioLCAGreater Bay Area5PG&E1-in-10WORST DAY1023","A1","Portfolio","LCA","Greater Bay Area",5,"PG&E","1-in-10","WORST DAY",10,"23","22",68.783343361411951,98.234706122331048,98.234706122331048,0,0]
["A1PortfolioLCAGreater Bay Area5PG&E1-in-10WORST DAY1024","A1","Portfolio","LCA","Greater Bay Area",5,"PG&E","1-in-10","WORST DAY",10,"24","23",67.533694344163663,92.802344800775131,92.802344800775131,0,0]
["A1PortfolioLCAGreater Bay Area5PG&E1-in-10WORST DAY1101","A1","Portfolio","LCA","Greater Bay Area",5,"PG&E","1-in-10","WORST DAY",11,"01","01",51.272212194143599,81.258315063364478,81.258315063364478,0,0]
["A1PortfolioLCAGreater Bay Area5PG&E1-in-10WORST DAY1102","A1","Portfolio","LCA","Greater Bay Area",5,"PG&E","1-in-10","WORST DAY",11,"02","02",50.316385880465305,79.763456455625018,79.763456455625018,0,0]
["A1PortfolioLCAGreater Bay Area5PG&E1-in-10WORST DAY1103","A1","Portfolio","LCA","Greater Bay Area",5,"PG&E","1-in-10","WORST DAY",11,"03","03",49.632069795427199,78.681577342858617,78.681577342858617,0,0]
["A1PortfolioLCAGreater Bay Area5PG&E1-in-10WORST DAY1104","A1","Portfolio","LCA","Greater Bay Area",5,"PG&E","1-in-10","WORST DAY",11,"04","04",48.926093060569592,78.517484726960333,78.517484726960333,0,0]
["A1PortfolioLCAGreater Bay Area5PG&E1-in-10WORST DAY1105","A1","Portfolio","LCA","Greater Bay Area",5,"PG&E","1-in-10","WORST DAY",11,"05","05",48.519504612916165,79.653307193309672,79.653307193309672,0,0]
["A1PortfolioLCAGreater Bay Area5PG&E1-in-10WORST DAY1106","A1","Portfolio","LCA","Greater Bay Area",5,"PG&E","1-in-10","WORST DAY",11,"06","06",48.306257521058967,84.623168688723226,84.623168688723226,0,0]
["A1PortfolioLCAGreater Bay Area5PG&E1-in-10WORST DAY1107","A1","Portfolio","LCA","Greater Bay Area",5,"PG&E","1-in-10","WORST DAY",11,"07","07",48.212244283995183,94.073813293683585,94.073813293683585,0,0]
["A1PortfolioLCAGreater Bay Area5PG&E1-in-10WORST DAY1108","A1","Portfolio","LCA","Greater Bay Area",5,"PG&E","1-in-10","WORST DAY",11,"08","08",49.571450060168473,100.46894340257161,100.46894340257161,0,0]
["A1PortfolioLCAGreater Bay Area5PG&E1-in-10WORST DAY1109","A1","Portfolio","LCA","Greater Bay Area",5,"PG&E","1-in-10","WORST DAY",11,"09","09",53.89625952667469,106.6559327097839,106.6559327097839,0,0]
["A1PortfolioLCAGreater Bay Area5PG&E1-in-10WORST DAY1110","A1","Portfolio","LCA","Greater Bay Area",5,"PG&E","1-in-10","WORST DAY",11,"10","10",57.845467308463697,111.58161639073408,111.58161639073408,0,0]
["A1PortfolioLCAGreater Bay Area5PG&E1-in-10WORST DAY1111","A1","Portfolio","LCA","Greater Bay Area",5,"PG&E","1-in-10","WORST DAY",11,"11","11",60.712745687926194,112.86923254082541,112.86923254082541,0,0]
["A1PortfolioLCAGreater Bay Area5PG&E1-in-10WORST DAY1112","A1","Portfolio","LCA","Greater Bay Area",5,"PG&E","1-in-10","WORST DAY",11,"12","12",63.291566385880465,112.61783855645426,112.61783855645426,0,0]
["A1PortfolioLCAGreater Bay Area5PG&E1-in-10WORST DAY1113","A1","Portfolio","LCA","Greater Bay Area",5,"PG&E","1-in-10","WORST DAY",11,"13","13",65.492228239069391,112.89100382070296,112.89100382070296,0,0]
["A1PortfolioLCAGreater Bay Area5PG&E1-in-10WORST DAY1114","A1","Portfolio","LCA","Greater Bay Area",5,"PG&E","1-in-10","WORST DAY",11,"14","14",66.647864019253916,113.89099857532686,113.89099857532686,0,0]
["A1PortfolioLCAGreater Bay Area5PG&E1-in-10WORST DAY1115","A1","Portfolio","LCA","Greater Bay Area",5,"PG&E","1-in-10","WORST DAY",11,"15","15",67.086793020457279,113.94363814454886,113.94363814454886,0,0]
["A1PortfolioLCAGreater Bay Area5PG&E1-in-10WORST DAY1116","A1","Portfolio","LCA","Greater Bay Area",5,"PG&E","1-in-10","WORST DAY",11,"16","16",66.175792218210987,112.51252729576895,112.51252729576895,0,0]
["A1PortfolioLCAGreater Bay Area5PG&E1-in-10WORST DAY1117","A1","Portfolio","LCA","Greater Bay Area",5,"PG&E","1-in-10","WORST DAY",11,"17","17",63.83734456478139,110.30848109033563,110.30848109033563,0,0]
["A1PortfolioLCAGreater Bay Area5PG&E1-in-10WORST DAY1118","A1","Portfolio","LCA","Greater Bay Area",5,"PG&E","1-in-10","WORST DAY",11,"18","18",60.717759727236263,105.81347788890059,105.81347788890059,0,0]
["A1PortfolioLCAGreater Bay Area5PG&E1-in-10WORST DAY1119","A1","Portfolio","LCA","Greater Bay Area",5,"PG&E","1-in-10","WORST DAY",11,"19","19",58.478539911752911,99.663978021999853,99.663978021999853,0,0]
["A1PortfolioLCAGreater Bay Area5PG&E1-in-10WORST DAY1120","A1","Portfolio","LCA","Greater Bay Area",5,"PG&E","1-in-10","WORST DAY",11,"20","20",56.891496189330127,96.838157979888791,96.838157979888791,0,0]
["A1PortfolioLCAGreater Bay Area5PG&E1-in-10WORST DAY1121","A1","Portfolio","LCA","Greater Bay Area",5,"PG&E","1-in-10","WORST DAY",11,"21","21",55.301544324107503,93.307117293900006,93.307117293900006,0,0]
["A1PortfolioLCAGreater Bay Area5PG&E1-in-10WORST DAY1122","A1","Portfolio","LCA","Greater Bay Area",5,"PG&E","1-in-10","WORST DAY",11,"22","22",53.497442839951866,90.290244094588118,90.290244094588118,0,0]
["A1PortfolioLCAGreater Bay Area5PG&E1-in-10WORST DAY1123","A1","Portfolio","LCA","Greater Bay Area",5,"PG&E","1-in-10","WORST DAY",11,"23","23",52.118180906538306,86.721655167480861,86.721655167480861,0,0]
["A1PortfolioLCAGreater Bay Area5PG&E1-in-10WORST DAY1124","A1","Portfolio","LCA","Greater Bay Area",5,"PG&E","1-in-10","WORST DAY",11,"24","24",50.858804653028479,82.558237720685838,82.558237720685838,0,0]
["A1PortfolioLCAGreater Bay Area5PG&E1-in-10WORST DAY1201","A1","Portfolio","LCA","Greater Bay Area",5,"PG&E","1-in-10","WORST DAY",12,"01","01",37.39831528279182,80.978611868784895,80.978611868784895,0,0]
["A1PortfolioLCAGreater Bay Area5PG&E1-in-10WORST DAY1202","A1","Portfolio","LCA","Greater Bay Area",5,"PG&E","1-in-10","WORST DAY",12,"02","02",36.973325310870436,79.505592457977016,79.505592457977016,0,0]
["A1PortfolioLCAGreater Bay Area5PG&E1-in-10WORST DAY1203","A1","Portfolio","LCA","Greater Bay Area",5,"PG&E","1-in-10","WORST DAY",12,"03","03",36.635078219013238,78.437284710664997,78.437284710664997,0,0]
["A1PortfolioLCAGreater Bay Area5PG&E1-in-10WORST DAY1204","A1","Portfolio","LCA","Greater Bay Area",5,"PG&E","1-in-10","WORST DAY",12,"04","04",36.335038106698754,78.280069641233979,78.280069641233979,0,0]
["A1PortfolioLCAGreater Bay Area5PG&E1-in-10WORST DAY1205","A1","Portfolio","LCA","Greater Bay Area",5,"PG&E","1-in-10","WORST DAY",12,"05","05",36.238517849979942,79.405392584100667,79.405392584100667,0,0]
["A1PortfolioLCAGreater Bay Area5PG&E1-in-10WORST DAY1206","A1","Portfolio","LCA","Greater Bay Area",5,"PG&E","1-in-10","WORST DAY",12,"06","06",35.947452868030489,84.347072000442338,84.347072000442338,0,0]
["A1PortfolioLCAGreater Bay Area5PG&E1-in-10WORST DAY1207","A1","Portfolio","LCA","Greater Bay Area",5,"PG&E","1-in-10","WORST DAY",12,"07","07",36.027075812274369,93.722544672268725,93.722544672268725,0,0]
["A1PortfolioLCAGreater Bay Area5PG&E1-in-10WORST DAY1216","A1","Portfolio","LCA","Greater Bay Area",5,"PG&E","1-in-10","WORST DAY",12,"16","16",49.027426795026074,111.6178690238478,111.6178690238478,0,0]
["A1PortfolioLCAGreater Bay Area5PG&E1-in-2WORST DAY1102","A1","Portfolio","LCA","Greater Bay Area",5,"PG&E","1-in-2","WORST DAY",11,"02","02",47.408393501805051,79.505592457977016,79.505592457977016,0,0]
["A1PortfolioLCAGreater Fresno Area5CAISO1-in-10WORST DAY419","A1","Portfolio","LCA","Greater Fresno Area",5,"CAISO","1-in-10","WORST DAY",4,"19","18",91.52591145833334,22.514368026967471,22.514368026967471,0,0]
["A1PortfolioLCAGreater Fresno Area5CAISO1-in-2WORST DAY305","A1","Portfolio","LCA","Greater Fresno Area",5,"CAISO","1-in-2","WORST DAY",3,"05","04",47.728157613058606,12.013978544557864,12.013978544557864,0,0]
["A1PortfolioLCAGreater Fresno Area5CAISO1-in-2WORST DAY823","A1","Portfolio","LCA","Greater Fresno Area",5,"CAISO","1-in-2","WORST DAY",8,"23","22",85.896656534954403,28.360860422034115,28.360860422034115,0,0]
["A1PortfolioLCAGreater Fresno Area5PG&E1-in-10WORST DAY216","A1","Portfolio","LCA","Greater Fresno Area",5,"PG&E","1-in-10","WORST DAY",2,"16","16",53.123071428571428,5.3155047921793805,5.3155047921793805,0,0]
["A1PortfolioLCAGreater Fresno Area5PG&E1-in-2WORST DAY102","A1","Portfolio","LCA","Greater Fresno Area",5,"PG&E","1-in-2","WORST DAY",1,"02","02",37.111496244945116,12.009896300642701,12.009896300642701,0,0]
["A1PortfolioLCAGreater Fresno Area5PG&E1-in-2WORST DAY619","A1","Portfolio","LCA","Greater Fresno Area",5,"PG&E","1-in-2","WORST DAY",6,"19","18",103.41425369517809,26.246861715841906,26.047415470265292,-0.19944678190671339,1.4212937094271183E-4]
["A1PortfolioLCAHumboldt5CAISO1-in-10WORST DAY106","A1","Portfolio","LCA","Humboldt",5,"CAISO","1-in-10","WORST DAY",1,"06","06",32.645833333333336,40.929364376597931,40.929364376597931,0,0]
["A1PortfolioLCAHumboldt5CAISO1-in-10WORST DAY322","A1","Portfolio","LCA","Humboldt",5,"CAISO","1-in-10","WORST DAY",3,"22","21",50.611111111111114,44.201458237789296,44.201458237789296,0,0]
["A1PortfolioLCAHumboldt5CAISO1-in-2WORST DAY416","A1","Portfolio","LCA","Humboldt",5,"CAISO","1-in-2","WORST DAY",4,"16","15",61.967592592592595,43.187262137730919,43.187262137730919,0,0]
["A1PortfolioLCAHumboldt5CAISO1-in-2WORST DAY801","A1","Portfolio","LCA","Humboldt",5,"CAISO","1-in-2","WORST DAY",8,"01","24",56.152777777777779,48.458810020376134,48.458810020376134,0,0]
["A1PortfolioLCAHumboldt5PG&E1-in-10WORST DAY123","A1","Portfolio","LCA","Humboldt",5,"PG&E","1-in-10","WORST DAY",1,"23","23",39.055555555555557,40.444263140360512,40.444263140360512,0,0]
["A1PortfolioLCAHumboldt5PG&E1-in-2WORST DAY213","A1","Portfolio","LCA","Humboldt",5,"PG&E","1-in-2","WORST DAY",2,"13","13",49.965277777777779,44.272232779750119,44.272232779750119,0,0]
["A1PortfolioLCAHumboldt5PG&E1-in-2WORST DAY522","A1","Portfolio","LCA","Humboldt",5,"PG&E","1-in-2","WORST DAY",5,"22","21",57.0625,45.775558078730548,45.427714365499988,-0.34784302501766767,7.5255697593092918E-3]
["A1PortfolioLCAHumboldt5PG&E1-in-2WORST DAY1115","A1","Portfolio","LCA","Humboldt",5,"PG&E","1-in-2","WORST DAY",11,"15","15",54.975877192982459,41.94399711541962,41.94399711541962,0,0]
["A1PortfolioLCAKern5CAISO1-in-10WORST DAY606","A1","Portfolio","LCA","Kern",5,"CAISO","1-in-10","WORST DAY",6,"06","05",74.875,34.166929451673759,34.166929451673759,0,0]
["A1PortfolioLCAKern5CAISO1-in-2WORST DAY319","A1","Portfolio","LCA","Kern",5,"CAISO","1-in-2","WORST DAY",3,"19","18",58.875,20.141882155013576,20.141882155013576,0,0]
["A1PortfolioLCAKern5CAISO1-in-2WORST DAY912","A1","Portfolio","LCA","Kern",5,"CAISO","1-in-2","WORST DAY",9,"12","11",89.875,35.627972058723309,35.627972058723309,0,0]
["A1PortfolioLCAKern5PG&E1-in-10WORST DAY722","A1","Portfolio","LCA","Kern",5,"PG&E","1-in-10","WORST DAY",7,"22","21",97.625,40.167489680712436,40.167489680712436,0,0]
["A1PortfolioLCAKern5PG&E1-in-2WORST DAY201","A1","Portfolio","LCA","Kern",5,"PG&E","1-in-2","WORST DAY",2,"01","01",43.125,15.429083492115305,15.429083492115305,0,0]
["A1PortfolioLCAKern5PG&E1-in-2WORST DAY501","A1","Portfolio","LCA","Kern",5,"PG&E","1-in-2","WORST DAY",5,"01","24",74.875,29.653257842403448,29.653257842403448,0,0]
["A1PortfolioLCANorth Coast and North Bay5CAISO1-in-10WORST DAY519","A1","Portfolio","LCA","North Coast and North Bay",5,"CAISO","1-in-10","WORST DAY",5,"19","18",81.526562499999997,45.183519621491435,44.840175960063931,-0.34334420018829404,1.6973267775028944E-3]
["A1PortfolioLCANorth Coast and North Bay5CAISO1-in-10WORST DAY1112","A1","Portfolio","LCA","North Coast and North Bay",5,"CAISO","1-in-10","WORST DAY",11,"12","12",63.904761904761905,33.343366134734381,33.343366134734381,0,0]
["A1PortfolioLCANorth Coast and North Bay5CAISO1-in-2WORST DAY608","A1","Portfolio","LCA","North Coast and North Bay",5,"CAISO","1-in-2","WORST DAY",6,"08","07",63.966728855721392,42.814176073121786,42.814176073121786,0,0]
["A1PortfolioLCANorth Coast and North Bay5CAISO1-in-2WORST DAY815","A1","Portfolio","LCA","North Coast and North Bay",5,"CAISO","1-in-2","WORST DAY",8,"15","14",90.414619164619168,45.992991812984833,45.992991812984833,0,0]
["A1PortfolioLCANorth Coast and North Bay5PG&E1-in-10WORST DAY909","A1","Portfolio","LCA","North Coast and North Bay",5,"PG&E","1-in-10","WORST DAY",9,"09","08",67.300475059382421,44.478960461967631,44.478960461967631,0,0]
["A1PortfolioLCANorth Coast and North Bay5PG&E1-in-10WORST DAY1218","A1","Portfolio","LCA","North Coast and North Bay",5,"PG&E","1-in-10","WORST DAY",12,"18","18",43.174319727891159,32.222984921094245,32.222984921094245,0,0]
["A1PortfolioLCANorth Coast and North Bay5PG&E1-in-2WORST DAY701","A1","Portfolio","LCA","North Coast and North Bay",5,"PG&E","1-in-2","WORST DAY",7,"01","24",63.95553482587065,38.206592973488483,38.206592973488483,0,0]
["A1PortfolioLCAOther5CAISO1-in-10WORST DAY422","A1","Portfolio","LCA","Other",5,"CAISO","1-in-10","WORST DAY",4,"22","21",78.678351151315795,40.495739655324108,40.495739655324108,0,0]
["A1PortfolioLCAOther5CAISO1-in-10WORST DAY1015","A1","Portfolio","LCA","Other",5,"CAISO","1-in-10","WORST DAY",10,"15","14",93.694609967497286,30.478823474433803,30.478823474433803,0,0]
["A1PortfolioLCAOther5CAISO1-in-2WORST DAY408","A1","Portfolio","LCA","Other",5,"CAISO","1-in-2","WORST DAY",4,"08","07",61.246659128289473,33.527028090271507,33.527028090271507,0,0]
["A1PortfolioLCAOther5CAISO1-in-2WORST DAY1108","A1","Portfolio","LCA","Other",5,"CAISO","1-in-2","WORST DAY",11,"08","08",50.100315884476537,26.055385529941169,26.055385529941169,0,0]
["A1PortfolioLCAOther5PG&E1-in-10WORST DAY812","A1","Portfolio","LCA","Other",5,"PG&E","1-in-10","WORST DAY",8,"12","11",96.305803571428569,37.270420251938049,37.270420251938049,0,0]
["A1PortfolioLCAOther5PG&E1-in-2WORST DAY205","A1","Portfolio","LCA","Other",5,"PG&E","1-in-2","WORST DAY",2,"05","05",39.641246259085079,21.258801267092529,21.258801267092529,0,0]
["A1PortfolioLCAOther5PG&E1-in-2WORST DAY1215","A1","Portfolio","LCA","Other",5,"PG&E","1-in-2","WORST DAY",12,"15","15",53.16412454873646,16.230442663263329,16.230442663263329,0,0]
["A1PortfolioLCASierra5CAISO1-in-10WORST DAY703","A1","Portfolio","LCA","Sierra",5,"CAISO","1-in-10","WORST DAY",7,"03","02",74.072045152722438,14.741377950189598,14.741377950189598,0,0]
["A1PortfolioLCASierra5CAISO1-in-10WORST DAY918","A1","Portfolio","LCA","Sierra",5,"CAISO","1-in-10","WORST DAY",9,"18","17",95.903511597938149,16.013076116983807,15.891394799287172,-0.12168146351305228,7.1136932820081711E-4]
["A1PortfolioLCASierra5CAISO1-in-2WORST DAY1012","A1","Portfolio","LCA","Sierra",5,"CAISO","1-in-2","WORST DAY",10,"12","11",78.865764331210187,9.8030131185130713,9.8030131185130713,0,0]
["A1PortfolioLCASierra5PG&E1-in-10WORST DAY405","A1","Portfolio","LCA","Sierra",5,"PG&E","1-in-10","WORST DAY",4,"05","04",60.269905533063429,12.033257098333072,12.033257098333072,0,0]
["A1PortfolioLCASierra5PG&E1-in-10WORST DAY1110","A1","Portfolio","LCA","Sierra",5,"PG&E","1-in-10","WORST DAY",11,"10","10",52.628503184713374,7.0800847551625248,7.0800847551625248,0,0]
["A1PortfolioLCASierra5PG&E1-in-2WORST DAY809","A1","Portfolio","LCA","Sierra",5,"PG&E","1-in-2","WORST DAY",8,"09","08",77.128481432360743,15.307127141826033,15.307127141826033,0,0]
["A1PortfolioLCASierra5PG&E1-in-2WORST DAY1118","A1","Portfolio","LCA","Sierra",5,"PG&E","1-in-2","WORST DAY",11,"18","18",51.713216560509551,7.8753818671604634,7.8753818671604634,0,0]
["A1PortfolioLCAStockton5CAISO1-in-10WORST DAY511","A1","Portfolio","LCA","Stockton",5,"CAISO","1-in-10","WORST DAY",5,"11","10",83.095202622169253,42.313266675581843,42.313266675581843,0,0]
["A1PortfolioLCAStockton5CAISO1-in-10WORST DAY1203","A1","Portfolio","LCA","Stockton",5,"CAISO","1-in-10","WORST DAY",12,"03","03",39.304050279329608,32.915796384373522,32.915796384373522,0,0]
["A1PortfolioLCAStockton5CAISO1-in-2WORST DAY915","A1","Portfolio","LCA","Stockton",5,"CAISO","1-in-2","WORST DAY",9,"15","14",90.464655172413799,40.569038129812,40.569038129812,0,0]
["A1PortfolioLCAStockton5PG&E1-in-10WORST DAY308","A1","Portfolio","LCA","Stockton",5,"PG&E","1-in-10","WORST DAY",3,"08","07",48.51063829787234,38.048254632201044,38.048254632201044,0,0]
["A1PortfolioLCAStockton5PG&E1-in-10WORST DAY901","A1","Portfolio","LCA","Stockton",5,"PG&E","1-in-10","WORST DAY",9,"01","24",78.648994252873564,41.506274662556493,41.506274662556493,0,0]
["A1PortfolioLCAStockton5PG&E1-in-2WORST DAY410","A1","Portfolio","LCA","Stockton",5,"PG&E","1-in-2","WORST DAY",4,"10","09",69.400808457711449,39.376099704259737,39.376099704259737,0,0]
["A1PortfolioLCAnon-LCA5CAISO1-in-10WORST DAY105","A1","Portfolio","LCA","non-LCA",5,"CAISO","1-in-10","WORST DAY",1,"05","05",34.229166666666664,37.740129351615906,37.740129351615906,0,0]
["A1PortfolioLCAnon-LCA5CAISO1-in-10WORST DAY1115","A1","Portfolio","LCA","non-LCA",5,"CAISO","1-in-10","WORST DAY",11,"15","15",75.6875,30.061904129527864,30.061904129527864,0,0]
["A1PortfolioLCAnon-LCA5CAISO1-in-2WORST DAY508","A1","Portfolio","LCA","non-LCA",5,"CAISO","1-in-2","WORST DAY",5,"08","07",62.89473684210526,38.426893083672773,38.426893083672773,0,0]
["A1PortfolioLCAnon-LCA5CAISO1-in-2WORST DAY1205","A1","Portfolio","LCA","non-LCA",5,"CAISO","1-in-2","WORST DAY",12,"05","05",42.75,29.415850525810605,29.415850525810605,0,0]
["A1PortfolioLCAnon-LCA5PG&E1-in-10WORST DAY211","A1","Portfolio","LCA","non-LCA",5,"PG&E","1-in-10","WORST DAY",2,"11","11",50.072916666666664,43.697415923078857,43.697415923078857,0,0]
["A1PortfolioLCAnon-LCA5PG&E1-in-2WORST DAY305","A1","Portfolio","LCA","non-LCA",5,"PG&E","1-in-2","WORST DAY",3,"05","04",43.286458333333336,37.740129351615906,37.740129351615906,0,0]
["A1PortfolioLCAnon-LCA5PG&E1-in-2WORST DAY614","A1","Portfolio","LCA","non-LCA",5,"PG&E","1-in-2","WORST DAY",6,"14","13",87.34210526315789,32.036090298702845,32.036090298702845,0,0]
["A1PortfolioSubLAPSLAP_PGCC5CAISO1-in-10WORST DAY412","A1","Portfolio","SubLAP","SLAP_PGCC",5,"CAISO","1-in-10","WORST DAY",4,"12","11",76.641711229946523,16.046966707005222,16.046966707005222,0,0]
["A1PortfolioSubLAPSLAP_PGCC5CAISO1-in-2WORST DAY102","A1","Portfolio","SubLAP","SLAP_PGCC",5,"CAISO","1-in-2","WORST DAY",1,"02","02",39.732857142857142,17.15163222704615,17.15163222704615,0,0]
["A1PortfolioSubLAPSLAP_PGCC5CAISO1-in-2WORST DAY411","A1","Portfolio","SubLAP","SLAP_PGCC",5,"CAISO","1-in-2","WORST DAY",4,"11","10",66.767379679144383,16.348572689900422,16.348572689900422,0,0]
["A1PortfolioSubLAPSLAP_PGCC5CAISO1-in-2WORST DAY1004","A1","Portfolio","SubLAP","SLAP_PGCC",5,"CAISO","1-in-2","WORST DAY",10,"04","03",55.382075471698116,15.854372146894347,15.854372146894347,0,0]
["A1PortfolioSubLAPSLAP_PGCC5PG&E1-in-10WORST DAY505","A1","Portfolio","SubLAP","SLAP_PGCC",5,"PG&E","1-in-10","WORST DAY",5,"05","04",59.199866310160431,17.890519695167235,17.890519695167235,0,0]
["A1PortfolioSubLAPSLAP_PGCC5PG&E1-in-2WORST DAY208","A1","Portfolio","SubLAP","SLAP_PGCC",5,"PG&E","1-in-2","WORST DAY",2,"08","08",41.830714285714286,26.904249990497316,26.904249990497316,0,0]
["A1PortfolioSubLAPSLAP_PGCC5PG&E1-in-2WORST DAY801","A1","Portfolio","SubLAP","SLAP_PGCC",5,"PG&E","1-in-2","WORST DAY",8,"01","24",59.706300813008127,18.162196209517919,18.162196209517919,0,0]
["A1PortfolioSubLAPSLAP_PGEB5CAISO1-in-10WORST DAY611","A1","Portfolio","SubLAP","SLAP_PGEB",5,"CAISO","1-in-10","WORST DAY",6,"11","10",79.120736086175938,-14.339714793371341,-14.339714793371341,0,0]
["A1PortfolioSubLAPSLAP_PGEB5CAISO1-in-10WORST DAY912","A1","Portfolio","SubLAP","SLAP_PGEB",5,"CAISO","1-in-10","WORST DAY",9,"12","11",81.170510708401977,-4.6441430621327839,-4.6441430621327839,0,0]
["A1PortfolioSubLAPSLAP_PGEB5CAISO1-in-2WORST DAY522","A1","Portfolio","SubLAP","SLAP_PGEB",5,"CAISO","1-in-2","WORST DAY",5,"22","21",63.087862318840578,-22.151333078094151,-21.983009352200273,0.16832535581636257,2.584405243396759E-3]
["A1PortfolioSubLAPSLAP_PGEB5PG&E1-in-10WORST DAY408","A1","Portfolio","SubLAP","SLAP_PGEB",5,"PG&E","1-in-10","WORST DAY",4,"08","07",63.322916666666664,-24.827071592427682,-24.827071592427682,0,0]
["A1PortfolioSubLAPSLAP_PGEB5PG&E1-in-10WORST DAY1001","A1","Portfolio","SubLAP","SLAP_PGEB",5,"PG&E","1-in-10","WORST DAY",10,"01","24",69.240740740740748,-41.271576987372505,-41.271576987372505,0,0]
["A1PortfolioSubLAPSLAP_PGEB5PG&E1-in-2WORST DAY507","A1","Portfolio","SubLAP","SLAP_PGEB",5,"PG&E","1-in-2","WORST DAY",5,"07","06",58.581748188405797,-27.450953371282935,-27.450953371282935,0,0]
["A1PortfolioSubLAPSLAP_PGEB5PG&E1-in-2WORST DAY704","A1","Portfolio","SubLAP","SLAP_PGEB",5,"PG&E","1-in-2","WORST DAY",7,"04","03",63.060193321616872,-53.818826878217486,-53.818826878217486,0,0]
["A1PortfolioSubLAPSLAP_PGF15CAISO1-in-10WORST DAY722","A1","Portfolio","SubLAP","SLAP_PGF1",5,"CAISO","1-in-10","WORST DAY",7,"22","21",98.282311961939286,33.473191870436388,33.473191870436388,0,0]
["A1PortfolioSubLAPSLAP_PGF15CAISO1-in-10WORST DAY1107","A1","Portfolio","SubLAP","SLAP_PGF1",5,"CAISO","1-in-10","WORST DAY",11,"07","07",49.392480950246529,16.885194167955635,16.885194167955635,0,0]
["A1PortfolioSubLAPSLAP_PGF15CAISO1-in-2WORST DAY424","A1","Portfolio","SubLAP","SLAP_PGF1",5,"CAISO","1-in-2","WORST DAY",4,"24","23",72.394944458470079,22.752656667130488,22.752656667130488,0,0]
["A1PortfolioSubLAPSLAP_PGF15PG&E1-in-10WORST DAY102","A1","Portfolio","SubLAP","SLAP_PGF1",5,"PG&E","1-in-10","WORST DAY",1,"02","02",38.142467096051526,12.007050721143282,12.007050721143282,0,0]
["A1PortfolioSubLAPSLAP_PGF15PG&E1-in-10WORST DAY904","A1","Portfolio","SubLAP","SLAP_PGF1",5,"PG&E","1-in-10","WORST DAY",9,"04","03",73.092767295597483,26.431632130354082,26.431632130354082,0,0]
["A1PortfolioSubLAPSLAP_PGF15PG&E1-in-2WORST DAY221","A1","Portfolio","SubLAP","SLAP_PGF1",5,"PG&E","1-in-2","WORST DAY",2,"21","21",49.523446132596682,13.454777266760228,13.454777266760228,0,0]
["A1PortfolioSubLAPSLAP_PGFG5CAISO1-in-10WORST DAY107","A1","Portfolio","SubLAP","SLAP_PGFG",5,"CAISO","1-in-10","WORST DAY",1,"07","07",31.385670731707318,37.482452904305809,37.482452904305809,0,0]
["A1PortfolioSubLAPSLAP_PGFG5CAISO1-in-10WORST DAY509","A1","Portfolio","SubLAP","SLAP_PGFG",5,"CAISO","1-in-10","WORST DAY",5,"09","08",63.482541899441344,45.616774503079206,45.616774503079206,0,0]
["A1PortfolioSubLAPSLAP_PGFG5CAISO1-in-10WORST DAY1218","A1","Portfolio","SubLAP","SLAP_PGFG",5,"CAISO","1-in-10","WORST DAY",12,"18","18",46.844362745098039,36.56909221644495,36.56909221644495,0,0]
["A1PortfolioSubLAPSLAP_PGFG5CAISO1-in-2WORST DAY1104","A1","Portfolio","SubLAP","SLAP_PGFG",5,"CAISO","1-in-2","WORST DAY",11,"04","04",43.386642156862742,32.190910474926817,32.190910474926817,0,0]
["A1PortfolioSubLAPSLAP_PGFG5PG&E1-in-10WORST DAY421","A1","Portfolio","SubLAP","SLAP_PGFG",5,"PG&E","1-in-10","WORST DAY",4,"21","20",74.374264705882354,51.519754263933969,51.519754263933969,0,0]
["A1PortfolioSubLAPSLAP_PGFG5PG&E1-in-2WORST DAY104","A1","Portfolio","SubLAP","SLAP_PGFG",5,"PG&E","1-in-2","WORST DAY",1,"04","04",33.171493902439025,32.158284797901061,32.158284797901061,0,0]
["A1PortfolioSubLAPSLAP_PGFG5PG&E1-in-2WORST DAY901","A1","Portfolio","SubLAP","SLAP_PGFG",5,"PG&E","1-in-2","WORST DAY",9,"01","24",61.591577540106954,39.350498217949891,39.350498217949891,0,0]
["A1PortfolioSubLAPSLAP_PGHB5CAISO1-in-10WORST DAY218","A1","Portfolio","SubLAP","SLAP_PGHB",5,"CAISO","1-in-10","WORST DAY",2,"18","18",47.05,35.681408175555141,35.681408175555141,0,0]
["A1PortfolioSubLAPSLAP_PGHB5CAISO1-in-10WORST DAY603","A1","Portfolio","SubLAP","SLAP_PGHB",5,"CAISO","1-in-10","WORST DAY",6,"03","02",55.152272727272724,39.301854454387318,39.301854454387318,0,0]
["A1PortfolioSubLAPSLAP_PGHB5CAISO1-in-2WORST DAY511","A1","Portfolio","SubLAP","SLAP_PGHB",5,"CAISO","1-in-2","WORST DAY",5,"11","10",61.920454545454547,42.561637232520361,42.561637232520361,0,0]
["A1PortfolioSubLAPSLAP_PGHB5CAISO1-in-2WORST DAY1215","A1","Portfolio","SubLAP","SLAP_PGHB",5,"CAISO","1-in-2","WORST DAY",12,"15","15",54.5,41.299785973696871,41.299785973696871,0,0]
["A1PortfolioSubLAPSLAP_PGHB5PG&E1-in-10WORST DAY324","A1","Portfolio","SubLAP","SLAP_PGHB",5,"PG&E","1-in-10","WORST DAY",3,"24","23",42.94318181818182,39.784579532796684,39.784579532796684,0,0]
["A1PortfolioSubLAPSLAP_PGHB5PG&E1-in-10WORST DAY917","A1","Portfolio","SubLAP","SLAP_PGHB",5,"PG&E","1-in-10","WORST DAY",9,"17","16",74.381696428571431,41.240778854915071,40.927394432680948,-0.31338377044137034,6.6218236461281776E-3]
["A1PortfolioSubLAPSLAP_PGHB5PG&E1-in-2WORST DAY604","A1","Portfolio","SubLAP","SLAP_PGHB",5,"PG&E","1-in-2","WORST DAY",6,"04","03",51.884090909090908,38.412677236036821,38.412677236036821,0,0]
["A1PortfolioSubLAPSLAP_PGKN5CAISO1-in-10WORST DAY121","A1","Portfolio","SubLAP","SLAP_PGKN",5,"CAISO","1-in-10","WORST DAY",1,"21","21",40.25,19.541876869334576,19.541876869334576,0,0]
["A1PortfolioSubLAPSLAP_PGKN5CAISO1-in-10WORST DAY714","A1","Portfolio","SubLAP","SLAP_PGKN",5,"CAISO","1-in-10","WORST DAY",7,"14","13",104.625,41.418314038690042,41.418314038690042,0,0]
["A1PortfolioSubLAPSLAP_PGKN5CAISO1-in-2WORST DAY524","A1","Portfolio","SubLAP","SLAP_PGKN",5,"CAISO","1-in-2","WORST DAY",5,"24","23",81.75,28.921832582649518,28.921832582649518,0,0]
["A1PortfolioSubLAPSLAP_PGKN5CAISO1-in-2WORST DAY1011","A1","Portfolio","SubLAP","SLAP_PGKN",5,"CAISO","1-in-2","WORST DAY",10,"11","10",77.25,29.167513390415301,29.167513390415301,0,0]
["A1PortfolioSubLAPSLAP_PGKN5PG&E1-in-10WORST DAY511","A1","Portfolio","SubLAP","SLAP_PGKN",5,"PG&E","1-in-10","WORST DAY",5,"11","10",94.375,39.430259431181504,39.430259431181504,0,0]
["A1PortfolioSubLAPSLAP_PGKN5PG&E1-in-2WORST DAY321","A1","Portfolio","SubLAP","SLAP_PGKN",5,"PG&E","1-in-2","WORST DAY",3,"21","20",54.625,19.541876869334576,19.541876869334576,0,0]
["A1PortfolioSubLAPSLAP_PGKN5PG&E1-in-2WORST DAY914","A1","Portfolio","SubLAP","SLAP_PGKN",5,"PG&E","1-in-2","WORST DAY",9,"14","13",98.875,36.514721032735466,36.514721032735466,0,0]
["A1PortfolioSubLAPSLAP_PGNB5CAISO1-in-10WORST DAY218","A1","Portfolio","SubLAP","SLAP_PGNB",5,"CAISO","1-in-10","WORST DAY",2,"18","18",52.515337423312886,37.616804158029382,37.616804158029382,0,0]
["A1PortfolioSubLAPSLAP_PGNB5CAISO1-in-2WORST DAY118","A1","Portfolio","SubLAP","SLAP_PGNB",5,"CAISO","1-in-2","WORST DAY",1,"18","18",45.706288343558285,37.616804158029382,37.616804158029382,0,0]
["A1PortfolioSubLAPSLAP_PGNB5CAISO1-in-2WORST DAY711","A1","Portfolio","SubLAP","SLAP_PGNB",5,"CAISO","1-in-2","WORST DAY",7,"11","10",75.423882681564251,51.475715999496714,51.475715999496714,0,0]
["A1PortfolioSubLAPSLAP_PGNB5CAISO1-in-2WORST DAY1020","A1","Portfolio","SubLAP","SLAP_PGNB",5,"CAISO","1-in-2","WORST DAY",10,"20","19",71.835897435897436,45.527713491977792,45.181752723302594,-0.34595969109198987,3.2244906760752201E-3]
["A1PortfolioSubLAPSLAP_PGNB5PG&E1-in-10WORST DAY1013","A1","Portfolio","SubLAP","SLAP_PGNB",5,"PG&E","1-in-10","WORST DAY",10,"13","12",89.424358974358981,55.025575403066782,55.025575403066782,0,0]
["A1PortfolioSubLAPSLAP_PGNB5PG&E1-in-2WORST DAY508","A1","Portfolio","SubLAP","SLAP_PGNB",5,"PG&E","1-in-2","WORST DAY",5,"08","07",57.300287356321839,47.762698173522949,47.762698173522949,0,0]
["A1PortfolioSubLAPSLAP_PGNB5PG&E1-in-2WORST DAY817","A1","Portfolio","SubLAP","SLAP_PGNB",5,"PG&E","1-in-2","WORST DAY",8,"17","16",93.393543956043956,58.051559993198943,57.610433368892458,-0.44112691013040123,4.2322557419538498E-3]
["A1PortfolioSubLAPSLAP_PGNC5CAISO1-in-10WORST DAY210","A1","Portfolio","SubLAP","SLAP_PGNC",5,"CAISO","1-in-10","WORST DAY",2,"10","10",41.94140625,12.350183272734284,12.350183272734284,0,0]
["A1PortfolioSubLAPSLAP_PGNC5CAISO1-in-2WORST DAY220","A1","Portfolio","SubLAP","SLAP_PGNC",5,"CAISO","1-in-2","WORST DAY",2,"20","20",41.625,9.8271976746618748,9.8271976746618748,0,0]
["A1PortfolioSubLAPSLAP_PGNC5CAISO1-in-2WORST DAY614","A1","Portfolio","SubLAP","SLAP_PGNC",5,"CAISO","1-in-2","WORST DAY",6,"14","13",93.3203125,18.466844297945499,18.466844297945499,0,0]
["A1PortfolioSubLAPSLAP_PGNC5CAISO1-in-2WORST DAY1207","A1","Portfolio","SubLAP","SLAP_PGNC",5,"CAISO","1-in-2","WORST DAY",12,"07","07",39.825000000000003,10.849043864470262,10.849043864470262,0,0]
["A1PortfolioSubLAPSLAP_PGNC5PG&E1-in-10WORST DAY1017","A1","Portfolio","SubLAP","SLAP_PGNC",5,"PG&E","1-in-10","WORST DAY",10,"17","16",96.161538461538456,15.693243965735803,15.573993396759032,-0.11925109366957957,2.3839916102588177E-3]
["A1PortfolioSubLAPSLAP_PGNC5PG&E1-in-2WORST DAY313","A1","Portfolio","SubLAP","SLAP_PGNC",5,"PG&E","1-in-2","WORST DAY",3,"13","12",53.380859375,12.785795971751213,12.785795971751213,0,0]
["A1PortfolioSubLAPSLAP_PGNP5CAISO1-in-10WORST DAY221","A1","Portfolio","SubLAP","SLAP_PGNP",5,"CAISO","1-in-10","WORST DAY",2,"21","21",46.502125193199383,23.930320840806829,23.930320840806829,0,0]
["A1PortfolioSubLAPSLAP_PGNP5CAISO1-in-10WORST DAY814","A1","Portfolio","SubLAP","SLAP_PGNP",5,"CAISO","1-in-10","WORST DAY",8,"14","13",99.679981773997568,28.241317898397167,28.241317898397167,0,0]
["A1PortfolioSubLAPSLAP_PGNP5CAISO1-in-2WORST DAY207","A1","Portfolio","SubLAP","SLAP_PGNP",5,"CAISO","1-in-2","WORST DAY",2,"07","07",44.517581143740337,25.36030940073535,25.36030940073535,0,0]
["A1PortfolioSubLAPSLAP_PGNP5CAISO1-in-2WORST DAY720","A1","Portfolio","SubLAP","SLAP_PGNP",5,"CAISO","1-in-2","WORST DAY",7,"20","19",92.435840707964601,33.330937406469687,33.077659872178032,-0.25327782943260807,1.2578465975821018E-3]
["A1PortfolioSubLAPSLAP_PGNP5PG&E1-in-10WORST DAY611","A1","Portfolio","SubLAP","SLAP_PGNP",5,"PG&E","1-in-10","WORST DAY",6,"11","10",88.341930379746842,28.922396832289575,28.922396832289575,0,0]
["A1PortfolioSubLAPSLAP_PGNP5PG&E1-in-10WORST DAY1204","A1","Portfolio","SubLAP","SLAP_PGNP",5,"PG&E","1-in-10","WORST DAY",12,"04","04",31.348774230330672,20.595352321931138,20.595352321931138,0,0]
["A1PortfolioSubLAPSLAP_PGNP5PG&E1-in-2WORST DAY313","A1","Portfolio","SubLAP","SLAP_PGNP",5,"PG&E","1-in-2","WORST DAY",3,"13","12",54.562121212121212,19.466653350627784,19.466653350627784,0,0]
["A1PortfolioSubLAPSLAP_PGP25CAISO1-in-10WORST DAY315","A1","Portfolio","SubLAP","SLAP_PGP2",5,"CAISO","1-in-10","WORST DAY",3,"15","14",67.66776315789474,73.090742672744554,73.090742672744554,0,0]
["A1PortfolioSubLAPSLAP_PGP25CAISO1-in-10WORST DAY717","A1","Portfolio","SubLAP","SLAP_PGP2",5,"CAISO","1-in-10","WORST DAY",7,"17","16",86.712704918032784,108.03098233957759,107.21006570722236,-0.82091457672783585,4.4836290180683136E-3]
["A1PortfolioSubLAPSLAP_PGP25CAISO1-in-2WORST DAY110","A1","Portfolio","SubLAP","SLAP_PGP2",5,"CAISO","1-in-2","WORST DAY",1,"10","10",47.48807565789474,71.493692418462345,71.493692418462345,0,0]
["A1PortfolioSubLAPSLAP_PGP25CAISO1-in-2WORST DAY703","A1","Portfolio","SubLAP","SLAP_PGP2",5,"CAISO","1-in-2","WORST DAY",7,"03","02",61.729508196721312,54.290933787236447,54.290933787236447,0,0]
["A1PortfolioSubLAPSLAP_PGP25PG&E1-in-10WORST DAY722","A1","Portfolio","SubLAP","SLAP_PGP2",5,"PG&E","1-in-10","WORST DAY",7,"22","21",72.654508196721309,70.242764676203493,70.242764676203493,0,0]
["A1PortfolioSubLAPSLAP_PGP25PG&E1-in-10WORST DAY1107","A1","Portfolio","SubLAP","SLAP_PGP2",5,"PG&E","1-in-10","WORST DAY",11,"07","07",47.972983870967745,60.70363826444072,60.70363826444072,0,0]
["A1PortfolioSubLAPSLAP_PGP25PG&E1-in-2WORST DAY424","A1","Portfolio","SubLAP","SLAP_PGP2",5,"PG&E","1-in-2","WORST DAY",4,"24","23",58.613934426229505,54.944482922163168,54.944482922163168,0,0]
["A1PortfolioSubLAPSLAP_PGSB5CAISO1-in-10WORST DAY310","A1","Portfolio","SubLAP","SLAP_PGSB",5,"CAISO","1-in-10","WORST DAY",3,"10","09",60.95,205.27321479975828,205.27321479975828,0,0]
["A1PortfolioSubLAPSLAP_PGSB5CAISO1-in-10WORST DAY815","A1","Portfolio","SubLAP","SLAP_PGSB",5,"CAISO","1-in-10","WORST DAY",8,"15","14",86.872549019607845,239.26322861333756,239.26322861333756,0,0]
["A1PortfolioSubLAPSLAP_PGSB5CAISO1-in-2WORST DAY714","A1","Portfolio","SubLAP","SLAP_PGSB",5,"CAISO","1-in-2","WORST DAY",7,"14","13",82.002042007001165,232.86411993367253,232.86411993367253,0,0]
["A1PortfolioSubLAPSLAP_PGSB5PG&E1-in-10WORST DAY107","A1","Portfolio","SubLAP","SLAP_PGSB",5,"PG&E","1-in-10","WORST DAY",1,"07","07",36.177301255230127,180.20630802170501,180.20630802170501,0,0]
["A1PortfolioSubLAPSLAP_PGSB5PG&E1-in-10WORST DAY624","A1","Portfolio","SubLAP","SLAP_PGSB",5,"PG&E","1-in-10","WORST DAY",6,"24","23",77.950642523364479,193.09967471505993,193.09967471505993,0,0]
["A1PortfolioSubLAPSLAP_PGSB5PG&E1-in-10WORST DAY1222","A1","Portfolio","SubLAP","SLAP_PGSB",5,"PG&E","1-in-10","WORST DAY",12,"22","22",42.012737961926092,179.39368912567616,179.39368912567616,0,0]
["A1PortfolioSubLAPSLAP_PGSB5PG&E1-in-2WORST DAY1104","A1","Portfolio","SubLAP","SLAP_PGSB",5,"PG&E","1-in-2","WORST DAY",11,"04","04",46.330767077267637,165.50063686755308,165.50063686755308,0,0]
["A1PortfolioSubLAPSLAP_PGSF5CAISO1-in-10WORST DAY213","A1","Portfolio","SubLAP","SLAP_PGSF",5,"CAISO","1-in-10","WORST DAY",2,"13","13",54.199344023323619,163.66058627787555,163.66058627787555,0,0]
["A1PortfolioSubLAPSLAP_PGSF5CAISO1-in-10WORST DAY806","A1","Portfolio","SubLAP","SLAP_PGSF",5,"CAISO","1-in-10","WORST DAY",8,"06","05",58.249678663239074,138.22761204923026,138.22761204923026,0,0]
["A1PortfolioSubLAPSLAP_PGSF5CAISO1-in-2WORST DAY817","A1","Portfolio","SubLAP","SLAP_PGSF",5,"CAISO","1-in-2","WORST DAY",8,"17","16",71.983290488431876,197.42326326051531,195.9230706170776,-1.5001959572989101,6.8048280663788319E-3]
["A1PortfolioSubLAPSLAP_PGSF5CAISO1-in-2WORST DAY1210","A1","Portfolio","SubLAP","SLAP_PGSF",5,"CAISO","1-in-2","WORST DAY",12,"10","10",51.614864864864863,175.93474264402647,175.93474264402647,0,0]
["A1PortfolioSubLAPSLAP_PGSF5PG&E1-in-10WORST DAY603","A1","Portfolio","SubLAP","SLAP_PGSF",5,"PG&E","1-in-10","WORST DAY",6,"03","02",62.985810810810811,140.66835106450159,140.66835106450159,0,0]
["A1PortfolioSubLAPSLAP_PGSF5PG&E1-in-10WORST DAY1120","A1","Portfolio","SubLAP","SLAP_PGSF",5,"PG&E","1-in-10","WORST DAY",11,"20","20",56.249078624078621,142.33357611920968,142.33357611920968,0,0]
["A1PortfolioSubLAPSLAP_PGSF5PG&E1-in-2WORST DAY1224","A1","Portfolio","SubLAP","SLAP_PGSF",5,"PG&E","1-in-2","WORST DAY",12,"24","24",47.83722358722359,130.14509915954065,130.14509915954065,0,0]
["A1PortfolioSubLAPSLAP_PGSI5CAISO1-in-10WORST DAY324","A1","Portfolio","SubLAP","SLAP_PGSI",5,"CAISO","1-in-10","WORST DAY",3,"24","23",53.274595687331534,7.8979842559989253,7.8979842559989253,0,0]
["A1PortfolioSubLAPSLAP_PGSI5CAISO1-in-2WORST DAY210","A1","Portfolio","SubLAP","SLAP_PGSI",5,"CAISO","1-in-2","WORST DAY",2,"10","10",46.401361731843572,6.7580485643621264,6.7580485643621264,0,0]
["A1PortfolioSubLAPSLAP_PGSI5CAISO1-in-2WORST DAY803","A1","Portfolio","SubLAP","SLAP_PGSI",5,"CAISO","1-in-2","WORST DAY",8,"03","02",65.054470198675503,11.809588314839546,11.809588314839546,0,0]
["A1PortfolioSubLAPSLAP_PGSI5PG&E1-in-10WORST DAY117","A1","Portfolio","SubLAP","SLAP_PGSI",5,"PG&E","1-in-10","WORST DAY",1,"17","17",42.39437849162011,6.7988034010599447,6.7988034010599447,0,0]
["A1PortfolioSubLAPSLAP_PGSI5PG&E1-in-10WORST DAY1207","A1","Portfolio","SubLAP","SLAP_PGSI",5,"PG&E","1-in-10","WORST DAY",12,"07","07",29.467239185750635,8.0705132590602062,8.0705132590602062,0,0]
["A1PortfolioSubLAPSLAP_PGSI5PG&E1-in-2WORST DAY524","A1","Portfolio","SubLAP","SLAP_PGSI",5,"PG&E","1-in-2","WORST DAY",5,"24","23",70.051037483266398,13.574442866656037,13.574442866656037,0,0]
["A1PortfolioSubLAPSLAP_PGSI5PG&E1-in-2WORST DAY909","A1","Portfolio","SubLAP","SLAP_PGSI",5,"PG&E","1-in-2","WORST DAY",9,"09","08",73.981660231660229,14.711564179399605,14.711564179399605,0,0]
["A1PortfolioSubLAPSLAP_PGST5CAISO1-in-10WORST DAY302","A1","Portfolio","SubLAP","SLAP_PGST",5,"CAISO","1-in-10","WORST DAY",3,"02","01",54.758712660028451,35.346579623648402,35.346579623648402,0,0]
["A1PortfolioSubLAPSLAP_PGST5CAISO1-in-2WORST DAY414","A1","Portfolio","SubLAP","SLAP_PGST",5,"CAISO","1-in-2","WORST DAY",4,"14","13",81.983050847457633,39.602440990649669,39.602440990649669,0,0]
["A1PortfolioSubLAPSLAP_PGST5CAISO1-in-2WORST DAY706","A1","Portfolio","SubLAP","SLAP_PGST",5,"CAISO","1-in-2","WORST DAY",7,"06","05",73.268092105263165,41.882122550610646,41.882122550610646,0,0]
["A1PortfolioSubLAPSLAP_PGST5CAISO1-in-2WORST DAY1223","A1","Portfolio","SubLAP","SLAP_PGST",5,"CAISO","1-in-2","WORST DAY",12,"23","23",46.136777638190956,36.55814680709836,36.55814680709836,0,0]
["A1PortfolioSubLAPSLAP_PGST5PG&E1-in-2WORST DAY117","A1","Portfolio","SubLAP","SLAP_PGST",5,"PG&E","1-in-2","WORST DAY",1,"17","17",46.037878787878789,35.124053959566751,35.124053959566751,0,0]
["A1PortfolioSubLAPSLAP_PGST5PG&E1-in-2WORST DAY821","A1","Portfolio","SubLAP","SLAP_PGST",5,"PG&E","1-in-2","WORST DAY",8,"21","20",88.708224967490253,46.378870079460974,46.026443259628252,-0.35242753328432441,8.9025165652856231E-4]
["A1PortfolioSubLAPSLAP_PGST5PG&E1-in-2WORST DAY1020","A1","Portfolio","SubLAP","SLAP_PGST",5,"PG&E","1-in-2","WORST DAY",10,"20","19",75.497173366834176,40.856065973480369,40.545604119517243,-0.31046037698043488,7.5913715409114957E-4]
["A1PortfolioSubLAPSLAP_PGZP5CAISO1-in-10WORST DAY906","A1","Portfolio","SubLAP","SLAP_PGZP",5,"CAISO","1-in-10","WORST DAY",9,"06","05",70.448908469226723,42.01995703723793,42.01995703723793,0,0]
["A1PortfolioSubLAPSLAP_PGZP5CAISO1-in-2WORST DAY223","A1","Portfolio","SubLAP","SLAP_PGZP",5,"CAISO","1-in-2","WORST DAY",2,"23","23",44.258483178654295,25.220765266783552,25.220765266783552,0,0]
["A1PortfolioSubLAPSLAP_PGZP5CAISO1-in-2WORST DAY914","A1","Portfolio","SubLAP","SLAP_PGZP",5,"CAISO","1-in-2","WORST DAY",9,"14","13",93.65288006312467,35.703753638430562,35.703753638430562,0,0]
["A1PortfolioSubLAPSLAP_PGZP5PG&E1-in-10WORST DAY703","A1","Portfolio","SubLAP","SLAP_PGZP",5,"PG&E","1-in-10","WORST DAY",7,"03","02",81.583469945355191,48.870212567699411,48.870212567699411,0,0]
["A1PortfolioSubLAPSLAP_PGZP5PG&E1-in-10WORST DAY1220","A1","Portfolio","SubLAP","SLAP_PGZP",5,"PG&E","1-in-10","WORST DAY",12,"20","20",40.483638743455501,30.129190177068661,30.129190177068661,0,0]
["A1PortfolioSubLAPSLAP_PGZP5PG&E1-in-2WORST DAY613","A1","Portfolio","SubLAP","SLAP_PGZP",5,"PG&E","1-in-2","WORST DAY",6,"13","12",97.277410468319559,38.936953551972863,38.936953551972863,0,0]
["A1Program SpecificAllAll5CAISO1-in-10WORST DAY121","A1","Program Specific","All","All",5,"CAISO","1-in-10","WORST DAY",1,"21","21",40.367546807489198,34.274680279505425,34.274680279505425,0,0]
["A1Program SpecificAllAll5CAISO1-in-10WORST DAY1017","A1","Program Specific","All","All",5,"CAISO","1-in-10","WORST DAY",10,"17","16",90.816562223829038,46.001171498226526,45.65161459929412,-0.34955743925503158,3.9216101868078113E-4]
["A1Program SpecificAllAll5CAISO1-in-2WORST DAY202","A1","Program Specific","All","All",5,"CAISO","1-in-2","WORST DAY",2,"02","02",48.744326849733028,29.357133879371748,29.357133879371748,0,0]
["A1Program SpecificAllAll5CAISO1-in-2WORST DAY719","A1","Program Specific","All","All",5,"CAISO","1-in-2","WORST DAY",7,"19","18",93.778995653264232,48.391848820248192,48.024125043585215,-0.36772390395491278,3.8301010499708354E-4]
["A1Program SpecificAllAll5PG&E1-in-10WORST DAY916","A1","Program Specific","All","All",5,"PG&E","1-in-10","WORST DAY",9,"16","15",97.866858859834338,50.961444442902369,50.961444442902369,0,0]
["A1Program SpecificAllAll5PG&E1-in-10WORST DAY1123","A1","Program Specific","All","All",5,"PG&E","1-in-10","WORST DAY",11,"23","23",50.301584591902312,32.655327525910394,32.655327525910394,0,0]
["A1Program SpecificAllAll5PG&E1-in-2WORST DAY516","A1","Program Specific","All","All",5,"PG&E","1-in-2","WORST DAY",5,"16","15",90.234867093604706,45.814093172266531,45.814093172266531,0,0]
["A1Program SpecificLCAGreater Bay Area5CAISO1-in-10WORST DAY402","A1","Program Specific","LCA","Greater Bay Area",5,"CAISO","1-in-10","WORST DAY",4,"02","01",62.634492273730686,87.907401218187999,87.907401218187999,0,0]
["A1Program SpecificLCAGreater Bay Area5CAISO1-in-2WORST DAY123","A1","Program Specific","LCA","Greater Bay Area",5,"CAISO","1-in-2","WORST DAY",1,"23","23",45.069845739471106,84.236889895318072,84.236889895318072,0,0]
["A1Program SpecificLCAGreater Bay Area5CAISO1-in-2WORST DAY313","A1","Program Specific","LCA","Greater Bay Area",5,"CAISO","1-in-2","WORST DAY",3,"13","12",55.133448199199641,114.94051960456525,114.94051960456525,0,0]
["A1Program SpecificLCAGreater Bay Area5PG&E1-in-10WORST DAY123","A1","Program Specific","LCA","Greater Bay Area",5,"PG&E","1-in-10","WORST DAY",1,"23","23",42.054358472086193,84.236889895318072,84.236889895318072,0,0]
["A1Program SpecificLCAGreater Bay Area5PG&E1-in-10WORST DAY716","A1","Program Specific","LCA","Greater Bay Area",5,"PG&E","1-in-10","WORST DAY",7,"16","15",90.043299957392421,148.39984636164291,148.39984636164291,0,0]
["A1Program SpecificLCAGreater Bay Area5PG&E1-in-2WORST DAY216","A1","Program Specific","LCA","Greater Bay Area",5,"PG&E","1-in-2","WORST DAY",2,"16","16",52.437257516973808,109.72184414288641,109.72184414288641,0,0]
["A1Program SpecificLCAGreater Bay Area5PG&E1-in-2WORST DAY1120","A1","Program Specific","LCA","Greater Bay Area",5,"PG&E","1-in-2","WORST DAY",11,"20","20",52.887484957882073,96.42572471214929,96.42572471214929,0,0]
["A1Program SpecificLCAGreater Fresno Area5CAISO1-in-10WORST DAY513","A1","Program Specific","LCA","Greater Fresno Area",5,"CAISO","1-in-10","WORST DAY",5,"13","12",93.771642655003859,19.01885585846863,19.01885585846863,0,0]
["A1Program SpecificLCAGreater Fresno Area5CAISO1-in-10WORST DAY822","A1","Program Specific","LCA","Greater Fresno Area",5,"CAISO","1-in-10","WORST DAY",8,"22","21",95.522328735094689,32.277147424243338,32.277147424243338,0,0]
["A1Program SpecificLCAGreater Fresno Area5CAISO1-in-2WORST DAY623","A1","Program Specific","LCA","Greater Fresno Area",5,"CAISO","1-in-2","WORST DAY",6,"23","22",91.462139568693971,30.083269000118399,30.083269000118399,0,0]
["A1Program SpecificLCAGreater Fresno Area5PG&E1-in-10WORST DAY310","A1","Program Specific","LCA","Greater Fresno Area",5,"PG&E","1-in-10","WORST DAY",3,"10","09",55.490433502809744,8.0795216419366973,8.0795216419366973,0,0]
["A1Program SpecificLCAGreater Fresno Area5PG&E1-in-10WORST DAY619","A1","Program Specific","LCA","Greater Fresno Area",5,"PG&E","1-in-10","WORST DAY",6,"19","18",103.87699903077296,26.068254093930886,25.870164266388265,-0.19808956968970642,1.4319684123620391E-4]
["A1Program SpecificLCAGreater Fresno Area5PG&E1-in-10WORST DAY1212","A1","Program Specific","LCA","Greater Fresno Area",5,"PG&E","1-in-10","WORST DAY",12,"12","12",42.994022748375116,5.5817882148350071,5.5817882148350071,0,0]
["A1Program SpecificLCAGreater Fresno Area5PG&E1-in-2WORST DAY716","A1","Program Specific","LCA","Greater Fresno Area",5,"PG&E","1-in-2","WORST DAY",7,"16","15",105.00938746773058,21.390719101591809,21.390719101591809,0,0]
["A1Program SpecificLCAHumboldt5CAISO1-in-10WORST DAY416","A1","Program Specific","LCA","Humboldt",5,"CAISO","1-in-10","WORST DAY",4,"16","15",67.0625,43.454197971909132,43.454197971909132,0,0]
["A1Program SpecificLCAHumboldt5CAISO1-in-10WORST DAY1009","A1","Program Specific","LCA","Humboldt",5,"CAISO","1-in-10","WORST DAY",10,"09","08",57.173245614035089,45.296958003127784,45.296958003127784,0,0]
["A1Program SpecificLCAHumboldt5CAISO1-in-2WORST DAY819","A1","Program Specific","LCA","Humboldt",5,"CAISO","1-in-2","WORST DAY",8,"19","18",64.43981481481481,44.888665464189316,44.547560510811984,-0.34110364352387412,7.3748622089624405E-3]
["A1Program SpecificLCAHumboldt5CAISO1-in-2WORST DAY1123","A1","Program Specific","LCA","Humboldt",5,"CAISO","1-in-2","WORST DAY",11,"23","23",46.973684210526315,42.108600114521231,42.108600114521231,0,0]
["A1Program SpecificLCAHumboldt5PG&E1-in-10WORST DAY806","A1","Program Specific","LCA","Humboldt",5,"PG&E","1-in-10","WORST DAY",8,"06","05",54.923611111111114,41.625799700065897,41.625799700065897,0,0]
["A1Program SpecificLCAHumboldt5PG&E1-in-2WORST DAY616","A1","Program Specific","LCA","Humboldt",5,"PG&E","1-in-2","WORST DAY",6,"16","15",65.879629629629633,43.584047997439349,43.584047997439349,0,0]
["A1Program SpecificLCAHumboldt5PG&E1-in-2WORST DAY1209","A1","Program Specific","LCA","Humboldt",5,"PG&E","1-in-2","WORST DAY",12,"09","09",39.721491228070178,44.141997483738685,44.141997483738685,0,0]
["A1Program SpecificLCAKern5CAISO1-in-10WORST DAY406","A1","Program Specific","LCA","Kern",5,"CAISO","1-in-10","WORST DAY",4,"06","05",63.625,28.636433441932269,28.636433441932269,0,0]
["A1Program SpecificLCAKern5CAISO1-in-2WORST DAY413","A1","Program Specific","LCA","Kern",5,"CAISO","1-in-2","WORST DAY",4,"13","12",81.625,26.681294489358127,26.681294489358127,0,0]
["A1Program SpecificLCAKern5CAISO1-in-2WORST DAY1006","A1","Program Specific","LCA","Kern",5,"CAISO","1-in-2","WORST DAY",10,"06","05",61.875,26.113066079044053,26.113066079044053,0,0]
["A1Program SpecificLCAKern5PG&E1-in-10WORST DAY115","A1","Program Specific","LCA","Kern",5,"PG&E","1-in-10","WORST DAY",1,"15","15",49.25,13.057394511369909,13.057394511369909,0,0]
["A1Program SpecificLCAKern5PG&E1-in-10WORST DAY1201","A1","Program Specific","LCA","Kern",5,"PG&E","1-in-10","WORST DAY",12,"01","01",37.5,15.490581354471688,15.490581354471688,0,0]
["A1Program SpecificLCAKern5PG&E1-in-2WORST DAY803","A1","Program Specific","LCA","Kern",5,"PG&E","1-in-2","WORST DAY",8,"03","02",79.75,31.508059345162689,31.508059345162689,0,0]
["A1Program SpecificLCAKern5PG&E1-in-2WORST DAY1112","A1","Program Specific","LCA","Kern",5,"PG&E","1-in-2","WORST DAY",11,"12","12",58.5,14.443624393555893,14.443624393555893,0,0]
["A1Program SpecificLCANorth Coast and North Bay5CAISO1-in-10WORST DAY1206","A1","Program Specific","LCA","North Coast and North Bay",5,"CAISO","1-in-10","WORST DAY",12,"06","06",32.312358276643991,32.660874896714475,32.660874896714475,0,0]
["A1Program SpecificLCANorth Coast and North Bay5CAISO1-in-2WORST DAY408","A1","Program Specific","LCA","North Coast and North Bay",5,"CAISO","1-in-2","WORST DAY",4,"08","07",54.250328947368423,38.113142487249874,38.113142487249874,0,0]
["A1Program SpecificLCANorth Coast and North Bay5CAISO1-in-2WORST DAY909","A1","Program Specific","LCA","North Coast and North Bay",5,"CAISO","1-in-2","WORST DAY",9,"09","08",60.820665083135395,41.760488629057967,41.760488629057967,0,0]
["A1Program SpecificLCANorth Coast and North Bay5PG&E1-in-10WORST DAY302","A1","Program Specific","LCA","North Coast and North Bay",5,"PG&E","1-in-10","WORST DAY",3,"02","01",44.918783422459896,29.516814734687141,29.516814734687141,0,0]
["A1Program SpecificLCANorth Coast and North Bay5PG&E1-in-2WORST DAY112","A1","Program Specific","LCA","North Coast and North Bay",5,"PG&E","1-in-2","WORST DAY",1,"12","12",42.284759358288767,32.451699747121268,32.451699747121268,0,0]
["A1Program SpecificLCANorth Coast and North Bay5PG&E1-in-2WORST DAY501","A1","Program Specific","LCA","North Coast and North Bay",5,"PG&E","1-in-2","WORST DAY",5,"01","24",58.825000000000003,34.566137069910766,34.566137069910766,0,0]
["A1Program SpecificLCAOther5CAISO1-in-10WORST DAY516","A1","Program Specific","LCA","Other",5,"CAISO","1-in-10","WORST DAY",5,"16","15",97.608260697305866,31.3713179144967,31.3713179144967,0,0]
["A1Program SpecificLCAOther5CAISO1-in-10WORST DAY1109","A1","Program Specific","LCA","Other",5,"CAISO","1-in-10","WORST DAY",11,"09","09",54.697698555956677,23.541065357889078,23.541065357889078,0,0]
["A1Program SpecificLCAOther5CAISO1-in-2WORST DAY502","A1","Program Specific","LCA","Other",5,"CAISO","1-in-2","WORST DAY",5,"02","01",72.054080824088743,37.494589996637806,37.494589996637806,0,0]
["A1Program SpecificLCAOther5CAISO1-in-2WORST DAY908","A1","Program Specific","LCA","Other",5,"CAISO","1-in-2","WORST DAY",9,"08","07",69.121904588492356,37.526299298525899,37.526299298525899,0,0]
["A1Program SpecificLCAOther5PG&E1-in-10WORST DAY906","A1","Program Specific","LCA","Other",5,"PG&E","1-in-10","WORST DAY",9,"06","05",69.817871449380917,37.716311434315053,37.716311434315053,0,0]
["A1Program SpecificLCAOther5PG&E1-in-2WORST DAY223","A1","Program Specific","LCA","Other",5,"PG&E","1-in-2","WORST DAY",2,"23","23",47.705483112441215,24.487966197137904,24.487966197137904,0,0]
["A1Program SpecificLCAOther5PG&E1-in-2WORST DAY608","A1","Program Specific","LCA","Other",5,"PG&E","1-in-2","WORST DAY",6,"08","07",77.553433268858797,40.612094333151092,40.612094333151092,0,0]
["A1Program SpecificLCASierra5CAISO1-in-10WORST DAY503","A1","Program Specific","LCA","Sierra",5,"CAISO","1-in-10","WORST DAY",5,"03","02",66.794403485254691,12.292525349609335,12.292525349609335,0,0]
["A1Program SpecificLCASierra5CAISO1-in-10WORST DAY1012","A1","Program Specific","LCA","Sierra",5,"CAISO","1-in-10","WORST DAY",10,"12","11",83.318152866242045,11.386710367384989,11.386710367384989,0,0]
["A1Program SpecificLCASierra5CAISO1-in-2WORST DAY405","A1","Program Specific","LCA","Sierra",5,"CAISO","1-in-2","WORST DAY",4,"05","04",56.827935222672068,9.7915807819237752,9.7915807819237752,0,0]
["A1Program SpecificLCASierra5PG&E1-in-10WORST DAY423","A1","Program Specific","LCA","Sierra",5,"PG&E","1-in-10","WORST DAY",4,"23","22",71.025809716599184,13.737907665139428,13.737907665139428,0,0]
["A1Program SpecificLCASierra5PG&E1-in-10WORST DAY910","A1","Program Specific","LCA","Sierra",5,"PG&E","1-in-10","WORST DAY",9,"10","09",80.666881443298962,14.183796223905897,14.183796223905897,0,0]
["A1Program SpecificLCASierra5PG&E1-in-2WORST DAY202","A1","Program Specific","LCA","Sierra",5,"PG&E","1-in-2","WORST DAY",2,"02","02",39.825174825174827,5.7946365479822761,5.7946365479822761,0,0]
["A1Program SpecificLCASierra5PG&E1-in-2WORST DAY719","A1","Program Specific","LCA","Sierra",5,"PG&E","1-in-2","WORST DAY",7,"19","18",102.24933598937584,20.232127431082535,20.078386470477579,-0.15374153273230837,8.0510030966252089E-4]
["A1Program SpecificLCAStockton5CAISO1-in-10WORST DAY605","A1","Program Specific","LCA","Stockton",5,"CAISO","1-in-10","WORST DAY",6,"05","04",71.131376037959669,39.624379384321465,39.624379384321465,0,0]
["A1Program SpecificLCAStockton5CAISO1-in-10WORST DAY1122","A1","Program Specific","LCA","Stockton",5,"CAISO","1-in-10","WORST DAY",11,"22","22",58.751815642458098,35.276106773599899,35.276106773599899,0,0]
["A1Program SpecificLCAStockton5CAISO1-in-2WORST DAY505","A1","Program Specific","LCA","Stockton",5,"CAISO","1-in-2","WORST DAY",5,"05","04",66.160160905840286,37.96240506273238,37.96240506273238,0,0]
["A1Program SpecificLCAStockton5PG&E1-in-10WORST DAY402","A1","Program Specific","LCA","Stockton",5,"PG&E","1-in-10","WORST DAY",4,"02","01",71.122046019900495,38.688439013399368,38.688439013399368,0,0]
["A1Program SpecificLCAStockton5PG&E1-in-10WORST DAY919","A1","Program Specific","LCA","Stockton",5,"PG&E","1-in-10","WORST DAY",9,"19","18",97.136063218390802,44.049235196767007,43.714511217605107,-0.33472489614100542,2.2442885674536228E-3]
["A1Program SpecificLCAStockton5PG&E1-in-2WORST DAY805","A1","Program Specific","LCA","Stockton",5,"PG&E","1-in-2","WORST DAY",8,"05","04",73.839306358381506,39.98189793739877,39.98189793739877,0,0]
["A1Program SpecificLCAStockton5PG&E1-in-2WORST DAY1224","A1","Program Specific","LCA","Stockton",5,"PG&E","1-in-2","WORST DAY",12,"24","24",41.511173184357538,33.665214596688749,33.665214596688749,0,0]
["A1Program SpecificLCAnon-LCA5CAISO1-in-10WORST DAY508","A1","Program Specific","LCA","non-LCA",5,"CAISO","1-in-10","WORST DAY",5,"08","07",65.08223684210526,39.446854490982858,39.446854490982858,0,0]
["A1Program SpecificLCAnon-LCA5CAISO1-in-10WORST DAY1101","A1","Program Specific","LCA","non-LCA",5,"CAISO","1-in-10","WORST DAY",11,"01","01",54.875,30.575008415040514,30.575008415040514,0,0]
["A1Program SpecificLCAnon-LCA5CAISO1-in-2WORST DAY1119","A1","Program Specific","LCA","non-LCA",5,"CAISO","1-in-2","WORST DAY",11,"19","19",61.8125,32.183553184781758,32.183553184781758,0,0]
["A1Program SpecificLCAnon-LCA5PG&E1-in-10WORST DAY507","A1","Program Specific","LCA","non-LCA",5,"PG&E","1-in-10","WORST DAY",5,"07","06",64.513157894736835,39.155546614998265,39.155546614998265,0,0]
["A1Program SpecificLCAnon-LCA5PG&E1-in-10WORST DAY822","A1","Program Specific","LCA","non-LCA",5,"PG&E","1-in-10","WORST DAY",8,"22","21",76.10197368421052,41.366706609725952,41.366706609725952,0,0]
["A1Program SpecificLCAnon-LCA5PG&E1-in-2WORST DAY916","A1","Program Specific","LCA","non-LCA",5,"PG&E","1-in-2","WORST DAY",9,"16","15",87.5625,34.022634256453742,34.022634256453742,0,0]
["A1Program SpecificSubLAPSLAP_PGCC5CAISO1-in-10WORST DAY101","A1","Program Specific","SubLAP","SLAP_PGCC",5,"CAISO","1-in-10","WORST DAY",1,"01","01",35.217857142857142,17.779166284969875,17.779166284969875,0,0]
["A1Program SpecificSubLAPSLAP_PGCC5CAISO1-in-10WORST DAY524","A1","Program Specific","SubLAP","SLAP_PGCC",5,"CAISO","1-in-10","WORST DAY",5,"24","23",57.400401069518715,19.63896442001516,19.63896442001516,0,0]
["A1Program SpecificSubLAPSLAP_PGCC5CAISO1-in-2WORST DAY505","A1","Program Specific","SubLAP","SLAP_PGCC",5,"CAISO","1-in-2","WORST DAY",5,"05","04",52.946524064171122,17.83586299642522,17.83586299642522,0,0]
["A1Program SpecificSubLAPSLAP_PGCC5CAISO1-in-2WORST DAY1022","A1","Program Specific","SubLAP","SLAP_PGCC",5,"CAISO","1-in-2","WORST DAY",10,"22","21",61.351886792452831,21.305171894577313,21.305171894577313,0,0]
["A1Program SpecificSubLAPSLAP_PGCC5PG&E1-in-10WORST DAY415","A1","Program Specific","SubLAP","SLAP_PGCC",5,"PG&E","1-in-10","WORST DAY",4,"15","14",82.237967914438499,10.326290316760222,10.326290316760222,0,0]
["A1Program SpecificSubLAPSLAP_PGCC5PG&E1-in-10WORST DAY1007","A1","Program Specific","SubLAP","SLAP_PGCC",5,"PG&E","1-in-10","WORST DAY",10,"07","06",58.39764150943396,22.331568044199134,22.331568044199134,0,0]
["A1Program SpecificSubLAPSLAP_PGCC5PG&E1-in-2WORST DAY819","A1","Program Specific","SubLAP","SLAP_PGCC",5,"PG&E","1-in-2","WORST DAY",8,"19","18",69.810975609756099,21.566725727988452,21.402842362479465,-0.16388298560698644,3.1251998152583838E-3]
["A1Program SpecificSubLAPSLAP_PGEB5CAISO1-in-10WORST DAY212","A1","Program Specific","SubLAP","SLAP_PGEB",5,"CAISO","1-in-10","WORST DAY",2,"12","12",54.700245098039218,-6.3250693489523497,-6.3250693489523497,0,0]
["A1Program SpecificSubLAPSLAP_PGEB5CAISO1-in-10WORST DAY1222","A1","Program Specific","SubLAP","SLAP_PGEB",5,"CAISO","1-in-10","WORST DAY",12,"22","22",43.008856682769725,-23.1321172322628,-23.1321172322628,0,0]
["A1Program SpecificSubLAPSLAP_PGEB5CAISO1-in-2WORST DAY602","A1","Program Specific","SubLAP","SLAP_PGEB",5,"CAISO","1-in-2","WORST DAY",6,"02","01",66.52333931777379,-51.817408027511952,-51.817408027511952,0,0]
["A1Program SpecificSubLAPSLAP_PGEB5CAISO1-in-2WORST DAY1001","A1","Program Specific","SubLAP","SLAP_PGEB",5,"CAISO","1-in-2","WORST DAY",10,"01","24",63.361714975845409,-30.558597919445681,-30.558597919445681,0,0]
["A1Program SpecificSubLAPSLAP_PGEB5PG&E1-in-10WORST DAY318","A1","Program Specific","SubLAP","SLAP_PGEB",5,"PG&E","1-in-10","WORST DAY",3,"18","17",56.356363636363639,-2.5430293100530452,-2.5430293100530452,0,0]
["A1Program SpecificSubLAPSLAP_PGEB5PG&E1-in-2WORST DAY412","A1","Program Specific","SubLAP","SLAP_PGEB",5,"PG&E","1-in-2","WORST DAY",4,"12","11",71.636775362318843,0.35240557919377868,0.35240557919377868,0,0]
["A1Program SpecificSubLAPSLAP_PGEB5PG&E1-in-2WORST DAY1009","A1","Program Specific","SubLAP","SLAP_PGEB",5,"PG&E","1-in-2","WORST DAY",10,"09","08",62.432165861513688,-13.209771203917965,-13.209771203917965,0,0]
["A1Program SpecificSubLAPSLAP_PGF15CAISO1-in-10WORST DAY115","A1","Program Specific","SubLAP","SLAP_PGF1",5,"CAISO","1-in-10","WORST DAY",1,"15","15",48.146387566507983,5.4676300525598522,5.4676300525598522,0,0]
["A1Program SpecificSubLAPSLAP_PGF15CAISO1-in-10WORST DAY1201","A1","Program Specific","SubLAP","SLAP_PGF1",5,"CAISO","1-in-10","WORST DAY",12,"01","01",39.24372478709099,12.15598327348928,12.15598327348928,0,0]
["A1Program SpecificSubLAPSLAP_PGF15CAISO1-in-2WORST DAY518","A1","Program Specific","SubLAP","SLAP_PGF1",5,"CAISO","1-in-2","WORST DAY",5,"18","17",94.92306012974052,19.627369301642723,19.478223311449,-0.14914604839278633,1.1559598351595923E-4]
["A1Program SpecificSubLAPSLAP_PGF15CAISO1-in-2WORST DAY1102","A1","Program Specific","SubLAP","SLAP_PGF1",5,"CAISO","1-in-2","WORST DAY",11,"02","02",52.296335723890635,13.110574273451835,13.110574273451835,0,0]
["A1Program SpecificSubLAPSLAP_PGF15PG&E1-in-10WORST DAY922","A1","Program Specific","SubLAP","SLAP_PGF1",5,"PG&E","1-in-10","WORST DAY",9,"22","21",88.960186433063797,29.182571774678305,29.182571774678305,0,0]
["A1Program SpecificSubLAPSLAP_PGF15PG&E1-in-2WORST DAY315","A1","Program Specific","SubLAP","SLAP_PGF1",5,"PG&E","1-in-2","WORST DAY",3,"15","14",59.429659149818562,5.4782228698812041,5.4782228698812041,0,0]
["A1Program SpecificSubLAPSLAP_PGF15PG&E1-in-2WORST DAY908","A1","Program Specific","SubLAP","SLAP_PGF1",5,"PG&E","1-in-2","WORST DAY",9,"08","07",72.75682277628033,27.662280369292265,27.662280369292265,0,0]
["A1Program SpecificSubLAPSLAP_PGFG5CAISO1-in-10WORST DAY309","A1","Program Specific","SubLAP","SLAP_PGFG",5,"CAISO","1-in-10","WORST DAY",3,"09","08",52.985518292682926,38.979973249319123,38.979973249319123,0,0]
["A1Program SpecificSubLAPSLAP_PGFG5CAISO1-in-2WORST DAY112","A1","Program Specific","SubLAP","SLAP_PGFG",5,"CAISO","1-in-2","WORST DAY",1,"12","12",45.398628048780488,33.369677939066072,33.369677939066072,0,0]
["A1Program SpecificSubLAPSLAP_PGFG5CAISO1-in-2WORST DAY421","A1","Program Specific","SubLAP","SLAP_PGFG",5,"CAISO","1-in-2","WORST DAY",4,"21","20",64.311764705882354,41.708541163276223,41.708541163276223,0,0]
["A1Program SpecificSubLAPSLAP_PGFG5PG&E1-in-10WORST DAY515","A1","Program Specific","SubLAP","SLAP_PGFG",5,"PG&E","1-in-10","WORST DAY",5,"15","14",96.992318435754186,59.437368464869493,59.437368464869493,0,0]
["A1Program SpecificSubLAPSLAP_PGFG5PG&E1-in-10WORST DAY1104","A1","Program Specific","SubLAP","SLAP_PGFG",5,"PG&E","1-in-10","WORST DAY",11,"04","04",44.240196078431374,32.190910474926817,32.190910474926817,0,0]
["A1Program SpecificSubLAPSLAP_PGFG5PG&E1-in-2WORST DAY218","A1","Program Specific","SubLAP","SLAP_PGFG",5,"PG&E","1-in-2","WORST DAY",2,"18","18",50.980182926829265,36.531385362148285,36.531385362148285,0,0]
["A1Program SpecificSubLAPSLAP_PGFG5PG&E1-in-2WORST DAY811","A1","Program Specific","SubLAP","SLAP_PGFG",5,"PG&E","1-in-2","WORST DAY",8,"11","10",75.935109289617486,43.848949554839422,43.848949554839422,0,0]
["A1Program SpecificSubLAPSLAP_PGHB5CAISO1-in-10WORST DAY621","A1","Program Specific","SubLAP","SLAP_PGHB",5,"CAISO","1-in-10","WORST DAY",6,"21","20",64.061363636363637,44.478666201504794,44.14067874388261,-0.33798809302124111,7.3119462467730045E-3]
["A1Program SpecificSubLAPSLAP_PGHB5CAISO1-in-2WORST DAY311","A1","Program Specific","SubLAP","SLAP_PGHB",5,"CAISO","1-in-2","WORST DAY",3,"11","10",49.559090909090912,41.334719779274678,41.334719779274678,0,0]
["A1Program SpecificSubLAPSLAP_PGHB5CAISO1-in-2WORST DAY608","A1","Program Specific","SubLAP","SLAP_PGHB",5,"CAISO","1-in-2","WORST DAY",6,"08","07",53.986363636363635,42.299592100490223,42.299592100490223,0,0]
["A1Program SpecificSubLAPSLAP_PGHB5PG&E1-in-10WORST DAY418","A1","Program Specific","SubLAP","SLAP_PGHB",5,"PG&E","1-in-10","WORST DAY",4,"18","17",63.552272727272729,39.127080154418948,39.127080154418948,0,0]
["A1Program SpecificSubLAPSLAP_PGHB5PG&E1-in-10WORST DAY1011","A1","Program Specific","SubLAP","SLAP_PGHB",5,"PG&E","1-in-10","WORST DAY",10,"11","10",70.08620689655173,43.947939227367272,43.947939227367272,0,0]
["A1Program SpecificSubLAPSLAP_PGHB5PG&E1-in-2WORST DAY404","A1","Program Specific","SubLAP","SLAP_PGHB",5,"PG&E","1-in-2","WORST DAY",4,"04","03",50.93181818181818,38.569489240646362,38.569489240646362,0,0]
["A1Program SpecificSubLAPSLAP_PGKN5CAISO1-in-10WORST DAY215","A1","Program Specific","SubLAP","SLAP_PGKN",5,"CAISO","1-in-10","WORST DAY",2,"15","15",57.375,13.753485842448908,13.753485842448908,0,0]
["A1Program SpecificSubLAPSLAP_PGKN5CAISO1-in-10WORST DAY808","A1","Program Specific","SubLAP","SLAP_PGKN",5,"CAISO","1-in-10","WORST DAY",8,"08","07",80.875,41.854795019781221,41.854795019781221,0,0]
["A1Program SpecificSubLAPSLAP_PGKN5CAISO1-in-2WORST DAY618","A1","Program Specific","SubLAP","SLAP_PGKN",5,"CAISO","1-in-2","WORST DAY",6,"18","17",103.625,29.003154331506721,28.782763653647777,-0.2203915291068497,6.0569593915715814E-4]
["A1Program SpecificSubLAPSLAP_PGKN5CAISO1-in-2WORST DAY811","A1","Program Specific","SubLAP","SLAP_PGKN",5,"CAISO","1-in-2","WORST DAY",8,"11","10",87.375,37.968460981349487,37.968460981349487,0,0]
["A1Program SpecificSubLAPSLAP_PGKN5PG&E1-in-10WORST DAY605","A1","Program Specific","SubLAP","SLAP_PGKN",5,"PG&E","1-in-10","WORST DAY",6,"05","04",75,29.913879479157639,29.913879479157639,0,0]
["A1Program SpecificSubLAPSLAP_PGKN5PG&E1-in-10WORST DAY914","A1","Program Specific","SubLAP","SLAP_PGKN",5,"PG&E","1-in-10","WORST DAY",9,"14","13",99.375,35.571648997229502,35.571648997229502,0,0]
["A1Program SpecificSubLAPSLAP_PGKN5PG&E1-in-2WORST DAY1008","A1","Program Specific","SubLAP","SLAP_PGKN",5,"PG&E","1-in-2","WORST DAY",10,"08","07",63.5,32.017755492501742,32.017755492501742,0,0]
["A1Program SpecificSubLAPSLAP_PGNB5CAISO1-in-10WORST DAY406","A1","Program Specific","SubLAP","SLAP_PGNB",5,"CAISO","1-in-10","WORST DAY",4,"06","05",53.038343558282207,44.251161797646361,44.251161797646361,0,0]
["A1Program SpecificSubLAPSLAP_PGNB5CAISO1-in-10WORST DAY711","A1","Program Specific","SubLAP","SLAP_PGNB",5,"CAISO","1-in-10","WORST DAY",7,"11","10",82.750698324022352,54.081060292334527,54.081060292334527,0,0]
["A1Program SpecificSubLAPSLAP_PGNB5CAISO1-in-2WORST DAY805","A1","Program Specific","SubLAP","SLAP_PGNB",5,"CAISO","1-in-2","WORST DAY",8,"05","04",56.357142857142854,42.923194418896685,42.923194418896685,0,0]
["A1Program SpecificSubLAPSLAP_PGNB5CAISO1-in-2WORST DAY1114","A1","Program Specific","SubLAP","SLAP_PGNB",5,"CAISO","1-in-2","WORST DAY",11,"14","14",70.186538461538461,42.101144291804388,42.101144291804388,0,0]
["A1Program SpecificSubLAPSLAP_PGNB5PG&E1-in-10WORST DAY813","A1","Program Specific","SubLAP","SLAP_PGNB",5,"PG&E","1-in-10","WORST DAY",8,"13","12",92.078983516483518,58.921103676596843,58.921103676596843,0,0]
["A1Program SpecificSubLAPSLAP_PGNB5PG&E1-in-10WORST DAY1101","A1","Program Specific","SubLAP","SLAP_PGNB",5,"PG&E","1-in-10","WORST DAY",11,"01","01",46.446794871794872,39.68130653332441,39.68130653332441,0,0]
["A1Program SpecificSubLAPSLAP_PGNB5PG&E1-in-2WORST DAY911","A1","Program Specific","SubLAP","SLAP_PGNB",5,"PG&E","1-in-2","WORST DAY",9,"11","10",77.177083333333329,51.86138391494751,51.86138391494751,0,0]
["A1Program SpecificSubLAPSLAP_PGNC5CAISO1-in-10WORST DAY304","A1","Program Specific","SubLAP","SLAP_PGNC",5,"CAISO","1-in-10","WORST DAY",3,"04","03",45.505859375,8.5137893352657557,8.5137893352657557,0,0]
["A1Program SpecificSubLAPSLAP_PGNC5CAISO1-in-10WORST DAY1220","A1","Program Specific","SubLAP","SLAP_PGNC",5,"CAISO","1-in-10","WORST DAY",12,"20","20",36.090384615384615,9.8419718705690826,9.8419718705690826,0,0]
["A1Program SpecificSubLAPSLAP_PGNC5CAISO1-in-2WORST DAY708","A1","Program Specific","SubLAP","SLAP_PGNC",5,"CAISO","1-in-2","WORST DAY",7,"08","07",63.763671875,14.629252221435308,14.629252221435308,0,0]
["A1Program SpecificSubLAPSLAP_PGNC5PG&E1-in-10WORST DAY101","A1","Program Specific","SubLAP","SLAP_PGNC",5,"PG&E","1-in-10","WORST DAY",1,"01","01",31.771484375,9.2053429102525115,9.2053429102525115,0,0]
["A1Program SpecificSubLAPSLAP_PGNC5PG&E1-in-10WORST DAY1111","A1","Program Specific","SubLAP","SLAP_PGNC",5,"PG&E","1-in-10","WORST DAY",11,"11","11",52.661538461538463,12.446485750491803,12.446485750491803,0,0]
["A1Program SpecificSubLAPSLAP_PGNC5PG&E1-in-2WORST DAY113","A1","Program Specific","SubLAP","SLAP_PGNC",5,"PG&E","1-in-2","WORST DAY",1,"13","13",46.33203125,12.785795971751213,12.785795971751213,0,0]
["A1Program SpecificSubLAPSLAP_PGNC5PG&E1-in-2WORST DAY1022","A1","Program Specific","SubLAP","SLAP_PGNC",5,"PG&E","1-in-2","WORST DAY",10,"22","21",59.934615384615384,10.684335024540241,10.684335024540241,0,0]
["A1Program SpecificSubLAPSLAP_PGNP5CAISO1-in-10WORST DAY207","A1","Program Specific","SubLAP","SLAP_PGNP",5,"CAISO","1-in-10","WORST DAY",2,"07","07",39.144319938176196,25.36030940073535,25.36030940073535,0,0]
["A1Program SpecificSubLAPSLAP_PGNP5CAISO1-in-2WORST DAY301","A1","Program Specific","SubLAP","SLAP_PGNP",5,"CAISO","1-in-2","WORST DAY",3,"01","24",47.689583333333331,23.054491896837046,23.054491896837046,0,0]
["A1Program SpecificSubLAPSLAP_PGNP5CAISO1-in-2WORST DAY520","A1","Program Specific","SubLAP","SLAP_PGNP",5,"CAISO","1-in-2","WORST DAY",5,"20","19",87.804818887451489,30.479323150925001,30.24771404601778,-0.23160875190975913,1.176670310087502E-3]
["A1Program SpecificSubLAPSLAP_PGNP5CAISO1-in-2WORST DAY1204","A1","Program Specific","SubLAP","SLAP_PGNP",5,"CAISO","1-in-2","WORST DAY",12,"04","04",43.585091220068414,20.595352321931138,20.595352321931138,0,0]
["A1Program SpecificSubLAPSLAP_PGNP5PG&E1-in-10WORST DAY1222","A1","Program Specific","SubLAP","SLAP_PGNP",5,"PG&E","1-in-10","WORST DAY",12,"22","22",35.881271379703534,22.405788654272477,22.405788654272477,0,0]
["A1Program SpecificSubLAPSLAP_PGNP5PG&E1-in-2WORST DAY407","A1","Program Specific","SubLAP","SLAP_PGNP",5,"PG&E","1-in-2","WORST DAY",4,"07","06",58.121486686390533,29.936919055085564,29.936919055085564,0,0]
["A1Program SpecificSubLAPSLAP_PGNP5PG&E1-in-2WORST DAY924","A1","Program Specific","SubLAP","SLAP_PGNP",5,"PG&E","1-in-2","WORST DAY",9,"24","23",76.729287369640787,30.862419797191752,30.862419797191752,0,0]
["A1Program SpecificSubLAPSLAP_PGP25CAISO1-in-10WORST DAY817","A1","Program Specific","SubLAP","SLAP_PGP2",5,"CAISO","1-in-10","WORST DAY",8,"17","16",82.126639344262301,101.15392045818392,100.38526633215733,-0.76865661381209482,4.2508956976234913E-3]
["A1Program SpecificSubLAPSLAP_PGP25CAISO1-in-2WORST DAY204","A1","Program Specific","SubLAP","SLAP_PGP2",5,"CAISO","1-in-2","WORST DAY",2,"04","04",49.897203947368418,48.098762154579163,48.098762154579163,0,0]
["A1Program SpecificSubLAPSLAP_PGP25CAISO1-in-2WORST DAY721","A1","Program Specific","SubLAP","SLAP_PGP2",5,"CAISO","1-in-2","WORST DAY",7,"21","20",70.237295081967218,67.835379134631552,67.319907507349228,-0.51547296081410077,2.8768246993422508E-3]
["A1Program SpecificSubLAPSLAP_PGP25PG&E1-in-10WORST DAY607","A1","Program Specific","SubLAP","SLAP_PGP2",5,"PG&E","1-in-10","WORST DAY",6,"07","06",68.337295081967213,81.868401036497019,81.868401036497019,0,0]
["A1Program SpecificSubLAPSLAP_PGP25PG&E1-in-10WORST DAY910","A1","Program Specific","SubLAP","SLAP_PGP2",5,"PG&E","1-in-10","WORST DAY",9,"10","09",77.344758064516128,102.88645949209889,102.88645949209889,0,0]
["A1Program SpecificSubLAPSLAP_PGP25PG&E1-in-2WORST DAY518","A1","Program Specific","SubLAP","SLAP_PGP2",5,"PG&E","1-in-2","WORST DAY",5,"18","17",76.126639344262301,84.768436632000032,84.124293042792644,-0.64414525823514968,3.7185351829975843E-3]
["A1Program SpecificSubLAPSLAP_PGSB5CAISO1-in-10WORST DAY404","A1","Program Specific","SubLAP","SLAP_PGSB",5,"CAISO","1-in-10","WORST DAY",4,"04","03",61.725000000000001,173.2222966077035,173.2222966077035,0,0]
["A1Program SpecificSubLAPSLAP_PGSB5CAISO1-in-10WORST DAY921","A1","Program Specific","SubLAP","SLAP_PGSB",5,"CAISO","1-in-10","WORST DAY",9,"21","20",73.012979683972915,201.24302825109683,199.71380834816273,-1.5292218758747755,2.7708809357136488E-3]
["A1Program SpecificSubLAPSLAP_PGSB5CAISO1-in-2WORST DAY117","A1","Program Specific","SubLAP","SLAP_PGSB",5,"CAISO","1-in-2","WORST DAY",1,"17","17",49.688458856345889,200.14533294294668,200.14533294294668,0,0]
["A1Program SpecificSubLAPSLAP_PGSB5CAISO1-in-2WORST DAY624","A1","Program Specific","SubLAP","SLAP_PGSB",5,"CAISO","1-in-2","WORST DAY",6,"24","23",67.95940420560747,185.32685336888395,185.32685336888395,0,0]
["A1Program SpecificSubLAPSLAP_PGSB5PG&E1-in-10WORST DAY718","A1","Program Specific","SubLAP","SLAP_PGSB",5,"PG&E","1-in-10","WORST DAY",7,"18","17",94.049591598599761,239.32499703281542,237.50639009420067,-1.8186021563678527,3.4256081562489271E-3]
["A1Program SpecificSubLAPSLAP_PGSB5PG&E1-in-10WORST DAY1103","A1","Program Specific","SubLAP","SLAP_PGSB",5,"PG&E","1-in-10","WORST DAY",11,"03","03",49.284014557670773,165.89744787547249,165.89744787547249,0,0]
["A1Program SpecificSubLAPSLAP_PGSB5PG&E1-in-2WORST DAY912","A1","Program Specific","SubLAP","SLAP_PGSB",5,"PG&E","1-in-2","WORST DAY",9,"12","11",80.766647855530479,232.67647318269545,232.67647318269545,0,0]
["A1Program SpecificSubLAPSLAP_PGSF5CAISO1-in-10WORST DAY515","A1","Program Specific","SubLAP","SLAP_PGSF",5,"CAISO","1-in-10","WORST DAY",5,"15","14",71.576766304347828,195.5846065243949,195.5846065243949,0,0]
["A1Program SpecificSubLAPSLAP_PGSF5CAISO1-in-10WORST DAY824","A1","Program Specific","SubLAP","SLAP_PGSF",5,"CAISO","1-in-10","WORST DAY",8,"24","23",57.750642673521853,139.07348516361267,139.07348516361267,0,0]
["A1Program SpecificSubLAPSLAP_PGSF5CAISO1-in-2WORST DAY217","A1","Program Specific","SubLAP","SLAP_PGSF",5,"CAISO","1-in-2","WORST DAY",2,"17","17",50.233965014577258,156.93092608799392,156.93092608799392,0,0]
["A1Program SpecificSubLAPSLAP_PGSF5PG&E1-in-10WORST DAY119","A1","Program Specific","SubLAP","SLAP_PGSF",5,"PG&E","1-in-10","WORST DAY",1,"19","19",44.03654970760234,138.0105620720233,138.0105620720233,0,0]
["A1Program SpecificSubLAPSLAP_PGSF5PG&E1-in-10WORST DAY621","A1","Program Specific","SubLAP","SLAP_PGSF",5,"PG&E","1-in-10","WORST DAY",6,"21","20",73.560135135135141,163.7052365973189,162.46126035097484,-1.2439766535938188,5.8588371612131596E-3]
["A1Program SpecificSubLAPSLAP_PGSF5PG&E1-in-10WORST DAY1214","A1","Program Specific","SubLAP","SLAP_PGSF",5,"PG&E","1-in-10","WORST DAY",12,"14","14",47.342751842751845,169.40996825665749,169.40996825665749,0,0]
["A1Program SpecificSubLAPSLAP_PGSF5PG&E1-in-2WORST DAY1024","A1","Program Specific","SubLAP","SLAP_PGSF",5,"PG&E","1-in-2","WORST DAY",10,"24","23",61.920147420147423,142.73584860782952,142.73584860782952,0,0]
["A1Program SpecificSubLAPSLAP_PGSI5CAISO1-in-10WORST DAY212","A1","Program Specific","SubLAP","SLAP_PGSI",5,"CAISO","1-in-10","WORST DAY",2,"12","12",50.57105446927374,5.5036332650557576,5.5036332650557576,0,0]
["A1Program SpecificSubLAPSLAP_PGSI5CAISO1-in-10WORST DAY803","A1","Program Specific","SubLAP","SLAP_PGSI",5,"CAISO","1-in-10","WORST DAY",8,"03","02",73.392549668874167,14.217372582290347,14.217372582290347,0,0]
["A1Program SpecificSubLAPSLAP_PGSI5CAISO1-in-2WORST DAY821","A1","Program Specific","SubLAP","SLAP_PGSI",5,"CAISO","1-in-2","WORST DAY",8,"21","20",80.534271523178802,16.660833845331968,16.534230503785295,-0.12660369525882509,7.5574265792965889E-4]
["A1Program SpecificSubLAPSLAP_PGSI5PG&E1-in-10WORST DAY214","A1","Program Specific","SubLAP","SLAP_PGSI",5,"PG&E","1-in-10","WORST DAY",2,"14","14",46.631634078212294,5.7205852779596214,5.7205852779596214,0,0]
["A1Program SpecificSubLAPSLAP_PGSI5PG&E1-in-10WORST DAY619","A1","Program Specific","SubLAP","SLAP_PGSI",5,"PG&E","1-in-10","WORST DAY",6,"19","18",100.98966666666666,20.204342974642913,20.050812878151735,-0.15353039800818077,8.9453364489600062E-4]
["A1Program SpecificSubLAPSLAP_PGSI5PG&E1-in-10WORST DAY1117","A1","Program Specific","SubLAP","SLAP_PGSI",5,"PG&E","1-in-10","WORST DAY",11,"17","17",61.99506997455471,7.0204186607863157,7.0204186607863157,0,0]
["A1Program SpecificSubLAPSLAP_PGSI5PG&E1-in-2WORST DAY1211","A1","Program Specific","SubLAP","SLAP_PGSI",5,"PG&E","1-in-2","WORST DAY",12,"11","11",45.112913486005091,6.1926854842795063,6.1926854842795063,0,0]
["A1Program SpecificSubLAPSLAP_PGST5CAISO1-in-10WORST DAY320","A1","Program Specific","SubLAP","SLAP_PGST",5,"CAISO","1-in-10","WORST DAY",3,"20","19",64.71052631578948,36.956543118556482,36.956543118556482,0,0]
["A1Program SpecificSubLAPSLAP_PGST5CAISO1-in-2WORST DAY214","A1","Program Specific","SubLAP","SLAP_PGST",5,"CAISO","1-in-2","WORST DAY",2,"14","14",51.932388809182207,35.189539393888438,35.189539393888438,0,0]
["A1Program SpecificSubLAPSLAP_PGST5CAISO1-in-2WORST DAY724","A1","Program Specific","SubLAP","SLAP_PGST",5,"CAISO","1-in-2","WORST DAY",7,"24","23",79.784868421052636,44.796958999933771,44.796958999933771,0,0]
["A1Program SpecificSubLAPSLAP_PGST5PG&E1-in-10WORST DAY117","A1","Program Specific","SubLAP","SLAP_PGST",5,"PG&E","1-in-10","WORST DAY",1,"17","17",45.939935064935064,35.124053959566751,35.124053959566751,0,0]
["A1Program SpecificSubLAPSLAP_PGST5PG&E1-in-10WORST DAY710","A1","Program Specific","SubLAP","SLAP_PGST",5,"PG&E","1-in-10","WORST DAY",7,"10","09",86.094407894736847,47.190188594917323,47.190188594917323,0,0]
["A1Program SpecificSubLAPSLAP_PGST5PG&E1-in-2WORST DAY621","A1","Program Specific","SubLAP","SLAP_PGST",5,"PG&E","1-in-2","WORST DAY",6,"21","20",89.182898259705482,46.780419972472124,46.424939813847885,-0.35547885849071859,9.2433369718492031E-4]
["A1Program SpecificSubLAPSLAP_PGST5PG&E1-in-2WORST DAY1114","A1","Program Specific","SubLAP","SLAP_PGST",5,"PG&E","1-in-2","WORST DAY",11,"14","14",59.731155778894475,35.178368508829806,35.178368508829806,0,0]
["A1Program SpecificSubLAPSLAP_PGZP5CAISO1-in-10WORST DAY507","A1","Program Specific","SubLAP","SLAP_PGZP",5,"CAISO","1-in-10","WORST DAY",5,"07","06",68.312846836847953,42.882822861285106,42.882822861285106,0,0]
["A1Program SpecificSubLAPSLAP_PGZP5CAISO1-in-2WORST DAY317","A1","Program Specific","SubLAP","SLAP_PGZP",5,"CAISO","1-in-2","WORST DAY",3,"17","16",61.541810841983853,19.220933266852004,19.220933266852004,0,0]
["A1Program SpecificSubLAPSLAP_PGZP5CAISO1-in-2WORST DAY714","A1","Program Specific","SubLAP","SLAP_PGZP",5,"CAISO","1-in-2","WORST DAY",7,"14","13",99.425546448087431,39.992312119176482,39.992312119176482,0,0]
["A1Program SpecificSubLAPSLAP_PGZP5CAISO1-in-2WORST DAY1220","A1","Program Specific","SubLAP","SLAP_PGZP",5,"CAISO","1-in-2","WORST DAY",12,"20","20",47.480104712041886,30.129190177068661,30.129190177068661,0,0]
["A1Program SpecificSubLAPSLAP_PGZP5PG&E1-in-2WORST DAY114","A1","Program Specific","SubLAP","SLAP_PGZP",5,"PG&E","1-in-2","WORST DAY",1,"14","14",50.912050464037122,15.702404980316516,15.702404980316516,0,0]
["A1Program SpecificSubLAPSLAP_PGZP5PG&E1-in-2WORST DAY707","A1","Program Specific","SubLAP","SLAP_PGZP",5,"PG&E","1-in-2","WORST DAY",7,"07","06",74.21734972677595,45.880757571048427,45.880757571048427,0,0]
["A1Program SpecificSubLAPSLAP_PGZP5PG&E1-in-2WORST DAY1121","A1","Program Specific","SubLAP","SLAP_PGZP",5,"PG&E","1-in-2","WORST DAY",11,"21","21",50.780759162303667,29.449883253037619,29.449883253037619,0,0]
["A1BIPPortfolioAllAll5CAISO1-in-10WORST DAY410","A1BIP","Portfolio","All","All",5,"CAISO","1-in-10","WORST DAY",4,"10","09",69.1875]
["A1BIPPortfolioAllAll5CAISO1-in-2WORST DAY220","A1BIP","Portfolio","All","All",5,"CAISO","1-in-2","WORST DAY",2,"20","20",46.270833333333336]
["A1BIPPortfolioAllAll5CAISO1-in-2WORST DAY813","A1BIP","Portfolio","All","All",5,"CAISO","1-in-2","WORST DAY",8,"13","12",80.642857142857139]
["A1BIPPortfolioAllAll5PG&E1-in-10WORST DAY716","A1BIP","Portfolio","All","All",5,"PG&E","1-in-10","WORST DAY",7,"16","15",90.964285714285708]
["A1BIPPortfolioAllAll5PG&E1-in-10WORST DAY1217","A1BIP","Portfolio","All","All",5,"PG&E","1-in-10","WORST DAY",12,"17","17",46.732142857142854]
["A1BIPPortfolioAllAll5PG&E1-in-2WORST DAY610","A1BIP","Portfolio","All","All",5,"PG&E","1-in-2","WORST DAY",6,"10","09",74.5]
["A1BIPPortfolioAllAll5PG&E1-in-2WORST DAY1203","A1BIP","Portfolio","All","All",5,"PG&E","1-in-2","WORST DAY",12,"03","03",37.517857142857146]
["A1BIPPortfolioLCAGreater Bay Area5CAISO1-in-10WORST DAY1123","A1BIP","Portfolio","LCA","Greater Bay Area",5,"CAISO","1-in-10","WORST DAY",11,"23","23",58.75]
["A1BIPPortfolioLCAGreater Bay Area5CAISO1-in-2WORST DAY407","A1BIP","Portfolio","LCA","Greater Bay Area",5,"CAISO","1-in-2","WORST DAY",4,"07","06",56]
["A1BIPPortfolioLCAGreater Bay Area5PG&E1-in-10WORST DAY217","A1BIP","Portfolio","LCA","Greater Bay Area",5,"PG&E","1-in-10","WORST DAY",2,"17","17",48.875]
["A1BIPPortfolioLCAGreater Bay Area5PG&E1-in-10WORST DAY810","A1BIP","Portfolio","LCA","Greater Bay Area",5,"PG&E","1-in-10","WORST DAY",8,"10","09",80.125]
["A1BIPPortfolioLCAGreater Bay Area5PG&E1-in-10WORST DAY1216","A1BIP","Portfolio","LCA","Greater Bay Area",5,"PG&E","1-in-10","WORST DAY",12,"16","16",50.25]
["A1BIPPortfolioLCAGreater Bay Area5PG&E1-in-2WORST DAY513","A1BIP","Portfolio","LCA","Greater Bay Area",5,"PG&E","1-in-2","WORST DAY",5,"13","12",79.625]
["A1BIPPortfolioLCAGreater Fresno Area5CAISO1-in-10WORST DAY607","A1BIP","Portfolio","LCA","Greater Fresno Area",5,"CAISO","1-in-10","WORST DAY",6,"07","06",74.125]
["A1BIPPortfolioLCAGreater Fresno Area5CAISO1-in-10WORST DAY916","A1BIP","Portfolio","LCA","Greater Fresno Area",5,"CAISO","1-in-10","WORST DAY",9,"16","15",100.375]
["A1BIPPortfolioLCAGreater Fresno Area5CAISO1-in-2WORST DAY423","A1BIP","Portfolio","LCA","Greater Fresno Area",5,"CAISO","1-in-2","WORST DAY",4,"23","22",76]
["A1BIPPortfolioLCAGreater Fresno Area5PG&E1-in-10WORST DAY404","A1BIP","Portfolio","LCA","Greater Fresno Area",5,"PG&E","1-in-10","WORST DAY",4,"04","03",68.375]
["A1BIPPortfolioLCAGreater Fresno Area5PG&E1-in-10WORST DAY713","A1BIP","Portfolio","LCA","Greater Fresno Area",5,"PG&E","1-in-10","WORST DAY",7,"13","12",101.625]
["A1BIPPortfolioLCAGreater Fresno Area5PG&E1-in-2WORST DAY106","A1BIP","Portfolio","LCA","Greater Fresno Area",5,"PG&E","1-in-2","WORST DAY",1,"06","06",35.25]
["A1BIPPortfolioLCAGreater Fresno Area5PG&E1-in-2WORST DAY1218","A1BIP","Portfolio","LCA","Greater Fresno Area",5,"PG&E","1-in-2","WORST DAY",12,"18","18",48.875]
["A1BIPPortfolioLCAHumboldt5CAISO1-in-10WORST DAY510","A1BIP","Portfolio","LCA","Humboldt",5,"CAISO","1-in-10","WORST DAY",5,"10","09",62.25]
["A1BIPPortfolioLCAHumboldt5CAISO1-in-10WORST DAY1103","A1BIP","Portfolio","LCA","Humboldt",5,"CAISO","1-in-10","WORST DAY",11,"03","03",44.625]
["A1BIPPortfolioLCAHumboldt5CAISO1-in-2WORST DAY913","A1BIP","Portfolio","LCA","Humboldt",5,"CAISO","1-in-2","WORST DAY",9,"13","12",64.375]
["A1BIPPortfolioLCAHumboldt5PG&E1-in-10WORST DAY501","A1BIP","Portfolio","LCA","Humboldt",5,"PG&E","1-in-10","WORST DAY",5,"01","24",56.375]
["A1BIPPortfolioLCAHumboldt5PG&E1-in-10WORST DAY824","A1BIP","Portfolio","LCA","Humboldt",5,"PG&E","1-in-10","WORST DAY",8,"24","23",58.25]
["A1BIPPortfolioLCAHumboldt5PG&E1-in-2WORST DAY710","A1BIP","Portfolio","LCA","Humboldt",5,"PG&E","1-in-2","WORST DAY",7,"10","09",58.625]
["A1BIPPortfolioLCAOther5CAISO1-in-10WORST DAY103","A1BIP","Portfolio","LCA","Other",5,"CAISO","1-in-10","WORST DAY",1,"03","03",34]
["A1BIPPortfolioLCAOther5CAISO1-in-10WORST DAY518","A1BIP","Portfolio","LCA","Other",5,"CAISO","1-in-10","WORST DAY",5,"18","17",83]
["A1BIPPortfolioLCAOther5CAISO1-in-10WORST DAY1006","A1BIP","Portfolio","LCA","Other",5,"CAISO","1-in-10","WORST DAY",10,"06","05",64.0625]
["A1BIPPortfolioLCAOther5CAISO1-in-2WORST DAY1024","A1BIP","Portfolio","LCA","Other",5,"CAISO","1-in-2","WORST DAY",10,"24","23",64]
["A1BIPPortfolioLCAOther5PG&E1-in-10WORST DAY209","A1BIP","Portfolio","LCA","Other",5,"PG&E","1-in-10","WORST DAY",2,"09","09",45.4375]
["A1BIPPortfolioLCAOther5PG&E1-in-10WORST DAY802","A1BIP","Portfolio","LCA","Other",5,"PG&E","1-in-10","WORST DAY",8,"02","01",71.625]
["A1BIPPortfolioLCAOther5PG&E1-in-2WORST DAY815","A1BIP","Portfolio","LCA","Other",5,"PG&E","1-in-2","WORST DAY",8,"15","14",87.125]
["A1BIPPortfolioLCAOther5PG&E1-in-2WORST DAY1206","A1BIP","Portfolio","LCA","Other",5,"PG&E","1-in-2","WORST DAY",12,"06","06",34.625]
["A1BIPPortfolioLCAStockton5CAISO1-in-10WORST DAY523","A1BIP","Portfolio","LCA","Stockton",5,"CAISO","1-in-10","WORST DAY",5,"23","22",62.416666666666664]
["A1BIPPortfolioLCAStockton5CAISO1-in-2WORST DAY409","A1BIP","Portfolio","LCA","Stockton",5,"CAISO","1-in-2","WORST DAY",4,"09","08",56.791666666666664]
["A1BIPPortfolioLCAStockton5CAISO1-in-2WORST DAY1222","A1BIP","Portfolio","LCA","Stockton",5,"CAISO","1-in-2","WORST DAY",12,"22","22",48.083333333333336]
["A1BIPPortfolioLCAStockton5PG&E1-in-10WORST DAY320","A1BIP","Portfolio","LCA","Stockton",5,"PG&E","1-in-10","WORST DAY",3,"20","19",50.833333333333336]
["A1BIPPortfolioLCAStockton5PG&E1-in-2WORST DAY206","A1BIP","Portfolio","LCA","Stockton",5,"PG&E","1-in-2","WORST DAY",2,"06","06",41.291666666666664]
["A1BIPPortfolioLCAStockton5PG&E1-in-2WORST DAY723","A1BIP","Portfolio","LCA","Stockton",5,"PG&E","1-in-2","WORST DAY",7,"23","22",60.958333333333336]
["A1BIPPortfolioSubLAPSLAP_PGEB5CAISO1-in-10WORST DAY115","A1BIP","Portfolio","SubLAP","SLAP_PGEB",5,"CAISO","1-in-10","WORST DAY",1,"15","15",50.625]
["A1BIPPortfolioSubLAPSLAP_PGEB5CAISO1-in-10WORST DAY1203","A1BIP","Portfolio","SubLAP","SLAP_PGEB",5,"CAISO","1-in-10","WORST DAY",12,"03","03",40.25]
["A1BIPPortfolioSubLAPSLAP_PGEB5CAISO1-in-2WORST DAY520","A1BIP","Portfolio","SubLAP","SLAP_PGEB",5,"CAISO","1-in-2","WORST DAY",5,"20","19",63.25]
["A1BIPPortfolioSubLAPSLAP_PGEB5CAISO1-in-2WORST DAY905","A1BIP","Portfolio","SubLAP","SLAP_PGEB",5,"CAISO","1-in-2","WORST DAY",9,"05","04",61.25]
["A1BIPPortfolioSubLAPSLAP_PGEB5PG&E1-in-10WORST DAY522","A1BIP","Portfolio","SubLAP","SLAP_PGEB",5,"PG&E","1-in-10","WORST DAY",5,"22","21",69.375]
["A1BIPPortfolioSubLAPSLAP_PGEB5PG&E1-in-2WORST DAY317","A1BIP","Portfolio","SubLAP","SLAP_PGEB",5,"PG&E","1-in-2","WORST DAY",3,"17","16",54.875]
["A1BIPPortfolioSubLAPSLAP_PGEB5PG&E1-in-2WORST DAY702","A1BIP","Portfolio","SubLAP","SLAP_PGEB",5,"PG&E","1-in-2","WORST DAY",7,"02","01",60.875]
["A1BIPPortfolioSubLAPSLAP_PGEB5PG&E1-in-2WORST DAY1219","A1BIP","Portfolio","SubLAP","SLAP_PGEB",5,"PG&E","1-in-2","WORST DAY",12,"19","19",51.125]
["A1BIPPortfolioSubLAPSLAP_PGF15CAISO1-in-10WORST DAY1005","A1BIP","Portfolio","SubLAP","SLAP_PGF1",5,"CAISO","1-in-10","WORST DAY",10,"05","04",70.375]
["A1BIPPortfolioSubLAPSLAP_PGF15CAISO1-in-2WORST DAY423","A1BIP","Portfolio","SubLAP","SLAP_PGF1",5,"CAISO","1-in-2","WORST DAY",4,"23","22",76]
["A1BIPPortfolioSubLAPSLAP_PGF15CAISO1-in-2WORST DAY1016","A1BIP","Portfolio","SubLAP","SLAP_PGF1",5,"CAISO","1-in-2","WORST DAY",10,"16","15",91.375]
["A1BIPPortfolioSubLAPSLAP_PGF15PG&E1-in-10WORST DAY902","A1BIP","Portfolio","SubLAP","SLAP_PGF1",5,"PG&E","1-in-10","WORST DAY",9,"02","01",77.625]
["A1BIPPortfolioSubLAPSLAP_PGF15PG&E1-in-2WORST DAY524","A1BIP","Portfolio","SubLAP","SLAP_PGF1",5,"PG&E","1-in-2","WORST DAY",5,"24","23",82.5]
["A1BIPPortfolioSubLAPSLAP_PGF15PG&E1-in-2WORST DAY813","A1BIP","Portfolio","SubLAP","SLAP_PGF1",5,"PG&E","1-in-2","WORST DAY",8,"13","12",98.375]
["A1BIPPortfolioSubLAPSLAP_PGFG5CAISO1-in-10WORST DAY623","A1BIP","Portfolio","SubLAP","SLAP_PGFG",5,"CAISO","1-in-10","WORST DAY",6,"23","22",69.25]
["A1BIPPortfolioSubLAPSLAP_PGFG5CAISO1-in-10WORST DAY1216","A1BIP","Portfolio","SubLAP","SLAP_PGFG",5,"CAISO","1-in-10","WORST DAY",12,"16","16",53]
["A1BIPPortfolioSubLAPSLAP_PGFG5CAISO1-in-2WORST DAY1007","A1BIP","Portfolio","SubLAP","SLAP_PGFG",5,"CAISO","1-in-2","WORST DAY",10,"07","06",50.75]
["A1BIPPortfolioSubLAPSLAP_PGFG5PG&E1-in-10WORST DAY420","A1BIP","Portfolio","SubLAP","SLAP_PGFG",5,"PG&E","1-in-10","WORST DAY",4,"20","19",79.875]
["A1BIPPortfolioSubLAPSLAP_PGFG5PG&E1-in-10WORST DAY1013","A1BIP","Portfolio","SubLAP","SLAP_PGFG",5,"PG&E","1-in-10","WORST DAY",10,"13","12",89.875]
["A1BIPPortfolioSubLAPSLAP_PGFG5PG&E1-in-2WORST DAY122","A1BIP","Portfolio","SubLAP","SLAP_PGFG",5,"PG&E","1-in-2","WORST DAY",1,"22","22",39.625]
["A1BIPPortfolioSubLAPSLAP_PGFG5PG&E1-in-2WORST DAY1024","A1BIP","Portfolio","SubLAP","SLAP_PGFG",5,"PG&E","1-in-2","WORST DAY",10,"24","23",59.25]
["A1BIPPortfolioSubLAPSLAP_PGHB5CAISO1-in-10WORST DAY810","A1BIP","Portfolio","SubLAP","SLAP_PGHB",5,"CAISO","1-in-10","WORST DAY",8,"10","09",60.25]
["A1BIPPortfolioSubLAPSLAP_PGHB5CAISO1-in-10WORST DAY1119","A1BIP","Portfolio","SubLAP","SLAP_PGHB",5,"CAISO","1-in-10","WORST DAY",11,"19","19",50.5]
["A1BIPPortfolioSubLAPSLAP_PGHB5CAISO1-in-2WORST DAY512","A1BIP","Portfolio","SubLAP","SLAP_PGHB",5,"CAISO","1-in-2","WORST DAY",5,"12","11",61.125]
["A1BIPPortfolioSubLAPSLAP_PGHB5PG&E1-in-10WORST DAY307","A1BIP","Portfolio","SubLAP","SLAP_PGHB",5,"PG&E","1-in-10","WORST DAY",3,"07","06",43.625]
["A1BIPPortfolioSubLAPSLAP_PGHB5PG&E1-in-10WORST DAY916","A1BIP","Portfolio","SubLAP","SLAP_PGHB",5,"PG&E","1-in-10","WORST DAY",9,"16","15",70.25]
["A1BIPPortfolioSubLAPSLAP_PGHB5PG&E1-in-2WORST DAY309","A1BIP","Portfolio","SubLAP","SLAP_PGHB",5,"PG&E","1-in-2","WORST DAY",3,"09","08",44.125]
["A1BIPPortfolioSubLAPSLAP_PGSB5CAISO1-in-10WORST DAY119","A1BIP","Portfolio","SubLAP","SLAP_PGSB",5,"CAISO","1-in-10","WORST DAY",1,"19","19",44.375]
["A1BIPPortfolioSubLAPSLAP_PGSB5CAISO1-in-10WORST DAY324","A1BIP","Portfolio","SubLAP","SLAP_PGSB",5,"CAISO","1-in-10","WORST DAY",3,"24","23",55.5]
["A1BIPPortfolioSubLAPSLAP_PGSB5CAISO1-in-2WORST DAY523","A1BIP","Portfolio","SubLAP","SLAP_PGSB",5,"CAISO","1-in-2","WORST DAY",5,"23","22",62.625]
["A1BIPPortfolioSubLAPSLAP_PGSB5CAISO1-in-2WORST DAY1116","A1BIP","Portfolio","SubLAP","SLAP_PGSB",5,"CAISO","1-in-2","WORST DAY",11,"16","16",72.625]
["A1BIPPortfolioSubLAPSLAP_PGSB5PG&E1-in-10WORST DAY509","A1BIP","Portfolio","SubLAP","SLAP_PGSB",5,"PG&E","1-in-10","WORST DAY",5,"09","08",79.125]
["A1BIPPortfolioSubLAPSLAP_PGSB5PG&E1-in-10WORST DAY807","A1BIP","Portfolio","SubLAP","SLAP_PGSB",5,"PG&E","1-in-10","WORST DAY",8,"07","06",68.25]
["A1BIPPortfolioSubLAPSLAP_PGSB5PG&E1-in-2WORST DAY913","A1BIP","Portfolio","SubLAP","SLAP_PGSB",5,"PG&E","1-in-2","WORST DAY",9,"13","12",88.125]
["A1BIPPortfolioSubLAPSLAP_PGZP5CAISO1-in-10WORST DAY306","A1BIP","Portfolio","SubLAP","SLAP_PGZP",5,"CAISO","1-in-10","WORST DAY",3,"06","05",51.375]
["A1BIPPortfolioSubLAPSLAP_PGZP5CAISO1-in-10WORST DAY615","A1BIP","Portfolio","SubLAP","SLAP_PGZP",5,"CAISO","1-in-10","WORST DAY",6,"15","14",87]
["A1BIPPortfolioSubLAPSLAP_PGZP5CAISO1-in-2WORST DAY402","A1BIP","Portfolio","SubLAP","SLAP_PGZP",5,"CAISO","1-in-2","WORST DAY",4,"02","01",58.875]
["A1BIPPortfolioSubLAPSLAP_PGZP5CAISO1-in-2WORST DAY1019","A1BIP","Portfolio","SubLAP","SLAP_PGZP",5,"CAISO","1-in-2","WORST DAY",10,"19","18",76.125]
["A1BIPPortfolioSubLAPSLAP_PGZP5PG&E1-in-10WORST DAY412","A1BIP","Portfolio","SubLAP","SLAP_PGZP",5,"PG&E","1-in-10","WORST DAY",4,"12","11",86.125]
["A1BIPPortfolioSubLAPSLAP_PGZP5PG&E1-in-10WORST DAY1005","A1BIP","Portfolio","SubLAP","SLAP_PGZP",5,"PG&E","1-in-10","WORST DAY",10,"05","04",64.4375]
["A1BIPPortfolioSubLAPSLAP_PGZP5PG&E1-in-2WORST DAY809","A1BIP","Portfolio","SubLAP","SLAP_PGZP",5,"PG&E","1-in-2","WORST DAY",8,"09","08",72.0625]
["A1BIPProgram SpecificAllAll5CAISO1-in-10WORST DAY209","A1BIP","Program Specific","All","All",5,"CAISO","1-in-10","WORST DAY",2,"09","09",45.020833333333336]
["A1BIPProgram SpecificAllAll5CAISO1-in-10WORST DAY802","A1BIP","Program Specific","All","All",5,"CAISO","1-in-10","WORST DAY",8,"02","01",68.821428571428569]
["A1BIPProgram SpecificAllAll5CAISO1-in-2WORST DAY612","A1BIP","Program Specific","All","All",5,"CAISO","1-in-2","WORST DAY",6,"12","11",82.410714285714292]
["A1BIPProgram SpecificAllAll5CAISO1-in-2WORST DAY902","A1BIP","Program Specific","All","All",5,"CAISO","1-in-2","WORST DAY",9,"02","01",65.339285714285708]
["A1BIPProgram SpecificAllAll5PG&E1-in-10WORST DAY1016","A1BIP","Program Specific","All","All",5,"PG&E","1-in-10","WORST DAY",10,"16","15",89.428571428571431]
["A1BIPProgram SpecificAllAll5PG&E1-in-2WORST DAY409","A1BIP","Program Specific","All","All",5,"PG&E","1-in-2","WORST DAY",4,"09","08",60.395833333333336]
["A1BIPProgram SpecificAllAll5PG&E1-in-2WORST DAY1002","A1BIP","Program Specific","All","All",5,"PG&E","1-in-2","WORST DAY",10,"02","01",61.428571428571431]
["A1BIPProgram SpecificLCAGreater Bay Area5CAISO1-in-10WORST DAY109","A1BIP","Program Specific","LCA","Greater Bay Area",5,"CAISO","1-in-10","WORST DAY",1,"09","09",39.5]
["A1BIPProgram SpecificLCAGreater Bay Area5CAISO1-in-2WORST DAY206","A1BIP","Program Specific","LCA","Greater Bay Area",5,"CAISO","1-in-2","WORST DAY",2,"06","06",49.25]
["A1BIPProgram SpecificLCAGreater Bay Area5CAISO1-in-2WORST DAY515","A1BIP","Program Specific","LCA","Greater Bay Area",5,"CAISO","1-in-2","WORST DAY",5,"15","14",77.625]
["A1BIPProgram SpecificLCAGreater Bay Area5CAISO1-in-2WORST DAY1108","A1BIP","Program Specific","LCA","Greater Bay Area",5,"CAISO","1-in-2","WORST DAY",11,"08","08",51.375]
["A1BIPProgram SpecificLCAGreater Bay Area5PG&E1-in-10WORST DAY904","A1BIP","Program Specific","LCA","Greater Bay Area",5,"PG&E","1-in-10","WORST DAY",9,"04","03",67.875]
["A1BIPProgram SpecificLCAGreater Bay Area5PG&E1-in-2WORST DAY312","A1BIP","Program Specific","LCA","Greater Bay Area",5,"PG&E","1-in-2","WORST DAY",3,"12","11",55.5]
["A1BIPProgram SpecificLCAGreater Bay Area5PG&E1-in-2WORST DAY905","A1BIP","Program Specific","LCA","Greater Bay Area",5,"PG&E","1-in-2","WORST DAY",9,"05","04",64.375]
["A1BIPProgram SpecificLCAGreater Fresno Area5CAISO1-in-10WORST DAY222","A1BIP","Program Specific","LCA","Greater Fresno Area",5,"CAISO","1-in-10","WORST DAY",2,"22","22",48.375]
["A1BIPProgram SpecificLCAGreater Fresno Area5CAISO1-in-2WORST DAY111","A1BIP","Program Specific","LCA","Greater Fresno Area",5,"CAISO","1-in-2","WORST DAY",1,"11","11",46.125]
["A1BIPProgram SpecificLCAGreater Fresno Area5CAISO1-in-2WORST DAY702","A1BIP","Program Specific","LCA","Greater Fresno Area",5,"CAISO","1-in-2","WORST DAY",7,"02","01",85.75]
["A1BIPProgram SpecificLCAGreater Fresno Area5PG&E1-in-10WORST DAY512","A1BIP","Program Specific","LCA","Greater Fresno Area",5,"PG&E","1-in-10","WORST DAY",5,"12","11",91.875]
["A1BIPProgram SpecificLCAGreater Fresno Area5PG&E1-in-10WORST DAY1105","A1BIP","Program Specific","LCA","Greater Fresno Area",5,"PG&E","1-in-10","WORST DAY",11,"05","05",45.5]
["A1BIPProgram SpecificLCAGreater Fresno Area5PG&E1-in-2WORST DAY422","A1BIP","Program Specific","LCA","Greater Fresno Area",5,"PG&E","1-in-2","WORST DAY",4,"22","21",76.125]
["A1BIPProgram SpecificLCAGreater Fresno Area5PG&E1-in-2WORST DAY906","A1BIP","Program Specific","LCA","Greater Fresno Area",5,"PG&E","1-in-2","WORST DAY",9,"06","05",73]
["A1BIPProgram SpecificLCAHumboldt5CAISO1-in-10WORST DAY902","A1BIP","Program Specific","LCA","Humboldt",5,"CAISO","1-in-10","WORST DAY",9,"02","01",53.875]
["A1BIPProgram SpecificLCAHumboldt5CAISO1-in-10WORST DAY1211","A1BIP","Program Specific","LCA","Humboldt",5,"CAISO","1-in-10","WORST DAY",12,"11","11",42.375]
["A1BIPProgram SpecificLCAHumboldt5CAISO1-in-2WORST DAY604","A1BIP","Program Specific","LCA","Humboldt",5,"CAISO","1-in-2","WORST DAY",6,"04","03",51.75]
["A1BIPProgram SpecificLCAHumboldt5PG&E1-in-10WORST DAY501","A1BIP","Program Specific","LCA","Humboldt",5,"PG&E","1-in-10","WORST DAY",5,"01","24",56.375]
["A1BIPProgram SpecificLCAHumboldt5PG&E1-in-10WORST DAY1008","A1BIP","Program Specific","LCA","Humboldt",5,"PG&E","1-in-10","WORST DAY",10,"08","07",53.125]
["A1BIPProgram SpecificLCAHumboldt5PG&E1-in-2WORST DAY401","A1BIP","Program Specific","LCA","Humboldt",5,"PG&E","1-in-2","WORST DAY",4,"01","24",51.5]
["A1BIPProgram SpecificLCAOther5CAISO1-in-10WORST DAY419","A1BIP","Program Specific","LCA","Other",5,"CAISO","1-in-10","WORST DAY",4,"19","18",82.3125]
["A1BIPProgram SpecificLCAOther5CAISO1-in-10WORST DAY908","A1BIP","Program Specific","LCA","Other",5,"CAISO","1-in-10","WORST DAY",9,"08","07",65.25]
["A1BIPProgram SpecificLCAOther5CAISO1-in-2WORST DAY122","A1BIP","Program Specific","LCA","Other",5,"CAISO","1-in-2","WORST DAY",1,"22","22",45.0625]
["A1BIPProgram SpecificLCAOther5CAISO1-in-2WORST DAY1208","A1BIP","Program Specific","LCA","Other",5,"CAISO","1-in-2","WORST DAY",12,"08","08",43.875]
["A1BIPProgram SpecificLCAOther5PG&E1-in-10WORST DAY601","A1BIP","Program Specific","LCA","Other",5,"PG&E","1-in-10","WORST DAY",6,"01","24",72.375]
["A1BIPProgram SpecificLCAOther5PG&E1-in-10WORST DAY1001","A1BIP","Program Specific","LCA","Other",5,"PG&E","1-in-10","WORST DAY",10,"01","24",67.5]
["A1BIPProgram SpecificLCAOther5PG&E1-in-2WORST DAY1005","A1BIP","Program Specific","LCA","Other",5,"PG&E","1-in-2","WORST DAY",10,"05","04",61.0625]
["A1BIPProgram SpecificLCAStockton5CAISO1-in-10WORST DAY322","A1BIP","Program Specific","LCA","Stockton",5,"CAISO","1-in-10","WORST DAY",3,"22","21",53.416666666666664]
["A1BIPProgram SpecificLCAStockton5CAISO1-in-10WORST DAY915","A1BIP","Program Specific","LCA","Stockton",5,"CAISO","1-in-10","WORST DAY",9,"15","14",81.708333333333329]
["A1BIPProgram SpecificLCAStockton5CAISO1-in-2WORST DAY208","A1BIP","Program Specific","LCA","Stockton",5,"CAISO","1-in-2","WORST DAY",2,"08","08",44.25]
["A1BIPProgram SpecificLCAStockton5PG&E1-in-10WORST DAY119","A1BIP","Program Specific","LCA","Stockton",5,"PG&E","1-in-10","WORST DAY",1,"19","19",42.875]
["A1BIPProgram SpecificLCAStockton5PG&E1-in-10WORST DAY504","A1BIP","Program Specific","LCA","Stockton",5,"PG&E","1-in-10","WORST DAY",5,"04","03",63.708333333333336]
["A1BIPProgram SpecificLCAStockton5PG&E1-in-10WORST DAY1021","A1BIP","Program Specific","LCA","Stockton",5,"PG&E","1-in-10","WORST DAY",10,"21","20",67.75]
["A1BIPProgram SpecificLCAStockton5PG&E1-in-2WORST DAY1003","A1BIP","Program Specific","LCA","Stockton",5,"PG&E","1-in-2","WORST DAY",10,"03","02",57.791666666666664]
["A1BIPProgram SpecificSubLAPSLAP_PGEB5CAISO1-in-10WORST DAY301","A1BIP","Program Specific","SubLAP","SLAP_PGEB",5,"CAISO","1-in-10","WORST DAY",3,"01","24",57.5]
["A1BIPProgram SpecificSubLAPSLAP_PGEB5CAISO1-in-10WORST DAY818","A1BIP","Program Specific","SubLAP","SLAP_PGEB",5,"CAISO","1-in-10","WORST DAY",8,"18","17",76.25]
["A1BIPProgram SpecificSubLAPSLAP_PGEB5CAISO1-in-2WORST DAY704","A1BIP","Program Specific","SubLAP","SLAP_PGEB",5,"CAISO","1-in-2","WORST DAY",7,"04","03",60.25]
["A1BIPProgram SpecificSubLAPSLAP_PGEB5PG&E1-in-10WORST DAY210","A1BIP","Program Specific","SubLAP","SLAP_PGEB",5,"PG&E","1-in-10","WORST DAY",2,"10","10",46]
["A1BIPProgram SpecificSubLAPSLAP_PGEB5PG&E1-in-10WORST DAY615","A1BIP","Program Specific","SubLAP","SLAP_PGEB",5,"PG&E","1-in-10","WORST DAY",6,"15","14",95.25]
["A1BIPProgram SpecificSubLAPSLAP_PGEB5PG&E1-in-2WORST DAY501","A1BIP","Program Specific","SubLAP","SLAP_PGEB",5,"PG&E","1-in-2","WORST DAY",5,"01","24",60.625]
["A1BIPProgram SpecificSubLAPSLAP_PGEB5PG&E1-in-2WORST DAY1018","A1BIP","Program Specific","SubLAP","SLAP_PGEB",5,"PG&E","1-in-2","WORST DAY",10,"18","17",76.5]
["A1BIPProgram SpecificSubLAPSLAP_PGF15CAISO1-in-10WORST DAY303","A1BIP","Program Specific","SubLAP","SLAP_PGF1",5,"CAISO","1-in-10","WORST DAY",3,"03","02",53.125]
["A1BIPProgram SpecificSubLAPSLAP_PGF15CAISO1-in-2WORST DAY222","A1BIP","Program Specific","SubLAP","SLAP_PGF1",5,"CAISO","1-in-2","WORST DAY",2,"22","22",45.75]
["A1BIPProgram SpecificSubLAPSLAP_PGF15CAISO1-in-2WORST DAY815","A1BIP","Program Specific","SubLAP","SLAP_PGF1",5,"CAISO","1-in-2","WORST DAY",8,"15","14",98.625]
["A1BIPProgram SpecificSubLAPSLAP_PGF15CAISO1-in-2WORST DAY1124","A1BIP","Program Specific","SubLAP","SLAP_PGF1",5,"CAISO","1-in-2","WORST DAY",11,"24","24",52.625]
["A1BIPProgram SpecificSubLAPSLAP_PGF15PG&E1-in-10WORST DAY710","A1BIP","Program Specific","SubLAP","SLAP_PGF1",5,"PG&E","1-in-10","WORST DAY",7,"10","09",91.5]
["A1BIPProgram SpecificSubLAPSLAP_PGF15PG&E1-in-2WORST DAY612","A1BIP","Program Specific","SubLAP","SLAP_PGF1",5,"PG&E","1-in-2","WORST DAY",6,"12","11",94.25]
["A1BIPProgram SpecificSubLAPSLAP_PGF15PG&E1-in-2WORST DAY921","A1BIP","Program Specific","SubLAP","SLAP_PGF1",5,"PG&E","1-in-2","WORST DAY",9,"21","20",93.375]
["A1BIPProgram SpecificSubLAPSLAP_PGFG5CAISO1-in-10WORST DAY314","A1BIP","Program Specific","SubLAP","SLAP_PGFG",5,"CAISO","1-in-10","WORST DAY",3,"14","13",69]
["A1BIPProgram SpecificSubLAPSLAP_PGFG5CAISO1-in-2WORST DAY305","A1BIP","Program Specific","SubLAP","SLAP_PGFG",5,"CAISO","1-in-2","WORST DAY",3,"05","04",42.75]
["A1BIPProgram SpecificSubLAPSLAP_PGFG5CAISO1-in-2WORST DAY718","A1BIP","Program Specific","SubLAP","SLAP_PGFG",5,"CAISO","1-in-2","WORST DAY",7,"18","17",85.625]
["A1BIPProgram SpecificSubLAPSLAP_PGFG5PG&E1-in-10WORST DAY111","A1BIP","Program Specific","SubLAP","SLAP_PGFG",5,"PG&E","1-in-10","WORST DAY",1,"11","11",40.5]
["A1BIPProgram SpecificSubLAPSLAP_PGFG5PG&E1-in-10WORST DAY1121","A1BIP","Program Specific","SubLAP","SLAP_PGFG",5,"PG&E","1-in-10","WORST DAY",11,"21","21",51.875]
["A1BIPProgram SpecificSubLAPSLAP_PGFG5PG&E1-in-2WORST DAY712","A1BIP","Program Specific","SubLAP","SLAP_PGFG",5,"PG&E","1-in-2","WORST DAY",7,"12","11",87.75]
["A1BIPProgram SpecificSubLAPSLAP_PGFG5PG&E1-in-2WORST DAY1108","A1BIP","Program Specific","SubLAP","SLAP_PGFG",5,"PG&E","1-in-2","WORST DAY",11,"08","08",40.625]
["A1BIPProgram SpecificSubLAPSLAP_PGHB5CAISO1-in-10WORST DAY918","A1BIP","Program Specific","SubLAP","SLAP_PGHB",5,"CAISO","1-in-10","WORST DAY",9,"18","17",64.875]
["A1BIPProgram SpecificSubLAPSLAP_PGHB5CAISO1-in-2WORST DAY311","A1BIP","Program Specific","SubLAP","SLAP_PGHB",5,"CAISO","1-in-2","WORST DAY",3,"11","10",49.5]
["A1BIPProgram SpecificSubLAPSLAP_PGHB5CAISO1-in-2WORST DAY1119","A1BIP","Program Specific","SubLAP","SLAP_PGHB",5,"CAISO","1-in-2","WORST DAY",11,"19","19",50.625]
["A1BIPProgram SpecificSubLAPSLAP_PGHB5PG&E1-in-10WORST DAY715","A1BIP","Program Specific","SubLAP","SLAP_PGHB",5,"PG&E","1-in-10","WORST DAY",7,"15","14",69.25]
["A1BIPProgram SpecificSubLAPSLAP_PGHB5PG&E1-in-2WORST DAY108","A1BIP","Program Specific","SubLAP","SLAP_PGHB",5,"PG&E","1-in-2","WORST DAY",1,"08","08",40.25]
["A1BIPProgram SpecificSubLAPSLAP_PGHB5PG&E1-in-2WORST DAY417","A1BIP","Program Specific","SubLAP","SLAP_PGHB",5,"PG&E","1-in-2","WORST DAY",4,"17","16",58.375]
["A1BIPProgram SpecificSubLAPSLAP_PGHB5PG&E1-in-2WORST DAY1212","A1BIP","Program Specific","SubLAP","SLAP_PGHB",5,"PG&E","1-in-2","WORST DAY",12,"12","12",51.625]
["A1BIPProgram SpecificSubLAPSLAP_PGSB5CAISO1-in-10WORST DAY1105","A1BIP","Program Specific","SubLAP","SLAP_PGSB",5,"CAISO","1-in-10","WORST DAY",11,"05","05",53.875]
["A1BIPProgram SpecificSubLAPSLAP_PGSB5CAISO1-in-2WORST DAY214","A1BIP","Program Specific","SubLAP","SLAP_PGSB",5,"CAISO","1-in-2","WORST DAY",2,"14","14",53.875]
["A1BIPProgram SpecificSubLAPSLAP_PGSB5CAISO1-in-2WORST DAY807","A1BIP","Program Specific","SubLAP","SLAP_PGSB",5,"CAISO","1-in-2","WORST DAY",8,"07","06",60.75]
["A1BIPProgram SpecificSubLAPSLAP_PGSB5PG&E1-in-10WORST DAY419","A1BIP","Program Specific","SubLAP","SLAP_PGSB",5,"PG&E","1-in-10","WORST DAY",4,"19","18",86.5]
["A1BIPProgram SpecificSubLAPSLAP_PGSB5PG&E1-in-10WORST DAY1211","A1BIP","Program Specific","SubLAP","SLAP_PGSB",5,"PG&E","1-in-10","WORST DAY",12,"11","11",46.625]
["A1BIPProgram SpecificSubLAPSLAP_PGSB5PG&E1-in-2WORST DAY604","A1BIP","Program Specific","SubLAP","SLAP_PGSB",5,"PG&E","1-in-2","WORST DAY",6,"04","03",64.875]
["A1BIPProgram SpecificSubLAPSLAP_PGZP5CAISO1-in-10WORST DAY414","A1BIP","Program Specific","SubLAP","SLAP_PGZP",5,"CAISO","1-in-10","WORST DAY",4,"14","13",87.8125]
["A1BIPProgram SpecificSubLAPSLAP_PGZP5CAISO1-in-10WORST DAY1214","A1BIP","Program Specific","SubLAP","SLAP_PGZP",5,"CAISO","1-in-10","WORST DAY",12,"14","14",51.25]
["A1BIPProgram SpecificSubLAPSLAP_PGZP5CAISO1-in-2WORST DAY818","A1BIP","Program Specific","SubLAP","SLAP_PGZP",5,"CAISO","1-in-2","WORST DAY",8,"18","17",84.8125]
["A1BIPProgram SpecificSubLAPSLAP_PGZP5PG&E1-in-10WORST DAY211","A1BIP","Program Specific","SubLAP","SLAP_PGZP",5,"PG&E","1-in-10","WORST DAY",2,"11","11",48.875]
["A1BIPProgram SpecificSubLAPSLAP_PGZP5PG&E1-in-10WORST DAY804","A1BIP","Program Specific","SubLAP","SLAP_PGZP",5,"PG&E","1-in-10","WORST DAY",8,"04","03",70.75]
["A1BIPProgram SpecificSubLAPSLAP_PGZP5PG&E1-in-2WORST DAY421","A1BIP","Program Specific","SubLAP","SLAP_PGZP",5,"PG&E","1-in-2","WORST DAY",4,"21","20",69.9375]
["A1BIPProgram SpecificSubLAPSLAP_PGZP5PG&E1-in-2WORST DAY1208","A1BIP","Program Specific","SubLAP","SLAP_PGZP",5,"PG&E","1-in-2","WORST DAY",12,"08","08",35.0625]
["A2PortfolioAllAll5CAISO1-in-10WORST DAY601","A2","Portfolio","All","All",5,"CAISO","1-in-10","WORST DAY",6,"01","24",75.272058823529406,3.1140504724839153,3.1140504724839153,0,0]
["A2PortfolioAllAll5CAISO1-in-10WORST DAY910","A2","Portfolio","All","All",5,"CAISO","1-in-10","WORST DAY",9,"10","09",76.786184210526315,5.0098629750703507,5.0098629750703507,0,0]
["A2PortfolioAllAll5CAISO1-in-2WORST DAY514","A2","Portfolio","All","All",5,"CAISO","1-in-2","WORST DAY",5,"14","13",86.94921875,6.5223607867956161,6.5223607867956161,0,0]
["A2PortfolioAllAll5PG&E1-in-10WORST DAY114","A2","Portfolio","All","All",5,"PG&E","1-in-10","WORST DAY",1,"14","14",45.6171875,5.1497936993837357,5.1497936993837357,0,0]
["A2PortfolioAllAll5PG&E1-in-10WORST DAY707","A2","Portfolio","All","All",5,"PG&E","1-in-10","WORST DAY",7,"07","06",75.071428571428569,3.7153951508658274,3.7153951508658274,0,0]
["A2PortfolioAllAll5PG&E1-in-2WORST DAY801","A2","Portfolio","All","All",5,"PG&E","1-in-2","WORST DAY",8,"01","24",77.1875,0.90425345772191101,0.90425345772191101,0,0]
["A2PortfolioAllAll5PG&E1-in-2WORST DAY921","A2","Portfolio","All","All",5,"PG&E","1-in-2","WORST DAY",9,"21","20",84.30263157894737,3.4523593250073885,3.4523593250073885,0,0]
["A2PortfolioLCAGreater Bay Area5CAISO1-in-10WORST DAY504","A2","Portfolio","LCA","Greater Bay Area",5,"CAISO","1-in-10","WORST DAY",5,"04","03",61.875]
["A2PortfolioLCAGreater Bay Area5CAISO1-in-10WORST DAY1021","A2","Portfolio","LCA","Greater Bay Area",5,"CAISO","1-in-10","WORST DAY",10,"21","20",66.9375]
["A2PortfolioLCAGreater Bay Area5CAISO1-in-2WORST DAY907","A2","Portfolio","LCA","Greater Bay Area",5,"CAISO","1-in-2","WORST DAY",9,"07","06",61]
["A2PortfolioLCAGreater Bay Area5PG&E1-in-10WORST DAY224","A2","Portfolio","LCA","Greater Bay Area",5,"PG&E","1-in-10","WORST DAY",2,"24","24",42.75]
["A2PortfolioLCAGreater Bay Area5PG&E1-in-10WORST DAY1218","A2","Portfolio","LCA","Greater Bay Area",5,"PG&E","1-in-10","WORST DAY",12,"18","18",45.5625]
["A2PortfolioLCAGreater Bay Area5PG&E1-in-2WORST DAY704","A2","Portfolio","LCA","Greater Bay Area",5,"PG&E","1-in-2","WORST DAY",7,"04","03",62.0625]
["A2PortfolioLCAGreater Bay Area5PG&E1-in-2WORST DAY1221","A2","Portfolio","LCA","Greater Bay Area",5,"PG&E","1-in-2","WORST DAY",12,"21","21",49]
["A2PortfolioLCAGreater Fresno Area5CAISO1-in-10WORST DAY1107","A2","Portfolio","LCA","Greater Fresno Area",5,"CAISO","1-in-10","WORST DAY",11,"07","07",49.25]
["A2PortfolioLCAGreater Fresno Area5CAISO1-in-2WORST DAY111","A2","Portfolio","LCA","Greater Fresno Area",5,"CAISO","1-in-2","WORST DAY",1,"11","11",46.125]
["A2PortfolioLCAGreater Fresno Area5CAISO1-in-2WORST DAY810","A2","Portfolio","LCA","Greater Fresno Area",5,"CAISO","1-in-2","WORST DAY",8,"10","09",79]
["A2PortfolioLCAGreater Fresno Area5PG&E1-in-10WORST DAY203","A2","Portfolio","LCA","Greater Fresno Area",5,"PG&E","1-in-10","WORST DAY",2,"03","03",44.625]
["A2PortfolioLCAGreater Fresno Area5PG&E1-in-2WORST DAY221","A2","Portfolio","LCA","Greater Fresno Area",5,"PG&E","1-in-2","WORST DAY",2,"21","21",49.75]
["A2PortfolioLCAGreater Fresno Area5PG&E1-in-2WORST DAY518","A2","Portfolio","LCA","Greater Fresno Area",5,"PG&E","1-in-2","WORST DAY",5,"18","17",96.75]
["A2PortfolioLCAGreater Fresno Area5PG&E1-in-2WORST DAY1124","A2","Portfolio","LCA","Greater Fresno Area",5,"PG&E","1-in-2","WORST DAY",11,"24","24",48.5]
["A2PortfolioLCAHumboldt5CAISO1-in-10WORST DAY1218","A2","Portfolio","LCA","Humboldt",5,"CAISO","1-in-10","WORST DAY",12,"18","18",40.625]
["A2PortfolioLCAHumboldt5CAISO1-in-2WORST DAY403","A2","Portfolio","LCA","Humboldt",5,"CAISO","1-in-2","WORST DAY",4,"03","02",49.125]
["A2PortfolioLCAHumboldt5PG&E1-in-10WORST DAY113","A2","Portfolio","LCA","Humboldt",5,"PG&E","1-in-10","WORST DAY",1,"13","13",45.375]
["A2PortfolioLCAHumboldt5PG&E1-in-10WORST DAY807","A2","Portfolio","LCA","Humboldt",5,"PG&E","1-in-10","WORST DAY",8,"07","06",54.125]
["A2PortfolioLCAHumboldt5PG&E1-in-2WORST DAY124","A2","Portfolio","LCA","Humboldt",5,"PG&E","1-in-2","WORST DAY",1,"24","24",42.75]
["A2PortfolioLCAHumboldt5PG&E1-in-2WORST DAY717","A2","Portfolio","LCA","Humboldt",5,"PG&E","1-in-2","WORST DAY",7,"17","16",63]
["A2PortfolioLCAOther5CAISO1-in-10WORST DAY520","A2","Portfolio","LCA","Other",5,"CAISO","1-in-10","WORST DAY",5,"20","19",89.924999999999997]
["A2PortfolioLCAOther5CAISO1-in-10WORST DAY1121","A2","Portfolio","LCA","Other",5,"CAISO","1-in-10","WORST DAY",11,"21","21",56.625]
["A2PortfolioLCAOther5CAISO1-in-2WORST DAY306","A2","Portfolio","LCA","Other",5,"CAISO","1-in-2","WORST DAY",3,"06","05",43.325000000000003]
["A2PortfolioLCAOther5PG&E1-in-10WORST DAY324","A2","Portfolio","LCA","Other",5,"PG&E","1-in-10","WORST DAY",3,"24","23",47.575000000000003]
["A2PortfolioLCAOther5PG&E1-in-10WORST DAY613","A2","Portfolio","LCA","Other",5,"PG&E","1-in-10","WORST DAY",6,"13","12",96.583333333333329]
["A2PortfolioLCAOther5PG&E1-in-2WORST DAY103","A2","Portfolio","LCA","Other",5,"PG&E","1-in-2","WORST DAY",1,"03","03",34.725000000000001]
["A2PortfolioLCAOther5PG&E1-in-2WORST DAY620","A2","Portfolio","LCA","Other",5,"PG&E","1-in-2","WORST DAY",6,"20","19",99.645833333333329]
["A2PortfolioLCASierra5CAISO1-in-10WORST DAY714","A2","Portfolio","LCA","Sierra",5,"CAISO","1-in-10","WORST DAY",7,"14","13",99.512500000000003,14.480968189239501,14.480968189239501,0,0]
["A2PortfolioLCASierra5CAISO1-in-10WORST DAY1020","A2","Portfolio","LCA","Sierra",5,"CAISO","1-in-10","WORST DAY",10,"20","19",82.595238095238102,8.9772384734380815,8.9772384734380815,0,0]
["A2PortfolioLCASierra5CAISO1-in-2WORST DAY417","A2","Portfolio","LCA","Sierra",5,"CAISO","1-in-2","WORST DAY",4,"17","16",83.14473684210526,11.434586775930304,11.434586775930304,0,0]
["A2PortfolioLCASierra5PG&E1-in-10WORST DAY303","A2","Portfolio","LCA","Sierra",5,"PG&E","1-in-10","WORST DAY",3,"03","02",48.5,9.677163876985249,9.677163876985249,0,0]
["A2PortfolioLCASierra5PG&E1-in-10WORST DAY820","A2","Portfolio","LCA","Sierra",5,"PG&E","1-in-10","WORST DAY",8,"20","19",97.678571428571431,10.693371091570173,10.693371091570173,0,0]
["A2PortfolioLCASierra5PG&E1-in-2WORST DAY615","A2","Portfolio","LCA","Sierra",5,"PG&E","1-in-2","WORST DAY",6,"15","14",101.10625,16.500909805297852,16.500909805297852,0,0]
["A2PortfolioLCASierra5PG&E1-in-2WORST DAY1224","A2","Portfolio","LCA","Sierra",5,"PG&E","1-in-2","WORST DAY",12,"24","24",40.773809523809526,7.5610649472191218,7.5610649472191218,0,0]
["A2PortfolioSubLAPSLAP_PGEB5CAISO1-in-10WORST DAY617","A2","Portfolio","SubLAP","SLAP_PGEB",5,"CAISO","1-in-10","WORST DAY",6,"17","16",80.875]
["A2PortfolioSubLAPSLAP_PGEB5CAISO1-in-10WORST DAY1210","A2","Portfolio","SubLAP","SLAP_PGEB",5,"CAISO","1-in-10","WORST DAY",12,"10","10",46.25]
["A2PortfolioSubLAPSLAP_PGEB5CAISO1-in-2WORST DAY1022","A2","Portfolio","SubLAP","SLAP_PGEB",5,"CAISO","1-in-2","WORST DAY",10,"22","21",66.875]
["A2PortfolioSubLAPSLAP_PGEB5PG&E1-in-10WORST DAY414","A2","Portfolio","SubLAP","SLAP_PGEB",5,"PG&E","1-in-10","WORST DAY",4,"14","13",85.25]
["A2PortfolioSubLAPSLAP_PGEB5PG&E1-in-10WORST DAY723","A2","Portfolio","SubLAP","SLAP_PGEB",5,"PG&E","1-in-10","WORST DAY",7,"23","22",68.375]
["A2PortfolioSubLAPSLAP_PGEB5PG&E1-in-2WORST DAY817","A2","Portfolio","SubLAP","SLAP_PGEB",5,"PG&E","1-in-2","WORST DAY",8,"17","16",80.75]
["A2PortfolioSubLAPSLAP_PGEB5PG&E1-in-2WORST DAY1115","A2","Portfolio","SubLAP","SLAP_PGEB",5,"PG&E","1-in-2","WORST DAY",11,"15","15",61.125]
["A2PortfolioSubLAPSLAP_PGF15CAISO1-in-10WORST DAY520","A2","Portfolio","SubLAP","SLAP_PGF1",5,"CAISO","1-in-10","WORST DAY",5,"20","19",97.625]
["A2PortfolioSubLAPSLAP_PGF15CAISO1-in-10WORST DAY1113","A2","Portfolio","SubLAP","SLAP_PGF1",5,"CAISO","1-in-10","WORST DAY",11,"13","13",68.625]
["A2PortfolioSubLAPSLAP_PGF15CAISO1-in-2WORST DAY923","A2","Portfolio","SubLAP","SLAP_PGF1",5,"CAISO","1-in-2","WORST DAY",9,"23","22",85.5]
["A2PortfolioSubLAPSLAP_PGF15PG&E1-in-10WORST DAY322","A2","Portfolio","SubLAP","SLAP_PGF1",5,"PG&E","1-in-10","WORST DAY",3,"22","21",52.625]
["A2PortfolioSubLAPSLAP_PGF15PG&E1-in-10WORST DAY910","A2","Portfolio","SubLAP","SLAP_PGF1",5,"PG&E","1-in-10","WORST DAY",9,"10","09",81]
["A2PortfolioSubLAPSLAP_PGF15PG&E1-in-2WORST DAY720","A2","Portfolio","SubLAP","SLAP_PGF1",5,"PG&E","1-in-2","WORST DAY",7,"20","19",103.375]
["A2PortfolioSubLAPSLAP_PGHB5CAISO1-in-10WORST DAY113","A2","Portfolio","SubLAP","SLAP_PGHB",5,"CAISO","1-in-10","WORST DAY",1,"13","13",47.875]
["A2PortfolioSubLAPSLAP_PGHB5CAISO1-in-10WORST DAY1117","A2","Portfolio","SubLAP","SLAP_PGHB",5,"CAISO","1-in-10","WORST DAY",11,"17","17",55.125]
["A2PortfolioSubLAPSLAP_PGHB5CAISO1-in-2WORST DAY517","A2","Portfolio","SubLAP","SLAP_PGHB",5,"CAISO","1-in-2","WORST DAY",5,"17","16",60.75]
["A2PortfolioSubLAPSLAP_PGHB5CAISO1-in-2WORST DAY1110","A2","Portfolio","SubLAP","SLAP_PGHB",5,"CAISO","1-in-2","WORST DAY",11,"10","10",52.75]
["A2PortfolioSubLAPSLAP_PGHB5PG&E1-in-10WORST DAY920","A2","Portfolio","SubLAP","SLAP_PGHB",5,"PG&E","1-in-10","WORST DAY",9,"20","19",60.875]
["A2PortfolioSubLAPSLAP_PGHB5PG&E1-in-2WORST DAY324","A2","Portfolio","SubLAP","SLAP_PGHB",5,"PG&E","1-in-2","WORST DAY",3,"24","23",43]
["A2PortfolioSubLAPSLAP_PGHB5PG&E1-in-2WORST DAY907","A2","Portfolio","SubLAP","SLAP_PGHB",5,"PG&E","1-in-2","WORST DAY",9,"07","06",53.25]
["A2PortfolioSubLAPSLAP_PGHB5PG&E1-in-2WORST DAY1216","A2","Portfolio","SubLAP","SLAP_PGHB",5,"PG&E","1-in-2","WORST DAY",12,"16","16",52.75]
["A2PortfolioSubLAPSLAP_PGNP5CAISO1-in-2WORST DAY110","A2","Portfolio","SubLAP","SLAP_PGNP",5,"CAISO","1-in-2","WORST DAY",1,"10","10",39.9]
["A2PortfolioSubLAPSLAP_PGNP5CAISO1-in-2WORST DAY417","A2","Portfolio","SubLAP","SLAP_PGNP",5,"CAISO","1-in-2","WORST DAY",4,"17","16",81.349999999999994]
["A2PortfolioSubLAPSLAP_PGNP5CAISO1-in-2WORST DAY1013","A2","Portfolio","SubLAP","SLAP_PGNP",5,"CAISO","1-in-2","WORST DAY",10,"13","12",81.75]
["A2PortfolioSubLAPSLAP_PGNP5PG&E1-in-10WORST DAY406","A2","Portfolio","SubLAP","SLAP_PGNP",5,"PG&E","1-in-10","WORST DAY",4,"06","05",60.45]
["A2PortfolioSubLAPSLAP_PGNP5PG&E1-in-2WORST DAY216","A2","Portfolio","SubLAP","SLAP_PGNP",5,"PG&E","1-in-2","WORST DAY",2,"16","16",49.924999999999997]
["A2PortfolioSubLAPSLAP_PGNP5PG&E1-in-2WORST DAY824","A2","Portfolio","SubLAP","SLAP_PGNP",5,"PG&E","1-in-2","WORST DAY",8,"24","23",81.145833333333329]
["A2PortfolioSubLAPSLAP_PGSB5CAISO1-in-10WORST DAY203","A2","Portfolio","SubLAP","SLAP_PGSB",5,"CAISO","1-in-10","WORST DAY",2,"03","03",44.625]
["A2PortfolioSubLAPSLAP_PGSB5CAISO1-in-10WORST DAY1213","A2","Portfolio","SubLAP","SLAP_PGSB",5,"CAISO","1-in-10","WORST DAY",12,"13","13",51.25]
["A2PortfolioSubLAPSLAP_PGSB5CAISO1-in-2WORST DAY606","A2","Portfolio","SubLAP","SLAP_PGSB",5,"CAISO","1-in-2","WORST DAY",6,"06","05",63]
["A2PortfolioSubLAPSLAP_PGSB5PG&E1-in-10WORST DAY107","A2","Portfolio","SubLAP","SLAP_PGSB",5,"PG&E","1-in-10","WORST DAY",1,"07","07",36.625]
["A2PortfolioSubLAPSLAP_PGSB5PG&E1-in-10WORST DAY1010","A2","Portfolio","SubLAP","SLAP_PGSB",5,"PG&E","1-in-10","WORST DAY",10,"10","09",72.125]
["A2PortfolioSubLAPSLAP_PGSB5PG&E1-in-2WORST DAY403","A2","Portfolio","SubLAP","SLAP_PGSB",5,"PG&E","1-in-2","WORST DAY",4,"03","02",60]
["A2PortfolioSubLAPSLAP_PGSI5CAISO1-in-10WORST DAY213","A2","Portfolio","SubLAP","SLAP_PGSI",5,"CAISO","1-in-10","WORST DAY",2,"13","13",53.657894736842103,11.488191203067178,11.488191203067178,0,0]
["A2PortfolioSubLAPSLAP_PGSI5CAISO1-in-10WORST DAY902","A2","Portfolio","SubLAP","SLAP_PGSI",5,"CAISO","1-in-10","WORST DAY",9,"02","01",71.172619047619051,7.1838825770786832,7.1838825770786832,0,0]
["A2PortfolioSubLAPSLAP_PGSI5CAISO1-in-2WORST DAY124","A2","Portfolio","SubLAP","SLAP_PGSI",5,"CAISO","1-in-2","WORST DAY",1,"24","24",42.30263157894737,10.238668642546001,10.238668642546001,0,0]
["A2PortfolioSubLAPSLAP_PGSI5CAISO1-in-2WORST DAY509","A2","Portfolio","SubLAP","SLAP_PGSI",5,"CAISO","1-in-2","WORST DAY",5,"09","08",71.96052631578948,11.697565580669202,11.697565580669202,0,0]
["A2PortfolioSubLAPSLAP_PGSI5PG&E1-in-10WORST DAY603","A2","Portfolio","SubLAP","SLAP_PGSI",5,"PG&E","1-in-10","WORST DAY",6,"03","02",74.193749999999994,9.957085132598877,9.957085132598877,0,0]
["A2PortfolioSubLAPSLAP_PGSI5PG&E1-in-10WORST DAY912","A2","Portfolio","SubLAP","SLAP_PGSI",5,"PG&E","1-in-10","WORST DAY",9,"12","11",89.708333333333329,10.396049681163969,10.396049681163969,0,0]
["A2PortfolioSubLAPSLAP_PGSI5PG&E1-in-2WORST DAY421","A2","Portfolio","SubLAP","SLAP_PGSI",5,"PG&E","1-in-2","WORST DAY",4,"21","20",70.848684210526315,10.313071803042764,10.313071803042764,0,0]
["A2PortfolioSubLAPSLAP_PGZP5CAISO1-in-10WORST DAY324","A2","Portfolio","SubLAP","SLAP_PGZP",5,"CAISO","1-in-10","WORST DAY",3,"24","23",60.75]
["A2PortfolioSubLAPSLAP_PGZP5CAISO1-in-10WORST DAY709","A2","Portfolio","SubLAP","SLAP_PGZP",5,"CAISO","1-in-10","WORST DAY",7,"09","08",87.75]
["A2PortfolioSubLAPSLAP_PGZP5CAISO1-in-2WORST DAY102","A2","Portfolio","SubLAP","SLAP_PGZP",5,"CAISO","1-in-2","WORST DAY",1,"02","02",41.75]
["A2PortfolioSubLAPSLAP_PGZP5CAISO1-in-2WORST DAY904","A2","Portfolio","SubLAP","SLAP_PGZP",5,"CAISO","1-in-2","WORST DAY",9,"04","03",75.125]
["A2PortfolioSubLAPSLAP_PGZP5PG&E1-in-10WORST DAY506","A2","Portfolio","SubLAP","SLAP_PGZP",5,"PG&E","1-in-10","WORST DAY",5,"06","05",71.5]
["A2PortfolioSubLAPSLAP_PGZP5PG&E1-in-10WORST DAY1023","A2","Portfolio","SubLAP","SLAP_PGZP",5,"PG&E","1-in-10","WORST DAY",10,"23","22",77.25]
["A2PortfolioSubLAPSLAP_PGZP5PG&E1-in-2WORST DAY909","A2","Portfolio","SubLAP","SLAP_PGZP",5,"PG&E","1-in-2","WORST DAY",9,"09","08",79.25]
["A2Program SpecificAllAll5CAISO1-in-10WORST DAY423","A2","Program Specific","All","All",5,"CAISO","1-in-10","WORST DAY",4,"23","22",73.0390625,4.0762645378708839,4.0762645378708839,0,0]
["A2Program SpecificAllAll5CAISO1-in-10WORST DAY820","A2","Program Specific","All","All",5,"CAISO","1-in-10","WORST DAY",8,"20","19",94.934210526315795,4.1930105309737353,4.1930105309737353,0,0]
["A2Program SpecificAllAll5CAISO1-in-2WORST DAY706","A2","Program Specific","All","All",5,"CAISO","1-in-2","WORST DAY",7,"06","05",70.957142857142856,1.9754487718854632,1.9754487718854632,0,0]
["A2Program SpecificAllAll5CAISO1-in-2WORST DAY1223","A2","Program Specific","All","All",5,"CAISO","1-in-2","WORST DAY",12,"23","23",45.58223684210526,2.4176301203275981,2.4176301203275981,0,0]
["A2Program SpecificAllAll5PG&E1-in-10WORST DAY906","A2","Program Specific","All","All",5,"PG&E","1-in-10","WORST DAY",9,"06","05",68.838815789473685,0.90117041688216359,0.90117041688216359,0,0]
["A2Program SpecificAllAll5PG&E1-in-10WORST DAY1002","A2","Program Specific","All","All",5,"PG&E","1-in-10","WORST DAY",10,"02","01",67.118421052631575,2.3700136793287179,2.3700136793287179,0,0]
["A2Program SpecificAllAll5PG&E1-in-2WORST DAY1020","A2","Program Specific","All","All",5,"PG&E","1-in-2","WORST DAY",10,"20","19",75.434210526315795,3.6639627531955115,3.6639627531955115,0,0]
["A2Program SpecificLCAGreater Bay Area5CAISO1-in-10WORST DAY205","A2","Program Specific","LCA","Greater Bay Area",5,"CAISO","1-in-10","WORST DAY",2,"05","05",43.75]
["A2Program SpecificLCAGreater Bay Area5CAISO1-in-10WORST DAY923","A2","Program Specific","LCA","Greater Bay Area",5,"CAISO","1-in-10","WORST DAY",9,"23","22",66.25]
["A2Program SpecificLCAGreater Bay Area5CAISO1-in-2WORST DAY817","A2","Program Specific","LCA","Greater Bay Area",5,"CAISO","1-in-2","WORST DAY",8,"17","16",83]
["A2Program SpecificLCAGreater Bay Area5CAISO1-in-2WORST DAY1202","A2","Program Specific","LCA","Greater Bay Area",5,"CAISO","1-in-2","WORST DAY",12,"02","02",47.75]
["A2Program SpecificLCAGreater Bay Area5PG&E1-in-10WORST DAY519","A2","Program Specific","LCA","Greater Bay Area",5,"PG&E","1-in-10","WORST DAY",5,"19","18",81.375]
["A2Program SpecificLCAGreater Bay Area5PG&E1-in-2WORST DAY206","A2","Program Specific","LCA","Greater Bay Area",5,"PG&E","1-in-2","WORST DAY",2,"06","06",43.875]
["A2Program SpecificLCAGreater Bay Area5PG&E1-in-2WORST DAY923","A2","Program Specific","LCA","Greater Bay Area",5,"PG&E","1-in-2","WORST DAY",9,"23","22",67.125]
["A2Program SpecificLCAGreater Fresno Area5CAISO1-in-10WORST DAY316","A2","Program Specific","LCA","Greater Fresno Area",5,"CAISO","1-in-10","WORST DAY",3,"16","15",76.75]
["A2Program SpecificLCAGreater Fresno Area5CAISO1-in-2WORST DAY202","A2","Program Specific","LCA","Greater Fresno Area",5,"CAISO","1-in-2","WORST DAY",2,"02","02",49.125]
["A2Program SpecificLCAGreater Fresno Area5CAISO1-in-2WORST DAY1001","A2","Program Specific","LCA","Greater Fresno Area",5,"CAISO","1-in-2","WORST DAY",10,"01","24",67]
["A2Program SpecificLCAGreater Fresno Area5CAISO1-in-2WORST DAY1105","A2","Program Specific","LCA","Greater Fresno Area",5,"CAISO","1-in-2","WORST DAY",11,"05","05",50.875]
["A2Program SpecificLCAGreater Fresno Area5PG&E1-in-10WORST DAY1123","A2","Program Specific","LCA","Greater Fresno Area",5,"PG&E","1-in-10","WORST DAY",11,"23","23",50.75]
["A2Program SpecificLCAGreater Fresno Area5PG&E1-in-2WORST DAY516","A2","Program Specific","LCA","Greater Fresno Area",5,"PG&E","1-in-2","WORST DAY",5,"16","15",96]
["A2Program SpecificLCAHumboldt5CAISO1-in-10WORST DAY208","A2","Program Specific","LCA","Humboldt",5,"CAISO","1-in-10","WORST DAY",2,"08","08",39]
["A2Program SpecificLCAHumboldt5CAISO1-in-10WORST DAY219","A2","Program Specific","LCA","Humboldt",5,"CAISO","1-in-10","WORST DAY",2,"19","19",44.5]
["A2Program SpecificLCAHumboldt5CAISO1-in-2WORST DAY313","A2","Program Specific","LCA","Humboldt",5,"CAISO","1-in-2","WORST DAY",3,"13","12",51.375]
["A2Program SpecificLCAHumboldt5CAISO1-in-2WORST DAY622","A2","Program Specific","LCA","Humboldt",5,"CAISO","1-in-2","WORST DAY",6,"22","21",54.625]
["A2Program SpecificLCAHumboldt5PG&E1-in-10WORST DAY301","A2","Program Specific","LCA","Humboldt",5,"PG&E","1-in-10","WORST DAY",3,"01","24",44.5]
["A2Program SpecificLCAHumboldt5PG&E1-in-10WORST DAY1102","A2","Program Specific","LCA","Humboldt",5,"PG&E","1-in-10","WORST DAY",11,"02","02",42.5]
["A2Program SpecificLCAHumboldt5PG&E1-in-2WORST DAY419","A2","Program Specific","LCA","Humboldt",5,"PG&E","1-in-2","WORST DAY",4,"19","18",59.25]
["A2Program SpecificLCAHumboldt5PG&E1-in-2WORST DAY1012","A2","Program Specific","LCA","Humboldt",5,"PG&E","1-in-2","WORST DAY",10,"12","11",69.75]
["A2Program SpecificLCAOther5CAISO1-in-10WORST DAY708","A2","Program Specific","LCA","Other",5,"CAISO","1-in-10","WORST DAY",7,"08","07",78.214285714285708]
["A2Program SpecificLCAOther5CAISO1-in-2WORST DAY216","A2","Program Specific","LCA","Other",5,"CAISO","1-in-2","WORST DAY",2,"16","16",50.2]
["A2Program SpecificLCAOther5CAISO1-in-2WORST DAY809","A2","Program Specific","LCA","Other",5,"CAISO","1-in-2","WORST DAY",8,"09","08",71.953125]
["A2Program SpecificLCAOther5PG&E1-in-10WORST DAY619","A2","Program Specific","LCA","Other",5,"PG&E","1-in-10","WORST DAY",6,"19","18",103.16666666666667]
["A2Program SpecificLCAOther5PG&E1-in-2WORST DAY303","A2","Program Specific","LCA","Other",5,"PG&E","1-in-2","WORST DAY",3,"03","02",42.05]
["A2Program SpecificLCAOther5PG&E1-in-2WORST DAY322","A2","Program Specific","LCA","Other",5,"PG&E","1-in-2","WORST DAY",3,"22","21",47.6]
["A2Program SpecificLCASierra5CAISO1-in-10WORST DAY416","A2","Program Specific","LCA","Sierra",5,"CAISO","1-in-10","WORST DAY",4,"16","15",92.901315789473685,13.508438311125103,13.508438311125103,0,0]
["A2Program SpecificLCASierra5CAISO1-in-10WORST DAY1009","A2","Program Specific","LCA","Sierra",5,"CAISO","1-in-10","WORST DAY",10,"09","08",67.267857142857139,9.326237678527832,9.326237678527832,0,0]
["A2Program SpecificLCASierra5CAISO1-in-10WORST DAY1208","A2","Program Specific","LCA","Sierra",5,"CAISO","1-in-10","WORST DAY",12,"08","08",33.416666666666664,8.9121818088349833,8.9121818088349833,0,0]
["A2Program SpecificLCASierra5CAISO1-in-2WORST DAY712","A2","Program Specific","LCA","Sierra",5,"CAISO","1-in-2","WORST DAY",7,"12","11",88.618750000000006,13.034121894836426,13.034121894836426,0,0]
["A2Program SpecificLCASierra5PG&E1-in-10WORST DAY522","A2","Program Specific","LCA","Sierra",5,"PG&E","1-in-10","WORST DAY",5,"22","21",84.875,9.9425232535914372,9.9425232535914372,0,0]
["A2Program SpecificLCASierra5PG&E1-in-10WORST DAY1115","A2","Program Specific","LCA","Sierra",5,"PG&E","1-in-10","WORST DAY",11,"15","15",66.94047619047619,9.5309126263573063,9.5309126263573063,0,0]
["A2Program SpecificLCASierra5PG&E1-in-2WORST DAY803","A2","Program Specific","LCA","Sierra",5,"PG&E","1-in-2","WORST DAY",8,"03","02",74.404761904761898,6.9728600184122724,6.9728600184122724,0,0]
["A2Program SpecificSubLAPSLAP_PGEB5CAISO1-in-10WORST DAY319","A2","Program Specific","SubLAP","SLAP_PGEB",5,"CAISO","1-in-10","WORST DAY",3,"19","18",60.75]
["A2Program SpecificSubLAPSLAP_PGEB5CAISO1-in-10WORST DAY912","A2","Program Specific","SubLAP","SLAP_PGEB",5,"CAISO","1-in-10","WORST DAY",9,"12","11",77.5]
["A2Program SpecificSubLAPSLAP_PGEB5CAISO1-in-2WORST DAY305","A2","Program Specific","SubLAP","SLAP_PGEB",5,"CAISO","1-in-2","WORST DAY",3,"05","04",49.125]
["A2Program SpecificSubLAPSLAP_PGEB5CAISO1-in-2WORST DAY1210","A2","Program Specific","SubLAP","SLAP_PGEB",5,"CAISO","1-in-2","WORST DAY",12,"10","10",51.5]
["A2Program SpecificSubLAPSLAP_PGEB5PG&E1-in-10WORST DAY709","A2","Program Specific","SubLAP","SLAP_PGEB",5,"PG&E","1-in-10","WORST DAY",7,"09","08",71]
["A2Program SpecificSubLAPSLAP_PGEB5PG&E1-in-2WORST DAY519","A2","Program Specific","SubLAP","SLAP_PGEB",5,"PG&E","1-in-2","WORST DAY",5,"19","18",70]
["A2Program SpecificSubLAPSLAP_PGEB5PG&E1-in-2WORST DAY1112","A2","Program Specific","SubLAP","SLAP_PGEB",5,"PG&E","1-in-2","WORST DAY",11,"12","12",58.75]
["A2Program SpecificSubLAPSLAP_PGF15CAISO1-in-10WORST DAY103","A2","Program Specific","SubLAP","SLAP_PGF1",5,"CAISO","1-in-10","WORST DAY",1,"03","03",34.25]
["A2Program SpecificSubLAPSLAP_PGF15CAISO1-in-10WORST DAY815","A2","Program Specific","SubLAP","SLAP_PGF1",5,"CAISO","1-in-10","WORST DAY",8,"15","14",104.5]
["A2Program SpecificSubLAPSLAP_PGF15CAISO1-in-2WORST DAY909","A2","Program Specific","SubLAP","SLAP_PGF1",5,"CAISO","1-in-2","WORST DAY",9,"09","08",73.75]
["A2Program SpecificSubLAPSLAP_PGF15CAISO1-in-2WORST DAY1218","A2","Program Specific","SubLAP","SLAP_PGF1",5,"CAISO","1-in-2","WORST DAY",12,"18","18",52]
["A2Program SpecificSubLAPSLAP_PGF15PG&E1-in-10WORST DAY510","A2","Program Specific","SubLAP","SLAP_PGF1",5,"PG&E","1-in-10","WORST DAY",5,"10","09",84.625]
["A2Program SpecificSubLAPSLAP_PGF15PG&E1-in-10WORST DAY1205","A2","Program Specific","SubLAP","SLAP_PGF1",5,"PG&E","1-in-10","WORST DAY",12,"05","05",31.875]
["A2Program SpecificSubLAPSLAP_PGF15PG&E1-in-2WORST DAY1015","A2","Program Specific","SubLAP","SLAP_PGF1",5,"PG&E","1-in-2","WORST DAY",10,"15","14",89.625]
["A2Program SpecificSubLAPSLAP_PGHB5CAISO1-in-10WORST DAY408","A2","Program Specific","SubLAP","SLAP_PGHB",5,"CAISO","1-in-10","WORST DAY",4,"08","07",50.5]
["A2Program SpecificSubLAPSLAP_PGHB5CAISO1-in-2WORST DAY105","A2","Program Specific","SubLAP","SLAP_PGHB",5,"CAISO","1-in-2","WORST DAY",1,"05","05",41]
["A2Program SpecificSubLAPSLAP_PGHB5CAISO1-in-2WORST DAY812","A2","Program Specific","SubLAP","SLAP_PGHB",5,"CAISO","1-in-2","WORST DAY",8,"12","11",60.875]
["A2Program SpecificSubLAPSLAP_PGHB5PG&E1-in-10WORST DAY205","A2","Program Specific","SubLAP","SLAP_PGHB",5,"PG&E","1-in-10","WORST DAY",2,"05","05",36.625]
["A2Program SpecificSubLAPSLAP_PGHB5PG&E1-in-10WORST DAY1215","A2","Program Specific","SubLAP","SLAP_PGHB",5,"PG&E","1-in-10","WORST DAY",12,"15","15",47.875]
["A2Program SpecificSubLAPSLAP_PGHB5PG&E1-in-2WORST DAY512","A2","Program Specific","SubLAP","SLAP_PGHB",5,"PG&E","1-in-2","WORST DAY",5,"12","11",62.625]
["A2Program SpecificSubLAPSLAP_PGHB5PG&E1-in-2WORST DAY1202","A2","Program Specific","SubLAP","SLAP_PGHB",5,"PG&E","1-in-2","WORST DAY",12,"02","02",41.125]
["A2Program SpecificSubLAPSLAP_PGNP5CAISO1-in-10WORST DAY1012","A2","Program Specific","SubLAP","SLAP_PGNP",5,"CAISO","1-in-10","WORST DAY",10,"12","11",84.291666666666671]
["A2Program SpecificSubLAPSLAP_PGNP5CAISO1-in-2WORST DAY405","A2","Program Specific","SubLAP","SLAP_PGNP",5,"CAISO","1-in-2","WORST DAY",4,"05","04",58.25]
["A2Program SpecificSubLAPSLAP_PGNP5CAISO1-in-2WORST DAY922","A2","Program Specific","SubLAP","SLAP_PGNP",5,"CAISO","1-in-2","WORST DAY",9,"22","21",78.416666666666671]
["A2Program SpecificSubLAPSLAP_PGNP5PG&E1-in-10WORST DAY107","A2","Program Specific","SubLAP","SLAP_PGNP",5,"PG&E","1-in-10","WORST DAY",1,"07","07",31.175000000000001]
["A2Program SpecificSubLAPSLAP_PGNP5PG&E1-in-2WORST DAY202","A2","Program Specific","SubLAP","SLAP_PGNP",5,"PG&E","1-in-2","WORST DAY",2,"02","02",40.299999999999997]
["A2Program SpecificSubLAPSLAP_PGNP5PG&E1-in-2WORST DAY511","A2","Program Specific","SubLAP","SLAP_PGNP",5,"PG&E","1-in-2","WORST DAY",5,"11","10",82.125]
["A2Program SpecificSubLAPSLAP_PGNP5PG&E1-in-2WORST DAY1104","A2","Program Specific","SubLAP","SLAP_PGNP",5,"PG&E","1-in-2","WORST DAY",11,"04","04",41.666666666666664]
["A2Program SpecificSubLAPSLAP_PGSB5CAISO1-in-10WORST DAY902","A2","Program Specific","SubLAP","SLAP_PGSB",5,"CAISO","1-in-10","WORST DAY",9,"02","01",66.5]
["A2Program SpecificSubLAPSLAP_PGSB5CAISO1-in-2WORST DAY308","A2","Program Specific","SubLAP","SLAP_PGSB",5,"CAISO","1-in-2","WORST DAY",3,"08","07",49]
["A2Program SpecificSubLAPSLAP_PGSB5CAISO1-in-2WORST DAY901","A2","Program Specific","SubLAP","SLAP_PGSB",5,"CAISO","1-in-2","WORST DAY",9,"01","24",65.25]
["A2Program SpecificSubLAPSLAP_PGSB5PG&E1-in-10WORST DAY711","A2","Program Specific","SubLAP","SLAP_PGSB",5,"PG&E","1-in-10","WORST DAY",7,"11","10",80.375]
["A2Program SpecificSubLAPSLAP_PGSB5PG&E1-in-2WORST DAY109","A2","Program Specific","SubLAP","SLAP_PGSB",5,"PG&E","1-in-2","WORST DAY",1,"09","09",41.375]
["A2Program SpecificSubLAPSLAP_PGSB5PG&E1-in-2WORST DAY622","A2","Program Specific","SubLAP","SLAP_PGSB",5,"PG&E","1-in-2","WORST DAY",6,"22","21",70.875]
["A2Program SpecificSubLAPSLAP_PGSI5CAISO1-in-10WORST DAY508","A2","Program Specific","SubLAP","SLAP_PGSI",5,"CAISO","1-in-10","WORST DAY",5,"08","07",68.83552631578948,11.293156473260177,11.293156473260177,0,0]
["A2Program SpecificSubLAPSLAP_PGSI5CAISO1-in-10WORST DAY1101","A2","Program Specific","SubLAP","SLAP_PGSI",5,"CAISO","1-in-10","WORST DAY",11,"01","01",51.75,7.5913407916114446,7.5913407916114446,0,0]
["A2Program SpecificSubLAPSLAP_PGSI5CAISO1-in-2WORST DAY202","A2","Program Specific","SubLAP","SLAP_PGSI",5,"CAISO","1-in-2","WORST DAY",2,"02","02",47.25,10.153540561073704,10.153540561073704,0,0]
["A2Program SpecificSubLAPSLAP_PGSI5PG&E1-in-10WORST DAY305","A2","Program Specific","SubLAP","SLAP_PGSI",5,"PG&E","1-in-10","WORST DAY",3,"05","04",47.85526315789474,10.380137393349095,10.380137393349095,0,0]
["A2Program SpecificSubLAPSLAP_PGSI5PG&E1-in-10WORST DAY822","A2","Program Specific","SubLAP","SLAP_PGSI",5,"PG&E","1-in-10","WORST DAY",8,"22","21",88.321428571428569,7.2684449695405506,7.2684449695405506,0,0]
["A2Program SpecificSubLAPSLAP_PGSI5PG&E1-in-10WORST DAY1207","A2","Program Specific","SubLAP","SLAP_PGSI",5,"PG&E","1-in-10","WORST DAY",12,"07","07",30.535714285714285,8.0073704038347522,8.0073704038347522,0,0]
["A2Program SpecificSubLAPSLAP_PGSI5PG&E1-in-2WORST DAY609","A2","Program Specific","SubLAP","SLAP_PGSI",5,"PG&E","1-in-2","WORST DAY",6,"09","08",81.043750000000003,12.169757652282716,12.169757652282716,0,0]
["A2Program SpecificSubLAPSLAP_PGZP5CAISO1-in-10WORST DAY619","A2","Program Specific","SubLAP","SLAP_PGZP",5,"CAISO","1-in-10","WORST DAY",6,"19","18",102]
["A2Program SpecificSubLAPSLAP_PGZP5CAISO1-in-10WORST DAY1004","A2","Program Specific","SubLAP","SLAP_PGZP",5,"CAISO","1-in-10","WORST DAY",10,"04","03",74.125]
["A2Program SpecificSubLAPSLAP_PGZP5CAISO1-in-2WORST DAY321","A2","Program Specific","SubLAP","SLAP_PGZP",5,"CAISO","1-in-2","WORST DAY",3,"21","20",55.75]
["A2Program SpecificSubLAPSLAP_PGZP5CAISO1-in-2WORST DAY1016","A2","Program Specific","SubLAP","SLAP_PGZP",5,"CAISO","1-in-2","WORST DAY",10,"16","15",90.875]
["A2Program SpecificSubLAPSLAP_PGZP5PG&E1-in-10WORST DAY801","A2","Program Specific","SubLAP","SLAP_PGZP",5,"PG&E","1-in-10","WORST DAY",8,"01","24",85.375]
["A2Program SpecificSubLAPSLAP_PGZP5PG&E1-in-2WORST DAY118","A2","Program Specific","SubLAP","SLAP_PGZP",5,"PG&E","1-in-2","WORST DAY",1,"18","18",47]
["A2Program SpecificSubLAPSLAP_PGZP5PG&E1-in-2WORST DAY1204","A2","Program Specific","SubLAP","SLAP_PGZP",5,"PG&E","1-in-2","WORST DAY",12,"04","04",34]
["A2BIPPortfolioAllAll5CAISO1-in-10WORST DAY611","A2BIP","Portfolio","All","All",5,"CAISO","1-in-10","WORST DAY",6,"11","10",74.354166666666671]
["A2BIPPortfolioAllAll5CAISO1-in-10WORST DAY1115","A2BIP","Portfolio","All","All",5,"CAISO","1-in-10","WORST DAY",11,"15","15",73.479166666666671]
["A2BIPPortfolioAllAll5CAISO1-in-2WORST DAY1001","A2BIP","Portfolio","All","All",5,"CAISO","1-in-2","WORST DAY",10,"01","24",58.625]
["A2BIPPortfolioAllAll5PG&E1-in-10WORST DAY318","A2BIP","Portfolio","All","All",5,"PG&E","1-in-10","WORST DAY",3,"18","17",56.375]
["A2BIPPortfolioAllAll5PG&E1-in-10WORST DAY1018","A2BIP","Portfolio","All","All",5,"PG&E","1-in-10","WORST DAY",10,"18","17",79.875]
["A2BIPPortfolioAllAll5PG&E1-in-2WORST DAY722","A2BIP","Portfolio","All","All",5,"PG&E","1-in-2","WORST DAY",7,"22","21",67.708333333333329]
["A2BIPPortfolioLCAGreater Bay Area5CAISO1-in-10WORST DAY115","A2BIP","Portfolio","LCA","Greater Bay Area",5,"CAISO","1-in-10","WORST DAY",1,"15","15",49.25]
["A2BIPPortfolioLCAGreater Bay Area5CAISO1-in-10WORST DAY424","A2BIP","Portfolio","LCA","Greater Bay Area",5,"CAISO","1-in-10","WORST DAY",4,"24","23",58.875]
["A2BIPPortfolioLCAGreater Bay Area5CAISO1-in-10WORST DAY1111","A2BIP","Portfolio","LCA","Greater Bay Area",5,"CAISO","1-in-10","WORST DAY",11,"11","11",69.34375]
["A2BIPPortfolioLCAGreater Bay Area5CAISO1-in-2WORST DAY1112","A2BIP","Portfolio","LCA","Greater Bay Area",5,"CAISO","1-in-2","WORST DAY",11,"12","12",66.84375]
["A2BIPPortfolioLCAGreater Bay Area5PG&E1-in-10WORST DAY221","A2BIP","Portfolio","LCA","Greater Bay Area",5,"PG&E","1-in-10","WORST DAY",2,"21","21",42.375]
["A2BIPPortfolioLCAGreater Bay Area5PG&E1-in-10WORST DAY814","A2BIP","Portfolio","LCA","Greater Bay Area",5,"PG&E","1-in-10","WORST DAY",8,"14","13",71.40625]
["A2BIPPortfolioLCAGreater Bay Area5PG&E1-in-2WORST DAY318","A2BIP","Portfolio","LCA","Greater Bay Area",5,"PG&E","1-in-2","WORST DAY",3,"18","17",52.6875]
["A2BIPPortfolioLCAGreater Bay Area5PG&E1-in-2WORST DAY1218","A2BIP","Portfolio","LCA","Greater Bay Area",5,"PG&E","1-in-2","WORST DAY",12,"18","18",50.15625]
["A2BIPPortfolioLCASierra5CAISO1-in-10WORST DAY611","A2BIP","Portfolio","LCA","Sierra",5,"CAISO","1-in-10","WORST DAY",6,"11","10",84.125]
["A2BIPPortfolioLCASierra5CAISO1-in-2WORST DAY421","A2BIP","Portfolio","LCA","Sierra",5,"CAISO","1-in-2","WORST DAY",4,"21","20",72.75]
["A2BIPPortfolioLCASierra5CAISO1-in-2WORST DAY1113","A2BIP","Portfolio","LCA","Sierra",5,"CAISO","1-in-2","WORST DAY",11,"13","13",65.5]
["A2BIPPortfolioLCASierra5PG&E1-in-10WORST DAY124","A2BIP","Portfolio","LCA","Sierra",5,"PG&E","1-in-10","WORST DAY",1,"24","24",39.375]
["A2BIPPortfolioLCASierra5PG&E1-in-2WORST DAY218","A2BIP","Portfolio","LCA","Sierra",5,"PG&E","1-in-2","WORST DAY",2,"18","18",50.375]
["A2BIPPortfolioLCASierra5PG&E1-in-2WORST DAY811","A2BIP","Portfolio","LCA","Sierra",5,"PG&E","1-in-2","WORST DAY",8,"11","10",84.5]
["A2BIPPortfolioLCAStockton5CAISO1-in-10WORST DAY320","A2BIP","Portfolio","LCA","Stockton",5,"CAISO","1-in-10","WORST DAY",3,"20","19",64.625]
["A2BIPPortfolioLCAStockton5CAISO1-in-10WORST DAY1215","A2BIP","Portfolio","LCA","Stockton",5,"CAISO","1-in-10","WORST DAY",12,"15","15",49.875]
["A2BIPPortfolioLCAStockton5CAISO1-in-2WORST DAY608","A2BIP","Portfolio","LCA","Stockton",5,"CAISO","1-in-2","WORST DAY",6,"08","07",72]
["A2BIPPortfolioLCAStockton5CAISO1-in-2WORST DAY917","A2BIP","Portfolio","LCA","Stockton",5,"CAISO","1-in-2","WORST DAY",9,"17","16",93.5]
["A2BIPPortfolioLCAStockton5PG&E1-in-10WORST DAY413","A2BIP","Portfolio","LCA","Stockton",5,"PG&E","1-in-10","WORST DAY",4,"13","12",87]
["A2BIPPortfolioLCAStockton5PG&E1-in-2WORST DAY121","A2BIP","Portfolio","LCA","Stockton",5,"PG&E","1-in-2","WORST DAY",1,"21","21",41.5]
["A2BIPPortfolioLCAStockton5PG&E1-in-2WORST DAY714","A2BIP","Portfolio","LCA","Stockton",5,"PG&E","1-in-2","WORST DAY",7,"14","13",99.5]
["A2BIPPortfolioSubLAPSLAP_PGCC5CAISO1-in-10WORST DAY107","A2BIP","Portfolio","SubLAP","SLAP_PGCC",5,"CAISO","1-in-10","WORST DAY",1,"07","07",33.4375]
["A2BIPPortfolioSubLAPSLAP_PGCC5CAISO1-in-10WORST DAY820","A2BIP","Portfolio","SubLAP","SLAP_PGCC",5,"CAISO","1-in-10","WORST DAY",8,"20","19",61.09375]
["A2BIPPortfolioSubLAPSLAP_PGCC5CAISO1-in-2WORST DAY511","A2BIP","Portfolio","SubLAP","SLAP_PGCC",5,"CAISO","1-in-2","WORST DAY",5,"11","10",61.0625]
["A2BIPPortfolioSubLAPSLAP_PGCC5CAISO1-in-2WORST DAY1104","A2BIP","Portfolio","SubLAP","SLAP_PGCC",5,"CAISO","1-in-2","WORST DAY",11,"04","04",46.4375]
["A2BIPPortfolioSubLAPSLAP_PGCC5PG&E1-in-10WORST DAY914","A2BIP","Portfolio","SubLAP","SLAP_PGCC",5,"PG&E","1-in-10","WORST DAY",9,"14","13",71.34375]
["A2BIPPortfolioSubLAPSLAP_PGCC5PG&E1-in-2WORST DAY415","A2BIP","Portfolio","SubLAP","SLAP_PGCC",5,"PG&E","1-in-2","WORST DAY",4,"15","14",69.8125]
["A2BIPPortfolioSubLAPSLAP_PGNP5CAISO1-in-10WORST DAY118","A2BIP","Portfolio","SubLAP","SLAP_PGNP",5,"CAISO","1-in-10","WORST DAY",1,"18","18",46.375]
["A2BIPPortfolioSubLAPSLAP_PGNP5CAISO1-in-10WORST DAY711","A2BIP","Portfolio","SubLAP","SLAP_PGNP",5,"CAISO","1-in-10","WORST DAY",7,"11","10",89]
["A2BIPPortfolioSubLAPSLAP_PGNP5CAISO1-in-2WORST DAY104","A2BIP","Portfolio","SubLAP","SLAP_PGNP",5,"CAISO","1-in-2","WORST DAY",1,"04","04",39.5]
["A2BIPPortfolioSubLAPSLAP_PGNP5CAISO1-in-2WORST DAY822","A2BIP","Portfolio","SubLAP","SLAP_PGNP",5,"CAISO","1-in-2","WORST DAY",8,"22","21",81.25]
["A2BIPPortfolioSubLAPSLAP_PGNP5PG&E1-in-10WORST DAY508","A2BIP","Portfolio","SubLAP","SLAP_PGNP",5,"PG&E","1-in-10","WORST DAY",5,"08","07",74.5]
["A2BIPPortfolioSubLAPSLAP_PGNP5PG&E1-in-10WORST DAY817","A2BIP","Portfolio","SubLAP","SLAP_PGNP",5,"PG&E","1-in-10","WORST DAY",8,"17","16",106.125]
["A2BIPPortfolioSubLAPSLAP_PGNP5PG&E1-in-2WORST DAY210","A2BIP","Portfolio","SubLAP","SLAP_PGNP",5,"PG&E","1-in-2","WORST DAY",2,"10","10",46.125]
["A2BIPPortfolioSubLAPSLAP_PGNP5PG&E1-in-2WORST DAY915","A2BIP","Portfolio","SubLAP","SLAP_PGNP",5,"PG&E","1-in-2","WORST DAY",9,"15","14",97.5]
["A2BIPPortfolioSubLAPSLAP_PGSI5CAISO1-in-10WORST DAY614","A2BIP","Portfolio","SubLAP","SLAP_PGSI",5,"CAISO","1-in-10","WORST DAY",6,"14","13",95.5]
["A2BIPPortfolioSubLAPSLAP_PGSI5CAISO1-in-10WORST DAY1207","A2BIP","Portfolio","SubLAP","SLAP_PGSI",5,"CAISO","1-in-10","WORST DAY",12,"07","07",34.125]
["A2BIPPortfolioSubLAPSLAP_PGSI5CAISO1-in-2WORST DAY524","A2BIP","Portfolio","SubLAP","SLAP_PGSI",5,"CAISO","1-in-2","WORST DAY",5,"24","23",68.75]
["A2BIPPortfolioSubLAPSLAP_PGSI5PG&E1-in-10WORST DAY122","A2BIP","Portfolio","SubLAP","SLAP_PGSI",5,"PG&E","1-in-10","WORST DAY",1,"22","22",39.5]
["A2BIPPortfolioSubLAPSLAP_PGSI5PG&E1-in-10WORST DAY1004","A2BIP","Portfolio","SubLAP","SLAP_PGSI",5,"PG&E","1-in-10","WORST DAY",10,"04","03",66.125]
["A2BIPPortfolioSubLAPSLAP_PGSI5PG&E1-in-2WORST DAY814","A2BIP","Portfolio","SubLAP","SLAP_PGSI",5,"PG&E","1-in-2","WORST DAY",8,"14","13",96.875]
["A2BIPProgram SpecificAllAll5CAISO1-in-10WORST DAY207","A2BIP","Program Specific","All","All",5,"CAISO","1-in-10","WORST DAY",2,"07","07",39.8125]
["A2BIPProgram SpecificAllAll5CAISO1-in-10WORST DAY724","A2BIP","Program Specific","All","All",5,"CAISO","1-in-10","WORST DAY",7,"24","23",67.458333333333329]
["A2BIPProgram SpecificAllAll5CAISO1-in-2WORST DAY419","A2BIP","Program Specific","All","All",5,"CAISO","1-in-2","WORST DAY",4,"19","18",73.53125]
["A2BIPProgram SpecificAllAll5CAISO1-in-2WORST DAY1204","A2BIP","Program Specific","All","All",5,"CAISO","1-in-2","WORST DAY",12,"04","04",42.3125]
["A2BIPProgram SpecificAllAll5PG&E1-in-10WORST DAY313","A2BIP","Program Specific","All","All",5,"PG&E","1-in-10","WORST DAY",3,"13","12",57.46875]
["A2BIPProgram SpecificAllAll5PG&E1-in-10WORST DAY906","A2BIP","Program Specific","All","All",5,"PG&E","1-in-10","WORST DAY",9,"06","05",61.333333333333336]
["A2BIPProgram SpecificAllAll5PG&E1-in-2WORST DAY512","A2BIP","Program Specific","All","All",5,"PG&E","1-in-2","WORST DAY",5,"12","11",74.3125]
["A2BIPProgram SpecificLCAGreater Bay Area5CAISO1-in-10WORST DAY110","A2BIP","Program Specific","LCA","Greater Bay Area",5,"CAISO","1-in-10","WORST DAY",1,"10","10",41.0625]
["A2BIPProgram SpecificLCAGreater Bay Area5CAISO1-in-10WORST DAY703","A2BIP","Program Specific","LCA","Greater Bay Area",5,"CAISO","1-in-10","WORST DAY",7,"03","02",59.15625]
["A2BIPProgram SpecificLCAGreater Bay Area5CAISO1-in-2WORST DAY721","A2BIP","Program Specific","LCA","Greater Bay Area",5,"CAISO","1-in-2","WORST DAY",7,"21","20",60.59375]
["A2BIPProgram SpecificLCAGreater Bay Area5CAISO1-in-2WORST DAY919","A2BIP","Program Specific","LCA","Greater Bay Area",5,"CAISO","1-in-2","WORST DAY",9,"19","18",69.09375]
["A2BIPProgram SpecificLCAGreater Bay Area5PG&E1-in-10WORST DAY424","A2BIP","Program Specific","LCA","Greater Bay Area",5,"PG&E","1-in-10","WORST DAY",4,"24","23",59.0625]
["A2BIPProgram SpecificLCAGreater Bay Area5PG&E1-in-2WORST DAY310","A2BIP","Program Specific","LCA","Greater Bay Area",5,"PG&E","1-in-2","WORST DAY",3,"10","09",51.125]
["A2BIPProgram SpecificLCAGreater Bay Area5PG&E1-in-2WORST DAY903","A2BIP","Program Specific","LCA","Greater Bay Area",5,"PG&E","1-in-2","WORST DAY",9,"03","02",56.65625]
["A2BIPProgram SpecificLCASierra5CAISO1-in-10WORST DAY514","A2BIP","Program Specific","LCA","Sierra",5,"CAISO","1-in-10","WORST DAY",5,"14","13",91.625]
["A2BIPProgram SpecificLCASierra5CAISO1-in-2WORST DAY107","A2BIP","Program Specific","LCA","Sierra",5,"CAISO","1-in-2","WORST DAY",1,"07","07",38.75]
["A2BIPProgram SpecificLCASierra5CAISO1-in-2WORST DAY624","A2BIP","Program Specific","LCA","Sierra",5,"CAISO","1-in-2","WORST DAY",6,"24","23",79]
["A2BIPProgram SpecificLCASierra5CAISO1-in-2WORST DAY1217","A2BIP","Program Specific","LCA","Sierra",5,"CAISO","1-in-2","WORST DAY",12,"17","17",52.625]
["A2BIPProgram SpecificLCASierra5PG&E1-in-10WORST DAY921","A2BIP","Program Specific","LCA","Sierra",5,"PG&E","1-in-10","WORST DAY",9,"21","20",89.25]
["A2BIPProgram SpecificLCASierra5PG&E1-in-2WORST DAY421","A2BIP","Program Specific","LCA","Sierra",5,"PG&E","1-in-2","WORST DAY",4,"21","20",70.625]
["A2BIPProgram SpecificLCASierra5PG&E1-in-2WORST DAY806","A2BIP","Program Specific","LCA","Sierra",5,"PG&E","1-in-2","WORST DAY",8,"06","05",70]
["A2BIPProgram SpecificLCAStockton5CAISO1-in-10WORST DAY123","A2BIP","Program Specific","LCA","Stockton",5,"CAISO","1-in-10","WORST DAY",1,"23","23",38.25]
["A2BIPProgram SpecificLCAStockton5CAISO1-in-10WORST DAY1014","A2BIP","Program Specific","LCA","Stockton",5,"CAISO","1-in-10","WORST DAY",10,"14","13",88.625]
["A2BIPProgram SpecificLCAStockton5CAISO1-in-2WORST DAY603","A2BIP","Program Specific","LCA","Stockton",5,"CAISO","1-in-2","WORST DAY",6,"03","02",71.25]
["A2BIPProgram SpecificLCAStockton5CAISO1-in-2WORST DAY1120","A2BIP","Program Specific","LCA","Stockton",5,"CAISO","1-in-2","WORST DAY",11,"20","20",60.25]
["A2BIPProgram SpecificLCAStockton5PG&E1-in-10WORST DAY1006","A2BIP","Program Specific","LCA","Stockton",5,"PG&E","1-in-10","WORST DAY",10,"06","05",64]
["A2BIPProgram SpecificLCAStockton5PG&E1-in-2WORST DAY221","A2BIP","Program Specific","LCA","Stockton",5,"PG&E","1-in-2","WORST DAY",2,"21","21",47.375]
["A2BIPProgram SpecificLCAStockton5PG&E1-in-2WORST DAY917","A2BIP","Program Specific","LCA","Stockton",5,"PG&E","1-in-2","WORST DAY",9,"17","16",100.25]
["A2BIPProgram SpecificSubLAPSLAP_PGCC5CAISO1-in-10WORST DAY803","A2BIP","Program Specific","SubLAP","SLAP_PGCC",5,"CAISO","1-in-10","WORST DAY",8,"03","02",58.5]
["A2BIPProgram SpecificSubLAPSLAP_PGCC5CAISO1-in-2WORST DAY120","A2BIP","Program Specific","SubLAP","SLAP_PGCC",5,"CAISO","1-in-2","WORST DAY",1,"20","20",45.875]
["A2BIPProgram SpecificSubLAPSLAP_PGCC5CAISO1-in-2WORST DAY1016","A2BIP","Program Specific","SubLAP","SLAP_PGCC",5,"CAISO","1-in-2","WORST DAY",10,"16","15",83.5625]
["A2BIPProgram SpecificSubLAPSLAP_PGCC5PG&E1-in-10WORST DAY524","A2BIP","Program Specific","SubLAP","SLAP_PGCC",5,"PG&E","1-in-10","WORST DAY",5,"24","23",59.0625]
["A2BIPProgram SpecificSubLAPSLAP_PGCC5PG&E1-in-10WORST DAY1117","A2BIP","Program Specific","SubLAP","SLAP_PGCC",5,"PG&E","1-in-10","WORST DAY",11,"17","17",58.90625]
["A2BIPProgram SpecificSubLAPSLAP_PGCC5PG&E1-in-2WORST DAY302","A2BIP","Program Specific","SubLAP","SLAP_PGCC",5,"PG&E","1-in-2","WORST DAY",3,"02","01",43.0625]
["A2BIPProgram SpecificSubLAPSLAP_PGNP5CAISO1-in-10WORST DAY223","A2BIP","Program Specific","SubLAP","SLAP_PGNP",5,"CAISO","1-in-10","WORST DAY",2,"23","23",46.125]
["A2BIPProgram SpecificSubLAPSLAP_PGNP5CAISO1-in-10WORST DAY914","A2BIP","Program Specific","SubLAP","SLAP_PGNP",5,"CAISO","1-in-10","WORST DAY",9,"14","13",94.125]
["A2BIPProgram SpecificSubLAPSLAP_PGNP5CAISO1-in-10WORST DAY1223","A2BIP","Program Specific","SubLAP","SLAP_PGNP",5,"CAISO","1-in-10","WORST DAY",12,"23","23",37.75]
["A2BIPProgram SpecificSubLAPSLAP_PGNP5CAISO1-in-2WORST DAY616","A2BIP","Program Specific","SubLAP","SLAP_PGNP",5,"CAISO","1-in-2","WORST DAY",6,"16","15",100.75]
["A2BIPProgram SpecificSubLAPSLAP_PGNP5PG&E1-in-10WORST DAY706","A2BIP","Program Specific","SubLAP","SLAP_PGNP",5,"PG&E","1-in-10","WORST DAY",7,"06","05",77.25]
["A2BIPProgram SpecificSubLAPSLAP_PGNP5PG&E1-in-10WORST DAY1020","A2BIP","Program Specific","SubLAP","SLAP_PGNP",5,"PG&E","1-in-10","WORST DAY",10,"20","19",87]
["A2BIPProgram SpecificSubLAPSLAP_PGNP5PG&E1-in-2WORST DAY413","A2BIP","Program Specific","SubLAP","SLAP_PGNP",5,"PG&E","1-in-2","WORST DAY",4,"13","12",78.625]
["A2BIPProgram SpecificSubLAPSLAP_PGSI5CAISO1-in-10WORST DAY223","A2BIP","Program Specific","SubLAP","SLAP_PGSI",5,"CAISO","1-in-10","WORST DAY",2,"23","23",46.125]
["A2BIPProgram SpecificSubLAPSLAP_PGSI5CAISO1-in-10WORST DAY723","A2BIP","Program Specific","SubLAP","SLAP_PGSI",5,"CAISO","1-in-10","WORST DAY",7,"23","22",87.375]
["A2BIPProgram SpecificSubLAPSLAP_PGSI5CAISO1-in-2WORST DAY210","A2BIP","Program Specific","SubLAP","SLAP_PGSI",5,"CAISO","1-in-2","WORST DAY",2,"10","10",48.25]
["A2BIPProgram SpecificSubLAPSLAP_PGSI5CAISO1-in-2WORST DAY1220","A2BIP","Program Specific","SubLAP","SLAP_PGSI",5,"CAISO","1-in-2","WORST DAY",12,"20","20",47.875]
["A2BIPProgram SpecificSubLAPSLAP_PGSI5PG&E1-in-10WORST DAY613","A2BIP","Program Specific","SubLAP","SLAP_PGSI",5,"PG&E","1-in-10","WORST DAY",6,"13","12",96]
["A2BIPProgram SpecificSubLAPSLAP_PGSI5PG&E1-in-10WORST DAY1206","A2BIP","Program Specific","SubLAP","SLAP_PGSI",5,"PG&E","1-in-10","WORST DAY",12,"06","06",31.75]
["A2BIPProgram SpecificSubLAPSLAP_PGSI5PG&E1-in-2WORST DAY1017","A2BIP","Program Specific","SubLAP","SLAP_PGSI",5,"PG&E","1-in-2","WORST DAY",10,"17","16",84.25]
["A4PortfolioAllAll3CAISO1-in-10WORST DAY410","A4","Portfolio","All","All",3,"CAISO","1-in-10","WORST DAY",4,"10","09",71.411167512690355,0.32009627419440662,0.32009627419440662,0,0]
["A4PortfolioAllAll3CAISO1-in-10WORST DAY719","A4","Portfolio","All","All",3,"CAISO","1-in-10","WORST DAY",7,"19","18",89.092344874100718,0.47631442257680129,-2.6516970472513055,-3.1280114650726318,0]
["A4PortfolioAllAll3CAISO1-in-2WORST DAY801","A4","Portfolio","All","All",3,"CAISO","1-in-2","WORST DAY",8,"01","24",63.584906384284835,2.4822765719054063,2.4822765719054063,0,0]
["A4PortfolioAllAll3PG&E1-in-10WORST DAY207","A4","Portfolio","All","All",3,"PG&E","1-in-10","WORST DAY",2,"07","07",40.899131274131271,0.83365901810437093,0.83365901810437093,0,0]
["A4PortfolioAllAll3PG&E1-in-10WORST DAY516","A4","Portfolio","All","All",3,"PG&E","1-in-10","WORST DAY",5,"16","15",91.910199938716104,-0.93174570434506609,-0.93174570434506609,0,0]
["A4PortfolioAllAll3PG&E1-in-10WORST DAY1109","A4","Portfolio","All","All",3,"PG&E","1-in-10","WORST DAY",11,"09","09",51.790613511029413,0.50776339311902374,0.50776339311902374,0,0]
["A4PortfolioAllAll3PG&E1-in-2WORST DAY1208","A4","Portfolio","All","All",3,"PG&E","1-in-2","WORST DAY",12,"08","08",36.441367953431374,0.74597369396360591,0.74597369396360591,0,0]
["A4PortfolioLCANorth Coast and North Bay3CAISO1-in-10WORST DAY313","A4","Portfolio","LCA","North Coast and North Bay",3,"CAISO","1-in-10","WORST DAY",3,"13","12",67.07306094182826,-1.4630140161910545,-1.4630140161910545,0,0]
["A4PortfolioLCANorth Coast and North Bay3CAISO1-in-10WORST DAY906","A4","Portfolio","LCA","North Coast and North Bay",3,"CAISO","1-in-10","WORST DAY",9,"06","05",55.926760563380284,0.90937050916779205,0.90937050916779205,0,0]
["A4PortfolioLCANorth Coast and North Bay3CAISO1-in-2WORST DAY716","A4","Portfolio","LCA","North Coast and North Bay",3,"CAISO","1-in-2","WORST DAY",7,"16","15",87.847972972972968,-2.0941047771556955,-2.0941047771556955,0,0]
["A4PortfolioLCANorth Coast and North Bay3PG&E1-in-10WORST DAY101","A4","Portfolio","LCA","North Coast and North Bay",3,"PG&E","1-in-10","WORST DAY",1,"01","01",36.845833333333331,1.8941929792364438,1.8941929792364438,0,0]
["A4PortfolioLCANorth Coast and North Bay3PG&E1-in-10WORST DAY1120","A4","Portfolio","LCA","North Coast and North Bay",3,"PG&E","1-in-10","WORST DAY",11,"20","20",54.734154929577464,0.30261060280699126,0.30261060280699126,0,0]
["A4PortfolioLCANorth Coast and North Bay3PG&E1-in-2WORST DAY513","A4","Portfolio","LCA","North Coast and North Bay",3,"PG&E","1-in-2","WORST DAY",5,"13","12",80.164944903581272,-1.4212938313970225,-1.4212938313970225,0,0]
["A4PortfolioLCANorth Coast and North Bay3PG&E1-in-2WORST DAY1106","A4","Portfolio","LCA","North Coast and North Bay",3,"PG&E","1-in-2","WORST DAY",11,"06","06",40.828873239436618,0.87319223461016804,0.87319223461016804,0,0]
["A4PortfolioLCAOther3CAISO1-in-10WORST DAY508","A4","Portfolio","LCA","Other",3,"CAISO","1-in-10","WORST DAY",5,"08","07",74.144230769230774]
["A4PortfolioLCAOther3CAISO1-in-2WORST DAY310","A4","Portfolio","LCA","Other",3,"CAISO","1-in-2","WORST DAY",3,"10","09",53.894230769230766]
["A4PortfolioLCAOther3CAISO1-in-2WORST DAY903","A4","Portfolio","LCA","Other",3,"CAISO","1-in-2","WORST DAY",9,"03","02",76.4375]
["A4PortfolioLCAOther3CAISO1-in-2WORST DAY1212","A4","Portfolio","LCA","Other",3,"CAISO","1-in-2","WORST DAY",12,"12","12",53.3125]
["A4PortfolioLCAOther3PG&E1-in-2WORST DAY103","A4","Portfolio","LCA","Other",3,"PG&E","1-in-2","WORST DAY",1,"03","03",36.865384615384613]
["A4PortfolioLCAOther3PG&E1-in-2WORST DAY416","A4","Portfolio","LCA","Other",3,"PG&E","1-in-2","WORST DAY",4,"16","15",89.009615384615387]
["A4PortfolioLCAOther3PG&E1-in-2WORST DAY1009","A4","Portfolio","LCA","Other",3,"PG&E","1-in-2","WORST DAY",10,"09","08",67.3125]
["A4PortfolioSubLAPSLAP_PGEB3CAISO1-in-10WORST DAY402","A4","Portfolio","SubLAP","SLAP_PGEB",3,"CAISO","1-in-10","WORST DAY",4,"02","01",59.849826388888886,2.0912515857705363,2.0912515857705363,0,0]
["A4PortfolioSubLAPSLAP_PGEB3CAISO1-in-2WORST DAY212","A4","Portfolio","SubLAP","SLAP_PGEB",3,"CAISO","1-in-2","WORST DAY",2,"12","12",45.372960372960371,-1.6229574030095881,-1.6229574030095881,0,0]
["A4PortfolioSubLAPSLAP_PGEB3CAISO1-in-2WORST DAY822","A4","Portfolio","SubLAP","SLAP_PGEB",3,"CAISO","1-in-2","WORST DAY",8,"22","21",73.071832579185525,1.3721743929979489,2.1442866042188928,0.77211219072341919,0]
["A4PortfolioSubLAPSLAP_PGEB3PG&E1-in-10WORST DAY123","A4","Portfolio","SubLAP","SLAP_PGEB",3,"PG&E","1-in-10","WORST DAY",1,"23","23",33.346736596736598,0.86428816008678966,0.86428816008678966,0,0]
["A4PortfolioSubLAPSLAP_PGEB3PG&E1-in-10WORST DAY1209","A4","Portfolio","SubLAP","SLAP_PGEB",3,"PG&E","1-in-10","WORST DAY",12,"09","09",30.637133182844245,0.54125894632431704,0.54125894632431704,0,0]
["A4PortfolioSubLAPSLAP_PGEB3PG&E1-in-2WORST DAY602","A4","Portfolio","SubLAP","SLAP_PGEB",3,"PG&E","1-in-2","WORST DAY",6,"02","01",72.148063781321184,2.8211061715536618,2.8211061715536618,0,0]
["A4PortfolioSubLAPSLAP_PGF13CAISO1-in-10WORST DAY105","A4","Portfolio","SubLAP","SLAP_PGF1",3,"CAISO","1-in-10","WORST DAY",1,"05","05",30.837499999999999]
["A4PortfolioSubLAPSLAP_PGF13CAISO1-in-10WORST DAY1006","A4","Portfolio","SubLAP","SLAP_PGF1",3,"CAISO","1-in-10","WORST DAY",10,"06","05",68.25,0.60896593073140015,0.60896593073140015,0,0]
["A4PortfolioSubLAPSLAP_PGF13CAISO1-in-2WORST DAY323","A4","Portfolio","SubLAP","SLAP_PGF1",3,"CAISO","1-in-2","WORST DAY",3,"23","22",46.662500000000001]
["A4PortfolioSubLAPSLAP_PGF13PG&E1-in-10WORST DAY209","A4","Portfolio","SubLAP","SLAP_PGF1",3,"PG&E","1-in-10","WORST DAY",2,"09","09",38.887500000000003]
["A4PortfolioSubLAPSLAP_PGF13PG&E1-in-10WORST DAY824","A4","Portfolio","SubLAP","SLAP_PGF1",3,"PG&E","1-in-10","WORST DAY",8,"24","23",82.829545454545453,1.3837475343184038,1.3837475343184038,0,0]
["A4PortfolioSubLAPSLAP_PGF13PG&E1-in-10WORST DAY1112","A4","Portfolio","SubLAP","SLAP_PGF1",3,"PG&E","1-in-10","WORST DAY",11,"12","12",61.086956521739133,-1.9726448629213416,-1.9726448629213416,0,0]
["A4PortfolioSubLAPSLAP_PGF13PG&E1-in-2WORST DAY505","A4","Portfolio","SubLAP","SLAP_PGF1",3,"PG&E","1-in-2","WORST DAY",5,"05","04",62.962499999999999]
["A4PortfolioSubLAPSLAP_PGFG3CAISO1-in-10WORST DAY523","A4","Portfolio","SubLAP","SLAP_PGFG",3,"CAISO","1-in-10","WORST DAY",5,"23","22",63.284883720930232,1.0986617861792098,1.0986617861792098,0,0]
["A4PortfolioSubLAPSLAP_PGFG3CAISO1-in-2WORST DAY107","A4","Portfolio","SubLAP","SLAP_PGFG",3,"CAISO","1-in-2","WORST DAY",1,"07","07",38.204625292740047,0.9009655094956347,0.9009655094956347,0,0]
["A4PortfolioSubLAPSLAP_PGFG3CAISO1-in-2WORST DAY302","A4","Portfolio","SubLAP","SLAP_PGFG",3,"CAISO","1-in-2","WORST DAY",3,"02","01",47.154497663551403,1.883723959674902,1.883723959674902,0,0]
["A4PortfolioSubLAPSLAP_PGFG3PG&E1-in-10WORST DAY320","A4","Portfolio","SubLAP","SLAP_PGFG",3,"PG&E","1-in-10","WORST DAY",3,"20","19",50.644859813084111,0.13074665850846567,0.13074665850846567,0,0]
["A4PortfolioSubLAPSLAP_PGFG3PG&E1-in-10WORST DAY705","A4","Portfolio","SubLAP","SLAP_PGFG",3,"PG&E","1-in-10","WORST DAY",7,"05","04",65.002002288329521,1.217598212938287,1.217598212938287,0,0]
["A4PortfolioSubLAPSLAP_PGFG3PG&E1-in-2WORST DAY124","A4","Portfolio","SubLAP","SLAP_PGFG",3,"PG&E","1-in-2","WORST DAY",1,"24","24",39.447306791569083,0.86228953599406355,0.86228953599406355,0,0]
["A4PortfolioSubLAPSLAP_PGFG3PG&E1-in-2WORST DAY1109","A4","Portfolio","SubLAP","SLAP_PGFG",3,"PG&E","1-in-2","WORST DAY",11,"09","09",48.484735023041473,0.5046605791227059,0.5046605791227059,0,0]
["A4PortfolioSubLAPSLAP_PGHB3CAISO1-in-10WORST DAY502","A4","Portfolio","SubLAP","SLAP_PGHB",3,"CAISO","1-in-10","WORST DAY",5,"02","01",65.677893590541387,2.2692240448048491,2.2692240448048491,0,0]
["A4PortfolioSubLAPSLAP_PGHB3CAISO1-in-10WORST DAY1019","A4","Portfolio","SubLAP","SLAP_PGHB",3,"CAISO","1-in-10","WORST DAY",10,"19","18",78.4192546583851,7.967396022185036E-2,-3.0483374909584566,-3.1280114650726318,0]
["A4PortfolioSubLAPSLAP_PGHB3CAISO1-in-2WORST DAY607","A4","Portfolio","SubLAP","SLAP_PGHB",3,"CAISO","1-in-2","WORST DAY",6,"07","06",63.01801242236025,0.93103089095642844,0.93103089095642844,0,0]
["A4PortfolioSubLAPSLAP_PGHB3PG&E1-in-10WORST DAY223","A4","Portfolio","SubLAP","SLAP_PGHB",3,"PG&E","1-in-10","WORST DAY",2,"23","23",41.041013174404014,0.69127371045322605,0.69127371045322605,0,0]
["A4PortfolioSubLAPSLAP_PGHB3PG&E1-in-10WORST DAY608","A4","Portfolio","SubLAP","SLAP_PGHB",3,"PG&E","1-in-10","WORST DAY",6,"08","07",73.396583850931677,0.88427093658388034,0.88427093658388034,0,0]
["A4PortfolioSubLAPSLAP_PGHB3PG&E1-in-2WORST DAY702","A4","Portfolio","SubLAP","SLAP_PGHB",3,"PG&E","1-in-2","WORST DAY",7,"02","01",66.813527084601333,2.3450098982759893,2.3450098982759893,0,0]
["A4PortfolioSubLAPSLAP_PGKN3CAISO1-in-10WORST DAY202","A4","Portfolio","SubLAP","SLAP_PGKN",3,"CAISO","1-in-10","WORST DAY",2,"02","02",45.504060324825986,1.3562125704681238,1.3562125704681238,0,0]
["A4PortfolioSubLAPSLAP_PGKN3CAISO1-in-10WORST DAY405","A4","Portfolio","SubLAP","SLAP_PGKN",3,"CAISO","1-in-10","WORST DAY",4,"05","04",57.568548387096776,0.91741077883452316,0.91741077883452316,0,0]
["A4PortfolioSubLAPSLAP_PGKN3CAISO1-in-10WORST DAY922","A4","Portfolio","SubLAP","SLAP_PGKN",3,"CAISO","1-in-10","WORST DAY",9,"22","21",75.426914153132245,1.4700969911230135,2.2422091269437785,0.77211219072341919,0]
["A4PortfolioSubLAPSLAP_PGKN3CAISO1-in-2WORST DAY1016","A4","Portfolio","SubLAP","SLAP_PGKN",3,"CAISO","1-in-2","WORST DAY",10,"16","15",86.779651162790699,-2.0467676816984666,-2.0467676816984666,0,0]
["A4PortfolioSubLAPSLAP_PGKN3PG&E1-in-10WORST DAY609","A4","Portfolio","SubLAP","SLAP_PGKN",3,"PG&E","1-in-10","WORST DAY",6,"09","08",76.500286041189938,0.57568163313909304,0.57568163313909304,0,0]
["A4PortfolioSubLAPSLAP_PGKN3PG&E1-in-10WORST DAY719","A4","Portfolio","SubLAP","SLAP_PGKN",3,"PG&E","1-in-10","WORST DAY",7,"19","18",87.89870203160271,0.19063413762077522,-2.9373772827820099,-3.1280114650726318,0]
["A4PortfolioSubLAPSLAP_PGKN3PG&E1-in-2WORST DAY605","A4","Portfolio","SubLAP","SLAP_PGKN",3,"PG&E","1-in-2","WORST DAY",6,"05","04",62.452231121281464,1.0996011626529476,1.0996011626529476,0,0]
["A4PortfolioSubLAPSLAP_PGKN3PG&E1-in-2WORST DAY1122","A4","Portfolio","SubLAP","SLAP_PGKN",3,"PG&E","1-in-2","WORST DAY",11,"22","22",49.225290697674417,0.62300937995314598,0.62300937995314598,0,0]
["A4PortfolioSubLAPSLAP_PGNB3CAISO1-in-10WORST DAY702","A4","Portfolio","SubLAP","SLAP_PGNB",3,"CAISO","1-in-10","WORST DAY",7,"02","01",64.228140394088669,1.8797688705140148,1.8797688705140148,0,0]
["A4PortfolioSubLAPSLAP_PGNB3CAISO1-in-2WORST DAY402","A4","Portfolio","SubLAP","SLAP_PGNB",3,"CAISO","1-in-2","WORST DAY",4,"02","01",56.122784810126582,1.66755756086941,1.66755756086941,0,0]
["A4PortfolioSubLAPSLAP_PGNB3CAISO1-in-2WORST DAY919","A4","Portfolio","SubLAP","SLAP_PGNB",3,"CAISO","1-in-2","WORST DAY",9,"19","18",79.445554123711347,3.2173592410021531E-2,-3.0958379347299791,-3.1280114650726318,0]
["A4PortfolioSubLAPSLAP_PGNB3PG&E1-in-10WORST DAY312","A4","Portfolio","SubLAP","SLAP_PGNB",3,"PG&E","1-in-10","WORST DAY",3,"12","11",55.356962025316456,-0.77156845236880867,-0.77156845236880867,0,0]
["A4PortfolioSubLAPSLAP_PGNB3PG&E1-in-10WORST DAY1109","A4","Portfolio","SubLAP","SLAP_PGNB",3,"PG&E","1-in-10","WORST DAY",11,"09","09",47.55684754521964,0.76984297216554631,0.76984297216554631,0,0]
["A4PortfolioSubLAPSLAP_PGNB3PG&E1-in-2WORST DAY716","A4","Portfolio","SubLAP","SLAP_PGNB",3,"PG&E","1-in-2","WORST DAY",7,"16","15",94.85160098522168,-1.9289352167122469,-1.9289352167122469,0,0]
["A4PortfolioSubLAPSLAP_PGNB3PG&E1-in-2WORST DAY1101","A4","Portfolio","SubLAP","SLAP_PGNB",3,"PG&E","1-in-2","WORST DAY",11,"01","01",43.82332041343669,1.9028344029604003,1.9028344029604003,0,0]
["A4PortfolioSubLAPSLAP_PGNC3CAISO1-in-10WORST DAY1119","A4","Portfolio","SubLAP","SLAP_PGNC",3,"CAISO","1-in-10","WORST DAY",11,"19","19",50.926470588235297,-0.29609234822804437,-0.29609234822804437,0,0]
["A4PortfolioSubLAPSLAP_PGNC3CAISO1-in-2WORST DAY704","A4","Portfolio","SubLAP","SLAP_PGNC",3,"CAISO","1-in-2","WORST DAY",7,"04","03",55.407142857142858,0.84981305428913656,0.84981305428913656,0,0]
["A4PortfolioSubLAPSLAP_PGNC3CAISO1-in-2WORST DAY822","A4","Portfolio","SubLAP","SLAP_PGNC",3,"CAISO","1-in-2","WORST DAY",8,"22","21",59.419117647058826,0.76061994757722406,1.5327321834423964,0.77211219072341919,0]
["A4PortfolioSubLAPSLAP_PGNC3PG&E1-in-10WORST DAY215","A4","Portfolio","SubLAP","SLAP_PGNC",3,"PG&E","1-in-10","WORST DAY",2,"15","15",46.794117647058826,-1.8494480567819931,-1.8494480567819931,0,0]
["A4PortfolioSubLAPSLAP_PGNC3PG&E1-in-2WORST DAY101","A4","Portfolio","SubLAP","SLAP_PGNC",3,"PG&E","1-in-2","WORST DAY",1,"01","01",40.735294117647058,1.6177013025564306,1.6177013025564306,0,0]
["A4PortfolioSubLAPSLAP_PGNC3PG&E1-in-2WORST DAY1111","A4","Portfolio","SubLAP","SLAP_PGNC",3,"PG&E","1-in-2","WORST DAY",11,"11","11",52.492647058823529,3.6229607375229105E-3,3.6229607375229105E-3,0,0]
["A4PortfolioSubLAPSLAP_PGNC3PG&E1-in-2WORST DAY1212","A4","Portfolio","SubLAP","SLAP_PGNC",3,"PG&E","1-in-2","WORST DAY",12,"12","12",51.367647058823529,-0.52745990981073942,-0.52745990981073942,0,0]
["A4PortfolioSubLAPSLAP_PGNP3CAISO1-in-10WORST DAY1022","A4","Portfolio","SubLAP","SLAP_PGNP",3,"CAISO","1-in-10","WORST DAY",10,"22","21",83.149253731343279,1.8917606888867136,2.6638728211175149,0.77211219072341919,0]
["A4PortfolioSubLAPSLAP_PGNP3CAISO1-in-2WORST DAY415","A4","Portfolio","SubLAP","SLAP_PGNP",3,"CAISO","1-in-2","WORST DAY",4,"15","14",85.95703125,-2.1626759730279446,-2.1626759730279446,0,0]
["A4PortfolioSubLAPSLAP_PGNP3CAISO1-in-2WORST DAY1204","A4","Portfolio","SubLAP","SLAP_PGNP",3,"CAISO","1-in-2","WORST DAY",12,"04","04",45.626865671641788,0.3316372303820368,0.3316372303820368,0,0]
["A4PortfolioSubLAPSLAP_PGNP3PG&E1-in-10WORST DAY819","A4","Portfolio","SubLAP","SLAP_PGNP",3,"PG&E","1-in-10","WORST DAY",8,"19","18",103.23461538461538,0.46403394542061366,-2.6639775789701021,-3.1280114650726318,0]
["A4PortfolioSubLAPSLAP_PGNP3PG&E1-in-2WORST DAY212","A4","Portfolio","SubLAP","SLAP_PGNP",3,"PG&E","1-in-2","WORST DAY",2,"12","12",54.763671875,-1.7087866240181029,-1.7087866240181029,0,0]
["A4PortfolioSubLAPSLAP_PGNP3PG&E1-in-2WORST DAY521","A4","Portfolio","SubLAP","SLAP_PGNP",3,"PG&E","1-in-2","WORST DAY",5,"21","20",89.332692307692312,1.3549101562454151,2.3867819510973418,1.0318717956542969,0]
["A4PortfolioSubLAPSLAP_PGP23CAISO1-in-10WORST DAY411","A4","Portfolio","SubLAP","SLAP_PGP2",3,"CAISO","1-in-10","WORST DAY",4,"11","10",76.134595435684645,-0.29065204164422892,-0.29065204164422892,0,0]
["A4PortfolioSubLAPSLAP_PGP23CAISO1-in-10WORST DAY1209","A4","Portfolio","SubLAP","SLAP_PGP2",3,"CAISO","1-in-10","WORST DAY",12,"09","09",34.235969387755105,0.62431756043616604,0.62431756043616604,0,0]
["A4PortfolioSubLAPSLAP_PGP23CAISO1-in-2WORST DAY318","A4","Portfolio","SubLAP","SLAP_PGP2",3,"CAISO","1-in-2","WORST DAY",3,"18","17",52.244553941908713,-1.3502698188253459,-1.3502698188253459,0,0]
["A4PortfolioSubLAPSLAP_PGP23PG&E1-in-10WORST DAY412","A4","Portfolio","SubLAP","SLAP_PGP2",3,"PG&E","1-in-10","WORST DAY",4,"12","11",84.242738589211612,-0.965755250320395,-0.965755250320395,0,0]
["A4PortfolioSubLAPSLAP_PGP23PG&E1-in-10WORST DAY504","A4","Portfolio","SubLAP","SLAP_PGP2",3,"PG&E","1-in-10","WORST DAY",5,"04","03",65.451863354037272,1.0772056741250475,1.0772056741250475,0,0]
["A4PortfolioSubLAPSLAP_PGP23PG&E1-in-2WORST DAY115","A4","Portfolio","SubLAP","SLAP_PGP2",3,"PG&E","1-in-2","WORST DAY",1,"15","15",47.951143451143452,-2.7489437457181807,-2.7489437457181807,0,0]
["A4PortfolioSubLAPSLAP_PGP23PG&E1-in-2WORST DAY708","A4","Portfolio","SubLAP","SLAP_PGP2",3,"PG&E","1-in-2","WORST DAY",7,"08","07",62.460459183673471,0.82444178194415818,0.82444178194415818,0,0]
["A4PortfolioSubLAPSLAP_PGSB3CAISO1-in-10WORST DAY518","A4","Portfolio","SubLAP","SLAP_PGSB",3,"CAISO","1-in-10","WORST DAY",5,"18","17",83.90625,-1.7665190522869427,-4.8945305029551189,-3.1280114650726318,0]
["A4PortfolioSubLAPSLAP_PGSB3CAISO1-in-10WORST DAY911","A4","Portfolio","SubLAP","SLAP_PGSB",3,"CAISO","1-in-10","WORST DAY",9,"11","10",74.21875,-1.1096712499856949,-1.1096712499856949,0,0]
["A4PortfolioSubLAPSLAP_PGSB3CAISO1-in-2WORST DAY505","A4","Portfolio","SubLAP","SLAP_PGSB",3,"CAISO","1-in-2","WORST DAY",5,"05","04",54.118749999999999,0.947187015414238,0.947187015414238,0,0]
["A4PortfolioSubLAPSLAP_PGSB3PG&E1-in-10WORST DAY315","A4","Portfolio","SubLAP","SLAP_PGSB",3,"PG&E","1-in-10","WORST DAY",3,"15","14",54.975000000000001,-3.6383405288060504,-3.6383405288060504,0,0]
["A4PortfolioSubLAPSLAP_PGSB3PG&E1-in-10WORST DAY908","A4","Portfolio","SubLAP","SLAP_PGSB",3,"PG&E","1-in-10","WORST DAY",9,"08","07",56.82421875,0.81311666627880186,0.81311666627880186,0,0]
["A4PortfolioSubLAPSLAP_PGSB3PG&E1-in-2WORST DAY118","A4","Portfolio","SubLAP","SLAP_PGSB",3,"PG&E","1-in-2","WORST DAY",1,"18","18",45.923728813559322,-1.7354749138072385,-1.7354749138072385,0,0]
["A4PortfolioSubLAPSLAP_PGSF3CAISO1-in-10WORST DAY112","A4","Portfolio","SubLAP","SLAP_PGSF",3,"CAISO","1-in-10","WORST DAY",1,"12","12",43.353365384615387,-1.5397042402854333,-1.5397042402854333,0,0]
["A4PortfolioSubLAPSLAP_PGSF3CAISO1-in-10WORST DAY705","A4","Portfolio","SubLAP","SLAP_PGSF",3,"CAISO","1-in-10","WORST DAY",7,"05","04",73.618959107806688,1.3513492606164799,1.3513492606164799,0,0]
["A4PortfolioSubLAPSLAP_PGSF3CAISO1-in-2WORST DAY515","A4","Portfolio","SubLAP","SLAP_PGSF",3,"CAISO","1-in-2","WORST DAY",5,"15","14",90.246685606060609,-2.5130436675002179,-2.5130436675002179,0,0]
["A4PortfolioSubLAPSLAP_PGSF3CAISO1-in-2WORST DAY913","A4","Portfolio","SubLAP","SLAP_PGSF",3,"CAISO","1-in-2","WORST DAY",9,"13","12",86.276750972762642,-2.0017193911256492,-2.0017193911256492,0,0]
["A4PortfolioSubLAPSLAP_PGSF3PG&E1-in-10WORST DAY502","A4","Portfolio","SubLAP","SLAP_PGSF",3,"PG&E","1-in-10","WORST DAY",5,"02","01",74.692234848484844,2.3079782753731264,2.3079782753731264,0,0]
["A4PortfolioSubLAPSLAP_PGSF3PG&E1-in-10WORST DAY811","A4","Portfolio","SubLAP","SLAP_PGSF",3,"PG&E","1-in-10","WORST DAY",8,"11","10",90.045849420849422,-0.40808321163058281,-0.40808321163058281,0,0]
["A4PortfolioSubLAPSLAP_PGSF3PG&E1-in-2WORST DAY905","A4","Portfolio","SubLAP","SLAP_PGSF",3,"PG&E","1-in-2","WORST DAY",9,"05","04",69,1.2078242793621257,1.2078242793621257,0,0]
["A4PortfolioSubLAPSLAP_PGSF3PG&E1-in-2WORST DAY1214","A4","Portfolio","SubLAP","SLAP_PGSF",3,"PG&E","1-in-2","WORST DAY",12,"14","14",52.175097276264594,-2.7918207376383624,-2.7918207376383624,0,0]
["A4PortfolioSubLAPSLAP_PGSI3CAISO1-in-10WORST DAY508","A4","Portfolio","SubLAP","SLAP_PGSI",3,"CAISO","1-in-10","WORST DAY",5,"08","07",64.06533302497688,1.0294854916101468,1.0294854916101468,0,0]
["A4PortfolioSubLAPSLAP_PGSI3CAISO1-in-10WORST DAY1201","A4","Portfolio","SubLAP","SLAP_PGSI",3,"CAISO","1-in-10","WORST DAY",12,"01","01",41.313849765258219,2.7208302079232087,2.7208302079232087,0,0]
["A4PortfolioSubLAPSLAP_PGSI3CAISO1-in-2WORST DAY1011","A4","Portfolio","SubLAP","SLAP_PGSI",3,"CAISO","1-in-2","WORST DAY",10,"11","10",71.418427230046944,-5.7584106665052162E-2,-5.7584106665052162E-2,0,0]
["A4PortfolioSubLAPSLAP_PGSI3PG&E1-in-10WORST DAY404","A4","Portfolio","SubLAP","SLAP_PGSI",3,"PG&E","1-in-10","WORST DAY",4,"04","03",62.811224489795919,1.5315084564940165,1.5315084564940165,0,0]
["A4PortfolioSubLAPSLAP_PGSI3PG&E1-in-10WORST DAY915","A4","Portfolio","SubLAP","SLAP_PGSI",3,"PG&E","1-in-10","WORST DAY",9,"15","14",93.478873239436624,-4.2804908500590794E-2,-4.2804908500590794E-2,0,0]
["A4PortfolioSubLAPSLAP_PGSI3PG&E1-in-2WORST DAY808","A4","Portfolio","SubLAP","SLAP_PGSI",3,"PG&E","1-in-2","WORST DAY",8,"08","07",66.509887005649716,1.0897436381024774,1.0897436381024774,0,0]
["A4PortfolioSubLAPSLAP_PGST3CAISO1-in-10WORST DAY201","A4","Portfolio","SubLAP","SLAP_PGST",3,"CAISO","1-in-10","WORST DAY",2,"01","01",45.744450317124738,2.0645188617718899,2.0645188617718899,0,0]
["A4PortfolioSubLAPSLAP_PGST3CAISO1-in-10WORST DAY1211","A4","Portfolio","SubLAP","SLAP_PGST",3,"CAISO","1-in-10","WORST DAY",12,"11","11",47.905303030303031,-0.72725055208711908,-0.72725055208711908,0,0]
["A4PortfolioSubLAPSLAP_PGST3CAISO1-in-2WORST DAY510","A4","Portfolio","SubLAP","SLAP_PGST",3,"CAISO","1-in-2","WORST DAY",5,"10","09",65.468586387434556,0.1012739790827816,0.1012739790827816,0,0]
["A4PortfolioSubLAPSLAP_PGST3CAISO1-in-2WORST DAY1122","A4","Portfolio","SubLAP","SLAP_PGST",3,"CAISO","1-in-2","WORST DAY",11,"22","22",59.338296760710556,0.64347919163098533,0.64347919163098533,0,0]
["A4PortfolioSubLAPSLAP_PGST3PG&E1-in-10WORST DAY1008","A4","Portfolio","SubLAP","SLAP_PGST",3,"PG&E","1-in-10","WORST DAY",10,"08","07",64.546891327063747,0.86113504866136159,0.86113504866136159,0,0]
["A4PortfolioSubLAPSLAP_PGST3PG&E1-in-2WORST DAY401","A4","Portfolio","SubLAP","SLAP_PGST",3,"PG&E","1-in-2","WORST DAY",4,"01","24",62.172763157894735,2.2309647906453987,2.2309647906453987,0,0]
["A4PortfolioSubLAPSLAP_PGST3PG&E1-in-2WORST DAY917","A4","Portfolio","SubLAP","SLAP_PGST",3,"PG&E","1-in-2","WORST DAY",9,"17","16",89.949317226890756,-0.81639425721833436,6.8082582393363747E-2,0.88447684049606323,0]
["A4PortfolioSubLAPSLAP_PGZP3CAISO1-in-10WORST DAY104","A4","Portfolio","SubLAP","SLAP_PGZP",3,"CAISO","1-in-10","WORST DAY",1,"04","04",40.686338289962826,0.96511747258746494,0.96511747258746494,0,0]
["A4PortfolioSubLAPSLAP_PGZP3CAISO1-in-2WORST DAY122","A4","Portfolio","SubLAP","SLAP_PGZP",3,"CAISO","1-in-2","WORST DAY",1,"22","22",46.634758364312269,0.70910772127289756,0.70910772127289756,0,0]
["A4PortfolioSubLAPSLAP_PGZP3CAISO1-in-2WORST DAY507","A4","Portfolio","SubLAP","SLAP_PGZP",3,"CAISO","1-in-2","WORST DAY",5,"07","06",52.791512915129154,0.82677653874528367,0.82677653874528367,0,0]
["A4PortfolioSubLAPSLAP_PGZP3CAISO1-in-2WORST DAY1010","A4","Portfolio","SubLAP","SLAP_PGZP",3,"CAISO","1-in-2","WORST DAY",10,"10","09",63.985955056179776,0.43037739909543526,0.43037739909543526,0,0]
["A4PortfolioSubLAPSLAP_PGZP3PG&E1-in-10WORST DAY1119","A4","Portfolio","SubLAP","SLAP_PGZP",3,"PG&E","1-in-10","WORST DAY",11,"19","19",58.000468164794007,-0.32090923778908081,-0.32090923778908081,0,0]
["A4PortfolioSubLAPSLAP_PGZP3PG&E1-in-2WORST DAY304","A4","Portfolio","SubLAP","SLAP_PGZP",3,"PG&E","1-in-2","WORST DAY",3,"04","03",46.752323420074347,0.96511747258746494,0.96511747258746494,0,0]
["A4PortfolioSubLAPSLAP_PGZP3PG&E1-in-2WORST DAY821","A4","Portfolio","SubLAP","SLAP_PGZP",3,"PG&E","1-in-2","WORST DAY",8,"21","20",63.440566037735849,0.50118954091701873,1.5330612974346809,1.0318717956542969,0]
["A4Program SpecificAllAll3CAISO1-in-10WORST DAY217","A4","Program Specific","All","All",3,"CAISO","1-in-10","WORST DAY",2,"17","17",55.189922779922782,-2.4789885210898852,-2.4789885210898852,0,0]
["A4Program SpecificAllAll3CAISO1-in-2WORST DAY101","A4","Program Specific","All","All",3,"CAISO","1-in-2","WORST DAY",1,"01","01",41.255491105955144,2.2248936859327557,2.2248936859327557,0,0]
["A4Program SpecificAllAll3CAISO1-in-2WORST DAY618","A4","Program Specific","All","All",3,"CAISO","1-in-2","WORST DAY",6,"18","17",88.840707964601776,-0.45474898035274175,-3.5827604380365474,-3.1280114650726318,0]
["A4Program SpecificAllAll3PG&E1-in-10WORST DAY504","A4","Program Specific","All","All",3,"PG&E","1-in-10","WORST DAY",5,"04","03",68.047475869465302,1.3701190903131617,1.3701190903131617,0,0]
["A4Program SpecificAllAll3PG&E1-in-10WORST DAY1012","A4","Program Specific","All","All",3,"PG&E","1-in-10","WORST DAY",10,"12","11",84.027903324651447,-0.49713209270232395,-0.49713209270232395,0,0]
["A4Program SpecificAllAll3PG&E1-in-2WORST DAY207","A4","Program Specific","All","All",3,"PG&E","1-in-2","WORST DAY",2,"07","07",41.606891891891891,0.83365901810437093,0.83365901810437093,0,0]
["A4Program SpecificLCANorth Coast and North Bay3CAISO1-in-10WORST DAY301","A4","Program Specific","LCA","North Coast and North Bay",3,"CAISO","1-in-10","WORST DAY",3,"01","24",51.379847645429365,1.8944221581448479,1.8944221581448479,0,0]
["A4Program SpecificLCANorth Coast and North Bay3CAISO1-in-10WORST DAY818","A4","Program Specific","LCA","North Coast and North Bay",3,"CAISO","1-in-10","WORST DAY",8,"18","17",84.77974504249292,-0.8459822072861215,-3.9739937275732542,-3.1280114650726318,0]
["A4Program SpecificLCANorth Coast and North Bay3CAISO1-in-2WORST DAY219","A4","Program Specific","LCA","North Coast and North Bay",3,"CAISO","1-in-2","WORST DAY",2,"19","19",45.588642659279778,-0.31726656552827259,-0.31726656552827259,0,0]
["A4Program SpecificLCANorth Coast and North Bay3CAISO1-in-2WORST DAY521","A4","Program Specific","LCA","North Coast and North Bay",3,"CAISO","1-in-2","WORST DAY",5,"21","20",61.237603305785122,0.66476044214789864,1.6966322430565994,1.0318717956542969,0]
["A4Program SpecificLCANorth Coast and North Bay3PG&E1-in-10WORST DAY615","A4","Program Specific","LCA","North Coast and North Bay",3,"PG&E","1-in-10","WORST DAY",6,"15","14",100.79407713498622,-1.7949161286524833,-1.7949161286524833,0,0]
["A4Program SpecificLCANorth Coast and North Bay3PG&E1-in-10WORST DAY924","A4","Program Specific","LCA","North Coast and North Bay",3,"PG&E","1-in-10","WORST DAY",9,"24","23",67.019014084507049,1.3505812281454113,1.3505812281454113,0,0]
["A4Program SpecificLCANorth Coast and North Bay3PG&E1-in-2WORST DAY312","A4","Program Specific","LCA","North Coast and North Bay",3,"PG&E","1-in-2","WORST DAY",3,"12","11",53.480609418282548,-0.69014726451229191,-0.69014726451229191,0,0]
["A4Program SpecificLCAOther3CAISO1-in-10WORST DAY204","A4","Program Specific","LCA","Other",3,"CAISO","1-in-10","WORST DAY",2,"04","04",45.557692307692307]
["A4Program SpecificLCAOther3CAISO1-in-10WORST DAY721","A4","Program Specific","LCA","Other",3,"CAISO","1-in-10","WORST DAY",7,"21","20",101.5625]
["A4Program SpecificLCAOther3CAISO1-in-2WORST DAY114","A4","Program Specific","LCA","Other",3,"CAISO","1-in-2","WORST DAY",1,"14","14",50.82692307692308]
["A4Program SpecificLCAOther3CAISO1-in-2WORST DAY719","A4","Program Specific","LCA","Other",3,"CAISO","1-in-2","WORST DAY",7,"19","18",102.25]
["A4Program SpecificLCAOther3PG&E1-in-10WORST DAY518","A4","Program Specific","LCA","Other",3,"PG&E","1-in-10","WORST DAY",5,"18","17",101.22115384615384]
["A4Program SpecificLCAOther3PG&E1-in-10WORST DAY903","A4","Program Specific","LCA","Other",3,"PG&E","1-in-10","WORST DAY",9,"03","02",75.25]
["A4Program SpecificLCAOther3PG&E1-in-2WORST DAY921","A4","Program Specific","LCA","Other",3,"PG&E","1-in-2","WORST DAY",9,"21","20",92.375]
["A4Program SpecificSubLAPSLAP_PGEB3CAISO1-in-10WORST DAY314","A4","Program Specific","SubLAP","SLAP_PGEB",3,"CAISO","1-in-10","WORST DAY",3,"14","13",67.063946759259252,-3.0674990879164801,-3.0674990879164801,0,0]
["A4Program SpecificSubLAPSLAP_PGEB3CAISO1-in-10WORST DAY624","A4","Program Specific","SubLAP","SLAP_PGEB",3,"CAISO","1-in-10","WORST DAY",6,"24","23",71.369020501138948,1.6893994878799334,1.6893994878799334,0,0]
["A4Program SpecificSubLAPSLAP_PGEB3CAISO1-in-2WORST DAY718","A4","Program Specific","SubLAP","SLAP_PGEB",3,"CAISO","1-in-2","WORST DAY",7,"18","17",95.576710816777037,-1.0393083705412631,-4.1673199340997149,-3.1280114650726318,0]
["A4Program SpecificSubLAPSLAP_PGEB3PG&E1-in-10WORST DAY111","A4","Program Specific","SubLAP","SLAP_PGEB",3,"PG&E","1-in-10","WORST DAY",1,"11","11",37.231060606060609,-0.68626664808163274,-0.68626664808163274,0,0]
["A4Program SpecificSubLAPSLAP_PGEB3PG&E1-in-10WORST DAY721","A4","Program Specific","SubLAP","SLAP_PGEB",3,"PG&E","1-in-10","WORST DAY",7,"21","20",87.938189845474611,1.8501976522520416,2.8820694798139019,1.0318717956542969,0]
["A4Program SpecificSubLAPSLAP_PGEB3PG&E1-in-10WORST DAY1014","A4","Program Specific","SubLAP","SLAP_PGEB",3,"PG&E","1-in-10","WORST DAY",10,"14","13",91.593679458239279,-2.8765127691135448,-2.8765127691135448,0,0]
["A4Program SpecificSubLAPSLAP_PGEB3PG&E1-in-2WORST DAY824","A4","Program Specific","SubLAP","SLAP_PGEB",3,"PG&E","1-in-2","WORST DAY",8,"24","23",75.502828054298647,1.8726003012910688,1.8726003012910688,0,0]
["A4Program SpecificSubLAPSLAP_PGF13CAISO1-in-10WORST DAY217","A4","Program Specific","SubLAP","SLAP_PGF1",3,"CAISO","1-in-10","WORST DAY",2,"17","17",52.587499999999999]
["A4Program SpecificSubLAPSLAP_PGF13CAISO1-in-10WORST DAY814","A4","Program Specific","SubLAP","SLAP_PGF1",3,"CAISO","1-in-10","WORST DAY",8,"14","13",100.42045454545455,-2.816219676624645,-2.816219676624645,0,0]
["A4Program SpecificSubLAPSLAP_PGF13CAISO1-in-2WORST DAY621","A4","Program Specific","SubLAP","SLAP_PGF1",3,"CAISO","1-in-2","WORST DAY",6,"21","20",89.227272727272734]
["A4Program SpecificSubLAPSLAP_PGF13CAISO1-in-2WORST DAY1214","A4","Program Specific","SubLAP","SLAP_PGF1",3,"CAISO","1-in-2","WORST DAY",12,"14","14",51.885869565217391,-2.8819467917732569,-2.8819467917732569,0,0]
["A4Program SpecificSubLAPSLAP_PGF13PG&E1-in-10WORST DAY607","A4","Program Specific","SubLAP","SLAP_PGF1",3,"PG&E","1-in-10","WORST DAY",6,"07","06",72]
["A4Program SpecificSubLAPSLAP_PGF13PG&E1-in-10WORST DAY1221","A4","Program Specific","SubLAP","SLAP_PGF1",3,"PG&E","1-in-10","WORST DAY",12,"21","21",35.657608695652172,0.28801167205623956,0.28801167205623956,0,0]
["A4Program SpecificSubLAPSLAP_PGF13PG&E1-in-2WORST DAY1011","A4","Program Specific","SubLAP","SLAP_PGF1",3,"PG&E","1-in-2","WORST DAY",10,"11","10",75.233695652173907,-0.72920941010765405,-0.72920941010765405,0,0]
["A4Program SpecificSubLAPSLAP_PGFG3CAISO1-in-10WORST DAY120","A4","Program Specific","SubLAP","SLAP_PGFG",3,"CAISO","1-in-10","WORST DAY",1,"20","20",40.460187353629976,0.13121374340540351,0.13121374340540351,0,0]
["A4Program SpecificSubLAPSLAP_PGFG3CAISO1-in-2WORST DAY214","A4","Program Specific","SubLAP","SLAP_PGFG",3,"CAISO","1-in-2","WORST DAY",2,"14","14",51.975175233644862,-2.6961395757220616,-2.6961395757220616,0,0]
["A4Program SpecificSubLAPSLAP_PGFG3CAISO1-in-2WORST DAY816","A4","Program Specific","SubLAP","SLAP_PGFG",3,"CAISO","1-in-2","WORST DAY",8,"16","15",81.629013761467888,-1.7361808561403818,-1.7361808561403818,0,0]
["A4Program SpecificSubLAPSLAP_PGFG3CAISO1-in-2WORST DAY1117","A4","Program Specific","SubLAP","SLAP_PGFG",3,"CAISO","1-in-2","WORST DAY",11,"17","17",66.689516129032256,-2.379345718616714,-2.379345718616714,0,0]
["A4Program SpecificSubLAPSLAP_PGFG3PG&E1-in-10WORST DAY1211","A4","Program Specific","SubLAP","SLAP_PGFG",3,"PG&E","1-in-10","WORST DAY",12,"11","11",43.990783410138249,-0.50161787757675769,-0.50161787757675769,0,0]
["A4Program SpecificSubLAPSLAP_PGFG3PG&E1-in-2WORST DAY320","A4","Program Specific","SubLAP","SLAP_PGFG",3,"PG&E","1-in-2","WORST DAY",3,"20","19",50.424941588785046,0.13074665850846567,0.13074665850846567,0,0]
["A4Program SpecificSubLAPSLAP_PGFG3PG&E1-in-2WORST DAY1223","A4","Program Specific","SubLAP","SLAP_PGFG",3,"PG&E","1-in-2","WORST DAY",12,"23","23",41.377304147465438,0.74045086701825469,0.74045086701825469,0,0]
["A4Program SpecificSubLAPSLAP_PGHB3CAISO1-in-10WORST DAY307","A4","Program Specific","SubLAP","SLAP_PGHB",3,"CAISO","1-in-10","WORST DAY",3,"07","06",51.580468750000001,0.810201411396265,0.810201411396265,0,0]
["A4Program SpecificSubLAPSLAP_PGHB3CAISO1-in-2WORST DAY117","A4","Program Specific","SubLAP","SLAP_PGHB",3,"CAISO","1-in-2","WORST DAY",1,"17","17",48.506132075471697,-2.7393275562322366,-2.7393275562322366,0,0]
["A4Program SpecificSubLAPSLAP_PGHB3CAISO1-in-2WORST DAY710","A4","Program Specific","SubLAP","SLAP_PGHB",3,"CAISO","1-in-2","WORST DAY",7,"10","09",71.908094948265372,0.26595870082533613,0.26595870082533613,0,0]
["A4Program SpecificSubLAPSLAP_PGHB3PG&E1-in-10WORST DAY116","A4","Program Specific","SubLAP","SLAP_PGHB",3,"PG&E","1-in-10","WORST DAY",1,"16","16",47.640487421383646,-3.160050058514817,-3.160050058514817,0,0]
["A4Program SpecificSubLAPSLAP_PGHB3PG&E1-in-10WORST DAY1114","A4","Program Specific","SubLAP","SLAP_PGHB",3,"PG&E","1-in-10","WORST DAY",11,"14","14",66.713897515527947,-2.8125803679412935,-2.8125803679412935,0,0]
["A4Program SpecificSubLAPSLAP_PGHB3PG&E1-in-2WORST DAY507","A4","Program Specific","SubLAP","SLAP_PGHB",3,"PG&E","1-in-2","WORST DAY",5,"07","06",58.60236465463597,0.8719844096331546,0.8719844096331546,0,0]
["A4Program SpecificSubLAPSLAP_PGKN3CAISO1-in-10WORST DAY317","A4","Program Specific","SubLAP","SLAP_PGKN",3,"CAISO","1-in-10","WORST DAY",3,"17","16",71.345707656612532,-1.8907122576043114,-1.8907122576043114,0,0]
["A4Program SpecificSubLAPSLAP_PGKN3CAISO1-in-10WORST DAY910","A4","Program Specific","SubLAP","SLAP_PGKN",3,"CAISO","1-in-10","WORST DAY",9,"10","09",78.95069605568446,0.23683404231016156,0.23683404231016156,0,0]
["A4Program SpecificSubLAPSLAP_PGKN3CAISO1-in-2WORST DAY413","A4","Program Specific","SubLAP","SLAP_PGKN",3,"CAISO","1-in-2","WORST DAY",4,"13","12",77.881048387096769,-1.8969452166886922,-1.8969452166886922,0,0]
["A4Program SpecificSubLAPSLAP_PGKN3PG&E1-in-10WORST DAY114","A4","Program Specific","SubLAP","SLAP_PGKN",3,"PG&E","1-in-10","WORST DAY",1,"14","14",51.557714617169374,-3.0138252295916708,-3.0138252295916708,0,0]
["A4Program SpecificSubLAPSLAP_PGKN3PG&E1-in-10WORST DAY707","A4","Program Specific","SubLAP","SLAP_PGKN",3,"PG&E","1-in-10","WORST DAY",7,"07","06",67.843679458239279,1.0649552894230621,1.0649552894230621,0,0]
["A4Program SpecificSubLAPSLAP_PGKN3PG&E1-in-10WORST DAY1224","A4","Program Specific","SubLAP","SLAP_PGKN",3,"PG&E","1-in-10","WORST DAY",12,"24","24",36.657267441860462,0.64958831605523126,0.64958831605523126,0,0]
["A4Program SpecificSubLAPSLAP_PGKN3PG&E1-in-2WORST DAY820","A4","Program Specific","SubLAP","SLAP_PGKN",3,"PG&E","1-in-2","WORST DAY",8,"20","19",79.111979166666671,0.21217970351723056,-2.9158317761288748,-3.1280114650726318,0]
["A4Program SpecificSubLAPSLAP_PGNB3CAISO1-in-10WORST DAY504","A4","Program Specific","SubLAP","SLAP_PGNB",3,"CAISO","1-in-10","WORST DAY",5,"04","03",57.574120603015075,1.1288501969608828,1.1288501969608828,0,0]
["A4Program SpecificSubLAPSLAP_PGNB3CAISO1-in-10WORST DAY813","A4","Program Specific","SubLAP","SLAP_PGNB",3,"CAISO","1-in-10","WORST DAY",8,"13","12",89.196520618556704,-1.4206455454383928,-1.4206455454383928,0,0]
["A4Program SpecificSubLAPSLAP_PGNB3CAISO1-in-2WORST DAY206","A4","Program Specific","SubLAP","SLAP_PGNB",3,"CAISO","1-in-2","WORST DAY",2,"06","06",43.967405063291139,0.86305356750005413,0.86305356750005413,0,0]
["A4Program SpecificSubLAPSLAP_PGNB3CAISO1-in-2WORST DAY913","A4","Program Specific","SubLAP","SLAP_PGNB",3,"CAISO","1-in-2","WORST DAY",9,"13","12",79.415592783505161,-1.4678405951900579,-1.4678405951900579,0,0]
["A4Program SpecificSubLAPSLAP_PGNB3PG&E1-in-10WORST DAY610","A4","Program Specific","SubLAP","SLAP_PGNB",3,"PG&E","1-in-10","WORST DAY",6,"10","09",82.201947236180899,0.166313575889597,0.166313575889597,0,0]
["A4Program SpecificSubLAPSLAP_PGNB3PG&E1-in-10WORST DAY1203","A4","Program Specific","SubLAP","SLAP_PGNB",3,"PG&E","1-in-10","WORST DAY",12,"03","03",30.506136950904391,1.2078958334309802,1.2078958334309802,0,0]
["A4Program SpecificSubLAPSLAP_PGNB3PG&E1-in-2WORST DAY1013","A4","Program Specific","SubLAP","SLAP_PGNB",3,"PG&E","1-in-2","WORST DAY",10,"13","12",77.897609819121442,-1.49398745615661,-1.49398745615661,0,0]
["A4Program SpecificSubLAPSLAP_PGNC3CAISO1-in-10WORST DAY120","A4","Program Specific","SubLAP","SLAP_PGNC",3,"CAISO","1-in-10","WORST DAY",1,"20","20",38.926470588235297,0.14590423729489832,0.14590423729489832,0,0]
["A4Program SpecificSubLAPSLAP_PGNC3CAISO1-in-10WORST DAY924","A4","Program Specific","SubLAP","SLAP_PGNC",3,"CAISO","1-in-10","WORST DAY",9,"24","23",58.069852941176471,0.46285399926059384,0.46285399926059384,0,0]
["A4Program SpecificSubLAPSLAP_PGNC3CAISO1-in-2WORST DAY810","A4","Program Specific","SubLAP","SLAP_PGNC",3,"CAISO","1-in-2","WORST DAY",8,"10","09",58.830882352941174,0.41762378570788045,0.41762378570788045,0,0]
["A4Program SpecificSubLAPSLAP_PGNC3PG&E1-in-10WORST DAY203","A4","Program Specific","SubLAP","SLAP_PGNC",3,"PG&E","1-in-10","WORST DAY",2,"03","03",37.294117647058826,1.1661452966577865,1.1661452966577865,0,0]
["A4Program SpecificSubLAPSLAP_PGNC3PG&E1-in-10WORST DAY915","A4","Program Specific","SubLAP","SLAP_PGNC",3,"PG&E","1-in-10","WORST DAY",9,"15","14",72.963235294117652,-1.9215368768748116,-1.9215368768748116,0,0]
["A4Program SpecificSubLAPSLAP_PGNC3PG&E1-in-2WORST DAY607","A4","Program Specific","SubLAP","SLAP_PGNC",3,"PG&E","1-in-2","WORST DAY",6,"07","06",50.455882352941174,0.86396944522857666,0.86396944522857666,0,0]
["A4Program SpecificSubLAPSLAP_PGNC3PG&E1-in-2WORST DAY1124","A4","Program Specific","SubLAP","SLAP_PGNC",3,"PG&E","1-in-2","WORST DAY",11,"24","24",45.154411764705884,0.45904251933097839,0.45904251933097839,0,0]
["A4Program SpecificSubLAPSLAP_PGNP3CAISO1-in-10WORST DAY309","A4","Program Specific","SubLAP","SLAP_PGNP",3,"CAISO","1-in-10","WORST DAY",3,"09","08",59.767578125,6.812564970459789E-2,6.812564970459789E-2,0,0]
["A4Program SpecificSubLAPSLAP_PGNP3CAISO1-in-2WORST DAY122","A4","Program Specific","SubLAP","SLAP_PGNP",3,"CAISO","1-in-2","WORST DAY",1,"22","22",44.599609375,0.62504650058690459,0.62504650058690459,0,0]
["A4Program SpecificSubLAPSLAP_PGNP3CAISO1-in-2WORST DAY921","A4","Program Specific","SubLAP","SLAP_PGNP",3,"CAISO","1-in-2","WORST DAY",9,"21","20",90.354477611940297,1.4536634427842809,2.4855352248718487,1.0318717956542969,0]
["A4Program SpecificSubLAPSLAP_PGNP3PG&E1-in-10WORST DAY106","A4","Program Specific","SubLAP","SLAP_PGNP",3,"PG&E","1-in-10","WORST DAY",1,"06","06",35.333984375,0.4543684464879334,0.4543684464879334,0,0]
["A4Program SpecificSubLAPSLAP_PGNP3PG&E1-in-10WORST DAY623","A4","Program Specific","SubLAP","SLAP_PGNP",3,"PG&E","1-in-10","WORST DAY",6,"23","22",90.694029850746276,2.5127437228142324,2.5127437228142324,0,0]
["A4Program SpecificSubLAPSLAP_PGNP3PG&E1-in-2WORST DAY605","A4","Program Specific","SubLAP","SLAP_PGNP",3,"PG&E","1-in-2","WORST DAY",6,"05","04",76.899253731343279,1.3161230109520812,1.3161230109520812,0,0]
["A4Program SpecificSubLAPSLAP_PGNP3PG&E1-in-2WORST DAY1103","A4","Program Specific","SubLAP","SLAP_PGNP",3,"PG&E","1-in-2","WORST DAY",11,"03","03",41.518656716417908,0.35425935574431916,0.35425935574431916,0,0]
["A4Program SpecificSubLAPSLAP_PGP23CAISO1-in-10WORST DAY420","A4","Program Specific","SubLAP","SLAP_PGP2",3,"CAISO","1-in-10","WORST DAY",4,"20","19",76.712655601659748,0.61761886032908786,0.61761886032908786,0,0]
["A4Program SpecificSubLAPSLAP_PGP23CAISO1-in-2WORST DAY306","A4","Program Specific","SubLAP","SLAP_PGP2",3,"CAISO","1-in-2","WORST DAY",3,"06","05",45.54149377593361,0.80207384652863889,0.80207384652863889,0,0]
["A4Program SpecificSubLAPSLAP_PGP23CAISO1-in-2WORST DAY622","A4","Program Specific","SubLAP","SLAP_PGP2",3,"CAISO","1-in-2","WORST DAY",6,"22","21",70.313786008230451,1.4448670954002765,2.2169793257988037,0.77211219072341919,0]
["A4Program SpecificSubLAPSLAP_PGP23PG&E1-in-10WORST DAY217","A4","Program Specific","SubLAP","SLAP_PGP2",3,"PG&E","1-in-10","WORST DAY",2,"17","17",47.691268191268193,-2.3763703615898404,-2.3763703615898404,0,0]
["A4Program SpecificSubLAPSLAP_PGP23PG&E1-in-2WORST DAY103","A4","Program Specific","SubLAP","SLAP_PGP2",3,"PG&E","1-in-2","WORST DAY",1,"03","03",36.281444906444904,1.3094944944934388,1.3094944944934388,0,0]
["A4Program SpecificSubLAPSLAP_PGP23PG&E1-in-2WORST DAY620","A4","Program Specific","SubLAP","SLAP_PGP2",3,"PG&E","1-in-2","WORST DAY",6,"20","19",81.352623456790127,0.78133989398371539,-2.3466716278727655,-3.1280114650726318,0]
["A4Program SpecificSubLAPSLAP_PGP23PG&E1-in-2WORST DAY1105","A4","Program Specific","SubLAP","SLAP_PGP2",3,"PG&E","1-in-2","WORST DAY",11,"05","05",42.155357142857142,0.91209406759970046,0.91209406759970046,0,0]
["A4Program SpecificSubLAPSLAP_PGSB3CAISO1-in-10WORST DAY1024","A4","Program Specific","SubLAP","SLAP_PGSB",3,"CAISO","1-in-10","WORST DAY",10,"24","23",60.396484375,0.66407547239214182,0.66407547239214182,0,0]
["A4Program SpecificSubLAPSLAP_PGSB3CAISO1-in-2WORST DAY417","A4","Program Specific","SubLAP","SLAP_PGSB",3,"CAISO","1-in-2","WORST DAY",4,"17","16",76.233333333333334,-2.8110738833745321,-2.8110738833745321,0,0]
["A4Program SpecificSubLAPSLAP_PGSB3CAISO1-in-2WORST DAY802","A4","Program Specific","SubLAP","SLAP_PGSB",3,"CAISO","1-in-2","WORST DAY",8,"02","01",58.212890625,2.0638643332058564,2.0638643332058564,0,0]
["A4Program SpecificSubLAPSLAP_PGSB3PG&E1-in-10WORST DAY624","A4","Program Specific","SubLAP","SLAP_PGSB",3,"PG&E","1-in-10","WORST DAY",6,"24","23",70.21875,1.1876554501553376,1.1876554501553376,0,0]
["A4Program SpecificSubLAPSLAP_PGSB3PG&E1-in-2WORST DAY214","A4","Program Specific","SubLAP","SLAP_PGSB",3,"PG&E","1-in-2","WORST DAY",2,"14","14",49.202083333333334,-3.6101248900095624,-3.6101248900095624,0,0]
["A4Program SpecificSubLAPSLAP_PGSB3PG&E1-in-2WORST DAY523","A4","Program Specific","SubLAP","SLAP_PGSB",3,"PG&E","1-in-2","WORST DAY",5,"23","22",65.129166666666663,0.87757331834485131,0.87757331834485131,0,0]
["A4Program SpecificSubLAPSLAP_PGSB3PG&E1-in-2WORST DAY1116","A4","Program Specific","SubLAP","SLAP_PGSB",3,"PG&E","1-in-2","WORST DAY",11,"16","16",57.603515625,-3.4494358152151108,-3.4494358152151108,0,0]
["A4Program SpecificSubLAPSLAP_PGSF3CAISO1-in-10WORST DAY1107","A4","Program Specific","SubLAP","SLAP_PGSF",3,"CAISO","1-in-10","WORST DAY",11,"07","07",49.170233463035018,0.88036722501428211,0.88036722501428211,0,0]
["A4Program SpecificSubLAPSLAP_PGSF3CAISO1-in-2WORST DAY320","A4","Program Specific","SubLAP","SLAP_PGSF",3,"CAISO","1-in-2","WORST DAY",3,"20","19",50.801923076923075,0.33283630451903895,0.33283630451903895,0,0]
["A4Program SpecificSubLAPSLAP_PGSF3CAISO1-in-2WORST DAY913","A4","Program Specific","SubLAP","SLAP_PGSF",3,"CAISO","1-in-2","WORST DAY",9,"13","12",86.276750972762642,-2.0017193911256492,-2.0017193911256492,0,0]
["A4Program SpecificSubLAPSLAP_PGSF3PG&E1-in-10WORST DAY723","A4","Program Specific","SubLAP","SLAP_PGSF",3,"PG&E","1-in-10","WORST DAY",7,"23","22",87.062732342007436,2.4082415859495399,2.4082415859495399,0,0]
["A4Program SpecificSubLAPSLAP_PGSF3PG&E1-in-10WORST DAY1124","A4","Program Specific","SubLAP","SLAP_PGSF",3,"PG&E","1-in-10","WORST DAY",11,"24","24",47.391050583657588,0.79298503493984385,0.79298503493984385,0,0]
["A4Program SpecificSubLAPSLAP_PGSF3PG&E1-in-2WORST DAY502","A4","Program Specific","SubLAP","SLAP_PGSF",3,"PG&E","1-in-2","WORST DAY",5,"02","01",66.776041666666671,1.9213878094698444,1.9213878094698444,0,0]
["A4Program SpecificSubLAPSLAP_PGSI3CAISO1-in-10WORST DAY520","A4","Program Specific","SubLAP","SLAP_PGSI",3,"CAISO","1-in-10","WORST DAY",5,"20","19",73.599907493061977,0.66322284952757204,-2.4647886084804482,-3.1280114650726318,0]
["A4Program SpecificSubLAPSLAP_PGSI3CAISO1-in-10WORST DAY1113","A4","Program Specific","SubLAP","SLAP_PGSI",3,"CAISO","1-in-10","WORST DAY",11,"13","13",68.900469483568074,-2.6267055440956439,-2.6267055440956439,0,0]
["A4Program SpecificSubLAPSLAP_PGSI3CAISO1-in-2WORST DAY407","A4","Program Specific","SubLAP","SLAP_PGSI",3,"CAISO","1-in-2","WORST DAY",4,"07","06",55.546382189239331,0.96231374846760998,0.96231374846760998,0,0]
["A4Program SpecificSubLAPSLAP_PGSI3PG&E1-in-10WORST DAY317","A4","Program Specific","SubLAP","SLAP_PGSI",3,"PG&E","1-in-10","WORST DAY",3,"17","16",56.563313197026019,-2.6799732360254875,-2.6799732360254875,0,0]
["A4Program SpecificSubLAPSLAP_PGSI3PG&E1-in-10WORST DAY910","A4","Program Specific","SubLAP","SLAP_PGSI",3,"PG&E","1-in-10","WORST DAY",9,"10","09",77.726877934272295,0.93497140309620352,0.93497140309620352,0,0]
["A4Program SpecificSubLAPSLAP_PGSI3PG&E1-in-10WORST DAY1219","A4","Program Specific","SubLAP","SLAP_PGSI",3,"PG&E","1-in-10","WORST DAY",12,"19","19",43.863967136150237,-0.4030141720924299,-0.4030141720924299,0,0]
["A4Program SpecificSubLAPSLAP_PGSI3PG&E1-in-2WORST DAY1202","A4","Program Specific","SubLAP","SLAP_PGSI",3,"PG&E","1-in-2","WORST DAY",12,"02","02",40.149295774647889,2.1557919670718375,2.1557919670718375,0,0]
["A4Program SpecificSubLAPSLAP_PGST3CAISO1-in-10WORST DAY423","A4","Program Specific","SubLAP","SLAP_PGST",3,"CAISO","1-in-10","WORST DAY",4,"23","22",69.784999999999997,1.1621393531247188,1.1621393531247188,0,0]
["A4Program SpecificSubLAPSLAP_PGST3CAISO1-in-10WORST DAY1016","A4","Program Specific","SubLAP","SLAP_PGST",3,"CAISO","1-in-10","WORST DAY",10,"16","15",81.481974921630098,-1.8451850228673363,-1.8451850228673363,0,0]
["A4Program SpecificSubLAPSLAP_PGST3CAISO1-in-2WORST DAY409","A4","Program Specific","SubLAP","SLAP_PGST",3,"CAISO","1-in-2","WORST DAY",4,"09","08",62.189736842105262,0.43147693288953681,0.43147693288953681,0,0]
["A4Program SpecificSubLAPSLAP_PGST3PG&E1-in-10WORST DAY409","A4","Program Specific","SubLAP","SLAP_PGST",3,"PG&E","1-in-10","WORST DAY",4,"09","08",69.959868421052633,0.56215573848862399,0.56215573848862399,0,0]
["A4Program SpecificSubLAPSLAP_PGST3PG&E1-in-10WORST DAY813","A4","Program Specific","SubLAP","SLAP_PGST",3,"PG&E","1-in-10","WORST DAY",8,"13","12",89.057914046121596,-9.491820137487017E-2,-9.491820137487017E-2,0,0]
["A4Program SpecificSubLAPSLAP_PGST3PG&E1-in-2WORST DAY623","A4","Program Specific","SubLAP","SLAP_PGST",3,"PG&E","1-in-2","WORST DAY",6,"23","22",68.565240083507305,1.2543132008988573,1.2543132008988573,0,0]
["A4Program SpecificSubLAPSLAP_PGST3PG&E1-in-2WORST DAY1216","A4","Program Specific","SubLAP","SLAP_PGST",3,"PG&E","1-in-2","WORST DAY",12,"16","16",57.733150470219435,-3.1372484293850986,-3.1372484293850986,0,0]
["A4Program SpecificSubLAPSLAP_PGZP3CAISO1-in-10WORST DAY502","A4","Program Specific","SubLAP","SLAP_PGZP",3,"CAISO","1-in-10","WORST DAY",5,"02","01",57.586254612546128,1.7511884763122045,1.7511884763122045,0,0]
["A4Program SpecificSubLAPSLAP_PGZP3CAISO1-in-10WORST DAY919","A4","Program Specific","SubLAP","SLAP_PGZP",3,"CAISO","1-in-10","WORST DAY",9,"19","18",68.099347014925371,-1.0129173022152773E-2,-3.1381406188011169,-3.1280114650726318,0]
["A4Program SpecificSubLAPSLAP_PGZP3CAISO1-in-2WORST DAY1013","A4","Program Specific","SubLAP","SLAP_PGZP",3,"CAISO","1-in-2","WORST DAY",10,"13","12",71.466760299625463,-0.69261623572990694,-0.69261623572990694,0,0]
["A4Program SpecificSubLAPSLAP_PGZP3PG&E1-in-10WORST DAY406","A4","Program Specific","SubLAP","SLAP_PGZP",3,"PG&E","1-in-10","WORST DAY",4,"06","05",61.118029739776951,0.88785757163200241,0.88785757163200241,0,0]
["A4Program SpecificSubLAPSLAP_PGZP3PG&E1-in-10WORST DAY909","A4","Program Specific","SubLAP","SLAP_PGZP",3,"PG&E","1-in-10","WORST DAY",9,"09","08",69.312966417910445,0.68879706851804434,0.68879706851804434,0,0]
["A4Program SpecificSubLAPSLAP_PGZP3PG&E1-in-2WORST DAY810","A4","Program Specific","SubLAP","SLAP_PGZP",3,"PG&E","1-in-2","WORST DAY",8,"10","09",65.338207547169816,0.42795762298804407,0.42795762298804407,0,0]
["A4Program SpecificSubLAPSLAP_PGZP3PG&E1-in-2WORST DAY1119","A4","Program Specific","SubLAP","SLAP_PGZP",3,"PG&E","1-in-2","WORST DAY",11,"19","19",53.558520599250933,-0.32090923778908081,-0.32090923778908081,0,0]
["A5PortfolioAllAll3CAISO1-in-10WORST DAY512","A5","Portfolio","All","All",3,"CAISO","1-in-10","WORST DAY",5,"12","11",80.722136222910223,212.56357866527958,212.56357866527958,0,0]
["A5PortfolioAllAll3CAISO1-in-2WORST DAY504","A5","Portfolio","All","All",3,"CAISO","1-in-2","WORST DAY",5,"04","03",60.069272445820431,22.709339868657914,22.709339868657914,0,0]
["A5PortfolioAllAll3CAISO1-in-2WORST DAY916","A5","Portfolio","All","All",3,"CAISO","1-in-2","WORST DAY",9,"16","15",86.730519480519476,244.76696695847946,244.76696695847946,0,0]
["A5PortfolioAllAll3PG&E1-in-10WORST DAY309","A5","Portfolio","All","All",3,"PG&E","1-in-10","WORST DAY",3,"09","08",48.5625]
["A5PortfolioAllAll3PG&E1-in-10WORST DAY902","A5","Portfolio","All","All",3,"PG&E","1-in-10","WORST DAY",9,"02","01",69.951948051948051,71.356541639266467,71.356541639266467,0,0]
["A5PortfolioAllAll3PG&E1-in-2WORST DAY712","A5","Portfolio","All","All",3,"PG&E","1-in-2","WORST DAY",7,"12","11",84.647230320699705,227.09873774988745,227.09873774988745,0,0]
["A5PortfolioAllAll3PG&E1-in-2WORST DAY1223","A5","Portfolio","All","All",3,"PG&E","1-in-2","WORST DAY",12,"23","23",42.230971896955502,158.41114021230933,158.41114021230933,0,0]
["A5PortfolioLCAGreater Bay Area3CAISO1-in-10WORST DAY1116","A5","Portfolio","LCA","Greater Bay Area",3,"CAISO","1-in-10","WORST DAY",11,"16","16",70.481314432989691,255.33386442142049,255.33386442142049,0,0]
["A5PortfolioLCAGreater Bay Area3CAISO1-in-2WORST DAY509","A5","Portfolio","LCA","Greater Bay Area",3,"CAISO","1-in-2","WORST DAY",5,"09","08",60.680640243902438,223.46092789065909,223.46092789065909,0,0]
["A5PortfolioLCAGreater Bay Area3CAISO1-in-2WORST DAY1102","A5","Portfolio","LCA","Greater Bay Area",3,"CAISO","1-in-2","WORST DAY",11,"02","02",50.298969072164951,65.41620276250022,65.41620276250022,0,0]
["A5PortfolioLCAGreater Bay Area3PG&E1-in-10WORST DAY506","A5","Portfolio","LCA","Greater Bay Area",3,"PG&E","1-in-10","WORST DAY",5,"06","05",67.005335365853654,74.789014806652943,74.789014806652943,0,0]
["A5PortfolioLCAGreater Bay Area3PG&E1-in-2WORST DAY306","A5","Portfolio","LCA","Greater Bay Area",3,"PG&E","1-in-2","WORST DAY",3,"06","05",44.75]
["A5PortfolioLCAGreater Bay Area3PG&E1-in-2WORST DAY615","A5","Portfolio","LCA","Greater Bay Area",3,"PG&E","1-in-2","WORST DAY",6,"15","14",84.514367816091948,288.07012875119779,288.07012875119779,0,0]
["A5PortfolioLCAGreater Bay Area3PG&E1-in-2WORST DAY1208","A5","Portfolio","LCA","Greater Bay Area",3,"PG&E","1-in-2","WORST DAY",12,"08","08",38.034793814432987,203.81944474190013,203.81944474190013,0,0]
["A5PortfolioLCAGreater Fresno Area3CAISO1-in-2WORST DAY101","A5","Portfolio","LCA","Greater Fresno Area",3,"CAISO","1-in-2","WORST DAY",1,"01","01",40.325000762939453]
["A5PortfolioLCAGreater Fresno Area3CAISO1-in-2WORST DAY412","A5","Portfolio","LCA","Greater Fresno Area",3,"CAISO","1-in-2","WORST DAY",4,"12","11",79.2,208.5476173400879,208.5476173400879,0,0]
["A5PortfolioLCAGreater Fresno Area3CAISO1-in-2WORST DAY1005","A5","Portfolio","LCA","Greater Fresno Area",3,"CAISO","1-in-2","WORST DAY",10,"05","04",61.71875,54.428147941827774,54.428147941827774,0,0]
["A5PortfolioLCAGreater Fresno Area3PG&E1-in-10WORST DAY322","A5","Portfolio","LCA","Greater Fresno Area",3,"PG&E","1-in-10","WORST DAY",3,"22","21",52.625]
["A5PortfolioLCAGreater Fresno Area3PG&E1-in-2WORST DAY508","A5","Portfolio","LCA","Greater Fresno Area",3,"PG&E","1-in-2","WORST DAY",5,"08","07",71.93452380952381,101.63072666525841,101.63072666525841,0,0]
["A5PortfolioLCAGreater Fresno Area3PG&E1-in-2WORST DAY802","A5","Portfolio","LCA","Greater Fresno Area",3,"PG&E","1-in-2","WORST DAY",8,"02","01",81.056818181818187,38.769670269706033,38.769670269706033,0,0]
["A5PortfolioLCAHumboldt3CAISO1-in-10WORST DAY612","A5","Portfolio","LCA","Humboldt",3,"CAISO","1-in-10","WORST DAY",6,"12","11",61.875]
["A5PortfolioLCAHumboldt3CAISO1-in-10WORST DAY1205","A5","Portfolio","LCA","Humboldt",3,"CAISO","1-in-10","WORST DAY",12,"05","05",34.75]
["A5PortfolioLCAHumboldt3CAISO1-in-2WORST DAY601","A5","Portfolio","LCA","Humboldt",3,"CAISO","1-in-2","WORST DAY",6,"01","24",51.625]
["A5PortfolioLCAHumboldt3PG&E1-in-10WORST DAY409","A5","Portfolio","LCA","Humboldt",3,"PG&E","1-in-10","WORST DAY",4,"09","08",54]
["A5PortfolioLCAHumboldt3PG&E1-in-10WORST DAY1002","A5","Portfolio","LCA","Humboldt",3,"PG&E","1-in-10","WORST DAY",10,"02","01",54.875]
["A5PortfolioLCAHumboldt3PG&E1-in-2WORST DAY319","A5","Portfolio","LCA","Humboldt",3,"PG&E","1-in-2","WORST DAY",3,"19","18",46.375]
["A5PortfolioLCAHumboldt3PG&E1-in-2WORST DAY1008","A5","Portfolio","LCA","Humboldt",3,"PG&E","1-in-2","WORST DAY",10,"08","07",55]
["A5PortfolioLCAKern3CAISO1-in-10WORST DAY723","A5","Portfolio","LCA","Kern",3,"CAISO","1-in-10","WORST DAY",7,"23","22",89]
["A5PortfolioLCAKern3CAISO1-in-10WORST DAY1108","A5","Portfolio","LCA","Kern",3,"CAISO","1-in-10","WORST DAY",11,"08","08",50.138157894736842,127.35986073864133,127.35986073864133,0,0]
["A5PortfolioLCAKern3CAISO1-in-2WORST DAY501","A5","Portfolio","LCA","Kern",3,"CAISO","1-in-2","WORST DAY",5,"01","24",74.224999999999994]
["A5PortfolioLCAKern3PG&E1-in-10WORST DAY603","A5","Portfolio","LCA","Kern",3,"PG&E","1-in-10","WORST DAY",6,"03","02",74.849999999999994]
["A5PortfolioLCAKern3PG&E1-in-10WORST DAY905","A5","Portfolio","LCA","Kern",3,"PG&E","1-in-10","WORST DAY",9,"05","04",71.829545454545453]
["A5PortfolioLCAKern3PG&E1-in-2WORST DAY222","A5","Portfolio","LCA","Kern",3,"PG&E","1-in-2","WORST DAY",2,"22","22",49.599998474121094]
["A5PortfolioLCANorth Coast and North Bay3CAISO1-in-10WORST DAY104","A5","Portfolio","LCA","North Coast and North Bay",3,"CAISO","1-in-10","WORST DAY",1,"04","04",35.875]
["A5PortfolioLCANorth Coast and North Bay3CAISO1-in-10WORST DAY517","A5","Portfolio","LCA","North Coast and North Bay",3,"CAISO","1-in-10","WORST DAY",5,"17","16",96.25]
["A5PortfolioLCANorth Coast and North Bay3CAISO1-in-10WORST DAY622","A5","Portfolio","LCA","North Coast and North Bay",3,"CAISO","1-in-10","WORST DAY",6,"22","21",72.155000000000001,181.88904673337936,181.87534592151641,-1.3701997646462587E-2,0]
["A5PortfolioLCANorth Coast and North Bay3CAISO1-in-10WORST DAY1203","A5","Portfolio","LCA","North Coast and North Bay",3,"CAISO","1-in-10","WORST DAY",12,"03","03",36.25]
["A5PortfolioLCANorth Coast and North Bay3CAISO1-in-2WORST DAY223","A5","Portfolio","LCA","North Coast and North Bay",3,"CAISO","1-in-2","WORST DAY",2,"23","23",41.784091949462891]
["A5PortfolioLCANorth Coast and North Bay3CAISO1-in-2WORST DAY602","A5","Portfolio","LCA","North Coast and North Bay",3,"CAISO","1-in-2","WORST DAY",6,"02","01",62.435000000000002,63.520327315330505,63.520327315330505,0,0]
["A5PortfolioLCANorth Coast and North Bay3CAISO1-in-2WORST DAY1101","A5","Portfolio","LCA","North Coast and North Bay",3,"CAISO","1-in-2","WORST DAY",11,"01","01",50.875]
["A5PortfolioLCANorth Coast and North Bay3PG&E1-in-10WORST DAY122","A5","Portfolio","LCA","North Coast and North Bay",3,"PG&E","1-in-10","WORST DAY",1,"22","22",40.306819915771484]
["A5PortfolioLCANorth Coast and North Bay3PG&E1-in-10WORST DAY314","A5","Portfolio","LCA","North Coast and North Bay",3,"PG&E","1-in-10","WORST DAY",3,"14","13",58.25]
["A5PortfolioLCANorth Coast and North Bay3PG&E1-in-10WORST DAY805","A5","Portfolio","LCA","North Coast and North Bay",3,"PG&E","1-in-10","WORST DAY",8,"05","04",62.844827586206897,80.957284277883076,80.957284277883076,0,0]
["A5PortfolioLCANorth Coast and North Bay3PG&E1-in-10WORST DAY1220","A5","Portfolio","LCA","North Coast and North Bay",3,"PG&E","1-in-10","WORST DAY",12,"20","20",38.041666666666664,161.18222063057351,161.18222063057351,0,0]
["A5PortfolioLCANorth Coast and North Bay3PG&E1-in-2WORST DAY213","A5","Portfolio","LCA","North Coast and North Bay",3,"PG&E","1-in-2","WORST DAY",2,"13","13",49.897727966308594]
["A5PortfolioLCANorth Coast and North Bay3PG&E1-in-2WORST DAY509","A5","Portfolio","LCA","North Coast and North Bay",3,"PG&E","1-in-2","WORST DAY",5,"09","08",70.125]
["A5PortfolioLCANorth Coast and North Bay3PG&E1-in-2WORST DAY1009","A5","Portfolio","LCA","North Coast and North Bay",3,"PG&E","1-in-2","WORST DAY",10,"09","08",57.424242424242422,168.94613743279919,168.94613743279919,0,0]
["A5PortfolioLCAOther3CAISO1-in-10WORST DAY122","A5","Portfolio","LCA","Other",3,"CAISO","1-in-10","WORST DAY",1,"22","22",37.75]
["A5PortfolioLCAOther3CAISO1-in-10WORST DAY715","A5","Portfolio","LCA","Other",3,"CAISO","1-in-10","WORST DAY",7,"15","14",96.90625,260.78916300740093,260.78916300740093,0,0]
["A5PortfolioLCAOther3CAISO1-in-2WORST DAY601","A5","Portfolio","LCA","Other",3,"CAISO","1-in-2","WORST DAY",6,"01","24",71.673828125,43.282812982797623,43.282812982797623,0,0]
["A5PortfolioLCAOther3PG&E1-in-10WORST DAY312","A5","Portfolio","LCA","Other",3,"PG&E","1-in-10","WORST DAY",3,"12","11",61.0625]
["A5PortfolioLCAOther3PG&E1-in-10WORST DAY512","A5","Portfolio","LCA","Other",3,"PG&E","1-in-10","WORST DAY",5,"12","11",88.20564516129032,208.22637883501667,208.22637883501667,0,0]
["A5PortfolioLCAOther3PG&E1-in-2WORST DAY322","A5","Portfolio","LCA","Other",3,"PG&E","1-in-2","WORST DAY",3,"22","21",52.9375]
["A5PortfolioLCAOther3PG&E1-in-2WORST DAY915","A5","Portfolio","LCA","Other",3,"PG&E","1-in-2","WORST DAY",9,"15","14",94.180194805194802,239.70870378574767,239.70870378574767,0,0]
["A5PortfolioLCASierra3CAISO1-in-10WORST DAY719","A5","Portfolio","LCA","Sierra",3,"CAISO","1-in-10","WORST DAY",7,"19","18",101.89224137931035,218.38055729866028,218.29166585001451,-8.8889468302207619E-2,0]
["A5PortfolioLCASierra3CAISO1-in-2WORST DAY119","A5","Portfolio","LCA","Sierra",3,"CAISO","1-in-2","WORST DAY",1,"19","19",41.681819915771484]
["A5PortfolioLCASierra3CAISO1-in-2WORST DAY712","A5","Portfolio","LCA","Sierra",3,"CAISO","1-in-2","WORST DAY",7,"12","11",89.474137931034477,195.17772692853006,195.17772692853006,0,0]
["A5PortfolioLCASierra3CAISO1-in-2WORST DAY1021","A5","Portfolio","LCA","Sierra",3,"CAISO","1-in-2","WORST DAY",10,"21","20",66.979166666666671,228.65538474255138,228.12280557884111,-0.53257632630503493,0]
["A5PortfolioLCASierra3PG&E1-in-10WORST DAY812","A5","Portfolio","LCA","Sierra",3,"PG&E","1-in-10","WORST DAY",8,"12","11",94.25833333333334,245.78854620854059,245.78854620854059,0,0]
["A5PortfolioLCASierra3PG&E1-in-2WORST DAY509","A5","Portfolio","LCA","Sierra",3,"PG&E","1-in-2","WORST DAY",5,"09","08",71.73,86.229117336273191,86.229117336273191,0,0]
["A5PortfolioLCASierra3PG&E1-in-2WORST DAY818","A5","Portfolio","LCA","Sierra",3,"PG&E","1-in-2","WORST DAY",8,"18","17",100.1,286.44988944530485,286.31301701068878,-0.13686925269187972,0]
["A5PortfolioLCAStockton3CAISO1-in-10WORST DAY211","A5","Portfolio","LCA","Stockton",3,"CAISO","1-in-10","WORST DAY",2,"11","11",48.357143402099609]
["A5PortfolioLCAStockton3CAISO1-in-10WORST DAY1219","A5","Portfolio","LCA","Stockton",3,"CAISO","1-in-10","WORST DAY",12,"19","19",43.445652173913047,92.738266058914036,92.738266058914036,0,0]
["A5PortfolioLCAStockton3CAISO1-in-2WORST DAY615","A5","Portfolio","LCA","Stockton",3,"CAISO","1-in-2","WORST DAY",6,"15","14",99.5625]
["A5PortfolioLCAStockton3CAISO1-in-2WORST DAY1208","A5","Portfolio","LCA","Stockton",3,"CAISO","1-in-2","WORST DAY",12,"08","08",42.298913043478258,75.408731097760409,75.408731097760409,0,0]
["A5PortfolioLCAStockton3PG&E1-in-10WORST DAY1018","A5","Portfolio","LCA","Stockton",3,"PG&E","1-in-10","WORST DAY",10,"18","17",94.559782608695656,141.05249001523075,140.38580012256685,-0.66668920493133477,0]
["A5PortfolioLCAStockton3PG&E1-in-2WORST DAY112","A5","Portfolio","LCA","Stockton",3,"PG&E","1-in-2","WORST DAY",1,"12","12",44.428569793701172]
["A5PortfolioLCAnon-LCA3CAISO1-in-10WORST DAY222","A5","Portfolio","LCA","non-LCA",3,"CAISO","1-in-10","WORST DAY",2,"22","22",45.625]
["A5PortfolioLCAnon-LCA3CAISO1-in-10WORST DAY815","A5","Portfolio","LCA","non-LCA",3,"CAISO","1-in-10","WORST DAY",8,"15","14",87.474999999999994]
["A5PortfolioLCAnon-LCA3CAISO1-in-2WORST DAY208","A5","Portfolio","LCA","non-LCA",3,"CAISO","1-in-2","WORST DAY",2,"08","08",45.25]
["A5PortfolioLCAnon-LCA3CAISO1-in-2WORST DAY519","A5","Portfolio","LCA","non-LCA",3,"CAISO","1-in-2","WORST DAY",5,"19","18",72]
["A5PortfolioLCAnon-LCA3PG&E1-in-10WORST DAY612","A5","Portfolio","LCA","non-LCA",3,"PG&E","1-in-10","WORST DAY",6,"12","11",89.75]
["A5PortfolioLCAnon-LCA3PG&E1-in-10WORST DAY1205","A5","Portfolio","LCA","non-LCA",3,"PG&E","1-in-10","WORST DAY",12,"05","05",32.424999999999997]
["A5PortfolioLCAnon-LCA3PG&E1-in-2WORST DAY314","A5","Portfolio","LCA","non-LCA",3,"PG&E","1-in-2","WORST DAY",3,"14","13",57.625]
["A5PortfolioSubLAPSLAP_PGCC3CAISO1-in-10WORST DAY114","A5","Portfolio","SubLAP","SLAP_PGCC",3,"CAISO","1-in-10","WORST DAY",1,"14","14",48.785713195800781]
["A5PortfolioSubLAPSLAP_PGCC3CAISO1-in-10WORST DAY718","A5","Portfolio","SubLAP","SLAP_PGCC",3,"CAISO","1-in-10","WORST DAY",7,"18","17",71.71710526315789,327.65243987346952,327.49614516371173,-0.15628855914938436,0]
["A5PortfolioSubLAPSLAP_PGCC3CAISO1-in-2WORST DAY111","A5","Portfolio","SubLAP","SLAP_PGCC",3,"CAISO","1-in-2","WORST DAY",1,"11","11",46.892856597900391]
["A5PortfolioSubLAPSLAP_PGCC3CAISO1-in-2WORST DAY704","A5","Portfolio","SubLAP","SLAP_PGCC",3,"CAISO","1-in-2","WORST DAY",7,"04","03",56.69736842105263,49.385478793006193,49.385478793006193,0,0]
["A5PortfolioSubLAPSLAP_PGCC3PG&E1-in-10WORST DAY514","A5","Portfolio","SubLAP","SLAP_PGCC",3,"PG&E","1-in-10","WORST DAY",5,"14","13",77.57352941176471,205.68227589130402,205.68227589130402,0,0]
["A5PortfolioSubLAPSLAP_PGCC3PG&E1-in-10WORST DAY909","A5","Portfolio","SubLAP","SLAP_PGCC",3,"PG&E","1-in-10","WORST DAY",9,"09","08",66.443181818181813,241.85685470700264,241.85685470700264,0,0]
["A5PortfolioSubLAPSLAP_PGCC3PG&E1-in-2WORST DAY501","A5","Portfolio","SubLAP","SLAP_PGCC",3,"PG&E","1-in-2","WORST DAY",5,"01","24",55.242647058823529,27.036456832114389,27.036456832114389,0,0]
["A5PortfolioSubLAPSLAP_PGEB3CAISO1-in-10WORST DAY311","A5","Portfolio","SubLAP","SLAP_PGEB",3,"CAISO","1-in-10","WORST DAY",3,"11","10",62.671875]
["A5PortfolioSubLAPSLAP_PGEB3CAISO1-in-10WORST DAY904","A5","Portfolio","SubLAP","SLAP_PGEB",3,"CAISO","1-in-10","WORST DAY",9,"04","03",64.169921875,46.224196942755952,46.224196942755952,0,0]
["A5PortfolioSubLAPSLAP_PGEB3CAISO1-in-2WORST DAY116","A5","Portfolio","SubLAP","SLAP_PGEB",3,"CAISO","1-in-2","WORST DAY",1,"16","16",49.453125]
["A5PortfolioSubLAPSLAP_PGEB3PG&E1-in-10WORST DAY108","A5","Portfolio","SubLAP","SLAP_PGEB",3,"PG&E","1-in-10","WORST DAY",1,"08","08",35.109375]
["A5PortfolioSubLAPSLAP_PGEB3PG&E1-in-10WORST DAY701","A5","Portfolio","SubLAP","SLAP_PGEB",3,"PG&E","1-in-10","WORST DAY",7,"01","24",74.454741379310349,120.25802070775936,120.25802070775936,0,0]
["A5PortfolioSubLAPSLAP_PGEB3PG&E1-in-2WORST DAY511","A5","Portfolio","SubLAP","SLAP_PGEB",3,"PG&E","1-in-2","WORST DAY",5,"11","10",73.538461538461533,215.53382176848558,215.53382176848558,0,0]
["A5PortfolioSubLAPSLAP_PGEB3PG&E1-in-2WORST DAY911","A5","Portfolio","SubLAP","SLAP_PGEB",3,"PG&E","1-in-2","WORST DAY",9,"11","10",79.609375,147.5809809435159,147.5809809435159,0,0]
["A5PortfolioSubLAPSLAP_PGF13CAISO1-in-10WORST DAY214","A5","Portfolio","SubLAP","SLAP_PGF1",3,"CAISO","1-in-10","WORST DAY",2,"14","14",55.674999237060547]
["A5PortfolioSubLAPSLAP_PGF13CAISO1-in-10WORST DAY807","A5","Portfolio","SubLAP","SLAP_PGF1",3,"CAISO","1-in-10","WORST DAY",8,"07","06",76.229166666666671,74.73528767128785,74.73528767128785,0,0]
["A5PortfolioSubLAPSLAP_PGF13CAISO1-in-2WORST DAY901","A5","Portfolio","SubLAP","SLAP_PGF1",3,"CAISO","1-in-2","WORST DAY",9,"01","24",78.979166666666671,58.171995381514229,58.171995381514229,0,0]
["A5PortfolioSubLAPSLAP_PGF13PG&E1-in-10WORST DAY118","A5","Portfolio","SubLAP","SLAP_PGF1",3,"PG&E","1-in-10","WORST DAY",1,"18","18",43.724998474121094]
["A5PortfolioSubLAPSLAP_PGF13PG&E1-in-10WORST DAY604","A5","Portfolio","SubLAP","SLAP_PGF1",3,"PG&E","1-in-10","WORST DAY",6,"04","03",76.043478260869563,19.363138344624769,19.363138344624769,0,0]
["A5PortfolioSubLAPSLAP_PGF13PG&E1-in-10WORST DAY1121","A5","Portfolio","SubLAP","SLAP_PGF1",3,"PG&E","1-in-10","WORST DAY",11,"21","21",53.448529411764703,127.97937771152047,127.97937771152047,0,0]
["A5PortfolioSubLAPSLAP_PGF13PG&E1-in-2WORST DAY1007","A5","Portfolio","SubLAP","SLAP_PGF1",3,"PG&E","1-in-2","WORST DAY",10,"07","06",62.455882352941174,88.16996184517356,88.16996184517356,0,0]
["A5PortfolioSubLAPSLAP_PGFG3CAISO1-in-10WORST DAY211","A5","Portfolio","SubLAP","SLAP_PGFG",3,"CAISO","1-in-10","WORST DAY",2,"11","11",47.875]
["A5PortfolioSubLAPSLAP_PGFG3CAISO1-in-2WORST DAY211","A5","Portfolio","SubLAP","SLAP_PGFG",3,"CAISO","1-in-2","WORST DAY",2,"11","11",47.25]
["A5PortfolioSubLAPSLAP_PGFG3CAISO1-in-2WORST DAY804","A5","Portfolio","SubLAP","SLAP_PGFG",3,"CAISO","1-in-2","WORST DAY",8,"04","03",56.125]
["A5PortfolioSubLAPSLAP_PGFG3PG&E1-in-10WORST DAY121","A5","Portfolio","SubLAP","SLAP_PGFG",3,"PG&E","1-in-10","WORST DAY",1,"21","21",41.75]
["A5PortfolioSubLAPSLAP_PGFG3PG&E1-in-10WORST DAY618","A5","Portfolio","SubLAP","SLAP_PGFG",3,"PG&E","1-in-10","WORST DAY",6,"18","17",100.375]
["A5PortfolioSubLAPSLAP_PGFG3PG&E1-in-2WORST DAY601","A5","Portfolio","SubLAP","SLAP_PGFG",3,"PG&E","1-in-2","WORST DAY",6,"01","24",66.25]
["A5PortfolioSubLAPSLAP_PGFG3PG&E1-in-2WORST DAY910","A5","Portfolio","SubLAP","SLAP_PGFG",3,"PG&E","1-in-2","WORST DAY",9,"10","09",68.625]
["A5PortfolioSubLAPSLAP_PGHB3CAISO1-in-10WORST DAY1004","A5","Portfolio","SubLAP","SLAP_PGHB",3,"CAISO","1-in-10","WORST DAY",10,"04","03",55]
["A5PortfolioSubLAPSLAP_PGHB3CAISO1-in-2WORST DAY213","A5","Portfolio","SubLAP","SLAP_PGHB",3,"CAISO","1-in-2","WORST DAY",2,"13","13",46.5]
["A5PortfolioSubLAPSLAP_PGHB3CAISO1-in-2WORST DAY707","A5","Portfolio","SubLAP","SLAP_PGHB",3,"CAISO","1-in-2","WORST DAY",7,"07","06",54.875]
["A5PortfolioSubLAPSLAP_PGHB3CAISO1-in-2WORST DAY1224","A5","Portfolio","SubLAP","SLAP_PGHB",3,"CAISO","1-in-2","WORST DAY",12,"24","24",48.125]
["A5PortfolioSubLAPSLAP_PGHB3PG&E1-in-2WORST DAY118","A5","Portfolio","SubLAP","SLAP_PGHB",3,"PG&E","1-in-2","WORST DAY",1,"18","18",46.25]
["A5PortfolioSubLAPSLAP_PGHB3PG&E1-in-2WORST DAY620","A5","Portfolio","SubLAP","SLAP_PGHB",3,"PG&E","1-in-2","WORST DAY",6,"20","19",58.5]
["A5PortfolioSubLAPSLAP_PGHB3PG&E1-in-2WORST DAY1021","A5","Portfolio","SubLAP","SLAP_PGHB",3,"PG&E","1-in-2","WORST DAY",10,"21","20",57]
["A5PortfolioSubLAPSLAP_PGKN3CAISO1-in-10WORST DAY907","A5","Portfolio","SubLAP","SLAP_PGKN",3,"CAISO","1-in-10","WORST DAY",9,"07","06",70.599999999999994]
["A5PortfolioSubLAPSLAP_PGKN3CAISO1-in-2WORST DAY224","A5","Portfolio","SubLAP","SLAP_PGKN",3,"CAISO","1-in-2","WORST DAY",2,"24","24",43.84375]
["A5PortfolioSubLAPSLAP_PGKN3CAISO1-in-2WORST DAY713","A5","Portfolio","SubLAP","SLAP_PGKN",3,"CAISO","1-in-2","WORST DAY",7,"13","12",93.825000000000003]
["A5PortfolioSubLAPSLAP_PGKN3PG&E1-in-10WORST DAY704","A5","Portfolio","SubLAP","SLAP_PGKN",3,"PG&E","1-in-10","WORST DAY",7,"04","03",78.924999999999997]
["A5PortfolioSubLAPSLAP_PGKN3PG&E1-in-10WORST DAY1221","A5","Portfolio","SubLAP","SLAP_PGKN",3,"PG&E","1-in-10","WORST DAY",12,"21","21",39.203947368421055,113.02782427323491,113.02782427323491,0,0]
["A5PortfolioSubLAPSLAP_PGKN3PG&E1-in-2WORST DAY614","A5","Portfolio","SubLAP","SLAP_PGKN",3,"PG&E","1-in-2","WORST DAY",6,"14","13",94.724999999999994]
["A5PortfolioSubLAPSLAP_PGKN3PG&E1-in-2WORST DAY1120","A5","Portfolio","SubLAP","SLAP_PGKN",3,"PG&E","1-in-2","WORST DAY",11,"20","20",52.164473684210527,120.53340734306134,120.53340734306134,0,0]
["A5PortfolioSubLAPSLAP_PGNB3CAISO1-in-10WORST DAY1018","A5","Portfolio","SubLAP","SLAP_PGNB",3,"CAISO","1-in-10","WORST DAY",10,"18","17",83.814999999999998,233.13209408998489,232.71113651216029,-0.42095437104500888,0]
["A5PortfolioSubLAPSLAP_PGNB3CAISO1-in-2WORST DAY203","A5","Portfolio","SubLAP","SLAP_PGNB",3,"CAISO","1-in-2","WORST DAY",2,"03","03",46.25]
["A5PortfolioSubLAPSLAP_PGNB3PG&E1-in-10WORST DAY221","A5","Portfolio","SubLAP","SLAP_PGNB",3,"PG&E","1-in-10","WORST DAY",2,"21","21",40.84375]
["A5PortfolioSubLAPSLAP_PGNB3PG&E1-in-10WORST DAY715","A5","Portfolio","SubLAP","SLAP_PGNB",3,"PG&E","1-in-10","WORST DAY",7,"15","14",99.558333333333337,237.61854262351989,237.61854262351989,0,0]
["A5PortfolioSubLAPSLAP_PGNB3PG&E1-in-10WORST DAY1124","A5","Portfolio","SubLAP","SLAP_PGNB",3,"PG&E","1-in-10","WORST DAY",11,"24","24",45.064999999999998,113.35930270433425,113.35930270433425,0,0]
["A5PortfolioSubLAPSLAP_PGNB3PG&E1-in-2WORST DAY517","A5","Portfolio","SubLAP","SLAP_PGNB",3,"PG&E","1-in-2","WORST DAY",5,"17","16",84.15,244.35739728609721,244.3642679611842,6.8711480147991702E-3,0]
["A5PortfolioSubLAPSLAP_PGNC3CAISO1-in-10WORST DAY403","A5","Portfolio","SubLAP","SLAP_PGNC",3,"CAISO","1-in-10","WORST DAY",4,"03","02",51.21875]
["A5PortfolioSubLAPSLAP_PGNC3CAISO1-in-10WORST DAY1122","A5","Portfolio","SubLAP","SLAP_PGNC",3,"CAISO","1-in-10","WORST DAY",11,"22","22",49.34375]
["A5PortfolioSubLAPSLAP_PGNC3CAISO1-in-2WORST DAY314","A5","Portfolio","SubLAP","SLAP_PGNC",3,"CAISO","1-in-2","WORST DAY",3,"14","13",54.375]
["A5PortfolioSubLAPSLAP_PGNC3PG&E1-in-10WORST DAY124","A5","Portfolio","SubLAP","SLAP_PGNC",3,"PG&E","1-in-10","WORST DAY",1,"24","24",37.6875]
["A5PortfolioSubLAPSLAP_PGNC3PG&E1-in-10WORST DAY717","A5","Portfolio","SubLAP","SLAP_PGNC",3,"PG&E","1-in-10","WORST DAY",7,"17","16",96.3125]
["A5PortfolioSubLAPSLAP_PGNC3PG&E1-in-10WORST DAY1215","A5","Portfolio","SubLAP","SLAP_PGNC",3,"PG&E","1-in-10","WORST DAY",12,"15","15",49.46875]
["A5PortfolioSubLAPSLAP_PGNC3PG&E1-in-2WORST DAY1121","A5","Portfolio","SubLAP","SLAP_PGNC",3,"PG&E","1-in-2","WORST DAY",11,"21","21",43.25]
["A5PortfolioSubLAPSLAP_PGNP3CAISO1-in-10WORST DAY514","A5","Portfolio","SubLAP","SLAP_PGNP",3,"CAISO","1-in-10","WORST DAY",5,"14","13",90.034482758620683,235.42802001484509,235.42802001484509,0,0]
["A5PortfolioSubLAPSLAP_PGNP3CAISO1-in-10WORST DAY823","A5","Portfolio","SubLAP","SLAP_PGNP",3,"CAISO","1-in-10","WORST DAY",8,"23","22",80.338235294117652,168.0524628162384,168.0524628162384,0,0]
["A5PortfolioSubLAPSLAP_PGNP3CAISO1-in-2WORST DAY422","A5","Portfolio","SubLAP","SLAP_PGNP",3,"CAISO","1-in-2","WORST DAY",4,"22","21",68.138888888888886,141.58074004561811,141.58074004561811,0,0]
["A5PortfolioSubLAPSLAP_PGNP3PG&E1-in-10WORST DAY311","A5","Portfolio","SubLAP","SLAP_PGNP",3,"PG&E","1-in-10","WORST DAY",3,"11","10",54.076923370361328]
["A5PortfolioSubLAPSLAP_PGNP3PG&E1-in-10WORST DAY620","A5","Portfolio","SubLAP","SLAP_PGNP",3,"PG&E","1-in-10","WORST DAY",6,"20","19",97.037499999999994,228.321648756663,228.27360747655231,-4.8038861749743471E-2,0]
["A5PortfolioSubLAPSLAP_PGNP3PG&E1-in-2WORST DAY714","A5","Portfolio","SubLAP","SLAP_PGNP",3,"PG&E","1-in-2","WORST DAY",7,"14","13",96.629166666666663,271.46717564264935,271.46717564264935,0,0]
["A5PortfolioSubLAPSLAP_PGNP3PG&E1-in-2WORST DAY905","A5","Portfolio","SubLAP","SLAP_PGNP",3,"PG&E","1-in-2","WORST DAY",9,"05","04",68.330882352941174,64.267547298880189,64.267547298880189,0,0]
["A5PortfolioSubLAPSLAP_PGP23CAISO1-in-10WORST DAY417","A5","Portfolio","SubLAP","SLAP_PGP2",3,"CAISO","1-in-10","WORST DAY",4,"17","16",86.63095238095238,446.30416724795384,446.30416724795384,0,0]
["A5PortfolioSubLAPSLAP_PGP23CAISO1-in-10WORST DAY1010","A5","Portfolio","SubLAP","SLAP_PGP2",3,"CAISO","1-in-10","WORST DAY",10,"10","09",70.1640625,198.46181915747002,198.46181915747002,0,0]
["A5PortfolioSubLAPSLAP_PGP23CAISO1-in-2WORST DAY820","A5","Portfolio","SubLAP","SLAP_PGP2",3,"CAISO","1-in-2","WORST DAY",8,"20","19",76.405303030303031,254.69215242248592,254.70550873604688,1.3358105256277971E-2,0]
["A5PortfolioSubLAPSLAP_PGP23PG&E1-in-10WORST DAY424","A5","Portfolio","SubLAP","SLAP_PGP2",3,"PG&E","1-in-10","WORST DAY",4,"24","23",65.720238095238102,207.35876755487351,207.35876755487351,0,0]
["A5PortfolioSubLAPSLAP_PGP23PG&E1-in-10WORST DAY807","A5","Portfolio","SubLAP","SLAP_PGP2",3,"PG&E","1-in-10","WORST DAY",8,"07","06",65.446969696969703,106.19239917307189,106.19239917307189,0,0]
["A5PortfolioSubLAPSLAP_PGP23PG&E1-in-2WORST DAY617","A5","Portfolio","SubLAP","SLAP_PGP2",3,"PG&E","1-in-2","WORST DAY",6,"17","16",84.25,284.91348600206953,284.94336495345289,2.9879303223028175E-2,0]
["A5PortfolioSubLAPSLAP_PGP23PG&E1-in-2WORST DAY1210","A5","Portfolio","SubLAP","SLAP_PGP2",3,"PG&E","1-in-2","WORST DAY",12,"10","10",47.5078125,193.21861951820028,193.21861951820028,0,0]
["A5PortfolioSubLAPSLAP_PGSB3CAISO1-in-10WORST DAY907","A5","Portfolio","SubLAP","SLAP_PGSB",3,"CAISO","1-in-10","WORST DAY",9,"07","06",62.544117647058826,163.83779516991447,163.83779516991447,0,0]
["A5PortfolioSubLAPSLAP_PGSB3CAISO1-in-2WORST DAY414","A5","Portfolio","SubLAP","SLAP_PGSB",3,"CAISO","1-in-2","WORST DAY",4,"14","13",77.423780487804876,386.96072071354564,386.96072071354564,0,0]
["A5PortfolioSubLAPSLAP_PGSB3CAISO1-in-2WORST DAY1007","A5","Portfolio","SubLAP","SLAP_PGSB",3,"CAISO","1-in-2","WORST DAY",10,"07","06",57.763392857142854,156.43443450704217,156.43443450704217,0,0]
["A5PortfolioSubLAPSLAP_PGSB3PG&E1-in-10WORST DAY116","A5","Portfolio","SubLAP","SLAP_PGSB",3,"PG&E","1-in-10","WORST DAY",1,"16","16",47.428569793701172]
["A5PortfolioSubLAPSLAP_PGSB3PG&E1-in-2WORST DAY210","A5","Portfolio","SubLAP","SLAP_PGSB",3,"PG&E","1-in-2","WORST DAY",2,"10","10",49.75]
["A5PortfolioSubLAPSLAP_PGSB3PG&E1-in-2WORST DAY814","A5","Portfolio","SubLAP","SLAP_PGSB",3,"PG&E","1-in-2","WORST DAY",8,"14","13",86.737745098039213,314.87231286717395,314.87231286717395,0,0]
["A5PortfolioSubLAPSLAP_PGSB3PG&E1-in-2WORST DAY1113","A5","Portfolio","SubLAP","SLAP_PGSB",3,"PG&E","1-in-2","WORST DAY",11,"13","13",60.299107142857146,283.2873465642333,283.2873465642333,0,0]
["A5PortfolioSubLAPSLAP_PGSF3CAISO1-in-10WORST DAY1207","A5","Portfolio","SubLAP","SLAP_PGSF",3,"CAISO","1-in-10","WORST DAY",12,"07","07",41.4375,258.24904537945986,258.24904537945986,0,0]
["A5PortfolioSubLAPSLAP_PGSF3CAISO1-in-2WORST DAY316","A5","Portfolio","SubLAP","SLAP_PGSF",3,"CAISO","1-in-2","WORST DAY",3,"16","15",54.0625]
["A5PortfolioSubLAPSLAP_PGSF3CAISO1-in-2WORST DAY1221","A5","Portfolio","SubLAP","SLAP_PGSF",3,"CAISO","1-in-2","WORST DAY",12,"21","21",49.890625,357.21136477962136,357.21136477962136,0,0]
["A5PortfolioSubLAPSLAP_PGSF3PG&E1-in-10WORST DAY303","A5","Portfolio","SubLAP","SLAP_PGSF",3,"PG&E","1-in-10","WORST DAY",3,"03","02",48.5625]
["A5PortfolioSubLAPSLAP_PGSF3PG&E1-in-2WORST DAY113","A5","Portfolio","SubLAP","SLAP_PGSF",3,"PG&E","1-in-2","WORST DAY",1,"13","13",48.125]
["A5PortfolioSubLAPSLAP_PGSF3PG&E1-in-2WORST DAY706","A5","Portfolio","SubLAP","SLAP_PGSF",3,"PG&E","1-in-2","WORST DAY",7,"06","05",54.208333333333336,135.99443507591883,135.99443507591883,0,0]
["A5PortfolioSubLAPSLAP_PGSI3CAISO1-in-10WORST DAY504","A5","Portfolio","SubLAP","SLAP_PGSI",3,"CAISO","1-in-10","WORST DAY",5,"04","03",62.634999999999998,8.0878179430961605,8.0878179430961605,0,0]
["A5PortfolioSubLAPSLAP_PGSI3CAISO1-in-10WORST DAY1110","A5","Portfolio","SubLAP","SLAP_PGSI",3,"CAISO","1-in-10","WORST DAY",11,"10","10",57.333333333333336,235.53193864557477,235.53193864557477,0,0]
["A5PortfolioSubLAPSLAP_PGSI3CAISO1-in-2WORST DAY503","A5","Portfolio","SubLAP","SLAP_PGSI",3,"CAISO","1-in-2","WORST DAY",5,"03","02",63.56,8.6049002552032476,8.6049002552032476,0,0]
["A5PortfolioSubLAPSLAP_PGSI3PG&E1-in-10WORST DAY313","A5","Portfolio","SubLAP","SLAP_PGSI",3,"PG&E","1-in-10","WORST DAY",3,"13","12",54.920455932617188]
["A5PortfolioSubLAPSLAP_PGSI3PG&E1-in-10WORST DAY521","A5","Portfolio","SubLAP","SLAP_PGSI",3,"PG&E","1-in-10","WORST DAY",5,"21","20",80.454999999999998,114.68026639938354,114.72775128364563,4.7483508308650925E-2,0]
["A5PortfolioSubLAPSLAP_PGSI3PG&E1-in-2WORST DAY224","A5","Portfolio","SubLAP","SLAP_PGSI",3,"PG&E","1-in-2","WORST DAY",2,"24","24",43.147727966308594]
["A5PortfolioSubLAPSLAP_PGST3CAISO1-in-10WORST DAY110","A5","Portfolio","SubLAP","SLAP_PGST",3,"CAISO","1-in-10","WORST DAY",1,"10","10",36.267856597900391]
["A5PortfolioSubLAPSLAP_PGST3CAISO1-in-10WORST DAY703","A5","Portfolio","SubLAP","SLAP_PGST",3,"CAISO","1-in-10","WORST DAY",7,"03","02",78.125]
["A5PortfolioSubLAPSLAP_PGST3CAISO1-in-10WORST DAY1004","A5","Portfolio","SubLAP","SLAP_PGST",3,"CAISO","1-in-10","WORST DAY",10,"04","03",68.745370370370367,36.567898809909821,36.567898809909821,0,0]
["A5PortfolioSubLAPSLAP_PGST3CAISO1-in-2WORST DAY406","A5","Portfolio","SubLAP","SLAP_PGST",3,"CAISO","1-in-2","WORST DAY",4,"06","05",58.636363636363633]
["A5PortfolioSubLAPSLAP_PGST3PG&E1-in-10WORST DAY424","A5","Portfolio","SubLAP","SLAP_PGST",3,"PG&E","1-in-10","WORST DAY",4,"24","23",69.318181818181813]
["A5PortfolioSubLAPSLAP_PGST3PG&E1-in-10WORST DAY809","A5","Portfolio","SubLAP","SLAP_PGST",3,"PG&E","1-in-10","WORST DAY",8,"09","08",84.234999999999999,71.630654840469361,71.630654840469361,0,0]
["A5PortfolioSubLAPSLAP_PGST3PG&E1-in-2WORST DAY523","A5","Portfolio","SubLAP","SLAP_PGST",3,"PG&E","1-in-2","WORST DAY",5,"23","22",73.5625]
["A5PortfolioSubLAPSLAP_PGST3PG&E1-in-2WORST DAY720","A5","Portfolio","SubLAP","SLAP_PGST",3,"PG&E","1-in-2","WORST DAY",7,"20","19",99.125]
["A5PortfolioSubLAPSLAP_PGZP3CAISO1-in-10WORST DAY606","A5","Portfolio","SubLAP","SLAP_PGZP",3,"CAISO","1-in-10","WORST DAY",6,"06","05",64.077205882352942,25.254713850862839,25.254713850862839,0,0]
["A5PortfolioSubLAPSLAP_PGZP3CAISO1-in-10WORST DAY1123","A5","Portfolio","SubLAP","SLAP_PGZP",3,"CAISO","1-in-10","WORST DAY",11,"23","23",54.753124999999997,124.6215593278408,124.6215593278408,0,0]
["A5PortfolioSubLAPSLAP_PGZP3CAISO1-in-2WORST DAY1006","A5","Portfolio","SubLAP","SLAP_PGZP",3,"CAISO","1-in-2","WORST DAY",10,"06","05",55.621794871794869,89.617174448111115,89.617174448111115,0,0]
["A5PortfolioSubLAPSLAP_PGZP3PG&E1-in-10WORST DAY403","A5","Portfolio","SubLAP","SLAP_PGZP",3,"PG&E","1-in-10","WORST DAY",4,"03","02",61.89,21.295084190368652,21.295084190368652,0,0]
["A5PortfolioSubLAPSLAP_PGZP3PG&E1-in-10WORST DAY920","A5","Portfolio","SubLAP","SLAP_PGZP",3,"PG&E","1-in-10","WORST DAY",9,"20","19",76.807692307692307,193.03806399076413,192.76979953814777,-0.26826444852262143,0]
["A5PortfolioSubLAPSLAP_PGZP3PG&E1-in-2WORST DAY806","A5","Portfolio","SubLAP","SLAP_PGZP",3,"PG&E","1-in-2","WORST DAY",8,"06","05",63.560897435897438,101.84758271009494,101.84758271009494,0,0]
["A5PortfolioSubLAPSLAP_PGZP3PG&E1-in-2WORST DAY1023","A5","Portfolio","SubLAP","SLAP_PGZP",3,"PG&E","1-in-2","WORST DAY",10,"23","22",64.72115384615384,143.69047562892621,143.69047562892621,0,0]
["A5Program SpecificAllAll3CAISO1-in-10WORST DAY509","A5","Program Specific","All","All",3,"CAISO","1-in-10","WORST DAY",5,"09","08",68.931501547987622,173.03043297523683,173.03043297523683,0,0]
["A5Program SpecificAllAll3CAISO1-in-2WORST DAY603","A5","Program Specific","All","All",3,"CAISO","1-in-2","WORST DAY",6,"03","02",65.556818181818187,44.227942269874461,44.227942269874461,0,0]
["A5Program SpecificAllAll3CAISO1-in-2WORST DAY1120","A5","Program Specific","All","All",3,"CAISO","1-in-2","WORST DAY",11,"20","20",59.036299765807961,207.47436159568244,207.47436159568244,0,0]
["A5Program SpecificAllAll3PG&E1-in-10WORST DAY306","A5","Program Specific","All","All",3,"PG&E","1-in-10","WORST DAY",3,"06","05",45.828125]
["A5Program SpecificAllAll3PG&E1-in-10WORST DAY823","A5","Program Specific","All","All",3,"PG&E","1-in-10","WORST DAY",8,"23","22",75.254220779220773,161.64529218948508,161.64529218948508,0,0]
["A5Program SpecificAllAll3PG&E1-in-2WORST DAY917","A5","Program Specific","All","All",3,"PG&E","1-in-2","WORST DAY",9,"17","16",91.152922077922085,259.65407402239646,261.34549505491924,1.6914218282181406,0]
["A5Program SpecificLCAGreater Bay Area3CAISO1-in-10WORST DAY102","A5","Program Specific","LCA","Greater Bay Area",3,"CAISO","1-in-10","WORST DAY",1,"02","02",37.782737731933594]
["A5Program SpecificLCAGreater Bay Area3CAISO1-in-10WORST DAY1101","A5","Program Specific","LCA","Greater Bay Area",3,"CAISO","1-in-10","WORST DAY",11,"01","01",54.971005154639172,118.61166816575395,118.61166816575395,0,0]
["A5Program SpecificLCAGreater Bay Area3CAISO1-in-2WORST DAY506","A5","Program Specific","LCA","Greater Bay Area",3,"CAISO","1-in-2","WORST DAY",5,"06","05",56.654725609756099,78.342963223640879,78.342963223640879,0,0]
["A5Program SpecificLCAGreater Bay Area3CAISO1-in-2WORST DAY1023","A5","Program Specific","LCA","Greater Bay Area",3,"CAISO","1-in-2","WORST DAY",10,"23","22",65.083549222797927,193.17094745073911,193.17094745073911,0,0]
["A5Program SpecificLCAGreater Bay Area3PG&E1-in-10WORST DAY416","A5","Program Specific","LCA","Greater Bay Area",3,"PG&E","1-in-10","WORST DAY",4,"16","15",87.535860655737707,410.09141640584977,410.09141640584977,0,0]
["A5Program SpecificLCAGreater Bay Area3PG&E1-in-2WORST DAY308","A5","Program Specific","LCA","Greater Bay Area",3,"PG&E","1-in-2","WORST DAY",3,"08","07",45.75]
["A5Program SpecificLCAGreater Bay Area3PG&E1-in-2WORST DAY820","A5","Program Specific","LCA","Greater Bay Area",3,"PG&E","1-in-2","WORST DAY",8,"20","19",76.295270270270265,290.17100956665502,286.53392424188758,-3.6370833762948678,0]
["A5Program SpecificLCAGreater Bay Area3PG&E1-in-2WORST DAY1205","A5","Program Specific","LCA","Greater Bay Area",3,"PG&E","1-in-2","WORST DAY",12,"05","05",37.931701030927833,46.32480866333335,46.32480866333335,0,0]
["A5Program SpecificLCAGreater Fresno Area3CAISO1-in-10WORST DAY1223","A5","Program Specific","LCA","Greater Fresno Area",3,"CAISO","1-in-10","WORST DAY",12,"23","23",39.09375,114.61434255540371,114.61434255540371,0,0]
["A5Program SpecificLCAGreater Fresno Area3CAISO1-in-2WORST DAY401","A5","Program Specific","LCA","Greater Fresno Area",3,"CAISO","1-in-2","WORST DAY",4,"01","24",67.025000000000006,50.093349552154542,50.093349552154542,0,0]
["A5Program SpecificLCAGreater Fresno Area3CAISO1-in-2WORST DAY1002","A5","Program Specific","LCA","Greater Fresno Area",3,"CAISO","1-in-2","WORST DAY",10,"02","01",64.03125,59.453774996101856,59.453774996101856,0,0]
["A5Program SpecificLCAGreater Fresno Area3PG&E1-in-10WORST DAY1020","A5","Program Specific","LCA","Greater Fresno Area",3,"PG&E","1-in-10","WORST DAY",10,"20","19",87,191.04111759364605,190.56136966496706,-0.47974421881369267,0]
["A5Program SpecificLCAGreater Fresno Area3PG&E1-in-2WORST DAY413","A5","Program Specific","LCA","Greater Fresno Area",3,"PG&E","1-in-2","WORST DAY",4,"13","12",83.375,235.53686180114747,235.53686180114747,0,0]
["A5Program SpecificLCAGreater Fresno Area3PG&E1-in-2WORST DAY808","A5","Program Specific","LCA","Greater Fresno Area",3,"PG&E","1-in-2","WORST DAY",8,"08","07",76.204545454545453,104.80183307420124,104.80183307420124,0,0]
["A5Program SpecificLCAHumboldt3CAISO1-in-10WORST DAY116","A5","Program Specific","LCA","Humboldt",3,"CAISO","1-in-10","WORST DAY",1,"16","16",49.625]
["A5Program SpecificLCAHumboldt3CAISO1-in-10WORST DAY1202","A5","Program Specific","LCA","Humboldt",3,"CAISO","1-in-10","WORST DAY",12,"02","02",34.875]
["A5Program SpecificLCAHumboldt3CAISO1-in-2WORST DAY519","A5","Program Specific","LCA","Humboldt",3,"CAISO","1-in-2","WORST DAY",5,"19","18",57.125]
["A5Program SpecificLCAHumboldt3PG&E1-in-10WORST DAY403","A5","Program Specific","LCA","Humboldt",3,"PG&E","1-in-10","WORST DAY",4,"03","02",50.75]
["A5Program SpecificLCAHumboldt3PG&E1-in-10WORST DAY923","A5","Program Specific","LCA","Humboldt",3,"PG&E","1-in-10","WORST DAY",9,"23","22",57.375]
["A5Program SpecificLCAHumboldt3PG&E1-in-2WORST DAY316","A5","Program Specific","LCA","Humboldt",3,"PG&E","1-in-2","WORST DAY",3,"16","15",51.25]
["A5Program SpecificLCAHumboldt3PG&E1-in-2WORST DAY909","A5","Program Specific","LCA","Humboldt",3,"PG&E","1-in-2","WORST DAY",9,"09","08",58.125]
["A5Program SpecificLCAKern3CAISO1-in-10WORST DAY810","A5","Program Specific","LCA","Kern",3,"CAISO","1-in-10","WORST DAY",8,"10","09",88.63636363636364]
["A5Program SpecificLCAKern3CAISO1-in-2WORST DAY113","A5","Program Specific","LCA","Kern",3,"CAISO","1-in-2","WORST DAY",1,"13","13",50.825000762939453]
["A5Program SpecificLCAKern3CAISO1-in-2WORST DAY422","A5","Program Specific","LCA","Kern",3,"CAISO","1-in-2","WORST DAY",4,"22","21",67.375]
["A5Program SpecificLCAKern3PG&E1-in-10WORST DAY516","A5","Program Specific","LCA","Kern",3,"PG&E","1-in-10","WORST DAY",5,"16","15",95.15]
["A5Program SpecificLCAKern3PG&E1-in-10WORST DAY903","A5","Program Specific","LCA","Kern",3,"PG&E","1-in-10","WORST DAY",9,"03","02",73.772727272727266]
["A5Program SpecificLCAKern3PG&E1-in-2WORST DAY219","A5","Program Specific","LCA","Kern",3,"PG&E","1-in-2","WORST DAY",2,"19","19",53.375]
["A5Program SpecificLCANorth Coast and North Bay3CAISO1-in-10WORST DAY207","A5","Program Specific","LCA","North Coast and North Bay",3,"CAISO","1-in-10","WORST DAY",2,"07","07",39.125]
["A5Program SpecificLCANorth Coast and North Bay3CAISO1-in-10WORST DAY323","A5","Program Specific","LCA","North Coast and North Bay",3,"CAISO","1-in-10","WORST DAY",3,"23","22",52.443180084228516]
["A5Program SpecificLCANorth Coast and North Bay3CAISO1-in-10WORST DAY705","A5","Program Specific","LCA","North Coast and North Bay",3,"CAISO","1-in-10","WORST DAY",7,"05","04",73.5]
["A5Program SpecificLCANorth Coast and North Bay3CAISO1-in-10WORST DAY917","A5","Program Specific","LCA","North Coast and North Bay",3,"CAISO","1-in-10","WORST DAY",9,"17","16",98.5]
["A5Program SpecificLCANorth Coast and North Bay3CAISO1-in-2WORST DAY222","A5","Program Specific","LCA","North Coast and North Bay",3,"CAISO","1-in-2","WORST DAY",2,"22","22",46.5]
["A5Program SpecificLCANorth Coast and North Bay3CAISO1-in-2WORST DAY518","A5","Program Specific","LCA","North Coast and North Bay",3,"CAISO","1-in-2","WORST DAY",5,"18","17",75.979166666666671,208.1038376664122,208.10927773763737,5.4425351166855762E-3,0]
["A5Program SpecificLCANorth Coast and North Bay3CAISO1-in-2WORST DAY1103","A5","Program Specific","LCA","North Coast and North Bay",3,"CAISO","1-in-2","WORST DAY",11,"03","03",49.625]
["A5Program SpecificLCANorth Coast and North Bay3PG&E1-in-10WORST DAY120","A5","Program Specific","LCA","North Coast and North Bay",3,"PG&E","1-in-10","WORST DAY",1,"20","20",40.625]
["A5Program SpecificLCANorth Coast and North Bay3PG&E1-in-10WORST DAY417","A5","Program Specific","LCA","North Coast and North Bay",3,"PG&E","1-in-10","WORST DAY",4,"17","16",86.541666666666671,266.70451936267671,266.70451936267671,0,0]
["A5Program SpecificLCANorth Coast and North Bay3PG&E1-in-10WORST DAY922","A5","Program Specific","LCA","North Coast and North Bay",3,"PG&E","1-in-10","WORST DAY",9,"22","21",85.875]
["A5Program SpecificLCANorth Coast and North Bay3PG&E1-in-10WORST DAY1218","A5","Program Specific","LCA","North Coast and North Bay",3,"PG&E","1-in-10","WORST DAY",12,"18","18",44.875]
["A5Program SpecificLCANorth Coast and North Bay3PG&E1-in-2WORST DAY224","A5","Program Specific","LCA","North Coast and North Bay",3,"PG&E","1-in-2","WORST DAY",2,"24","24",45.75]
["A5Program SpecificLCANorth Coast and North Bay3PG&E1-in-2WORST DAY508","A5","Program Specific","LCA","North Coast and North Bay",3,"PG&E","1-in-2","WORST DAY",5,"08","07",56.604166666666664,100.93008181080222,100.93008181080222,0,0]
["A5Program SpecificLCANorth Coast and North Bay3PG&E1-in-2WORST DAY1117","A5","Program Specific","LCA","North Coast and North Bay",3,"PG&E","1-in-2","WORST DAY",11,"17","17",57.625]
["A5Program SpecificLCAOther3CAISO1-in-10WORST DAY402","A5","Program Specific","LCA","Other",3,"CAISO","1-in-10","WORST DAY",4,"02","01",64.270454545454541,29.809495197642935,29.809495197642935,0,0]
["A5Program SpecificLCAOther3CAISO1-in-10WORST DAY907","A5","Program Specific","LCA","Other",3,"CAISO","1-in-10","WORST DAY",9,"07","06",64.128246753246756,96.464758648500819,96.464758648500819,0,0]
["A5Program SpecificLCAOther3CAISO1-in-2WORST DAY806","A5","Program Specific","LCA","Other",3,"CAISO","1-in-2","WORST DAY",8,"06","05",63.430194805194802,70.576792927531457,70.576792927531457,0,0]
["A5Program SpecificLCAOther3CAISO1-in-2WORST DAY1115","A5","Program Specific","LCA","Other",3,"CAISO","1-in-2","WORST DAY",11,"15","15",71.135937499999997,176.740580406785,176.740580406785,0,0]
["A5Program SpecificLCAOther3PG&E1-in-10WORST DAY508","A5","Program Specific","LCA","Other",3,"PG&E","1-in-10","WORST DAY",5,"08","07",70.883064516129039,94.721353953884488,94.721353953884488,0,0]
["A5Program SpecificLCAOther3PG&E1-in-2WORST DAY502","A5","Program Specific","LCA","Other",3,"PG&E","1-in-2","WORST DAY",5,"02","01",64.570564516129039,27.08328208615703,27.08328208615703,0,0]
["A5Program SpecificLCAOther3PG&E1-in-2WORST DAY912","A5","Program Specific","LCA","Other",3,"PG&E","1-in-2","WORST DAY",9,"12","11",86.816558441558442,200.14599881466333,200.14599881466333,0,0]
["A5Program SpecificLCASierra3CAISO1-in-10WORST DAY305","A5","Program Specific","LCA","Sierra",3,"CAISO","1-in-10","WORST DAY",3,"05","04",49.113636016845703]
["A5Program SpecificLCASierra3CAISO1-in-2WORST DAY115","A5","Program Specific","LCA","Sierra",3,"CAISO","1-in-2","WORST DAY",1,"15","15",46.272727966308594]
["A5Program SpecificLCASierra3CAISO1-in-2WORST DAY909","A5","Program Specific","LCA","Sierra",3,"CAISO","1-in-2","WORST DAY",9,"09","08",70.173387096774192,199.66665802992159,199.66665802992159,0,0]
["A5Program SpecificLCASierra3PG&E1-in-10WORST DAY102","A5","Program Specific","LCA","Sierra",3,"PG&E","1-in-10","WORST DAY",1,"02","02",32.375]
["A5Program SpecificLCASierra3PG&E1-in-10WORST DAY1112","A5","Program Specific","LCA","Sierra",3,"PG&E","1-in-10","WORST DAY",11,"12","12",61.25,248.32502966622511,248.32502966622511,0,0]
["A5Program SpecificLCASierra3PG&E1-in-2WORST DAY505","A5","Program Specific","LCA","Sierra",3,"PG&E","1-in-2","WORST DAY",5,"05","04",59.494999999999997,11.619377534389496,11.619377534389496,0,0]
["A5Program SpecificLCASierra3PG&E1-in-2WORST DAY1002","A5","Program Specific","LCA","Sierra",3,"PG&E","1-in-2","WORST DAY",10,"02","01",63.451388888888886,151.58138991602593,151.58138991602593,0,0]
["A5Program SpecificLCAStockton3CAISO1-in-10WORST DAY909","A5","Program Specific","LCA","Stockton",3,"CAISO","1-in-10","WORST DAY",9,"09","08",74.208333333333329,79.975304126739502,79.975304126739502,0,0]
["A5Program SpecificLCAStockton3CAISO1-in-2WORST DAY302","A5","Program Specific","LCA","Stockton",3,"CAISO","1-in-2","WORST DAY",3,"02","01",47.0625]
["A5Program SpecificLCAStockton3CAISO1-in-2WORST DAY611","A5","Program Specific","LCA","Stockton",3,"CAISO","1-in-2","WORST DAY",6,"11","10",89.25]
["A5Program SpecificLCAStockton3PG&E1-in-10WORST DAY209","A5","Program Specific","LCA","Stockton",3,"PG&E","1-in-10","WORST DAY",2,"09","09",40.482143402099609]
["A5Program SpecificLCAStockton3PG&E1-in-10WORST DAY1223","A5","Program Specific","LCA","Stockton",3,"PG&E","1-in-10","WORST DAY",12,"23","23",35.434782608695649,68.390109978940174,68.390109978940174,0,0]
["A5Program SpecificLCAStockton3PG&E1-in-2WORST DAY408","A5","Program Specific","LCA","Stockton",3,"PG&E","1-in-2","WORST DAY",4,"08","07",61.81818181818182]
["A5Program SpecificLCAStockton3PG&E1-in-2WORST DAY1001","A5","Program Specific","LCA","Stockton",3,"PG&E","1-in-2","WORST DAY",10,"01","24",66.657608695652172,45.436764893324479,45.436764893324479,0,0]
["A5Program SpecificLCAnon-LCA3CAISO1-in-10WORST DAY616","A5","Program Specific","LCA","non-LCA",3,"CAISO","1-in-10","WORST DAY",6,"16","15",90.125]
["A5Program SpecificLCAnon-LCA3CAISO1-in-2WORST DAY205","A5","Program Specific","LCA","non-LCA",3,"CAISO","1-in-2","WORST DAY",2,"05","05",45.625]
["A5Program SpecificLCAnon-LCA3CAISO1-in-2WORST DAY722","A5","Program Specific","LCA","non-LCA",3,"CAISO","1-in-2","WORST DAY",7,"22","21",73.5625]
["A5Program SpecificLCAnon-LCA3PG&E1-in-10WORST DAY608","A5","Program Specific","LCA","non-LCA",3,"PG&E","1-in-10","WORST DAY",6,"08","07",70.5]
["A5Program SpecificLCAnon-LCA3PG&E1-in-2WORST DAY211","A5","Program Specific","LCA","non-LCA",3,"PG&E","1-in-2","WORST DAY",2,"11","11",51.4375]
["A5Program SpecificLCAnon-LCA3PG&E1-in-2WORST DAY519","A5","Program Specific","LCA","non-LCA",3,"PG&E","1-in-2","WORST DAY",5,"19","18",72.375]
["A5Program SpecificSubLAPSLAP_PGCC3CAISO1-in-10WORST DAY405","A5","Program Specific","SubLAP","SLAP_PGCC",3,"CAISO","1-in-10","WORST DAY",4,"05","04",57,13.11447327931722,13.11447327931722,0,0]
["A5Program SpecificSubLAPSLAP_PGCC3CAISO1-in-10WORST DAY922","A5","Program Specific","SubLAP","SLAP_PGCC",3,"CAISO","1-in-10","WORST DAY",9,"22","21",63.18181818181818,145.83988006819379,145.62850172411311,-0.21137674530925468,0]
["A5Program SpecificSubLAPSLAP_PGCC3CAISO1-in-2WORST DAY618","A5","Program Specific","SubLAP","SLAP_PGCC",3,"CAISO","1-in-2","WORST DAY",6,"18","17",70.60526315789474,325.66476172051932,325.50846701233013,-0.15628855914938436,0]
["A5Program SpecificSubLAPSLAP_PGCC3PG&E1-in-10WORST DAY202","A5","Program Specific","SubLAP","SLAP_PGCC",3,"PG&E","1-in-10","WORST DAY",2,"02","02",44.410713195800781]
["A5Program SpecificSubLAPSLAP_PGCC3PG&E1-in-10WORST DAY719","A5","Program Specific","SubLAP","SLAP_PGCC",3,"PG&E","1-in-10","WORST DAY",7,"19","18",69.33552631578948,314.42795049203067,314.27165578227294,-0.15628855914938436,0]
["A5Program SpecificSubLAPSLAP_PGCC3PG&E1-in-10WORST DAY1104","A5","Program Specific","SubLAP","SLAP_PGCC",3,"PG&E","1-in-10","WORST DAY",11,"04","04",47.625,51.744585756551139,51.744585756551139,0,0]
["A5Program SpecificSubLAPSLAP_PGCC3PG&E1-in-2WORST DAY711","A5","Program Specific","SubLAP","SLAP_PGCC",3,"PG&E","1-in-2","WORST DAY",7,"11","10",68.44736842105263,266.84514130887231,266.84514130887231,0,0]
["A5Program SpecificSubLAPSLAP_PGEB3CAISO1-in-10WORST DAY516","A5","Program Specific","SubLAP","SLAP_PGEB",3,"CAISO","1-in-10","WORST DAY",5,"16","15",88.430288461538467,270.72680375266532,270.72680375266532,0,0]
["A5Program SpecificSubLAPSLAP_PGEB3CAISO1-in-10WORST DAY901","A5","Program Specific","SubLAP","SLAP_PGEB",3,"CAISO","1-in-10","WORST DAY",9,"01","24",67.88671875,114.10112140118144,114.10112140118144,0,0]
["A5Program SpecificSubLAPSLAP_PGEB3CAISO1-in-2WORST DAY218","A5","Program Specific","SubLAP","SLAP_PGEB",3,"CAISO","1-in-2","WORST DAY",2,"18","18",49.421875]
["A5Program SpecificSubLAPSLAP_PGEB3CAISO1-in-2WORST DAY1118","A5","Program Specific","SubLAP","SLAP_PGEB",3,"CAISO","1-in-2","WORST DAY",11,"18","18",65.080882352941174,219.55269949412082,219.55269949412082,0,0]
["A5Program SpecificSubLAPSLAP_PGEB3PG&E1-in-10WORST DAY622","A5","Program Specific","SubLAP","SLAP_PGEB",3,"PG&E","1-in-10","WORST DAY",6,"22","21",83.236842105263165,195.22489968125234,191.315310232472,-3.9095886748050321,0]
["A5Program SpecificSubLAPSLAP_PGEB3PG&E1-in-10WORST DAY1215","A5","Program Specific","SubLAP","SLAP_PGEB",3,"PG&E","1-in-10","WORST DAY",12,"15","15",47.672794117647058,169.94812948870307,169.94812948870307,0,0]
["A5Program SpecificSubLAPSLAP_PGEB3PG&E1-in-2WORST DAY1101","A5","Program Specific","SubLAP","SLAP_PGEB",3,"PG&E","1-in-2","WORST DAY",11,"01","01",45.928308823529413,108.43074478499372,108.43074478499372,0,0]
["A5Program SpecificSubLAPSLAP_PGF13CAISO1-in-10WORST DAY713","A5","Program Specific","SubLAP","SLAP_PGF1",3,"CAISO","1-in-10","WORST DAY",7,"13","12",100.70652173913044,258.56008970219153,258.56008970219153,0,0]
["A5Program SpecificSubLAPSLAP_PGF13CAISO1-in-10WORST DAY804","A5","Program Specific","SubLAP","SLAP_PGF1",3,"CAISO","1-in-10","WORST DAY",8,"04","03",79.666666666666671,25.767748169600964,25.767748169600964,0,0]
["A5Program SpecificSubLAPSLAP_PGF13CAISO1-in-2WORST DAY822","A5","Program Specific","SubLAP","SLAP_PGF1",3,"CAISO","1-in-2","WORST DAY",8,"22","21",87.895833333333329,184.57568045457205,184.27119493484497,-0.30448420681967053,0]
["A5Program SpecificSubLAPSLAP_PGF13PG&E1-in-10WORST DAY215","A5","Program Specific","SubLAP","SLAP_PGF1",3,"PG&E","1-in-10","WORST DAY",2,"15","15",51.150001525878906]
["A5Program SpecificSubLAPSLAP_PGF13PG&E1-in-10WORST DAY1120","A5","Program Specific","SubLAP","SLAP_PGF1",3,"PG&E","1-in-10","WORST DAY",11,"20","20",55.051470588235297,152.83607047445633,152.83607047445633,0,0]
["A5Program SpecificSubLAPSLAP_PGF13PG&E1-in-2WORST DAY619","A5","Program Specific","SubLAP","SLAP_PGF1",3,"PG&E","1-in-2","WORST DAY",6,"19","18",103.1304347826087,257.09233146128446,257.02288252374399,-6.9446434874209997E-2,0]
["A5Program SpecificSubLAPSLAP_PGF13PG&E1-in-2WORST DAY1212","A5","Program Specific","SubLAP","SLAP_PGF1",3,"PG&E","1-in-2","WORST DAY",12,"12","12",48.705882352941174,97.979091419893152,97.979091419893152,0,0]
["A5Program SpecificSubLAPSLAP_PGFG3CAISO1-in-10WORST DAY321","A5","Program Specific","SubLAP","SLAP_PGFG",3,"CAISO","1-in-10","WORST DAY",3,"21","20",55.5]
["A5Program SpecificSubLAPSLAP_PGFG3CAISO1-in-10WORST DAY1213","A5","Program Specific","SubLAP","SLAP_PGFG",3,"CAISO","1-in-10","WORST DAY",12,"13","13",48.875]
["A5Program SpecificSubLAPSLAP_PGFG3CAISO1-in-2WORST DAY801","A5","Program Specific","SubLAP","SLAP_PGFG",3,"CAISO","1-in-2","WORST DAY",8,"01","24",58]
["A5Program SpecificSubLAPSLAP_PGFG3PG&E1-in-10WORST DAY118","A5","Program Specific","SubLAP","SLAP_PGFG",3,"PG&E","1-in-10","WORST DAY",1,"18","18",45.125]
["A5Program SpecificSubLAPSLAP_PGFG3PG&E1-in-10WORST DAY711","A5","Program Specific","SubLAP","SLAP_PGFG",3,"PG&E","1-in-10","WORST DAY",7,"11","10",84.125]
["A5Program SpecificSubLAPSLAP_PGFG3PG&E1-in-2WORST DAY420","A5","Program Specific","SubLAP","SLAP_PGFG",3,"PG&E","1-in-2","WORST DAY",4,"20","19",67]
["A5Program SpecificSubLAPSLAP_PGFG3PG&E1-in-2WORST DAY1115","A5","Program Specific","SubLAP","SLAP_PGFG",3,"PG&E","1-in-2","WORST DAY",11,"15","15",62.375]
["A5Program SpecificSubLAPSLAP_PGHB3CAISO1-in-10WORST DAY1001","A5","Program Specific","SubLAP","SLAP_PGHB",3,"CAISO","1-in-10","WORST DAY",10,"01","24",55.5]
["A5Program SpecificSubLAPSLAP_PGHB3CAISO1-in-2WORST DAY318","A5","Program Specific","SubLAP","SLAP_PGHB",3,"CAISO","1-in-2","WORST DAY",3,"18","17",48.5]
["A5Program SpecificSubLAPSLAP_PGHB3CAISO1-in-2WORST DAY1215","A5","Program Specific","SubLAP","SLAP_PGHB",3,"CAISO","1-in-2","WORST DAY",12,"15","15",54.5]
["A5Program SpecificSubLAPSLAP_PGHB3CAISO1-in-2WORST DAY1221","A5","Program Specific","SubLAP","SLAP_PGHB",3,"CAISO","1-in-2","WORST DAY",12,"21","21",49]
["A5Program SpecificSubLAPSLAP_PGHB3PG&E1-in-2WORST DAY115","A5","Program Specific","SubLAP","SLAP_PGHB",3,"PG&E","1-in-2","WORST DAY",1,"15","15",50.375]
["A5Program SpecificSubLAPSLAP_PGHB3PG&E1-in-2WORST DAY708","A5","Program Specific","SubLAP","SLAP_PGHB",3,"PG&E","1-in-2","WORST DAY",7,"08","07",55.75]
["A5Program SpecificSubLAPSLAP_PGHB3PG&E1-in-2WORST DAY920","A5","Program Specific","SubLAP","SLAP_PGHB",3,"PG&E","1-in-2","WORST DAY",9,"20","19",62]
["A5Program SpecificSubLAPSLAP_PGKN3CAISO1-in-10WORST DAY1112","A5","Program Specific","SubLAP","SLAP_PGKN",3,"CAISO","1-in-10","WORST DAY",11,"12","12",67.723684210526315,73.640351596631504,73.640351596631504,0,0]
["A5Program SpecificSubLAPSLAP_PGKN3CAISO1-in-2WORST DAY221","A5","Program Specific","SubLAP","SLAP_PGKN",3,"CAISO","1-in-2","WORST DAY",2,"21","21",46.03125]
["A5Program SpecificSubLAPSLAP_PGKN3CAISO1-in-2WORST DAY814","A5","Program Specific","SubLAP","SLAP_PGKN",3,"CAISO","1-in-2","WORST DAY",8,"14","13",94.474999999999994]
["A5Program SpecificSubLAPSLAP_PGKN3PG&E1-in-10WORST DAY207","A5","Program Specific","SubLAP","SLAP_PGKN",3,"PG&E","1-in-10","WORST DAY",2,"07","07",43.9375]
["A5Program SpecificSubLAPSLAP_PGKN3PG&E1-in-10WORST DAY1217","A5","Program Specific","SubLAP","SLAP_PGKN",3,"PG&E","1-in-10","WORST DAY",12,"17","17",46.276315789473685,118.12058744932476,118.12058744932476,0,0]
["A5Program SpecificSubLAPSLAP_PGKN3PG&E1-in-2WORST DAY611","A5","Program Specific","SubLAP","SLAP_PGKN",3,"PG&E","1-in-2","WORST DAY",6,"11","10",88.85]
["A5Program SpecificSubLAPSLAP_PGKN3PG&E1-in-2WORST DAY1204","A5","Program Specific","SubLAP","SLAP_PGKN",3,"PG&E","1-in-2","WORST DAY",12,"04","04",34.039473684210527,42.34039899863695,42.34039899863695,0,0]
["A5Program SpecificSubLAPSLAP_PGNB3CAISO1-in-10WORST DAY1014","A5","Program Specific","SubLAP","SLAP_PGNB",3,"CAISO","1-in-10","WORST DAY",10,"14","13",85.724999999999994,216.28885536909104,216.28885536909104,0,0]
["A5Program SpecificSubLAPSLAP_PGNB3CAISO1-in-2WORST DAY110","A5","Program Specific","SubLAP","SLAP_PGNB",3,"CAISO","1-in-2","WORST DAY",1,"10","10",41.78125]
["A5Program SpecificSubLAPSLAP_PGNB3PG&E1-in-10WORST DAY218","A5","Program Specific","SubLAP","SLAP_PGNB",3,"PG&E","1-in-10","WORST DAY",2,"18","18",45.75]
["A5Program SpecificSubLAPSLAP_PGNB3PG&E1-in-10WORST DAY811","A5","Program Specific","SubLAP","SLAP_PGNB",3,"PG&E","1-in-10","WORST DAY",8,"11","10",82.160714285714292,207.14852318025771,207.14852318025771,0,0]
["A5Program SpecificSubLAPSLAP_PGNB3PG&E1-in-2WORST DAY204","A5","Program Specific","SubLAP","SLAP_PGNB",3,"PG&E","1-in-2","WORST DAY",2,"04","04",40.65625]
["A5Program SpecificSubLAPSLAP_PGNB3PG&E1-in-2WORST DAY517","A5","Program Specific","SubLAP","SLAP_PGNB",3,"PG&E","1-in-2","WORST DAY",5,"17","16",84.15,244.35739728609721,244.3642679611842,6.8711480147991702E-3,0]
["A5Program SpecificSubLAPSLAP_PGNC3CAISO1-in-10WORST DAY608","A5","Program Specific","SubLAP","SLAP_PGNC",3,"CAISO","1-in-10","WORST DAY",6,"08","07",60.03125]
["A5Program SpecificSubLAPSLAP_PGNC3CAISO1-in-10WORST DAY917","A5","Program Specific","SubLAP","SLAP_PGNC",3,"CAISO","1-in-10","WORST DAY",9,"17","16",85.78125]
["A5Program SpecificSubLAPSLAP_PGNC3CAISO1-in-2WORST DAY310","A5","Program Specific","SubLAP","SLAP_PGNC",3,"CAISO","1-in-2","WORST DAY",3,"10","09",46.5625]
["A5Program SpecificSubLAPSLAP_PGNC3PG&E1-in-10WORST DAY112","A5","Program Specific","SubLAP","SLAP_PGNC",3,"PG&E","1-in-10","WORST DAY",1,"12","12",43.1875]
["A5Program SpecificSubLAPSLAP_PGNC3PG&E1-in-10WORST DAY714","A5","Program Specific","SubLAP","SLAP_PGNC",3,"PG&E","1-in-10","WORST DAY",7,"14","13",95.6875]
["A5Program SpecificSubLAPSLAP_PGNC3PG&E1-in-2WORST DAY107","A5","Program Specific","SubLAP","SLAP_PGNC",3,"PG&E","1-in-2","WORST DAY",1,"07","07",35.3125]
["A5Program SpecificSubLAPSLAP_PGNC3PG&E1-in-2WORST DAY624","A5","Program Specific","SubLAP","SLAP_PGNC",3,"PG&E","1-in-2","WORST DAY",6,"24","23",65.84375]
["A5Program SpecificSubLAPSLAP_PGNP3CAISO1-in-10WORST DAY519","A5","Program Specific","SubLAP","SLAP_PGNP",3,"CAISO","1-in-10","WORST DAY",5,"19","18",90.297413793103445,237.56657534632188,237.5695767731502,3.0040395689678099E-3,0]
["A5Program SpecificSubLAPSLAP_PGNP3CAISO1-in-10WORST DAY1104","A5","Program Specific","SubLAP","SLAP_PGNP",3,"CAISO","1-in-10","WORST DAY",11,"04","04",50.458333333333336,37.738648603359856,37.738648603359856,0,0]
["A5Program SpecificSubLAPSLAP_PGNP3CAISO1-in-2WORST DAY914","A5","Program Specific","SubLAP","SLAP_PGNP",3,"CAISO","1-in-2","WORST DAY",9,"14","13",87.720588235294116,205.60948708478142,205.60948708478142,0,0]
["A5Program SpecificSubLAPSLAP_PGNP3PG&E1-in-10WORST DAY307","A5","Program Specific","SubLAP","SLAP_PGNP",3,"PG&E","1-in-10","WORST DAY",3,"07","06",45.961540222167969]
["A5Program SpecificSubLAPSLAP_PGNP3PG&E1-in-10WORST DAY612","A5","Program Specific","SubLAP","SLAP_PGNP",3,"PG&E","1-in-10","WORST DAY",6,"12","11",92.504166666666663,193.16797157128653,193.16797157128653,0,0]
["A5Program SpecificSubLAPSLAP_PGNP3PG&E1-in-2WORST DAY711","A5","Program Specific","SubLAP","SLAP_PGNP",3,"PG&E","1-in-2","WORST DAY",7,"11","10",87.083333333333329,196.02611288626989,196.02611288626989,0,0]
["A5Program SpecificSubLAPSLAP_PGP23CAISO1-in-10WORST DAY104","A5","Program Specific","SubLAP","SLAP_PGP2",3,"CAISO","1-in-10","WORST DAY",1,"04","04",36.453125]
["A5Program SpecificSubLAPSLAP_PGP23CAISO1-in-10WORST DAY621","A5","Program Specific","SubLAP","SLAP_PGP2",3,"CAISO","1-in-10","WORST DAY",6,"21","20",73.041666666666671,222.95605620832154,223.00052677140093,4.4469208236367908E-2,0]
["A5Program SpecificSubLAPSLAP_PGP23CAISO1-in-10WORST DAY1019","A5","Program Specific","SubLAP","SLAP_PGP2",3,"CAISO","1-in-10","WORST DAY",10,"19","18",73.37890625,294.20263395959046,294.21504763676785,1.2415527889999112E-2,0]
["A5Program SpecificSubLAPSLAP_PGP23CAISO1-in-2WORST DAY1101","A5","Program Specific","SubLAP","SLAP_PGP2",3,"CAISO","1-in-2","WORST DAY",11,"01","01",51.125,75.77149561420083,75.77149561420083,0,0]
["A5Program SpecificSubLAPSLAP_PGP23PG&E1-in-10WORST DAY210","A5","Program Specific","SubLAP","SLAP_PGP2",3,"PG&E","1-in-10","WORST DAY",2,"10","10",47.140625]
["A5Program SpecificSubLAPSLAP_PGP23PG&E1-in-10WORST DAY803","A5","Program Specific","SubLAP","SLAP_PGP2",3,"PG&E","1-in-10","WORST DAY",8,"03","02",68.068181818181813,17.115137504808832,17.115137504808832,0,0]
["A5Program SpecificSubLAPSLAP_PGP23PG&E1-in-2WORST DAY614","A5","Program Specific","SubLAP","SLAP_PGP2",3,"PG&E","1-in-2","WORST DAY",6,"14","13",83.61363636363636,245.3700270589554,245.3700270589554,0,0]
["A5Program SpecificSubLAPSLAP_PGP23PG&E1-in-2WORST DAY1207","A5","Program Specific","SubLAP","SLAP_PGP2",3,"PG&E","1-in-2","WORST DAY",12,"07","07",38.14453125,116.51401006709784,116.51401006709784,0,0]
["A5Program SpecificSubLAPSLAP_PGSB3CAISO1-in-10WORST DAY524","A5","Program Specific","SubLAP","SLAP_PGSB",3,"CAISO","1-in-10","WORST DAY",5,"24","23",66.915000000000006,212.11212885975837,212.11212885975837,0,0]
["A5Program SpecificSubLAPSLAP_PGSB3CAISO1-in-2WORST DAY410","A5","Program Specific","SubLAP","SLAP_PGSB",3,"CAISO","1-in-2","WORST DAY",4,"10","09",64.875,297.84099876589892,297.84099876589892,0,0]
["A5Program SpecificSubLAPSLAP_PGSB3CAISO1-in-2WORST DAY1021","A5","Program Specific","SubLAP","SLAP_PGSB",3,"CAISO","1-in-2","WORST DAY",10,"21","20",71.290178571428569,305.83189878080572,305.55790316313505,-0.27399681792381408,0]
["A5Program SpecificSubLAPSLAP_PGSB3PG&E1-in-10WORST DAY321","A5","Program Specific","SubLAP","SLAP_PGSB",3,"PG&E","1-in-10","WORST DAY",3,"21","20",52]
["A5Program SpecificSubLAPSLAP_PGSB3PG&E1-in-2WORST DAY207","A5","Program Specific","SubLAP","SLAP_PGSB",3,"PG&E","1-in-2","WORST DAY",2,"07","07",43.464286804199219]
["A5Program SpecificSubLAPSLAP_PGSB3PG&E1-in-2WORST DAY724","A5","Program Specific","SubLAP","SLAP_PGSB",3,"PG&E","1-in-2","WORST DAY",7,"24","23",67.650000000000006,201.76769503235818,201.76769503235818,0,0]
["A5Program SpecificSubLAPSLAP_PGSB3PG&E1-in-2WORST DAY1114","A5","Program Specific","SubLAP","SLAP_PGSB",3,"PG&E","1-in-2","WORST DAY",11,"14","14",61.799107142857146,262.90710058914766,262.90710058914766,0,0]
["A5Program SpecificSubLAPSLAP_PGSF3CAISO1-in-10WORST DAY1204","A5","Program Specific","SubLAP","SLAP_PGSF",3,"CAISO","1-in-10","WORST DAY",12,"04","04",41.5625,67.87993623316288,67.87993623316288,0,0]
["A5Program SpecificSubLAPSLAP_PGSF3CAISO1-in-2WORST DAY521","A5","Program Specific","SubLAP","SLAP_PGSF",3,"CAISO","1-in-2","WORST DAY",5,"21","20",55.375]
["A5Program SpecificSubLAPSLAP_PGSF3CAISO1-in-2WORST DAY906","A5","Program Specific","SubLAP","SLAP_PGSF",3,"CAISO","1-in-2","WORST DAY",9,"06","05",57.333333333333336,140.05218209723631,140.05218209723631,0,0]
["A5Program SpecificSubLAPSLAP_PGSF3PG&E1-in-10WORST DAY321","A5","Program Specific","SubLAP","SLAP_PGSF",3,"PG&E","1-in-10","WORST DAY",3,"21","20",50.4375]
["A5Program SpecificSubLAPSLAP_PGSF3PG&E1-in-2WORST DAY318","A5","Program Specific","SubLAP","SLAP_PGSF",3,"PG&E","1-in-2","WORST DAY",3,"18","17",50.875]
["A5Program SpecificSubLAPSLAP_PGSF3PG&E1-in-2WORST DAY703","A5","Program Specific","SubLAP","SLAP_PGSF",3,"PG&E","1-in-2","WORST DAY",7,"03","02",55.25,85.586161955197653,85.586161955197653,0,0]
["A5Program SpecificSubLAPSLAP_PGSF3PG&E1-in-2WORST DAY1220","A5","Program Specific","SubLAP","SLAP_PGSF",3,"PG&E","1-in-2","WORST DAY",12,"20","20",49.5625,378.47309140861034,378.47309140861034,0,0]
["A5Program SpecificSubLAPSLAP_PGSI3CAISO1-in-10WORST DAY804","A5","Program Specific","SubLAP","SLAP_PGSI",3,"CAISO","1-in-10","WORST DAY",8,"04","03",71.933333333333337,117.91633084267377,117.91633084267377,0,0]
["A5Program SpecificSubLAPSLAP_PGSI3CAISO1-in-2WORST DAY424","A5","Program Specific","SubLAP","SLAP_PGSI",3,"CAISO","1-in-2","WORST DAY",4,"24","23",59.4140625,64.349995374679565,64.349995374679565,0,0]
["A5Program SpecificSubLAPSLAP_PGSI3CAISO1-in-2WORST DAY1017","A5","Program Specific","SubLAP","SLAP_PGSI",3,"CAISO","1-in-2","WORST DAY",10,"17","16",86.069444444444443,265.87141119109259,264.58778747502299,-1.2836221440496065,0]
["A5Program SpecificSubLAPSLAP_PGSI3PG&E1-in-10WORST DAY903","A5","Program Specific","SubLAP","SLAP_PGSI",3,"PG&E","1-in-10","WORST DAY",9,"03","02",68.564516129032256,113.05124278126225,113.05124278126225,0,0]
["A5Program SpecificSubLAPSLAP_PGSI3PG&E1-in-2WORST DAY323","A5","Program Specific","SubLAP","SLAP_PGSI",3,"PG&E","1-in-2","WORST DAY",3,"23","22",46.204544067382813]
["A5Program SpecificSubLAPSLAP_PGSI3PG&E1-in-2WORST DAY814","A5","Program Specific","SubLAP","SLAP_PGSI",3,"PG&E","1-in-2","WORST DAY",8,"14","13",95.24166666666666,277.53260501821836,277.53260501821836,0,0]
["A5Program SpecificSubLAPSLAP_PGST3CAISO1-in-10WORST DAY624","A5","Program Specific","SubLAP","SLAP_PGST",3,"CAISO","1-in-10","WORST DAY",6,"24","23",77.4375]
["A5Program SpecificSubLAPSLAP_PGST3CAISO1-in-10WORST DAY1217","A5","Program Specific","SubLAP","SLAP_PGST",3,"CAISO","1-in-10","WORST DAY",12,"17","17",47.546296296296298,96.743932723999023,96.743932723999023,0,0]
["A5Program SpecificSubLAPSLAP_PGST3CAISO1-in-2WORST DAY806","A5","Program Specific","SubLAP","SLAP_PGST",3,"CAISO","1-in-2","WORST DAY",8,"06","05",67.474999999999994,47.505242911577227,47.505242911577227,0,0]
["A5Program SpecificSubLAPSLAP_PGST3PG&E1-in-10WORST DAY421","A5","Program Specific","SubLAP","SLAP_PGST",3,"PG&E","1-in-10","WORST DAY",4,"21","20",78.545454545454547]
["A5Program SpecificSubLAPSLAP_PGST3PG&E1-in-10WORST DAY1014","A5","Program Specific","SubLAP","SLAP_PGST",3,"PG&E","1-in-10","WORST DAY",10,"14","13",92.472222222222229,101.13206866935447,101.13206866935447,0,0]
["A5Program SpecificSubLAPSLAP_PGST3PG&E1-in-2WORST DAY123","A5","Program Specific","SubLAP","SLAP_PGST",3,"PG&E","1-in-2","WORST DAY",1,"23","23",39.232143402099609]
["A5Program SpecificSubLAPSLAP_PGST3PG&E1-in-2WORST DAY823","A5","Program Specific","SubLAP","SLAP_PGST",3,"PG&E","1-in-2","WORST DAY",8,"23","22",83.2,104.62900146484375,104.62900146484375,0,0]
["A5Program SpecificSubLAPSLAP_PGZP3CAISO1-in-10WORST DAY811","A5","Program Specific","SubLAP","SLAP_PGZP",3,"CAISO","1-in-10","WORST DAY",8,"11","10",83.657051282051285,242.87144656823233,242.87144656823233,0,0]
["A5Program SpecificSubLAPSLAP_PGZP3CAISO1-in-10WORST DAY1120","A5","Program Specific","SubLAP","SLAP_PGZP",3,"CAISO","1-in-10","WORST DAY",11,"20","20",60.171875,147.34899226203561,147.34899226203561,0,0]
["A5Program SpecificSubLAPSLAP_PGZP3CAISO1-in-2WORST DAY513","A5","Program Specific","SubLAP","SLAP_PGZP",3,"CAISO","1-in-2","WORST DAY",5,"13","12",80.6640625,215.91596985608339,215.91596985608339,0,0]
["A5Program SpecificSubLAPSLAP_PGZP3PG&E1-in-10WORST DAY106","A5","Program Specific","SubLAP","SLAP_PGZP",3,"PG&E","1-in-10","WORST DAY",1,"06","06",34.662498474121094]
["A5Program SpecificSubLAPSLAP_PGZP3PG&E1-in-10WORST DAY917","A5","Program Specific","SubLAP","SLAP_PGZP",3,"PG&E","1-in-10","WORST DAY",9,"17","16",87.474358974358978,218.98251941570868,217.9354579708515,-1.0470601078217301,0]
["A5Program SpecificSubLAPSLAP_PGZP3PG&E1-in-2WORST DAY310","A5","Program Specific","SubLAP","SLAP_PGZP",3,"PG&E","1-in-2","WORST DAY",3,"10","09",50.625]
["All groupsPortfolioAllAll5CAISO1-in-10WORST DAY120","All groups","Portfolio","All","All",5,"CAISO","1-in-10","WORST DAY",1,"20","20",41.902879557945745,22.215740508500129,22.215740508500129,0,0]
["All groupsPortfolioAllAll5CAISO1-in-10WORST DAY901","All groups","Portfolio","All","All",5,"CAISO","1-in-10","WORST DAY",9,"01","24",71.312652361604876,32.993606654771426,32.993606654771426,0,0]
["All groupsPortfolioAllAll5CAISO1-in-2WORST DAY524","All groups","Portfolio","All","All",5,"CAISO","1-in-2","WORST DAY",5,"24","23",69.346933614042769,29.904002698829043,29.904002698829043,0,0]
["All groupsPortfolioAllAll5CAISO1-in-2WORST DAY1117","All groups","Portfolio","All","All",5,"CAISO","1-in-2","WORST DAY",11,"17","17",67.12489335541504,29.143969757666,29.143969757666,0,0]
["All groupsPortfolioAllAll5PG&E1-in-10WORST DAY510","All groups","Portfolio","All","All",5,"PG&E","1-in-10","WORST DAY",5,"10","09",82.61782277027396,35.5789200140376,35.5789200140376,0,0]
["All groupsPortfolioAllAll5PG&E1-in-2WORST DAY108","All groups","Portfolio","All","All",5,"PG&E","1-in-2","WORST DAY",1,"08","08",36.920993144613206,23.433147477136309,23.433147477136309,0,0]
["All groupsPortfolioAllAll5PG&E1-in-2WORST DAY914","All groups","Portfolio","All","All",5,"PG&E","1-in-2","WORST DAY",9,"14","13",92.577171152869482,39.729827886775375,39.729827886775375,0,0]
["All groupsPortfolioLCAGreater Bay Area5CAISO1-in-10WORST DAY307","All groups","Portfolio","LCA","Greater Bay Area",5,"CAISO","1-in-10","WORST DAY",3,"07","06",52.668331114070128,98.798822302700302,98.798822302700302,0,0]
["All groupsPortfolioLCAGreater Bay Area5CAISO1-in-10WORST DAY616","All groups","Portfolio","LCA","Greater Bay Area",5,"CAISO","1-in-10","WORST DAY",6,"16","15",84.012177512514441,157.92493367842357,157.92493367842357,0,0]
["All groupsPortfolioLCAGreater Bay Area5CAISO1-in-2WORST DAY710","All groups","Portfolio","LCA","Greater Bay Area",5,"CAISO","1-in-2","WORST DAY",7,"10","09",67.937406646751313,133.79802920466082,133.79802920466082,0,0]
["All groupsPortfolioLCAGreater Bay Area5CAISO1-in-2WORST DAY903","All groups","Portfolio","LCA","Greater Bay Area",5,"CAISO","1-in-2","WORST DAY",9,"03","02",61.869745279657998,84.906577822172665,84.906577822172665,0,0]
["All groupsPortfolioLCAGreater Bay Area5PG&E1-in-10WORST DAY413","All groups","Portfolio","LCA","Greater Bay Area",5,"PG&E","1-in-10","WORST DAY",4,"13","12",83.810512552301262,155.95006877541792,155.95006877541792,0,0]
["All groupsPortfolioLCAGreater Bay Area5PG&E1-in-10WORST DAY1006","All groups","Portfolio","LCA","Greater Bay Area",5,"PG&E","1-in-10","WORST DAY",10,"06","05",63.222265897973443,94.150071547802071,94.150071547802071,0,0]
["All groupsPortfolioLCAGreater Bay Area5PG&E1-in-2WORST DAY816","All groups","Portfolio","LCA","Greater Bay Area",5,"PG&E","1-in-2","WORST DAY",8,"16","15",84.454263848396508,152.50018603608837,152.50018603608837,0,0]
["All groupsPortfolioLCAGreater Fresno Area5CAISO1-in-10WORST DAY422","All groups","Portfolio","LCA","Greater Fresno Area",5,"CAISO","1-in-10","WORST DAY",4,"22","21",81.963994565217391,26.925436855041216,26.925436855041216,0,0]
["All groupsPortfolioLCAGreater Fresno Area5CAISO1-in-10WORST DAY1220","All groups","Portfolio","LCA","Greater Fresno Area",5,"CAISO","1-in-10","WORST DAY",12,"20","20",43.02909947762889,14.941961339298173,14.941961339298173,0,0]
["All groupsPortfolioLCAGreater Fresno Area5CAISO1-in-2WORST DAY613","All groups","Portfolio","LCA","Greater Fresno Area",5,"CAISO","1-in-2","WORST DAY",6,"13","12",94.682014943074009,22.2391134559882,22.2391134559882,0,0]
["All groupsPortfolioLCAGreater Fresno Area5CAISO1-in-2WORST DAY1206","All groups","Portfolio","LCA","Greater Fresno Area",5,"CAISO","1-in-2","WORST DAY",12,"06","06",43.876845332727683,13.699229849838762,13.699229849838762,0,0]
["All groupsPortfolioLCAGreater Fresno Area5PG&E1-in-10WORST DAY905","All groups","Portfolio","LCA","Greater Fresno Area",5,"PG&E","1-in-10","WORST DAY",9,"05","04",72.020785812043798,27.359207170532784,27.359207170532784,0,0]
["All groupsPortfolioLCAGreater Fresno Area5PG&E1-in-2WORST DAY410","All groups","Portfolio","LCA","Greater Fresno Area",5,"PG&E","1-in-2","WORST DAY",4,"10","09",73.336633022774322,17.664766869683195,17.664766869683195,0,0]
["All groupsPortfolioLCAGreater Fresno Area5PG&E1-in-2WORST DAY1003","All groups","Portfolio","LCA","Greater Fresno Area",5,"PG&E","1-in-2","WORST DAY",10,"03","02",66.448245514421984,22.626804477216005,22.626804477216005,0,0]
["All groupsPortfolioLCAHumboldt5CAISO1-in-10WORST DAY112","All groups","Portfolio","LCA","Humboldt",5,"CAISO","1-in-10","WORST DAY",1,"12","12",44.385416666666664,55.599638255437213,55.599638255437213,0,0]
["All groupsPortfolioLCAHumboldt5CAISO1-in-10WORST DAY922","All groups","Portfolio","LCA","Humboldt",5,"CAISO","1-in-10","WORST DAY",9,"22","21",59.694444444444443,49.625564270549347,49.625564270549347,0,0]
["All groupsPortfolioLCAHumboldt5CAISO1-in-2WORST DAY516","All groups","Portfolio","LCA","Humboldt",5,"CAISO","1-in-2","WORST DAY",5,"16","15",65.194444444444443,52.475520398881699,52.475520398881699,0,0]
["All groupsPortfolioLCAHumboldt5CAISO1-in-2WORST DAY1109","All groups","Portfolio","LCA","Humboldt",5,"CAISO","1-in-2","WORST DAY",11,"09","09",47.930769230769229,58.26291376581559,58.26291376581559,0,0]
["All groupsPortfolioLCAHumboldt5PG&E1-in-10WORST DAY1203","All groups","Portfolio","LCA","Humboldt",5,"PG&E","1-in-10","WORST DAY",12,"03","03",33.080769230769228,39.3845538524481,39.3845538524481,0,0]
["All groupsPortfolioLCAHumboldt5PG&E1-in-2WORST DAY205","All groups","Portfolio","LCA","Humboldt",5,"PG&E","1-in-2","WORST DAY",2,"05","05",40.731250000000003,40.324087238311769,40.324087238311769,0,0]
["All groupsPortfolioLCAHumboldt5PG&E1-in-2WORST DAY906","All groups","Portfolio","LCA","Humboldt",5,"PG&E","1-in-2","WORST DAY",9,"06","05",53.527777777777779,48.173447093793321,48.173447093793321,0,0]
["All groupsPortfolioLCAKern5CAISO1-in-10WORST DAY223","All groups","Portfolio","LCA","Kern",5,"CAISO","1-in-10","WORST DAY",2,"23","23",46,18.2764390906014,18.2764390906014,0,0]
["All groupsPortfolioLCAKern5CAISO1-in-2WORST DAY109","All groups","Portfolio","LCA","Kern",5,"CAISO","1-in-2","WORST DAY",1,"09","09",41.5,18.29348400704243,18.29348400704243,0,0]
["All groupsPortfolioLCAKern5CAISO1-in-2WORST DAY924","All groups","Portfolio","LCA","Kern",5,"CAISO","1-in-2","WORST DAY",9,"24","23",82.464681952662716,35.621690112458175,35.621690112458175,0,0]
["All groupsPortfolioLCAKern5PG&E1-in-10WORST DAY513","All groups","Portfolio","LCA","Kern",5,"PG&E","1-in-10","WORST DAY",5,"13","12",99.451996927803378,38.378044806684031,38.378044806684031,0,0]
["All groupsPortfolioLCAKern5PG&E1-in-10WORST DAY1106","All groups","Portfolio","LCA","Kern",5,"PG&E","1-in-10","WORST DAY",11,"06","06",44.625540345821328,20.371371866646694,20.371371866646694,0,0]
["All groupsPortfolioLCAKern5PG&E1-in-2WORST DAY423","All groups","Portfolio","LCA","Kern",5,"PG&E","1-in-2","WORST DAY",4,"23","22",74.347877358490564,29.167092569219243,29.167092569219243,0,0]
["All groupsPortfolioLCANorth Coast and North Bay5CAISO1-in-10WORST DAY116","All groups","Portfolio","LCA","North Coast and North Bay",5,"CAISO","1-in-10","WORST DAY",1,"16","16",48.875]
["All groupsPortfolioLCANorth Coast and North Bay5CAISO1-in-10WORST DAY502","All groups","Portfolio","LCA","North Coast and North Bay",5,"CAISO","1-in-10","WORST DAY",5,"02","01",69.125]
["All groupsPortfolioLCANorth Coast and North Bay5CAISO1-in-10WORST DAY618","All groups","Portfolio","LCA","North Coast and North Bay",5,"CAISO","1-in-10","WORST DAY",6,"18","17",99.25]
["All groupsPortfolioLCANorth Coast and North Bay5CAISO1-in-2WORST DAY103","All groups","Portfolio","LCA","North Coast and North Bay",5,"CAISO","1-in-2","WORST DAY",1,"03","03",39.75]
["All groupsPortfolioLCANorth Coast and North Bay5CAISO1-in-2WORST DAY124","All groups","Portfolio","LCA","North Coast and North Bay",5,"CAISO","1-in-2","WORST DAY",1,"24","24",43.165531335149865,15.722904359937038,15.722904359937038,0,0]
["All groupsPortfolioLCANorth Coast and North Bay5CAISO1-in-2WORST DAY517","All groups","Portfolio","LCA","North Coast and North Bay",5,"CAISO","1-in-2","WORST DAY",5,"17","16",91.75]
["All groupsPortfolioLCANorth Coast and North Bay5CAISO1-in-2WORST DAY813","All groups","Portfolio","LCA","North Coast and North Bay",5,"CAISO","1-in-2","WORST DAY",8,"13","12",87.125]
["All groupsPortfolioLCANorth Coast and North Bay5PG&E1-in-10WORST DAY222","All groups","Portfolio","LCA","North Coast and North Bay",5,"PG&E","1-in-10","WORST DAY",2,"22","22",40.195408163265306,16.364310924374326,16.364310924374326,0,0]
["All groupsPortfolioLCANorth Coast and North Bay5PG&E1-in-10WORST DAY404","All groups","Portfolio","LCA","North Coast and North Bay",5,"PG&E","1-in-10","WORST DAY",4,"04","03",65.375]
["All groupsPortfolioLCANorth Coast and North Bay5PG&E1-in-10WORST DAY712","All groups","Portfolio","LCA","North Coast and North Bay",5,"PG&E","1-in-10","WORST DAY",7,"12","11",89.793077388149939,37.457272832526264,37.457272832526264,0,0]
["All groupsPortfolioLCANorth Coast and North Bay5PG&E1-in-10WORST DAY1217","All groups","Portfolio","LCA","North Coast and North Bay",5,"PG&E","1-in-10","WORST DAY",12,"17","17",47.34349593495935,30.37590211221427,30.37590211221427,0,0]
["All groupsPortfolioLCANorth Coast and North Bay5PG&E1-in-2WORST DAY313","All groups","Portfolio","LCA","North Coast and North Bay",5,"PG&E","1-in-2","WORST DAY",3,"13","12",54.25]
["All groupsPortfolioLCANorth Coast and North Bay5PG&E1-in-2WORST DAY801","All groups","Portfolio","LCA","North Coast and North Bay",5,"PG&E","1-in-2","WORST DAY",8,"01","24",62.268902439024387,28.310769739856081,28.310769739856081,0,0]
["All groupsPortfolioLCANorth Coast and North Bay5PG&E1-in-2WORST DAY1115","All groups","Portfolio","LCA","North Coast and North Bay",5,"PG&E","1-in-2","WORST DAY",11,"15","15",61.531649245063882,30.443527561412317,30.443527561412317,0,0]
["All groupsPortfolioLCAOther5CAISO1-in-10WORST DAY323","All groups","Portfolio","LCA","Other",5,"CAISO","1-in-10","WORST DAY",3,"23","22",59.522755872483224,29.577699455026313,29.577699455026313,0,0]
["All groupsPortfolioLCAOther5CAISO1-in-10WORST DAY916","All groups","Portfolio","LCA","Other",5,"CAISO","1-in-10","WORST DAY",9,"16","15",97.260928043039684,40.684153253790029,40.684153253790029,0,0]
["All groupsPortfolioLCAOther5CAISO1-in-2WORST DAY709","All groups","Portfolio","LCA","Other",5,"CAISO","1-in-2","WORST DAY",7,"09","08",82.516955139526672,44.1206760896006,44.1206760896006,0,0]
["All groupsPortfolioLCAOther5PG&E1-in-10WORST DAY120","All groups","Portfolio","LCA","Other",5,"PG&E","1-in-10","WORST DAY",1,"20","20",42.45389995760916,27.526937221333657,27.526937221333657,0,0]
["All groupsPortfolioLCAOther5PG&E1-in-10WORST DAY505","All groups","Portfolio","LCA","Other",5,"PG&E","1-in-10","WORST DAY",5,"05","04",70.429873369148126,38.762673845679046,38.762673845679046,0,0]
["All groupsPortfolioLCAOther5PG&E1-in-2WORST DAY523","All groups","Portfolio","LCA","Other",5,"PG&E","1-in-2","WORST DAY",5,"23","22",78.750239831158865,41.545939363990939,41.545939363990939,0,0]
["All groupsPortfolioLCAOther5PG&E1-in-2WORST DAY802","All groups","Portfolio","LCA","Other",5,"PG&E","1-in-2","WORST DAY",8,"02","01",77.181627229080931,44.09521415182715,44.09521415182715,0,0]
["All groupsPortfolioLCASierra5CAISO1-in-10WORST DAY302","All groups","Portfolio","LCA","Sierra",5,"CAISO","1-in-10","WORST DAY",3,"02","01",51.088980263157893,6.7363914590132863,6.7363914590132863,0,0]
["All groupsPortfolioLCASierra5CAISO1-in-10WORST DAY819","All groups","Portfolio","LCA","Sierra",5,"CAISO","1-in-10","WORST DAY",8,"19","18",101.02218225419664,36.785523746546794,36.371371517400092,-0.41415188655279661,4.4298394641373307E-6]
["All groupsPortfolioLCASierra5CAISO1-in-2WORST DAY705","All groups","Portfolio","LCA","Sierra",5,"CAISO","1-in-2","WORST DAY",7,"05","04",70.152141133896265,22.308089807899208,22.308089807899208,0,0]
["All groupsPortfolioLCASierra5CAISO1-in-2WORST DAY1209","All groups","Portfolio","LCA","Sierra",5,"CAISO","1-in-2","WORST DAY",12,"09","09",42.094107551487411,24.251753795303795,24.251753795303795,0,0]
["All groupsPortfolioLCASierra5PG&E1-in-10WORST DAY616","All groups","Portfolio","LCA","Sierra",5,"PG&E","1-in-10","WORST DAY",6,"16","15",100.55461165048544,33.66983065533551,33.66983065533551,0,0]
["All groupsPortfolioLCASierra5PG&E1-in-2WORST DAY502","All groups","Portfolio","LCA","Sierra",5,"PG&E","1-in-2","WORST DAY",5,"02","01",65.3125,12.148555899269974,12.148555899269974,0,0]
["All groupsPortfolioLCASierra5PG&E1-in-2WORST DAY1019","All groups","Portfolio","LCA","Sierra",5,"PG&E","1-in-2","WORST DAY",10,"19","18",77.421052631578945,31.26355695162497,30.904142108573247,-0.35941434910654185,3.5180082704755478E-6]
["All groupsPortfolioLCAStockton5CAISO1-in-10WORST DAY804","All groups","Portfolio","LCA","Stockton",5,"CAISO","1-in-10","WORST DAY",8,"04","03",77.960533707865167,57.192642096597496,57.192642096597496,0,0]
["All groupsPortfolioLCAStockton5CAISO1-in-2WORST DAY223","All groups","Portfolio","LCA","Stockton",5,"CAISO","1-in-2","WORST DAY",2,"23","23",46.268238993710689,40.990176026007667,40.990176026007667,0,0]
["All groupsPortfolioLCAStockton5CAISO1-in-2WORST DAY816","All groups","Portfolio","LCA","Stockton",5,"CAISO","1-in-2","WORST DAY",8,"16","15",94.749719101123588,64.914330083475022,64.914330083475022,0,0]
["All groupsPortfolioLCAStockton5CAISO1-in-2WORST DAY1201","All groups","Portfolio","LCA","Stockton",5,"CAISO","1-in-2","WORST DAY",12,"01","01",47.961893459915615,49.851294141148813,49.851294141148813,0,0]
["All groupsPortfolioLCAStockton5PG&E1-in-10WORST DAY1211","All groups","Portfolio","LCA","Stockton",5,"PG&E","1-in-10","WORST DAY",12,"11","11",40.683280590717303,58.854230081914032,58.854230081914032,0,0]
["All groupsPortfolioLCAStockton5PG&E1-in-2WORST DAY613","All groups","Portfolio","LCA","Stockton",5,"PG&E","1-in-2","WORST DAY",6,"13","12",94.61933797909407,70.850081006936847,70.850081006936847,0,0]
["All groupsPortfolioLCAStockton5PG&E1-in-2WORST DAY922","All groups","Portfolio","LCA","Stockton",5,"PG&E","1-in-2","WORST DAY",9,"22","21",81.987150837988821,62.617504650071346,62.617504650071346,0,0]
["All groupsPortfolioLCAnon-LCA5CAISO1-in-10WORST DAY1016","All groups","Portfolio","LCA","non-LCA",5,"CAISO","1-in-10","WORST DAY",10,"16","15",85.263020833333329,51.654193361600242,51.654193361600242,0,0]
["All groupsPortfolioLCAnon-LCA5CAISO1-in-2WORST DAY418","All groups","Portfolio","LCA","non-LCA",5,"CAISO","1-in-2","WORST DAY",4,"18","17",73.150000000000006,42.031283226013187,42.031283226013187,0,0]
["All groupsPortfolioLCAnon-LCA5CAISO1-in-2WORST DAY719","All groups","Portfolio","LCA","non-LCA",5,"CAISO","1-in-2","WORST DAY",7,"19","18",86.348837209302332,35.311215442280435,34.941769957542419,-0.36944538428925561,5.7627959176898003E-4]
["All groupsPortfolioLCAnon-LCA5PG&E1-in-10WORST DAY112","All groups","Portfolio","LCA","non-LCA",5,"PG&E","1-in-10","WORST DAY",1,"12","12",49.765625,42.083005170027413,42.083005170027413,0,0]
["All groupsPortfolioLCAnon-LCA5PG&E1-in-10WORST DAY1122","All groups","Portfolio","LCA","non-LCA",5,"PG&E","1-in-10","WORST DAY",11,"22","22",50.302083333333336,45.61522919933001,45.61522919933001,0,0]
["All groupsPortfolioLCAnon-LCA5PG&E1-in-2WORST DAY511","All groups","Portfolio","LCA","non-LCA",5,"PG&E","1-in-2","WORST DAY",5,"11","10",76.094512195121951,32.790960454359286,32.790960454359286,0,0]
["All groupsPortfolioLCAnon-LCA5PG&E1-in-2WORST DAY1109","All groups","Portfolio","LCA","non-LCA",5,"PG&E","1-in-2","WORST DAY",11,"09","09",48.729166666666664,53.589945059890546,53.589945059890546,0,0]
["All groupsPortfolioSubLAPSLAP_PGCC5CAISO1-in-10WORST DAY919","All groups","Portfolio","SubLAP","SLAP_PGCC",5,"CAISO","1-in-10","WORST DAY",9,"19","18",71.754661016949157,52.763190101971063,52.256974889363271,-0.5062140584382101,2.3322292690863833E-5]
["All groupsPortfolioSubLAPSLAP_PGCC5CAISO1-in-2WORST DAY312","All groups","Portfolio","SubLAP","SLAP_PGCC",5,"CAISO","1-in-2","WORST DAY",3,"12","11",55.771739130434781,8.7683313911699727,8.7683313911699727,0,0]
["All groupsPortfolioSubLAPSLAP_PGCC5CAISO1-in-2WORST DAY918","All groups","Portfolio","SubLAP","SLAP_PGCC",5,"CAISO","1-in-2","WORST DAY",9,"18","17",74.712288135593226,51.997286951743952,51.50310714446892,-0.49417942580327029,2.3493921617045999E-5]
["All groupsPortfolioSubLAPSLAP_PGCC5PG&E1-in-10WORST DAY716","All groups","Portfolio","SubLAP","SLAP_PGCC",5,"PG&E","1-in-10","WORST DAY",7,"16","15",74.600792253521121,45.05637996685757,45.05637996685757,0,0]
["All groupsPortfolioSubLAPSLAP_PGCC5PG&E1-in-2WORST DAY109","All groups","Portfolio","SubLAP","SLAP_PGCC",5,"PG&E","1-in-2","WORST DAY",1,"09","09",39.882857142857141,25.746053560291017,25.746053560291017,0,0]
["All groupsPortfolioSubLAPSLAP_PGCC5PG&E1-in-2WORST DAY418","All groups","Portfolio","SubLAP","SLAP_PGCC",5,"PG&E","1-in-2","WORST DAY",4,"18","17",69.305693069306926,32.229824095226753,32.229824095226753,0,0]
["All groupsPortfolioSubLAPSLAP_PGEB5CAISO1-in-10WORST DAY512","All groups","Portfolio","SubLAP","SLAP_PGEB",5,"CAISO","1-in-10","WORST DAY",5,"12","11",81.546318575553414,16.422356144999288,16.422356144999288,0,0]
["All groupsPortfolioSubLAPSLAP_PGEB5CAISO1-in-10WORST DAY901","All groups","Portfolio","SubLAP","SLAP_PGEB",5,"CAISO","1-in-10","WORST DAY",9,"01","24",67.261276595744675,-6.228733477706605,-6.228733477706605,0,0]
["All groupsPortfolioSubLAPSLAP_PGEB5CAISO1-in-2WORST DAY215","All groups","Portfolio","SubLAP","SLAP_PGEB",5,"CAISO","1-in-2","WORST DAY",2,"15","15",49.62393730074389,8.9500025577930291,8.9500025577930291,0,0]
["All groupsPortfolioSubLAPSLAP_PGEB5PG&E1-in-10WORST DAY309","All groups","Portfolio","SubLAP","SLAP_PGEB",5,"PG&E","1-in-10","WORST DAY",3,"09","08",49.054751016260163,-0.50674552221465907,-0.50674552221465907,0,0]
["All groupsPortfolioSubLAPSLAP_PGEB5PG&E1-in-10WORST DAY618","All groups","Portfolio","SubLAP","SLAP_PGEB",5,"PG&E","1-in-10","WORST DAY",6,"18","17",98.312217194570138,35.337860030043721,33.079482171640677,-2.258376866158041,3.161676204399555E-6]
["All groupsPortfolioSubLAPSLAP_PGEB5PG&E1-in-2WORST DAY108","All groups","Portfolio","SubLAP","SLAP_PGEB",5,"PG&E","1-in-2","WORST DAY",1,"08","08",35.618329775880468,-3.835857890204406,-3.835857890204406,0,0]
["All groupsPortfolioSubLAPSLAP_PGEB5PG&E1-in-2WORST DAY605","All groups","Portfolio","SubLAP","SLAP_PGEB",5,"PG&E","1-in-2","WORST DAY",6,"05","04",65.839932126696837,-11.725258695000438,-11.725258695000438,0,0]
["All groupsPortfolioSubLAPSLAP_PGF15CAISO1-in-10WORST DAY415","All groups","Portfolio","SubLAP","SLAP_PGF1",5,"CAISO","1-in-10","WORST DAY",4,"15","14",93.252939704778584,17.733006358772986,17.733006358772986,0,0]
["All groupsPortfolioSubLAPSLAP_PGF15CAISO1-in-10WORST DAY1008","All groups","Portfolio","SubLAP","SLAP_PGF1",5,"CAISO","1-in-10","WORST DAY",10,"08","07",68.69213464874241,26.976418527051585,26.976418527051585,0,0]
["All groupsPortfolioSubLAPSLAP_PGF15CAISO1-in-2WORST DAY515","All groups","Portfolio","SubLAP","SLAP_PGF1",5,"CAISO","1-in-2","WORST DAY",5,"15","14",93.346693448702098,19.428436237507313,19.428436237507313,0,0]
["All groupsPortfolioSubLAPSLAP_PGF15PG&E1-in-10WORST DAY212","All groups","Portfolio","SubLAP","SLAP_PGF1",5,"PG&E","1-in-10","WORST DAY",2,"12","12",48.948438359933959,5.6251414407395242,5.6251414407395242,0,0]
["All groupsPortfolioSubLAPSLAP_PGF15PG&E1-in-10WORST DAY805","All groups","Portfolio","SubLAP","SLAP_PGF1",5,"PG&E","1-in-10","WORST DAY",8,"05","04",79.503228984238177,31.265318386439372,31.265318386439372,0,0]
["All groupsPortfolioSubLAPSLAP_PGF15PG&E1-in-2WORST DAY615","All groups","Portfolio","SubLAP","SLAP_PGF1",5,"PG&E","1-in-2","WORST DAY",6,"15","14",102.50965689615997,24.021560519588345,24.021560519588345,0,0]
["All groupsPortfolioSubLAPSLAP_PGFG5CAISO1-in-10WORST DAY110","All groups","Portfolio","SubLAP","SLAP_PGFG",5,"CAISO","1-in-10","WORST DAY",1,"10","10",39.446368243243242,15.818594707081699,15.818594707081699,0,0]
["All groupsPortfolioSubLAPSLAP_PGFG5CAISO1-in-10WORST DAY602","All groups","Portfolio","SubLAP","SLAP_PGFG",5,"CAISO","1-in-10","WORST DAY",6,"02","01",63.370676100628934,21.782134333965164,21.782134333965164,0,0]
["All groupsPortfolioSubLAPSLAP_PGFG5CAISO1-in-10WORST DAY911","All groups","Portfolio","SubLAP","SLAP_PGFG",5,"CAISO","1-in-10","WORST DAY",9,"11","10",75.230069659442719,25.533648267918881,25.533648267918881,0,0]
["All groupsPortfolioSubLAPSLAP_PGFG5CAISO1-in-2WORST DAY1005","All groups","Portfolio","SubLAP","SLAP_PGFG",5,"CAISO","1-in-2","WORST DAY",10,"05","04",54.77907854984894,22.22164445098073,22.22164445098073,0,0]
["All groupsPortfolioSubLAPSLAP_PGFG5PG&E1-in-10WORST DAY517","All groups","Portfolio","SubLAP","SLAP_PGFG",5,"PG&E","1-in-10","WORST DAY",5,"17","16",81.892248376623371,17.260721461653905,17.260721461653905,0,0]
["All groupsPortfolioSubLAPSLAP_PGFG5PG&E1-in-10WORST DAY708","All groups","Portfolio","SubLAP","SLAP_PGFG",5,"PG&E","1-in-10","WORST DAY",7,"08","07",66.100661993769464,25.837375969901636,25.837375969901636,0,0]
["All groupsPortfolioSubLAPSLAP_PGFG5PG&E1-in-2WORST DAY802","All groups","Portfolio","SubLAP","SLAP_PGFG",5,"PG&E","1-in-2","WORST DAY",8,"02","01",62.353032659409017,23.294557669114546,23.294557669114546,0,0]
["All groupsPortfolioSubLAPSLAP_PGFG5PG&E1-in-2WORST DAY1111","All groups","Portfolio","SubLAP","SLAP_PGFG",5,"PG&E","1-in-2","WORST DAY",11,"11","11",55.202983383685797,23.307457072136984,23.307457072136984,0,0]
["All groupsPortfolioSubLAPSLAP_PGHB5CAISO1-in-10WORST DAY610","All groups","Portfolio","SubLAP","SLAP_PGHB",5,"CAISO","1-in-10","WORST DAY",6,"10","09",75.605137395459977,2.3742533346889552,2.3742533346889552,0,0]
["All groupsPortfolioSubLAPSLAP_PGHB5CAISO1-in-10WORST DAY1022","All groups","Portfolio","SubLAP","SLAP_PGHB",5,"CAISO","1-in-10","WORST DAY",10,"22","21",68.021554295942721,3.1275440776333889,3.1275440776333889,0,0]
["All groupsPortfolioSubLAPSLAP_PGHB5CAISO1-in-2WORST DAY908","All groups","Portfolio","SubLAP","SLAP_PGHB",5,"CAISO","1-in-2","WORST DAY",9,"08","07",60.156961077844315,2.8530261294927426,2.8530261294927426,0,0]
["All groupsPortfolioSubLAPSLAP_PGHB5PG&E1-in-10WORST DAY301","All groups","Portfolio","SubLAP","SLAP_PGHB",5,"PG&E","1-in-10","WORST DAY",3,"01","24",49.101821192052981,3.8701616267997196,3.8701616267997196,0,0]
["All groupsPortfolioSubLAPSLAP_PGHB5PG&E1-in-10WORST DAY1017","All groups","Portfolio","SubLAP","SLAP_PGHB",5,"PG&E","1-in-10","WORST DAY",10,"17","16",93.049373508353227,0.8241785583675334,0.81328790430379649,-1.0890541931054152E-2,1.3136916265921172E-7]
["All groupsPortfolioSubLAPSLAP_PGHB5PG&E1-in-2WORST DAY705","All groups","Portfolio","SubLAP","SLAP_PGHB",5,"PG&E","1-in-2","WORST DAY",7,"05","04",62.758787346221439,2.6063821456134844,2.6063821456134844,0,0]
["All groupsPortfolioSubLAPSLAP_PGHB5PG&E1-in-2WORST DAY1222","All groups","Portfolio","SubLAP","SLAP_PGHB",5,"PG&E","1-in-2","WORST DAY",12,"22","22",44.741572195704059,2.4336766175979077,2.4336766175979077,0,0]
["All groupsPortfolioSubLAPSLAP_PGKN5CAISO1-in-10WORST DAY1108","All groups","Portfolio","SubLAP","SLAP_PGKN",5,"CAISO","1-in-10","WORST DAY",11,"08","08",51.25212665406427,15.423175890864858,15.423175890864858,0,0]
["All groupsPortfolioSubLAPSLAP_PGKN5CAISO1-in-2WORST DAY612","All groups","Portfolio","SubLAP","SLAP_PGKN",5,"CAISO","1-in-2","WORST DAY",6,"12","11",91.509196515004845,23.589622285624557,23.589622285624557,0,0]
["All groupsPortfolioSubLAPSLAP_PGKN5CAISO1-in-2WORST DAY811","All groups","Portfolio","SubLAP","SLAP_PGKN",5,"CAISO","1-in-2","WORST DAY",8,"11","10",84.008454106280197,23.388297306814632,23.388297306814632,0,0]
["All groupsPortfolioSubLAPSLAP_PGKN5PG&E1-in-10WORST DAY905","All groups","Portfolio","SubLAP","SLAP_PGKN",5,"PG&E","1-in-10","WORST DAY",9,"05","04",68.958653846153851,17.679824953812819,17.679824953812819,0,0]
["All groupsPortfolioSubLAPSLAP_PGKN5PG&E1-in-2WORST DAY222","All groups","Portfolio","SubLAP","SLAP_PGKN",5,"PG&E","1-in-2","WORST DAY",2,"22","22",49.665174129353233,11.027387060514137,11.027387060514137,0,0]
["All groupsPortfolioSubLAPSLAP_PGKN5PG&E1-in-2WORST DAY1019","All groups","Portfolio","SubLAP","SLAP_PGKN",5,"PG&E","1-in-2","WORST DAY",10,"19","18",81.485113421550096,18.966332124486311,17.518492956467973,-1.447839856634344,1.0397560572528164E-6]
["All groupsPortfolioSubLAPSLAP_PGKN5PG&E1-in-2WORST DAY1201","All groups","Portfolio","SubLAP","SLAP_PGKN",5,"PG&E","1-in-2","WORST DAY",12,"01","01",36.553048204158792,11.027801556037369,11.027801556037369,0,0]
["All groupsPortfolioSubLAPSLAP_PGNB5CAISO1-in-10WORST DAY1219","All groups","Portfolio","SubLAP","SLAP_PGNB",5,"CAISO","1-in-10","WORST DAY",12,"19","19",43.778290529695028,23.846432644604775,23.846432644604775,0,0]
["All groupsPortfolioSubLAPSLAP_PGNB5CAISO1-in-2WORST DAY404","All groups","Portfolio","SubLAP","SLAP_PGNB",5,"CAISO","1-in-2","WORST DAY",4,"04","03",54.361646234676009,12.044275615409981,12.044275615409981,0,0]
["All groupsPortfolioSubLAPSLAP_PGNB5CAISO1-in-2WORST DAY1112","All groups","Portfolio","SubLAP","SLAP_PGNB",5,"CAISO","1-in-2","WORST DAY",11,"12","12",63.464285714285715,24.475706481460008,24.475706481460008,0,0]
["All groupsPortfolioSubLAPSLAP_PGNB5PG&E1-in-10WORST DAY808","All groups","Portfolio","SubLAP","SLAP_PGNB",5,"PG&E","1-in-10","WORST DAY",8,"08","07",65.278877887788781,25.174921243964839,25.174921243964839,0,0]
["All groupsPortfolioSubLAPSLAP_PGNB5PG&E1-in-2WORST DAY201","All groups","Portfolio","SubLAP","SLAP_PGNB",5,"PG&E","1-in-2","WORST DAY",2,"01","01",41.418458781362006,12.776634439345329,12.776634439345329,0,0]
["All groupsPortfolioSubLAPSLAP_PGNB5PG&E1-in-2WORST DAY718","All groups","Portfolio","SubLAP","SLAP_PGNB",5,"PG&E","1-in-2","WORST DAY",7,"18","17",93.333672638436482,28.37331611484726,26.006433740937748,-2.366881704444018,5.7497445595799945E-6]
["All groupsPortfolioSubLAPSLAP_PGNC5CAISO1-in-10WORST DAY319","All groups","Portfolio","SubLAP","SLAP_PGNC",5,"CAISO","1-in-10","WORST DAY",3,"19","18",58.304846938775512,6.4069251843861172,6.4069251843861172,0,0]
["All groupsPortfolioSubLAPSLAP_PGNC5CAISO1-in-10WORST DAY1122","All groups","Portfolio","SubLAP","SLAP_PGNC",5,"CAISO","1-in-10","WORST DAY",11,"22","22",49.355582524271846,7.7698113780866551,7.7698113780866551,0,0]
["All groupsPortfolioSubLAPSLAP_PGNC5CAISO1-in-2WORST DAY307","All groups","Portfolio","SubLAP","SLAP_PGNC",5,"CAISO","1-in-2","WORST DAY",3,"07","06",39.826530612244895,7.3666863550945205,7.3666863550945205,0,0]
["All groupsPortfolioSubLAPSLAP_PGNC5PG&E1-in-10WORST DAY401","All groups","Portfolio","SubLAP","SLAP_PGNC",5,"PG&E","1-in-10","WORST DAY",4,"01","24",56.41421568627451,7.5286871662326886,7.5286871662326886,0,0]
["All groupsPortfolioSubLAPSLAP_PGNC5PG&E1-in-10WORST DAY1114","All groups","Portfolio","SubLAP","SLAP_PGNC",5,"PG&E","1-in-10","WORST DAY",11,"14","14",63.521844660194176,11.286192481378906,11.286192481378906,0,0]
["All groupsPortfolioSubLAPSLAP_PGNC5PG&E1-in-2WORST DAY104","All groups","Portfolio","SubLAP","SLAP_PGNC",5,"PG&E","1-in-2","WORST DAY",1,"04","04",34.872448979591837,5.8461333875145227,5.8461333875145227,0,0]
["All groupsPortfolioSubLAPSLAP_PGNP5CAISO1-in-10WORST DAY122","All groups","Portfolio","SubLAP","SLAP_PGNP",5,"CAISO","1-in-10","WORST DAY",1,"22","22",37.873952513966479,21.609401967740673,21.609401967740673,0,0]
["All groupsPortfolioSubLAPSLAP_PGNP5CAISO1-in-10WORST DAY715","All groups","Portfolio","SubLAP","SLAP_PGNP",5,"CAISO","1-in-10","WORST DAY",7,"15","14",101.56052215189874,49.649272452925928,49.649272452925928,0,0]
["All groupsPortfolioSubLAPSLAP_PGNP5CAISO1-in-2WORST DAY321","All groups","Portfolio","SubLAP","SLAP_PGNP",5,"CAISO","1-in-2","WORST DAY",3,"21","20",50.55641289437586,21.96848443802574,21.96848443802574,0,0]
["All groupsPortfolioSubLAPSLAP_PGNP5CAISO1-in-2WORST DAY418","All groups","Portfolio","SubLAP","SLAP_PGNP",5,"CAISO","1-in-2","WORST DAY",4,"18","17",82.389410621761655,32.772099912074914,32.772099912074914,0,0]
["All groupsPortfolioSubLAPSLAP_PGNP5PG&E1-in-10WORST DAY304","All groups","Portfolio","SubLAP","SLAP_PGNP",5,"PG&E","1-in-10","WORST DAY",3,"04","03",47.73954046639232,20.094283958153468,20.094283958153468,0,0]
["All groupsPortfolioSubLAPSLAP_PGNP5PG&E1-in-10WORST DAY821","All groups","Portfolio","SubLAP","SLAP_PGNP",5,"PG&E","1-in-10","WORST DAY",8,"21","20",90.889826175869118,51.637558427218401,51.232522611405344,-0.40503714161811699,2.6676514153223252E-6]
["All groupsPortfolioSubLAPSLAP_PGNP5PG&E1-in-2WORST DAY414","All groups","Portfolio","SubLAP","SLAP_PGNP",5,"PG&E","1-in-2","WORST DAY",4,"14","13",79.804242227979273,29.338948234220862,29.338948234220862,0,0]
["All groupsPortfolioSubLAPSLAP_PGP25CAISO1-in-10WORST DAY101","All groups","Portfolio","SubLAP","SLAP_PGP2",5,"CAISO","1-in-10","WORST DAY",1,"01","01",36.7765923566879,20.280520967612411,20.280520967612411,0,0]
["All groupsPortfolioSubLAPSLAP_PGP25CAISO1-in-10WORST DAY618","All groups","Portfolio","SubLAP","SLAP_PGP2",5,"CAISO","1-in-10","WORST DAY",6,"18","17",86.779299175500583,52.072778567619125,49.829211421372335,-2.2435680210428011,3.428740910749184E-6]
["All groupsPortfolioSubLAPSLAP_PGP25CAISO1-in-10WORST DAY1211","All groups","Portfolio","SubLAP","SLAP_PGP2",5,"CAISO","1-in-10","WORST DAY",12,"11","11",45.494773519163765,37.770809815631928,37.770809815631928,0,0]
["All groupsPortfolioSubLAPSLAP_PGP25CAISO1-in-2WORST DAY821","All groups","Portfolio","SubLAP","SLAP_PGP2",5,"CAISO","1-in-2","WORST DAY",8,"21","20",73.007903981264633,38.60078573549729,38.24292536685352,-0.35786048411904231,2.7607970878307242E-6]
["All groupsPortfolioSubLAPSLAP_PGP25PG&E1-in-10WORST DAY415","All groups","Portfolio","SubLAP","SLAP_PGP2",5,"PG&E","1-in-10","WORST DAY",4,"15","14",89.338954207920793,50.206974207764802,50.206974207764802,0,0]
["All groupsPortfolioSubLAPSLAP_PGP25PG&E1-in-10WORST DAY724","All groups","Portfolio","SubLAP","SLAP_PGP2",5,"PG&E","1-in-10","WORST DAY",7,"24","23",69.904601406799529,32.59062584598766,32.59062584598766,0,0]
["All groupsPortfolioSubLAPSLAP_PGP25PG&E1-in-2WORST DAY818","All groups","Portfolio","SubLAP","SLAP_PGP2",5,"PG&E","1-in-2","WORST DAY",8,"18","17",87.494437939110071,52.143687166360834,49.88647647079874,-2.2572122041192735,3.3821445413195761E-6]
["All groupsPortfolioSubLAPSLAP_PGSB5CAISO1-in-10WORST DAY416","All groups","Portfolio","SubLAP","SLAP_PGSB",5,"CAISO","1-in-10","WORST DAY",4,"16","15",86.276878914405017,231.16319570337308,231.16319570337308,0,0]
["All groupsPortfolioSubLAPSLAP_PGSB5CAISO1-in-10WORST DAY521","All groups","Portfolio","SubLAP","SLAP_PGSB",5,"CAISO","1-in-10","WORST DAY",5,"21","20",71.776342975206617,197.44293901282131,196.10473218370299,-1.3382033059173379,2.5931904019671492E-6]
["All groupsPortfolioSubLAPSLAP_PGSB5CAISO1-in-2WORST DAY615","All groups","Portfolio","SubLAP","SLAP_PGSB",5,"CAISO","1-in-2","WORST DAY",6,"15","14",90.768072289156621,232.01445664710789,232.01445664710789,0,0]
["All groupsPortfolioSubLAPSLAP_PGSB5CAISO1-in-2WORST DAY924","All groups","Portfolio","SubLAP","SLAP_PGSB",5,"CAISO","1-in-2","WORST DAY",9,"24","23",67.398143683702983,172.65768655205977,172.65768655205977,0,0]
["All groupsPortfolioSubLAPSLAP_PGSB5PG&E1-in-10WORST DAY823","All groups","Portfolio","SubLAP","SLAP_PGSB",5,"PG&E","1-in-10","WORST DAY",8,"23","22",72.58558447937132,183.69251811953009,183.69251811953009,0,0]
["All groupsPortfolioSubLAPSLAP_PGSB5PG&E1-in-10WORST DAY911","All groups","Portfolio","SubLAP","SLAP_PGSB",5,"PG&E","1-in-10","WORST DAY",9,"11","10",81.254459980713591,226.80094769982156,226.80094769982156,0,0]
["All groupsPortfolioSubLAPSLAP_PGSB5PG&E1-in-2WORST DAY721","All groups","Portfolio","SubLAP","SLAP_PGSB",5,"PG&E","1-in-2","WORST DAY",7,"21","20",75.4059072781655,199.02190115335114,197.53528169463439,-1.4866310203390369,2.8534986995509826E-6]
["All groupsPortfolioSubLAPSLAP_PGSF5CAISO1-in-10WORST DAY114","All groups","Portfolio","SubLAP","SLAP_PGSF",5,"CAISO","1-in-10","WORST DAY",1,"14","14",47.198089700996675,90.374431139606969,90.374431139606969,0,0]
["All groupsPortfolioSubLAPSLAP_PGSF5CAISO1-in-10WORST DAY707","All groups","Portfolio","SubLAP","SLAP_PGSF",5,"CAISO","1-in-10","WORST DAY",7,"07","06",64.71764705882353,100.58714707708535,100.58714707708535,0,0]
["All groupsPortfolioSubLAPSLAP_PGSF5CAISO1-in-2WORST DAY418","All groups","Portfolio","SubLAP","SLAP_PGSF",5,"CAISO","1-in-2","WORST DAY",4,"18","17",70.813085937500006,105.47141176972946,105.47141176972946,0,0]
["All groupsPortfolioSubLAPSLAP_PGSF5CAISO1-in-2WORST DAY1111","All groups","Portfolio","SubLAP","SLAP_PGSF",5,"CAISO","1-in-2","WORST DAY",11,"11","11",60.214971550497864,120.8924030630106,120.8924030630106,0,0]
["All groupsPortfolioSubLAPSLAP_PGSF5PG&E1-in-10WORST DAY921","All groups","Portfolio","SubLAP","SLAP_PGSF",5,"PG&E","1-in-10","WORST DAY",9,"21","20",73.698782234957022,106.54684968092039,105.67623982601999,-0.87060714789524807,5.2062996473978274E-6]
["All groupsPortfolioSubLAPSLAP_PGSF5PG&E1-in-2WORST DAY314","All groups","Portfolio","SubLAP","SLAP_PGSF",5,"PG&E","1-in-2","WORST DAY",3,"14","13",54.709951456310677,93.777787728602831,93.777787728602831,0,0]
["All groupsPortfolioSubLAPSLAP_PGSF5PG&E1-in-2WORST DAY511","All groups","Portfolio","SubLAP","SLAP_PGSF",5,"PG&E","1-in-2","WORST DAY",5,"11","10",70.155185758513937,115.09807643475409,115.09807643475409,0,0]
["All groupsPortfolioSubLAPSLAP_PGSF5PG&E1-in-2WORST DAY1217","All groups","Portfolio","SubLAP","SLAP_PGSF",5,"PG&E","1-in-2","WORST DAY",12,"17","17",52.084281650071127,109.68620047312373,109.68620047312373,0,0]
["All groupsPortfolioSubLAPSLAP_PGSI5CAISO1-in-2WORST DAY111","All groups","Portfolio","SubLAP","SLAP_PGSI",5,"CAISO","1-in-2","WORST DAY",1,"11","11",45.468023255813954,2.0615369744365779,2.0615369744365779,0,0]
["All groupsPortfolioSubLAPSLAP_PGSI5CAISO1-in-2WORST DAY420","All groups","Portfolio","SubLAP","SLAP_PGSI",5,"CAISO","1-in-2","WORST DAY",4,"20","19",70.272708894878704,7.4137155475541752,7.4137155475541752,0,0]
["All groupsPortfolioSubLAPSLAP_PGSI5CAISO1-in-2WORST DAY918","All groups","Portfolio","SubLAP","SLAP_PGSI",5,"CAISO","1-in-2","WORST DAY",9,"18","17",85.59275871034842,13.471627994445823,11.581954525416553,-1.8896734999104996,7.7716640589642338E-7]
["All groupsPortfolioSubLAPSLAP_PGSI5PG&E1-in-10WORST DAY1108","All groups","Portfolio","SubLAP","SLAP_PGSI",5,"PG&E","1-in-10","WORST DAY",11,"08","08",47.519007731958766,11.303803378512564,11.303803378512564,0,0]
["All groupsPortfolioSubLAPSLAP_PGSI5PG&E1-in-2WORST DAY217","All groups","Portfolio","SubLAP","SLAP_PGSI",5,"PG&E","1-in-2","WORST DAY",2,"17","17",51.247650635710336,1.2082079823600975,1.2082079823600975,0,0]
["All groupsPortfolioSubLAPSLAP_PGSI5PG&E1-in-2WORST DAY810","All groups","Portfolio","SubLAP","SLAP_PGSI",5,"PG&E","1-in-2","WORST DAY",8,"10","09",77.101476014760152,13.316204705636439,13.316204705636439,0,0]
["All groupsPortfolioSubLAPSLAP_PGST5CAISO1-in-10WORST DAY513","All groups","Portfolio","SubLAP","SLAP_PGST",5,"CAISO","1-in-10","WORST DAY",5,"13","12",84.625803154205613,19.806355734064166,19.806355734064166,0,0]
["All groupsPortfolioSubLAPSLAP_PGST5CAISO1-in-10WORST DAY1214","All groups","Portfolio","SubLAP","SLAP_PGST",5,"CAISO","1-in-10","WORST DAY",12,"14","14",50.485188261351055,16.178926651600175,16.178926651600175,0,0]
["All groupsPortfolioSubLAPSLAP_PGST5CAISO1-in-2WORST DAY607","All groups","Portfolio","SubLAP","SLAP_PGST",5,"CAISO","1-in-2","WORST DAY",6,"07","06",67.60776614310646,20.474966266674141,20.474966266674141,0,0]
["All groupsPortfolioSubLAPSLAP_PGST5PG&E1-in-10WORST DAY417","All groups","Portfolio","SubLAP","SLAP_PGST",5,"PG&E","1-in-10","WORST DAY",4,"17","16",90.586653684841224,19.077077415996662,19.077077415996662,0,0]
["All groupsPortfolioSubLAPSLAP_PGST5PG&E1-in-10WORST DAY920","All groups","Portfolio","SubLAP","SLAP_PGST",5,"PG&E","1-in-10","WORST DAY",9,"20","19",86.708857142857141,22.351678375035526,20.485151044937115,-1.8665271083959185,2.9235033593977278E-7]
["All groupsPortfolioSubLAPSLAP_PGST5PG&E1-in-2WORST DAY404","All groups","Portfolio","SubLAP","SLAP_PGST",5,"PG&E","1-in-2","WORST DAY",4,"04","03",61.024490713001796,16.485460635343841,16.485460635343841,0,0]
["All groupsPortfolioSubLAPSLAP_PGZP5CAISO1-in-10WORST DAY214","All groups","Portfolio","SubLAP","SLAP_PGZP",5,"CAISO","1-in-10","WORST DAY",2,"14","14",57.449122807017545,13.658882493662057,13.658882493662057,0,0]
["All groupsPortfolioSubLAPSLAP_PGZP5CAISO1-in-10WORST DAY807","All groups","Portfolio","SubLAP","SLAP_PGZP",5,"CAISO","1-in-10","WORST DAY",8,"07","06",72.560744538564421,45.269445117192639,45.269445117192639,0,0]
["All groupsPortfolioSubLAPSLAP_PGZP5CAISO1-in-10WORST DAY1013","All groups","Portfolio","SubLAP","SLAP_PGZP",5,"CAISO","1-in-10","WORST DAY",10,"13","12",88.37702939885915,36.457005348944968,36.457005348944968,0,0]
["All groupsPortfolioSubLAPSLAP_PGZP5CAISO1-in-2WORST DAY510","All groups","Portfolio","SubLAP","SLAP_PGZP",5,"CAISO","1-in-2","WORST DAY",5,"10","09",76.223481252966309,33.741166821151872,33.741166821151872,0,0]
["All groupsPortfolioSubLAPSLAP_PGZP5PG&E1-in-10WORST DAY604","All groups","Portfolio","SubLAP","SLAP_PGZP",5,"PG&E","1-in-10","WORST DAY",6,"04","03",72.698155362053157,41.752856964315434,41.752856964315434,0,0]
["All groupsPortfolioSubLAPSLAP_PGZP5PG&E1-in-10WORST DAY913","All groups","Portfolio","SubLAP","SLAP_PGZP",5,"PG&E","1-in-10","WORST DAY",9,"13","12",92.498236331569672,37.639183213563086,37.639183213563086,0,0]
["All groupsPortfolioSubLAPSLAP_PGZP5PG&E1-in-2WORST DAY220","All groups","Portfolio","SubLAP","SLAP_PGZP",5,"PG&E","1-in-2","WORST DAY",2,"20","20",52.148809523809526,25.836878518851702,25.836878518851702,0,0]
["All groupsProgram SpecificAllAll5CAISO1-in-10WORST DAY401","All groups","Program Specific","All","All",5,"CAISO","1-in-10","WORST DAY",4,"01","24",68.069764529058119,28.647318446897369,28.647318446897369,0,0]
["All groupsProgram SpecificAllAll5CAISO1-in-10WORST DAY710","All groups","Program Specific","All","All",5,"CAISO","1-in-10","WORST DAY",7,"10","09",82.468944298854112,39.297610082901365,39.297610082901365,0,0]
["All groupsProgram SpecificAllAll5CAISO1-in-2WORST DAY103","All groups","Program Specific","All","All",5,"CAISO","1-in-2","WORST DAY",1,"03","03",40.251824655753204,18.885065298704266,18.885065298704266,0,0]
["All groupsProgram SpecificAllAll5CAISO1-in-2WORST DAY703","All groups","Program Specific","All","All",5,"CAISO","1-in-2","WORST DAY",7,"03","02",71.782398129592522,31.084587306747085,31.084587306747085,0,0]
["All groupsProgram SpecificAllAll5PG&E1-in-10WORST DAY507","All groups","Program Specific","All","All",5,"PG&E","1-in-10","WORST DAY",5,"07","06",68.954906490949853,32.957701645649749,32.957701645649749,0,0]
["All groupsProgram SpecificAllAll5PG&E1-in-10WORST DAY1024","All groups","Program Specific","All","All",5,"PG&E","1-in-10","WORST DAY",10,"24","23",70.540464059833354,34.044175090746002,34.044175090746002,0,0]
["All groupsProgram SpecificAllAll5PG&E1-in-2WORST DAY910","All groups","Program Specific","All","All",5,"PG&E","1-in-2","WORST DAY",9,"10","09",77.04229939055358,38.498003479723529,38.498003479723529,0,0]
["All groupsProgram SpecificLCAGreater Bay Area5CAISO1-in-10WORST DAY222","All groups","Program Specific","LCA","Greater Bay Area",5,"CAISO","1-in-10","WORST DAY",2,"22","22",47.855145278450365,89.446111908663269,89.446111908663269,0,0]
["All groupsProgram SpecificLCAGreater Bay Area5CAISO1-in-10WORST DAY821","All groups","Program Specific","LCA","Greater Bay Area",5,"CAISO","1-in-10","WORST DAY",8,"21","20",68.710094752186592,120.84801851163019,119.81440658773955,-1.0336147067741199,3.4202003007521853E-6]
["All groupsProgram SpecificLCAGreater Bay Area5CAISO1-in-2WORST DAY707","All groups","Program Specific","LCA","Greater Bay Area",5,"CAISO","1-in-2","WORST DAY",7,"07","06",61.252753920836447,106.22943041137545,106.22943041137545,0,0]
["All groupsProgram SpecificLCAGreater Bay Area5CAISO1-in-2WORST DAY1224","All groups","Program Specific","LCA","Greater Bay Area",5,"CAISO","1-in-2","WORST DAY",12,"24","24",47.196690534404468,93.226133037099586,93.226133037099586,0,0]
["All groupsProgram SpecificLCAGreater Bay Area5PG&E1-in-10WORST DAY705","All groups","Program Specific","LCA","Greater Bay Area",5,"PG&E","1-in-10","WORST DAY",7,"05","04",66.049710604929047,84.841180282633104,84.841180282633104,0,0]
["All groupsProgram SpecificLCAGreater Bay Area5PG&E1-in-2WORST DAY504","All groups","Program Specific","LCA","Greater Bay Area",5,"PG&E","1-in-2","WORST DAY",5,"04","03",58.467016029593097,81.428306524107057,81.428306524107057,0,0]
["All groupsProgram SpecificLCAGreater Bay Area5PG&E1-in-2WORST DAY1021","All groups","Program Specific","LCA","Greater Bay Area",5,"PG&E","1-in-2","WORST DAY",10,"21","20",67.522842417889592,116.50690244906143,115.51148523147081,-0.99541961118659616,2.895725174312247E-6]
["All groupsProgram SpecificLCAGreater Fresno Area5CAISO1-in-10WORST DAY206","All groups","Program Specific","LCA","Greater Fresno Area",5,"CAISO","1-in-10","WORST DAY",2,"06","06",44.542415810502284,12.917106138856989,12.917106138856989,0,0]
["All groupsProgram SpecificLCAGreater Fresno Area5CAISO1-in-10WORST DAY722","All groups","Program Specific","LCA","Greater Fresno Area",5,"CAISO","1-in-10","WORST DAY",7,"22","21",98.212311126373621,35.410217902708403,35.410217902708403,0,0]
["All groupsProgram SpecificLCAGreater Fresno Area5CAISO1-in-2WORST DAY818","All groups","Program Specific","LCA","Greater Fresno Area",5,"CAISO","1-in-2","WORST DAY",8,"18","17",99.987505731315906,22.013446175877188,21.823566188073279,-0.18988094622015991,1.1824351986433612E-7]
["All groupsProgram SpecificLCAGreater Fresno Area5CAISO1-in-2WORST DAY1203","All groups","Program Specific","LCA","Greater Fresno Area",5,"CAISO","1-in-2","WORST DAY",12,"03","03",45.684164206223031,12.517063744658913,12.517063744658913,0,0]
["All groupsProgram SpecificLCAGreater Fresno Area5PG&E1-in-10WORST DAY520","All groups","Program Specific","LCA","Greater Fresno Area",5,"PG&E","1-in-10","WORST DAY",5,"20","19",96.205489519427402,29.294090101202084,29.079317803031827,-0.2147725890984834,4.6892921545804711E-8]
["All groupsProgram SpecificLCAGreater Fresno Area5PG&E1-in-10WORST DAY1205","All groups","Program Specific","LCA","Greater Fresno Area",5,"PG&E","1-in-10","WORST DAY",12,"05","05",32.068987054281173,12.695808067853521,12.695808067853521,0,0]
["All groupsProgram SpecificLCAGreater Fresno Area5PG&E1-in-2WORST DAY924","All groups","Program Specific","LCA","Greater Fresno Area",5,"PG&E","1-in-2","WORST DAY",9,"24","23",85.232407618613138,29.812530103826173,29.812530103826173,0,0]
["All groupsProgram SpecificLCAHumboldt5CAISO1-in-10WORST DAY317","All groups","Program Specific","LCA","Humboldt",5,"CAISO","1-in-10","WORST DAY",3,"17","16",57.024999999999999,44.45224324862162,44.45224324862162,0,0]
["All groupsProgram SpecificLCAHumboldt5CAISO1-in-2WORST DAY203","All groups","Program Specific","LCA","Humboldt",5,"CAISO","1-in-2","WORST DAY",2,"03","03",43.604166666666664,40.114677302042644,40.114677302042644,0,0]
["All groupsProgram SpecificLCAHumboldt5CAISO1-in-2WORST DAY724","All groups","Program Specific","LCA","Humboldt",5,"CAISO","1-in-2","WORST DAY",7,"24","23",57.722222222222221,48.17277486740597,48.17277486740597,0,0]
["All groupsProgram SpecificLCAHumboldt5CAISO1-in-2WORST DAY1106","All groups","Program Specific","LCA","Humboldt",5,"CAISO","1-in-2","WORST DAY",11,"06","06",44.786538461538463,47.308216418669772,47.308216418669772,0,0]
["All groupsProgram SpecificLCAHumboldt5PG&E1-in-10WORST DAY1124","All groups","Program Specific","LCA","Humboldt",5,"PG&E","1-in-10","WORST DAY",11,"24","24",46.692307692307693,43.445004763970012,43.445004763970012,0,0]
["All groupsProgram SpecificLCAHumboldt5PG&E1-in-2WORST DAY517","All groups","Program Specific","LCA","Humboldt",5,"PG&E","1-in-2","WORST DAY",5,"17","16",65.083333333333329,47.073127438151644,47.073127438151644,0,0]
["All groupsProgram SpecificLCAHumboldt5PG&E1-in-2WORST DAY1207","All groups","Program Specific","LCA","Humboldt",5,"PG&E","1-in-2","WORST DAY",12,"07","07",37.959615384615383,55.252430513271918,55.252430513271918,0,0]
["All groupsProgram SpecificLCAKern5CAISO1-in-10WORST DAY921","All groups","Program Specific","LCA","Kern",5,"CAISO","1-in-10","WORST DAY",9,"21","20",91.95543639053254,40.068266913735656,39.72492901390121,-0.34333805925041966,3.3703654480632395E-6]
["All groupsProgram SpecificLCAKern5CAISO1-in-2WORST DAY314","All groups","Program Specific","LCA","Kern",5,"CAISO","1-in-2","WORST DAY",3,"14","13",62.75,13.88840095265302,13.88840095265302,0,0]
["All groupsProgram SpecificLCAKern5CAISO1-in-2WORST DAY623","All groups","Program Specific","LCA","Kern",5,"CAISO","1-in-2","WORST DAY",6,"23","22",88.57866868381241,37.789924903644554,37.789924903644554,0,0]
["All groupsProgram SpecificLCAKern5CAISO1-in-2WORST DAY1224","All groups","Program Specific","LCA","Kern",5,"CAISO","1-in-2","WORST DAY",12,"24","24",41.375720461095099,21.067768782978444,21.067768782978444,0,0]
["All groupsProgram SpecificLCAKern5PG&E1-in-10WORST DAY1103","All groups","Program Specific","LCA","Kern",5,"PG&E","1-in-10","WORST DAY",11,"03","03",47.123018731988473,17.53655388547639,17.53655388547639,0,0]
["All groupsProgram SpecificLCAKern5PG&E1-in-2WORST DAY420","All groups","Program Specific","LCA","Kern",5,"PG&E","1-in-2","WORST DAY",4,"20","19",83.59532232704403,30.195244459236193,30.195244459236193,0,0]
["All groupsProgram SpecificLCAKern5PG&E1-in-2WORST DAY1013","All groups","Program Specific","LCA","Kern",5,"PG&E","1-in-2","WORST DAY",10,"13","12",86.352485590778102,33.963130388892004,33.963130388892004,0,0]
["All groupsProgram SpecificLCANorth Coast and North Bay5CAISO1-in-10WORST DAY304","All groups","Program Specific","LCA","North Coast and North Bay",5,"CAISO","1-in-10","WORST DAY",3,"04","03",48.727040816326529,15.29411691516435,15.29411691516435,0,0]
["All groupsProgram SpecificLCANorth Coast and North Bay5CAISO1-in-10WORST DAY721","All groups","Program Specific","LCA","North Coast and North Bay",5,"CAISO","1-in-10","WORST DAY",7,"21","20",75.848095525997579,34.703922097311057,34.293183525643585,-0.4107387117329791,3.3864114357129438E-6]
["All groupsProgram SpecificLCANorth Coast and North Bay5CAISO1-in-2WORST DAY102","All groups","Program Specific","LCA","North Coast and North Bay",5,"CAISO","1-in-2","WORST DAY",1,"02","02",38.926771117166211,15.811603896624385,15.811603896624385,0,0]
["All groupsProgram SpecificLCANorth Coast and North Bay5CAISO1-in-2WORST DAY322","All groups","Program Specific","LCA","North Coast and North Bay",5,"CAISO","1-in-2","WORST DAY",3,"22","21",47.529591836734696,16.364310924374326,16.364310924374326,0,0]
["All groupsProgram SpecificLCANorth Coast and North Bay5CAISO1-in-2WORST DAY701","All groups","Program Specific","LCA","North Coast and North Bay",5,"CAISO","1-in-2","WORST DAY",7,"01","24",76.625]
["All groupsProgram SpecificLCANorth Coast and North Bay5CAISO1-in-2WORST DAY812","All groups","Program Specific","LCA","North Coast and North Bay",5,"CAISO","1-in-2","WORST DAY",8,"12","11",83.25]
["All groupsProgram SpecificLCANorth Coast and North Bay5PG&E1-in-10WORST DAY221","All groups","Program Specific","LCA","North Coast and North Bay",5,"PG&E","1-in-10","WORST DAY",2,"21","21",41.135714285714286,16.646635340346769,16.646635340346769,0,0]
["All groupsProgram SpecificLCANorth Coast and North Bay5PG&E1-in-10WORST DAY517","All groups","Program Specific","LCA","North Coast and North Bay",5,"PG&E","1-in-10","WORST DAY",5,"17","16",99.875]
["All groupsProgram SpecificLCANorth Coast and North Bay5PG&E1-in-10WORST DAY905","All groups","Program Specific","LCA","North Coast and North Bay",5,"PG&E","1-in-10","WORST DAY",9,"05","04",70.25]
["All groupsProgram SpecificLCANorth Coast and North Bay5PG&E1-in-2WORST DAY119","All groups","Program Specific","LCA","North Coast and North Bay",5,"PG&E","1-in-2","WORST DAY",1,"19","19",43.682220708446863,16.118900380927144,16.118900380927144,0,0]
["All groupsProgram SpecificLCANorth Coast and North Bay5PG&E1-in-2WORST DAY312","All groups","Program Specific","LCA","North Coast and North Bay",5,"PG&E","1-in-2","WORST DAY",3,"12","11",53.125]
["All groupsProgram SpecificLCANorth Coast and North Bay5PG&E1-in-2WORST DAY608","All groups","Program Specific","LCA","North Coast and North Bay",5,"PG&E","1-in-2","WORST DAY",6,"08","07",64.078506097560975,32.652989309008525,32.652989309008525,0,0]
["All groupsProgram SpecificLCANorth Coast and North Bay5PG&E1-in-2WORST DAY905","All groups","Program Specific","LCA","North Coast and North Bay",5,"PG&E","1-in-2","WORST DAY",9,"05","04",56.623207885304659,27.196651001183792,27.196651001183792,0,0]
["All groupsProgram SpecificLCAOther5CAISO1-in-10WORST DAY104","All groups","Program Specific","LCA","Other",5,"CAISO","1-in-10","WORST DAY",1,"04","04",32.95193938109368,21.930197403119145,21.930197403119145,0,0]
["All groupsProgram SpecificLCAOther5CAISO1-in-10WORST DAY913","All groups","Program Specific","LCA","Other",5,"CAISO","1-in-10","WORST DAY",9,"13","12",92.611003698722257,41.500528311220364,41.500528311220364,0,0]
["All groupsProgram SpecificLCAOther5CAISO1-in-2WORST DAY306","All groups","Program Specific","LCA","Other",5,"CAISO","1-in-2","WORST DAY",3,"06","05",46.347892197986575,22.035973613956731,22.035973613956731,0,0]
["All groupsProgram SpecificLCAOther5PG&E1-in-10WORST DAY116","All groups","Program Specific","LCA","Other",5,"PG&E","1-in-10","WORST DAY",1,"16","16",48.436254768969903,17.342436157087999,17.342436157087999,0,0]
["All groupsProgram SpecificLCAOther5PG&E1-in-10WORST DAY823","All groups","Program Specific","LCA","Other",5,"PG&E","1-in-10","WORST DAY",8,"23","22",87.346407750342934,51.447891587899953,51.447891587899953,0,0]
["All groupsProgram SpecificLCAOther5PG&E1-in-2WORST DAY520","All groups","Program Specific","LCA","Other",5,"PG&E","1-in-2","WORST DAY",5,"20","19",88.780650422102838,43.084239520744369,42.773340180024491,-0.31089804751534938,2.3349305422470934E-7]
["All groupsProgram SpecificLCAOther5PG&E1-in-2WORST DAY1113","All groups","Program Specific","LCA","Other",5,"PG&E","1-in-2","WORST DAY",11,"13","13",59.88611479761115,22.128673000887837,22.128673000887837,0,0]
["All groupsProgram SpecificLCASierra5CAISO1-in-10WORST DAY506","All groups","Program Specific","LCA","Sierra",5,"CAISO","1-in-10","WORST DAY",5,"06","05",62.559493670886077,13.744494036783147,13.744494036783147,0,0]
["All groupsProgram SpecificLCASierra5CAISO1-in-2WORST DAY106","All groups","Program Specific","LCA","Sierra",5,"CAISO","1-in-2","WORST DAY",1,"06","06",37.447547683923709,6.3780960062219272,6.3780960062219272,0,0]
["All groupsProgram SpecificLCASierra5CAISO1-in-2WORST DAY910","All groups","Program Specific","LCA","Sierra",5,"CAISO","1-in-2","WORST DAY",9,"10","09",74.761085180863475,26.853657485549899,26.853657485549899,0,0]
["All groupsProgram SpecificLCASierra5CAISO1-in-2WORST DAY1219","All groups","Program Specific","LCA","Sierra",5,"CAISO","1-in-2","WORST DAY",12,"19","19",45.800772311212818,24.847321745570859,24.847321745570859,0,0]
["All groupsProgram SpecificLCASierra5PG&E1-in-10WORST DAY612","All groups","Program Specific","LCA","Sierra",5,"PG&E","1-in-10","WORST DAY",6,"12","11",91.558100728155338,27.80972902925269,27.80972902925269,0,0]
["All groupsProgram SpecificLCASierra5PG&E1-in-2WORST DAY123","All groups","Program Specific","LCA","Sierra",5,"PG&E","1-in-2","WORST DAY",1,"23","23",38.055688010899182,6.9799183006182677,6.9799183006182677,0,0]
["All groupsProgram SpecificLCASierra5PG&E1-in-2WORST DAY1016","All groups","Program Specific","LCA","Sierra",5,"PG&E","1-in-2","WORST DAY",10,"16","15",85.319937070938209,29.385215913130981,29.385215913130981,0,0]
["All groupsProgram SpecificLCAStockton5CAISO1-in-10WORST DAY409","All groups","Program Specific","LCA","Stockton",5,"CAISO","1-in-10","WORST DAY",4,"09","08",69.141350855745728,57.195747966156283,57.195747966156283,0,0]
["All groupsProgram SpecificLCAStockton5CAISO1-in-10WORST DAY1002","All groups","Program Specific","LCA","Stockton",5,"CAISO","1-in-10","WORST DAY",10,"02","01",70.75145042194093,54.845304799270089,54.845304799270089,0,0]
["All groupsProgram SpecificLCAStockton5CAISO1-in-2WORST DAY606","All groups","Program Specific","LCA","Stockton",5,"CAISO","1-in-2","WORST DAY",6,"06","05",71.957897793263641,59.014462142975752,59.014462142975752,0,0]
["All groupsProgram SpecificLCAStockton5PG&E1-in-10WORST DAY206","All groups","Program Specific","LCA","Stockton",5,"PG&E","1-in-10","WORST DAY",2,"06","06",41.444025157232701,44.817794456942089,44.817794456942089,0,0]
["All groupsProgram SpecificLCAStockton5PG&E1-in-10WORST DAY1216","All groups","Program Specific","LCA","Stockton",5,"PG&E","1-in-10","WORST DAY",12,"16","16",47.34216772151899,56.131937074019156,56.131937074019156,0,0]
["All groupsProgram SpecificLCAStockton5PG&E1-in-2WORST DAY609","All groups","Program Specific","LCA","Stockton",5,"PG&E","1-in-2","WORST DAY",6,"09","08",79.498983739837399,65.801914273688737,65.801914273688737,0,0]
["All groupsProgram SpecificLCAnon-LCA5CAISO1-in-10WORST DAY201","All groups","Program Specific","LCA","non-LCA",5,"CAISO","1-in-10","WORST DAY",2,"01","01",46.677083333333336,38.835903863112129,38.835903863112129,0,0]
["All groupsProgram SpecificLCAnon-LCA5CAISO1-in-10WORST DAY1013","All groups","Program Specific","LCA","non-LCA",5,"CAISO","1-in-10","WORST DAY",10,"13","12",85.546875,56.387901455163956,56.387901455163956,0,0]
["All groupsProgram SpecificLCAnon-LCA5CAISO1-in-2WORST DAY406","All groups","Program Specific","LCA","non-LCA",5,"CAISO","1-in-2","WORST DAY",4,"06","05",53.66,39.563931579589841,39.563931579589841,0,0]
["All groupsProgram SpecificLCAnon-LCA5CAISO1-in-2WORST DAY923","All groups","Program Specific","LCA","non-LCA",5,"CAISO","1-in-2","WORST DAY",9,"23","22",68.684895833333329,61.707240005334221,61.707240005334221,0,0]
["All groupsProgram SpecificLCAnon-LCA5PG&E1-in-10WORST DAY608","All groups","Program Specific","LCA","non-LCA",5,"PG&E","1-in-10","WORST DAY",6,"08","07",70.892441860465112,65.698938707972687,65.698938707972687,0,0]
["All groupsProgram SpecificLCAnon-LCA5PG&E1-in-2WORST DAY203","All groups","Program Specific","LCA","non-LCA",5,"PG&E","1-in-2","WORST DAY",2,"03","03",40.989583333333336,36.972049355506897,36.972049355506897,0,0]
["All groupsProgram SpecificLCAnon-LCA5PG&E1-in-2WORST DAY512","All groups","Program Specific","LCA","non-LCA",5,"PG&E","1-in-2","WORST DAY",5,"12","11",79.064024390243901,31.766809556542373,31.766809556542373,0,0]
["All groupsProgram SpecificLCAnon-LCA5PG&E1-in-2WORST DAY1105","All groups","Program Specific","LCA","non-LCA",5,"PG&E","1-in-2","WORST DAY",11,"05","05",43.864583333333336,40.567452013492584,40.567452013492584,0,0]
["All groupsProgram SpecificSubLAPSLAP_PGCC5CAISO1-in-10WORST DAY701","All groups","Program Specific","SubLAP","SLAP_PGCC",5,"CAISO","1-in-10","WORST DAY",7,"01","24",61.525528169014088,31.234719915079399,31.234719915079399,0,0]
["All groupsProgram SpecificSubLAPSLAP_PGCC5CAISO1-in-2WORST DAY309","All groups","Program Specific","SubLAP","SLAP_PGCC",5,"CAISO","1-in-2","WORST DAY",3,"09","08",50.586277173913047,25.560495382579774,25.560495382579774,0,0]
["All groupsProgram SpecificSubLAPSLAP_PGCC5CAISO1-in-2WORST DAY902","All groups","Program Specific","SubLAP","SLAP_PGCC",5,"CAISO","1-in-2","WORST DAY",9,"02","01",60.256779661016949,30.080570302373271,30.080570302373271,0,0]
["All groupsProgram SpecificSubLAPSLAP_PGCC5PG&E1-in-10WORST DAY712","All groups","Program Specific","SubLAP","SLAP_PGCC",5,"PG&E","1-in-10","WORST DAY",7,"12","11",74.536091549295776,46.756202176633018,46.756202176633018,0,0]
["All groupsProgram SpecificSubLAPSLAP_PGCC5PG&E1-in-10WORST DAY1108","All groups","Program Specific","SubLAP","SLAP_PGCC",5,"PG&E","1-in-10","WORST DAY",11,"08","08",47.987499999999997,49.59656344642562,49.59656344642562,0,0]
["All groupsProgram SpecificSubLAPSLAP_PGCC5PG&E1-in-2WORST DAY623","All groups","Program Specific","SubLAP","SLAP_PGCC",5,"PG&E","1-in-2","WORST DAY",6,"23","22",58.158296943231441,42.21221832312871,42.21221832312871,0,0]
["All groupsProgram SpecificSubLAPSLAP_PGEB5CAISO1-in-10WORST DAY509","All groups","Program Specific","SubLAP","SLAP_PGEB",5,"CAISO","1-in-10","WORST DAY",5,"09","08",69.813282001924932,7.691493772988542,7.691493772988542,0,0]
["All groupsProgram SpecificSubLAPSLAP_PGEB5CAISO1-in-10WORST DAY1102","All groups","Program Specific","SubLAP","SLAP_PGEB",5,"CAISO","1-in-10","WORST DAY",11,"02","02",52.153902337228715,-3.5283387040716279,-3.5283387040716279,0,0]
["All groupsProgram SpecificSubLAPSLAP_PGEB5CAISO1-in-2WORST DAY703","All groups","Program Specific","SubLAP","SLAP_PGEB",5,"CAISO","1-in-2","WORST DAY",7,"03","02",66.806007922535215,-11.310681297483159,-11.310681297483159,0,0]
["All groupsProgram SpecificSubLAPSLAP_PGEB5PG&E1-in-10WORST DAY306","All groups","Program Specific","SubLAP","SLAP_PGEB",5,"PG&E","1-in-10","WORST DAY",3,"06","05",45.371697154471548,-11.601764885632972,-11.601764885632972,0,0]
["All groupsProgram SpecificSubLAPSLAP_PGEB5PG&E1-in-10WORST DAY823","All groups","Program Specific","SubLAP","SLAP_PGEB",5,"PG&E","1-in-10","WORST DAY",8,"23","22",75.238389756944443,6.7687630036897541,6.7687630036897541,0,0]
["All groupsProgram SpecificSubLAPSLAP_PGEB5PG&E1-in-10WORST DAY1208","All groups","Program Specific","SubLAP","SLAP_PGEB",5,"PG&E","1-in-10","WORST DAY",12,"08","08",32.362479131886481,14.908563804155051,14.908563804155051,0,0]
["All groupsProgram SpecificSubLAPSLAP_PGEB5PG&E1-in-2WORST DAY1110","All groups","Program Specific","SubLAP","SLAP_PGEB",5,"PG&E","1-in-2","WORST DAY",11,"10","10",51.148267946577633,20.142386708904574,20.142386708904574,0,0]
["All groupsProgram SpecificSubLAPSLAP_PGF15CAISO1-in-10WORST DAY620","All groups","Program Specific","SubLAP","SLAP_PGF1",5,"CAISO","1-in-10","WORST DAY",6,"20","19",100.46256532606226,31.244988890621666,30.961530975525122,-0.2834592000440595,1.192003651340201E-7]
["All groupsProgram SpecificSubLAPSLAP_PGF15CAISO1-in-10WORST DAY1005","All groups","Program Specific","SubLAP","SLAP_PGF1",5,"CAISO","1-in-10","WORST DAY",10,"05","04",70.08380312228968,25.92046814060997,25.92046814060997,0,0]
["All groupsProgram SpecificSubLAPSLAP_PGF15CAISO1-in-2WORST DAY322","All groups","Program Specific","SubLAP","SLAP_PGF1",5,"CAISO","1-in-2","WORST DAY",3,"22","21",51.855247869868322,13.003373002624315,13.003373002624315,0,0]
["All groupsProgram SpecificSubLAPSLAP_PGF15PG&E1-in-10WORST DAY317","All groups","Program Specific","SubLAP","SLAP_PGF1",5,"PG&E","1-in-10","WORST DAY",3,"17","16",60.26681513038988,7.3292706002260779,7.3292706002260779,0,0]
["All groupsProgram SpecificSubLAPSLAP_PGF15PG&E1-in-10WORST DAY802","All groups","Program Specific","SubLAP","SLAP_PGF1",5,"PG&E","1-in-10","WORST DAY",8,"02","01",84.904799693520147,31.723043242916333,31.723043242916333,0,0]
["All groupsProgram SpecificSubLAPSLAP_PGF15PG&E1-in-2WORST DAY119","All groups","Program Specific","SubLAP","SLAP_PGF1",5,"PG&E","1-in-2","WORST DAY",1,"19","19",44.830683403068342,13.719543687053639,13.719543687053639,0,0]
["All groupsProgram SpecificSubLAPSLAP_PGF15PG&E1-in-2WORST DAY1205","All groups","Program Specific","SubLAP","SLAP_PGF1",5,"PG&E","1-in-2","WORST DAY",12,"05","05",35.445359930615787,12.642881475188684,12.642881475188684,0,0]
["All groupsProgram SpecificSubLAPSLAP_PGFG5CAISO1-in-10WORST DAY410","All groups","Program Specific","SubLAP","SLAP_PGFG",5,"CAISO","1-in-10","WORST DAY",4,"10","09",70.638223140495867,20.128239947766804,20.128239947766804,0,0]
["All groupsProgram SpecificSubLAPSLAP_PGFG5CAISO1-in-10WORST DAY1116","All groups","Program Specific","SubLAP","SLAP_PGFG",5,"CAISO","1-in-10","WORST DAY",11,"16","16",72.209780966767369,21.893874297149232,21.893874297149232,0,0]
["All groupsProgram SpecificSubLAPSLAP_PGFG5CAISO1-in-2WORST DAY1002","All groups","Program Specific","SubLAP","SLAP_PGFG",5,"CAISO","1-in-2","WORST DAY",10,"02","01",57.307401812688823,23.11959587177121,23.11959587177121,0,0]
["All groupsProgram SpecificSubLAPSLAP_PGFG5PG&E1-in-10WORST DAY319","All groups","Program Specific","SubLAP","SLAP_PGFG",5,"PG&E","1-in-10","WORST DAY",3,"19","18",52.709106239460368,15.868669452280761,15.868669452280761,0,0]
["All groupsProgram SpecificSubLAPSLAP_PGFG5PG&E1-in-10WORST DAY817","All groups","Program Specific","SubLAP","SLAP_PGFG",5,"PG&E","1-in-10","WORST DAY",8,"17","16",84.986391912908246,25.716279032349032,25.404319990756537,-0.31196038609495153,3.61830666406604E-6]
["All groupsProgram SpecificSubLAPSLAP_PGFG5PG&E1-in-2WORST DAY723","All groups","Program Specific","SubLAP","SLAP_PGFG",5,"PG&E","1-in-2","WORST DAY",7,"23","22",64.651869158878512,23.193201081775058,23.193201081775058,0,0]
["All groupsProgram SpecificSubLAPSLAP_PGHB5CAISO1-in-10WORST DAY116","All groups","Program Specific","SubLAP","SLAP_PGHB",5,"CAISO","1-in-10","WORST DAY",1,"16","16",49.759085402786191,-1.2405683639770129,-1.2405683639770129,0,0]
["All groupsProgram SpecificSubLAPSLAP_PGHB5CAISO1-in-10WORST DAY501","All groups","Program Specific","SubLAP","SLAP_PGHB",5,"CAISO","1-in-10","WORST DAY",5,"01","24",66.334156193895865,4.3448051572345392,4.3448051572345392,0,0]
["All groupsProgram SpecificSubLAPSLAP_PGHB5CAISO1-in-2WORST DAY412","All groups","Program Specific","SubLAP","SLAP_PGHB",5,"CAISO","1-in-2","WORST DAY",4,"12","11",72.228016206482593,1.0735391913628092,1.0735391913628092,0,0]
["All groupsProgram SpecificSubLAPSLAP_PGHB5CAISO1-in-2WORST DAY1113","All groups","Program Specific","SubLAP","SLAP_PGHB",5,"CAISO","1-in-2","WORST DAY",11,"13","13",68.103818615751791,0.17827570040072349,0.17827570040072349,0,0]
["All groupsProgram SpecificSubLAPSLAP_PGHB5PG&E1-in-10WORST DAY222","All groups","Program Specific","SubLAP","SLAP_PGHB",5,"PG&E","1-in-10","WORST DAY",2,"22","22",42.044939577039273,2.3029737983225336,2.3029737983225336,0,0]
["All groupsProgram SpecificSubLAPSLAP_PGHB5PG&E1-in-10WORST DAY815","All groups","Program Specific","SubLAP","SLAP_PGHB",5,"PG&E","1-in-10","WORST DAY",8,"15","14",96.182144997004201,1.3499277632275051,1.3499277632275051,0,0]
["All groupsProgram SpecificSubLAPSLAP_PGHB5PG&E1-in-2WORST DAY819","All groups","Program Specific","SubLAP","SLAP_PGHB",5,"PG&E","1-in-2","WORST DAY",8,"19","18",86.176677651288202,2.286417812483978,-0.73458417122452613,-3.0210018838010733,9.0168492761222296E-7]
["All groupsProgram SpecificSubLAPSLAP_PGHB5PG&E1-in-2WORST DAY1219","All groups","Program Specific","SubLAP","SLAP_PGHB",5,"PG&E","1-in-2","WORST DAY",12,"19","19",49.041840692124104,1.2824760558159227,1.2824760558159227,0,0]
["All groupsProgram SpecificSubLAPSLAP_PGKN5CAISO1-in-10WORST DAY612","All groups","Program Specific","SubLAP","SLAP_PGKN",5,"CAISO","1-in-10","WORST DAY",6,"12","11",91.965513068731852,23.983669242981211,23.983669242981211,0,0]
["All groupsProgram SpecificSubLAPSLAP_PGKN5CAISO1-in-2WORST DAY422","All groups","Program Specific","SubLAP","SLAP_PGKN",5,"CAISO","1-in-2","WORST DAY",4,"22","21",71.546150049358346,16.387341143348259,16.387341143348259,0,0]
["All groupsProgram SpecificSubLAPSLAP_PGKN5CAISO1-in-2WORST DAY912","All groups","Program Specific","SubLAP","SLAP_PGKN",5,"CAISO","1-in-2","WORST DAY",9,"12","11",86.444711538461533,22.489101316837164,22.489101316837164,0,0]
["All groupsProgram SpecificSubLAPSLAP_PGKN5PG&E1-in-10WORST DAY902","All groups","Program Specific","SubLAP","SLAP_PGKN",5,"PG&E","1-in-10","WORST DAY",9,"02","01",71.898798076923072,17.942382250840847,17.942382250840847,0,0]
["All groupsProgram SpecificSubLAPSLAP_PGKN5PG&E1-in-2WORST DAY219","All groups","Program Specific","SubLAP","SLAP_PGKN",5,"PG&E","1-in-2","WORST DAY",2,"19","19",53.466293532338305,10.46154400680344,10.46154400680344,0,0]
["All groupsProgram SpecificSubLAPSLAP_PGKN5PG&E1-in-2WORST DAY812","All groups","Program Specific","SubLAP","SLAP_PGKN",5,"PG&E","1-in-2","WORST DAY",8,"12","11",92.042874396135261,24.484245068785071,24.484245068785071,0,0]
["All groupsProgram SpecificSubLAPSLAP_PGKN5PG&E1-in-2WORST DAY1121","All groups","Program Specific","SubLAP","SLAP_PGKN",5,"PG&E","1-in-2","WORST DAY",11,"21","21",50.803166351606805,14.327466549404628,14.327466549404628,0,0]
["All groupsProgram SpecificSubLAPSLAP_PGNB5CAISO1-in-10WORST DAY1209","All groups","Program Specific","SubLAP","SLAP_PGNB",5,"CAISO","1-in-10","WORST DAY",12,"09","09",35.054173354735155,25.822299266440336,25.822299266440336,0,0]
["All groupsProgram SpecificSubLAPSLAP_PGNB5CAISO1-in-2WORST DAY609","All groups","Program Specific","SubLAP","SLAP_PGNB",5,"CAISO","1-in-2","WORST DAY",6,"09","08",69.778259075907584,22.625371445695755,22.625371445695755,0,0]
["All groupsProgram SpecificSubLAPSLAP_PGNB5CAISO1-in-2WORST DAY918","All groups","Program Specific","SubLAP","SLAP_PGNB",5,"CAISO","1-in-2","WORST DAY",9,"18","17",84.381482982171804,28.546054070948273,26.278279651892245,-2.2677747931586136,5.2794284783885814E-6]
["All groupsProgram SpecificSubLAPSLAP_PGNB5PG&E1-in-10WORST DAY1012","All groups","Program Specific","SubLAP","SLAP_PGNB",5,"PG&E","1-in-10","WORST DAY",10,"12","11",83.918940609951846,29.866063200929958,29.866063200929958,0,0]
["All groupsProgram SpecificSubLAPSLAP_PGNB5PG&E1-in-2WORST DAY416","All groups","Program Specific","SubLAP","SLAP_PGNB",5,"PG&E","1-in-2","WORST DAY",4,"16","15",74.061733800350268,18.21989406491328,18.21989406491328,0,0]
["All groupsProgram SpecificSubLAPSLAP_PGNB5PG&E1-in-2WORST DAY715","All groups","Program Specific","SubLAP","SLAP_PGNB",5,"PG&E","1-in-2","WORST DAY",7,"15","14",95.205822475570031,27.390198054065145,27.390198054065145,0,0]
["All groupsProgram SpecificSubLAPSLAP_PGNC5CAISO1-in-10WORST DAY108","All groups","Program Specific","SubLAP","SLAP_PGNC",5,"CAISO","1-in-10","WORST DAY",1,"08","08",29.288265306122447,8.0763632600404787,8.0763632600404787,0,0]
["All groupsProgram SpecificSubLAPSLAP_PGNC5CAISO1-in-10WORST DAY1118","All groups","Program Specific","SubLAP","SLAP_PGNC",5,"CAISO","1-in-10","WORST DAY",11,"18","18",59.535194174757279,9.8336630735582524,9.8336630735582524,0,0]
["All groupsProgram SpecificSubLAPSLAP_PGNC5CAISO1-in-2WORST DAY509","All groups","Program Specific","SubLAP","SLAP_PGNC",5,"CAISO","1-in-2","WORST DAY",5,"09","08",61.651960784313722,11.667978481334799,11.667978481334799,0,0]
["All groupsProgram SpecificSubLAPSLAP_PGNC5PG&E1-in-10WORST DAY322","All groups","Program Specific","SubLAP","SLAP_PGNC",5,"PG&E","1-in-10","WORST DAY",3,"22","21",45.517857142857146,6.4019668698310852,6.4019668698310852,0,0]
["All groupsProgram SpecificSubLAPSLAP_PGNC5PG&E1-in-10WORST DAY915","All groups","Program Specific","SubLAP","SLAP_PGNC",5,"PG&E","1-in-10","WORST DAY",9,"15","14",91.034313725490193,16.717174666769363,16.717174666769363,0,0]
["All groupsProgram SpecificSubLAPSLAP_PGNC5PG&E1-in-2WORST DAY308","All groups","Program Specific","SubLAP","SLAP_PGNC",5,"PG&E","1-in-2","WORST DAY",3,"08","07",39.710459183673471,8.0763632600404787,8.0763632600404787,0,0]
["All groupsProgram SpecificSubLAPSLAP_PGNC5PG&E1-in-2WORST DAY916","All groups","Program Specific","SubLAP","SLAP_PGNC",5,"PG&E","1-in-2","WORST DAY",9,"16","15",89.212009803921575,18.543687999832866,18.543687999832866,0,0]
["All groupsProgram SpecificSubLAPSLAP_PGNP5CAISO1-in-10WORST DAY712","All groups","Program Specific","SubLAP","SLAP_PGNP",5,"CAISO","1-in-10","WORST DAY",7,"12","11",93.395833333333329,45.433098521781105,45.433098521781105,0,0]
["All groupsProgram SpecificSubLAPSLAP_PGNP5CAISO1-in-2WORST DAY105","All groups","Program Specific","SubLAP","SLAP_PGNP",5,"CAISO","1-in-2","WORST DAY",1,"05","05",38.494587988826815,19.989811760066441,19.989811760066441,0,0]
["All groupsProgram SpecificSubLAPSLAP_PGNP5CAISO1-in-2WORST DAY414","All groups","Program Specific","SubLAP","SLAP_PGNP",5,"CAISO","1-in-2","WORST DAY",4,"14","13",80.090025906735747,29.637435462692551,29.637435462692551,0,0]
["All groupsProgram SpecificSubLAPSLAP_PGNP5PG&E1-in-10WORST DAY511","All groups","Program Specific","SubLAP","SLAP_PGNP",5,"PG&E","1-in-10","WORST DAY",5,"11","10",88.677895642201833,30.241987359804025,30.241987359804025,0,0]
["All groupsProgram SpecificSubLAPSLAP_PGNP5PG&E1-in-10WORST DAY818","All groups","Program Specific","SubLAP","SLAP_PGNP",5,"PG&E","1-in-10","WORST DAY",8,"18","17",103.28348670756647,49.375205645189148,48.784229563530118,-0.59097717938667116,3.0779222015553387E-6]
["All groupsProgram SpecificSubLAPSLAP_PGNP5PG&E1-in-2WORST DAY211","All groups","Program Specific","SubLAP","SLAP_PGNP",5,"PG&E","1-in-2","WORST DAY",2,"11","11",48.098638268156428,19.465639762726077,19.465639762726077,0,0]
["All groupsProgram SpecificSubLAPSLAP_PGP25CAISO1-in-10WORST DAY305","All groups","Program Specific","SubLAP","SLAP_PGP2",5,"CAISO","1-in-10","WORST DAY",3,"05","04",50.102258269720103,20.414549122964988,20.414549122964988,0,0]
["All groupsProgram SpecificSubLAPSLAP_PGP25CAISO1-in-10WORST DAY918","All groups","Program Specific","SubLAP","SLAP_PGP2",5,"CAISO","1-in-10","WORST DAY",9,"18","17",85.554569266589056,50.899120198833792,48.65894600932895,-2.2401738381674634,3.284945705672726E-6]
["All groupsProgram SpecificSubLAPSLAP_PGP25CAISO1-in-10WORST DAY1208","All groups","Program Specific","SubLAP","SLAP_PGP2",5,"CAISO","1-in-10","WORST DAY",12,"08","08",35.036295005807204,35.017602572881735,35.017602572881735,0,0]
["All groupsProgram SpecificSubLAPSLAP_PGP25CAISO1-in-2WORST DAY601","All groups","Program Specific","SubLAP","SLAP_PGP2",5,"CAISO","1-in-2","WORST DAY",6,"01","24",64.860571260306244,28.755827296468198,28.755827296468198,0,0]
["All groupsProgram SpecificSubLAPSLAP_PGP25PG&E1-in-10WORST DAY411","All groups","Program Specific","SubLAP","SLAP_PGP2",5,"PG&E","1-in-10","WORST DAY",4,"11","10",79.818224009900987,46.337467946222809,46.337467946222809,0,0]
["All groupsProgram SpecificSubLAPSLAP_PGP25PG&E1-in-10WORST DAY1011","All groups","Program Specific","SubLAP","SLAP_PGP2",5,"PG&E","1-in-10","WORST DAY",10,"11","10",78.668313953488365,50.360195749326671,50.360195749326671,0,0]
["All groupsProgram SpecificSubLAPSLAP_PGP25PG&E1-in-2WORST DAY815","All groups","Program Specific","SubLAP","SLAP_PGP2",5,"PG&E","1-in-2","WORST DAY",8,"15","14",88.777517564402814,52.541140424946988,52.541140424946988,0,0]
["All groupsProgram SpecificSubLAPSLAP_PGSB5CAISO1-in-10WORST DAY208","All groups","Program Specific","SubLAP","SLAP_PGSB",5,"CAISO","1-in-10","WORST DAY",2,"08","08",43.14310453400504,176.24756949079654,176.24756949079654,0,0]
["All groupsProgram SpecificSubLAPSLAP_PGSB5CAISO1-in-10WORST DAY801","All groups","Program Specific","SubLAP","SLAP_PGSB",5,"CAISO","1-in-10","WORST DAY",8,"01","24",70.64083988212181,168.7478575734074,168.7478575734074,0,0]
["All groupsProgram SpecificSubLAPSLAP_PGSB5CAISO1-in-2WORST DAY218","All groups","Program Specific","SubLAP","SLAP_PGSB",5,"CAISO","1-in-2","WORST DAY",2,"18","18",50.066278337531486,183.93868451815109,183.93868451815109,0,0]
["All groupsProgram SpecificSubLAPSLAP_PGSB5CAISO1-in-2WORST DAY1205","All groups","Program Specific","SubLAP","SLAP_PGSB",5,"CAISO","1-in-2","WORST DAY",12,"05","05",45.249404194470927,151.26134484094365,151.26134484094365,0,0]
["All groupsProgram SpecificSubLAPSLAP_PGSB5PG&E1-in-10WORST DAY314","All groups","Program Specific","SubLAP","SLAP_PGSB",5,"PG&E","1-in-10","WORST DAY",3,"14","13",56.977260348583876,198.05710307757059,198.05710307757059,0,0]
["All groupsProgram SpecificSubLAPSLAP_PGSB5PG&E1-in-10WORST DAY907","All groups","Program Specific","SubLAP","SLAP_PGSB",5,"PG&E","1-in-10","WORST DAY",9,"07","06",66.402121504339448,186.82620067499298,186.82620067499298,0,0]
["All groupsProgram SpecificSubLAPSLAP_PGSB5PG&E1-in-2WORST DAY1013","All groups","Program Specific","SubLAP","SLAP_PGSB",5,"PG&E","1-in-2","WORST DAY",10,"13","12",78.140490943755964,216.24005021494384,216.24005021494384,0,0]
["All groupsProgram SpecificSubLAPSLAP_PGSF5CAISO1-in-10WORST DAY111","All groups","Program Specific","SubLAP","SLAP_PGSF",5,"CAISO","1-in-10","WORST DAY",1,"11","11",42.862333887043192,95.34665244748426,95.34665244748426,0,0]
["All groupsProgram SpecificSubLAPSLAP_PGSF5CAISO1-in-10WORST DAY704","All groups","Program Specific","SubLAP","SLAP_PGSF",5,"CAISO","1-in-10","WORST DAY",7,"04","03",65.167095588235298,78.933542033810824,78.933542033810824,0,0]
["All groupsProgram SpecificSubLAPSLAP_PGSF5CAISO1-in-2WORST DAY722","All groups","Program Specific","SubLAP","SLAP_PGSF",5,"CAISO","1-in-2","WORST DAY",7,"22","21",69.109191176470588,94.084772781940075,94.084772781940075,0,0]
["All groupsProgram SpecificSubLAPSLAP_PGSF5PG&E1-in-10WORST DAY220","All groups","Program Specific","SubLAP","SLAP_PGSF",5,"PG&E","1-in-10","WORST DAY",2,"20","20",43.714966832504146,76.896082128717822,76.896082128717822,0,0]
["All groupsProgram SpecificSubLAPSLAP_PGSF5PG&E1-in-10WORST DAY501","All groups","Program Specific","SubLAP","SLAP_PGSF",5,"PG&E","1-in-10","WORST DAY",5,"01","24",71.262577399380802,88.231641363825403,88.231641363825403,0,0]
["All groupsProgram SpecificSubLAPSLAP_PGSF5PG&E1-in-2WORST DAY311","All groups","Program Specific","SubLAP","SLAP_PGSF",5,"PG&E","1-in-2","WORST DAY",3,"11","10",51.220873786407765,98.639158367628426,98.639158367628426,0,0]
["All groupsProgram SpecificSubLAPSLAP_PGSF5PG&E1-in-2WORST DAY904","All groups","Program Specific","SubLAP","SLAP_PGSF",5,"PG&E","1-in-2","WORST DAY",9,"04","03",62.403474212034382,82.307842188629522,82.307842188629522,0,0]
["All groupsProgram SpecificSubLAPSLAP_PGSI5CAISO1-in-10WORST DAY313","All groups","Program Specific","SubLAP","SLAP_PGSI",5,"CAISO","1-in-10","WORST DAY",3,"13","12",66.881464344039188,1.0421177337658944,1.0421177337658944,0,0]
["All groupsProgram SpecificSubLAPSLAP_PGSI5CAISO1-in-2WORST DAY108","All groups","Program Specific","SubLAP","SLAP_PGSI",5,"CAISO","1-in-2","WORST DAY",1,"08","08",40.149294019933556,3.814722697567174,3.814722697567174,0,0]
["All groupsProgram SpecificSubLAPSLAP_PGSI5CAISO1-in-2WORST DAY701","All groups","Program Specific","SubLAP","SLAP_PGSI",5,"CAISO","1-in-2","WORST DAY",7,"01","24",69.115548938373905,11.629245926776987,11.629245926776987,0,0]
["All groupsProgram SpecificSubLAPSLAP_PGSI5CAISO1-in-2WORST DAY1218","All groups","Program Specific","SubLAP","SLAP_PGSI",5,"CAISO","1-in-2","WORST DAY",12,"18","18",50.546842783505156,10.35465174364022,10.35465174364022,0,0]
["All groupsProgram SpecificSubLAPSLAP_PGSI5PG&E1-in-10WORST DAY720","All groups","Program Specific","SubLAP","SLAP_PGSI",5,"PG&E","1-in-10","WORST DAY",7,"20","19",89.907042982910411,16.043382857205149,14.08156428971882,-1.9618180757984938,8.2765603792722686E-7]
["All groupsProgram SpecificSubLAPSLAP_PGSI5PG&E1-in-2WORST DAY422","All groups","Program Specific","SubLAP","SLAP_PGSI",5,"PG&E","1-in-2","WORST DAY",4,"22","21",63.90175202156334,6.9108165735946194,6.9108165735946194,0,0]
["All groupsProgram SpecificSubLAPSLAP_PGSI5PG&E1-in-2WORST DAY807","All groups","Program Specific","SubLAP","SLAP_PGSI",5,"PG&E","1-in-2","WORST DAY",8,"07","06",65.238270954138116,12.876778457029028,12.876778457029028,0,0]
["All groupsProgram SpecificSubLAPSLAP_PGST5CAISO1-in-10WORST DAY901","All groups","Program Specific","SubLAP","SLAP_PGST",5,"CAISO","1-in-10","WORST DAY",9,"01","24",71.431928571428571,20.653370351244295,20.653370351244295,0,0]
["All groupsProgram SpecificSubLAPSLAP_PGST5CAISO1-in-2WORST DAY315","All groups","Program Specific","SubLAP","SLAP_PGST",5,"CAISO","1-in-2","WORST DAY",3,"15","14",57.009371221281739,12.599301896482579,12.599301896482579,0,0]
["All groupsProgram SpecificSubLAPSLAP_PGST5CAISO1-in-2WORST DAY604","All groups","Program Specific","SubLAP","SLAP_PGST",5,"CAISO","1-in-2","WORST DAY",6,"04","03",68.779813845258872,18.947333727961645,18.947333727961645,0,0]
["All groupsProgram SpecificSubLAPSLAP_PGST5CAISO1-in-2WORST DAY1121","All groups","Program Specific","SubLAP","SLAP_PGST",5,"CAISO","1-in-2","WORST DAY",11,"21","21",60.236780177187157,18.89151046595692,18.89151046595692,0,0]
["All groupsProgram SpecificSubLAPSLAP_PGST5PG&E1-in-10WORST DAY1007","All groups","Program Specific","SubLAP","SLAP_PGST",5,"PG&E","1-in-10","WORST DAY",10,"07","06",65.542012735326693,21.594891835507397,21.594891835507397,0,0]
["All groupsProgram SpecificSubLAPSLAP_PGST5PG&E1-in-2WORST DAY722","All groups","Program Specific","SubLAP","SLAP_PGST",5,"PG&E","1-in-2","WORST DAY",7,"22","21",78.619705208929588,22.85576205522581,22.85576205522581,0,0]
["All groupsProgram SpecificSubLAPSLAP_PGST5PG&E1-in-2WORST DAY918","All groups","Program Specific","SubLAP","SLAP_PGST",5,"PG&E","1-in-2","WORST DAY",9,"18","17",92.526499999999999,21.526863600171037,19.66525555547646,-1.8616066315787252,3.2350391165891779E-7]
["All groupsProgram SpecificSubLAPSLAP_PGZP5CAISO1-in-10WORST DAY804","All groups","Program Specific","SubLAP","SLAP_PGZP",5,"CAISO","1-in-10","WORST DAY",8,"04","03",75.147180115916186,44.018085121317895,44.018085121317895,0,0]
["All groupsProgram SpecificSubLAPSLAP_PGZP5CAISO1-in-2WORST DAY121","All groups","Program Specific","SubLAP","SLAP_PGZP",5,"CAISO","1-in-2","WORST DAY",1,"21","21",45.436654135338344,25.267695498727914,25.267695498727914,0,0]
["All groupsProgram SpecificSubLAPSLAP_PGZP5CAISO1-in-2WORST DAY815","All groups","Program Specific","SubLAP","SLAP_PGZP",5,"CAISO","1-in-2","WORST DAY",8,"15","14",93.860900579580914,37.167453814452372,37.167453814452372,0,0]
["All groupsProgram SpecificSubLAPSLAP_PGZP5PG&E1-in-10WORST DAY601","All groups","Program Specific","SubLAP","SLAP_PGZP",5,"PG&E","1-in-10","WORST DAY",6,"01","24",77.205144362969747,44.661045159799698,44.661045159799698,0,0]
["All groupsProgram SpecificSubLAPSLAP_PGZP5PG&E1-in-10WORST DAY1118","All groups","Program Specific","SubLAP","SLAP_PGZP",5,"PG&E","1-in-10","WORST DAY",11,"18","18",61.363322368421052,26.885479921233237,26.885479921233237,0,0]
["All groupsProgram SpecificSubLAPSLAP_PGZP5PG&E1-in-2WORST DAY303","All groups","Program Specific","SubLAP","SLAP_PGZP",5,"PG&E","1-in-2","WORST DAY",3,"03","02",47.096834496510468,20.027698068191498,20.027698068191498,0,0]
["All groupsProgram SpecificSubLAPSLAP_PGZP5PG&E1-in-2WORST DAY1222","All groups","Program Specific","SubLAP","SLAP_PGZP",5,"PG&E","1-in-2","WORST DAY",12,"22","22",41.203344298245611,27.063987686146834,27.063987686146834,0,0]
["B2PortfolioAllAll5CAISO1-in-10WORST DAY915","B2","Portfolio","All","All",5,"CAISO","1-in-10","WORST DAY",9,"15","14",92.115155131264913,151.50961122080363,151.50961122080363,0,0]
["B2PortfolioAllAll5CAISO1-in-10WORST DAY1224","B2","Portfolio","All","All",5,"CAISO","1-in-10","WORST DAY",12,"24","24",39.578125,90.769098257993235,90.769098257993235,0,0]
["B2PortfolioAllAll5PG&E1-in-10WORST DAY118","B2","Portfolio","All","All",5,"PG&E","1-in-10","WORST DAY",1,"18","18",43.704544067382813]
["B2PortfolioAllAll5PG&E1-in-10WORST DAY505","B2","Portfolio","All","All",5,"PG&E","1-in-10","WORST DAY",5,"05","04",68.272727966308594]
["B2PortfolioAllAll5PG&E1-in-10WORST DAY1021","B2","Portfolio","All","All",5,"PG&E","1-in-10","WORST DAY",10,"21","20",77.697828389830505,132.80199571989351,128.27278135792685,-4.5292149162140944,1.4418649487197399E-2]
["B2PortfolioAllAll5PG&E1-in-2WORST DAY414","B2","Portfolio","All","All",5,"PG&E","1-in-2","WORST DAY",4,"14","13",78.428977966308594]
["B2PortfolioLCAGreater Bay Area5CAISO1-in-10WORST DAY224","B2","Portfolio","LCA","Greater Bay Area",5,"CAISO","1-in-10","WORST DAY",2,"24","24",45.991664886474609]
["B2PortfolioLCAGreater Bay Area5CAISO1-in-10WORST DAY1224","B2","Portfolio","LCA","Greater Bay Area",5,"CAISO","1-in-10","WORST DAY",12,"24","24",41.488165680473372,126.13279886640741,126.13279886640741,0,0]
["B2PortfolioLCAGreater Bay Area5CAISO1-in-2WORST DAY211","B2","Portfolio","LCA","Greater Bay Area",5,"CAISO","1-in-2","WORST DAY",2,"11","11",49.224998474121094]
["B2PortfolioLCAGreater Bay Area5CAISO1-in-2WORST DAY1221","B2","Portfolio","LCA","Greater Bay Area",5,"CAISO","1-in-2","WORST DAY",12,"21","21",48.590236686390533,139.91979352962335,139.91979352962335,0,0]
["B2PortfolioLCAGreater Bay Area5PG&E1-in-10WORST DAY614","B2","Portfolio","LCA","Greater Bay Area",5,"PG&E","1-in-10","WORST DAY",6,"14","13",93.139084507042256,196.23436640349911,196.23436640349911,0,0]
["B2PortfolioLCAGreater Bay Area5PG&E1-in-2WORST DAY424","B2","Portfolio","LCA","Greater Bay Area",5,"PG&E","1-in-2","WORST DAY",4,"24","23",58.575000762939453]
["B2PortfolioLCAGreater Bay Area5PG&E1-in-2WORST DAY819","B2","Portfolio","LCA","Greater Bay Area",5,"PG&E","1-in-2","WORST DAY",8,"19","18",80.513117283950621,177.55691363487713,171.50132986939983,-6.0555824379862093,2.8310773894190788E-2]
["B2PortfolioLCAGreater Fresno Area5CAISO1-in-10WORST DAY411","B2","Portfolio","LCA","Greater Fresno Area",5,"CAISO","1-in-10","WORST DAY",4,"11","10",79.75]
["B2PortfolioLCAGreater Fresno Area5CAISO1-in-10WORST DAY720","B2","Portfolio","LCA","Greater Fresno Area",5,"CAISO","1-in-10","WORST DAY",7,"20","19",103.6929012345679,96.636114991741422,93.340338812934021,-3.2957767145133312,2.7841242030262947E-2]
["B2PortfolioLCAGreater Fresno Area5CAISO1-in-2WORST DAY814","B2","Portfolio","LCA","Greater Fresno Area",5,"CAISO","1-in-2","WORST DAY",8,"14","13",94.524122807017548,96.438249286852383,96.438249286852383,0,0]
["B2PortfolioLCAGreater Fresno Area5PG&E1-in-10WORST DAY414","B2","Portfolio","LCA","Greater Fresno Area",5,"PG&E","1-in-10","WORST DAY",4,"14","13",90.099998474121094]
["B2PortfolioLCAGreater Fresno Area5PG&E1-in-10WORST DAY517","B2","Portfolio","LCA","Greater Fresno Area",5,"PG&E","1-in-10","WORST DAY",5,"17","16",99.849998474121094]
["B2PortfolioLCAGreater Fresno Area5PG&E1-in-2WORST DAY611","B2","Portfolio","LCA","Greater Fresno Area",5,"PG&E","1-in-2","WORST DAY",6,"11","10",89.634920634920633,97.779362633114772,97.779362633114772,0,0]
["B2PortfolioLCAGreater Fresno Area5PG&E1-in-2WORST DAY920","B2","Portfolio","LCA","Greater Fresno Area",5,"PG&E","1-in-2","WORST DAY",9,"20","19",94.708333333333329,93.314988253409396,90.132478680527001,-3.1825096983658638,3.69994156062603E-2]
["B2PortfolioLCAKern5CAISO1-in-10WORST DAY821","B2","Portfolio","LCA","Kern",5,"CAISO","1-in-10","WORST DAY",8,"21","20",99.125]
["B2PortfolioLCAKern5CAISO1-in-10WORST DAY907","B2","Portfolio","LCA","Kern",5,"CAISO","1-in-10","WORST DAY",9,"07","06",72.625]
["B2PortfolioLCAKern5CAISO1-in-2WORST DAY717","B2","Portfolio","LCA","Kern",5,"CAISO","1-in-2","WORST DAY",7,"17","16",102.75]
["B2PortfolioLCAKern5PG&E1-in-10WORST DAY110","B2","Portfolio","LCA","Kern",5,"PG&E","1-in-10","WORST DAY",1,"10","10",40]
["B2PortfolioLCAKern5PG&E1-in-10WORST DAY602","B2","Portfolio","LCA","Kern",5,"PG&E","1-in-10","WORST DAY",6,"02","01",80.75]
["B2PortfolioLCAKern5PG&E1-in-2WORST DAY514","B2","Portfolio","LCA","Kern",5,"PG&E","1-in-2","WORST DAY",5,"14","13",92]
["B2PortfolioLCAKern5PG&E1-in-2WORST DAY1107","B2","Portfolio","LCA","Kern",5,"PG&E","1-in-2","WORST DAY",11,"07","07",40.375,69.483675564036645,69.483675564036645,0,0]
["B2PortfolioLCANorth Coast and North Bay5CAISO1-in-10WORST DAY917","B2","Portfolio","LCA","North Coast and North Bay",5,"CAISO","1-in-10","WORST DAY",9,"17","16",93.951612903225808,210.64803437263734,203.46388146185106,-7.1841556487544889,7.6950386166572571E-2]
["B2PortfolioLCANorth Coast and North Bay5CAISO1-in-2WORST DAY121","B2","Portfolio","LCA","North Coast and North Bay",5,"CAISO","1-in-2","WORST DAY",1,"21","21",42.75]
["B2PortfolioLCANorth Coast and North Bay5CAISO1-in-2WORST DAY904","B2","Portfolio","LCA","North Coast and North Bay",5,"CAISO","1-in-2","WORST DAY",9,"04","03",57.512096774193552,159.24105490407635,159.24105490407635,0,0]
["B2PortfolioLCANorth Coast and North Bay5CAISO1-in-2WORST DAY1213","B2","Portfolio","LCA","North Coast and North Bay",5,"CAISO","1-in-2","WORST DAY",12,"13","13",53.4375,167.65947723388672,167.65947723388672,0,0]
["B2PortfolioLCANorth Coast and North Bay5PG&E1-in-2WORST DAY107","B2","Portfolio","LCA","North Coast and North Bay",5,"PG&E","1-in-2","WORST DAY",1,"07","07",34]
["B2PortfolioLCANorth Coast and North Bay5PG&E1-in-2WORST DAY604","B2","Portfolio","LCA","North Coast and North Bay",5,"PG&E","1-in-2","WORST DAY",6,"04","03",61.737499999999997,163.35626373291015,163.35626373291015,0,0]
["B2PortfolioLCANorth Coast and North Bay5PG&E1-in-2WORST DAY1010","B2","Portfolio","LCA","North Coast and North Bay",5,"PG&E","1-in-2","WORST DAY",10,"10","09",62.265625,180.86452388763428,180.86452388763428,0,0]
["B2PortfolioLCAOther5CAISO1-in-10WORST DAY1104","B2","Portfolio","LCA","Other",5,"CAISO","1-in-10","WORST DAY",11,"04","04",50.342857142857142,51.71539529476847,51.71539529476847,0,0]
["B2PortfolioLCAOther5CAISO1-in-2WORST DAY213","B2","Portfolio","LCA","Other",5,"CAISO","1-in-2","WORST DAY",2,"13","13",52.125]
["B2PortfolioLCAOther5CAISO1-in-2WORST DAY621","B2","Portfolio","LCA","Other",5,"CAISO","1-in-2","WORST DAY",6,"21","20",90.186507936507937,102.76944487435478,99.264491701882989,-3.5049541493256888,2.6728266850113869E-2]
["B2PortfolioLCAOther5PG&E1-in-10WORST DAY617","B2","Portfolio","LCA","Other",5,"PG&E","1-in-10","WORST DAY",6,"17","16",100.99503968253968,80.443445780920598,77.699922561645508,-2.7435254587067499,3.7194784730672836E-2]
["B2PortfolioLCAOther5PG&E1-in-10WORST DAY1210","B2","Portfolio","LCA","Other",5,"PG&E","1-in-10","WORST DAY",12,"10","10",39.185714285714283,55.658133207048685,55.658133207048685,0,0]
["B2PortfolioLCAOther5PG&E1-in-2WORST DAY603","B2","Portfolio","LCA","Other",5,"PG&E","1-in-2","WORST DAY",6,"03","02",75.688492063492063,101.5315990447998,101.5315990447998,0,0]
["B2PortfolioLCAOther5PG&E1-in-2WORST DAY1104","B2","Portfolio","LCA","Other",5,"PG&E","1-in-2","WORST DAY",11,"04","04",42.45,45.779074425409945,45.779074425409945,0,0]
["B2PortfolioLCASierra5CAISO1-in-10WORST DAY1007","B2","Portfolio","LCA","Sierra",5,"CAISO","1-in-10","WORST DAY",10,"07","06",62.862903225806448,199.17873948620212,199.17873948620212,0,0]
["B2PortfolioLCASierra5CAISO1-in-2WORST DAY324","B2","Portfolio","LCA","Sierra",5,"CAISO","1-in-2","WORST DAY",3,"24","23",47.0625]
["B2PortfolioLCASierra5PG&E1-in-10WORST DAY210","B2","Portfolio","LCA","Sierra",5,"PG&E","1-in-10","WORST DAY",2,"10","10",42.46875]
["B2PortfolioLCASierra5PG&E1-in-10WORST DAY623","B2","Portfolio","LCA","Sierra",5,"PG&E","1-in-10","WORST DAY",6,"23","22",79.245000000000005,210.92832519531251,210.92832519531251,0,0]
["B2PortfolioLCASierra5PG&E1-in-10WORST DAY1113","B2","Portfolio","LCA","Sierra",5,"PG&E","1-in-10","WORST DAY",11,"13","13",63.95967741935484,185.37103173040575,185.37103173040575,0,0]
["B2PortfolioLCASierra5PG&E1-in-2WORST DAY506","B2","Portfolio","LCA","Sierra",5,"PG&E","1-in-2","WORST DAY",5,"06","05",60.78125]
["B2PortfolioLCAStockton5CAISO1-in-10WORST DAY524","B2","Portfolio","LCA","Stockton",5,"CAISO","1-in-10","WORST DAY",5,"24","23",75.75]
["B2PortfolioLCAStockton5CAISO1-in-10WORST DAY1106","B2","Portfolio","LCA","Stockton",5,"CAISO","1-in-10","WORST DAY",11,"06","06",51,49.547664642333984,49.547664642333984,0,0]
["B2PortfolioLCAStockton5CAISO1-in-2WORST DAY303","B2","Portfolio","LCA","Stockton",5,"CAISO","1-in-2","WORST DAY",3,"03","02",48.5]
["B2PortfolioLCAStockton5PG&E1-in-10WORST DAY321","B2","Portfolio","LCA","Stockton",5,"PG&E","1-in-10","WORST DAY",3,"21","20",53.375]
["B2PortfolioLCAStockton5PG&E1-in-10WORST DAY706","B2","Portfolio","LCA","Stockton",5,"PG&E","1-in-10","WORST DAY",7,"06","05",80.875]
["B2PortfolioLCAStockton5PG&E1-in-10WORST DAY1123","B2","Portfolio","LCA","Stockton",5,"PG&E","1-in-10","WORST DAY",11,"23","23",51.125,49.624065399169922,49.624065399169922,0,0]
["B2PortfolioLCAStockton5PG&E1-in-2WORST DAY1110","B2","Portfolio","LCA","Stockton",5,"PG&E","1-in-2","WORST DAY",11,"10","10",48.375,75.321311950683594,75.321311950683594,0,0]
["B2PortfolioLCAnon-LCA5CAISO1-in-10WORST DAY503","B2","Portfolio","LCA","non-LCA",5,"CAISO","1-in-10","WORST DAY",5,"03","02",55.75]
["B2PortfolioLCAnon-LCA5CAISO1-in-10WORST DAY1020","B2","Portfolio","LCA","non-LCA",5,"CAISO","1-in-10","WORST DAY",10,"20","19",64.125]
["B2PortfolioLCAnon-LCA5CAISO1-in-2WORST DAY406","B2","Portfolio","LCA","non-LCA",5,"CAISO","1-in-2","WORST DAY",4,"06","05",51.5]
["B2PortfolioLCAnon-LCA5PG&E1-in-10WORST DAY224","B2","Portfolio","LCA","non-LCA",5,"PG&E","1-in-10","WORST DAY",2,"24","24",43.625]
["B2PortfolioLCAnon-LCA5PG&E1-in-10WORST DAY609","B2","Portfolio","LCA","non-LCA",5,"PG&E","1-in-10","WORST DAY",6,"09","08",71.75]
["B2PortfolioLCAnon-LCA5PG&E1-in-2WORST DAY703","B2","Portfolio","LCA","non-LCA",5,"PG&E","1-in-2","WORST DAY",7,"03","02",56.125]
["B2PortfolioLCAnon-LCA5PG&E1-in-2WORST DAY1201","B2","Portfolio","LCA","non-LCA",5,"PG&E","1-in-2","WORST DAY",12,"01","01",38.875]
["B2PortfolioSubLAPSLAP_PGCC5CAISO1-in-10WORST DAY406","B2","Portfolio","SubLAP","SLAP_PGCC",5,"CAISO","1-in-10","WORST DAY",4,"06","05",56.041667938232422]
["B2PortfolioSubLAPSLAP_PGCC5CAISO1-in-2WORST DAY424","B2","Portfolio","SubLAP","SLAP_PGCC",5,"CAISO","1-in-2","WORST DAY",4,"24","23",57.25]
["B2PortfolioSubLAPSLAP_PGCC5CAISO1-in-2WORST DAY1017","B2","Portfolio","SubLAP","SLAP_PGCC",5,"CAISO","1-in-2","WORST DAY",10,"17","16",79.953947368421055,152.78296862150492,147.57230417351974,-5.2106664055272152,0.10019437968730927]
["B2PortfolioSubLAPSLAP_PGCC5PG&E1-in-10WORST DAY408","B2","Portfolio","SubLAP","SLAP_PGCC",5,"PG&E","1-in-10","WORST DAY",4,"08","07",60.958332061767578]
["B2PortfolioSubLAPSLAP_PGCC5PG&E1-in-10WORST DAY720","B2","Portfolio","SubLAP","SLAP_PGCC",5,"PG&E","1-in-10","WORST DAY",7,"20","19",66.458333333333329,153.76238165961371,148.51831563313803,-5.244069417317708,0.10594160854816437]
["B2PortfolioSubLAPSLAP_PGCC5PG&E1-in-2WORST DAY606","B2","Portfolio","SubLAP","SLAP_PGCC",5,"PG&E","1-in-2","WORST DAY",6,"06","05",54.125,137.25844997829861,137.25844997829861,0,0]
["B2PortfolioSubLAPSLAP_PGCC5PG&E1-in-2WORST DAY1123","B2","Portfolio","SubLAP","SLAP_PGCC",5,"PG&E","1-in-2","WORST DAY",11,"23","23",47.32236842105263,123.97383599532277,123.97383599532277,0,0]
["B2PortfolioSubLAPSLAP_PGEB5CAISO1-in-10WORST DAY501","B2","Portfolio","SubLAP","SLAP_PGEB",5,"CAISO","1-in-10","WORST DAY",5,"01","24",65.75]
["B2PortfolioSubLAPSLAP_PGEB5CAISO1-in-2WORST DAY403","B2","Portfolio","SubLAP","SLAP_PGEB",5,"CAISO","1-in-2","WORST DAY",4,"03","02",57.049999237060547]
["B2PortfolioSubLAPSLAP_PGEB5CAISO1-in-2WORST DAY920","B2","Portfolio","SubLAP","SLAP_PGEB",5,"CAISO","1-in-2","WORST DAY",9,"20","19",76.355932203389827,177.334716796875,171.28671471547273,-6.0480042958663685,4.5656535774469376E-2]
["B2PortfolioSubLAPSLAP_PGEB5PG&E1-in-10WORST DAY313","B2","Portfolio","SubLAP","SLAP_PGEB",5,"PG&E","1-in-10","WORST DAY",3,"13","12",56.799999237060547]
["B2PortfolioSubLAPSLAP_PGEB5PG&E1-in-10WORST DAY908","B2","Portfolio","SubLAP","SLAP_PGEB",5,"PG&E","1-in-10","WORST DAY",9,"08","07",66.957627118644069,169.15449523925781,169.15449523925781,0,0]
["B2PortfolioSubLAPSLAP_PGEB5PG&E1-in-2WORST DAY717","B2","Portfolio","SubLAP","SLAP_PGEB",5,"PG&E","1-in-2","WORST DAY",7,"17","16",94.504629629629633,202.70283564814815,195.78965307165075,-6.913184642791748,5.6211099028587341E-2]
["B2PortfolioSubLAPSLAP_PGEB5PG&E1-in-2WORST DAY1102","B2","Portfolio","SubLAP","SLAP_PGEB",5,"PG&E","1-in-2","WORST DAY",11,"02","02",45.59375,129.54159367084503,129.54159367084503,0,0]
["B2PortfolioSubLAPSLAP_PGF15CAISO1-in-10WORST DAY1120","B2","Portfolio","SubLAP","SLAP_PGF1",5,"CAISO","1-in-10","WORST DAY",11,"20","20",63.03448275862069,41.267601144724878,41.267601144724878,0,0]
["B2PortfolioSubLAPSLAP_PGF15CAISO1-in-2WORST DAY503","B2","Portfolio","SubLAP","SLAP_PGF1",5,"CAISO","1-in-2","WORST DAY",5,"03","02",70.400001525878906]
["B2PortfolioSubLAPSLAP_PGF15CAISO1-in-2WORST DAY823","B2","Portfolio","SubLAP","SLAP_PGF1",5,"CAISO","1-in-2","WORST DAY",8,"23","22",85.133720930232556,81.128394903138627,81.128394903138627,0,0]
["B2PortfolioSubLAPSLAP_PGF15PG&E1-in-10WORST DAY917","B2","Portfolio","SubLAP","SLAP_PGF1",5,"PG&E","1-in-10","WORST DAY",9,"17","16",101.71511627906976,87.670624932577439,84.680614116579989,-2.990008545476337,2.6381535455584526E-2]
["B2PortfolioSubLAPSLAP_PGF15PG&E1-in-2WORST DAY102","B2","Portfolio","SubLAP","SLAP_PGF1",5,"PG&E","1-in-2","WORST DAY",1,"02","02",37.049999237060547]
["B2PortfolioSubLAPSLAP_PGF15PG&E1-in-2WORST DAY910","B2","Portfolio","SubLAP","SLAP_PGF1",5,"PG&E","1-in-2","WORST DAY",9,"10","09",82.662790697674424,94.745742176854336,94.745742176854336,0,0]
["B2PortfolioSubLAPSLAP_PGF15PG&E1-in-2WORST DAY1213","B2","Portfolio","SubLAP","SLAP_PGF1",5,"PG&E","1-in-2","WORST DAY",12,"13","13",50.604885057471265,35.258349276137075,35.258349276137075,0,0]
["B2PortfolioSubLAPSLAP_PGFG5CAISO1-in-10WORST DAY1023","B2","Portfolio","SubLAP","SLAP_PGFG",5,"CAISO","1-in-10","WORST DAY",10,"23","22",61.5,171.94383239746094,171.94383239746094,0,0]
["B2PortfolioSubLAPSLAP_PGFG5CAISO1-in-2WORST DAY416","B2","Portfolio","SubLAP","SLAP_PGFG",5,"CAISO","1-in-2","WORST DAY",4,"16","15",75.875]
["B2PortfolioSubLAPSLAP_PGFG5CAISO1-in-2WORST DAY1009","B2","Portfolio","SubLAP","SLAP_PGFG",5,"CAISO","1-in-2","WORST DAY",10,"09","08",55.875,185.14463806152344,185.14463806152344,0,0]
["B2PortfolioSubLAPSLAP_PGFG5PG&E1-in-10WORST DAY505","B2","Portfolio","SubLAP","SLAP_PGFG",5,"PG&E","1-in-10","WORST DAY",5,"05","04",66.75]
["B2PortfolioSubLAPSLAP_PGFG5PG&E1-in-2WORST DAY213","B2","Portfolio","SubLAP","SLAP_PGFG",5,"PG&E","1-in-2","WORST DAY",2,"13","13",50.5]
["B2PortfolioSubLAPSLAP_PGFG5PG&E1-in-2WORST DAY1223","B2","Portfolio","SubLAP","SLAP_PGFG",5,"PG&E","1-in-2","WORST DAY",12,"23","23",41.875,155.97784423828125,155.97784423828125,0,0]
["B2PortfolioSubLAPSLAP_PGKN5CAISO1-in-10WORST DAY616","B2","Portfolio","SubLAP","SLAP_PGKN",5,"CAISO","1-in-10","WORST DAY",6,"16","15",101.875]
["B2PortfolioSubLAPSLAP_PGKN5CAISO1-in-10WORST DAY1224","B2","Portfolio","SubLAP","SLAP_PGKN",5,"CAISO","1-in-10","WORST DAY",12,"24","24",40.875]
["B2PortfolioSubLAPSLAP_PGKN5CAISO1-in-2WORST DAY319","B2","Portfolio","SubLAP","SLAP_PGKN",5,"CAISO","1-in-2","WORST DAY",3,"19","18",58.875]
["B2PortfolioSubLAPSLAP_PGKN5PG&E1-in-10WORST DAY413","B2","Portfolio","SubLAP","SLAP_PGKN",5,"PG&E","1-in-10","WORST DAY",4,"13","12",89.625]
["B2PortfolioSubLAPSLAP_PGKN5PG&E1-in-10WORST DAY722","B2","Portfolio","SubLAP","SLAP_PGKN",5,"PG&E","1-in-10","WORST DAY",7,"22","21",97.625]
["B2PortfolioSubLAPSLAP_PGKN5PG&E1-in-2WORST DAY507","B2","Portfolio","SubLAP","SLAP_PGKN",5,"PG&E","1-in-2","WORST DAY",5,"07","06",68]
["B2PortfolioSubLAPSLAP_PGNB5CAISO1-in-10WORST DAY210","B2","Portfolio","SubLAP","SLAP_PGNB",5,"CAISO","1-in-10","WORST DAY",2,"10","10",46.625]
["B2PortfolioSubLAPSLAP_PGNB5CAISO1-in-10WORST DAY519","B2","Portfolio","SubLAP","SLAP_PGNB",5,"CAISO","1-in-10","WORST DAY",5,"19","18",81.375]
["B2PortfolioSubLAPSLAP_PGNB5CAISO1-in-10WORST DAY1112","B2","Portfolio","SubLAP","SLAP_PGNB",5,"CAISO","1-in-10","WORST DAY",11,"12","12",65.203125,166.14956760406494,166.14956760406494,0,0]
["B2PortfolioSubLAPSLAP_PGNB5CAISO1-in-2WORST DAY524","B2","Portfolio","SubLAP","SLAP_PGNB",5,"CAISO","1-in-2","WORST DAY",5,"24","23",57.4375]
["B2PortfolioSubLAPSLAP_PGNB5PG&E1-in-10WORST DAY316","B2","Portfolio","SubLAP","SLAP_PGNB",5,"PG&E","1-in-10","WORST DAY",3,"16","15",58.9375]
["B2PortfolioSubLAPSLAP_PGNB5PG&E1-in-10WORST DAY909","B2","Portfolio","SubLAP","SLAP_PGNB",5,"PG&E","1-in-10","WORST DAY",9,"09","08",68.333333333333329,182.88897196451822,182.88897196451822,0,0]
["B2PortfolioSubLAPSLAP_PGNB5PG&E1-in-2WORST DAY719","B2","Portfolio","SubLAP","SLAP_PGNB",5,"PG&E","1-in-2","WORST DAY",7,"19","18",89.232142857142861]
["B2PortfolioSubLAPSLAP_PGNB5PG&E1-in-2WORST DAY1007","B2","Portfolio","SubLAP","SLAP_PGNB",5,"PG&E","1-in-2","WORST DAY",10,"07","06",54.2578125,170.69285106658936,170.69285106658936,0,0]
["B2PortfolioSubLAPSLAP_PGNP5CAISO1-in-10WORST DAY706","B2","Portfolio","SubLAP","SLAP_PGNP",5,"CAISO","1-in-10","WORST DAY",7,"06","05",69.603365384615387,75.26330003371605,75.26330003371605,0,0]
["B2PortfolioSubLAPSLAP_PGNP5CAISO1-in-2WORST DAY516","B2","Portfolio","SubLAP","SLAP_PGNP",5,"CAISO","1-in-2","WORST DAY",5,"16","15",87.277778625488281]
["B2PortfolioSubLAPSLAP_PGNP5CAISO1-in-2WORST DAY1109","B2","Portfolio","SubLAP","SLAP_PGNP",5,"CAISO","1-in-2","WORST DAY",11,"09","09",51.868534482758619,80.262391912526098,80.262391912526098,0,0]
["B2PortfolioSubLAPSLAP_PGNP5PG&E1-in-10WORST DAY602","B2","Portfolio","SubLAP","SLAP_PGNP",5,"PG&E","1-in-10","WORST DAY",6,"02","01",74.186224489795919,52.081463405064177,52.081463405064177,0,0]
["B2PortfolioSubLAPSLAP_PGNP5PG&E1-in-10WORST DAY812","B2","Portfolio","SubLAP","SLAP_PGNP",5,"PG&E","1-in-10","WORST DAY",8,"12","11",90.926020408163268,103.1056240237489,103.1056240237489,0,0]
["B2PortfolioSubLAPSLAP_PGNP5PG&E1-in-2WORST DAY906","B2","Portfolio","SubLAP","SLAP_PGNP",5,"PG&E","1-in-2","WORST DAY",9,"06","05",66.395408163265301,82.698376207935567,82.698376207935567,0,0]
["B2PortfolioSubLAPSLAP_PGNP5PG&E1-in-2WORST DAY1215","B2","Portfolio","SubLAP","SLAP_PGNP",5,"PG&E","1-in-2","WORST DAY",12,"15","15",54.353448275862071,68.336020239468283,68.336020239468283,0,0]
["B2PortfolioSubLAPSLAP_PGP25CAISO1-in-10WORST DAY1009","B2","Portfolio","SubLAP","SLAP_PGP2",5,"CAISO","1-in-10","WORST DAY",10,"09","08",66.827586206896555,153.66296281485722,153.66296281485722,0,0]
["B2PortfolioSubLAPSLAP_PGP25CAISO1-in-2WORST DAY703","B2","Portfolio","SubLAP","SLAP_PGP2",5,"CAISO","1-in-2","WORST DAY",7,"03","02",63.185000000000002,133.97065795898436,133.97065795898436,0,0]
["B2PortfolioSubLAPSLAP_PGP25CAISO1-in-2WORST DAY1012","B2","Portfolio","SubLAP","SLAP_PGP2",5,"CAISO","1-in-2","WORST DAY",10,"12","11",74.543103448275858,166.4188153497104,166.4188153497104,0,0]
["B2PortfolioSubLAPSLAP_PGP25PG&E1-in-10WORST DAY405","B2","Portfolio","SubLAP","SLAP_PGP2",5,"PG&E","1-in-10","WORST DAY",4,"05","04",62.375]
["B2PortfolioSubLAPSLAP_PGP25PG&E1-in-2WORST DAY216","B2","Portfolio","SubLAP","SLAP_PGP2",5,"PG&E","1-in-2","WORST DAY",2,"16","16",53]
["B2PortfolioSubLAPSLAP_PGP25PG&E1-in-2WORST DAY809","B2","Portfolio","SubLAP","SLAP_PGP2",5,"PG&E","1-in-2","WORST DAY",8,"09","08",70.290178571428569,154.63132749285018,154.63132749285018,0,0]
["B2PortfolioSubLAPSLAP_PGSB5CAISO1-in-10WORST DAY202","B2","Portfolio","SubLAP","SLAP_PGSB",5,"CAISO","1-in-10","WORST DAY",2,"02","02",45.375]
["B2PortfolioSubLAPSLAP_PGSB5CAISO1-in-10WORST DAY1212","B2","Portfolio","SubLAP","SLAP_PGSB",5,"CAISO","1-in-10","WORST DAY",12,"12","12",50.6875,148.64012908935547,148.64012908935547,0,0]
["B2PortfolioSubLAPSLAP_PGSB5CAISO1-in-2WORST DAY309","B2","Portfolio","SubLAP","SLAP_PGSB",5,"CAISO","1-in-2","WORST DAY",3,"09","08",50.6875]
["B2PortfolioSubLAPSLAP_PGSB5CAISO1-in-2WORST DAY1123","B2","Portfolio","SubLAP","SLAP_PGSB",5,"CAISO","1-in-2","WORST DAY",11,"23","23",58.3125,131.99430847167969,131.99430847167969,0,0]
["B2PortfolioSubLAPSLAP_PGSB5PG&E1-in-10WORST DAY1009","B2","Portfolio","SubLAP","SLAP_PGSB",5,"PG&E","1-in-10","WORST DAY",10,"09","08",69.5625,147.81331634521484,147.81331634521484,0,0]
["B2PortfolioSubLAPSLAP_PGSB5PG&E1-in-2WORST DAY402","B2","Portfolio","SubLAP","SLAP_PGSB",5,"PG&E","1-in-2","WORST DAY",4,"02","01",60.8125]
["B2PortfolioSubLAPSLAP_PGSB5PG&E1-in-2WORST DAY716","B2","Portfolio","SubLAP","SLAP_PGSB",5,"PG&E","1-in-2","WORST DAY",7,"16","15",89.129032258064512,180.01680927891886,180.01680927891886,0,0]
["B2PortfolioSubLAPSLAP_PGSF5CAISO1-in-10WORST DAY105","B2","Portfolio","SubLAP","SLAP_PGSF",5,"CAISO","1-in-10","WORST DAY",1,"05","05",41.0625]
["B2PortfolioSubLAPSLAP_PGSF5CAISO1-in-2WORST DAY123","B2","Portfolio","SubLAP","SLAP_PGSF",5,"CAISO","1-in-2","WORST DAY",1,"23","23",46]
["B2PortfolioSubLAPSLAP_PGSF5CAISO1-in-2WORST DAY508","B2","Portfolio","SubLAP","SLAP_PGSF",5,"CAISO","1-in-2","WORST DAY",5,"08","07",52.625]
["B2PortfolioSubLAPSLAP_PGSF5PG&E1-in-10WORST DAY311","B2","Portfolio","SubLAP","SLAP_PGSF",5,"PG&E","1-in-10","WORST DAY",3,"11","10",52.75]
["B2PortfolioSubLAPSLAP_PGSF5PG&E1-in-10WORST DAY1120","B2","Portfolio","SubLAP","SLAP_PGSF",5,"PG&E","1-in-10","WORST DAY",11,"20","20",57.358695652173914,141.58431807808253,141.58431807808253,0,0]
["B2PortfolioSubLAPSLAP_PGSF5PG&E1-in-2WORST DAY305","B2","Portfolio","SubLAP","SLAP_PGSF",5,"PG&E","1-in-2","WORST DAY",3,"05","04",46.9375]
["B2PortfolioSubLAPSLAP_PGSF5PG&E1-in-2WORST DAY822","B2","Portfolio","SubLAP","SLAP_PGSF",5,"PG&E","1-in-2","WORST DAY",8,"22","21",62.613636363636367,138.65398753773081,138.65398753773081,0,0]
["B2PortfolioSubLAPSLAP_PGSI5CAISO1-in-10WORST DAY718","B2","Portfolio","SubLAP","SLAP_PGSI",5,"CAISO","1-in-10","WORST DAY",7,"18","17",103.21153846153847,241.23394834078275,233.00665517953726,-8.2272889797504138,0.11892817914485931]
["B2PortfolioSubLAPSLAP_PGSI5CAISO1-in-2WORST DAY102","B2","Portfolio","SubLAP","SLAP_PGSI",5,"CAISO","1-in-2","WORST DAY",1,"02","02",38.3125]
["B2PortfolioSubLAPSLAP_PGSI5CAISO1-in-2WORST DAY619","B2","Portfolio","SubLAP","SLAP_PGSI",5,"CAISO","1-in-2","WORST DAY",6,"19","18",97.885000000000005,231.97315124511718,224.0617059326172,-7.9114491271972653,0.11902053654193878]
["B2PortfolioSubLAPSLAP_PGSI5PG&E1-in-10WORST DAY505","B2","Portfolio","SubLAP","SLAP_PGSI",5,"PG&E","1-in-10","WORST DAY",5,"05","04",68.9375]
["B2PortfolioSubLAPSLAP_PGSI5PG&E1-in-10WORST DAY811","B2","Portfolio","SubLAP","SLAP_PGSI",5,"PG&E","1-in-10","WORST DAY",8,"11","10",91.098214285714292,217.83089773995536,217.83089773995536,0,0]
["B2PortfolioSubLAPSLAP_PGSI5PG&E1-in-2WORST DAY208","B2","Portfolio","SubLAP","SLAP_PGSI",5,"PG&E","1-in-2","WORST DAY",2,"08","08",39.53125]
["B2PortfolioSubLAPSLAP_PGST5CAISO1-in-10WORST DAY302","B2","Portfolio","SubLAP","SLAP_PGST",5,"CAISO","1-in-10","WORST DAY",3,"02","01",54.875]
["B2PortfolioSubLAPSLAP_PGST5CAISO1-in-10WORST DAY819","B2","Portfolio","SubLAP","SLAP_PGST",5,"CAISO","1-in-10","WORST DAY",8,"19","18",99.125]
["B2PortfolioSubLAPSLAP_PGST5CAISO1-in-10WORST DAY1218","B2","Portfolio","SubLAP","SLAP_PGST",5,"CAISO","1-in-10","WORST DAY",12,"18","18",48,71.703018188476563,71.703018188476563,0,0]
["B2PortfolioSubLAPSLAP_PGST5CAISO1-in-2WORST DAY1223","B2","Portfolio","SubLAP","SLAP_PGST",5,"CAISO","1-in-2","WORST DAY",12,"23","23",46.375,49.624065399169922,49.624065399169922,0,0]
["B2PortfolioSubLAPSLAP_PGST5PG&E1-in-10WORST DAY616","B2","Portfolio","SubLAP","SLAP_PGST",5,"PG&E","1-in-10","WORST DAY",6,"16","15",101.875]
["B2PortfolioSubLAPSLAP_PGST5PG&E1-in-10WORST DAY1001","B2","Portfolio","SubLAP","SLAP_PGST",5,"PG&E","1-in-10","WORST DAY",10,"01","24",73.875,49.809883117675781,49.809883117675781,0,0]
["B2PortfolioSubLAPSLAP_PGST5PG&E1-in-2WORST DAY813","B2","Portfolio","SubLAP","SLAP_PGST",5,"PG&E","1-in-2","WORST DAY",8,"13","12",92.125]
["B2PortfolioSubLAPSLAP_PGZP5CAISO1-in-10WORST DAY205","B2","Portfolio","SubLAP","SLAP_PGZP",5,"CAISO","1-in-10","WORST DAY",2,"05","05",43.424999237060547]
["B2PortfolioSubLAPSLAP_PGZP5CAISO1-in-10WORST DAY722","B2","Portfolio","SubLAP","SLAP_PGZP",5,"CAISO","1-in-10","WORST DAY",7,"22","21",92.635245901639351,130.00301010882268,130.00301010882268,0,0]
["B2PortfolioSubLAPSLAP_PGZP5CAISO1-in-2WORST DAY115","B2","Portfolio","SubLAP","SLAP_PGZP",5,"CAISO","1-in-2","WORST DAY",1,"15","15",52.525001525878906]
["B2PortfolioSubLAPSLAP_PGZP5CAISO1-in-2WORST DAY1220","B2","Portfolio","SubLAP","SLAP_PGZP",5,"CAISO","1-in-2","WORST DAY",12,"20","20",47.675847457627121,50.039006960594051,50.039006960594051,0,0]
["B2PortfolioSubLAPSLAP_PGZP5PG&E1-in-10WORST DAY519","B2","Portfolio","SubLAP","SLAP_PGZP",5,"PG&E","1-in-10","WORST DAY",5,"19","18",90.025001525878906]
["B2PortfolioSubLAPSLAP_PGZP5PG&E1-in-2WORST DAY405","B2","Portfolio","SubLAP","SLAP_PGZP",5,"PG&E","1-in-2","WORST DAY",4,"05","04",59]
["B2PortfolioSubLAPSLAP_PGZP5PG&E1-in-2WORST DAY922","B2","Portfolio","SubLAP","SLAP_PGZP",5,"PG&E","1-in-2","WORST DAY",9,"22","21",83.25,116.42895984649658,116.42895984649658,0,0]
["B2Program SpecificAllAll5CAISO1-in-10WORST DAY113","B2","Program Specific","All","All",5,"CAISO","1-in-10","WORST DAY",1,"13","13",46.323863983154297]
["B2Program SpecificAllAll5CAISO1-in-10WORST DAY701","B2","Program Specific","All","All",5,"CAISO","1-in-10","WORST DAY",7,"01","24",77.491091954022991,124.25383858516298,124.25383858516298,0,0]
["B2Program SpecificAllAll5CAISO1-in-2WORST DAY719","B2","Program Specific","All","All",5,"CAISO","1-in-2","WORST DAY",7,"19","18",89.423850574712645,142.06101590299059,137.21602318423919,-4.8449940186122369,1.7336983233690262E-2]
["B2Program SpecificAllAll5PG&E1-in-10WORST DAY112","B2","Program Specific","All","All",5,"PG&E","1-in-10","WORST DAY",1,"12","12",44.017044067382813]
["B2Program SpecificAllAll5PG&E1-in-10WORST DAY421","B2","Program Specific","All","All",5,"PG&E","1-in-10","WORST DAY",4,"21","20",76.426139831542969]
["B2Program SpecificAllAll5PG&E1-in-2WORST DAY410","B2","Program Specific","All","All",5,"PG&E","1-in-2","WORST DAY",4,"10","09",66.96875]
["B2Program SpecificAllAll5PG&E1-in-2WORST DAY901","B2","Program Specific","All","All",5,"PG&E","1-in-2","WORST DAY",9,"01","24",71.730011933174225,121.84673981677945,121.84673981677945,0,0]
["B2Program SpecificLCAGreater Bay Area5CAISO1-in-10WORST DAY218","B2","Program Specific","LCA","Greater Bay Area",5,"CAISO","1-in-10","WORST DAY",2,"18","18",53.591667175292969]
["B2Program SpecificLCAGreater Bay Area5CAISO1-in-10WORST DAY811","B2","Program Specific","LCA","Greater Bay Area",5,"CAISO","1-in-10","WORST DAY",8,"11","10",76.775462962962962,170.76940376375927,170.76940376375927,0,0]
["B2Program SpecificLCAGreater Bay Area5CAISO1-in-2WORST DAY817","B2","Program Specific","LCA","Greater Bay Area",5,"CAISO","1-in-2","WORST DAY",8,"17","16",84.243055555555557,179.51320318528164,173.39090125943409,-6.1223016756552235,2.8761796653270721E-2]
["B2Program SpecificLCAGreater Bay Area5CAISO1-in-2WORST DAY1215","B2","Program Specific","LCA","Greater Bay Area",5,"CAISO","1-in-2","WORST DAY",12,"15","15",56.796597633136095,156.142180042154,156.142180042154,0,0]
["B2Program SpecificLCAGreater Bay Area5PG&E1-in-10WORST DAY608","B2","Program Specific","LCA","Greater Bay Area",5,"PG&E","1-in-10","WORST DAY",6,"08","07",72.494718309859152,163.46715094338001,163.46715094338001,0,0]
["B2Program SpecificLCAGreater Bay Area5PG&E1-in-2WORST DAY418","B2","Program Specific","LCA","Greater Bay Area",5,"PG&E","1-in-2","WORST DAY",4,"18","17",71.099998474121094]
["B2Program SpecificLCAGreater Bay Area5PG&E1-in-2WORST DAY910","B2","Program Specific","LCA","Greater Bay Area",5,"PG&E","1-in-2","WORST DAY",9,"10","09",71.589506172839506,165.01169520248601,165.01169520248601,0,0]
["B2Program SpecificLCAGreater Fresno Area5CAISO1-in-10WORST DAY822","B2","Program Specific","LCA","Greater Fresno Area",5,"CAISO","1-in-10","WORST DAY",8,"22","21",93.370614035087726,94.963676854183802,94.963676854183802,0,0]
["B2Program SpecificLCAGreater Fresno Area5CAISO1-in-2WORST DAY215","B2","Program Specific","LCA","Greater Fresno Area",5,"CAISO","1-in-2","WORST DAY",2,"15","15",51.875]
["B2Program SpecificLCAGreater Fresno Area5CAISO1-in-2WORST DAY808","B2","Program Specific","LCA","Greater Fresno Area",5,"CAISO","1-in-2","WORST DAY",8,"08","07",70.239035087719301,90.167434424684757,90.167434424684757,0,0]
["B2Program SpecificLCAGreater Fresno Area5PG&E1-in-10WORST DAY117","B2","Program Specific","LCA","Greater Fresno Area",5,"PG&E","1-in-10","WORST DAY",1,"17","17",45.674999237060547]
["B2Program SpecificLCAGreater Fresno Area5PG&E1-in-10WORST DAY1212","B2","Program Specific","LCA","Greater Fresno Area",5,"PG&E","1-in-10","WORST DAY",12,"12","12",42.903508771929822,42.299455341539883,42.299455341539883,0,0]
["B2Program SpecificLCAGreater Fresno Area5PG&E1-in-2WORST DAY321","B2","Program Specific","LCA","Greater Fresno Area",5,"PG&E","1-in-2","WORST DAY",3,"21","20",51.325000762939453]
["B2Program SpecificLCAGreater Fresno Area5PG&E1-in-2WORST DAY914","B2","Program Specific","LCA","Greater Fresno Area",5,"PG&E","1-in-2","WORST DAY",9,"14","13",97.53947368421052,99.79018522563733,99.79018522563733,0,0]
["B2Program SpecificLCAKern5CAISO1-in-10WORST DAY912","B2","Program Specific","LCA","Kern",5,"CAISO","1-in-10","WORST DAY",9,"12","11",92]
["B2Program SpecificLCAKern5CAISO1-in-2WORST DAY118","B2","Program Specific","LCA","Kern",5,"CAISO","1-in-2","WORST DAY",1,"18","18",48.75]
["B2Program SpecificLCAKern5CAISO1-in-2WORST DAY711","B2","Program Specific","LCA","Kern",5,"CAISO","1-in-2","WORST DAY",7,"11","10",95.75]
["B2Program SpecificLCAKern5PG&E1-in-10WORST DAY104","B2","Program Specific","LCA","Kern",5,"PG&E","1-in-10","WORST DAY",1,"04","04",37.75]
["B2Program SpecificLCAKern5PG&E1-in-2WORST DAY119","B2","Program Specific","LCA","Kern",5,"PG&E","1-in-2","WORST DAY",1,"19","19",45.125]
["B2Program SpecificLCAKern5PG&E1-in-2WORST DAY508","B2","Program Specific","LCA","Kern",5,"PG&E","1-in-2","WORST DAY",5,"08","07",71]
["B2Program SpecificLCANorth Coast and North Bay5CAISO1-in-10WORST DAY318","B2","Program Specific","LCA","North Coast and North Bay",5,"CAISO","1-in-10","WORST DAY",3,"18","17",65.083335876464844]
["B2Program SpecificLCANorth Coast and North Bay5CAISO1-in-10WORST DAY911","B2","Program Specific","LCA","North Coast and North Bay",5,"CAISO","1-in-10","WORST DAY",9,"11","10",75.5,191.7068604500063,191.7068604500063,0,0]
["B2Program SpecificLCANorth Coast and North Bay5CAISO1-in-2WORST DAY212","B2","Program Specific","LCA","North Coast and North Bay",5,"CAISO","1-in-2","WORST DAY",2,"12","12",49.125]
["B2Program SpecificLCANorth Coast and North Bay5PG&E1-in-10WORST DAY115","B2","Program Specific","LCA","North Coast and North Bay",5,"PG&E","1-in-10","WORST DAY",1,"15","15",48.125]
["B2Program SpecificLCANorth Coast and North Bay5PG&E1-in-10WORST DAY708","B2","Program Specific","LCA","North Coast and North Bay",5,"PG&E","1-in-10","WORST DAY",7,"08","07",66.05,187.68785247802734,187.68785247802734,0,0]
["B2Program SpecificLCANorth Coast and North Bay5PG&E1-in-10WORST DAY1017","B2","Program Specific","LCA","North Coast and North Bay",5,"PG&E","1-in-10","WORST DAY",10,"17","16",95.71484375,214.00188636779785,206.70334768295288,-7.2985390424728394,7.5877465307712555E-2]
["B2Program SpecificLCANorth Coast and North Bay5PG&E1-in-2WORST DAY619","B2","Program Specific","LCA","North Coast and North Bay",5,"PG&E","1-in-2","WORST DAY",6,"19","18",85.775000000000006,210.81334431966147,203.62354888916016,-7.1897937774658205,7.9424642026424408E-2]
["B2Program SpecificLCAOther5CAISO1-in-10WORST DAY505","B2","Program Specific","LCA","Other",5,"CAISO","1-in-10","WORST DAY",5,"05","04",64.953125]
["B2Program SpecificLCAOther5CAISO1-in-10WORST DAY814","B2","Program Specific","LCA","Other",5,"CAISO","1-in-10","WORST DAY",8,"14","13",98.141732283464563,119.47984407079501,119.47984407079501,0,0]
["B2Program SpecificLCAOther5CAISO1-in-2WORST DAY207","B2","Program Specific","LCA","Other",5,"CAISO","1-in-2","WORST DAY",2,"07","07",46.265625]
["B2Program SpecificLCAOther5PG&E1-in-10WORST DAY214","B2","Program Specific","LCA","Other",5,"PG&E","1-in-10","WORST DAY",2,"14","14",50.65625]
["B2Program SpecificLCAOther5PG&E1-in-10WORST DAY611","B2","Program Specific","LCA","Other",5,"PG&E","1-in-10","WORST DAY",6,"11","10",89.791666666666671,83.868190598866292,83.868190598866292,0,0]
["B2Program SpecificLCAOther5PG&E1-in-10WORST DAY1204","B2","Program Specific","LCA","Other",5,"PG&E","1-in-10","WORST DAY",12,"04","04",33.236607142857146,45.744521932995745,45.744521932995745,0,0]
["B2Program SpecificLCAOther5PG&E1-in-2WORST DAY1014","B2","Program Specific","LCA","Other",5,"PG&E","1-in-2","WORST DAY",10,"14","13",85.34375,85.515086718967979,85.515086718967979,0,0]
["B2Program SpecificLCASierra5CAISO1-in-10WORST DAY621","B2","Program Specific","LCA","Sierra",5,"CAISO","1-in-10","WORST DAY",6,"21","20",84.004999999999995,222.9997003173828,215.39428588867187,-7.6054094505310061,0.11148738116025925]
["B2Program SpecificLCASierra5CAISO1-in-10WORST DAY1001","B2","Program Specific","LCA","Sierra",5,"CAISO","1-in-10","WORST DAY",10,"01","24",67.95564516129032,186.29034325384325,186.29034325384325,0,0]
["B2Program SpecificLCASierra5CAISO1-in-2WORST DAY811","B2","Program Specific","LCA","Sierra",5,"CAISO","1-in-2","WORST DAY",8,"11","10",82.808035714285708,209.13102885654993,209.13102885654993,0,0]
["B2Program SpecificLCASierra5PG&E1-in-10WORST DAY204","B2","Program Specific","LCA","Sierra",5,"PG&E","1-in-10","WORST DAY",2,"04","04",39.375]
["B2Program SpecificLCASierra5PG&E1-in-10WORST DAY714","B2","Program Specific","LCA","Sierra",5,"PG&E","1-in-10","WORST DAY",7,"14","13",100.59615384615384,242.58657954289362,242.58657954289362,0,0]
["B2Program SpecificLCASierra5PG&E1-in-2WORST DAY608","B2","Program Specific","LCA","Sierra",5,"PG&E","1-in-2","WORST DAY",6,"08","07",74.59,205.39687499999999,205.39687499999999,0,0]
["B2Program SpecificLCASierra5PG&E1-in-2WORST DAY1201","B2","Program Specific","LCA","Sierra",5,"PG&E","1-in-2","WORST DAY",12,"01","01",35.16935483870968,171.39184028871597,171.39184028871597,0,0]
["B2Program SpecificLCAStockton5CAISO1-in-10WORST DAY310","B2","Program Specific","LCA","Stockton",5,"CAISO","1-in-10","WORST DAY",3,"10","09",61.375]
["B2Program SpecificLCAStockton5CAISO1-in-10WORST DAY1121","B2","Program Specific","LCA","Stockton",5,"CAISO","1-in-10","WORST DAY",11,"21","21",60.25,59.871734619140625,59.871734619140625,0,0]
["B2Program SpecificLCAStockton5CAISO1-in-2WORST DAY922","B2","Program Specific","LCA","Stockton",5,"CAISO","1-in-2","WORST DAY",9,"22","21",77.875]
["B2Program SpecificLCAStockton5PG&E1-in-10WORST DAY107","B2","Program Specific","LCA","Stockton",5,"PG&E","1-in-10","WORST DAY",1,"07","07",32.75]
["B2Program SpecificLCAStockton5PG&E1-in-10WORST DAY624","B2","Program Specific","LCA","Stockton",5,"PG&E","1-in-10","WORST DAY",6,"24","23",86]
["B2Program SpecificLCAStockton5PG&E1-in-2WORST DAY404","B2","Program Specific","LCA","Stockton",5,"PG&E","1-in-2","WORST DAY",4,"04","03",63.75]
["B2Program SpecificLCAStockton5PG&E1-in-2WORST DAY1104","B2","Program Specific","LCA","Stockton",5,"PG&E","1-in-2","WORST DAY",11,"04","04",44.125,46.254604339599609,46.254604339599609,0,0]
["B2Program SpecificLCAnon-LCA5CAISO1-in-10WORST DAY421","B2","Program Specific","LCA","non-LCA",5,"CAISO","1-in-10","WORST DAY",4,"21","20",63.75]
["B2Program SpecificLCAnon-LCA5CAISO1-in-2WORST DAY307","B2","Program Specific","LCA","non-LCA",5,"CAISO","1-in-2","WORST DAY",3,"07","06",45.875]
["B2Program SpecificLCAnon-LCA5CAISO1-in-2WORST DAY1123","B2","Program Specific","LCA","non-LCA",5,"CAISO","1-in-2","WORST DAY",11,"23","23",56.5]
["B2Program SpecificLCAnon-LCA5PG&E1-in-10WORST DAY218","B2","Program Specific","LCA","non-LCA",5,"PG&E","1-in-10","WORST DAY",2,"18","18",49.5]
["B2Program SpecificLCAnon-LCA5PG&E1-in-2WORST DAY104","B2","Program Specific","LCA","non-LCA",5,"PG&E","1-in-2","WORST DAY",1,"04","04",38]
["B2Program SpecificLCAnon-LCA5PG&E1-in-2WORST DAY621","B2","Program Specific","LCA","non-LCA",5,"PG&E","1-in-2","WORST DAY",6,"21","20",58.75]
["B2Program SpecificSubLAPSLAP_PGCC5CAISO1-in-10WORST DAY406","B2","Program Specific","SubLAP","SLAP_PGCC",5,"CAISO","1-in-10","WORST DAY",4,"06","05",56.041667938232422]
["B2Program SpecificSubLAPSLAP_PGCC5CAISO1-in-10WORST DAY1101","B2","Program Specific","SubLAP","SLAP_PGCC",5,"CAISO","1-in-10","WORST DAY",11,"01","01",51.651315789473685,124.93478152626439,124.93478152626439,0,0]
["B2Program SpecificSubLAPSLAP_PGCC5CAISO1-in-2WORST DAY418","B2","Program Specific","SubLAP","SLAP_PGCC",5,"CAISO","1-in-2","WORST DAY",4,"18","17",71.958335876464844]
["B2Program SpecificSubLAPSLAP_PGCC5CAISO1-in-2WORST DAY803","B2","Program Specific","SubLAP","SLAP_PGCC",5,"CAISO","1-in-2","WORST DAY",8,"03","02",57.092105263157897,127.91493466025905,127.91493466025905,0,0]
["B2Program SpecificSubLAPSLAP_PGCC5PG&E1-in-10WORST DAY423","B2","Program Specific","SubLAP","SLAP_PGCC",5,"PG&E","1-in-10","WORST DAY",4,"23","22",64.291664123535156]
["B2Program SpecificSubLAPSLAP_PGCC5PG&E1-in-2WORST DAY215","B2","Program Specific","SubLAP","SLAP_PGCC",5,"PG&E","1-in-2","WORST DAY",2,"15","15",53.375]
["B2Program SpecificSubLAPSLAP_PGCC5PG&E1-in-2WORST DAY524","B2","Program Specific","SubLAP","SLAP_PGCC",5,"PG&E","1-in-2","WORST DAY",5,"24","23",57.166667938232422]
["B2Program SpecificSubLAPSLAP_PGCC5PG&E1-in-2WORST DAY1117","B2","Program Specific","SubLAP","SLAP_PGCC",5,"PG&E","1-in-2","WORST DAY",11,"17","17",58.782894736842103,132.86101692601255,132.86101692601255,0,0]
["B2Program SpecificSubLAPSLAP_PGEB5CAISO1-in-10WORST DAY906","B2","Program Specific","SubLAP","SLAP_PGEB",5,"CAISO","1-in-10","WORST DAY",9,"06","05",62.400423728813557,155.02934808246161,155.02934808246161,0,0]
["B2Program SpecificSubLAPSLAP_PGEB5CAISO1-in-2WORST DAY321","B2","Program Specific","SubLAP","SLAP_PGEB",5,"CAISO","1-in-2","WORST DAY",3,"21","20",49.575000762939453]
["B2Program SpecificSubLAPSLAP_PGEB5CAISO1-in-2WORST DAY914","B2","Program Specific","SubLAP","SLAP_PGEB",5,"CAISO","1-in-2","WORST DAY",9,"14","13",83.118644067796609,192.20334043341168,192.20334043341168,0,0]
["B2Program SpecificSubLAPSLAP_PGEB5PG&E1-in-10WORST DAY724","B2","Program Specific","SubLAP","SLAP_PGEB",5,"PG&E","1-in-10","WORST DAY",7,"24","23",76.381944444444443,149.78088237621165,149.78088237621165,0,0]
["B2Program SpecificSubLAPSLAP_PGEB5PG&E1-in-2WORST DAY501","B2","Program Specific","SubLAP","SLAP_PGEB",5,"PG&E","1-in-2","WORST DAY",5,"01","24",61.724998474121094]
["B2Program SpecificSubLAPSLAP_PGEB5PG&E1-in-2WORST DAY1204","B2","Program Specific","SubLAP","SLAP_PGEB",5,"PG&E","1-in-2","WORST DAY",12,"04","04",37.12109375,132.79043912887573,132.79043912887573,0,0]
["B2Program SpecificSubLAPSLAP_PGF15CAISO1-in-10WORST DAY521","B2","Program Specific","SubLAP","SLAP_PGF1",5,"CAISO","1-in-10","WORST DAY",5,"21","20",87.625]
["B2Program SpecificSubLAPSLAP_PGF15CAISO1-in-10WORST DAY1114","B2","Program Specific","SubLAP","SLAP_PGF1",5,"CAISO","1-in-10","WORST DAY",11,"14","14",70.137931034482762,46.512296216241246,46.512296216241246,0,0]
["B2Program SpecificSubLAPSLAP_PGF15CAISO1-in-2WORST DAY223","B2","Program Specific","SubLAP","SLAP_PGF1",5,"CAISO","1-in-2","WORST DAY",2,"23","23",44.575000762939453]
["B2Program SpecificSubLAPSLAP_PGF15CAISO1-in-2WORST DAY1220","B2","Program Specific","SubLAP","SLAP_PGF1",5,"CAISO","1-in-2","WORST DAY",12,"20","20",48.489942528735632,30.73194350319347,30.73194350319347,0,0]
["B2Program SpecificSubLAPSLAP_PGF15PG&E1-in-10WORST DAY911","B2","Program Specific","SubLAP","SLAP_PGF1",5,"PG&E","1-in-10","WORST DAY",9,"11","10",85.761627906976742,93.279738847599475,93.279738847599475,0,0]
["B2Program SpecificSubLAPSLAP_PGF15PG&E1-in-10WORST DAY1220","B2","Program Specific","SubLAP","SLAP_PGF1",5,"PG&E","1-in-10","WORST DAY",12,"20","20",40.432471264367813,30.73194350319347,30.73194350319347,0,0]
["B2Program SpecificSubLAPSLAP_PGFG5CAISO1-in-10WORST DAY114","B2","Program Specific","SubLAP","SLAP_PGFG",5,"CAISO","1-in-10","WORST DAY",1,"14","14",50.375]
["B2Program SpecificSubLAPSLAP_PGFG5CAISO1-in-10WORST DAY503","B2","Program Specific","SubLAP","SLAP_PGFG",5,"CAISO","1-in-10","WORST DAY",5,"03","02",57.875]
["B2Program SpecificSubLAPSLAP_PGFG5CAISO1-in-10WORST DAY1017","B2","Program Specific","SubLAP","SLAP_PGFG",5,"CAISO","1-in-10","WORST DAY",10,"17","16",85.875,204.18309020996094,197.21942138671875,-6.9636688232421875,8.0757498741149902E-2]
["B2Program SpecificSubLAPSLAP_PGFG5CAISO1-in-2WORST DAY410","B2","Program Specific","SubLAP","SLAP_PGFG",5,"CAISO","1-in-2","WORST DAY",4,"10","09",60.5]
["B2Program SpecificSubLAPSLAP_PGFG5PG&E1-in-10WORST DAY220","B2","Program Specific","SubLAP","SLAP_PGFG",5,"PG&E","1-in-10","WORST DAY",2,"20","20",43.25]
["B2Program SpecificSubLAPSLAP_PGFG5PG&E1-in-10WORST DAY1222","B2","Program Specific","SubLAP","SLAP_PGFG",5,"PG&E","1-in-10","WORST DAY",12,"22","22",35.875,163.15951538085938,163.15951538085938,0,0]
["B2Program SpecificSubLAPSLAP_PGFG5PG&E1-in-2WORST DAY624","B2","Program Specific","SubLAP","SLAP_PGFG",5,"PG&E","1-in-2","WORST DAY",6,"24","23",62.5,172.10821533203125,172.10821533203125,0,0]
["B2Program SpecificSubLAPSLAP_PGFG5PG&E1-in-2WORST DAY1217","B2","Program Specific","SubLAP","SLAP_PGFG",5,"PG&E","1-in-2","WORST DAY",12,"17","17",55.625,177.29171752929688,177.29171752929688,0,0]
["B2Program SpecificSubLAPSLAP_PGKN5CAISO1-in-10WORST DAY610","B2","Program Specific","SubLAP","SLAP_PGKN",5,"CAISO","1-in-10","WORST DAY",6,"10","09",88.75]
["B2Program SpecificSubLAPSLAP_PGKN5CAISO1-in-2WORST DAY505","B2","Program Specific","SubLAP","SLAP_PGKN",5,"CAISO","1-in-2","WORST DAY",5,"05","04",71.625]
["B2Program SpecificSubLAPSLAP_PGKN5CAISO1-in-2WORST DAY1014","B2","Program Specific","SubLAP","SLAP_PGKN",5,"CAISO","1-in-2","WORST DAY",10,"14","13",88.375]
["B2Program SpecificSubLAPSLAP_PGKN5PG&E1-in-10WORST DAY407","B2","Program Specific","SubLAP","SLAP_PGKN",5,"PG&E","1-in-10","WORST DAY",4,"07","06",64]
["B2Program SpecificSubLAPSLAP_PGKN5PG&E1-in-10WORST DAY716","B2","Program Specific","SubLAP","SLAP_PGKN",5,"PG&E","1-in-10","WORST DAY",7,"16","15",104.5]
["B2Program SpecificSubLAPSLAP_PGKN5PG&E1-in-2WORST DAY522","B2","Program Specific","SubLAP","SLAP_PGKN",5,"PG&E","1-in-2","WORST DAY",5,"22","21",86.875]
["B2Program SpecificSubLAPSLAP_PGKN5PG&E1-in-2WORST DAY1120","B2","Program Specific","SubLAP","SLAP_PGKN",5,"PG&E","1-in-2","WORST DAY",11,"20","20",52.25]
["B2Program SpecificSubLAPSLAP_PGNB5CAISO1-in-10WORST DAY513","B2","Program Specific","SubLAP","SLAP_PGNB",5,"CAISO","1-in-10","WORST DAY",5,"13","12",84.1875]
["B2Program SpecificSubLAPSLAP_PGNB5CAISO1-in-2WORST DAY607","B2","Program Specific","SubLAP","SLAP_PGNB",5,"CAISO","1-in-2","WORST DAY",6,"07","06",58.580357142857146]
["B2Program SpecificSubLAPSLAP_PGNB5CAISO1-in-2WORST DAY1005","B2","Program Specific","SubLAP","SLAP_PGNB",5,"CAISO","1-in-2","WORST DAY",10,"05","04",54.0859375,157.90783500671387,157.90783500671387,0,0]
["B2Program SpecificSubLAPSLAP_PGNB5PG&E1-in-10WORST DAY310","B2","Program Specific","SubLAP","SLAP_PGNB",5,"PG&E","1-in-10","WORST DAY",3,"10","09",51.3125]
["B2Program SpecificSubLAPSLAP_PGNB5PG&E1-in-10WORST DAY903","B2","Program Specific","SubLAP","SLAP_PGNB",5,"PG&E","1-in-10","WORST DAY",9,"03","02",64.583333333333329,163.61456807454428,163.61456807454428,0,0]
["B2Program SpecificSubLAPSLAP_PGNB5PG&E1-in-2WORST DAY713","B2","Program Specific","SubLAP","SLAP_PGNB",5,"PG&E","1-in-2","WORST DAY",7,"13","12",89.276785714285708]
["B2Program SpecificSubLAPSLAP_PGNB5PG&E1-in-2WORST DAY1022","B2","Program Specific","SubLAP","SLAP_PGNB",5,"PG&E","1-in-2","WORST DAY",10,"22","21",62.5625,165.91621971130371,165.91621971130371,0,0]
["B2Program SpecificSubLAPSLAP_PGNP5CAISO1-in-10WORST DAY1117","B2","Program Specific","SubLAP","SLAP_PGNP",5,"CAISO","1-in-10","WORST DAY",11,"17","17",68.821120689655174,76.908246315758802,76.908246315758802,0,0]
["B2Program SpecificSubLAPSLAP_PGNP5CAISO1-in-2WORST DAY510","B2","Program Specific","SubLAP","SLAP_PGNP",5,"CAISO","1-in-2","WORST DAY",5,"10","09",73.375]
["B2Program SpecificSubLAPSLAP_PGNP5CAISO1-in-2WORST DAY1103","B2","Program Specific","SubLAP","SLAP_PGNP",5,"CAISO","1-in-2","WORST DAY",11,"03","03",48.612068965517238,63.46504819932683,63.46504819932683,0,0]
["B2Program SpecificSubLAPSLAP_PGNP5PG&E1-in-10WORST DAY305","B2","Program Specific","SubLAP","SLAP_PGNP",5,"PG&E","1-in-10","WORST DAY",3,"05","04",46.75]
["B2Program SpecificSubLAPSLAP_PGNP5PG&E1-in-2WORST DAY307","B2","Program Specific","SubLAP","SLAP_PGNP",5,"PG&E","1-in-2","WORST DAY",3,"07","06",41.347221374511719]
["B2Program SpecificSubLAPSLAP_PGNP5PG&E1-in-2WORST DAY616","B2","Program Specific","SubLAP","SLAP_PGNP",5,"PG&E","1-in-2","WORST DAY",6,"16","15",96.520408163265301,78.378837507598249,78.378837507598249,0,0]
["B2Program SpecificSubLAPSLAP_PGNP5PG&E1-in-2WORST DAY1209","B2","Program Specific","SubLAP","SLAP_PGNP",5,"PG&E","1-in-2","WORST DAY",12,"09","09",38.073275862068968,79.702340487776127,79.702340487776127,0,0]
["B2Program SpecificSubLAPSLAP_PGP25CAISO1-in-10WORST DAY1024","B2","Program Specific","SubLAP","SLAP_PGP2",5,"CAISO","1-in-10","WORST DAY",10,"24","23",64.21120689655173,138.14062631541285,138.14062631541285,0,0]
["B2Program SpecificSubLAPSLAP_PGP25CAISO1-in-2WORST DAY413","B2","Program Specific","SubLAP","SLAP_PGP2",5,"CAISO","1-in-2","WORST DAY",4,"13","12",74.625]
["B2Program SpecificSubLAPSLAP_PGP25CAISO1-in-2WORST DAY1006","B2","Program Specific","SubLAP","SLAP_PGP2",5,"CAISO","1-in-2","WORST DAY",10,"06","05",57.818965517241381,144.63617337983231,144.63617337983231,0,0]
["B2Program SpecificSubLAPSLAP_PGP25PG&E1-in-10WORST DAY1024","B2","Program Specific","SubLAP","SLAP_PGP2",5,"PG&E","1-in-10","WORST DAY",10,"24","23",68.965517241379317,143.25022283093682,143.25022283093682,0,0]
["B2Program SpecificSubLAPSLAP_PGP25PG&E1-in-2WORST DAY307","B2","Program Specific","SubLAP","SLAP_PGP2",5,"PG&E","1-in-2","WORST DAY",3,"07","06",44.041667938232422]
["B2Program SpecificSubLAPSLAP_PGP25PG&E1-in-2WORST DAY803","B2","Program Specific","SubLAP","SLAP_PGP2",5,"PG&E","1-in-2","WORST DAY",8,"03","02",66.174107142857139,133.88721820286341,133.88721820286341,0,0]
["B2Program SpecificSubLAPSLAP_PGSB5CAISO1-in-10WORST DAY613","B2","Program Specific","SubLAP","SLAP_PGSB",5,"CAISO","1-in-10","WORST DAY",6,"13","12",84.75,170.68439592633928,170.68439592633928,0,0]
["B2Program SpecificSubLAPSLAP_PGSB5CAISO1-in-10WORST DAY1206","B2","Program Specific","SubLAP","SLAP_PGSB",5,"CAISO","1-in-10","WORST DAY",12,"06","06",38.5,131.15463638305664,131.15463638305664,0,0]
["B2Program SpecificSubLAPSLAP_PGSB5CAISO1-in-2WORST DAY324","B2","Program Specific","SubLAP","SLAP_PGSB",5,"CAISO","1-in-2","WORST DAY",3,"24","23",49.25]
["B2Program SpecificSubLAPSLAP_PGSB5PG&E1-in-10WORST DAY410","B2","Program Specific","SubLAP","SLAP_PGSB",5,"PG&E","1-in-10","WORST DAY",4,"10","09",74.5]
["B2Program SpecificSubLAPSLAP_PGSB5PG&E1-in-10WORST DAY1003","B2","Program Specific","SubLAP","SLAP_PGSB",5,"PG&E","1-in-10","WORST DAY",10,"03","02",67.4375,131.49980545043945,131.49980545043945,0,0]
["B2Program SpecificSubLAPSLAP_PGSB5PG&E1-in-2WORST DAY112","B2","Program Specific","SubLAP","SLAP_PGSB",5,"PG&E","1-in-2","WORST DAY",1,"12","12",47.625]
["B2Program SpecificSubLAPSLAP_PGSB5PG&E1-in-2WORST DAY807","B2","Program Specific","SubLAP","SLAP_PGSB",5,"PG&E","1-in-2","WORST DAY",8,"07","06",64.625,141.05574035644531,141.05574035644531,0,0]
["B2Program SpecificSubLAPSLAP_PGSF5CAISO1-in-10WORST DAY724","B2","Program Specific","SubLAP","SLAP_PGSF",5,"CAISO","1-in-10","WORST DAY",7,"24","23",59.196428571428569,131.96124231247674,131.96124231247674,0,0]
["B2Program SpecificSubLAPSLAP_PGSF5CAISO1-in-10WORST DAY1109","B2","Program Specific","SubLAP","SLAP_PGSF",5,"CAISO","1-in-10","WORST DAY",11,"09","09",58.282608695652172,152.42098932680875,152.42098932680875,0,0]
["B2Program SpecificSubLAPSLAP_PGSF5CAISO1-in-2WORST DAY502","B2","Program Specific","SubLAP","SLAP_PGSF",5,"CAISO","1-in-2","WORST DAY",5,"02","01",53.625]
["B2Program SpecificSubLAPSLAP_PGSF5PG&E1-in-10WORST DAY402","B2","Program Specific","SubLAP","SLAP_PGSF",5,"PG&E","1-in-10","WORST DAY",4,"02","01",62.1875]
["B2Program SpecificSubLAPSLAP_PGSF5PG&E1-in-10WORST DAY906","B2","Program Specific","SubLAP","SLAP_PGSF",5,"PG&E","1-in-10","WORST DAY",9,"06","05",64.181818181818187,148.60995483398438,148.60995483398438,0,0]
["B2Program SpecificSubLAPSLAP_PGSF5PG&E1-in-2WORST DAY223","B2","Program Specific","SubLAP","SLAP_PGSF",5,"PG&E","1-in-2","WORST DAY",2,"23","23",48.8125]
["B2Program SpecificSubLAPSLAP_PGSI5CAISO1-in-10WORST DAY109","B2","Program Specific","SubLAP","SLAP_PGSI",5,"CAISO","1-in-10","WORST DAY",1,"09","09",33.53125]
["B2Program SpecificSubLAPSLAP_PGSI5CAISO1-in-10WORST DAY809","B2","Program Specific","SubLAP","SLAP_PGSI",5,"CAISO","1-in-10","WORST DAY",8,"09","08",79.59375,212.51526423863001,212.51526423863001,0,0]
["B2Program SpecificSubLAPSLAP_PGSI5CAISO1-in-10WORST DAY1220","B2","Program Specific","SubLAP","SLAP_PGSI",5,"CAISO","1-in-10","WORST DAY",12,"20","20",40.008064516129032,186.54742923859627,186.54742923859627,0,0]
["B2Program SpecificSubLAPSLAP_PGSI5CAISO1-in-2WORST DAY1106","B2","Program Specific","SubLAP","SLAP_PGSI",5,"CAISO","1-in-2","WORST DAY",11,"06","06",44.29435483870968,179.05581960370463,179.05581960370463,0,0]
["B2Program SpecificSubLAPSLAP_PGSI5PG&E1-in-10WORST DAY423","B2","Program Specific","SubLAP","SLAP_PGSI",5,"PG&E","1-in-10","WORST DAY",4,"23","22",71.1875]
["B2Program SpecificSubLAPSLAP_PGSI5PG&E1-in-10WORST DAY902","B2","Program Specific","SubLAP","SLAP_PGSI",5,"PG&E","1-in-10","WORST DAY",9,"02","01",70.424107142857139,185.52117156982422,185.52117156982422,0,0]
["B2Program SpecificSubLAPSLAP_PGSI5PG&E1-in-2WORST DAY903","B2","Program Specific","SubLAP","SLAP_PGSI",5,"PG&E","1-in-2","WORST DAY",9,"03","02",68.852678571428569,186.2102268763951,186.2102268763951,0,0]
["B2Program SpecificSubLAPSLAP_PGST5CAISO1-in-10WORST DAY220","B2","Program Specific","SubLAP","SLAP_PGST",5,"CAISO","1-in-10","WORST DAY",2,"20","20",49.125]
["B2Program SpecificSubLAPSLAP_PGST5CAISO1-in-10WORST DAY605","B2","Program Specific","SubLAP","SLAP_PGST",5,"CAISO","1-in-10","WORST DAY",6,"05","04",71]
["B2Program SpecificSubLAPSLAP_PGST5CAISO1-in-2WORST DAY109","B2","Program Specific","SubLAP","SLAP_PGST",5,"CAISO","1-in-2","WORST DAY",1,"09","09",39.75]
["B2Program SpecificSubLAPSLAP_PGST5CAISO1-in-2WORST DAY1217","B2","Program Specific","SubLAP","SLAP_PGST",5,"CAISO","1-in-2","WORST DAY",12,"17","17",53.625,73.321174621582031,73.321174621582031,0,0]
["B2Program SpecificSubLAPSLAP_PGST5PG&E1-in-10WORST DAY402","B2","Program Specific","SubLAP","SLAP_PGST",5,"PG&E","1-in-10","WORST DAY",4,"02","01",71.375]
["B2Program SpecificSubLAPSLAP_PGST5PG&E1-in-2WORST DAY420","B2","Program Specific","SubLAP","SLAP_PGST",5,"PG&E","1-in-2","WORST DAY",4,"20","19",73.5]
["B2Program SpecificSubLAPSLAP_PGST5PG&E1-in-2WORST DAY516","B2","Program Specific","SubLAP","SLAP_PGST",5,"PG&E","1-in-2","WORST DAY",5,"16","15",93]
["B2Program SpecificSubLAPSLAP_PGZP5CAISO1-in-10WORST DAY123","B2","Program Specific","SubLAP","SLAP_PGZP",5,"CAISO","1-in-10","WORST DAY",1,"23","23",37.474998474121094]
["B2Program SpecificSubLAPSLAP_PGZP5CAISO1-in-10WORST DAY716","B2","Program Specific","SubLAP","SLAP_PGZP",5,"CAISO","1-in-10","WORST DAY",7,"16","15",103.06967213114754,144.59295341616772,144.59295341616772,0,0]
["B2Program SpecificSubLAPSLAP_PGZP5CAISO1-in-2WORST DAY602","B2","Program Specific","SubLAP","SLAP_PGZP",5,"CAISO","1-in-2","WORST DAY",6,"02","01",74.971982758620683,127.22405137686894,127.22405137686894,0,0]
["B2Program SpecificSubLAPSLAP_PGZP5PG&E1-in-10WORST DAY111","B2","Program Specific","SubLAP","SLAP_PGZP",5,"PG&E","1-in-10","WORST DAY",1,"11","11",44.625]
["B2Program SpecificSubLAPSLAP_PGZP5PG&E1-in-10WORST DAY405","B2","Program Specific","SubLAP","SLAP_PGZP",5,"PG&E","1-in-10","WORST DAY",4,"05","04",59.75]
["B2Program SpecificSubLAPSLAP_PGZP5PG&E1-in-10WORST DAY406","B2","Program Specific","SubLAP","SLAP_PGZP",5,"PG&E","1-in-10","WORST DAY",4,"06","05",58.849998474121094]
["B2Program SpecificSubLAPSLAP_PGZP5PG&E1-in-10WORST DAY407","B2","Program Specific","SubLAP","SLAP_PGZP",5,"PG&E","1-in-10","WORST DAY",4,"07","06",58.875]
["B2Program SpecificSubLAPSLAP_PGZP5PG&E1-in-10WORST DAY408","B2","Program Specific","SubLAP","SLAP_PGZP",5,"PG&E","1-in-10","WORST DAY",4,"08","07",64.324996948242188]
["B2Program SpecificSubLAPSLAP_PGZP5PG&E1-in-10WORST DAY409","B2","Program Specific","SubLAP","SLAP_PGZP",5,"PG&E","1-in-10","WORST DAY",4,"09","08",70.800003051757813]
["B2Program SpecificSubLAPSLAP_PGZP5PG&E1-in-10WORST DAY410","B2","Program Specific","SubLAP","SLAP_PGZP",5,"PG&E","1-in-10","WORST DAY",4,"10","09",77.199996948242188]
["B2Program SpecificSubLAPSLAP_PGZP5PG&E1-in-10WORST DAY411","B2","Program Specific","SubLAP","SLAP_PGZP",5,"PG&E","1-in-10","WORST DAY",4,"11","10",82.525001525878906]
["B2Program SpecificSubLAPSLAP_PGZP5PG&E1-in-10WORST DAY412","B2","Program Specific","SubLAP","SLAP_PGZP",5,"PG&E","1-in-10","WORST DAY",4,"12","11",86.900001525878906]
["B2Program SpecificSubLAPSLAP_PGZP5PG&E1-in-10WORST DAY413","B2","Program Specific","SubLAP","SLAP_PGZP",5,"PG&E","1-in-10","WORST DAY",4,"13","12",89.449996948242188]
["B2Program SpecificSubLAPSLAP_PGZP5PG&E1-in-10WORST DAY414","B2","Program Specific","SubLAP","SLAP_PGZP",5,"PG&E","1-in-10","WORST DAY",4,"14","13",90.400001525878906]
["B2Program SpecificSubLAPSLAP_PGZP5PG&E1-in-10WORST DAY415","B2","Program Specific","SubLAP","SLAP_PGZP",5,"PG&E","1-in-10","WORST DAY",4,"15","14",91.275001525878906]
["B2Program SpecificSubLAPSLAP_PGZP5PG&E1-in-10WORST DAY416","B2","Program Specific","SubLAP","SLAP_PGZP",5,"PG&E","1-in-10","WORST DAY",4,"16","15",91.425003051757813]
["B2Program SpecificSubLAPSLAP_PGZP5PG&E1-in-10WORST DAY417","B2","Program Specific","SubLAP","SLAP_PGZP",5,"PG&E","1-in-10","WORST DAY",4,"17","16",91.699996948242188]
["B2Program SpecificSubLAPSLAP_PGZP5PG&E1-in-10WORST DAY418","B2","Program Specific","SubLAP","SLAP_PGZP",5,"PG&E","1-in-10","WORST DAY",4,"18","17",90.574996948242188]
["B2Program SpecificSubLAPSLAP_PGZP5PG&E1-in-10WORST DAY419","B2","Program Specific","SubLAP","SLAP_PGZP",5,"PG&E","1-in-10","WORST DAY",4,"19","18",88.525001525878906]
["B2Program SpecificSubLAPSLAP_PGZP5PG&E1-in-10WORST DAY420","B2","Program Specific","SubLAP","SLAP_PGZP",5,"PG&E","1-in-10","WORST DAY",4,"20","19",84.224998474121094]
["B2Program SpecificSubLAPSLAP_PGZP5PG&E1-in-10WORST DAY421","B2","Program Specific","SubLAP","SLAP_PGZP",5,"PG&E","1-in-10","WORST DAY",4,"21","20",79.824996948242188]
["B2Program SpecificSubLAPSLAP_PGZP5PG&E1-in-10WORST DAY422","B2","Program Specific","SubLAP","SLAP_PGZP",5,"PG&E","1-in-10","WORST DAY",4,"22","21",76.375]
["B2Program SpecificSubLAPSLAP_PGZP5PG&E1-in-10WORST DAY423","B2","Program Specific","SubLAP","SLAP_PGZP",5,"PG&E","1-in-10","WORST DAY",4,"23","22",72.925003051757813]
["B2Program SpecificSubLAPSLAP_PGZP5PG&E1-in-10WORST DAY424","B2","Program Specific","SubLAP","SLAP_PGZP",5,"PG&E","1-in-10","WORST DAY",4,"24","23",69.824996948242188]
["B2Program SpecificSubLAPSLAP_PGZP5PG&E1-in-10WORST DAY501","B2","Program Specific","SubLAP","SLAP_PGZP",5,"PG&E","1-in-10","WORST DAY",5,"01","24",72.074996948242188]
["B2Program SpecificSubLAPSLAP_PGZP5PG&E1-in-10WORST DAY502","B2","Program Specific","SubLAP","SLAP_PGZP",5,"PG&E","1-in-10","WORST DAY",5,"02","01",70.349998474121094]
["B2Program SpecificSubLAPSLAP_PGZP5PG&E1-in-10WORST DAY503","B2","Program Specific","SubLAP","SLAP_PGZP",5,"PG&E","1-in-10","WORST DAY",5,"03","02",68.724998474121094]
["B2Program SpecificSubLAPSLAP_PGZP5PG&E1-in-10WORST DAY504","B2","Program Specific","SubLAP","SLAP_PGZP",5,"PG&E","1-in-10","WORST DAY",5,"04","03",67.400001525878906]
["B2Program SpecificSubLAPSLAP_PGZP5PG&E1-in-10WORST DAY505","B2","Program Specific","SubLAP","SLAP_PGZP",5,"PG&E","1-in-10","WORST DAY",5,"05","04",66.099998474121094]
["B2Program SpecificSubLAPSLAP_PGZP5PG&E1-in-10WORST DAY506","B2","Program Specific","SubLAP","SLAP_PGZP",5,"PG&E","1-in-10","WORST DAY",5,"06","05",65]
["B2Program SpecificSubLAPSLAP_PGZP5PG&E1-in-10WORST DAY507","B2","Program Specific","SubLAP","SLAP_PGZP",5,"PG&E","1-in-10","WORST DAY",5,"07","06",66.074996948242188]
["B2Program SpecificSubLAPSLAP_PGZP5PG&E1-in-10WORST DAY508","B2","Program Specific","SubLAP","SLAP_PGZP",5,"PG&E","1-in-10","WORST DAY",5,"08","07",71.125]
["B2Program SpecificSubLAPSLAP_PGZP5PG&E1-in-10WORST DAY509","B2","Program Specific","SubLAP","SLAP_PGZP",5,"PG&E","1-in-10","WORST DAY",5,"09","08",76.650001525878906]
["B2Program SpecificSubLAPSLAP_PGZP5PG&E1-in-10WORST DAY510","B2","Program Specific","SubLAP","SLAP_PGZP",5,"PG&E","1-in-10","WORST DAY",5,"10","09",82]
["B2Program SpecificSubLAPSLAP_PGZP5PG&E1-in-10WORST DAY511","B2","Program Specific","SubLAP","SLAP_PGZP",5,"PG&E","1-in-10","WORST DAY",5,"11","10",86.599998474121094]
["B2Program SpecificSubLAPSLAP_PGZP5PG&E1-in-10WORST DAY512","B2","Program Specific","SubLAP","SLAP_PGZP",5,"PG&E","1-in-10","WORST DAY",5,"12","11",90.75]
["B2Program SpecificSubLAPSLAP_PGZP5PG&E1-in-10WORST DAY513","B2","Program Specific","SubLAP","SLAP_PGZP",5,"PG&E","1-in-10","WORST DAY",5,"13","12",93.574996948242188]
["B2Program SpecificSubLAPSLAP_PGZP5PG&E1-in-10WORST DAY514","B2","Program Specific","SubLAP","SLAP_PGZP",5,"PG&E","1-in-10","WORST DAY",5,"14","13",94.875]
["B2Program SpecificSubLAPSLAP_PGZP5PG&E1-in-10WORST DAY515","B2","Program Specific","SubLAP","SLAP_PGZP",5,"PG&E","1-in-10","WORST DAY",5,"15","14",95.224998474121094]
["B2Program SpecificSubLAPSLAP_PGZP5PG&E1-in-10WORST DAY516","B2","Program Specific","SubLAP","SLAP_PGZP",5,"PG&E","1-in-10","WORST DAY",5,"16","15",94.599998474121094]
["B2Program SpecificSubLAPSLAP_PGZP5PG&E1-in-10WORST DAY517","B2","Program Specific","SubLAP","SLAP_PGZP",5,"PG&E","1-in-10","WORST DAY",5,"17","16",93.625]
["B2Program SpecificSubLAPSLAP_PGZP5PG&E1-in-10WORST DAY518","B2","Program Specific","SubLAP","SLAP_PGZP",5,"PG&E","1-in-10","WORST DAY",5,"18","17",91.875]
["B2Program SpecificSubLAPSLAP_PGZP5PG&E1-in-10WORST DAY519","B2","Program Specific","SubLAP","SLAP_PGZP",5,"PG&E","1-in-10","WORST DAY",5,"19","18",90.025001525878906]
["B2Program SpecificSubLAPSLAP_PGZP5PG&E1-in-10WORST DAY520","B2","Program Specific","SubLAP","SLAP_PGZP",5,"PG&E","1-in-10","WORST DAY",5,"20","19",86.849998474121094]
["B2Program SpecificSubLAPSLAP_PGZP5PG&E1-in-10WORST DAY521","B2","Program Specific","SubLAP","SLAP_PGZP",5,"PG&E","1-in-10","WORST DAY",5,"21","20",83.175003051757813]
["B2Program SpecificSubLAPSLAP_PGZP5PG&E1-in-10WORST DAY522","B2","Program Specific","SubLAP","SLAP_PGZP",5,"PG&E","1-in-10","WORST DAY",5,"22","21",80.449996948242188]
["B2Program SpecificSubLAPSLAP_PGZP5PG&E1-in-10WORST DAY523","B2","Program Specific","SubLAP","SLAP_PGZP",5,"PG&E","1-in-10","WORST DAY",5,"23","22",77.599998474121094]
["B2Program SpecificSubLAPSLAP_PGZP5PG&E1-in-10WORST DAY524","B2","Program Specific","SubLAP","SLAP_PGZP",5,"PG&E","1-in-10","WORST DAY",5,"24","23",74.800003051757813]
["B2Program SpecificSubLAPSLAP_PGZP5PG&E1-in-10WORST DAY601","B2","Program Specific","SubLAP","SLAP_PGZP",5,"PG&E","1-in-10","WORST DAY",6,"01","24",78.982758620689651,130.87425823869376,130.87425823869376,0,0]
["B2Program SpecificSubLAPSLAP_PGZP5PG&E1-in-10WORST DAY602","B2","Program Specific","SubLAP","SLAP_PGZP",5,"PG&E","1-in-10","WORST DAY",6,"02","01",77.672413793103445,129.98107134062667,129.98107134062667,0,0]
["B2Program SpecificSubLAPSLAP_PGZP5PG&E1-in-10WORST DAY603","B2","Program Specific","SubLAP","SLAP_PGZP",5,"PG&E","1-in-10","WORST DAY",6,"03","02",75.97629310344827,130.70377034154433,130.70377034154433,0,0]
["B2Program SpecificSubLAPSLAP_PGZP5PG&E1-in-10WORST DAY604","B2","Program Specific","SubLAP","SLAP_PGZP",5,"PG&E","1-in-10","WORST DAY",6,"04","03",74.034482758620683,132.35860864047348,132.35860864047348,0,0]
["B2Program SpecificSubLAPSLAP_PGZP5PG&E1-in-10WORST DAY605","B2","Program Specific","SubLAP","SLAP_PGZP",5,"PG&E","1-in-10","WORST DAY",6,"05","04",72.465517241379317,133.24480306691137,133.24480306691137,0,0]
["B2Program SpecificSubLAPSLAP_PGZP5PG&E1-in-10WORST DAY606","B2","Program Specific","SubLAP","SLAP_PGZP",5,"PG&E","1-in-10","WORST DAY",6,"06","05",71.239224137931032,135.36628091746363,135.36628091746363,0,0]
["B2Program SpecificSubLAPSLAP_PGZP5PG&E1-in-10WORST DAY607","B2","Program Specific","SubLAP","SLAP_PGZP",5,"PG&E","1-in-10","WORST DAY",6,"07","06",72.633620689655174,138.18518960886988,138.18518960886988,0,0]
["B2Program SpecificSubLAPSLAP_PGZP5PG&E1-in-10WORST DAY608","B2","Program Specific","SubLAP","SLAP_PGZP",5,"PG&E","1-in-10","WORST DAY",6,"08","07",76.8125,138.61681313350283,138.61681313350283,0,0]
["B2Program SpecificSubLAPSLAP_PGZP5PG&E1-in-10WORST DAY609","B2","Program Specific","SubLAP","SLAP_PGZP",5,"PG&E","1-in-10","WORST DAY",6,"09","08",81.299568965517238,140.4920301766231,140.4920301766231,0,0]
["B2Program SpecificSubLAPSLAP_PGZP5PG&E1-in-10WORST DAY610","B2","Program Specific","SubLAP","SLAP_PGZP",5,"PG&E","1-in-10","WORST DAY",6,"10","09",86.920258620689651,141.27551664155106,141.27551664155106,0,0]
["B2Program SpecificSubLAPSLAP_PGZP5PG&E1-in-10WORST DAY611","B2","Program Specific","SubLAP","SLAP_PGZP",5,"PG&E","1-in-10","WORST DAY",6,"11","10",90.758620689655174,142.08511799779433,142.08511799779433,0,0]
["B2Program SpecificSubLAPSLAP_PGZP5PG&E1-in-10WORST DAY612","B2","Program Specific","SubLAP","SLAP_PGZP",5,"PG&E","1-in-10","WORST DAY",6,"12","11",93.952586206896555,138.39180334683121,138.39180334683121,0,0]
["B2Program SpecificSubLAPSLAP_PGZP5PG&E1-in-10WORST DAY613","B2","Program Specific","SubLAP","SLAP_PGZP",5,"PG&E","1-in-10","WORST DAY",6,"13","12",96.581896551724142,137.39730203562769,137.39730203562769,0,0]
["B2Program SpecificSubLAPSLAP_PGZP5PG&E1-in-10WORST DAY614","B2","Program Specific","SubLAP","SLAP_PGZP",5,"PG&E","1-in-10","WORST DAY",6,"14","13",98.349137931034477,136.55943508805899,136.55943508805899,0,0]
["B2Program SpecificSubLAPSLAP_PGZP5PG&E1-in-10WORST DAY615","B2","Program Specific","SubLAP","SLAP_PGZP",5,"PG&E","1-in-10","WORST DAY",6,"15","14",99.987068965517238,135.88067745340282,135.88067745340282,0,0]
["B2Program SpecificSubLAPSLAP_PGZP5PG&E1-in-10WORST DAY616","B2","Program Specific","SubLAP","SLAP_PGZP",5,"PG&E","1-in-10","WORST DAY",6,"16","15",100.85775862068965,135.88808257004311,135.88808257004311,0,0]
["B2Program SpecificSubLAPSLAP_PGZP5PG&E1-in-10WORST DAY617","B2","Program Specific","SubLAP","SLAP_PGZP",5,"PG&E","1-in-10","WORST DAY",6,"17","16",100.56896551724138,136.28201977959995,131.63411988883183,-4.6479012308449583,5.2676159888505936E-2]
["B2Program SpecificSubLAPSLAP_PGZP5PG&E1-in-10WORST DAY618","B2","Program Specific","SubLAP","SLAP_PGZP",5,"PG&E","1-in-10","WORST DAY",6,"18","17",100.55818965517241,134.66508431270205,130.07232626553238,-4.5927556383198702,5.1748037338256836E-2]
["B2Program SpecificSubLAPSLAP_PGZP5PG&E1-in-10WORST DAY619","B2","Program Specific","SubLAP","SLAP_PGZP",5,"PG&E","1-in-10","WORST DAY",6,"19","18",99.59482758620689,132.15222325818291,127.64516856752593,-4.5070543700251084,4.9834813922643661E-2]
["B2Program SpecificSubLAPSLAP_PGZP5PG&E1-in-10WORST DAY620","B2","Program Specific","SubLAP","SLAP_PGZP",5,"PG&E","1-in-10","WORST DAY",6,"20","19",97.131465517241381,128.35180164205616,123.97435852576946,-4.3774408636421995,4.7758039087057114E-2]
["B2Program SpecificSubLAPSLAP_PGZP5PG&E1-in-10WORST DAY621","B2","Program Specific","SubLAP","SLAP_PGZP",5,"PG&E","1-in-10","WORST DAY",6,"21","20",93.435344827586206,124.92098696478482,120.66055179464406,-4.260432950381575,4.574897512793541E-2]
["B2Program SpecificSubLAPSLAP_PGZP5PG&E1-in-10WORST DAY622","B2","Program Specific","SubLAP","SLAP_PGZP",5,"PG&E","1-in-10","WORST DAY",6,"22","21",90.056034482758619,122.29411802620723,122.29411802620723,0,0]
["B2Program SpecificSubLAPSLAP_PGZP5PG&E1-in-10WORST DAY623","B2","Program Specific","SubLAP","SLAP_PGZP",5,"PG&E","1-in-10","WORST DAY",6,"23","22",86.993534482758619,119.84997308665308,119.84997308665308,0,0]
["B2Program SpecificSubLAPSLAP_PGZP5PG&E1-in-10WORST DAY624","B2","Program Specific","SubLAP","SLAP_PGZP",5,"PG&E","1-in-10","WORST DAY",6,"24","23",83.952586206896555,116.36874626422751,116.36874626422751,0,0]
["B2Program SpecificSubLAPSLAP_PGZP5PG&E1-in-10WORST DAY701","B2","Program Specific","SubLAP","SLAP_PGZP",5,"PG&E","1-in-10","WORST DAY",7,"01","24",84.770491803278688,144.87855167076236,144.87855167076236,0,0]
["B2Program SpecificSubLAPSLAP_PGZP5PG&E1-in-10WORST DAY702","B2","Program Specific","SubLAP","SLAP_PGZP",5,"PG&E","1-in-10","WORST DAY",7,"02","01",83.370901639344268,143.87295944964299,143.87295944964299,0,0]
["B2Program SpecificSubLAPSLAP_PGZP5PG&E1-in-10WORST DAY703","B2","Program Specific","SubLAP","SLAP_PGZP",5,"PG&E","1-in-10","WORST DAY",7,"03","02",81.520491803278688,144.44782694832224,144.44782694832224,0,0]
["B2Program SpecificSubLAPSLAP_PGZP5PG&E1-in-10WORST DAY704","B2","Program Specific","SubLAP","SLAP_PGZP",5,"PG&E","1-in-10","WORST DAY",7,"04","03",80.68442622950819,146.16182946377114,146.16182946377114,0,0]
["B2Program SpecificSubLAPSLAP_PGZP5PG&E1-in-10WORST DAY705","B2","Program Specific","SubLAP","SLAP_PGZP",5,"PG&E","1-in-10","WORST DAY",7,"05","04",79.760245901639351,147.07601153264281,147.07601153264281,0,0]
["B2Program SpecificSubLAPSLAP_PGZP5PG&E1-in-10WORST DAY706","B2","Program Specific","SubLAP","SLAP_PGZP",5,"PG&E","1-in-10","WORST DAY",7,"06","05",78.555327868852459,149.30121587534421,149.30121587534421,0,0]
["B2Program SpecificSubLAPSLAP_PGZP5PG&E1-in-10WORST DAY707","B2","Program Specific","SubLAP","SLAP_PGZP",5,"PG&E","1-in-10","WORST DAY",7,"07","06",78.872950819672127,152.29601125248143,152.29601125248143,0,0]
["B2Program SpecificSubLAPSLAP_PGZP5PG&E1-in-10WORST DAY708","B2","Program Specific","SubLAP","SLAP_PGZP",5,"PG&E","1-in-10","WORST DAY",7,"08","07",81.739754098360649,152.33242497678663,152.33242497678663,0,0]
["B2Program SpecificSubLAPSLAP_PGZP5PG&E1-in-10WORST DAY709","B2","Program Specific","SubLAP","SLAP_PGZP",5,"PG&E","1-in-10","WORST DAY",7,"09","08",86.518442622950815,153.85329162097369,153.85329162097369,0,0]
["B2Program SpecificSubLAPSLAP_PGZP5PG&E1-in-10WORST DAY710","B2","Program Specific","SubLAP","SLAP_PGZP",5,"PG&E","1-in-10","WORST DAY",7,"10","09",91.563524590163937,154.27580061115202,154.27580061115202,0,0]
["B2Program SpecificSubLAPSLAP_PGZP5PG&E1-in-10WORST DAY711","B2","Program Specific","SubLAP","SLAP_PGZP",5,"PG&E","1-in-10","WORST DAY",7,"11","10",96.286885245901644,154.84937661593077,154.84937661593077,0,0]
["B2Program SpecificSubLAPSLAP_PGZP5PG&E1-in-10WORST DAY712","B2","Program Specific","SubLAP","SLAP_PGZP",5,"PG&E","1-in-10","WORST DAY",7,"12","11",100.125,151.18235065897957,151.18235065897957,0,0]
["B2Program SpecificSubLAPSLAP_PGZP5PG&E1-in-10WORST DAY713","B2","Program Specific","SubLAP","SLAP_PGZP",5,"PG&E","1-in-10","WORST DAY",7,"13","12",102.57377049180327,149.23884782634798,149.23884782634798,0,0]
["B2Program SpecificSubLAPSLAP_PGZP5PG&E1-in-10WORST DAY714","B2","Program Specific","SubLAP","SLAP_PGZP",5,"PG&E","1-in-10","WORST DAY",7,"14","13",103.22540983606558,147.97954834484662,147.97954834484662,0,0]
["B2Program SpecificSubLAPSLAP_PGZP5PG&E1-in-10WORST DAY715","B2","Program Specific","SubLAP","SLAP_PGZP",5,"PG&E","1-in-10","WORST DAY",7,"15","14",101.86270491803279,147.2082477006756,147.2082477006756,0,0]
["B2Program SpecificSubLAPSLAP_PGZP5PG&E1-in-10WORST DAY716","B2","Program Specific","SubLAP","SLAP_PGZP",5,"PG&E","1-in-10","WORST DAY",7,"16","15",101.57991803278688,147.7912576394003,147.7912576394003,0,0]
["B2Program SpecificSubLAPSLAP_PGZP5PG&E1-in-10WORST DAY717","B2","Program Specific","SubLAP","SLAP_PGZP",5,"PG&E","1-in-10","WORST DAY",7,"17","16",102.52049180327869,148.31119037065349,143.25302949498911,-5.0581563808878913,5.1519118249416351E-2]
["B2Program SpecificSubLAPSLAP_PGZP5PG&E1-in-10WORST DAY718","B2","Program Specific","SubLAP","SLAP_PGZP",5,"PG&E","1-in-10","WORST DAY",7,"18","17",101.67418032786885,146.75650199514919,141.75137053943072,-5.0051336757472304,5.0715725868940353E-2]
["B2Program SpecificSubLAPSLAP_PGZP5PG&E1-in-10WORST DAY719","B2","Program Specific","SubLAP","SLAP_PGZP",5,"PG&E","1-in-10","WORST DAY",7,"19","18",100.67008196721312,143.84269476718589,138.93693042192302,-4.9057582909943624,4.8741012811660767E-2]
["B2Program SpecificSubLAPSLAP_PGZP5PG&E1-in-10WORST DAY720","B2","Program Specific","SubLAP","SLAP_PGZP",5,"PG&E","1-in-10","WORST DAY",7,"20","19",98.479508196721312,139.31465349041048,134.56332247374488,-4.7513292265720057,4.6571217477321625E-2]
["B2Program SpecificSubLAPSLAP_PGZP5PG&E1-in-10WORST DAY721","B2","Program Specific","SubLAP","SLAP_PGZP",5,"PG&E","1-in-10","WORST DAY",7,"21","20",95.614754098360649,135.60902367263543,130.98407232565958,-4.6249487829990077,4.4746603816747665E-2]
["B2Program SpecificSubLAPSLAP_PGZP5PG&E1-in-10WORST DAY722","B2","Program Specific","SubLAP","SLAP_PGZP",5,"PG&E","1-in-10","WORST DAY",7,"22","21",93.061475409836063,132.83599590864338,132.83599590864338,0,0]
["B2Program SpecificSubLAPSLAP_PGZP5PG&E1-in-10WORST DAY723","B2","Program Specific","SubLAP","SLAP_PGZP",5,"PG&E","1-in-10","WORST DAY",7,"23","22",91.286885245901644,129.99228167924724,129.99228167924724,0,0]
["B2Program SpecificSubLAPSLAP_PGZP5PG&E1-in-10WORST DAY724","B2","Program Specific","SubLAP","SLAP_PGZP",5,"PG&E","1-in-10","WORST DAY",7,"24","23",89.05942622950819,126.38703143010375,126.38703143010375,0,0]
["B2Program SpecificSubLAPSLAP_PGZP5PG&E1-in-10WORST DAY801","B2","Program Specific","SubLAP","SLAP_PGZP",5,"PG&E","1-in-10","WORST DAY",8,"01","24",80.252232142857139,137.84101349966866,137.84101349966866,0,0]
["B2Program SpecificSubLAPSLAP_PGZP5PG&E1-in-10WORST DAY802","B2","Program Specific","SubLAP","SLAP_PGZP",5,"PG&E","1-in-10","WORST DAY",8,"02","01",79.145089285714292,136.81691115243095,136.81691115243095,0,0]
["B2Program SpecificSubLAPSLAP_PGZP5PG&E1-in-10WORST DAY803","B2","Program Specific","SubLAP","SLAP_PGZP",5,"PG&E","1-in-10","WORST DAY",8,"03","02",78.245535714285708,137.66534110477991,137.66534110477991,0,0]
["B2Program SpecificSubLAPSLAP_PGZP5PG&E1-in-10WORST DAY804","B2","Program Specific","SubLAP","SLAP_PGZP",5,"PG&E","1-in-10","WORST DAY",8,"04","03",77.515625,139.44986098153251,139.44986098153251,0,0]
["B2Program SpecificSubLAPSLAP_PGZP5PG&E1-in-10WORST DAY805","B2","Program Specific","SubLAP","SLAP_PGZP",5,"PG&E","1-in-10","WORST DAY",8,"05","04",75.872767857142861,140.45929976872034,140.45929976872034,0,0]
["B2Program SpecificSubLAPSLAP_PGZP5PG&E1-in-10WORST DAY806","B2","Program Specific","SubLAP","SLAP_PGZP",5,"PG&E","1-in-10","WORST DAY",8,"06","05",74.495535714285708,142.9993598120553,142.9993598120553,0,0]
["B2Program SpecificSubLAPSLAP_PGZP5PG&E1-in-10WORST DAY807","B2","Program Specific","SubLAP","SLAP_PGZP",5,"PG&E","1-in-10","WORST DAY",8,"07","06",74.008928571428569,146.03511960165841,146.03511960165841,0,0]
["B2Program SpecificSubLAPSLAP_PGZP5PG&E1-in-10WORST DAY808","B2","Program Specific","SubLAP","SLAP_PGZP",5,"PG&E","1-in-10","WORST DAY",8,"08","07",76.390625,146.28121662139893,146.28121662139893,0,0]
["B2Program SpecificSubLAPSLAP_PGZP5PG&E1-in-10WORST DAY809","B2","Program Specific","SubLAP","SLAP_PGZP",5,"PG&E","1-in-10","WORST DAY",8,"09","08",81.5625,147.9771912438529,147.9771912438529,0,0]
["B2Program SpecificSubLAPSLAP_PGZP5PG&E1-in-10WORST DAY810","B2","Program Specific","SubLAP","SLAP_PGZP",5,"PG&E","1-in-10","WORST DAY",8,"10","09",87.020089285714292,149.06920678274972,149.06920678274972,0,0]
["B2Program SpecificSubLAPSLAP_PGZP5PG&E1-in-10WORST DAY811","B2","Program Specific","SubLAP","SLAP_PGZP",5,"PG&E","1-in-10","WORST DAY",8,"11","10",92.158482142857139,150.26695619310652,150.26695619310652,0,0]
["B2Program SpecificSubLAPSLAP_PGZP5PG&E1-in-10WORST DAY812","B2","Program Specific","SubLAP","SLAP_PGZP",5,"PG&E","1-in-10","WORST DAY",8,"12","11",95.953125,147.19130938393729,147.19130938393729,0,0]
["B2Program SpecificSubLAPSLAP_PGZP5PG&E1-in-10WORST DAY813","B2","Program Specific","SubLAP","SLAP_PGZP",5,"PG&E","1-in-10","WORST DAY",8,"13","12",98.475446428571431,145.72439847673689,145.72439847673689,0,0]
["B2Program SpecificSubLAPSLAP_PGZP5PG&E1-in-10WORST DAY814","B2","Program Specific","SubLAP","SLAP_PGZP",5,"PG&E","1-in-10","WORST DAY",8,"14","13",99.770089285714292,144.80212729317802,144.80212729317802,0,0]
["B2Program SpecificSubLAPSLAP_PGZP5PG&E1-in-10WORST DAY815","B2","Program Specific","SubLAP","SLAP_PGZP",5,"PG&E","1-in-10","WORST DAY",8,"15","14",101.13616071428571,144.19735813140869,144.19735813140869,0,0]
["B2Program SpecificSubLAPSLAP_PGZP5PG&E1-in-10WORST DAY816","B2","Program Specific","SubLAP","SLAP_PGZP",5,"PG&E","1-in-10","WORST DAY",8,"16","15",101.13839285714286,144.7865036555699,144.7865036555699,0,0]
["B2Program SpecificSubLAPSLAP_PGZP5PG&E1-in-10WORST DAY817","B2","Program Specific","SubLAP","SLAP_PGZP",5,"PG&E","1-in-10","WORST DAY",8,"17","16",100.89732142857143,145.05317728860038,140.10613795689173,-4.9470415626253397,5.4972965270280838E-2]
["B2Program SpecificSubLAPSLAP_PGZP5PG&E1-in-10WORST DAY818","B2","Program Specific","SubLAP","SLAP_PGZP",5,"PG&E","1-in-10","WORST DAY",8,"18","17",99.908482142857139,143.47049495152064,138.57743058885848,-4.8930644180093497,5.4052889347076416E-2]
["B2Program SpecificSubLAPSLAP_PGZP5PG&E1-in-10WORST DAY819","B2","Program Specific","SubLAP","SLAP_PGZP",5,"PG&E","1-in-10","WORST DAY",8,"19","18",97.633928571428569,140.29634434836251,135.51153496333532,-4.784809810774667,5.1944822072982788E-2]
["B2Program SpecificSubLAPSLAP_PGZP5PG&E1-in-10WORST DAY820","B2","Program Specific","SubLAP","SLAP_PGZP",5,"PG&E","1-in-10","WORST DAY",8,"20","19",94.133928571428569,136.05396461486816,131.41384315490723,-4.6401234652314871,4.973287507891655E-2]
["B2Program SpecificSubLAPSLAP_PGZP5PG&E1-in-10WORST DAY821","B2","Program Specific","SubLAP","SLAP_PGZP",5,"PG&E","1-in-10","WORST DAY",8,"21","20",90.457589285714292,132.24872303009033,127.73837852478027,-4.5103455398763925,4.7785740345716476E-2]
["B2Program SpecificSubLAPSLAP_PGZP5PG&E1-in-10WORST DAY822","B2","Program Specific","SubLAP","SLAP_PGZP",5,"PG&E","1-in-10","WORST DAY",8,"22","21",87.763392857142861,129.24486882346017,129.24486882346017,0,0]
["B2Program SpecificSubLAPSLAP_PGZP5PG&E1-in-10WORST DAY823","B2","Program Specific","SubLAP","SLAP_PGZP",5,"PG&E","1-in-10","WORST DAY",8,"23","22",85.979910714285708,126.31168610709054,126.31168610709054,0,0]
["B2Program SpecificSubLAPSLAP_PGZP5PG&E1-in-10WORST DAY824","B2","Program Specific","SubLAP","SLAP_PGZP",5,"PG&E","1-in-10","WORST DAY",8,"24","23",84.267857142857139,122.40800748552594,122.40800748552594,0,0]
["B2Program SpecificSubLAPSLAP_PGZP5PG&E1-in-10WORST DAY901","B2","Program Specific","SubLAP","SLAP_PGZP",5,"PG&E","1-in-10","WORST DAY",9,"01","24",73.334821428571431,118.54014587402344,118.54014587402344,0,0]
["B2Program SpecificSubLAPSLAP_PGZP5PG&E1-in-10WORST DAY902","B2","Program Specific","SubLAP","SLAP_PGZP",5,"PG&E","1-in-10","WORST DAY",9,"02","01",72.455357142857139,117.70982633318219,117.70982633318219,0,0]
["B2Program SpecificSubLAPSLAP_PGZP5PG&E1-in-10WORST DAY903","B2","Program Specific","SubLAP","SLAP_PGZP",5,"PG&E","1-in-10","WORST DAY",9,"03","02",71.723214285714292,118.60395826612201,118.60395826612201,0,0]
["B2Program SpecificSubLAPSLAP_PGZP5PG&E1-in-10WORST DAY904","B2","Program Specific","SubLAP","SLAP_PGZP",5,"PG&E","1-in-10","WORST DAY",9,"04","03",70.629464285714292,120.12843785967145,120.12843785967145,0,0]
["B2Program SpecificSubLAPSLAP_PGZP5PG&E1-in-10WORST DAY905","B2","Program Specific","SubLAP","SLAP_PGZP",5,"PG&E","1-in-10","WORST DAY",9,"05","04",69.821428571428569,121.2416433606829,121.2416433606829,0,0]
["B2Program SpecificSubLAPSLAP_PGZP5PG&E1-in-10WORST DAY906","B2","Program Specific","SubLAP","SLAP_PGZP",5,"PG&E","1-in-10","WORST DAY",9,"06","05",69.484375,123.61197948455811,123.61197948455811,0,0]
["B2Program SpecificSubLAPSLAP_PGZP5PG&E1-in-10WORST DAY907","B2","Program Specific","SubLAP","SLAP_PGZP",5,"PG&E","1-in-10","WORST DAY",9,"07","06",68.832589285714292,126.17056233542306,126.17056233542306,0,0]
["B2Program SpecificSubLAPSLAP_PGZP5PG&E1-in-10WORST DAY908","B2","Program Specific","SubLAP","SLAP_PGZP",5,"PG&E","1-in-10","WORST DAY",9,"08","07",69.904017857142861,126.9857018334525,126.9857018334525,0,0]
["B2Program SpecificSubLAPSLAP_PGZP5PG&E1-in-10WORST DAY909","B2","Program Specific","SubLAP","SLAP_PGZP",5,"PG&E","1-in-10","WORST DAY",9,"09","08",74.962053571428569,128.83313628605433,128.83313628605433,0,0]
["B2Program SpecificSubLAPSLAP_PGZP5PG&E1-in-10WORST DAY910","B2","Program Specific","SubLAP","SLAP_PGZP",5,"PG&E","1-in-10","WORST DAY",9,"10","09",79.886160714285708,129.90307453700476,129.90307453700476,0,0]
["B2Program SpecificSubLAPSLAP_PGZP5PG&E1-in-10WORST DAY911","B2","Program Specific","SubLAP","SLAP_PGZP",5,"PG&E","1-in-10","WORST DAY",9,"11","10",84.886160714285708,131.32986327580042,131.32986327580042,0,0]
["B2Program SpecificSubLAPSLAP_PGZP5PG&E1-in-10WORST DAY912","B2","Program Specific","SubLAP","SLAP_PGZP",5,"PG&E","1-in-10","WORST DAY",9,"12","11",89.392857142857139,128.31344045911516,128.31344045911516,0,0]
["B2Program SpecificSubLAPSLAP_PGZP5PG&E1-in-10WORST DAY913","B2","Program Specific","SubLAP","SLAP_PGZP",5,"PG&E","1-in-10","WORST DAY",9,"13","12",92.754464285714292,127.74377890995571,127.74377890995571,0,0]
["B2Program SpecificSubLAPSLAP_PGZP5PG&E1-in-10WORST DAY914","B2","Program Specific","SubLAP","SLAP_PGZP",5,"PG&E","1-in-10","WORST DAY",9,"14","13",94.832589285714292,127.28858716147286,127.28858716147286,0,0]
["B2Program SpecificSubLAPSLAP_PGZP5PG&E1-in-10WORST DAY915","B2","Program Specific","SubLAP","SLAP_PGZP",5,"PG&E","1-in-10","WORST DAY",9,"15","14",95.9375,126.86112294878278,126.86112294878278,0,0]
["B2Program SpecificSubLAPSLAP_PGZP5PG&E1-in-10WORST DAY916","B2","Program Specific","SubLAP","SLAP_PGZP",5,"PG&E","1-in-10","WORST DAY",9,"16","15",96.363839285714292,126.87965679168701,126.87965679168701,0,0]
["B2Program SpecificSubLAPSLAP_PGZP5PG&E1-in-10WORST DAY917","B2","Program Specific","SubLAP","SLAP_PGZP",5,"PG&E","1-in-10","WORST DAY",9,"17","16",95.803571428571431,127.0055787222726,122.67405073983329,-4.3315280718462805,5.1814720034599304E-2]
["B2Program SpecificSubLAPSLAP_PGZP5PG&E1-in-10WORST DAY918","B2","Program Specific","SubLAP","SLAP_PGZP",5,"PG&E","1-in-10","WORST DAY",9,"18","17",93.75,125.29735551561627,121.02408695220947,-4.2732689465795248,5.0700657069683075E-2]
["B2Program SpecificSubLAPSLAP_PGZP5PG&E1-in-10WORST DAY919","B2","Program Specific","SubLAP","SLAP_PGZP",5,"PG&E","1-in-10","WORST DAY",9,"19","18",90.352678571428569,122.51041616712298,118.33219541822162,-4.1782204381057193,4.8807978630065918E-2]
["B2Program SpecificSubLAPSLAP_PGZP5PG&E1-in-10WORST DAY920","B2","Program Specific","SubLAP","SLAP_PGZP",5,"PG&E","1-in-10","WORST DAY",9,"20","19",86.388392857142861,119.10437304633004,115.04231275830951,-4.062057226896286,4.6914264559745789E-2]
["B2Program SpecificSubLAPSLAP_PGZP5PG&E1-in-10WORST DAY921","B2","Program Specific","SubLAP","SLAP_PGZP",5,"PG&E","1-in-10","WORST DAY",9,"21","20",83.191964285714292,115.96439668110439,112.00942720685687,-3.954968286412103,4.4997848570346832E-2]
["B2Program SpecificSubLAPSLAP_PGZP5PG&E1-in-10WORST DAY922","B2","Program Specific","SubLAP","SLAP_PGZP",5,"PG&E","1-in-10","WORST DAY",9,"22","21",80.716517857142861,113.40980543409076,113.40980543409076,0,0]
["B2Program SpecificSubLAPSLAP_PGZP5PG&E1-in-10WORST DAY923","B2","Program Specific","SubLAP","SLAP_PGZP",5,"PG&E","1-in-10","WORST DAY",9,"23","22",78.287946428571431,111.08731501443046,111.08731501443046,0,0]
["B2Program SpecificSubLAPSLAP_PGZP5PG&E1-in-10WORST DAY924","B2","Program Specific","SubLAP","SLAP_PGZP",5,"PG&E","1-in-10","WORST DAY",9,"24","23",76.758928571428569,107.7196717943464,107.7196717943464,0,0]
["B2Program SpecificSubLAPSLAP_PGZP5PG&E1-in-10WORST DAY1001","B2","Program Specific","SubLAP","SLAP_PGZP",5,"PG&E","1-in-10","WORST DAY",10,"01","24",70.663135593220332,105.20244805287507,105.20244805287507,0,0]
["B2Program SpecificSubLAPSLAP_PGZP5PG&E1-in-10WORST DAY1002","B2","Program Specific","SubLAP","SLAP_PGZP",5,"PG&E","1-in-10","WORST DAY",10,"02","01",69.084745762711862,104.51569573353913,104.51569573353913,0,0]
["B2Program SpecificSubLAPSLAP_PGZP5PG&E1-in-10WORST DAY1003","B2","Program Specific","SubLAP","SLAP_PGZP",5,"PG&E","1-in-10","WORST DAY",10,"03","02",67.538135593220332,105.38495946334581,105.38495946334581,0,0]
["B2Program SpecificSubLAPSLAP_PGZP5PG&E1-in-10WORST DAY1004","B2","Program Specific","SubLAP","SLAP_PGZP",5,"PG&E","1-in-10","WORST DAY",10,"04","03",66.313559322033896,106.7047041553562,106.7047041553562,0,0]
["B2Program SpecificSubLAPSLAP_PGZP5PG&E1-in-10WORST DAY1005","B2","Program Specific","SubLAP","SLAP_PGZP",5,"PG&E","1-in-10","WORST DAY",10,"05","04",65.341101694915253,107.68273886987718,107.68273886987718,0,0]
["B2Program SpecificSubLAPSLAP_PGZP5PG&E1-in-10WORST DAY1006","B2","Program Specific","SubLAP","SLAP_PGZP",5,"PG&E","1-in-10","WORST DAY",10,"06","05",64.627118644067792,109.72140464136156,109.72140464136156,0,0]
["B2Program SpecificSubLAPSLAP_PGZP5PG&E1-in-10WORST DAY1007","B2","Program Specific","SubLAP","SLAP_PGZP",5,"PG&E","1-in-10","WORST DAY",10,"07","06",63.650423728813557,112.26325678421279,112.26325678421279,0,0]
["B2Program SpecificSubLAPSLAP_PGZP5PG&E1-in-10WORST DAY1008","B2","Program Specific","SubLAP","SLAP_PGZP",5,"PG&E","1-in-10","WORST DAY",10,"08","07",64.610169491525426,113.29559145135394,113.29559145135394,0,0]
["B2Program SpecificSubLAPSLAP_PGZP5PG&E1-in-10WORST DAY1009","B2","Program Specific","SubLAP","SLAP_PGZP",5,"PG&E","1-in-10","WORST DAY",10,"09","08",70.430084745762713,115.47580718994141,115.47580718994141,0,0]
["B2Program SpecificSubLAPSLAP_PGZP5PG&E1-in-10WORST DAY1010","B2","Program Specific","SubLAP","SLAP_PGZP",5,"PG&E","1-in-10","WORST DAY",10,"10","09",77.050847457627114,116.9195113101248,116.9195113101248,0,0]
["B2Program SpecificSubLAPSLAP_PGZP5PG&E1-in-10WORST DAY1011","B2","Program Specific","SubLAP","SLAP_PGZP",5,"PG&E","1-in-10","WORST DAY",10,"11","10",84.315677966101688,118.43580705028469,118.43580705028469,0,0]
["B2Program SpecificSubLAPSLAP_PGZP5PG&E1-in-10WORST DAY1012","B2","Program Specific","SubLAP","SLAP_PGZP",5,"PG&E","1-in-10","WORST DAY",10,"12","11",89.072033898305079,115.38152119264764,115.38152119264764,0,0]
["B2Program SpecificSubLAPSLAP_PGZP5PG&E1-in-10WORST DAY1013","B2","Program Specific","SubLAP","SLAP_PGZP",5,"PG&E","1-in-10","WORST DAY",10,"13","12",91.932203389830505,115.65085110421909,115.65085110421909,0,0]
["B2Program SpecificSubLAPSLAP_PGZP5PG&E1-in-10WORST DAY1014","B2","Program Specific","SubLAP","SLAP_PGZP",5,"PG&E","1-in-10","WORST DAY",10,"14","13",93.75,115.59449354268737,115.59449354268737,0,0]
["B2Program SpecificSubLAPSLAP_PGZP5PG&E1-in-10WORST DAY1015","B2","Program Specific","SubLAP","SLAP_PGZP",5,"PG&E","1-in-10","WORST DAY",10,"15","14",94.353813559322035,115.03739217984474,115.03739217984474,0,0]
["B2Program SpecificSubLAPSLAP_PGZP5PG&E1-in-10WORST DAY1016","B2","Program Specific","SubLAP","SLAP_PGZP",5,"PG&E","1-in-10","WORST DAY",10,"16","15",94.45338983050847,114.52525717525158,114.52525717525158,0,0]
["B2Program SpecificSubLAPSLAP_PGZP5PG&E1-in-10WORST DAY1017","B2","Program Specific","SubLAP","SLAP_PGZP",5,"PG&E","1-in-10","WORST DAY",10,"17","16",93.461864406779668,114.41864155914824,110.51639168949451,-3.9022501767691917,4.8042435199022293E-2]
["B2Program SpecificSubLAPSLAP_PGZP5PG&E1-in-10WORST DAY1018","B2","Program Specific","SubLAP","SLAP_PGZP",5,"PG&E","1-in-10","WORST DAY",10,"18","17",92.004237288135599,112.79949420993611,108.95246563927601,-3.8470290919481696,4.6936299651861191E-2]
["B2Program SpecificSubLAPSLAP_PGZP5PG&E1-in-10WORST DAY1019","B2","Program Specific","SubLAP","SLAP_PGZP",5,"PG&E","1-in-10","WORST DAY",10,"19","18",88.17161016949153,110.29857726016287,106.53684325137381,-3.7617353261527366,4.5277941972017288E-2]
["B2Program SpecificSubLAPSLAP_PGZP5PG&E1-in-10WORST DAY1020","B2","Program Specific","SubLAP","SLAP_PGZP",5,"PG&E","1-in-10","WORST DAY",10,"20","19",83.334745762711862,107.49869420972921,103.83244698734607,-3.6662452422966392,4.3696336448192596E-2]
["B2Program SpecificSubLAPSLAP_PGZP5PG&E1-in-10WORST DAY1021","B2","Program Specific","SubLAP","SLAP_PGZP",5,"PG&E","1-in-10","WORST DAY",10,"21","20",79.319915254237287,104.67332652463752,101.10344088279595,-3.5698859732029802,4.1779316961765289E-2]
["B2Program SpecificSubLAPSLAP_PGZP5PG&E1-in-10WORST DAY1022","B2","Program Specific","SubLAP","SLAP_PGZP",5,"PG&E","1-in-10","WORST DAY",10,"22","21",76.605932203389827,102.33619664079052,102.33619664079052,0,0]
["B2Program SpecificSubLAPSLAP_PGZP5PG&E1-in-10WORST DAY1023","B2","Program Specific","SubLAP","SLAP_PGZP",5,"PG&E","1-in-10","WORST DAY",10,"23","22",73.991525423728817,100.2534599950758,100.2534599950758,0,0]
["B2Program SpecificSubLAPSLAP_PGZP5PG&E1-in-10WORST DAY1024","B2","Program Specific","SubLAP","SLAP_PGZP",5,"PG&E","1-in-10","WORST DAY",10,"24","23",72.025423728813564,97.125476643190552,97.125476643190552,0,0]
["B2Program SpecificSubLAPSLAP_PGZP5PG&E1-in-10WORST DAY1101","B2","Program Specific","SubLAP","SLAP_PGZP",5,"PG&E","1-in-10","WORST DAY",11,"01","01",49.396186440677965,41.033936936976545,41.033936936976545,0,0]
["B2Program SpecificSubLAPSLAP_PGZP5PG&E1-in-10WORST DAY1102","B2","Program Specific","SubLAP","SLAP_PGZP",5,"PG&E","1-in-10","WORST DAY",11,"02","02",48.421610169491522,40.988608344126554,40.988608344126554,0,0]
["B2Program SpecificSubLAPSLAP_PGZP5PG&E1-in-10WORST DAY1103","B2","Program Specific","SubLAP","SLAP_PGZP",5,"PG&E","1-in-10","WORST DAY",11,"03","03",47.552966101694913,41.99158985331907,41.99158985331907,0,0]
["B2Program SpecificSubLAPSLAP_PGZP5PG&E1-in-10WORST DAY1104","B2","Program Specific","SubLAP","SLAP_PGZP",5,"PG&E","1-in-10","WORST DAY",11,"04","04",46.552966101694913,42.437087737907795,42.437087737907795,0,0]
["B2Program SpecificSubLAPSLAP_PGZP5PG&E1-in-10WORST DAY1105","B2","Program Specific","SubLAP","SLAP_PGZP",5,"PG&E","1-in-10","WORST DAY",11,"05","05",46.076271186440678,43.795845209541966,43.795845209541966,0,0]
["B2Program SpecificSubLAPSLAP_PGZP5PG&E1-in-10WORST DAY1106","B2","Program Specific","SubLAP","SLAP_PGZP",5,"PG&E","1-in-10","WORST DAY",11,"06","06",45.349576271186443,45.30762150328038,45.30762150328038,0,0]
["B2Program SpecificSubLAPSLAP_PGZP5PG&E1-in-10WORST DAY1107","B2","Program Specific","SubLAP","SLAP_PGZP",5,"PG&E","1-in-10","WORST DAY",11,"07","07",44.930084745762713,46.197267823300116,46.197267823300116,0,0]
["B2Program SpecificSubLAPSLAP_PGZP5PG&E1-in-10WORST DAY1108","B2","Program Specific","SubLAP","SLAP_PGZP",5,"PG&E","1-in-10","WORST DAY",11,"08","08",48.059322033898304,49.15603744377524,49.15603744377524,0,0]
["B2Program SpecificSubLAPSLAP_PGZP5PG&E1-in-10WORST DAY1109","B2","Program Specific","SubLAP","SLAP_PGZP",5,"PG&E","1-in-10","WORST DAY",11,"09","09",53.775423728813557,51.770778041774946,51.770778041774946,0,0]
["B2Program SpecificSubLAPSLAP_PGZP5PG&E1-in-10WORST DAY1110","B2","Program Specific","SubLAP","SLAP_PGZP",5,"PG&E","1-in-10","WORST DAY",11,"10","10",57.898305084745765,53.06614387641519,53.06614387641519,0,0]
["B2Program SpecificSubLAPSLAP_PGZP5PG&E1-in-10WORST DAY1111","B2","Program Specific","SubLAP","SLAP_PGZP",5,"PG&E","1-in-10","WORST DAY",11,"11","11",61.224576271186443,55.331006001617951,55.331006001617951,0,0]
["B2Program SpecificSubLAPSLAP_PGZP5PG&E1-in-10WORST DAY1112","B2","Program Specific","SubLAP","SLAP_PGZP",5,"PG&E","1-in-10","WORST DAY",11,"12","12",63.923728813559322,52.494250992597159,52.494250992597159,0,0]
["B2Program SpecificSubLAPSLAP_PGZP5PG&E1-in-10WORST DAY1113","B2","Program Specific","SubLAP","SLAP_PGZP",5,"PG&E","1-in-10","WORST DAY",11,"13","13",66.400423728813564,55.686682458651269,55.686682458651269,0,0]
["B2Program SpecificSubLAPSLAP_PGZP5PG&E1-in-10WORST DAY1114","B2","Program Specific","SubLAP","SLAP_PGZP",5,"PG&E","1-in-10","WORST DAY",11,"14","14",67.794491525423723,57.161048921488096,57.161048921488096,0,0]
["B2Program SpecificSubLAPSLAP_PGZP5PG&E1-in-10WORST DAY1115","B2","Program Specific","SubLAP","SLAP_PGZP",5,"PG&E","1-in-10","WORST DAY",11,"15","15",68.442796610169495,57.199699854446671,57.199699854446671,0,0]
["B2Program SpecificSubLAPSLAP_PGZP5PG&E1-in-10WORST DAY1116","B2","Program Specific","SubLAP","SLAP_PGZP",5,"PG&E","1-in-10","WORST DAY",11,"16","16",67.775423728813564,54.825285572116655,54.825285572116655,0,0]
["B2Program SpecificSubLAPSLAP_PGZP5PG&E1-in-10WORST DAY1117","B2","Program Specific","SubLAP","SLAP_PGZP",5,"PG&E","1-in-10","WORST DAY",11,"17","17",65.667372881355931,54.246549218387926,54.246549218387926,0,0]
["B2Program SpecificSubLAPSLAP_PGZP5PG&E1-in-10WORST DAY1118","B2","Program Specific","SubLAP","SLAP_PGZP",5,"PG&E","1-in-10","WORST DAY",11,"18","18",61.485169491525426,52.191927635063557,52.191927635063557,0,0]
["B2Program SpecificSubLAPSLAP_PGZP5PG&E1-in-10WORST DAY1119","B2","Program Specific","SubLAP","SLAP_PGZP",5,"PG&E","1-in-10","WORST DAY",11,"19","19",58,50.958101466550666,50.958101466550666,0,0]
["B2Program SpecificSubLAPSLAP_PGZP5PG&E1-in-10WORST DAY1120","B2","Program Specific","SubLAP","SLAP_PGZP",5,"PG&E","1-in-10","WORST DAY",11,"20","20",55.639830508474574,50.944290225788698,50.944290225788698,0,0]
["B2Program SpecificSubLAPSLAP_PGZP5PG&E1-in-10WORST DAY1121","B2","Program Specific","SubLAP","SLAP_PGZP",5,"PG&E","1-in-10","WORST DAY",11,"21","21",53.673728813559322,50.385551452636719,50.385551452636719,0,0]
["B2Program SpecificSubLAPSLAP_PGZP5PG&E1-in-10WORST DAY1122","B2","Program Specific","SubLAP","SLAP_PGZP",5,"PG&E","1-in-10","WORST DAY",11,"22","22",51.527542372881356,49.576452125937251,49.576452125937251,0,0]
["B2Program SpecificSubLAPSLAP_PGZP5PG&E1-in-10WORST DAY1123","B2","Program Specific","SubLAP","SLAP_PGZP",5,"PG&E","1-in-10","WORST DAY",11,"23","23",50.146186440677965,49.524878712023721,49.524878712023721,0,0]
["B2Program SpecificSubLAPSLAP_PGZP5PG&E1-in-10WORST DAY1124","B2","Program Specific","SubLAP","SLAP_PGZP",5,"PG&E","1-in-10","WORST DAY",11,"24","24",48.305084745762713,48.21526760165974,48.21526760165974,0,0]
["B2Program SpecificSubLAPSLAP_PGZP5PG&E1-in-10WORST DAY1201","B2","Program Specific","SubLAP","SLAP_PGZP",5,"PG&E","1-in-10","WORST DAY",12,"01","01",37.012711864406782,40.489275754508327,40.489275754508327,0,0]
["B2Program SpecificSubLAPSLAP_PGZP5PG&E1-in-10WORST DAY1202","B2","Program Specific","SubLAP","SLAP_PGZP",5,"PG&E","1-in-10","WORST DAY",12,"02","02",36.307203389830505,40.456650750111727,40.456650750111727,0,0]
["B2Program SpecificSubLAPSLAP_PGZP5PG&E1-in-10WORST DAY1203","B2","Program Specific","SubLAP","SLAP_PGZP",5,"PG&E","1-in-10","WORST DAY",12,"03","03",35.565677966101696,41.450223534794176,41.450223534794176,0,0]
["B2Program SpecificSubLAPSLAP_PGZP5PG&E1-in-10WORST DAY1204","B2","Program Specific","SubLAP","SLAP_PGZP",5,"PG&E","1-in-10","WORST DAY",12,"04","04",34.949152542372879,41.860698619131313,41.860698619131313,0,0]
["B2Program SpecificSubLAPSLAP_PGZP5PG&E1-in-10WORST DAY1205","B2","Program Specific","SubLAP","SLAP_PGZP",5,"PG&E","1-in-10","WORST DAY",12,"05","05",34.258474576271183,43.306080753520384,43.306080753520384,0,0]
["B2Program SpecificSubLAPSLAP_PGZP5PG&E1-in-10WORST DAY1206","B2","Program Specific","SubLAP","SLAP_PGZP",5,"PG&E","1-in-10","WORST DAY",12,"06","06",34.04449152542373,44.866347668534615,44.866347668534615,0,0]
["B2Program SpecificSubLAPSLAP_PGZP5PG&E1-in-10WORST DAY1207","B2","Program Specific","SubLAP","SLAP_PGZP",5,"PG&E","1-in-10","WORST DAY",12,"07","07",33.737288135593218,45.597872847217623,45.597872847217623,0,0]
["B2Program SpecificSubLAPSLAP_PGZP5PG&E1-in-10WORST DAY1208","B2","Program Specific","SubLAP","SLAP_PGZP",5,"PG&E","1-in-10","WORST DAY",12,"08","08",34.707627118644069,48.635425664610779,48.635425664610779,0,0]
["B2Program SpecificSubLAPSLAP_PGZP5PG&E1-in-10WORST DAY1209","B2","Program Specific","SubLAP","SLAP_PGZP",5,"PG&E","1-in-10","WORST DAY",12,"09","09",37.932203389830505,51.110139717489986,51.110139717489986,0,0]
["B2Program SpecificSubLAPSLAP_PGZP5PG&E1-in-10WORST DAY1210","B2","Program Specific","SubLAP","SLAP_PGZP",5,"PG&E","1-in-10","WORST DAY",12,"10","10",41.603813559322035,52.15395019014003,52.15395019014003,0,0]
["B2Program SpecificSubLAPSLAP_PGZP5PG&E1-in-10WORST DAY1211","B2","Program Specific","SubLAP","SLAP_PGZP",5,"PG&E","1-in-10","WORST DAY",12,"11","11",44.235169491525426,54.423914957854706,54.423914957854706,0,0]
["B2Program SpecificSubLAPSLAP_PGZP5PG&E1-in-10WORST DAY1212","B2","Program Specific","SubLAP","SLAP_PGZP",5,"PG&E","1-in-10","WORST DAY",12,"12","12",46.417372881355931,51.621352567511089,51.621352567511089,0,0]
["B2Program SpecificSubLAPSLAP_PGZP5PG&E1-in-10WORST DAY1213","B2","Program Specific","SubLAP","SLAP_PGZP",5,"PG&E","1-in-10","WORST DAY",12,"13","13",47.881355932203391,54.687689538729394,54.687689538729394,0,0]
["B2Program SpecificSubLAPSLAP_PGZP5PG&E1-in-10WORST DAY1214","B2","Program Specific","SubLAP","SLAP_PGZP",5,"PG&E","1-in-10","WORST DAY",12,"14","14",48.538135593220339,56.124449552115749,56.124449552115749,0,0]
["B2Program SpecificSubLAPSLAP_PGZP5PG&E1-in-10WORST DAY1215","B2","Program Specific","SubLAP","SLAP_PGZP",5,"PG&E","1-in-10","WORST DAY",12,"15","15",48.811440677966104,56.284521652480301,56.284521652480301,0,0]
["B2Program SpecificSubLAPSLAP_PGZP5PG&E1-in-10WORST DAY1216","B2","Program Specific","SubLAP","SLAP_PGZP",5,"PG&E","1-in-10","WORST DAY",12,"16","16",48.108050847457626,53.978663299043298,53.978663299043298,0,0]
["B2Program SpecificSubLAPSLAP_PGZP5PG&E1-in-10WORST DAY1217","B2","Program Specific","SubLAP","SLAP_PGZP",5,"PG&E","1-in-10","WORST DAY",12,"17","17",46.697033898305087,53.475090705742268,53.475090705742268,0,0]
["B2Program SpecificSubLAPSLAP_PGZP5PG&E1-in-10WORST DAY1218","B2","Program Specific","SubLAP","SLAP_PGZP",5,"PG&E","1-in-10","WORST DAY",12,"18","18",44.343220338983052,51.350004551774362,51.350004551774362,0,0]
["B2Program SpecificSubLAPSLAP_PGZP5PG&E1-in-10WORST DAY1219","B2","Program Specific","SubLAP","SLAP_PGZP",5,"PG&E","1-in-10","WORST DAY",12,"19","19",42.059322033898304,50.100104930037162,50.100104930037162,0,0]
["B2Program SpecificSubLAPSLAP_PGZP5PG&E1-in-10WORST DAY1220","B2","Program Specific","SubLAP","SLAP_PGZP",5,"PG&E","1-in-10","WORST DAY",12,"20","20",40.78601694915254,50.039006960594051,50.039006960594051,0,0]
["B2Program SpecificSubLAPSLAP_PGZP5PG&E1-in-10WORST DAY1221","B2","Program Specific","SubLAP","SLAP_PGZP",5,"PG&E","1-in-10","WORST DAY",12,"21","21",39.567796610169495,49.602335913706632,49.602335913706632,0,0]
["B2Program SpecificSubLAPSLAP_PGZP5PG&E1-in-10WORST DAY1222","B2","Program Specific","SubLAP","SLAP_PGZP",5,"PG&E","1-in-10","WORST DAY",12,"22","22",38.722457627118644,48.886328131465589,48.886328131465589,0,0]
["B2Program SpecificSubLAPSLAP_PGZP5PG&E1-in-10WORST DAY1223","B2","Program Specific","SubLAP","SLAP_PGZP",5,"PG&E","1-in-10","WORST DAY",12,"23","23",37.690677966101696,48.938692933422026,48.938692933422026,0,0]
["B2Program SpecificSubLAPSLAP_PGZP5PG&E1-in-10WORST DAY1224","B2","Program Specific","SubLAP","SLAP_PGZP",5,"PG&E","1-in-10","WORST DAY",12,"24","24",36.809322033898304,47.765019529956881,47.765019529956881,0,0]
["B2Program SpecificSubLAPSLAP_PGZP5PG&E1-in-2WORST DAY101","B2","Program Specific","SubLAP","SLAP_PGZP",5,"PG&E","1-in-2","WORST DAY",1,"01","01",38.049999237060547]
["B2Program SpecificSubLAPSLAP_PGZP5PG&E1-in-2WORST DAY102","B2","Program Specific","SubLAP","SLAP_PGZP",5,"PG&E","1-in-2","WORST DAY",1,"02","02",37.5]
["B2Program SpecificSubLAPSLAP_PGZP5PG&E1-in-2WORST DAY103","B2","Program Specific","SubLAP","SLAP_PGZP",5,"PG&E","1-in-2","WORST DAY",1,"03","03",36.525001525878906]
["B2Program SpecificSubLAPSLAP_PGZP5PG&E1-in-2WORST DAY104","B2","Program Specific","SubLAP","SLAP_PGZP",5,"PG&E","1-in-2","WORST DAY",1,"04","04",35.775001525878906]
["B2Program SpecificSubLAPSLAP_PGZP5PG&E1-in-2WORST DAY105","B2","Program Specific","SubLAP","SLAP_PGZP",5,"PG&E","1-in-2","WORST DAY",1,"05","05",35.650001525878906]
["B2Program SpecificSubLAPSLAP_PGZP5PG&E1-in-2WORST DAY106","B2","Program Specific","SubLAP","SLAP_PGZP",5,"PG&E","1-in-2","WORST DAY",1,"06","06",35.825000762939453]
["B2Program SpecificSubLAPSLAP_PGZP5PG&E1-in-2WORST DAY107","B2","Program Specific","SubLAP","SLAP_PGZP",5,"PG&E","1-in-2","WORST DAY",1,"07","07",35.950000762939453]
["B2Program SpecificSubLAPSLAP_PGZP5PG&E1-in-2WORST DAY108","B2","Program Specific","SubLAP","SLAP_PGZP",5,"PG&E","1-in-2","WORST DAY",1,"08","08",36.400001525878906]
["B2Program SpecificSubLAPSLAP_PGZP5PG&E1-in-2WORST DAY109","B2","Program Specific","SubLAP","SLAP_PGZP",5,"PG&E","1-in-2","WORST DAY",1,"09","09",38.875]
["B2Program SpecificSubLAPSLAP_PGZP5PG&E1-in-2WORST DAY110","B2","Program Specific","SubLAP","SLAP_PGZP",5,"PG&E","1-in-2","WORST DAY",1,"10","10",42.375]
["B2Program SpecificSubLAPSLAP_PGZP5PG&E1-in-2WORST DAY111","B2","Program Specific","SubLAP","SLAP_PGZP",5,"PG&E","1-in-2","WORST DAY",1,"11","11",45.974998474121094]
["B2Program SpecificSubLAPSLAP_PGZP5PG&E1-in-2WORST DAY112","B2","Program Specific","SubLAP","SLAP_PGZP",5,"PG&E","1-in-2","WORST DAY",1,"12","12",48.849998474121094]
["B2Program SpecificSubLAPSLAP_PGZP5PG&E1-in-2WORST DAY113","B2","Program Specific","SubLAP","SLAP_PGZP",5,"PG&E","1-in-2","WORST DAY",1,"13","13",50.549999237060547]
["B2Program SpecificSubLAPSLAP_PGZP5PG&E1-in-2WORST DAY114","B2","Program Specific","SubLAP","SLAP_PGZP",5,"PG&E","1-in-2","WORST DAY",1,"14","14",52.200000762939453]
["B2Program SpecificSubLAPSLAP_PGZP5PG&E1-in-2WORST DAY115","B2","Program Specific","SubLAP","SLAP_PGZP",5,"PG&E","1-in-2","WORST DAY",1,"15","15",53.125]
["B2Program SpecificSubLAPSLAP_PGZP5PG&E1-in-2WORST DAY116","B2","Program Specific","SubLAP","SLAP_PGZP",5,"PG&E","1-in-2","WORST DAY",1,"16","16",53.174999237060547]
["B2Program SpecificSubLAPSLAP_PGZP5PG&E1-in-2WORST DAY117","B2","Program Specific","SubLAP","SLAP_PGZP",5,"PG&E","1-in-2","WORST DAY",1,"17","17",51.474998474121094]
["B2Program SpecificSubLAPSLAP_PGZP5PG&E1-in-2WORST DAY118","B2","Program Specific","SubLAP","SLAP_PGZP",5,"PG&E","1-in-2","WORST DAY",1,"18","18",48.224998474121094]
["B2Program SpecificSubLAPSLAP_PGZP5PG&E1-in-2WORST DAY119","B2","Program Specific","SubLAP","SLAP_PGZP",5,"PG&E","1-in-2","WORST DAY",1,"19","19",46.174999237060547]
["B2Program SpecificSubLAPSLAP_PGZP5PG&E1-in-2WORST DAY120","B2","Program Specific","SubLAP","SLAP_PGZP",5,"PG&E","1-in-2","WORST DAY",1,"20","20",44.375]
["B2Program SpecificSubLAPSLAP_PGZP5PG&E1-in-2WORST DAY121","B2","Program Specific","SubLAP","SLAP_PGZP",5,"PG&E","1-in-2","WORST DAY",1,"21","21",42.775001525878906]
["B2Program SpecificSubLAPSLAP_PGZP5PG&E1-in-2WORST DAY122","B2","Program Specific","SubLAP","SLAP_PGZP",5,"PG&E","1-in-2","WORST DAY",1,"22","22",41.049999237060547]
["B2Program SpecificSubLAPSLAP_PGZP5PG&E1-in-2WORST DAY123","B2","Program Specific","SubLAP","SLAP_PGZP",5,"PG&E","1-in-2","WORST DAY",1,"23","23",39.75]
["B2Program SpecificSubLAPSLAP_PGZP5PG&E1-in-2WORST DAY124","B2","Program Specific","SubLAP","SLAP_PGZP",5,"PG&E","1-in-2","WORST DAY",1,"24","24",38.849998474121094]
["B2Program SpecificSubLAPSLAP_PGZP5PG&E1-in-2WORST DAY201","B2","Program Specific","SubLAP","SLAP_PGZP",5,"PG&E","1-in-2","WORST DAY",2,"01","01",41.575000762939453]
["B2Program SpecificSubLAPSLAP_PGZP5PG&E1-in-2WORST DAY202","B2","Program Specific","SubLAP","SLAP_PGZP",5,"PG&E","1-in-2","WORST DAY",2,"02","02",40.575000762939453]
["B2Program SpecificSubLAPSLAP_PGZP5PG&E1-in-2WORST DAY203","B2","Program Specific","SubLAP","SLAP_PGZP",5,"PG&E","1-in-2","WORST DAY",2,"03","03",39.799999237060547]
["B2Program SpecificSubLAPSLAP_PGZP5PG&E1-in-2WORST DAY204","B2","Program Specific","SubLAP","SLAP_PGZP",5,"PG&E","1-in-2","WORST DAY",2,"04","04",39.025001525878906]
["B2Program SpecificSubLAPSLAP_PGZP5PG&E1-in-2WORST DAY205","B2","Program Specific","SubLAP","SLAP_PGZP",5,"PG&E","1-in-2","WORST DAY",2,"05","05",38.325000762939453]
["B2Program SpecificSubLAPSLAP_PGZP5PG&E1-in-2WORST DAY206","B2","Program Specific","SubLAP","SLAP_PGZP",5,"PG&E","1-in-2","WORST DAY",2,"06","06",38.25]
["B2Program SpecificSubLAPSLAP_PGZP5PG&E1-in-2WORST DAY207","B2","Program Specific","SubLAP","SLAP_PGZP",5,"PG&E","1-in-2","WORST DAY",2,"07","07",38.049999237060547]
["B2Program SpecificSubLAPSLAP_PGZP5PG&E1-in-2WORST DAY208","B2","Program Specific","SubLAP","SLAP_PGZP",5,"PG&E","1-in-2","WORST DAY",2,"08","08",39.349998474121094]
["B2Program SpecificSubLAPSLAP_PGZP5PG&E1-in-2WORST DAY209","B2","Program Specific","SubLAP","SLAP_PGZP",5,"PG&E","1-in-2","WORST DAY",2,"09","09",43.200000762939453]
["B2Program SpecificSubLAPSLAP_PGZP5PG&E1-in-2WORST DAY210","B2","Program Specific","SubLAP","SLAP_PGZP",5,"PG&E","1-in-2","WORST DAY",2,"10","10",47.849998474121094]
["B2Program SpecificSubLAPSLAP_PGZP5PG&E1-in-2WORST DAY211","B2","Program Specific","SubLAP","SLAP_PGZP",5,"PG&E","1-in-2","WORST DAY",2,"11","11",51.400001525878906]
["B2Program SpecificSubLAPSLAP_PGZP5PG&E1-in-2WORST DAY212","B2","Program Specific","SubLAP","SLAP_PGZP",5,"PG&E","1-in-2","WORST DAY",2,"12","12",54.325000762939453]
["B2Program SpecificSubLAPSLAP_PGZP5PG&E1-in-2WORST DAY213","B2","Program Specific","SubLAP","SLAP_PGZP",5,"PG&E","1-in-2","WORST DAY",2,"13","13",56.575000762939453]
["B2Program SpecificSubLAPSLAP_PGZP5PG&E1-in-2WORST DAY214","B2","Program Specific","SubLAP","SLAP_PGZP",5,"PG&E","1-in-2","WORST DAY",2,"14","14",57.625]
["B2Program SpecificSubLAPSLAP_PGZP5PG&E1-in-2WORST DAY215","B2","Program Specific","SubLAP","SLAP_PGZP",5,"PG&E","1-in-2","WORST DAY",2,"15","15",58.025001525878906]
["B2Program SpecificSubLAPSLAP_PGZP5PG&E1-in-2WORST DAY216","B2","Program Specific","SubLAP","SLAP_PGZP",5,"PG&E","1-in-2","WORST DAY",2,"16","16",57.625]
["B2Program SpecificSubLAPSLAP_PGZP5PG&E1-in-2WORST DAY217","B2","Program Specific","SubLAP","SLAP_PGZP",5,"PG&E","1-in-2","WORST DAY",2,"17","17",56.424999237060547]
["B2Program SpecificSubLAPSLAP_PGZP5PG&E1-in-2WORST DAY218","B2","Program Specific","SubLAP","SLAP_PGZP",5,"PG&E","1-in-2","WORST DAY",2,"18","18",54.325000762939453]
["B2Program SpecificSubLAPSLAP_PGZP5PG&E1-in-2WORST DAY219","B2","Program Specific","SubLAP","SLAP_PGZP",5,"PG&E","1-in-2","WORST DAY",2,"19","19",52.650001525878906]
["B2Program SpecificSubLAPSLAP_PGZP5PG&E1-in-2WORST DAY220","B2","Program Specific","SubLAP","SLAP_PGZP",5,"PG&E","1-in-2","WORST DAY",2,"20","20",51.450000762939453]
["B2Program SpecificSubLAPSLAP_PGZP5PG&E1-in-2WORST DAY221","B2","Program Specific","SubLAP","SLAP_PGZP",5,"PG&E","1-in-2","WORST DAY",2,"21","21",49.924999237060547]
["B2Program SpecificSubLAPSLAP_PGZP5PG&E1-in-2WORST DAY222","B2","Program Specific","SubLAP","SLAP_PGZP",5,"PG&E","1-in-2","WORST DAY",2,"22","22",48.900001525878906]
["B2Program SpecificSubLAPSLAP_PGZP5PG&E1-in-2WORST DAY223","B2","Program Specific","SubLAP","SLAP_PGZP",5,"PG&E","1-in-2","WORST DAY",2,"23","23",47.974998474121094]
["B2Program SpecificSubLAPSLAP_PGZP5PG&E1-in-2WORST DAY224","B2","Program Specific","SubLAP","SLAP_PGZP",5,"PG&E","1-in-2","WORST DAY",2,"24","24",47.174999237060547]
["B2Program SpecificSubLAPSLAP_PGZP5PG&E1-in-2WORST DAY301","B2","Program Specific","SubLAP","SLAP_PGZP",5,"PG&E","1-in-2","WORST DAY",3,"01","24",47.125]
["B2Program SpecificSubLAPSLAP_PGZP5PG&E1-in-2WORST DAY302","B2","Program Specific","SubLAP","SLAP_PGZP",5,"PG&E","1-in-2","WORST DAY",3,"02","01",46.174999237060547]
["B2Program SpecificSubLAPSLAP_PGZP5PG&E1-in-2WORST DAY303","B2","Program Specific","SubLAP","SLAP_PGZP",5,"PG&E","1-in-2","WORST DAY",3,"03","02",45.325000762939453]
["B2Program SpecificSubLAPSLAP_PGZP5PG&E1-in-2WORST DAY304","B2","Program Specific","SubLAP","SLAP_PGZP",5,"PG&E","1-in-2","WORST DAY",3,"04","03",44.75]
["B2Program SpecificSubLAPSLAP_PGZP5PG&E1-in-2WORST DAY305","B2","Program Specific","SubLAP","SLAP_PGZP",5,"PG&E","1-in-2","WORST DAY",3,"05","04",44.299999237060547]
["B2Program SpecificSubLAPSLAP_PGZP5PG&E1-in-2WORST DAY306","B2","Program Specific","SubLAP","SLAP_PGZP",5,"PG&E","1-in-2","WORST DAY",3,"06","05",43.700000762939453]
["B2Program SpecificSubLAPSLAP_PGZP5PG&E1-in-2WORST DAY307","B2","Program Specific","SubLAP","SLAP_PGZP",5,"PG&E","1-in-2","WORST DAY",3,"07","06",43.224998474121094]
["B2Program SpecificSubLAPSLAP_PGZP5PG&E1-in-2WORST DAY308","B2","Program Specific","SubLAP","SLAP_PGZP",5,"PG&E","1-in-2","WORST DAY",3,"08","07",45.224998474121094]
["B2Program SpecificSubLAPSLAP_PGZP5PG&E1-in-2WORST DAY309","B2","Program Specific","SubLAP","SLAP_PGZP",5,"PG&E","1-in-2","WORST DAY",3,"09","08",48.474998474121094]
["B2Program SpecificSubLAPSLAP_PGZP5PG&E1-in-2WORST DAY310","B2","Program Specific","SubLAP","SLAP_PGZP",5,"PG&E","1-in-2","WORST DAY",3,"10","09",51.125]
["B2Program SpecificSubLAPSLAP_PGZP5PG&E1-in-2WORST DAY311","B2","Program Specific","SubLAP","SLAP_PGZP",5,"PG&E","1-in-2","WORST DAY",3,"11","10",53.924999237060547]
["B2Program SpecificSubLAPSLAP_PGZP5PG&E1-in-2WORST DAY312","B2","Program Specific","SubLAP","SLAP_PGZP",5,"PG&E","1-in-2","WORST DAY",3,"12","11",56.375]
["B2Program SpecificSubLAPSLAP_PGZP5PG&E1-in-2WORST DAY313","B2","Program Specific","SubLAP","SLAP_PGZP",5,"PG&E","1-in-2","WORST DAY",3,"13","12",57.625]
["B2Program SpecificSubLAPSLAP_PGZP5PG&E1-in-2WORST DAY314","B2","Program Specific","SubLAP","SLAP_PGZP",5,"PG&E","1-in-2","WORST DAY",3,"14","13",58.825000762939453]
["B2Program SpecificSubLAPSLAP_PGZP5PG&E1-in-2WORST DAY315","B2","Program Specific","SubLAP","SLAP_PGZP",5,"PG&E","1-in-2","WORST DAY",3,"15","14",59.400001525878906]
["B2Program SpecificSubLAPSLAP_PGZP5PG&E1-in-2WORST DAY316","B2","Program Specific","SubLAP","SLAP_PGZP",5,"PG&E","1-in-2","WORST DAY",3,"16","15",59.5]
["B2Program SpecificSubLAPSLAP_PGZP5PG&E1-in-2WORST DAY317","B2","Program Specific","SubLAP","SLAP_PGZP",5,"PG&E","1-in-2","WORST DAY",3,"17","16",58.275001525878906]
["B2Program SpecificSubLAPSLAP_PGZP5PG&E1-in-2WORST DAY318","B2","Program Specific","SubLAP","SLAP_PGZP",5,"PG&E","1-in-2","WORST DAY",3,"18","17",56.150001525878906]
["B2Program SpecificSubLAPSLAP_PGZP5PG&E1-in-2WORST DAY319","B2","Program Specific","SubLAP","SLAP_PGZP",5,"PG&E","1-in-2","WORST DAY",3,"19","18",54.275001525878906]
["B2Program SpecificSubLAPSLAP_PGZP5PG&E1-in-2WORST DAY320","B2","Program Specific","SubLAP","SLAP_PGZP",5,"PG&E","1-in-2","WORST DAY",3,"20","19",52.875]
["B2Program SpecificSubLAPSLAP_PGZP5PG&E1-in-2WORST DAY321","B2","Program Specific","SubLAP","SLAP_PGZP",5,"PG&E","1-in-2","WORST DAY",3,"21","20",52.099998474121094]
["B2Program SpecificSubLAPSLAP_PGZP5PG&E1-in-2WORST DAY322","B2","Program Specific","SubLAP","SLAP_PGZP",5,"PG&E","1-in-2","WORST DAY",3,"22","21",51.200000762939453]
["B2Program SpecificSubLAPSLAP_PGZP5PG&E1-in-2WORST DAY323","B2","Program Specific","SubLAP","SLAP_PGZP",5,"PG&E","1-in-2","WORST DAY",3,"23","22",50.474998474121094]
["B2Program SpecificSubLAPSLAP_PGZP5PG&E1-in-2WORST DAY324","B2","Program Specific","SubLAP","SLAP_PGZP",5,"PG&E","1-in-2","WORST DAY",3,"24","23",49.349998474121094]
["B2Program SpecificSubLAPSLAP_PGZP5PG&E1-in-2WORST DAY401","B2","Program Specific","SubLAP","SLAP_PGZP",5,"PG&E","1-in-2","WORST DAY",4,"01","24",64.525001525878906]
["B2Program SpecificSubLAPSLAP_PGZP5PG&E1-in-2WORST DAY402","B2","Program Specific","SubLAP","SLAP_PGZP",5,"PG&E","1-in-2","WORST DAY",4,"02","01",62.549999237060547]
["B2Program SpecificSubLAPSLAP_PGZP5PG&E1-in-2WORST DAY403","B2","Program Specific","SubLAP","SLAP_PGZP",5,"PG&E","1-in-2","WORST DAY",4,"03","02",61.025001525878906]
["B2Program SpecificSubLAPSLAP_PGZP5PG&E1-in-2WORST DAY404","B2","Program Specific","SubLAP","SLAP_PGZP",5,"PG&E","1-in-2","WORST DAY",4,"04","03",60.025001525878906]
["B2Program SpecificSubLAPSLAP_PGZP5PG&E1-in-2WORST DAY405","B2","Program Specific","SubLAP","SLAP_PGZP",5,"PG&E","1-in-2","WORST DAY",4,"05","04",59]
["B2Program SpecificSubLAPSLAP_PGZP5PG&E1-in-2WORST DAY406","B2","Program Specific","SubLAP","SLAP_PGZP",5,"PG&E","1-in-2","WORST DAY",4,"06","05",57.825000762939453]
["B2Program SpecificSubLAPSLAP_PGZP5PG&E1-in-2WORST DAY407","B2","Program Specific","SubLAP","SLAP_PGZP",5,"PG&E","1-in-2","WORST DAY",4,"07","06",57.150001525878906]
["B2Program SpecificSubLAPSLAP_PGZP5PG&E1-in-2WORST DAY408","B2","Program Specific","SubLAP","SLAP_PGZP",5,"PG&E","1-in-2","WORST DAY",4,"08","07",60.174999237060547]
["B2Program SpecificSubLAPSLAP_PGZP5PG&E1-in-2WORST DAY409","B2","Program Specific","SubLAP","SLAP_PGZP",5,"PG&E","1-in-2","WORST DAY",4,"09","08",65.375]
["B2Program SpecificSubLAPSLAP_PGZP5PG&E1-in-2WORST DAY410","B2","Program Specific","SubLAP","SLAP_PGZP",5,"PG&E","1-in-2","WORST DAY",4,"10","09",70.224998474121094]
["B2Program SpecificSubLAPSLAP_PGZP5PG&E1-in-2WORST DAY411","B2","Program Specific","SubLAP","SLAP_PGZP",5,"PG&E","1-in-2","WORST DAY",4,"11","10",74.974998474121094]
["B2Program SpecificSubLAPSLAP_PGZP5PG&E1-in-2WORST DAY412","B2","Program Specific","SubLAP","SLAP_PGZP",5,"PG&E","1-in-2","WORST DAY",4,"12","11",78.925003051757813]
["B2Program SpecificSubLAPSLAP_PGZP5PG&E1-in-2WORST DAY413","B2","Program Specific","SubLAP","SLAP_PGZP",5,"PG&E","1-in-2","WORST DAY",4,"13","12",81.550003051757813]
["B2Program SpecificSubLAPSLAP_PGZP5PG&E1-in-2WORST DAY414","B2","Program Specific","SubLAP","SLAP_PGZP",5,"PG&E","1-in-2","WORST DAY",4,"14","13",83.625]
["B2Program SpecificSubLAPSLAP_PGZP5PG&E1-in-2WORST DAY415","B2","Program Specific","SubLAP","SLAP_PGZP",5,"PG&E","1-in-2","WORST DAY",4,"15","14",85.125]
["B2Program SpecificSubLAPSLAP_PGZP5PG&E1-in-2WORST DAY416","B2","Program Specific","SubLAP","SLAP_PGZP",5,"PG&E","1-in-2","WORST DAY",4,"16","15",85.025001525878906]
["B2Program SpecificSubLAPSLAP_PGZP5PG&E1-in-2WORST DAY417","B2","Program Specific","SubLAP","SLAP_PGZP",5,"PG&E","1-in-2","WORST DAY",4,"17","16",83.775001525878906]
["B2Program SpecificSubLAPSLAP_PGZP5PG&E1-in-2WORST DAY418","B2","Program Specific","SubLAP","SLAP_PGZP",5,"PG&E","1-in-2","WORST DAY",4,"18","17",82.474998474121094]
["B2Program SpecificSubLAPSLAP_PGZP5PG&E1-in-2WORST DAY419","B2","Program Specific","SubLAP","SLAP_PGZP",5,"PG&E","1-in-2","WORST DAY",4,"19","18",80.25]
["B2Program SpecificSubLAPSLAP_PGZP5PG&E1-in-2WORST DAY420","B2","Program Specific","SubLAP","SLAP_PGZP",5,"PG&E","1-in-2","WORST DAY",4,"20","19",76.300003051757813]
["B2Program SpecificSubLAPSLAP_PGZP5PG&E1-in-2WORST DAY421","B2","Program Specific","SubLAP","SLAP_PGZP",5,"PG&E","1-in-2","WORST DAY",4,"21","20",72.650001525878906]
["B2Program SpecificSubLAPSLAP_PGZP5PG&E1-in-2WORST DAY422","B2","Program Specific","SubLAP","SLAP_PGZP",5,"PG&E","1-in-2","WORST DAY",4,"22","21",69.699996948242188]
["B2Program SpecificSubLAPSLAP_PGZP5PG&E1-in-2WORST DAY423","B2","Program Specific","SubLAP","SLAP_PGZP",5,"PG&E","1-in-2","WORST DAY",4,"23","22",67.550003051757813]
["B2Program SpecificSubLAPSLAP_PGZP5PG&E1-in-2WORST DAY424","B2","Program Specific","SubLAP","SLAP_PGZP",5,"PG&E","1-in-2","WORST DAY",4,"24","23",65.724998474121094]
["B2Program SpecificSubLAPSLAP_PGZP5PG&E1-in-2WORST DAY501","B2","Program Specific","SubLAP","SLAP_PGZP",5,"PG&E","1-in-2","WORST DAY",5,"01","24",68.175003051757813]
["B2Program SpecificSubLAPSLAP_PGZP5PG&E1-in-2WORST DAY502","B2","Program Specific","SubLAP","SLAP_PGZP",5,"PG&E","1-in-2","WORST DAY",5,"02","01",66]
["B2Program SpecificSubLAPSLAP_PGZP5PG&E1-in-2WORST DAY503","B2","Program Specific","SubLAP","SLAP_PGZP",5,"PG&E","1-in-2","WORST DAY",5,"03","02",64.650001525878906]
["B2Program SpecificSubLAPSLAP_PGZP5PG&E1-in-2WORST DAY504","B2","Program Specific","SubLAP","SLAP_PGZP",5,"PG&E","1-in-2","WORST DAY",5,"04","03",62.724998474121094]
["B2Program SpecificSubLAPSLAP_PGZP5PG&E1-in-2WORST DAY505","B2","Program Specific","SubLAP","SLAP_PGZP",5,"PG&E","1-in-2","WORST DAY",5,"05","04",61.799999237060547]
["B2Program SpecificSubLAPSLAP_PGZP5PG&E1-in-2WORST DAY506","B2","Program Specific","SubLAP","SLAP_PGZP",5,"PG&E","1-in-2","WORST DAY",5,"06","05",60.924999237060547]
["B2Program SpecificSubLAPSLAP_PGZP5PG&E1-in-2WORST DAY507","B2","Program Specific","SubLAP","SLAP_PGZP",5,"PG&E","1-in-2","WORST DAY",5,"07","06",61.575000762939453]
["B2Program SpecificSubLAPSLAP_PGZP5PG&E1-in-2WORST DAY508","B2","Program Specific","SubLAP","SLAP_PGZP",5,"PG&E","1-in-2","WORST DAY",5,"08","07",65.925003051757813]
["B2Program SpecificSubLAPSLAP_PGZP5PG&E1-in-2WORST DAY509","B2","Program Specific","SubLAP","SLAP_PGZP",5,"PG&E","1-in-2","WORST DAY",5,"09","08",70.324996948242188]
["B2Program SpecificSubLAPSLAP_PGZP5PG&E1-in-2WORST DAY510","B2","Program Specific","SubLAP","SLAP_PGZP",5,"PG&E","1-in-2","WORST DAY",5,"10","09",74.875]
["B2Program SpecificSubLAPSLAP_PGZP5PG&E1-in-2WORST DAY511","B2","Program Specific","SubLAP","SLAP_PGZP",5,"PG&E","1-in-2","WORST DAY",5,"11","10",79.324996948242188]
["B2Program SpecificSubLAPSLAP_PGZP5PG&E1-in-2WORST DAY512","B2","Program Specific","SubLAP","SLAP_PGZP",5,"PG&E","1-in-2","WORST DAY",5,"12","11",83.5]
["B2Program SpecificSubLAPSLAP_PGZP5PG&E1-in-2WORST DAY513","B2","Program Specific","SubLAP","SLAP_PGZP",5,"PG&E","1-in-2","WORST DAY",5,"13","12",86.425003051757813]
["B2Program SpecificSubLAPSLAP_PGZP5PG&E1-in-2WORST DAY514","B2","Program Specific","SubLAP","SLAP_PGZP",5,"PG&E","1-in-2","WORST DAY",5,"14","13",88.275001525878906]
["B2Program SpecificSubLAPSLAP_PGZP5PG&E1-in-2WORST DAY515","B2","Program Specific","SubLAP","SLAP_PGZP",5,"PG&E","1-in-2","WORST DAY",5,"15","14",89.125]
["B2Program SpecificSubLAPSLAP_PGZP5PG&E1-in-2WORST DAY516","B2","Program Specific","SubLAP","SLAP_PGZP",5,"PG&E","1-in-2","WORST DAY",5,"16","15",89.599998474121094]
["B2Program SpecificSubLAPSLAP_PGZP5PG&E1-in-2WORST DAY517","B2","Program Specific","SubLAP","SLAP_PGZP",5,"PG&E","1-in-2","WORST DAY",5,"17","16",89.800003051757813]
["B2Program SpecificSubLAPSLAP_PGZP5PG&E1-in-2WORST DAY518","B2","Program Specific","SubLAP","SLAP_PGZP",5,"PG&E","1-in-2","WORST DAY",5,"18","17",88.5]
["B2Program SpecificSubLAPSLAP_PGZP5PG&E1-in-2WORST DAY519","B2","Program Specific","SubLAP","SLAP_PGZP",5,"PG&E","1-in-2","WORST DAY",5,"19","18",86.224998474121094]
["B2Program SpecificSubLAPSLAP_PGZP5PG&E1-in-2WORST DAY520","B2","Program Specific","SubLAP","SLAP_PGZP",5,"PG&E","1-in-2","WORST DAY",5,"20","19",83.074996948242188]
["B2Program SpecificSubLAPSLAP_PGZP5PG&E1-in-2WORST DAY521","B2","Program Specific","SubLAP","SLAP_PGZP",5,"PG&E","1-in-2","WORST DAY",5,"21","20",79.574996948242188]
["B2Program SpecificSubLAPSLAP_PGZP5PG&E1-in-2WORST DAY522","B2","Program Specific","SubLAP","SLAP_PGZP",5,"PG&E","1-in-2","WORST DAY",5,"22","21",76.800003051757813]
["B2Program SpecificSubLAPSLAP_PGZP5PG&E1-in-2WORST DAY523","B2","Program Specific","SubLAP","SLAP_PGZP",5,"PG&E","1-in-2","WORST DAY",5,"23","22",74.025001525878906]
["B2Program SpecificSubLAPSLAP_PGZP5PG&E1-in-2WORST DAY524","B2","Program Specific","SubLAP","SLAP_PGZP",5,"PG&E","1-in-2","WORST DAY",5,"24","23",71.5]
["B2Program SpecificSubLAPSLAP_PGZP5PG&E1-in-2WORST DAY601","B2","Program Specific","SubLAP","SLAP_PGZP",5,"PG&E","1-in-2","WORST DAY",6,"01","24",79.670258620689651,134.36037287218818,134.36037287218818,0,0]
["B2Program SpecificSubLAPSLAP_PGZP5PG&E1-in-2WORST DAY602","B2","Program Specific","SubLAP","SLAP_PGZP",5,"PG&E","1-in-2","WORST DAY",6,"02","01",77.60129310344827,133.43994982489224,133.43994982489224,0,0]
["B2Program SpecificSubLAPSLAP_PGZP5PG&E1-in-2WORST DAY603","B2","Program Specific","SubLAP","SLAP_PGZP",5,"PG&E","1-in-2","WORST DAY",6,"03","02",76.385775862068968,134.09897021589609,134.09897021589609,0,0]
["B2Program SpecificSubLAPSLAP_PGZP5PG&E1-in-2WORST DAY604","B2","Program Specific","SubLAP","SLAP_PGZP",5,"PG&E","1-in-2","WORST DAY",6,"04","03",75.172413793103445,135.71997754327182,135.71997754327182,0,0]
["B2Program SpecificSubLAPSLAP_PGZP5PG&E1-in-2WORST DAY605","B2","Program Specific","SubLAP","SLAP_PGZP",5,"PG&E","1-in-2","WORST DAY",6,"05","04",73.584051724137936,136.82281191595669,136.82281191595669,0,0]
["B2Program SpecificSubLAPSLAP_PGZP5PG&E1-in-2WORST DAY606","B2","Program Specific","SubLAP","SLAP_PGZP",5,"PG&E","1-in-2","WORST DAY",6,"06","05",72.670258620689651,139.127631088783,139.127631088783,0,0]
["B2Program SpecificSubLAPSLAP_PGZP5PG&E1-in-2WORST DAY607","B2","Program Specific","SubLAP","SLAP_PGZP",5,"PG&E","1-in-2","WORST DAY",6,"07","06",73.939655172413794,141.639049398488,141.639049398488,0,0]
["B2Program SpecificSubLAPSLAP_PGZP5PG&E1-in-2WORST DAY608","B2","Program Specific","SubLAP","SLAP_PGZP",5,"PG&E","1-in-2","WORST DAY",6,"08","07",77.573275862068968,142.13060260641163,142.13060260641163,0,0]
["B2Program SpecificSubLAPSLAP_PGZP5PG&E1-in-2WORST DAY609","B2","Program Specific","SubLAP","SLAP_PGZP",5,"PG&E","1-in-2","WORST DAY",6,"09","08",82.743534482758619,143.63169702990302,143.63169702990302,0,0]
["B2Program SpecificSubLAPSLAP_PGZP5PG&E1-in-2WORST DAY610","B2","Program Specific","SubLAP","SLAP_PGZP",5,"PG&E","1-in-2","WORST DAY",6,"10","09",88.46120689655173,143.91975429140288,143.91975429140288,0,0]
["B2Program SpecificSubLAPSLAP_PGZP5PG&E1-in-2WORST DAY611","B2","Program Specific","SubLAP","SLAP_PGZP",5,"PG&E","1-in-2","WORST DAY",6,"11","10",92.15517241379311,144.64096095644194,144.64096095644194,0,0]
["B2Program SpecificSubLAPSLAP_PGZP5PG&E1-in-2WORST DAY612","B2","Program Specific","SubLAP","SLAP_PGZP",5,"PG&E","1-in-2","WORST DAY",6,"12","11",94.614224137931032,141.01102842133622,141.01102842133622,0,0]
["B2Program SpecificSubLAPSLAP_PGZP5PG&E1-in-2WORST DAY613","B2","Program Specific","SubLAP","SLAP_PGZP",5,"PG&E","1-in-2","WORST DAY",6,"13","12",96.939655172413794,139.48851828739561,139.48851828739561,0,0]
["B2Program SpecificSubLAPSLAP_PGZP5PG&E1-in-2WORST DAY614","B2","Program Specific","SubLAP","SLAP_PGZP",5,"PG&E","1-in-2","WORST DAY",6,"14","13",98.528017241379317,138.43440930596714,138.43440930596714,0,0]
["B2Program SpecificSubLAPSLAP_PGZP5PG&E1-in-2WORST DAY615","B2","Program Specific","SubLAP","SLAP_PGZP",5,"PG&E","1-in-2","WORST DAY",6,"15","14",99.75,137.81854563745958,137.81854563745958,0,0]
["B2Program SpecificSubLAPSLAP_PGZP5PG&E1-in-2WORST DAY616","B2","Program Specific","SubLAP","SLAP_PGZP",5,"PG&E","1-in-2","WORST DAY",6,"16","15",100.28232758620689,138.1274608743602,138.1274608743602,0,0]
["B2Program SpecificSubLAPSLAP_PGZP5PG&E1-in-2WORST DAY617","B2","Program Specific","SubLAP","SLAP_PGZP",5,"PG&E","1-in-2","WORST DAY",6,"17","16",100.125,138.59423762354356,133.86748175785459,-4.7267593022050525,5.1447566598653793E-2]
["B2Program SpecificSubLAPSLAP_PGZP5PG&E1-in-2WORST DAY618","B2","Program Specific","SubLAP","SLAP_PGZP",5,"PG&E","1-in-2","WORST DAY",6,"18","17",99.918103448275858,136.82699519190294,132.16050536057045,-4.6664877759999239,5.0475914031267166E-2]
["B2Program SpecificSubLAPSLAP_PGZP5PG&E1-in-2WORST DAY619","B2","Program Specific","SubLAP","SLAP_PGZP",5,"PG&E","1-in-2","WORST DAY",6,"19","18",98.540948275862064,134.22563513394059,129.64786832085971,-4.5777680627230941,4.8470277339220047E-2]
["B2Program SpecificSubLAPSLAP_PGZP5PG&E1-in-2WORST DAY620","B2","Program Specific","SubLAP","SLAP_PGZP",5,"PG&E","1-in-2","WORST DAY",6,"20","19",95.508620689655174,130.27498574092471,125.83195337755927,-4.4430310561739166,4.6492412686347961E-2]
["B2Program SpecificSubLAPSLAP_PGZP5PG&E1-in-2WORST DAY621","B2","Program Specific","SubLAP","SLAP_PGZP",5,"PG&E","1-in-2","WORST DAY",6,"21","20",91.5625,126.96190906393117,122.6318710590231,-4.330038514630548,4.4751018285751343E-2]
["B2Program SpecificSubLAPSLAP_PGZP5PG&E1-in-2WORST DAY622","B2","Program Specific","SubLAP","SLAP_PGZP",5,"PG&E","1-in-2","WORST DAY",6,"22","21",87.741379310344826,124.46659943153118,124.46659943153118,0,0]
["B2Program SpecificSubLAPSLAP_PGZP5PG&E1-in-2WORST DAY623","B2","Program Specific","SubLAP","SLAP_PGZP",5,"PG&E","1-in-2","WORST DAY",6,"23","22",84.635775862068968,122.01499202333648,122.01499202333648,0,0]
["B2Program SpecificSubLAPSLAP_PGZP5PG&E1-in-2WORST DAY624","B2","Program Specific","SubLAP","SLAP_PGZP",5,"PG&E","1-in-2","WORST DAY",6,"24","23",81.915948275862064,118.6937413708917,118.6937413708917,0,0]
["B2Program SpecificSubLAPSLAP_PGZP5PG&E1-in-2WORST DAY701","B2","Program Specific","SubLAP","SLAP_PGZP",5,"PG&E","1-in-2","WORST DAY",7,"01","24",80.461065573770497,134.87750594342342,134.87750594342342,0,0]
["B2Program SpecificSubLAPSLAP_PGZP5PG&E1-in-2WORST DAY702","B2","Program Specific","SubLAP","SLAP_PGZP",5,"PG&E","1-in-2","WORST DAY",7,"02","01",78.893442622950815,133.97182039354669,133.97182039354669,0,0]
["B2Program SpecificSubLAPSLAP_PGZP5PG&E1-in-2WORST DAY703","B2","Program Specific","SubLAP","SLAP_PGZP",5,"PG&E","1-in-2","WORST DAY",7,"03","02",77.68442622950819,134.54943322353677,134.54943322353677,0,0]
["B2Program SpecificSubLAPSLAP_PGZP5PG&E1-in-2WORST DAY704","B2","Program Specific","SubLAP","SLAP_PGZP",5,"PG&E","1-in-2","WORST DAY",7,"04","03",76.35040983606558,136.1219371107758,136.1219371107758,0,0]
["B2Program SpecificSubLAPSLAP_PGZP5PG&E1-in-2WORST DAY705","B2","Program Specific","SubLAP","SLAP_PGZP",5,"PG&E","1-in-2","WORST DAY",7,"05","04",74.88729508196721,137.1059582819704,137.1059582819704,0,0]
["B2Program SpecificSubLAPSLAP_PGZP5PG&E1-in-2WORST DAY706","B2","Program Specific","SubLAP","SLAP_PGZP",5,"PG&E","1-in-2","WORST DAY",7,"06","05",73.696721311475414,139.258153071169,139.258153071169,0,0]
["B2Program SpecificSubLAPSLAP_PGZP5PG&E1-in-2WORST DAY707","B2","Program Specific","SubLAP","SLAP_PGZP",5,"PG&E","1-in-2","WORST DAY",7,"07","06",74.325819672131146,141.98699751056608,141.98699751056608,0,0]
["B2Program SpecificSubLAPSLAP_PGZP5PG&E1-in-2WORST DAY708","B2","Program Specific","SubLAP","SLAP_PGZP",5,"PG&E","1-in-2","WORST DAY",7,"08","07",77.469262295081961,142.32656109919313,142.32656109919313,0,0]
["B2Program SpecificSubLAPSLAP_PGZP5PG&E1-in-2WORST DAY709","B2","Program Specific","SubLAP","SLAP_PGZP",5,"PG&E","1-in-2","WORST DAY",7,"09","08",82.418032786885249,143.88596931832737,143.88596931832737,0,0]
["B2Program SpecificSubLAPSLAP_PGZP5PG&E1-in-2WORST DAY710","B2","Program Specific","SubLAP","SLAP_PGZP",5,"PG&E","1-in-2","WORST DAY",7,"10","09",87.635245901639351,144.23861544249488,144.23861544249488,0,0]
["B2Program SpecificSubLAPSLAP_PGZP5PG&E1-in-2WORST DAY711","B2","Program Specific","SubLAP","SLAP_PGZP",5,"PG&E","1-in-2","WORST DAY",7,"11","10",91.938524590163937,144.92810171158587,144.92810171158587,0,0]
["B2Program SpecificSubLAPSLAP_PGZP5PG&E1-in-2WORST DAY712","B2","Program Specific","SubLAP","SLAP_PGZP",5,"PG&E","1-in-2","WORST DAY",7,"12","11",94.68442622950819,141.31533575839683,141.31533575839683,0,0]
["B2Program SpecificSubLAPSLAP_PGZP5PG&E1-in-2WORST DAY713","B2","Program Specific","SubLAP","SLAP_PGZP",5,"PG&E","1-in-2","WORST DAY",7,"13","12",97.342213114754102,139.79809307661213,139.79809307661213,0,0]
["B2Program SpecificSubLAPSLAP_PGZP5PG&E1-in-2WORST DAY714","B2","Program Specific","SubLAP","SLAP_PGZP",5,"PG&E","1-in-2","WORST DAY",7,"14","13",99.151639344262293,138.77567091144499,138.77567091144499,0,0]
["B2Program SpecificSubLAPSLAP_PGZP5PG&E1-in-2WORST DAY715","B2","Program Specific","SubLAP","SLAP_PGZP",5,"PG&E","1-in-2","WORST DAY",7,"15","14",100.44057377049181,138.11891261866836,138.11891261866836,0,0]
["B2Program SpecificSubLAPSLAP_PGZP5PG&E1-in-2WORST DAY716","B2","Program Specific","SubLAP","SLAP_PGZP",5,"PG&E","1-in-2","WORST DAY",7,"16","15",101.10450819672131,138.42934455246223,138.42934455246223,0,0]
["B2Program SpecificSubLAPSLAP_PGZP5PG&E1-in-2WORST DAY717","B2","Program Specific","SubLAP","SLAP_PGZP",5,"PG&E","1-in-2","WORST DAY",7,"17","16",101.18237704918033,138.87842322177573,134.14196964951813,-4.7364517039940006,4.9858845770359039E-2]
["B2Program SpecificSubLAPSLAP_PGZP5PG&E1-in-2WORST DAY718","B2","Program Specific","SubLAP","SLAP_PGZP",5,"PG&E","1-in-2","WORST DAY",7,"18","17",100.67827868852459,137.27199854616259,132.5903359084833,-4.6816644004133883,4.8957273364067078E-2]
["B2Program SpecificSubLAPSLAP_PGZP5PG&E1-in-2WORST DAY719","B2","Program Specific","SubLAP","SLAP_PGZP",5,"PG&E","1-in-2","WORST DAY",7,"19","18",99.186475409836063,134.50053218153656,129.91339023777695,-4.5871435227941291,4.7061737626791E-2]
["B2Program SpecificSubLAPSLAP_PGZP5PG&E1-in-2WORST DAY720","B2","Program Specific","SubLAP","SLAP_PGZP",5,"PG&E","1-in-2","WORST DAY",7,"20","19",96.618852459016395,130.38438903308307,125.93762744841028,-4.446762510987579,4.5030131936073303E-2]
["B2Program SpecificSubLAPSLAP_PGZP5PG&E1-in-2WORST DAY721","B2","Program Specific","SubLAP","SLAP_PGZP",5,"PG&E","1-in-2","WORST DAY",7,"21","20",93.401639344262293,127.08003560050589,122.74596580130155,-4.3340672821295065,4.3264750391244888E-2]
["B2Program SpecificSubLAPSLAP_PGZP5PG&E1-in-2WORST DAY722","B2","Program Specific","SubLAP","SLAP_PGZP",5,"PG&E","1-in-2","WORST DAY",7,"22","21",90.602459016393439,124.56088506980021,124.56088506980021,0,0]
["B2Program SpecificSubLAPSLAP_PGZP5PG&E1-in-2WORST DAY723","B2","Program Specific","SubLAP","SLAP_PGZP",5,"PG&E","1-in-2","WORST DAY",7,"23","22",87.584016393442624,122.04526532282594,122.04526532282594,0,0]
["B2Program SpecificSubLAPSLAP_PGZP5PG&E1-in-2WORST DAY724","B2","Program Specific","SubLAP","SLAP_PGZP",5,"PG&E","1-in-2","WORST DAY",7,"24","23",85.368852459016395,118.7564013121558,118.7564013121558,0,0]
["B2Program SpecificSubLAPSLAP_PGZP5PG&E1-in-2WORST DAY801","B2","Program Specific","SubLAP","SLAP_PGZP",5,"PG&E","1-in-2","WORST DAY",8,"01","24",78.035714285714292,129.66289602007186,129.66289602007186,0,0]
["B2Program SpecificSubLAPSLAP_PGZP5PG&E1-in-2WORST DAY802","B2","Program Specific","SubLAP","SLAP_PGZP",5,"PG&E","1-in-2","WORST DAY",8,"02","01",76.234375,128.7243606022426,128.7243606022426,0,0]
["B2Program SpecificSubLAPSLAP_PGZP5PG&E1-in-2WORST DAY803","B2","Program Specific","SubLAP","SLAP_PGZP",5,"PG&E","1-in-2","WORST DAY",8,"03","02",74.852678571428569,129.5910839353289,129.5910839353289,0,0]
["B2Program SpecificSubLAPSLAP_PGZP5PG&E1-in-2WORST DAY804","B2","Program Specific","SubLAP","SLAP_PGZP",5,"PG&E","1-in-2","WORST DAY",8,"04","03",73.727678571428569,131.25230993543352,131.25230993543352,0,0]
["B2Program SpecificSubLAPSLAP_PGZP5PG&E1-in-2WORST DAY805","B2","Program Specific","SubLAP","SLAP_PGZP",5,"PG&E","1-in-2","WORST DAY",8,"05","04",72.761160714285708,132.34813594818115,132.34813594818115,0,0]
["B2Program SpecificSubLAPSLAP_PGZP5PG&E1-in-2WORST DAY806","B2","Program Specific","SubLAP","SLAP_PGZP",5,"PG&E","1-in-2","WORST DAY",8,"06","05",71.727678571428569,134.84429141453333,134.84429141453333,0,0]
["B2Program SpecificSubLAPSLAP_PGZP5PG&E1-in-2WORST DAY807","B2","Program Specific","SubLAP","SLAP_PGZP",5,"PG&E","1-in-2","WORST DAY",8,"07","06",71.223214285714292,137.6005438395909,137.6005438395909,0,0]
["B2Program SpecificSubLAPSLAP_PGZP5PG&E1-in-2WORST DAY808","B2","Program Specific","SubLAP","SLAP_PGZP",5,"PG&E","1-in-2","WORST DAY",8,"08","07",73.421875,138.12246595110213,138.12246595110213,0,0]
["B2Program SpecificSubLAPSLAP_PGZP5PG&E1-in-2WORST DAY809","B2","Program Specific","SubLAP","SLAP_PGZP",5,"PG&E","1-in-2","WORST DAY",8,"09","08",78.341517857142861,139.81110749925887,139.81110749925887,0,0]
["B2Program SpecificSubLAPSLAP_PGZP5PG&E1-in-2WORST DAY810","B2","Program Specific","SubLAP","SLAP_PGZP",5,"PG&E","1-in-2","WORST DAY",8,"10","09",83.772321428571431,140.77188832419259,140.77188832419259,0,0]
["B2Program SpecificSubLAPSLAP_PGZP5PG&E1-in-2WORST DAY811","B2","Program Specific","SubLAP","SLAP_PGZP",5,"PG&E","1-in-2","WORST DAY",8,"11","10",88.591517857142861,142.06544194902693,142.06544194902693,0,0]
["B2Program SpecificSubLAPSLAP_PGZP5PG&E1-in-2WORST DAY812","B2","Program Specific","SubLAP","SLAP_PGZP",5,"PG&E","1-in-2","WORST DAY",8,"12","11",92.680803571428569,139.02711813790458,139.02711813790458,0,0]
["B2Program SpecificSubLAPSLAP_PGZP5PG&E1-in-2WORST DAY813","B2","Program Specific","SubLAP","SLAP_PGZP",5,"PG&E","1-in-2","WORST DAY",8,"13","12",95.236607142857139,137.86656693049841,137.86656693049841,0,0]
["B2Program SpecificSubLAPSLAP_PGZP5PG&E1-in-2WORST DAY814","B2","Program Specific","SubLAP","SLAP_PGZP",5,"PG&E","1-in-2","WORST DAY",8,"14","13",96.852678571428569,137.11463029044015,137.11463029044015,0,0]
["B2Program SpecificSubLAPSLAP_PGZP5PG&E1-in-2WORST DAY815","B2","Program Specific","SubLAP","SLAP_PGZP",5,"PG&E","1-in-2","WORST DAY",8,"15","14",98.091517857142861,136.6404972076416,136.6404972076416,0,0]
["B2Program SpecificSubLAPSLAP_PGZP5PG&E1-in-2WORST DAY816","B2","Program Specific","SubLAP","SLAP_PGZP",5,"PG&E","1-in-2","WORST DAY",8,"16","15",99.064732142857139,137.02899510519845,137.02899510519845,0,0]
["B2Program SpecificSubLAPSLAP_PGZP5PG&E1-in-2WORST DAY817","B2","Program Specific","SubLAP","SLAP_PGZP",5,"PG&E","1-in-2","WORST DAY",8,"17","16",98.517857142857139,137.27702399662562,132.59518814086914,-4.6818360047680994,5.345868319272995E-2]
["B2Program SpecificSubLAPSLAP_PGZP5PG&E1-in-2WORST DAY818","B2","Program Specific","SubLAP","SLAP_PGZP",5,"PG&E","1-in-2","WORST DAY",8,"18","17",96.654017857142861,135.60007326943534,130.97543130602156,-4.6246435386793951,5.2436031401157379E-2]
["B2Program SpecificSubLAPSLAP_PGZP5PG&E1-in-2WORST DAY819","B2","Program Specific","SubLAP","SLAP_PGZP",5,"PG&E","1-in-2","WORST DAY",8,"19","18",94.109375,132.59142807551794,128.06939370291573,-4.5220336019992828,5.0425149500370026E-2]
["B2Program SpecificSubLAPSLAP_PGZP5PG&E1-in-2WORST DAY820","B2","Program Specific","SubLAP","SLAP_PGZP",5,"PG&E","1-in-2","WORST DAY",8,"20","19",91.700892857142861,128.67274992806571,124.28436102185931,-4.3883867434092929,4.8335988074541092E-2]
["B2Program SpecificSubLAPSLAP_PGZP5PG&E1-in-2WORST DAY821","B2","Program Specific","SubLAP","SLAP_PGZP",5,"PG&E","1-in-2","WORST DAY",8,"21","20",88.069196428571431,125.19239057813373,120.92270129067558,-4.2696892321109772,4.642617329955101E-2]
["B2Program SpecificSubLAPSLAP_PGZP5PG&E1-in-2WORST DAY822","B2","Program Specific","SubLAP","SLAP_PGZP",5,"PG&E","1-in-2","WORST DAY",8,"22","21",85.59375,122.41803904942104,122.41803904942104,0,0]
["B2Program SpecificSubLAPSLAP_PGZP5PG&E1-in-2WORST DAY823","B2","Program Specific","SubLAP","SLAP_PGZP",5,"PG&E","1-in-2","WORST DAY",8,"23","22",83.386160714285708,119.78538717542376,119.78538717542376,0,0]
["B2Program SpecificSubLAPSLAP_PGZP5PG&E1-in-2WORST DAY824","B2","Program Specific","SubLAP","SLAP_PGZP",5,"PG&E","1-in-2","WORST DAY",8,"24","23",81.459821428571431,116.16371209280831,116.16371209280831,0,0]
["B2Program SpecificSubLAPSLAP_PGZP5PG&E1-in-2WORST DAY901","B2","Program Specific","SubLAP","SLAP_PGZP",5,"PG&E","1-in-2","WORST DAY",9,"01","24",76.502232142857139,122.17734486716134,122.17734486716134,0,0]
["B2Program SpecificSubLAPSLAP_PGZP5PG&E1-in-2WORST DAY902","B2","Program Specific","SubLAP","SLAP_PGZP",5,"PG&E","1-in-2","WORST DAY",9,"02","01",74.564732142857139,121.31143433707101,121.31143433707101,0,0]
["B2Program SpecificSubLAPSLAP_PGZP5PG&E1-in-2WORST DAY903","B2","Program Specific","SubLAP","SLAP_PGZP",5,"PG&E","1-in-2","WORST DAY",9,"03","02",73.21875,122.20055089678083,122.20055089678083,0,0]
["B2Program SpecificSubLAPSLAP_PGZP5PG&E1-in-2WORST DAY904","B2","Program Specific","SubLAP","SLAP_PGZP",5,"PG&E","1-in-2","WORST DAY",9,"04","03",71.629464285714292,123.7781787599836,123.7781787599836,0,0]
["B2Program SpecificSubLAPSLAP_PGZP5PG&E1-in-2WORST DAY905","B2","Program Specific","SubLAP","SLAP_PGZP",5,"PG&E","1-in-2","WORST DAY",9,"05","04",70.732142857142861,124.85906764439174,124.85906764439174,0,0]
["B2Program SpecificSubLAPSLAP_PGZP5PG&E1-in-2WORST DAY906","B2","Program Specific","SubLAP","SLAP_PGZP",5,"PG&E","1-in-2","WORST DAY",9,"06","05",69.84375,127.25195911952427,127.25195911952427,0,0]
["B2Program SpecificSubLAPSLAP_PGZP5PG&E1-in-2WORST DAY907","B2","Program Specific","SubLAP","SLAP_PGZP",5,"PG&E","1-in-2","WORST DAY",9,"07","06",68.6875,129.9226472037179,129.9226472037179,0,0]
["B2Program SpecificSubLAPSLAP_PGZP5PG&E1-in-2WORST DAY908","B2","Program Specific","SubLAP","SLAP_PGZP",5,"PG&E","1-in-2","WORST DAY",9,"08","07",70.506696428571431,130.6213194983346,130.6213194983346,0,0]
["B2Program SpecificSubLAPSLAP_PGZP5PG&E1-in-2WORST DAY909","B2","Program Specific","SubLAP","SLAP_PGZP",5,"PG&E","1-in-2","WORST DAY",9,"09","08",75.071428571428569,132.45340142931258,132.45340142931258,0,0]
["B2Program SpecificSubLAPSLAP_PGZP5PG&E1-in-2WORST DAY910","B2","Program Specific","SubLAP","SLAP_PGZP",5,"PG&E","1-in-2","WORST DAY",9,"10","09",80.629464285714292,133.53340544019426,133.53340544019426,0,0]
["B2Program SpecificSubLAPSLAP_PGZP5PG&E1-in-2WORST DAY911","B2","Program Specific","SubLAP","SLAP_PGZP",5,"PG&E","1-in-2","WORST DAY",9,"11","10",85.917410714285708,134.92392403738839,134.92392403738839,0,0]
["B2Program SpecificSubLAPSLAP_PGZP5PG&E1-in-2WORST DAY912","B2","Program Specific","SubLAP","SLAP_PGZP",5,"PG&E","1-in-2","WORST DAY",9,"12","11",89.696428571428569,131.8955774307251,131.8955774307251,0,0]
["B2Program SpecificSubLAPSLAP_PGZP5PG&E1-in-2WORST DAY913","B2","Program Specific","SubLAP","SLAP_PGZP",5,"PG&E","1-in-2","WORST DAY",9,"13","12",93.064732142857139,131.17002582550049,131.17002582550049,0,0]
["B2Program SpecificSubLAPSLAP_PGZP5PG&E1-in-2WORST DAY914","B2","Program Specific","SubLAP","SLAP_PGZP",5,"PG&E","1-in-2","WORST DAY",9,"14","13",95.194196428571431,130.63388592856271,130.63388592856271,0,0]
["B2Program SpecificSubLAPSLAP_PGZP5PG&E1-in-2WORST DAY915","B2","Program Specific","SubLAP","SLAP_PGZP",5,"PG&E","1-in-2","WORST DAY",9,"15","14",96.479910714285708,130.19080039433069,130.19080039433069,0,0]
["B2Program SpecificSubLAPSLAP_PGZP5PG&E1-in-2WORST DAY916","B2","Program Specific","SubLAP","SLAP_PGZP",5,"PG&E","1-in-2","WORST DAY",9,"16","15",96.71875,130.31037058149064,130.31037058149064,0,0]
["B2Program SpecificSubLAPSLAP_PGZP5PG&E1-in-2WORST DAY917","B2","Program Specific","SubLAP","SLAP_PGZP",5,"PG&E","1-in-2","WORST DAY",9,"17","16",95.872767857142861,130.47605977739607,126.0261699131557,-4.4498889063085825,5.2563901990652084E-2]
["B2Program SpecificSubLAPSLAP_PGZP5PG&E1-in-2WORST DAY918","B2","Program Specific","SubLAP","SLAP_PGZP",5,"PG&E","1-in-2","WORST DAY",9,"18","17",95.354910714285708,128.80254977090019,124.40973813193185,-4.3928137975079675,5.1486711949110031E-2]
["B2Program SpecificSubLAPSLAP_PGZP5PG&E1-in-2WORST DAY919","B2","Program Specific","SubLAP","SLAP_PGZP",5,"PG&E","1-in-2","WORST DAY",9,"19","18",93.285714285714292,125.93199689047677,121.63708373478481,-4.2949134537151883,4.9555707722902298E-2]
["B2Program SpecificSubLAPSLAP_PGZP5PG&E1-in-2WORST DAY920","B2","Program Specific","SubLAP","SLAP_PGZP",5,"PG&E","1-in-2","WORST DAY",9,"20","19",89.553571428571431,122.34756047385079,118.17489733014789,-4.1726662005696982,4.7561679035425186E-2]
["B2Program SpecificSubLAPSLAP_PGZP5PG&E1-in-2WORST DAY921","B2","Program Specific","SubLAP","SLAP_PGZP",5,"PG&E","1-in-2","WORST DAY",9,"21","20",85.763392857142861,119.07784421103341,115.01669222967965,-4.0611524369035452,4.5620005577802658E-2]
["B2Program SpecificSubLAPSLAP_PGZP5PG&E1-in-2WORST DAY922","B2","Program Specific","SubLAP","SLAP_PGZP",5,"PG&E","1-in-2","WORST DAY",9,"22","21",83.25,116.42895984649658,116.42895984649658,0,0]
["B2Program SpecificSubLAPSLAP_PGZP5PG&E1-in-2WORST DAY923","B2","Program Specific","SubLAP","SLAP_PGZP",5,"PG&E","1-in-2","WORST DAY",9,"23","22",80.801339285714292,114.00004121235439,114.00004121235439,0,0]
["B2Program SpecificSubLAPSLAP_PGZP5PG&E1-in-2WORST DAY924","B2","Program Specific","SubLAP","SLAP_PGZP",5,"PG&E","1-in-2","WORST DAY",9,"24","23",78.622767857142861,110.52800369262695,110.52800369262695,0,0]
["B2Program SpecificSubLAPSLAP_PGZP5PG&E1-in-2WORST DAY1001","B2","Program Specific","SubLAP","SLAP_PGZP",5,"PG&E","1-in-2","WORST DAY",10,"01","24",67.072033898305079,92.495176541603215,92.495176541603215,0,0]
["B2Program SpecificSubLAPSLAP_PGZP5PG&E1-in-2WORST DAY1002","B2","Program Specific","SubLAP","SLAP_PGZP",5,"PG&E","1-in-2","WORST DAY",10,"02","01",65.733050847457633,91.939957052974378,91.939957052974378,0,0]
["B2Program SpecificSubLAPSLAP_PGZP5PG&E1-in-2WORST DAY1003","B2","Program Specific","SubLAP","SLAP_PGZP",5,"PG&E","1-in-2","WORST DAY",10,"03","02",64.574152542372886,92.820942377640023,92.820942377640023,0,0]
["B2Program SpecificSubLAPSLAP_PGZP5PG&E1-in-2WORST DAY1004","B2","Program Specific","SubLAP","SLAP_PGZP",5,"PG&E","1-in-2","WORST DAY",10,"04","03",63.118644067796609,93.935659376241389,93.935659376241389,0,0]
["B2Program SpecificSubLAPSLAP_PGZP5PG&E1-in-2WORST DAY1005","B2","Program Specific","SubLAP","SLAP_PGZP",5,"PG&E","1-in-2","WORST DAY",10,"05","04",62.800847457627121,95.086785526598916,95.086785526598916,0,0]
["B2Program SpecificSubLAPSLAP_PGZP5PG&E1-in-2WORST DAY1006","B2","Program Specific","SubLAP","SLAP_PGZP",5,"PG&E","1-in-2","WORST DAY",10,"06","05",61.921610169491522,97.085983405678959,97.085983405678959,0,0]
["B2Program SpecificSubLAPSLAP_PGZP5PG&E1-in-2WORST DAY1007","B2","Program Specific","SubLAP","SLAP_PGZP",5,"PG&E","1-in-2","WORST DAY",10,"07","06",61.002118644067799,99.130332817465572,99.130332817465572,0,0]
["B2Program SpecificSubLAPSLAP_PGZP5PG&E1-in-2WORST DAY1008","B2","Program Specific","SubLAP","SLAP_PGZP",5,"PG&E","1-in-2","WORST DAY",10,"08","07",61.533898305084747,100.6175674179853,100.6175674179853,0,0]
["B2Program SpecificSubLAPSLAP_PGZP5PG&E1-in-2WORST DAY1009","B2","Program Specific","SubLAP","SLAP_PGZP",5,"PG&E","1-in-2","WORST DAY",10,"09","08",66.084745762711862,102.73303326105668,102.73303326105668,0,0]
["B2Program SpecificSubLAPSLAP_PGZP5PG&E1-in-2WORST DAY1010","B2","Program Specific","SubLAP","SLAP_PGZP",5,"PG&E","1-in-2","WORST DAY",10,"10","09",72.254237288135599,103.91835797843287,103.91835797843287,0,0]
["B2Program SpecificSubLAPSLAP_PGZP5PG&E1-in-2WORST DAY1011","B2","Program Specific","SubLAP","SLAP_PGZP",5,"PG&E","1-in-2","WORST DAY",10,"11","10",77.641949152542367,105.56833079709845,105.56833079709845,0,0]
["B2Program SpecificSubLAPSLAP_PGZP5PG&E1-in-2WORST DAY1012","B2","Program Specific","SubLAP","SLAP_PGZP",5,"PG&E","1-in-2","WORST DAY",10,"12","11",81.45338983050847,102.5855465905141,102.5855465905141,0,0]
["B2Program SpecificSubLAPSLAP_PGZP5PG&E1-in-2WORST DAY1013","B2","Program Specific","SubLAP","SLAP_PGZP",5,"PG&E","1-in-2","WORST DAY",10,"13","12",84.396186440677965,103.27700572902873,103.27700572902873,0,0]
["B2Program SpecificSubLAPSLAP_PGZP5PG&E1-in-2WORST DAY1014","B2","Program Specific","SubLAP","SLAP_PGZP",5,"PG&E","1-in-2","WORST DAY",10,"14","13",86.233050847457633,103.46521914207329,103.46521914207329,0,0]
["B2Program SpecificSubLAPSLAP_PGZP5PG&E1-in-2WORST DAY1015","B2","Program Specific","SubLAP","SLAP_PGZP",5,"PG&E","1-in-2","WORST DAY",10,"15","14",87.290254237288138,103.09263274629237,103.09263274629237,0,0]
["B2Program SpecificSubLAPSLAP_PGZP5PG&E1-in-2WORST DAY1016","B2","Program Specific","SubLAP","SLAP_PGZP",5,"PG&E","1-in-2","WORST DAY",10,"16","15",87.491525423728817,102.2975657834845,102.2975657834845,0,0]
["B2Program SpecificSubLAPSLAP_PGZP5PG&E1-in-2WORST DAY1017","B2","Program Specific","SubLAP","SLAP_PGZP",5,"PG&E","1-in-2","WORST DAY",10,"17","16",86.822033898305079,102.14159212274066,98.658050407797603,-3.4835412259829246,4.569818452000618E-2]
["B2Program SpecificSubLAPSLAP_PGZP5PG&E1-in-2WORST DAY1018","B2","Program Specific","SubLAP","SLAP_PGZP",5,"PG&E","1-in-2","WORST DAY",10,"18","17",85.508474576271183,100.35406235517081,96.931483123262055,-3.4225773609290688,4.4476762413978577E-2]
["B2Program SpecificSubLAPSLAP_PGZP5PG&E1-in-2WORST DAY1019","B2","Program Specific","SubLAP","SLAP_PGZP",5,"PG&E","1-in-2","WORST DAY",10,"19","18",82.322033898305079,98.10597901425119,94.760071059404794,-3.345906451597052,4.2866915464401245E-2]
["B2Program SpecificSubLAPSLAP_PGZP5PG&E1-in-2WORST DAY1020","B2","Program Specific","SubLAP","SLAP_PGZP",5,"PG&E","1-in-2","WORST DAY",10,"20","19",78.351694915254242,95.837441783840376,92.568901579258807,-3.2685380507323702,4.1526138782501221E-2]
["B2Program SpecificSubLAPSLAP_PGZP5PG&E1-in-2WORST DAY1021","B2","Program Specific","SubLAP","SLAP_PGZP",5,"PG&E","1-in-2","WORST DAY",10,"21","20",75.552966101694921,93.556432045112217,90.365689293812892,-3.190744064622006,3.9753582328557968E-2]
["B2Program SpecificSubLAPSLAP_PGZP5PG&E1-in-2WORST DAY1022","B2","Program Specific","SubLAP","SLAP_PGZP",5,"PG&E","1-in-2","WORST DAY",10,"22","21",73.01059322033899,91.610160827636719,91.610160827636719,0,0]
["B2Program SpecificSubLAPSLAP_PGZP5PG&E1-in-2WORST DAY1023","B2","Program Specific","SubLAP","SLAP_PGZP",5,"PG&E","1-in-2","WORST DAY",10,"23","22",70.891949152542367,89.988272198175977,89.988272198175977,0,0]
["B2Program SpecificSubLAPSLAP_PGZP5PG&E1-in-2WORST DAY1024","B2","Program Specific","SubLAP","SLAP_PGZP",5,"PG&E","1-in-2","WORST DAY",10,"24","23",69.205508474576277,87.330487267445704,87.330487267445704,0,0]
["B2Program SpecificSubLAPSLAP_PGZP5PG&E1-in-2WORST DAY1101","B2","Program Specific","SubLAP","SLAP_PGZP",5,"PG&E","1-in-2","WORST DAY",11,"01","01",43.860169491525426,40.575359894057449,40.575359894057449,0,0]
["B2Program SpecificSubLAPSLAP_PGZP5PG&E1-in-2WORST DAY1102","B2","Program Specific","SubLAP","SLAP_PGZP",5,"PG&E","1-in-2","WORST DAY",11,"02","02",42.900423728813557,40.540726677846102,40.540726677846102,0,0]
["B2Program SpecificSubLAPSLAP_PGZP5PG&E1-in-2WORST DAY1103","B2","Program Specific","SubLAP","SLAP_PGZP",5,"PG&E","1-in-2","WORST DAY",11,"03","03",42.211864406779661,41.535786547903285,41.535786547903285,0,0]
["B2Program SpecificSubLAPSLAP_PGZP5PG&E1-in-2WORST DAY1104","B2","Program Specific","SubLAP","SLAP_PGZP",5,"PG&E","1-in-2","WORST DAY",11,"04","04",41.618644067796609,41.951797469187589,41.951797469187589,0,0]
["B2Program SpecificSubLAPSLAP_PGZP5PG&E1-in-2WORST DAY1105","B2","Program Specific","SubLAP","SLAP_PGZP",5,"PG&E","1-in-2","WORST DAY",11,"05","05",41.417372881355931,43.383488073187358,43.383488073187358,0,0]
["B2Program SpecificSubLAPSLAP_PGZP5PG&E1-in-2WORST DAY1106","B2","Program Specific","SubLAP","SLAP_PGZP",5,"PG&E","1-in-2","WORST DAY",11,"06","06",41.307203389830505,44.936091972609695,44.936091972609695,0,0]
["B2Program SpecificSubLAPSLAP_PGZP5PG&E1-in-2WORST DAY1107","B2","Program Specific","SubLAP","SLAP_PGZP",5,"PG&E","1-in-2","WORST DAY",11,"07","07",41.04449152542373,45.692607944294558,45.692607944294558,0,0]
["B2Program SpecificSubLAPSLAP_PGZP5PG&E1-in-2WORST DAY1108","B2","Program Specific","SubLAP","SLAP_PGZP",5,"PG&E","1-in-2","WORST DAY",11,"08","08",43.355932203389834,48.717706744953738,48.717706744953738,0,0]
["B2Program SpecificSubLAPSLAP_PGZP5PG&E1-in-2WORST DAY1109","B2","Program Specific","SubLAP","SLAP_PGZP",5,"PG&E","1-in-2","WORST DAY",11,"09","09",48.199152542372879,51.214553800679873,51.214553800679873,0,0]
["B2Program SpecificSubLAPSLAP_PGZP5PG&E1-in-2WORST DAY1110","B2","Program Specific","SubLAP","SLAP_PGZP",5,"PG&E","1-in-2","WORST DAY",11,"10","10",52.608050847457626,52.298122470661745,52.298122470661745,0,0]
["B2Program SpecificSubLAPSLAP_PGZP5PG&E1-in-2WORST DAY1111","B2","Program Specific","SubLAP","SLAP_PGZP",5,"PG&E","1-in-2","WORST DAY",11,"11","11",57.173728813559322,54.567280332920916,54.567280332920916,0,0]
["B2Program SpecificSubLAPSLAP_PGZP5PG&E1-in-2WORST DAY1112","B2","Program Specific","SubLAP","SLAP_PGZP",5,"PG&E","1-in-2","WORST DAY",11,"12","12",59.949152542372879,51.759315296754998,51.759315296754998,0,0]
["B2Program SpecificSubLAPSLAP_PGZP5PG&E1-in-2WORST DAY1113","B2","Program Specific","SubLAP","SLAP_PGZP",5,"PG&E","1-in-2","WORST DAY",11,"13","13",61.739406779661017,54.845581798230185,54.845581798230185,0,0]
["B2Program SpecificSubLAPSLAP_PGZP5PG&E1-in-2WORST DAY1114","B2","Program Specific","SubLAP","SLAP_PGZP",5,"PG&E","1-in-2","WORST DAY",11,"14","14",62.868644067796609,56.288284980644612,56.288284980644612,0,0]
["B2Program SpecificSubLAPSLAP_PGZP5PG&E1-in-2WORST DAY1115","B2","Program Specific","SubLAP","SLAP_PGZP",5,"PG&E","1-in-2","WORST DAY",11,"15","15",63.603813559322035,56.429164627851065,56.429164627851065,0,0]
["B2Program SpecificSubLAPSLAP_PGZP5PG&E1-in-2WORST DAY1116","B2","Program Specific","SubLAP","SLAP_PGZP",5,"PG&E","1-in-2","WORST DAY",11,"16","16",62.877118644067799,54.112472534179688,54.112472534179688,0,0]
["B2Program SpecificSubLAPSLAP_PGZP5PG&E1-in-2WORST DAY1117","B2","Program Specific","SubLAP","SLAP_PGZP",5,"PG&E","1-in-2","WORST DAY",11,"17","17",60.572033898305087,53.597021361528817,53.597021361528817,0,0]
["B2Program SpecificSubLAPSLAP_PGZP5PG&E1-in-2WORST DAY1118","B2","Program Specific","SubLAP","SLAP_PGZP",5,"PG&E","1-in-2","WORST DAY",11,"18","18",57.216101694915253,51.483071537341104,51.483071537341104,0,0]
["B2Program SpecificSubLAPSLAP_PGZP5PG&E1-in-2WORST DAY1119","B2","Program Specific","SubLAP","SLAP_PGZP",5,"PG&E","1-in-2","WORST DAY",11,"19","19",54.614406779661017,50.2357115988004,50.2357115988004,0,0]
["B2Program SpecificSubLAPSLAP_PGZP5PG&E1-in-2WORST DAY1120","B2","Program Specific","SubLAP","SLAP_PGZP",5,"PG&E","1-in-2","WORST DAY",11,"20","20",52.33050847457627,50.182087849762482,50.182087849762482,0,0]
["B2Program SpecificSubLAPSLAP_PGZP5PG&E1-in-2WORST DAY1121","B2","Program Specific","SubLAP","SLAP_PGZP",5,"PG&E","1-in-2","WORST DAY",11,"21","21",50.925847457627121,49.726123486535023,49.726123486535023,0,0]
["B2Program SpecificSubLAPSLAP_PGZP5PG&E1-in-2WORST DAY1122","B2","Program Specific","SubLAP","SLAP_PGZP",5,"PG&E","1-in-2","WORST DAY",11,"22","22",49.91949152542373,48.995402610908123,48.995402610908123,0,0]
["B2Program SpecificSubLAPSLAP_PGZP5PG&E1-in-2WORST DAY1123","B2","Program Specific","SubLAP","SLAP_PGZP",5,"PG&E","1-in-2","WORST DAY",11,"23","23",48.974576271186443,49.031339645385742,49.031339645385742,0,0]
["B2Program SpecificSubLAPSLAP_PGZP5PG&E1-in-2WORST DAY1124","B2","Program Specific","SubLAP","SLAP_PGZP",5,"PG&E","1-in-2","WORST DAY",11,"24","24",48.521186440677965,47.836181091049973,47.836181091049973,0,0]
["B2Program SpecificSubLAPSLAP_PGZP5PG&E1-in-2WORST DAY1201","B2","Program Specific","SubLAP","SLAP_PGZP",5,"PG&E","1-in-2","WORST DAY",12,"01","01",36.707627118644069,40.489275754508327,40.489275754508327,0,0]
["B2Program SpecificSubLAPSLAP_PGZP5PG&E1-in-2WORST DAY1202","B2","Program Specific","SubLAP","SLAP_PGZP",5,"PG&E","1-in-2","WORST DAY",12,"02","02",35.639830508474574,40.456650750111727,40.456650750111727,0,0]
["B2Program SpecificSubLAPSLAP_PGZP5PG&E1-in-2WORST DAY1203","B2","Program Specific","SubLAP","SLAP_PGZP",5,"PG&E","1-in-2","WORST DAY",12,"03","03",35.16101694915254,41.450223534794176,41.450223534794176,0,0]
["B2Program SpecificSubLAPSLAP_PGZP5PG&E1-in-2WORST DAY1204","B2","Program Specific","SubLAP","SLAP_PGZP",5,"PG&E","1-in-2","WORST DAY",12,"04","04",34.25,41.860698619131313,41.860698619131313,0,0]
["B2Program SpecificSubLAPSLAP_PGZP5PG&E1-in-2WORST DAY1205","B2","Program Specific","SubLAP","SLAP_PGZP",5,"PG&E","1-in-2","WORST DAY",12,"05","05",33.764830508474574,43.306080753520384,43.306080753520384,0,0]
["B2Program SpecificSubLAPSLAP_PGZP5PG&E1-in-2WORST DAY1206","B2","Program Specific","SubLAP","SLAP_PGZP",5,"PG&E","1-in-2","WORST DAY",12,"06","06",33.220338983050844,44.866347668534615,44.866347668534615,0,0]
["B2Program SpecificSubLAPSLAP_PGZP5PG&E1-in-2WORST DAY1207","B2","Program Specific","SubLAP","SLAP_PGZP",5,"PG&E","1-in-2","WORST DAY",12,"07","07",33.28601694915254,45.597872847217623,45.597872847217623,0,0]
["B2Program SpecificSubLAPSLAP_PGZP5PG&E1-in-2WORST DAY1208","B2","Program Specific","SubLAP","SLAP_PGZP",5,"PG&E","1-in-2","WORST DAY",12,"08","08",34.355932203389834,48.635425664610779,48.635425664610779,0,0]
["B2Program SpecificSubLAPSLAP_PGZP5PG&E1-in-2WORST DAY1209","B2","Program Specific","SubLAP","SLAP_PGZP",5,"PG&E","1-in-2","WORST DAY",12,"09","09",38.319915254237287,51.110139717489986,51.110139717489986,0,0]
["B2Program SpecificSubLAPSLAP_PGZP5PG&E1-in-2WORST DAY1210","B2","Program Specific","SubLAP","SLAP_PGZP",5,"PG&E","1-in-2","WORST DAY",12,"10","10",42.902542372881356,52.15395019014003,52.15395019014003,0,0]
["B2Program SpecificSubLAPSLAP_PGZP5PG&E1-in-2WORST DAY1211","B2","Program Specific","SubLAP","SLAP_PGZP",5,"PG&E","1-in-2","WORST DAY",12,"11","11",46.720338983050844,54.423914957854706,54.423914957854706,0,0]
["B2Program SpecificSubLAPSLAP_PGZP5PG&E1-in-2WORST DAY1212","B2","Program Specific","SubLAP","SLAP_PGZP",5,"PG&E","1-in-2","WORST DAY",12,"12","12",49.866525423728817,51.621352567511089,51.621352567511089,0,0]
["B2Program SpecificSubLAPSLAP_PGZP5PG&E1-in-2WORST DAY1213","B2","Program Specific","SubLAP","SLAP_PGZP",5,"PG&E","1-in-2","WORST DAY",12,"13","13",52.398305084745765,54.687689538729394,54.687689538729394,0,0]
["B2Program SpecificSubLAPSLAP_PGZP5PG&E1-in-2WORST DAY1214","B2","Program Specific","SubLAP","SLAP_PGZP",5,"PG&E","1-in-2","WORST DAY",12,"14","14",53.311440677966104,56.124449552115749,56.124449552115749,0,0]
["B2Program SpecificSubLAPSLAP_PGZP5PG&E1-in-2WORST DAY1215","B2","Program Specific","SubLAP","SLAP_PGZP",5,"PG&E","1-in-2","WORST DAY",12,"15","15",53.756355932203391,56.284521652480301,56.284521652480301,0,0]
["B2Program SpecificSubLAPSLAP_PGZP5PG&E1-in-2WORST DAY1216","B2","Program Specific","SubLAP","SLAP_PGZP",5,"PG&E","1-in-2","WORST DAY",12,"16","16",53.538135593220339,53.978663299043298,53.978663299043298,0,0]
["B2Program SpecificSubLAPSLAP_PGZP5PG&E1-in-2WORST DAY1217","B2","Program Specific","SubLAP","SLAP_PGZP",5,"PG&E","1-in-2","WORST DAY",12,"17","17",51.220338983050844,53.475090705742268,53.475090705742268,0,0]
["B2Program SpecificSubLAPSLAP_PGZP5PG&E1-in-2WORST DAY1218","B2","Program Specific","SubLAP","SLAP_PGZP",5,"PG&E","1-in-2","WORST DAY",12,"18","18",48.156779661016948,51.350004551774362,51.350004551774362,0,0]
["B2Program SpecificSubLAPSLAP_PGZP5PG&E1-in-2WORST DAY1219","B2","Program Specific","SubLAP","SLAP_PGZP",5,"PG&E","1-in-2","WORST DAY",12,"19","19",45.423728813559322,50.100104930037162,50.100104930037162,0,0]
["B2Program SpecificSubLAPSLAP_PGZP5PG&E1-in-2WORST DAY1220","B2","Program Specific","SubLAP","SLAP_PGZP",5,"PG&E","1-in-2","WORST DAY",12,"20","20",43.843220338983052,50.039006960594051,50.039006960594051,0,0]
["B2Program SpecificSubLAPSLAP_PGZP5PG&E1-in-2WORST DAY1221","B2","Program Specific","SubLAP","SLAP_PGZP",5,"PG&E","1-in-2","WORST DAY",12,"21","21",42.165254237288138,49.602335913706632,49.602335913706632,0,0]
["B2Program SpecificSubLAPSLAP_PGZP5PG&E1-in-2WORST DAY1222","B2","Program Specific","SubLAP","SLAP_PGZP",5,"PG&E","1-in-2","WORST DAY",12,"22","22",40.5,48.886328131465589,48.886328131465589,0,0]
["B2Program SpecificSubLAPSLAP_PGZP5PG&E1-in-2WORST DAY1223","B2","Program Specific","SubLAP","SLAP_PGZP",5,"PG&E","1-in-2","WORST DAY",12,"23","23",39.21398305084746,48.938692933422026,48.938692933422026,0,0]
["B2Program SpecificSubLAPSLAP_PGZP5PG&E1-in-2WORST DAY1224","B2","Program Specific","SubLAP","SLAP_PGZP",5,"PG&E","1-in-2","WORST DAY",12,"24","24",38.025423728813557,47.765019529956881,47.765019529956881,0,0]