## Inputs-Results
Southern California Edison
2014 Non-Residential CPP Ex ante Impact Tables -- SCE Weather Scenarios
TABLE 1: Menu options |  | TABLE 2: Resource Adequacy (RA) Information |  | Hour Ending | Reference Load (MW) | Estimated Load w/ DR (MW) | Load Impact (MW) | %Load Reduction | Weighted Temp (F) | Uncertainty Adjusted Impact - Percentiles |  |  |  |  | MW
Aggregation | Aggregate | RA Window Start | 1:00 PM | [6 empty] | 10th | 30th | 50th | 70th | 90th |  | se | var | 90% Confidence Band | 90% Confidence Band | Event Period
Type of Impacts | Program Specific | RA Window End | 6:00 PM | 1 | 362.2957 | 365.1849 | -2.8892 | -0.7975% | 70.829 | -15.1362 | -7.9006 | -2.8892 | 2.1222 | 9.3579 |  | 9.5564 | 91.3252 | -18.6081 | 12.8297 | 0
Customer size | All | Total Enrolled Acoounts | 2573.8999 | 2 | 352.8071 | 356.916 | -4.1089 | -1.165% | 69.6524 | -16.0259 | -8.9852 | -4.1089 | 0.76745 | 7.8081 |  | 9.2989 | 86.469 | -19.4042 | 11.1864 | 0
Transmission Planning Area | All | Avg. Reduction (MW) | 22.5361 | 3 | 340.8401 | 343.5529 | -2.7127 | -0.7959% | 68.7399 | -15.107 | -7.7844 | -2.7127 | 2.3589 | 9.6815 |  | 9.6713 | 93.5338 | -18.6206 | 13.1951 | 0
Weather Year | 1-in-10 | % Reduction | 3.904% | 4 | 339.1907 | 344.2552 | -5.0645 | -1.493% | 67.8453 | -16.6453 | -9.8033 | -5.0645 | -0.32576 | 6.5162 |  | 9.0365 | 81.6585 | -19.9282 | 9.7992 | 0
Forecast Year | 2016 |  |  | 5 | 361.0824 | 368.0312 | -6.9487 | -1.924% | 66.6521 | -18.3698 | -11.6221 | -6.9487 | -2.2753 | 4.4724 |  | 8.9119 | 79.4226 | -21.6075 | 7.7101 | 0
Day Type | June Monthly Peak |  |  | 6 | 419.1927 | 425.3726 | -6.1799 | -1.474% | 65.6458 | -17.3251 | -10.7405 | -6.1799 | -1.6194 | 4.9652 |  | 8.6966 | 75.6315 | -20.4846 | 8.1248 | 0
|  |  |  | 7 | 485.5108 | 492.1254 | -6.6145 | -1.362% | 65.1609 | -19.042 | -11.6998 | -6.6145 | -1.5293 | 5.813 |  | 9.6972 | 94.0361 | -22.565 | 9.336 | 0
|  |  |  | 8 | 543.7861 | 550.9833 | -7.1972 | -1.324% | 66.3048 | -19.3803 | -12.1824 | -7.1972 | -2.212 | 4.9859 |  | 9.5065 | 90.3738 | -22.834 | 8.4396 | 0
|  |  |  | 9 | 584.9158 | 592.5799 | -7.6642 | -1.31% | 69.8196 | -22.1669 | -13.5986 | -7.6642 | -1.7298 | 6.8385 |  | 11.3165 | 128.0633 | -26.2782 | 10.9498 | 0
|  |  |  | 10 | 610.4552 | 619.7115 | -9.2563 | -1.516% | 74.6432 | -23.8991 | -15.248 | -9.2563 | -3.2647 | 5.3864 |  | 11.4258 | 130.5487 | -28.0501 | 9.5374 | 0
|  |  |  | 11 | 634.9442 | 641.3668 | -6.4226 | -1.012% | 79.6886 | -19.6597 | -11.8391 | -6.4226 | -1.0061 | 6.8144 |  | 10.3289 | 106.6866 | -23.4122 | 10.5669 | 0
% Load Reduction for Event Window | 0% |  |  | 12 | 636.9324 | 643.8076 | -6.8753 | -1.079% | 84.1581 | -19.1993 | -11.9181 | -6.8753 | -1.8324 | 5.4487 |  | 9.6165 | 92.4764 | -22.6929 | 8.9424 | 0
|  |  |  | 13 | 625.8634 | 629.6051 | -3.7417 | -0.5978% | 87.2002 | -15.331 | -8.484 | -3.7417 | 1.0005 | 7.8475 |  | 9.0432 | 81.7787 | -18.6164 | 11.1329 | 0
|  |  |  | 14 | 629.3649 | 626.0075 | 3.3574 | 0.5335% | 89.1687 | -8.4136 | -1.4592 | 3.3574 | 8.1741 | 15.1285 |  | 9.185 | 84.3641 | -11.7505 | 18.4654 | 1
|  |  |  | 15 | 615.3282 | 588.3388 | 26.9894 | 4.386% | 90.5073 | 16.522 | 22.7063 | 26.9894 | 31.2726 | 37.4568 |  | 8.1677 | 66.712 | 13.5547 | 40.4242 | 1
|  |  |  | 16 | 585.4423 | 557.2299 | 28.2124 | 4.819% | 90.9667 | 19.2979 | 24.5647 | 28.2124 | 31.8601 | 37.1269 |  | 6.956 | 48.3859 | 16.7708 | 39.654 | 1
|  |  |  | 17 | 547.1206 | 518.7251 | 28.3955 | 5.19% | 91.3078 | 20.6401 | 25.222 | 28.3955 | 31.5689 | 36.1508 |  | 6.0515 | 36.6207 | 18.4416 | 38.3493 | 1
|  |  |  | 18 | 508.9189 | 483.193 | 25.7258 | 5.055% | 90.2178 | 18.0655 | 22.5913 | 25.7258 | 28.8604 | 33.3862 |  | 5.9774 | 35.7295 | 15.8939 | 35.5578 | 1
|  |  |  | 19 | 486.0993 | 476.5041 | 9.5952 | 1.974% | 89.0884 | 1.9066 | 6.4491 | 9.5952 | 12.7413 | 17.2838 |  | 5.9995 | 35.9936 | -0.27303 | 19.4635 | 0
|  |  |  | 20 | 470.8809 | 466.4017 | 4.4792 | 0.9512% | 86.2755 | -6.6721 | -0.083848 | 4.4792 | 9.0422 | 15.6305 |  | 8.7014 | 75.7148 | -9.8334 | 18.7918 | 0
|  |  |  | 21 | 463.1927 | 460.4423 | 2.7505 | 0.5938% | 82.3185 | -9.4223 | -2.2305 | 2.7505 | 7.7315 | 14.9233 |  | 9.4985 | 90.2213 | -12.8731 | 18.3741 | 0
|  |  |  | 22 | 442.4458 | 438.0923 | 4.3535 | 0.984% | 78.4951 | -8.1838 | -0.77665 | 4.3535 | 9.4837 | 16.8908 |  | 9.7829 | 95.7051 | -11.7379 | 20.4449 | 0
|  |  |  | 23 | 411.2202 | 407.5227 | 3.6975 | 0.8992% | 76.0474 | -7.1214 | -0.72951 | 3.6975 | 8.1245 | 14.5164 |  | 8.442 | 71.2679 | -10.1884 | 17.5834 | 0
|  |  |  | 24 | 391.1184 | 388.053 | 3.0654 | 0.7838% | 74.2669 | -8.441 | -1.6429 | 3.0654 | 7.7738 | 14.5719 |  | 8.9785 | 80.614 | -11.7029 | 17.8338 | 0
[5 empty] | Reference Energy Use (MWh) | Estimated Energy Use w/ DR (MWh) | Total Load Impact (MWh) | % Load Change | Cooling Degree Hours (Base 65) | Uncertainty Adjusted Impact - Percentiles
[10 empty] | 10th | 30th | 50th | 70th | 90th
|  |  |  | Avg. Event Hour | 577.235 | 554.6989 | 22.5361 | 3.997% | 90.4337 | 16.5267 | 20.0771 | 22.5361 | 24.9951 | 28.5455 |  |  |  | VARIANCE (DAILY | 21.9883
|  |  |  | Note: A positive value % Daily Load Change indicates the use of less energy for the day. | [13 empty] | SE (DAILY) | 4.6892

## Lookup
Lookup Impacts |  |  | Types | Start | End | Type of Impacts | Weather Year | Forecast Year | Month |  | Size | Local Capacity Area | Active list
Program Specific1-in-10AllAll2016June Monthly Peak |  |  | Aggregate | 13:00 | 18:00 | Program Specific | 1-in-2 | 2015 | January Monthly Peak |  | Size: Under 20 kW | All
|  |  | Average Customer | 13:00 | 18:00 | Portfolio Adjusted | 1-in-10 | 2016 | February Monthly Peak |  | Size: 20 kW to 199.99 kW | Orange County
Lookup enrollments |  |  |  | 13:00 | 18:00 |  |  | 2017 | March Monthly Peak |  | Size: Over 200kW | Other
Program SpecificAllAll2016June Monthly Peak |  |  |  | 13:00 | 18:00 |  |  | 2018 | April Monthly Peak |  | All | South of Lugo
|  |  |  | 13:00 | 18:00 |  |  | 2019 | May Monthly Peak
|  | daytype |  | 13:00 | 18:00 |  |  | 2020 | June Monthly Peak
ROW | 4596 | [6 empty] | 2021 | July Monthly Peak
ADDRESS | Data!$A$4596 | [6 empty] | 2022 | August Monthly Peak
[8 empty] | 2023 | September Monthly Peak
[8 empty] | 2024 | October Monthly Peak
Lookup year | 2016 | [6 empty] | 2025 | November Monthly Peak
Month | 6 | [6 empty] | 2026 | December Monthly Peak
Typical Event Day
Cooling Degree Hours
5.829
4.6524
| TRUE |  | 3.7399
|  |  | 2.8453 | [5 empty] | Day Type | Month
|  |  | 1.6521 | [5 empty] | January | 1 | Summer
|  |  | 0.64579 | [5 empty] | April | 4 | 0
|  |  | 0.16094 | [5 empty] | August | 8 | 0
|  |  | 1.3048 | [5 empty] | December | 12 | 1
|  |  | 4.8196 |  | Type of Results |  |  |  | February | 2 | 0
|  |  | 9.6432 |  | Type of Impacts |  |  |  | July | 7 | 0
|  |  | 14.6886 |  | Customer category |  |  |  | June | 6 | 1
|  |  | 19.1581 |  | Weather Year |  |  |  | March | 3 | 1
|  |  | 22.2002 |  | Forecast Year |  |  |  | May | 5 | 0
|  |  | 24.1687 |  | Day Type |  |  |  | November | 11 | 1
|  |  | 25.5073 | [5 empty] | October | 10 | 0
|  |  | 25.9667 | [5 empty] | September | 9 | 1
|  |  | 26.3078 | [7 empty] | 1
25.2178
24.0884
21.2755
17.3185
13.4951
11.0474
9.2669

## Data
concat | portfoliotype | weatheryear | dmdrflg | lca | year | daytype | month | ref_load1 | ref_load2 | ref_load3 | ref_load4 | ref_load5 | ref_load6 | ref_load7 | ref_load8 | ref_load9 | ref_load10 | ref_load11 | ref_load12 | ref_load13 | ref_load14 | ref_load15 | ref_load16 | ref_load17 | ref_load18 | ref_load19 | ref_load20 | ref_load21 | ref_load22 | ref_load23 | ref_load24 | impact1 | impact2 | impact3 | impact4 | impact5 | impact6 | impact7 | impact8 | impact9 | impact10 | impact11 | impact12 | impact13 | impact14 | impact15 | impact16 | impact17 | impact18 | impact19 | impact20 | impact21 | impact22 | impact23 | impact24 | temperature1 | temperature2 | temperature3 | temperature4 | temperature5 | temperature6 | temperature7 | temperature8 | temperature9 | temperature10 | temperature11 | temperature12 | temperature13 | temperature14 | temperature15 | temperature16 | temperature17 | temperature18 | temperature19 | temperature20 | temperature21 | temperature22 | temperature23 | temperature24 | se1 | se2 | se3 | se4 | se5 | se6 | se7 | se8 | se9 | se10 | se11 | se12 | se13 | se14 | se15 | se16 | se17 | se18 | se19 | se20 | se21 | se22 | se23 | se24
Portfolio Adjusted1-in-10AllAll2015January Monthly Peak | Portfolio Adjusted | 1-in-10 | All | All | 2015 | January Monthly Peak | 1 | 117.4569 | 113.9661 | 110.6976 | 111.2497 | 120.7335 | 144.9998 | 173.6287 | 189.2643 | 198.2144 | 198.4004 | 199.2368 | 196.8288 | 191.3172 | 189.5437 | 182.0567 | 172.1971 | 163.701 | 161.6009 | 157.9445 | 152.6294 | 147.0637 | 141.1611 | 132.2444 | 125.9551 | 0.38711 | 0.038188 | 0.13386 | -0.055975 | -0.18274 | -0.66014 | -0.0041022 | 0.061629 | -0.28783 | -0.23243 | 0.023913 | 0.31115 | 0.63464 | 1.8957 | 6.146 | 5.7507 | 5.1042 | 4.6318 | 0.942 | -0.083398 | -0.56704 | -0.64675 | -0.53365 | -0.77956 | 45.7013 | 44.9226 | 44.0916 | 43.5386 | 43.1592 | 42.8164 | 42.5424 | 42.3314 | 42.8037 | 45.1707 | 47.8666 | 49.9518 | 51.8071 | 52.581 | 52.912 | 52.7295 | 51.6675 | 50.2595 | 48.2465 | 46.6572 | 45.5313 | 44.8467 | 44.2768 | 43.5872 | 2.3301 | 1.9801 | 2.1514 | 2.3119 | 2.725 | 2.3968 | 2.2626 | 2.3073 | 2.4896 | 2.4217 | 2.381 | 2.6424 | 2.5432 | 2.6852 | 2.7422 | 2.6752 | 2.6028 | 2.4262 | 2.2106 | 2.1681 | 2.0472 | 2.174 | 2.2555 | 2.2936
Portfolio Adjusted1-in-10AllAll2015February Monthly Peak | Portfolio Adjusted | 1-in-10 | All | All | 2015 | February Monthly Peak | 2 | 119.3027 | 115.6772 | 112.373 | 112.9683 | 121.8221 | 145.3997 | 173.0979 | 187.6 | 196.6144 | 198.7569 | 202.1289 | 202.8696 | 199.9742 | 200.4715 | 194.6521 | 183.3363 | 172.6854 | 167.2222 | 163.5547 | 157.3701 | 151.4712 | 144.3717 | 134.4412 | 127.7077 | 0.3855 | 0.031306 | 0.13387 | -0.05854 | -0.18911 | -0.66044 | -0.0043047 | 0.06488 | -0.28509 | -0.23106 | 0.028024 | 0.32711 | 0.67141 | 1.9926 | 6.5314 | 6.0935 | 5.3632 | 4.779 | 0.98373 | -0.078403 | -0.57747 | -0.65921 | -0.54413 | -0.79047 | 52.174 | 51.7517 | 51.0701 | 50.5351 | 50.46 | 49.7344 | 48.4468 | 49.1833 | 50.5119 | 52.7033 | 54.9511 | 56.1991 | 57.5957 | 59.0379 | 60.0521 | 60.3284 | 59.5056 | 58.8493 | 57.1703 | 55.4587 | 54.0668 | 52.7342 | 52.1101 | 51.2262 | 2.3583 | 2.0037 | 2.1809 | 2.3451 | 2.7406 | 2.3975 | 2.2499 | 2.278 | 2.4605 | 2.4202 | 2.4112 | 2.713 | 2.6545 | 2.8394 | 2.9391 | 2.8491 | 2.7399 | 2.5051 | 2.283 | 2.2331 | 2.1074 | 2.2217 | 2.2904 | 2.3184
Portfolio Adjusted1-in-10AllAll2015March Monthly Peak | Portfolio Adjusted | 1-in-10 | All | All | 2015 | March Monthly Peak | 3 | 124.264 | 120.2825 | 116.4129 | 116.4651 | 124.6617 | 147.6197 | 175.9053 | 191.1261 | 200.2031 | 204.7461 | 211.2312 | 214.0559 | 213.4763 | 215.2676 | 210.2243 | 198.919 | 186.7217 | 176.3591 | 170.1533 | 167.4699 | 161.3975 | 152.88 | 141.9513 | 134.2169 | 0.4063 | 0.038145 | 0.1389 | -0.059356 | -0.19558 | -0.66779 | -0.0038333 | 0.067542 | -0.28979 | -0.23598 | 0.033261 | 0.35134 | 0.72526 | 2.1488 | 7.0561 | 6.6131 | 5.813 | 5.0506 | 1.0347 | -0.070868 | -0.60629 | -0.68781 | -0.56927 | -0.82922 | 60.7197 | 59.1788 | 58.1529 | 57.4009 | 56.6278 | 55.9239 | 55.444 | 55.3348 | 56.5409 | 60.3319 | 64.9079 | 69.4468 | 73.1051 | 74.988 | 75.9939 | 76.5587 | 76.4034 | 75.2032 | 73.4483 | 70.8777 | 67.5885 | 64.9239 | 62.6521 | 60.6146 | 2.4582 | 2.0856 | 2.2592 | 2.4167 | 2.7974 | 2.4294 | 2.2808 | 2.3149 | 2.4966 | 2.4874 | 2.5147 | 2.8532 | 2.8272 | 3.0372 | 3.1569 | 3.0731 | 2.9372 | 2.6252 | 2.3676 | 2.3706 | 2.243 | 2.3516 | 2.4171 | 2.4358
Portfolio Adjusted1-in-10AllAll2015April Monthly Peak | Portfolio Adjusted | 1-in-10 | All | All | 2015 | April Monthly Peak | 4 | 128.2611 | 124.2703 | 120.4879 | 120.728 | 129.5495 | 153.0577 | 179.4578 | 197.5999 | 211.231 | 220.2398 | 229.9653 | 233.7106 | 233.8911 | 235.5064 | 229.6604 | 217.2296 | 203.2396 | 189.5121 | 178.2655 | 175.7926 | 170.7217 | 161.3876 | 149.5008 | 141.2453 | 0.037293 | -0.088689 | -0.038161 | -0.22568 | -0.4139 | -0.71186 | -0.31946 | -0.37131 | -0.2845 | -0.14099 | -0.2886 | -0.026577 | 0.45478 | 2.2112 | 7.4644 | 7.142 | 6.3591 | 5.5262 | 1.5829 | 0.10045 | -0.37012 | -0.52064 | -0.64962 | -0.83304 | 70.5455 | 69.1262 | 67.5765 | 66.3205 | 65.3571 | 64.4415 | 63.8003 | 63.8899 | 66.9776 | 72.5344 | 78.1632 | 83.4896 | 86.9455 | 88.8975 | 89.6083 | 89.9885 | 89.7788 | 88.8727 | 87.0496 | 83.319 | 78.5877 | 74.7755 | 72.21 | 70.2695 | 2.3858 | 2.0276 | 2.2001 | 2.3586 | 2.7333 | 2.3724 | 2.1878 | 2.2516 | 2.4836 | 2.5257 | 2.582 | 2.9293 | 2.9156 | 3.1251 | 3.2405 | 3.1495 | 2.9947 | 2.6402 | 2.3272 | 2.337 | 2.2347 | 2.3412 | 2.3971 | 2.412
Portfolio Adjusted1-in-10AllAll2015May Monthly Peak | Portfolio Adjusted | 1-in-10 | All | All | 2015 | May Monthly Peak | 5 | 129.4742 | 125.5205 | 122.0787 | 122.4935 | 132.0096 | 156.2865 | 181.9604 | 203.73 | 219.9912 | 231.1829 | 241.8687 | 245.4487 | 244.7841 | 245.929 | 239.5922 | 225.9144 | 210.9105 | 195.6923 | 183.1253 | 178.0838 | 174.418 | 165.1371 | 153.0597 | 144.9661 | -0.23106 | -0.20973 | -0.18285 | -0.34428 | -0.5643 | -0.78349 | -0.5471 | -0.65688 | -0.26113 | -0.037041 | -0.48821 | -0.26664 | 0.28825 | 2.2292 | 7.6985 | 7.4249 | 6.6329 | 5.776 | 1.9214 | 0.16313 | -0.25809 | -0.4458 | -0.72518 | -0.84255 | 73.7072 | 72.028 | 70.6195 | 69.8364 | 69.0692 | 68.1774 | 67.8438 | 68.1963 | 71.6532 | 77.2028 | 82.1725 | 85.7341 | 88.4582 | 90.3581 | 91.5248 | 91.8354 | 91.2727 | 89.9581 | 88.6078 | 85.9836 | 81.9779 | 77.8451 | 75.332 | 73.0631 | 2.4018 | 2.0408 | 2.2196 | 2.3829 | 2.7741 | 2.4113 | 2.2092 | 2.3132 | 2.5754 | 2.64 | 2.7034 | 3.0657 | 3.0379 | 3.2469 | 3.3599 | 3.2533 | 3.0867 | 2.7069 | 2.3771 | 2.3522 | 2.2703 | 2.3869 | 2.4454 | 2.4711
Portfolio Adjusted1-in-10AllAll2015June Monthly Peak | Portfolio Adjusted | 1-in-10 | All | All | 2015 | June Monthly Peak | 6 | 135.4742 | 131.2436 | 127.1481 | 127.3819 | 136.19 | 158.8651 | 183.804 | 203.6779 | 217.1737 | 225.8124 | 234.7074 | 236.5553 | 232.7915 | 233.1322 | 227.2891 | 217.424 | 204.9682 | 191.7292 | 182.6539 | 177.4887 | 175.2252 | 167.0364 | 154.8858 | 147.3968 | -0.14399 | -0.2053 | -0.14993 | -0.33305 | -0.55253 | -0.81657 | -0.46434 | -0.48064 | -0.24476 | -0.031882 | -0.35311 | -0.066995 | 0.46007 | 2.213 | 7.4848 | 7.2647 | 6.5074 | 5.6986 | 1.8167 | 0.16045 | -0.33133 | -0.52252 | -0.72508 | -0.87597 | 70.6434 | 69.4914 | 68.5862 | 67.7037 | 66.5121 | 65.5377 | 65.0745 | 66.2275 | 69.7044 | 74.4941 | 79.5279 | 83.9969 | 87.0366 | 89.0065 | 90.3408 | 90.7817 | 91.1193 | 90.0102 | 88.8789 | 86.0629 | 82.0835 | 78.2709 | 75.852 | 74.0846 | 2.5387 | 2.1511 | 2.3266 | 2.4789 | 2.8488 | 2.4503 | 2.2273 | 2.3041 | 2.5337 | 2.572 | 2.6216 | 2.9566 | 2.8848 | 3.0708 | 3.1701 | 3.1105 | 2.9807 | 2.6454 | 2.3724 | 2.3415 | 2.2817 | 2.4196 | 2.4803 | 2.5238
Portfolio Adjusted1-in-10AllAll2015July Monthly Peak | Portfolio Adjusted | 1-in-10 | All | All | 2015 | July Monthly Peak | 7 | 138.632 | 134.4572 | 131.1637 | 131.2581 | 140.8108 | 165.1127 | 191.1726 | 210.101 | 223.0139 | 231.8783 | 240.4265 | 241.7953 | 238.1755 | 238.8082 | 233.2846 | 223.7317 | 211.661 | 198.8052 | 188.6828 | 183.2891 | 180.6292 | 172.2086 | 159.7226 | 151.649 | -0.45041 | -0.33612 | -0.31082 | -0.47105 | -0.7289 | -0.89247 | -0.72536 | -0.80633 | -0.22165 | 0.072323 | -0.57095 | -0.33791 | 0.25866 | 2.1757 | 7.5584 | 7.4485 | 6.7461 | 5.9781 | 2.2114 | 0.24109 | -0.1939 | -0.42885 | -0.80864 | -0.88259 | 75.9947 | 74.583 | 73.4035 | 72.2688 | 71.5142 | 70.8377 | 70.4244 | 70.9193 | 73.7138 | 78.2852 | 83.1488 | 87.0412 | 88.9039 | 89.8016 | 91.0278 | 91.4124 | 91.1001 | 90.5227 | 89.1438 | 86.8173 | 83.2205 | 79.8054 | 77.6328 | 76.2121 | 2.6195 | 2.2194 | 2.4192 | 2.5703 | 2.9613 | 2.5607 | 2.3283 | 2.3883 | 2.6139 | 2.6539 | 2.6991 | 3.0411 | 2.9632 | 3.1582 | 3.2609 | 3.2048 | 3.0775 | 2.7486 | 2.4613 | 2.4288 | 2.3657 | 2.5114 | 2.5768 | 2.6194
Portfolio Adjusted1-in-10AllAll2015August Monthly Peak | Portfolio Adjusted | 1-in-10 | All | All | 2015 | August Monthly Peak | 8 | 142.3305 | 137.7203 | 133.8715 | 134.6222 | 144.4964 | 170.1588 | 199.0334 | 219.8126 | 235.401 | 245.8685 | 255.6472 | 258.2018 | 255.1639 | 256.2189 | 249.808 | 237.5283 | 222.5221 | 207.1504 | 195.6247 | 190.6839 | 186.3288 | 176.6819 | 163.9693 | 155.9749 | -0.6924 | -0.45997 | -0.44772 | -0.56671 | -0.84752 | -0.99253 | -0.94663 | -1.0715 | -0.20479 | 0.16923 | -0.73089 | -0.55542 | 0.10701 | 2.2214 | 7.9524 | 7.8276 | 7.0316 | 6.2026 | 2.4522 | 0.22316 | -0.15991 | -0.40226 | -0.89287 | -0.90584 | 75.9468 | 75.1158 | 74.2853 | 73.4858 | 72.8602 | 72.4775 | 72.3243 | 72.666 | 75.2332 | 80.0032 | 84.504 | 88.8074 | 92.0385 | 94.0494 | 95.011 | 96.0249 | 96.4381 | 95.8427 | 95.0666 | 92.2845 | 87.9437 | 84.5647 | 82.3047 | 80.1634 | 2.7347 | 2.3096 | 2.5092 | 2.6789 | 3.0898 | 2.6822 | 2.4642 | 2.5424 | 2.8077 | 2.8618 | 2.9187 | 3.3049 | 3.2327 | 3.4512 | 3.559 | 3.4652 | 3.2864 | 2.9046 | 2.5922 | 2.5653 | 2.4788 | 2.6189 | 2.6879 | 2.7382
Portfolio Adjusted1-in-10AllAll2015September Monthly Peak | Portfolio Adjusted | 1-in-10 | All | All | 2015 | September Monthly Peak | 9 | 141.008 | 137.1861 | 133.733 | 134.5224 | 144.943 | 170.7009 | 201.4275 | 223.6796 | 243.613 | 256.2446 | 266.9235 | 269.7266 | 266.2608 | 267.3343 | 259.9298 | 245.3379 | 228.22 | 211.3214 | 199.3768 | 196.3568 | 188.2366 | 178.4021 | 164.2819 | 155.7877 | -0.70035 | -0.43012 | -0.44291 | -0.56358 | -0.84507 | -0.95439 | -0.98216 | -1.1892 | -0.23747 | 0.13232 | -0.8485 | -0.71269 | -0.027501 | 2.2479 | 8.1279 | 7.9889 | 7.1715 | 6.2936 | 2.5384 | 0.23185 | -0.11235 | -0.35405 | -0.88344 | -0.88479 | 78.4058 | 77.3847 | 76.4008 | 75.8097 | 75.0521 | 74.6476 | 74.2709 | 74.1163 | 76.075 | 80.309 | 84.8339 | 89.2633 | 92.5435 | 94.6466 | 95.3805 | 95.6004 | 95.2166 | 93.8271 | 92.0919 | 88.9209 | 84.9613 | 81.8134 | 79.4288 | 77.6086 | 2.7312 | 2.3218 | 2.5304 | 2.709 | 3.1504 | 2.7254 | 2.5305 | 2.6286 | 2.9578 | 3.0346 | 3.0928 | 3.4942 | 3.4229 | 3.6577 | 3.7756 | 3.6507 | 3.438 | 3.0127 | 2.676 | 2.6762 | 2.5343 | 2.6725 | 2.7222 | 2.7621
Portfolio Adjusted1-in-10AllAll2015October Monthly Peak | Portfolio Adjusted | 1-in-10 | All | All | 2015 | October Monthly Peak | 10 | 135.5314 | 131.4217 | 127.2037 | 127.0812 | 136.4152 | 160.7971 | 190.4434 | 208.8634 | 224.6394 | 236.2952 | 247.5031 | 252.2465 | 251.8317 | 253.5284 | 247.1469 | 233.0454 | 216.4056 | 201.126 | 193.3915 | 186.9493 | 178.3427 | 168.6641 | 156.0915 | 147.5078 | -0.23682 | -0.24202 | -0.19994 | -0.35596 | -0.57849 | -0.84193 | -0.56573 | -0.62675 | -0.2553 | -0.019472 | -0.45099 | -0.2099 | 0.35636 | 2.3088 | 7.9869 | 7.683 | 6.7985 | 5.9307 | 1.9781 | 0.13356 | -0.31891 | -0.50366 | -0.75549 | -0.87287 | 73.4784 | 72.1314 | 71.1558 | 70.0646 | 69.0676 | 68.3166 | 67.9846 | 67.7283 | 68.7258 | 72.6677 | 78.0134 | 83.5727 | 88.1735 | 91.0128 | 91.9441 | 92.3326 | 91.9765 | 90.5855 | 87.5205 | 82.9821 | 78.9326 | 76.3366 | 74.5297 | 72.9099 | 2.5241 | 2.1414 | 2.3152 | 2.4695 | 2.8643 | 2.4797 | 2.3129 | 2.3715 | 2.6307 | 2.6983 | 2.7653 | 3.1529 | 3.1278 | 3.3505 | 3.4721 | 3.363 | 3.1672 | 2.7844 | 2.5096 | 2.4653 | 2.32 | 2.4361 | 2.4943 | 2.5181
Portfolio Adjusted1-in-10AllAll2015November Monthly Peak | Portfolio Adjusted | 1-in-10 | All | All | 2015 | November Monthly Peak | 11 | 128.1201 | 124.3399 | 120.6872 | 120.8251 | 130.0543 | 153.7433 | 179.7887 | 197.3833 | 211.0561 | 220.4335 | 229.6922 | 233.0686 | 232.3989 | 233.59 | 226.7376 | 213.3724 | 200.7081 | 192.3783 | 181.2724 | 173.6468 | 166.165 | 157.2815 | 146.4415 | 139.2033 | 0.18921 | -0.00095041 | 0.051337 | -0.16758 | -0.34378 | -0.65939 | -0.20478 | -0.25573 | -0.30778 | -0.20961 | -0.23007 | 0.055193 | 0.51231 | 2.2412 | 7.4325 | 7.0518 | 6.3118 | 5.6259 | 1.5034 | 0.099595 | -0.38361 | -0.52165 | -0.59339 | -0.81553 | 69.4135 | 67.7848 | 67.1274 | 65.8313 | 65.0004 | 64.0677 | 63.7639 | 63.9925 | 66.3001 | 71.1444 | 77.2606 | 82.2082 | 85.2831 | 86.8631 | 87.7744 | 87.4531 | 85.7946 | 83.0726 | 79.9548 | 76.8435 | 74.4185 | 72.5353 | 70.7169 | 69.5481 | 2.4225 | 2.0571 | 2.2342 | 2.3799 | 2.7595 | 2.4042 | 2.212 | 2.2673 | 2.499 | 2.545 | 2.5974 | 2.9489 | 2.92 | 3.1235 | 3.22 | 3.116 | 2.9825 | 2.7016 | 2.3869 | 2.3237 | 2.1909 | 2.3035 | 2.3729 | 2.4101
Portfolio Adjusted1-in-10AllAll2015December Monthly Peak | Portfolio Adjusted | 1-in-10 | All | All | 2015 | December Monthly Peak | 12 | 118.842 | 115.0126 | 111.8365 | 111.5223 | 120.2806 | 143.4743 | 170.5369 | 185.0357 | 193.8864 | 195.6309 | 196.8265 | 194.463 | 189.6289 | 188.0273 | 181.0601 | 171.9136 | 165.5033 | 162.9065 | 158.4097 | 153.3867 | 147.8779 | 142.0005 | 132.5151 | 125.8558 | 0.39977 | 0.045617 | 0.14273 | -0.054108 | -0.18043 | -0.64853 | 0.00085427 | 0.064443 | -0.28092 | -0.2291 | 0.024633 | 0.30852 | 0.62846 | 1.879 | 6.1097 | 5.7447 | 5.1681 | 4.6833 | 0.9527 | -0.077289 | -0.56619 | -0.64935 | -0.53467 | -0.77856 | 45.7813 | 45.0894 | 44.8022 | 44.8201 | 44.873 | 44.634 | 45.0531 | 45.1141 | 45.6718 | 47.1192 | 48.6942 | 50.4341 | 51.782 | 52.1398 | 52.2281 | 52.1381 | 51.6566 | 50.5791 | 49.3265 | 48.0682 | 46.8034 | 46.2789 | 45.9948 | 45.2868 | 2.3636 | 2.0016 | 2.1793 | 2.3159 | 2.7052 | 2.3694 | 2.2176 | 2.2499 | 2.4296 | 2.3843 | 2.3495 | 2.6089 | 2.5222 | 2.6646 | 2.7283 | 2.668 | 2.6241 | 2.4361 | 2.2122 | 2.1754 | 2.0575 | 2.1869 | 2.2606 | 2.2936
Portfolio Adjusted1-in-10AllAll2015Typical Event Day | Portfolio Adjusted | 1-in-10 | All | All | 2015 | Typical Event Day | 8 | 141.54 | 136.9386 | 132.9898 | 133.7072 | 143.4803 | 168.9477 | 197.6102 | 217.7065 | 232.3656 | 241.9334 | 251.0782 | 253.4028 | 250.324 | 251.4731 | 245.2871 | 233.3099 | 218.6501 | 203.7627 | 192.8576 | 188.1431 | 184.0919 | 174.6654 | 162.1938 | 154.3784 | -0.50074 | -0.36096 | -0.33918 | -0.48835 | -0.75199 | -0.92946 | -0.78941 | -0.89216 | -0.22923 | 0.08579 | -0.62205 | -0.41025 | 0.21048 | 2.2417 | 7.8741 | 7.7106 | 6.9222 | 6.0894 | 2.2645 | 0.2176 | -0.20128 | -0.42823 | -0.8319 | -0.89576 | 75.2477 | 74.1437 | 73.169 | 72.317 | 71.4847 | 70.8751 | 70.5236 | 70.9823 | 73.6816 | 78.2729 | 83.0036 | 87.2772 | 90.1306 | 91.876 | 92.94 | 93.4549 | 93.4685 | 92.5507 | 91.2953 | 88.5214 | 84.5523 | 81.1136 | 78.8046 | 77.0172 | 2.6762 | 2.261 | 2.4546 | 2.6225 | 3.0256 | 2.6253 | 2.4125 | 2.4839 | 2.7347 | 2.7786 | 2.8277 | 3.1967 | 3.1293 | 3.3436 | 3.4528 | 3.3639 | 3.1924 | 2.8219 | 2.5201 | 2.4975 | 2.415 | 2.5506 | 2.6188 | 2.6673
Portfolio Adjusted1-in-10AllAll2016January Monthly Peak | Portfolio Adjusted | 1-in-10 | All | All | 2016 | January Monthly Peak | 1 | 117.4569 | 113.9661 | 110.6976 | 111.2497 | 120.7335 | 144.9998 | 173.6287 | 189.2643 | 198.2144 | 198.4004 | 199.2368 | 196.8288 | 191.3172 | 189.5437 | 182.0567 | 172.1971 | 163.701 | 161.6009 | 157.9445 | 152.6294 | 147.0637 | 141.1611 | 132.2444 | 125.9551 | 0.38711 | 0.038188 | 0.13386 | -0.055975 | -0.18274 | -0.66014 | -0.0041022 | 0.061629 | -0.28783 | -0.23243 | 0.023913 | 0.31115 | 0.63464 | 1.8957 | 6.146 | 5.7507 | 5.1042 | 4.6318 | 0.942 | -0.083398 | -0.56704 | -0.64675 | -0.53365 | -0.77956 | 45.7013 | 44.9226 | 44.0916 | 43.5386 | 43.1592 | 42.8164 | 42.5424 | 42.3314 | 42.8037 | 45.1707 | 47.8666 | 49.9518 | 51.8071 | 52.581 | 52.912 | 52.7295 | 51.6675 | 50.2595 | 48.2465 | 46.6572 | 45.5313 | 44.8467 | 44.2768 | 43.5872 | 2.3301 | 1.9801 | 2.1514 | 2.3119 | 2.725 | 2.3968 | 2.2626 | 2.3073 | 2.4896 | 2.4217 | 2.381 | 2.6424 | 2.5432 | 2.6852 | 2.7422 | 2.6752 | 2.6028 | 2.4262 | 2.2106 | 2.1681 | 2.0472 | 2.174 | 2.2555 | 2.2936
Portfolio Adjusted1-in-10AllAll2016February Monthly Peak | Portfolio Adjusted | 1-in-10 | All | All | 2016 | February Monthly Peak | 2 | 119.3027 | 115.6772 | 112.373 | 112.9683 | 121.8221 | 145.3997 | 173.0979 | 187.6 | 196.6144 | 198.7569 | 202.1289 | 202.8696 | 199.9742 | 200.4715 | 194.6521 | 183.3363 | 172.6854 | 167.2222 | 163.5547 | 157.3701 | 151.4712 | 144.3717 | 134.4412 | 127.7077 | 0.3855 | 0.031306 | 0.13387 | -0.05854 | -0.18911 | -0.66044 | -0.0043047 | 0.06488 | -0.28509 | -0.23106 | 0.028024 | 0.32711 | 0.67141 | 1.9926 | 6.5314 | 6.0935 | 5.3632 | 4.779 | 0.98373 | -0.078403 | -0.57747 | -0.65921 | -0.54413 | -0.79047 | 52.174 | 51.7517 | 51.0701 | 50.5351 | 50.46 | 49.7344 | 48.4468 | 49.1833 | 50.5119 | 52.7033 | 54.9511 | 56.1991 | 57.5957 | 59.0379 | 60.0521 | 60.3284 | 59.5056 | 58.8493 | 57.1703 | 55.4587 | 54.0668 | 52.7342 | 52.1101 | 51.2262 | 2.3583 | 2.0037 | 2.1809 | 2.3451 | 2.7406 | 2.3975 | 2.2499 | 2.278 | 2.4605 | 2.4202 | 2.4112 | 2.713 | 2.6545 | 2.8394 | 2.9391 | 2.8491 | 2.7399 | 2.5051 | 2.283 | 2.2331 | 2.1074 | 2.2217 | 2.2904 | 2.3184
Portfolio Adjusted1-in-10AllAll2016March Monthly Peak | Portfolio Adjusted | 1-in-10 | All | All | 2016 | March Monthly Peak | 3 | 124.264 | 120.2825 | 116.4129 | 116.4651 | 124.6617 | 147.6197 | 175.9053 | 191.1261 | 200.2031 | 204.7461 | 211.2312 | 214.0559 | 213.4763 | 215.2676 | 210.2243 | 198.919 | 186.7217 | 176.3591 | 170.1533 | 167.4699 | 161.3975 | 152.88 | 141.9513 | 134.2169 | 0.4063 | 0.038145 | 0.1389 | -0.059356 | -0.19558 | -0.66779 | -0.0038333 | 0.067542 | -0.28979 | -0.23598 | 0.033261 | 0.35134 | 0.72526 | 2.1488 | 7.0561 | 6.6131 | 5.813 | 5.0506 | 1.0347 | -0.070868 | -0.60629 | -0.68781 | -0.56927 | -0.82922 | 60.7197 | 59.1788 | 58.1529 | 57.4009 | 56.6278 | 55.9239 | 55.444 | 55.3348 | 56.5409 | 60.3319 | 64.9079 | 69.4468 | 73.1051 | 74.988 | 75.9939 | 76.5587 | 76.4034 | 75.2032 | 73.4483 | 70.8777 | 67.5885 | 64.9239 | 62.6521 | 60.6146 | 2.4582 | 2.0856 | 2.2592 | 2.4167 | 2.7974 | 2.4294 | 2.2808 | 2.3149 | 2.4966 | 2.4874 | 2.5147 | 2.8532 | 2.8272 | 3.0372 | 3.1569 | 3.0731 | 2.9372 | 2.6252 | 2.3676 | 2.3706 | 2.243 | 2.3516 | 2.4171 | 2.4358
Portfolio Adjusted1-in-10AllAll2016April Monthly Peak | Portfolio Adjusted | 1-in-10 | All | All | 2016 | April Monthly Peak | 4 | 128.2611 | 124.2703 | 120.4879 | 120.728 | 129.5495 | 153.0577 | 179.4578 | 197.5999 | 211.231 | 220.2398 | 229.9653 | 233.7106 | 233.8911 | 235.5064 | 229.6604 | 217.2296 | 203.2396 | 189.5121 | 178.2655 | 175.7926 | 170.7217 | 161.3876 | 149.5008 | 141.2453 | 0.037293 | -0.088689 | -0.038161 | -0.22568 | -0.4139 | -0.71186 | -0.31946 | -0.37131 | -0.2845 | -0.14099 | -0.2886 | -0.026577 | 0.45478 | 2.2112 | 7.4644 | 7.142 | 6.3591 | 5.5262 | 1.5829 | 0.10045 | -0.37012 | -0.52064 | -0.64962 | -0.83304 | 70.5455 | 69.1262 | 67.5765 | 66.3205 | 65.3571 | 64.4415 | 63.8003 | 63.8899 | 66.9776 | 72.5344 | 78.1632 | 83.4896 | 86.9455 | 88.8975 | 89.6083 | 89.9885 | 89.7788 | 88.8727 | 87.0496 | 83.319 | 78.5877 | 74.7755 | 72.21 | 70.2695 | 2.3858 | 2.0276 | 2.2001 | 2.3586 | 2.7333 | 2.3724 | 2.1878 | 2.2516 | 2.4836 | 2.5257 | 2.582 | 2.9293 | 2.9156 | 3.1251 | 3.2405 | 3.1495 | 2.9947 | 2.6402 | 2.3272 | 2.337 | 2.2347 | 2.3412 | 2.3971 | 2.412
Portfolio Adjusted1-in-10AllAll2016May Monthly Peak | Portfolio Adjusted | 1-in-10 | All | All | 2016 | May Monthly Peak | 5 | 129.4742 | 125.5205 | 122.0787 | 122.4935 | 132.0096 | 156.2865 | 181.9604 | 203.73 | 219.9912 | 231.1829 | 241.8687 | 245.4487 | 244.7841 | 245.929 | 239.5922 | 225.9144 | 210.9105 | 195.6923 | 183.1253 | 178.0838 | 174.418 | 165.1371 | 153.0597 | 144.9661 | -0.23106 | -0.20973 | -0.18285 | -0.34428 | -0.5643 | -0.78349 | -0.5471 | -0.65688 | -0.26113 | -0.037041 | -0.48821 | -0.26664 | 0.28825 | 2.2292 | 7.6985 | 7.4249 | 6.6329 | 5.776 | 1.9214 | 0.16313 | -0.25809 | -0.4458 | -0.72518 | -0.84255 | 73.7072 | 72.028 | 70.6195 | 69.8364 | 69.0692 | 68.1774 | 67.8438 | 68.1963 | 71.6532 | 77.2028 | 82.1725 | 85.7341 | 88.4582 | 90.3581 | 91.5248 | 91.8354 | 91.2727 | 89.9581 | 88.6078 | 85.9836 | 81.9779 | 77.8451 | 75.332 | 73.0631 | 2.4018 | 2.0408 | 2.2196 | 2.3829 | 2.7741 | 2.4113 | 2.2092 | 2.3132 | 2.5754 | 2.64 | 2.7034 | 3.0657 | 3.0379 | 3.2469 | 3.3599 | 3.2533 | 3.0867 | 2.7069 | 2.3771 | 2.3522 | 2.2703 | 2.3869 | 2.4454 | 2.4711
Portfolio Adjusted1-in-10AllAll2016June Monthly Peak | Portfolio Adjusted | 1-in-10 | All | All | 2016 | June Monthly Peak | 6 | 135.4742 | 131.2436 | 127.1481 | 127.3819 | 136.19 | 158.8651 | 183.804 | 203.6779 | 217.1737 | 225.8124 | 234.7074 | 236.5553 | 232.7915 | 233.1322 | 227.2891 | 217.424 | 204.9682 | 191.7292 | 182.6539 | 177.4887 | 175.2252 | 167.0364 | 154.8858 | 147.3968 | -0.14399 | -0.2053 | -0.14993 | -0.33305 | -0.55253 | -0.81657 | -0.46434 | -0.48064 | -0.24476 | -0.031882 | -0.35311 | -0.066995 | 0.46007 | 2.213 | 7.4848 | 7.2647 | 6.5074 | 5.6986 | 1.8167 | 0.16045 | -0.33133 | -0.52252 | -0.72508 | -0.87597 | 70.6434 | 69.4914 | 68.5862 | 67.7037 | 66.5121 | 65.5377 | 65.0745 | 66.2275 | 69.7044 | 74.4941 | 79.5279 | 83.9969 | 87.0366 | 89.0065 | 90.3408 | 90.7817 | 91.1193 | 90.0102 | 88.8789 | 86.0629 | 82.0835 | 78.2709 | 75.852 | 74.0846 | 2.5387 | 2.1511 | 2.3266 | 2.4789 | 2.8488 | 2.4503 | 2.2273 | 2.3041 | 2.5337 | 2.572 | 2.6216 | 2.9566 | 2.8848 | 3.0708 | 3.1701 | 3.1105 | 2.9807 | 2.6454 | 2.3724 | 2.3415 | 2.2817 | 2.4196 | 2.4803 | 2.5238
Portfolio Adjusted1-in-10AllAll2016July Monthly Peak | Portfolio Adjusted | 1-in-10 | All | All | 2016 | July Monthly Peak | 7 | 138.632 | 134.4572 | 131.1637 | 131.2581 | 140.8108 | 165.1127 | 191.1726 | 210.101 | 223.0139 | 231.8783 | 240.4265 | 241.7953 | 238.1755 | 238.8082 | 233.2846 | 223.7317 | 211.661 | 198.8052 | 188.6828 | 183.2891 | 180.6292 | 172.2086 | 159.7226 | 151.649 | -0.45041 | -0.33612 | -0.31082 | -0.47105 | -0.7289 | -0.89247 | -0.72536 | -0.80633 | -0.22165 | 0.072323 | -0.57095 | -0.33791 | 0.25866 | 2.1757 | 7.5584 | 7.4485 | 6.7461 | 5.9781 | 2.2114 | 0.24109 | -0.1939 | -0.42885 | -0.80864 | -0.88259 | 75.9947 | 74.583 | 73.4035 | 72.2688 | 71.5142 | 70.8377 | 70.4244 | 70.9193 | 73.7138 | 78.2852 | 83.1488 | 87.0412 | 88.9039 | 89.8016 | 91.0278 | 91.4124 | 91.1001 | 90.5227 | 89.1438 | 86.8173 | 83.2205 | 79.8054 | 77.6328 | 76.2121 | 2.6195 | 2.2194 | 2.4192 | 2.5703 | 2.9613 | 2.5607 | 2.3283 | 2.3883 | 2.6139 | 2.6539 | 2.6991 | 3.0411 | 2.9632 | 3.1582 | 3.2609 | 3.2048 | 3.0775 | 2.7486 | 2.4613 | 2.4288 | 2.3657 | 2.5114 | 2.5768 | 2.6194
Portfolio Adjusted1-in-10AllAll2016August Monthly Peak | Portfolio Adjusted | 1-in-10 | All | All | 2016 | August Monthly Peak | 8 | 142.3305 | 137.7203 | 133.8715 | 134.6222 | 144.4964 | 170.1588 | 199.0334 | 219.8126 | 235.401 | 245.8685 | 255.6472 | 258.2018 | 255.1639 | 256.2189 | 249.808 | 237.5283 | 222.5221 | 207.1504 | 195.6247 | 190.6839 | 186.3288 | 176.6819 | 163.9693 | 155.9749 | -0.6924 | -0.45997 | -0.44772 | -0.56671 | -0.84752 | -0.99253 | -0.94663 | -1.0715 | -0.20479 | 0.16923 | -0.73089 | -0.55542 | 0.10701 | 2.2214 | 7.9524 | 7.8276 | 7.0316 | 6.2026 | 2.4522 | 0.22316 | -0.15991 | -0.40226 | -0.89287 | -0.90584 | 75.9468 | 75.1158 | 74.2853 | 73.4858 | 72.8602 | 72.4775 | 72.3243 | 72.666 | 75.2332 | 80.0032 | 84.504 | 88.8074 | 92.0385 | 94.0494 | 95.011 | 96.0249 | 96.4381 | 95.8427 | 95.0666 | 92.2845 | 87.9437 | 84.5647 | 82.3047 | 80.1634 | 2.7347 | 2.3096 | 2.5092 | 2.6789 | 3.0898 | 2.6822 | 2.4642 | 2.5424 | 2.8077 | 2.8618 | 2.9187 | 3.3049 | 3.2327 | 3.4512 | 3.559 | 3.4652 | 3.2864 | 2.9046 | 2.5922 | 2.5653 | 2.4788 | 2.6189 | 2.6879 | 2.7382
Portfolio Adjusted1-in-10AllAll2016September Monthly Peak | Portfolio Adjusted | 1-in-10 | All | All | 2016 | September Monthly Peak | 9 | 141.008 | 137.1861 | 133.733 | 134.5224 | 144.943 | 170.7009 | 201.4275 | 223.6796 | 243.613 | 256.2446 | 266.9235 | 269.7266 | 266.2608 | 267.3343 | 259.9298 | 245.3379 | 228.22 | 211.3214 | 199.3768 | 196.3568 | 188.2366 | 178.4021 | 164.2819 | 155.7877 | -0.70035 | -0.43012 | -0.44291 | -0.56358 | -0.84507 | -0.95439 | -0.98216 | -1.1892 | -0.23747 | 0.13232 | -0.8485 | -0.71269 | -0.027501 | 2.2479 | 8.1279 | 7.9889 | 7.1715 | 6.2936 | 2.5384 | 0.23185 | -0.11235 | -0.35405 | -0.88344 | -0.88479 | 78.4058 | 77.3847 | 76.4008 | 75.8097 | 75.0521 | 74.6476 | 74.2709 | 74.1163 | 76.075 | 80.309 | 84.8339 | 89.2633 | 92.5435 | 94.6466 | 95.3805 | 95.6004 | 95.2166 | 93.8271 | 92.0919 | 88.9209 | 84.9613 | 81.8134 | 79.4288 | 77.6086 | 2.7312 | 2.3218 | 2.5304 | 2.709 | 3.1504 | 2.7254 | 2.5305 | 2.6286 | 2.9578 | 3.0346 | 3.0928 | 3.4942 | 3.4229 | 3.6577 | 3.7756 | 3.6507 | 3.438 | 3.0127 | 2.676 | 2.6762 | 2.5343 | 2.6725 | 2.7222 | 2.7621
Portfolio Adjusted1-in-10AllAll2016October Monthly Peak | Portfolio Adjusted | 1-in-10 | All | All | 2016 | October Monthly Peak | 10 | 135.5314 | 131.4217 | 127.2037 | 127.0812 | 136.4152 | 160.7971 | 190.4434 | 208.8634 | 224.6394 | 236.2952 | 247.5031 | 252.2465 | 251.8317 | 253.5284 | 247.1469 | 233.0454 | 216.4056 | 201.126 | 193.3915 | 186.9493 | 178.3427 | 168.6641 | 156.0915 | 147.5078 | -0.23682 | -0.24202 | -0.19994 | -0.35596 | -0.57849 | -0.84193 | -0.56573 | -0.62675 | -0.2553 | -0.019472 | -0.45099 | -0.2099 | 0.35636 | 2.3088 | 7.9869 | 7.683 | 6.7985 | 5.9307 | 1.9781 | 0.13356 | -0.31891 | -0.50366 | -0.75549 | -0.87287 | 73.4784 | 72.1314 | 71.1558 | 70.0646 | 69.0676 | 68.3166 | 67.9846 | 67.7283 | 68.7258 | 72.6677 | 78.0134 | 83.5727 | 88.1735 | 91.0128 | 91.9441 | 92.3326 | 91.9765 | 90.5855 | 87.5205 | 82.9821 | 78.9326 | 76.3366 | 74.5297 | 72.9099 | 2.5241 | 2.1414 | 2.3152 | 2.4695 | 2.8643 | 2.4797 | 2.3129 | 2.3715 | 2.6307 | 2.6983 | 2.7653 | 3.1529 | 3.1278 | 3.3505 | 3.4721 | 3.363 | 3.1672 | 2.7844 | 2.5096 | 2.4653 | 2.32 | 2.4361 | 2.4943 | 2.5181
Portfolio Adjusted1-in-10AllAll2016November Monthly Peak | Portfolio Adjusted | 1-in-10 | All | All | 2016 | November Monthly Peak | 11 | 128.1201 | 124.3399 | 120.6872 | 120.8251 | 130.0543 | 153.7433 | 179.7887 | 197.3833 | 211.0561 | 220.4335 | 229.6922 | 233.0686 | 232.3989 | 233.59 | 226.7376 | 213.3724 | 200.7081 | 192.3783 | 181.2724 | 173.6468 | 166.165 | 157.2815 | 146.4415 | 139.2033 | 0.18921 | -0.00095041 | 0.051337 | -0.16758 | -0.34378 | -0.65939 | -0.20478 | -0.25573 | -0.30778 | -0.20961 | -0.23007 | 0.055193 | 0.51231 | 2.2412 | 7.4325 | 7.0518 | 6.3118 | 5.6259 | 1.5034 | 0.099595 | -0.38361 | -0.52165 | -0.59339 | -0.81553 | 69.4135 | 67.7848 | 67.1274 | 65.8313 | 65.0004 | 64.0677 | 63.7639 | 63.9925 | 66.3001 | 71.1444 | 77.2606 | 82.2082 | 85.2831 | 86.8631 | 87.7744 | 87.4531 | 85.7946 | 83.0726 | 79.9548 | 76.8435 | 74.4185 | 72.5353 | 70.7169 | 69.5481 | 2.4225 | 2.0571 | 2.2342 | 2.3799 | 2.7595 | 2.4042 | 2.212 | 2.2673 | 2.499 | 2.545 | 2.5974 | 2.9489 | 2.92 | 3.1235 | 3.22 | 3.116 | 2.9825 | 2.7016 | 2.3869 | 2.3237 | 2.1909 | 2.3035 | 2.3729 | 2.4101
Portfolio Adjusted1-in-10AllAll2016December Monthly Peak | Portfolio Adjusted | 1-in-10 | All | All | 2016 | December Monthly Peak | 12 | 118.842 | 115.0126 | 111.8365 | 111.5223 | 120.2806 | 143.4743 | 170.5369 | 185.0357 | 193.8864 | 195.6309 | 196.8265 | 194.463 | 189.6289 | 188.0273 | 181.0601 | 171.9136 | 165.5033 | 162.9065 | 158.4097 | 153.3867 | 147.8779 | 142.0005 | 132.5151 | 125.8558 | 0.39977 | 0.045617 | 0.14273 | -0.054108 | -0.18043 | -0.64853 | 0.00085427 | 0.064443 | -0.28092 | -0.2291 | 0.024633 | 0.30852 | 0.62846 | 1.879 | 6.1097 | 5.7447 | 5.1681 | 4.6833 | 0.9527 | -0.077289 | -0.56619 | -0.64935 | -0.53467 | -0.77856 | 45.7813 | 45.0894 | 44.8022 | 44.8201 | 44.873 | 44.634 | 45.0531 | 45.1141 | 45.6718 | 47.1192 | 48.6942 | 50.4341 | 51.782 | 52.1398 | 52.2281 | 52.1381 | 51.6566 | 50.5791 | 49.3265 | 48.0682 | 46.8034 | 46.2789 | 45.9948 | 45.2868 | 2.3636 | 2.0016 | 2.1793 | 2.3159 | 2.7052 | 2.3694 | 2.2176 | 2.2499 | 2.4296 | 2.3843 | 2.3495 | 2.6089 | 2.5222 | 2.6646 | 2.7283 | 2.668 | 2.6241 | 2.4361 | 2.2122 | 2.1754 | 2.0575 | 2.1869 | 2.2606 | 2.2936
Portfolio Adjusted1-in-10AllAll2016Typical Event Day | Portfolio Adjusted | 1-in-10 | All | All | 2016 | Typical Event Day | 8 | 141.54 | 136.9386 | 132.9898 | 133.7072 | 143.4803 | 168.9477 | 197.6102 | 217.7065 | 232.3656 | 241.9334 | 251.0782 | 253.4028 | 250.324 | 251.4731 | 245.2871 | 233.3099 | 218.6501 | 203.7627 | 192.8576 | 188.1431 | 184.0919 | 174.6654 | 162.1938 | 154.3784 | -0.50074 | -0.36096 | -0.33918 | -0.48835 | -0.75199 | -0.92946 | -0.78941 | -0.89216 | -0.22923 | 0.08579 | -0.62205 | -0.41025 | 0.21048 | 2.2417 | 7.8741 | 7.7106 | 6.9222 | 6.0894 | 2.2645 | 0.2176 | -0.20128 | -0.42823 | -0.8319 | -0.89576 | 75.2477 | 74.1437 | 73.169 | 72.317 | 71.4847 | 70.8751 | 70.5236 | 70.9823 | 73.6816 | 78.2729 | 83.0036 | 87.2772 | 90.1306 | 91.876 | 92.94 | 93.4549 | 93.4685 | 92.5507 | 91.2953 | 88.5214 | 84.5523 | 81.1136 | 78.8046 | 77.0172 | 2.6762 | 2.261 | 2.4546 | 2.6225 | 3.0256 | 2.6253 | 2.4125 | 2.4839 | 2.7347 | 2.7786 | 2.8277 | 3.1967 | 3.1293 | 3.3436 | 3.4528 | 3.3639 | 3.1924 | 2.8219 | 2.5201 | 2.4975 | 2.415 | 2.5506 | 2.6188 | 2.6673
Portfolio Adjusted1-in-10AllAll2017January Monthly Peak | Portfolio Adjusted | 1-in-10 | All | All | 2017 | January Monthly Peak | 1 | 117.4569 | 113.9661 | 110.6976 | 111.2497 | 120.7335 | 144.9998 | 173.6287 | 189.2643 | 198.2144 | 198.4004 | 199.2368 | 196.8288 | 191.3172 | 189.5437 | 182.0567 | 172.1971 | 163.701 | 161.6009 | 157.9445 | 152.6294 | 147.0637 | 141.1612 | 132.2444 | 125.9551 | 0.38711 | 0.038188 | 0.13386 | -0.055975 | -0.18274 | -0.66014 | -0.0041023 | 0.061629 | -0.28783 | -0.23243 | 0.023913 | 0.31115 | 0.63464 | 1.8957 | 6.146 | 5.7507 | 5.1042 | 4.6318 | 0.942 | -0.083398 | -0.56704 | -0.64675 | -0.53365 | -0.77956 | 45.7013 | 44.9226 | 44.0916 | 43.5386 | 43.1592 | 42.8164 | 42.5424 | 42.3314 | 42.8037 | 45.1707 | 47.8666 | 49.9518 | 51.8071 | 52.581 | 52.912 | 52.7295 | 51.6675 | 50.2595 | 48.2465 | 46.6572 | 45.5313 | 44.8467 | 44.2768 | 43.5872 | 2.3301 | 1.9801 | 2.1514 | 2.3119 | 2.725 | 2.3968 | 2.2626 | 2.3073 | 2.4896 | 2.4217 | 2.381 | 2.6424 | 2.5432 | 2.6852 | 2.7422 | 2.6752 | 2.6028 | 2.4262 | 2.2106 | 2.1681 | 2.0472 | 2.174 | 2.2555 | 2.2936
Portfolio Adjusted1-in-10AllAll2017February Monthly Peak | Portfolio Adjusted | 1-in-10 | All | All | 2017 | February Monthly Peak | 2 | 119.3027 | 115.6772 | 112.373 | 112.9683 | 121.8221 | 145.3997 | 173.0979 | 187.6 | 196.6144 | 198.7569 | 202.1289 | 202.8696 | 199.9742 | 200.4715 | 194.6521 | 183.3363 | 172.6854 | 167.2222 | 163.5547 | 157.3701 | 151.4712 | 144.3717 | 134.4412 | 127.7077 | 0.3855 | 0.031306 | 0.13387 | -0.05854 | -0.18911 | -0.66044 | -0.0043047 | 0.06488 | -0.28509 | -0.23106 | 0.028024 | 0.32711 | 0.67141 | 1.9926 | 6.5314 | 6.0935 | 5.3632 | 4.779 | 0.98373 | -0.078403 | -0.57747 | -0.65921 | -0.54413 | -0.79047 | 52.174 | 51.7517 | 51.0701 | 50.5351 | 50.46 | 49.7344 | 48.4468 | 49.1833 | 50.5119 | 52.7033 | 54.9511 | 56.1991 | 57.5957 | 59.0379 | 60.0521 | 60.3284 | 59.5056 | 58.8493 | 57.1703 | 55.4587 | 54.0668 | 52.7342 | 52.1101 | 51.2262 | 2.3583 | 2.0037 | 2.1809 | 2.3451 | 2.7406 | 2.3975 | 2.2499 | 2.278 | 2.4605 | 2.4202 | 2.4112 | 2.713 | 2.6545 | 2.8394 | 2.9391 | 2.8491 | 2.7399 | 2.5051 | 2.283 | 2.2331 | 2.1074 | 2.2217 | 2.2904 | 2.3184
Portfolio Adjusted1-in-10AllAll2017March Monthly Peak | Portfolio Adjusted | 1-in-10 | All | All | 2017 | March Monthly Peak | 3 | 124.264 | 120.2825 | 116.4129 | 116.4651 | 124.6617 | 147.6197 | 175.9053 | 191.1261 | 200.2031 | 204.7461 | 211.2312 | 214.0559 | 213.4763 | 215.2677 | 210.2243 | 198.919 | 186.7217 | 176.3591 | 170.1533 | 167.4699 | 161.3975 | 152.88 | 141.9513 | 134.2169 | 0.4063 | 0.038145 | 0.1389 | -0.059356 | -0.19558 | -0.66779 | -0.0038333 | 0.067542 | -0.28979 | -0.23598 | 0.033261 | 0.35134 | 0.72526 | 2.1488 | 7.0561 | 6.6131 | 5.813 | 5.0506 | 1.0347 | -0.070868 | -0.60629 | -0.68781 | -0.56927 | -0.82922 | 60.7197 | 59.1788 | 58.1529 | 57.4009 | 56.6278 | 55.9239 | 55.444 | 55.3348 | 56.5409 | 60.3319 | 64.9079 | 69.4468 | 73.1051 | 74.988 | 75.9939 | 76.5587 | 76.4034 | 75.2032 | 73.4483 | 70.8777 | 67.5885 | 64.9239 | 62.6521 | 60.6146 | 2.4582 | 2.0856 | 2.2592 | 2.4167 | 2.7974 | 2.4294 | 2.2808 | 2.3149 | 2.4966 | 2.4874 | 2.5147 | 2.8532 | 2.8272 | 3.0372 | 3.1569 | 3.0731 | 2.9372 | 2.6252 | 2.3676 | 2.3706 | 2.243 | 2.3516 | 2.4171 | 2.4358
Portfolio Adjusted1-in-10AllAll2017April Monthly Peak | Portfolio Adjusted | 1-in-10 | All | All | 2017 | April Monthly Peak | 4 | 128.2611 | 124.2703 | 120.4879 | 120.728 | 129.5495 | 153.0577 | 179.4578 | 197.5999 | 211.231 | 220.2398 | 229.9653 | 233.7106 | 233.8911 | 235.5064 | 229.6604 | 217.2296 | 203.2395 | 189.5121 | 178.2655 | 175.7926 | 170.7217 | 161.3877 | 149.5008 | 141.2453 | 0.037293 | -0.088689 | -0.038161 | -0.22568 | -0.4139 | -0.71186 | -0.31946 | -0.37131 | -0.2845 | -0.14099 | -0.2886 | -0.026577 | 0.45478 | 2.2112 | 7.4644 | 7.142 | 6.3591 | 5.5262 | 1.5829 | 0.10045 | -0.37012 | -0.52064 | -0.64962 | -0.83304 | 70.5455 | 69.1262 | 67.5765 | 66.3205 | 65.3571 | 64.4415 | 63.8003 | 63.8899 | 66.9776 | 72.5344 | 78.1632 | 83.4896 | 86.9455 | 88.8975 | 89.6083 | 89.9885 | 89.7788 | 88.8727 | 87.0496 | 83.319 | 78.5877 | 74.7755 | 72.21 | 70.2695 | 2.3858 | 2.0276 | 2.2001 | 2.3586 | 2.7333 | 2.3724 | 2.1878 | 2.2516 | 2.4836 | 2.5257 | 2.582 | 2.9293 | 2.9156 | 3.1251 | 3.2405 | 3.1495 | 2.9947 | 2.6402 | 2.3272 | 2.337 | 2.2347 | 2.3412 | 2.3971 | 2.412
Portfolio Adjusted1-in-10AllAll2017May Monthly Peak | Portfolio Adjusted | 1-in-10 | All | All | 2017 | May Monthly Peak | 5 | 129.4742 | 125.5205 | 122.0787 | 122.4935 | 132.0096 | 156.2865 | 181.9604 | 203.73 | 219.9912 | 231.1829 | 241.8687 | 245.4487 | 244.7841 | 245.929 | 239.5922 | 225.9144 | 210.9105 | 195.6923 | 183.1253 | 178.0838 | 174.418 | 165.1371 | 153.0597 | 144.9661 | -0.23106 | -0.20973 | -0.18285 | -0.34427 | -0.5643 | -0.78349 | -0.5471 | -0.65688 | -0.26113 | -0.037041 | -0.48821 | -0.26664 | 0.28825 | 2.2292 | 7.6985 | 7.4249 | 6.6329 | 5.776 | 1.9214 | 0.16313 | -0.25809 | -0.4458 | -0.72518 | -0.84255 | 73.7072 | 72.028 | 70.6195 | 69.8364 | 69.0692 | 68.1774 | 67.8438 | 68.1963 | 71.6532 | 77.2028 | 82.1725 | 85.7341 | 88.4582 | 90.3581 | 91.5248 | 91.8354 | 91.2727 | 89.9581 | 88.6078 | 85.9836 | 81.9779 | 77.8451 | 75.332 | 73.0631 | 2.4018 | 2.0408 | 2.2196 | 2.3829 | 2.7741 | 2.4113 | 2.2092 | 2.3132 | 2.5754 | 2.64 | 2.7034 | 3.0657 | 3.0379 | 3.2469 | 3.3599 | 3.2533 | 3.0867 | 2.7069 | 2.3771 | 2.3522 | 2.2703 | 2.3869 | 2.4454 | 2.4711
Portfolio Adjusted1-in-10AllAll2017June Monthly Peak | Portfolio Adjusted | 1-in-10 | All | All | 2017 | June Monthly Peak | 6 | 135.4742 | 131.2436 | 127.1481 | 127.3819 | 136.19 | 158.8651 | 183.804 | 203.6779 | 217.1737 | 225.8124 | 234.7074 | 236.5553 | 232.7915 | 233.1322 | 227.2891 | 217.424 | 204.9682 | 191.7292 | 182.6539 | 177.4887 | 175.2252 | 167.0364 | 154.8858 | 147.3968 | -0.14399 | -0.2053 | -0.14993 | -0.33305 | -0.55253 | -0.81657 | -0.46434 | -0.48064 | -0.24476 | -0.031882 | -0.35311 | -0.066995 | 0.46007 | 2.213 | 7.4848 | 7.2647 | 6.5074 | 5.6986 | 1.8167 | 0.16045 | -0.33133 | -0.52252 | -0.72508 | -0.87597 | 70.6434 | 69.4914 | 68.5862 | 67.7037 | 66.5121 | 65.5377 | 65.0745 | 66.2275 | 69.7044 | 74.4941 | 79.5279 | 83.9969 | 87.0366 | 89.0065 | 90.3408 | 90.7817 | 91.1193 | 90.0102 | 88.8789 | 86.0629 | 82.0835 | 78.2709 | 75.852 | 74.0846 | 2.5387 | 2.1511 | 2.3266 | 2.4789 | 2.8488 | 2.4503 | 2.2273 | 2.3041 | 2.5337 | 2.572 | 2.6216 | 2.9566 | 2.8848 | 3.0708 | 3.1701 | 3.1105 | 2.9807 | 2.6454 | 2.3724 | 2.3415 | 2.2817 | 2.4196 | 2.4803 | 2.5238
Portfolio Adjusted1-in-10AllAll2017July Monthly Peak | Portfolio Adjusted | 1-in-10 | All | All | 2017 | July Monthly Peak | 7 | 138.632 | 134.4572 | 131.1637 | 131.2581 | 140.8108 | 165.1127 | 191.1726 | 210.101 | 223.0139 | 231.8783 | 240.4265 | 241.7953 | 238.1755 | 238.8082 | 233.2846 | 223.7317 | 211.661 | 198.8052 | 188.6828 | 183.2891 | 180.6292 | 172.2086 | 159.7226 | 151.649 | -0.45041 | -0.33612 | -0.31082 | -0.47105 | -0.7289 | -0.89247 | -0.72536 | -0.80633 | -0.22165 | 0.072323 | -0.57095 | -0.33791 | 0.25866 | 2.1757 | 7.5584 | 7.4485 | 6.7461 | 5.9781 | 2.2114 | 0.24109 | -0.1939 | -0.42885 | -0.80864 | -0.88259 | 75.9947 | 74.583 | 73.4035 | 72.2688 | 71.5142 | 70.8377 | 70.4244 | 70.9193 | 73.7138 | 78.2852 | 83.1488 | 87.0412 | 88.9039 | 89.8016 | 91.0278 | 91.4124 | 91.1001 | 90.5227 | 89.1438 | 86.8173 | 83.2205 | 79.8054 | 77.6328 | 76.2121 | 2.6195 | 2.2194 | 2.4192 | 2.5703 | 2.9613 | 2.5607 | 2.3283 | 2.3883 | 2.6139 | 2.6539 | 2.6991 | 3.0411 | 2.9632 | 3.1582 | 3.2609 | 3.2048 | 3.0775 | 2.7486 | 2.4613 | 2.4288 | 2.3657 | 2.5114 | 2.5768 | 2.6194
Portfolio Adjusted1-in-10AllAll2017August Monthly Peak | Portfolio Adjusted | 1-in-10 | All | All | 2017 | August Monthly Peak | 8 | 142.3305 | 137.7203 | 133.8715 | 134.6222 | 144.4964 | 170.1588 | 199.0334 | 219.8126 | 235.401 | 245.8685 | 255.6472 | 258.2018 | 255.1639 | 256.2189 | 249.808 | 237.5283 | 222.5221 | 207.1504 | 195.6247 | 190.6839 | 186.3288 | 176.6819 | 163.9693 | 155.9749 | -0.6924 | -0.45997 | -0.44772 | -0.56671 | -0.84752 | -0.99253 | -0.94663 | -1.0715 | -0.20479 | 0.16923 | -0.73089 | -0.55542 | 0.10701 | 2.2214 | 7.9524 | 7.8276 | 7.0316 | 6.2026 | 2.4522 | 0.22316 | -0.15991 | -0.40226 | -0.89287 | -0.90584 | 75.9468 | 75.1158 | 74.2853 | 73.4858 | 72.8602 | 72.4775 | 72.3243 | 72.666 | 75.2332 | 80.0032 | 84.504 | 88.8074 | 92.0385 | 94.0494 | 95.011 | 96.0249 | 96.4381 | 95.8427 | 95.0666 | 92.2845 | 87.9437 | 84.5647 | 82.3047 | 80.1634 | 2.7347 | 2.3096 | 2.5092 | 2.6789 | 3.0898 | 2.6822 | 2.4642 | 2.5424 | 2.8077 | 2.8618 | 2.9187 | 3.3049 | 3.2327 | 3.4512 | 3.559 | 3.4652 | 3.2864 | 2.9046 | 2.5922 | 2.5653 | 2.4788 | 2.6189 | 2.6879 | 2.7382
Portfolio Adjusted1-in-10AllAll2017September Monthly Peak | Portfolio Adjusted | 1-in-10 | All | All | 2017 | September Monthly Peak | 9 | 141.008 | 137.1861 | 133.733 | 134.5224 | 144.943 | 170.7009 | 201.4275 | 223.6796 | 243.613 | 256.2446 | 266.9235 | 269.7266 | 266.2608 | 267.3343 | 259.9298 | 245.3379 | 228.22 | 211.3214 | 199.3768 | 196.3568 | 188.2366 | 178.4021 | 164.2819 | 155.7877 | -0.70035 | -0.43012 | -0.44291 | -0.56358 | -0.84507 | -0.95439 | -0.98216 | -1.1892 | -0.23747 | 0.13232 | -0.8485 | -0.71269 | -0.027501 | 2.2479 | 8.1279 | 7.9889 | 7.1715 | 6.2936 | 2.5384 | 0.23185 | -0.11235 | -0.35405 | -0.88344 | -0.88479 | 78.4058 | 77.3847 | 76.4008 | 75.8097 | 75.0521 | 74.6476 | 74.2709 | 74.1163 | 76.075 | 80.309 | 84.8339 | 89.2633 | 92.5435 | 94.6466 | 95.3805 | 95.6004 | 95.2166 | 93.8271 | 92.0919 | 88.9209 | 84.9613 | 81.8134 | 79.4288 | 77.6086 | 2.7312 | 2.3218 | 2.5304 | 2.709 | 3.1504 | 2.7254 | 2.5305 | 2.6286 | 2.9578 | 3.0346 | 3.0928 | 3.4942 | 3.4229 | 3.6577 | 3.7756 | 3.6507 | 3.438 | 3.0127 | 2.676 | 2.6762 | 2.5343 | 2.6725 | 2.7222 | 2.7621
Portfolio Adjusted1-in-10AllAll2017October Monthly Peak | Portfolio Adjusted | 1-in-10 | All | All | 2017 | October Monthly Peak | 10 | 135.5314 | 131.4217 | 127.2037 | 127.0812 | 136.4151 | 160.7971 | 190.4434 | 208.8634 | 224.6394 | 236.2952 | 247.5031 | 252.2465 | 251.8317 | 253.5284 | 247.1469 | 233.0454 | 216.4056 | 201.126 | 193.3915 | 186.9493 | 178.3427 | 168.6641 | 156.0915 | 147.5078 | -0.23682 | -0.24202 | -0.19994 | -0.35596 | -0.57849 | -0.84193 | -0.56573 | -0.62675 | -0.2553 | -0.019472 | -0.45099 | -0.2099 | 0.35636 | 2.3088 | 7.9869 | 7.683 | 6.7985 | 5.9307 | 1.9781 | 0.13356 | -0.31891 | -0.50366 | -0.75549 | -0.87287 | 73.4784 | 72.1314 | 71.1558 | 70.0646 | 69.0676 | 68.3166 | 67.9846 | 67.7283 | 68.7258 | 72.6677 | 78.0134 | 83.5727 | 88.1735 | 91.0128 | 91.9442 | 92.3326 | 91.9765 | 90.5855 | 87.5205 | 82.9821 | 78.9326 | 76.3366 | 74.5297 | 72.9099 | 2.5241 | 2.1414 | 2.3152 | 2.4695 | 2.8643 | 2.4797 | 2.3129 | 2.3715 | 2.6307 | 2.6983 | 2.7653 | 3.1529 | 3.1278 | 3.3505 | 3.4721 | 3.363 | 3.1672 | 2.7844 | 2.5096 | 2.4653 | 2.32 | 2.4361 | 2.4943 | 2.5181
Portfolio Adjusted1-in-10AllAll2017November Monthly Peak | Portfolio Adjusted | 1-in-10 | All | All | 2017 | November Monthly Peak | 11 | 128.1201 | 124.3399 | 120.6872 | 120.8251 | 130.0543 | 153.7432 | 179.7887 | 197.3833 | 211.0561 | 220.4335 | 229.6922 | 233.0686 | 232.3989 | 233.59 | 226.7376 | 213.3724 | 200.7081 | 192.3783 | 181.2724 | 173.6468 | 166.165 | 157.2815 | 146.4415 | 139.2033 | 0.18921 | -0.00095039 | 0.051337 | -0.16758 | -0.34378 | -0.65939 | -0.20478 | -0.25573 | -0.30778 | -0.20961 | -0.23007 | 0.055193 | 0.51231 | 2.2412 | 7.4325 | 7.0518 | 6.3118 | 5.6259 | 1.5034 | 0.099595 | -0.38361 | -0.52165 | -0.59339 | -0.81553 | 69.4135 | 67.7848 | 67.1274 | 65.8313 | 65.0004 | 64.0677 | 63.7639 | 63.9925 | 66.3002 | 71.1444 | 77.2606 | 82.2082 | 85.2831 | 86.8631 | 87.7744 | 87.4531 | 85.7946 | 83.0726 | 79.9548 | 76.8435 | 74.4185 | 72.5353 | 70.7169 | 69.5481 | 2.4225 | 2.0571 | 2.2342 | 2.3799 | 2.7595 | 2.4042 | 2.212 | 2.2673 | 2.499 | 2.545 | 2.5974 | 2.9489 | 2.92 | 3.1235 | 3.22 | 3.116 | 2.9825 | 2.7016 | 2.3869 | 2.3237 | 2.1909 | 2.3035 | 2.3729 | 2.4101
Portfolio Adjusted1-in-10AllAll2017December Monthly Peak | Portfolio Adjusted | 1-in-10 | All | All | 2017 | December Monthly Peak | 12 | 118.842 | 115.0126 | 111.8365 | 111.5223 | 120.2806 | 143.4743 | 170.5369 | 185.0357 | 193.8864 | 195.631 | 196.8265 | 194.463 | 189.6289 | 188.0273 | 181.0601 | 171.9136 | 165.5033 | 162.9065 | 158.4098 | 153.3867 | 147.8779 | 142.0005 | 132.5151 | 125.8558 | 0.39977 | 0.045617 | 0.14273 | -0.054107 | -0.18043 | -0.64853 | 0.00085424 | 0.064443 | -0.28092 | -0.2291 | 0.024633 | 0.30852 | 0.62846 | 1.879 | 6.1097 | 5.7447 | 5.1681 | 4.6833 | 0.9527 | -0.077289 | -0.56619 | -0.64935 | -0.53467 | -0.77856 | 45.7813 | 45.0894 | 44.8022 | 44.8201 | 44.873 | 44.634 | 45.0531 | 45.1141 | 45.6718 | 47.1193 | 48.6942 | 50.4341 | 51.782 | 52.1398 | 52.2281 | 52.1381 | 51.6566 | 50.5791 | 49.3265 | 48.0682 | 46.8034 | 46.2789 | 45.9948 | 45.2868 | 2.3636 | 2.0016 | 2.1793 | 2.3159 | 2.7052 | 2.3694 | 2.2176 | 2.2499 | 2.4296 | 2.3843 | 2.3495 | 2.6089 | 2.5222 | 2.6646 | 2.7283 | 2.668 | 2.6241 | 2.4361 | 2.2122 | 2.1754 | 2.0575 | 2.1869 | 2.2606 | 2.2936
Portfolio Adjusted1-in-10AllAll2017Typical Event Day | Portfolio Adjusted | 1-in-10 | All | All | 2017 | Typical Event Day | 8 | 141.54 | 136.9386 | 132.9898 | 133.7072 | 143.4803 | 168.9477 | 197.6102 | 217.7065 | 232.3656 | 241.9334 | 251.0782 | 253.4028 | 250.324 | 251.4731 | 245.2871 | 233.3099 | 218.6501 | 203.7627 | 192.8576 | 188.1431 | 184.0919 | 174.6654 | 162.1938 | 154.3784 | -0.50074 | -0.36096 | -0.33918 | -0.48835 | -0.75199 | -0.92946 | -0.78941 | -0.89216 | -0.22923 | 0.08579 | -0.62205 | -0.41025 | 0.21048 | 2.2417 | 7.8741 | 7.7106 | 6.9222 | 6.0894 | 2.2645 | 0.2176 | -0.20128 | -0.42823 | -0.8319 | -0.89576 | 75.2477 | 74.1437 | 73.169 | 72.317 | 71.4847 | 70.8751 | 70.5236 | 70.9823 | 73.6816 | 78.2728 | 83.0036 | 87.2772 | 90.1306 | 91.876 | 92.94 | 93.4549 | 93.4685 | 92.5507 | 91.2953 | 88.5214 | 84.5523 | 81.1136 | 78.8046 | 77.0172 | 2.6762 | 2.261 | 2.4546 | 2.6225 | 3.0256 | 2.6253 | 2.4125 | 2.4839 | 2.7347 | 2.7786 | 2.8277 | 3.1967 | 3.1293 | 3.3436 | 3.4528 | 3.3639 | 3.1924 | 2.8219 | 2.5201 | 2.4975 | 2.415 | 2.5506 | 2.6188 | 2.6673
Portfolio Adjusted1-in-10AllAll2018January Monthly Peak | Portfolio Adjusted | 1-in-10 | All | All | 2018 | January Monthly Peak | 1 | 117.4569 | 113.9661 | 110.6976 | 111.2497 | 120.7335 | 144.9998 | 173.6287 | 189.2643 | 198.2144 | 198.4004 | 199.2368 | 196.8288 | 191.3172 | 189.5437 | 182.0567 | 172.1971 | 163.701 | 161.6009 | 157.9445 | 152.6294 | 147.0637 | 141.1611 | 132.2444 | 125.9551 | 0.38711 | 0.038188 | 0.13386 | -0.055975 | -0.18274 | -0.66014 | -0.0041023 | 0.061629 | -0.28783 | -0.23243 | 0.023913 | 0.31115 | 0.63464 | 1.8957 | 6.146 | 5.7507 | 5.1042 | 4.6318 | 0.942 | -0.083398 | -0.56704 | -0.64675 | -0.53365 | -0.77956 | 45.7013 | 44.9226 | 44.0916 | 43.5386 | 43.1592 | 42.8164 | 42.5424 | 42.3314 | 42.8037 | 45.1708 | 47.8666 | 49.9518 | 51.8071 | 52.581 | 52.912 | 52.7295 | 51.6675 | 50.2595 | 48.2465 | 46.6572 | 45.5313 | 44.8467 | 44.2768 | 43.5872 | 2.3301 | 1.9801 | 2.1514 | 2.3119 | 2.725 | 2.3968 | 2.2626 | 2.3073 | 2.4896 | 2.4217 | 2.381 | 2.6424 | 2.5432 | 2.6852 | 2.7422 | 2.6752 | 2.6028 | 2.4262 | 2.2106 | 2.1681 | 2.0472 | 2.174 | 2.2555 | 2.2936
Portfolio Adjusted1-in-10AllAll2018February Monthly Peak | Portfolio Adjusted | 1-in-10 | All | All | 2018 | February Monthly Peak | 2 | 119.3027 | 115.6772 | 112.373 | 112.9683 | 121.8221 | 145.3997 | 173.0979 | 187.6 | 196.6144 | 198.7569 | 202.1289 | 202.8696 | 199.9742 | 200.4715 | 194.6521 | 183.3363 | 172.6854 | 167.2222 | 163.5547 | 157.3701 | 151.4712 | 144.3717 | 134.4412 | 127.7077 | 0.3855 | 0.031306 | 0.13387 | -0.05854 | -0.18911 | -0.66044 | -0.0043047 | 0.06488 | -0.28509 | -0.23106 | 0.028024 | 0.32711 | 0.67141 | 1.9926 | 6.5314 | 6.0935 | 5.3632 | 4.779 | 0.98373 | -0.078403 | -0.57747 | -0.65921 | -0.54413 | -0.79047 | 52.174 | 51.7517 | 51.0701 | 50.5351 | 50.46 | 49.7344 | 48.4468 | 49.1833 | 50.5119 | 52.7033 | 54.9511 | 56.1991 | 57.5957 | 59.0379 | 60.0521 | 60.3284 | 59.5056 | 58.8493 | 57.1703 | 55.4587 | 54.0668 | 52.7342 | 52.1101 | 51.2262 | 2.3583 | 2.0037 | 2.1809 | 2.3451 | 2.7406 | 2.3975 | 2.2499 | 2.278 | 2.4605 | 2.4202 | 2.4112 | 2.713 | 2.6545 | 2.8394 | 2.9391 | 2.8491 | 2.7399 | 2.5051 | 2.283 | 2.2331 | 2.1074 | 2.2217 | 2.2904 | 2.3184
Portfolio Adjusted1-in-10AllAll2018March Monthly Peak | Portfolio Adjusted | 1-in-10 | All | All | 2018 | March Monthly Peak | 3 | 124.264 | 120.2825 | 116.4129 | 116.4651 | 124.6617 | 147.6197 | 175.9053 | 191.1261 | 200.2031 | 204.7461 | 211.2312 | 214.0559 | 213.4763 | 215.2677 | 210.2243 | 198.919 | 186.7217 | 176.3592 | 170.1533 | 167.4699 | 161.3975 | 152.88 | 141.9513 | 134.2169 | 0.4063 | 0.038145 | 0.1389 | -0.059356 | -0.19558 | -0.66779 | -0.0038333 | 0.067542 | -0.28979 | -0.23598 | 0.033261 | 0.35134 | 0.72526 | 2.1488 | 7.0561 | 6.6131 | 5.813 | 5.0506 | 1.0347 | -0.070868 | -0.60629 | -0.68781 | -0.56927 | -0.82922 | 60.7197 | 59.1788 | 58.1529 | 57.4009 | 56.6278 | 55.9239 | 55.444 | 55.3348 | 56.5409 | 60.3319 | 64.9079 | 69.4468 | 73.1051 | 74.988 | 75.9939 | 76.5587 | 76.4034 | 75.2031 | 73.4483 | 70.8777 | 67.5885 | 64.9239 | 62.6521 | 60.6146 | 2.4582 | 2.0856 | 2.2592 | 2.4167 | 2.7974 | 2.4294 | 2.2808 | 2.3149 | 2.4966 | 2.4874 | 2.5147 | 2.8532 | 2.8272 | 3.0372 | 3.1569 | 3.0731 | 2.9372 | 2.6252 | 2.3676 | 2.3706 | 2.243 | 2.3516 | 2.4171 | 2.4358
Portfolio Adjusted1-in-10AllAll2018April Monthly Peak | Portfolio Adjusted | 1-in-10 | All | All | 2018 | April Monthly Peak | 4 | 4.0033 | 3.8434 | 3.7269 | 3.7205 | 3.8775 | 4.3229 | 4.8661 | 5.3809 | 6.1712 | 6.8623 | 7.4661 | 7.8339 | 8.0178 | 8.1802 | 8.1783 | 7.9633 | 7.5448 | 6.8673 | 6.2001 | 6.0856 | 5.8667 | 5.3989 | 4.8413 | 4.4224 | 0.00040519 | -0.00096359 | -0.00041461 | -0.002452 | -0.004497 | -0.0077343 | -0.0034709 | -0.0040342 | -0.0030911 | -0.0015318 | -0.0031356 | -0.00028875 | 0.0049411 | 0.024024 | 0.12239 | 0.1242 | 0.11664 | 0.096352 | 0.017197 | 0.0010914 | -0.0040213 | -0.0056567 | -0.007058 | -0.0090509 | 68.2983 | 66.8489 | 65.2 | 63.8716 | 62.735 | 61.771 | 61.2139 | 61.2341 | 64.4867 | 70.5273 | 76.646 | 81.9406 | 85.1626 | 87.0196 | 87.864 | 88.3999 | 88.2748 | 87.6381 | 85.7565 | 82.4025 | 77.9935 | 74.1096 | 71.4519 | 69.7939 | 0.026362 | 0.022699 | 0.024171 | 0.025906 | 0.029979 | 0.026638 | 0.024395 | 0.02488 | 0.027471 | 0.028042 | 0.028762 | 0.032536 | 0.032413 | 0.034663 | 0.035864 | 0.034816 | 0.033062 | 0.029167 | 0.025707 | 0.025845 | 0.024794 | 0.025822 | 0.026437 | 0.026634
Portfolio Adjusted1-in-10AllAll2018May Monthly Peak | Portfolio Adjusted | 1-in-10 | All | All | 2018 | May Monthly Peak | 5 | 4.1331 | 3.9655 | 3.8443 | 3.833 | 4.0038 | 4.4551 | 4.9334 | 5.6394 | 6.5708 | 7.3632 | 8.0271 | 8.4156 | 8.5703 | 8.7031 | 8.6652 | 8.4196 | 7.9693 | 7.2301 | 6.4877 | 6.22 | 6.1108 | 5.6321 | 5.0462 | 4.6124 | -0.0025105 | -0.0022786 | -0.0019867 | -0.0037405 | -0.006131 | -0.0085125 | -0.0059442 | -0.0071369 | -0.0028371 | -0.00040245 | -0.0053043 | -0.0028971 | 0.0031318 | 0.02422 | 0.12742 | 0.13012 | 0.12256 | 0.10129 | 0.020876 | 0.0017724 | -0.0028041 | -0.0048435 | -0.007879 | -0.0091542 | 73.2128 | 71.3788 | 69.9695 | 68.9649 | 67.8996 | 66.8917 | 66.3279 | 66.6302 | 70.226 | 75.7275 | 80.8155 | 84.379 | 87.2704 | 89.1722 | 90.3153 | 90.642 | 90.2742 | 89.2064 | 87.8488 | 85.3056 | 81.3027 | 77.4208 | 74.9092 | 72.5098 | 0.02657 | 0.022891 | 0.024403 | 0.026186 | 0.030438 | 0.027073 | 0.02461 | 0.025591 | 0.028534 | 0.029372 | 0.030189 | 0.034128 | 0.033847 | 0.03608 | 0.037239 | 0.036017 | 0.034126 | 0.029949 | 0.026294 | 0.026036 | 0.025231 | 0.026356 | 0.026998 | 0.02731
Portfolio Adjusted1-in-10AllAll2018June Monthly Peak | Portfolio Adjusted | 1-in-10 | All | All | 2018 | June Monthly Peak | 6 | 4.2799 | 4.1029 | 3.9708 | 3.9522 | 4.107 | 4.5254 | 5.031 | 5.8056 | 6.7469 | 7.5487 | 8.2129 | 8.5934 | 8.7105 | 8.8494 | 8.829 | 8.6177 | 8.2066 | 7.49 | 6.7609 | 6.3496 | 6.232 | 5.7987 | 5.1895 | 4.7253 | -0.0015645 | -0.0022306 | -0.001629 | -0.0036185 | -0.0060032 | -0.0088719 | -0.005045 | -0.0052221 | -0.0026593 | -0.0003464 | -0.0038365 | -0.00072789 | 0.0049986 | 0.024044 | 0.12705 | 0.13067 | 0.12379 | 0.10272 | 0.019738 | 0.0017432 | -0.0035998 | -0.0056771 | -0.0078779 | -0.0095173 | 72.042 | 70.701 | 69.7359 | 68.6889 | 67.6639 | 66.3623 | 65.6766 | 66.6517 | 70.3788 | 75.3116 | 80.3451 | 84.4831 | 87.2471 | 88.8856 | 90.1428 | 90.8239 | 91.2818 | 90.5061 | 89.3975 | 86.7798 | 83.2793 | 79.6064 | 77.1921 | 75.4025 | 0.028059 | 0.024089 | 0.025571 | 0.027233 | 0.031254 | 0.027487 | 0.024826 | 0.025547 | 0.02816 | 0.02874 | 0.029429 | 0.033075 | 0.032333 | 0.034315 | 0.035317 | 0.034585 | 0.033081 | 0.02938 | 0.02632 | 0.025966 | 0.025396 | 0.026751 | 0.027413 | 0.027902
Portfolio Adjusted1-in-10AllAll2018July Monthly Peak | Portfolio Adjusted | 1-in-10 | All | All | 2018 | July Monthly Peak | 7 | 4.4539 | 4.2703 | 4.1408 | 4.1205 | 4.2868 | 4.7856 | 5.3589 | 6.1694 | 7.1782 | 8.0399 | 8.7438 | 9.1352 | 9.2666 | 9.4095 | 9.3861 | 9.1591 | 8.7461 | 7.9804 | 7.1519 | 6.6969 | 6.5484 | 6.0818 | 5.4431 | 4.9418 | -0.0048937 | -0.0036519 | -0.003377 | -0.0051179 | -0.0079194 | -0.0096965 | -0.0078809 | -0.0087606 | -0.0024082 | 0.00078578 | -0.0062033 | -0.0036713 | 0.0028103 | 0.023639 | 0.13102 | 0.13636 | 0.13036 | 0.10886 | 0.024027 | 0.0026194 | -0.0021067 | -0.0046594 | -0.0087858 | -0.0095893 | 76.319 | 75.0813 | 73.9416 | 72.869 | 72.0613 | 71.2213 | 70.5674 | 70.963 | 73.9165 | 78.7047 | 83.4304 | 87.1369 | 89.242 | 90.5782 | 91.9259 | 92.354 | 92.1702 | 91.6389 | 90.4819 | 88.1745 | 84.5662 | 81.1373 | 78.9591 | 77.44 | 0.028966 | 0.024873 | 0.026595 | 0.028244 | 0.032493 | 0.028755 | 0.025989 | 0.026528 | 0.029118 | 0.029742 | 0.03041 | 0.03413 | 0.033328 | 0.035399 | 0.036423 | 0.035713 | 0.034228 | 0.03058 | 0.027343 | 0.026968 | 0.026361 | 0.027785 | 0.028498 | 0.028971
Portfolio Adjusted1-in-10AllAll2018August Monthly Peak | Portfolio Adjusted | 1-in-10 | All | All | 2018 | August Monthly Peak | 8 | 4.5449 | 4.3502 | 4.2121 | 4.2003 | 4.3765 | 4.9071 | 5.546 | 6.3315 | 7.4286 | 8.3525 | 9.1055 | 9.5275 | 9.6603 | 9.799 | 9.7675 | 9.5056 | 9.0463 | 8.216 | 7.3347 | 6.948 | 6.7252 | 6.1846 | 5.5386 | 5.0265 | -0.0075229 | -0.0049975 | -0.0048645 | -0.0061572 | -0.0092082 | -0.010784 | -0.010285 | -0.011642 | -0.002225 | 0.0018387 | -0.0079411 | -0.0060346 | 0.0011626 | 0.024135 | 0.13658 | 0.14203 | 0.13502 | 0.11239 | 0.026642 | 0.0024247 | -0.0017374 | -0.0043705 | -0.009701 | -0.0098418 | 75.9607 | 74.9546 | 73.9454 | 73.0941 | 72.2088 | 71.6511 | 71.3209 | 71.5486 | 74.1965 | 79.3377 | 84.0862 | 88.4765 | 91.5183 | 93.4747 | 94.6934 | 95.6774 | 95.9663 | 95.3735 | 94.468 | 91.8014 | 87.711 | 84.6102 | 82.5622 | 80.6567 | 0.030209 | 0.025843 | 0.027569 | 0.029418 | 0.033885 | 0.030082 | 0.027476 | 0.028177 | 0.031197 | 0.031969 | 0.032763 | 0.036962 | 0.036211 | 0.038535 | 0.03962 | 0.038511 | 0.036478 | 0.032259 | 0.028752 | 0.028455 | 0.027588 | 0.028939 | 0.029691 | 0.030247
Portfolio Adjusted1-in-10AllAll2018September Monthly Peak | Portfolio Adjusted | 1-in-10 | All | All | 2018 | September Monthly Peak | 9 | 4.4821 | 4.3101 | 4.1834 | 4.1733 | 4.3617 | 4.902 | 5.6479 | 6.3434 | 7.4861 | 8.4467 | 9.2057 | 9.6324 | 9.7639 | 9.8979 | 9.8231 | 9.506 | 8.9909 | 8.1218 | 7.2723 | 7.0787 | 6.6371 | 6.0966 | 5.4401 | 4.9504 | -0.0076092 | -0.0046732 | -0.0048121 | -0.0061232 | -0.0091815 | -0.010369 | -0.010671 | -0.012921 | -0.0025801 | 0.0014376 | -0.0092189 | -0.0077433 | -0.0002988 | 0.024423 | 0.13811 | 0.14307 | 0.1355 | 0.11232 | 0.02758 | 0.002519 | -0.0012206 | -0.0038467 | -0.0095985 | -0.0096131 | 76.8859 | 75.8118 | 74.7205 | 73.959 | 73.1345 | 72.492 | 71.9123 | 71.6724 | 73.7961 | 78.4228 | 83.3329 | 87.7758 | 90.9948 | 93.115 | 93.818 | 94.1142 | 93.8768 | 92.8739 | 91.1607 | 87.929 | 83.9614 | 80.9431 | 78.5779 | 76.8713 | 0.030153 | 0.025946 | 0.027788 | 0.029732 | 0.034529 | 0.030524 | 0.028224 | 0.02908 | 0.032773 | 0.033776 | 0.034574 | 0.038943 | 0.038201 | 0.040704 | 0.041898 | 0.040457 | 0.038059 | 0.033373 | 0.029617 | 0.02965 | 0.028139 | 0.029482 | 0.030028 | 0.030477
Portfolio Adjusted1-in-10AllAll2018October Monthly Peak | Portfolio Adjusted | 1-in-10 | All | All | 2018 | October Monthly Peak | 10 | 4.1821 | 4.023 | 3.9046 | 3.8884 | 4.0548 | 4.5368 | 5.2811 | 5.7647 | 6.6137 | 7.4143 | 8.0677 | 8.4707 | 8.6291 | 8.7993 | 8.7789 | 8.5039 | 8.0192 | 7.2558 | 6.7996 | 6.5056 | 6.0777 | 5.5987 | 5.0157 | 4.5841 | -0.0025731 | -0.0026295 | -0.0021723 | -0.0038675 | -0.0062852 | -0.0091475 | -0.0061466 | -0.0068096 | -0.0027738 | -0.00021156 | -0.0048999 | -0.0022805 | 0.0038718 | 0.025084 | 0.13071 | 0.13294 | 0.12422 | 0.10271 | 0.021491 | 0.0014511 | -0.0034649 | -0.0054721 | -0.0082083 | -0.0094836 | 71.5337 | 70.1465 | 69.1437 | 67.9789 | 67.0017 | 66.1845 | 65.7761 | 65.3716 | 66.3078 | 70.7904 | 76.5742 | 82.1549 | 86.5558 | 89.3016 | 90.2895 | 90.8485 | 90.7275 | 89.652 | 87.0103 | 82.6935 | 78.6378 | 75.7798 | 73.6319 | 71.9981 | 0.027861 | 0.023936 | 0.02543 | 0.027115 | 0.031406 | 0.027806 | 0.02585 | 0.026227 | 0.029114 | 0.02998 | 0.030825 | 0.035036 | 0.034784 | 0.037175 | 0.038435 | 0.037182 | 0.03498 | 0.030766 | 0.027751 | 0.027288 | 0.025734 | 0.026864 | 0.027503 | 0.027789
Portfolio Adjusted1-in-10AllAll2018November Monthly Peak | Portfolio Adjusted | 1-in-10 | All | All | 2018 | November Monthly Peak | 11 | 3.9373 | 3.7886 | 3.7001 | 3.6937 | 3.8644 | 4.3195 | 4.8212 | 5.344 | 6.1065 | 6.7406 | 7.2749 | 7.5839 | 7.7168 | 7.8325 | 7.7663 | 7.5002 | 7.1307 | 6.8826 | 6.2871 | 5.8939 | 5.5362 | 5.109 | 4.6257 | 4.2801 | 0.0020557 | -1.0326e-05 | 0.00055777 | -0.0018207 | -0.0037351 | -0.0071642 | -0.0022249 | -0.0027785 | -0.003344 | -0.0022773 | -0.0024997 | 0.00059966 | 0.0055662 | 0.024351 | 0.11941 | 0.11978 | 0.11273 | 0.097284 | 0.016334 | 0.0010821 | -0.0041679 | -0.0056677 | -0.0064471 | -0.0088606 | 66.4639 | 64.9421 | 64.0669 | 62.6969 | 61.8345 | 60.9667 | 60.465 | 60.4289 | 63.0077 | 68.1161 | 74.3166 | 79.3544 | 82.3573 | 83.9917 | 84.8998 | 84.7757 | 83.4009 | 80.8149 | 77.5316 | 74.1216 | 71.6892 | 69.7252 | 67.9434 | 66.7363 | 0.026736 | 0.022991 | 0.024532 | 0.02613 | 0.030258 | 0.026967 | 0.024632 | 0.02504 | 0.027617 | 0.028213 | 0.028869 | 0.032677 | 0.032377 | 0.034556 | 0.035552 | 0.034365 | 0.032852 | 0.029821 | 0.026358 | 0.025668 | 0.024251 | 0.025365 | 0.02613 | 0.02658
Portfolio Adjusted1-in-10AllAll2018December Monthly Peak | Portfolio Adjusted | 1-in-10 | All | All | 2018 | December Monthly Peak | 12 | 3.6932 | 3.6041 | 3.5465 | 3.5607 | 3.7234 | 4.2724 | 5.0048 | 5.4467 | 6.1077 | 6.434 | 6.5138 | 6.4083 | 6.1819 | 6.0608 | 5.8558 | 5.5713 | 5.5232 | 5.6537 | 5.4179 | 5.1709 | 4.942 | 4.6776 | 4.3244 | 3.9543 | 0.0043435 | 0.00049563 | 0.0015508 | -0.00058787 | -0.0019604 | -0.0070461 | 9.2813e-06 | 0.00070016 | -0.0030522 | -0.0024891 | 0.00026763 | 0.003352 | 0.0068281 | 0.020415 | 0.094819 | 0.093282 | 0.089182 | 0.080114 | 0.010351 | -0.00083974 | -0.0061516 | -0.0070551 | -0.0058091 | -0.008459 | 43.2037 | 42.5462 | 42.3029 | 42.2167 | 42.14 | 41.9596 | 42.2761 | 42.3294 | 43.0327 | 44.8356 | 46.671 | 48.3925 | 49.5605 | 49.9686 | 50.0221 | 49.9277 | 49.4947 | 48.3043 | 47.0867 | 45.9068 | 44.8598 | 44.2329 | 43.8969 | 43.1642 | 0.026065 | 0.022368 | 0.023928 | 0.025435 | 0.029667 | 0.026626 | 0.024806 | 0.024918 | 0.026933 | 0.026512 | 0.026158 | 0.028894 | 0.027904 | 0.029389 | 0.030015 | 0.029303 | 0.028819 | 0.026847 | 0.024411 | 0.02403 | 0.022795 | 0.024104 | 0.024936 | 0.025284
Portfolio Adjusted1-in-10AllAll2018Typical Event Day | Portfolio Adjusted | 1-in-10 | All | All | 2018 | Typical Event Day | 8 | 4.4999 | 4.3069 | 4.1702 | 4.1587 | 4.3339 | 4.8541 | 5.4773 | 6.2304 | 7.276 | 8.1535 | 8.8756 | 9.2836 | 9.418 | 9.5654 | 9.5486 | 9.3041 | 8.8569 | 8.0483 | 7.1973 | 6.8241 | 6.6176 | 6.0891 | 5.4558 | 4.9588 | -0.0054405 | -0.0039218 | -0.0036851 | -0.0053059 | -0.0081703 | -0.010099 | -0.0085768 | -0.0096932 | -0.0024905 | 0.0009321 | -0.0067584 | -0.0044573 | 0.0022868 | 0.024356 | 0.13461 | 0.13952 | 0.13257 | 0.11017 | 0.024604 | 0.0023642 | -0.0021869 | -0.0046527 | -0.0090385 | -0.0097323 | 75.3019 | 74.1372 | 73.0859 | 72.1527 | 71.2671 | 70.4317 | 69.8693 | 70.2089 | 73.072 | 77.9442 | 82.7986 | 86.968 | 89.7506 | 91.5133 | 92.645 | 93.2424 | 93.3238 | 92.5981 | 91.377 | 88.6712 | 84.8795 | 81.5743 | 79.3228 | 77.5926 | 0.029575 | 0.025316 | 0.026976 | 0.028806 | 0.033189 | 0.029468 | 0.026913 | 0.027533 | 0.030389 | 0.031045 | 0.031749 | 0.035762 | 0.035065 | 0.037346 | 0.03845 | 0.037398 | 0.035443 | 0.031349 | 0.027961 | 0.027711 | 0.026887 | 0.028193 | 0.028937 | 0.029477
Portfolio Adjusted1-in-10AllAll2019January Monthly Peak | Portfolio Adjusted | 1-in-10 | All | All | 2019 | January Monthly Peak | 1 | 3.5653 | 3.5022 | 3.4504 | 3.4796 | 3.6362 | 4.2406 | 5.0769 | 5.5236 | 6.1695 | 6.4858 | 6.5249 | 6.4083 | 6.1261 | 5.986 | 5.7452 | 5.4019 | 5.3155 | 5.5001 | 5.3499 | 5.0933 | 4.8637 | 4.5855 | 4.2313 | 3.8312 | 0.0042184 | 0.00041614 | 0.0014587 | -0.00060996 | -0.0019914 | -0.0071936 | -4.4703e-05 | 0.00067158 | -0.0031366 | -0.0025328 | 0.00026059 | 0.0033906 | 0.0069158 | 0.020658 | 0.094842 | 0.092195 | 0.086969 | 0.078601 | 0.010265 | -0.0009088 | -0.006179 | -0.0070477 | -0.0058152 | -0.008495 | 42.7841 | 42.0786 | 41.3926 | 40.9106 | 40.6414 | 40.3282 | 39.9649 | 39.8116 | 40.2842 | 42.5733 | 45.1666 | 47.3556 | 49.1958 | 50.1327 | 50.5663 | 50.3578 | 49.5163 | 48.3293 | 46.2718 | 44.6585 | 43.4034 | 42.464 | 41.7576 | 41.0528 | 0.025726 | 0.022117 | 0.023671 | 0.025433 | 0.029933 | 0.026874 | 0.025313 | 0.025606 | 0.027652 | 0.026987 | 0.026556 | 0.029323 | 0.028186 | 0.029672 | 0.030227 | 0.029436 | 0.028647 | 0.026802 | 0.024466 | 0.024027 | 0.022756 | 0.024035 | 0.024945 | 0.025312
Portfolio Adjusted1-in-10AllAll2019February Monthly Peak | Portfolio Adjusted | 1-in-10 | All | All | 2019 | February Monthly Peak | 2 | 3.6402 | 3.5363 | 3.4699 | 3.4964 | 3.6635 | 4.1678 | 4.8175 | 5.1867 | 5.7803 | 6.1395 | 6.3422 | 6.4042 | 6.3381 | 6.356 | 6.2601 | 6.0056 | 5.7652 | 5.6431 | 5.5778 | 5.276 | 5.0124 | 4.6732 | 4.2631 | 3.9115 | 0.0042008 | 0.00034115 | 0.0014588 | -0.00063791 | -0.0020608 | -0.0071969 | -4.6909e-05 | 0.00070701 | -0.0031067 | -0.0025179 | 0.00030538 | 0.0035646 | 0.0073164 | 0.021713 | 0.10179 | 0.1 | 0.093123 | 0.080892 | 0.01072 | -0.00085437 | -0.0062928 | -0.0071835 | -0.0059294 | -0.0086138 | 49.9577 | 49.5282 | 48.94 | 48.3892 | 48.0691 | 47.2813 | 46.4451 | 46.8977 | 47.9479 | 50.1389 | 52.3786 | 53.8967 | 55.27 | 56.4327 | 57.4142 | 57.8468 | 57.2586 | 56.5384 | 54.692 | 52.7706 | 51.1545 | 49.7304 | 48.9261 | 47.943 | 0.026054 | 0.022395 | 0.023994 | 0.025799 | 0.030113 | 0.026911 | 0.025117 | 0.025213 | 0.02725 | 0.026876 | 0.026812 | 0.030051 | 0.029396 | 0.031374 | 0.032412 | 0.031386 | 0.030167 | 0.027635 | 0.025245 | 0.024711 | 0.023376 | 0.024523 | 0.025291 | 0.025602
Portfolio Adjusted1-in-10AllAll2019March Monthly Peak | Portfolio Adjusted | 1-in-10 | All | All | 2019 | March Monthly Peak | 3 | 3.8007 | 3.6602 | 3.5631 | 3.5651 | 3.7181 | 4.1672 | 4.8223 | 5.1761 | 5.7121 | 6.1745 | 6.5664 | 6.8023 | 6.9034 | 7.0521 | 7.0697 | 6.8894 | 6.571 | 6.099 | 5.7465 | 5.6729 | 5.3915 | 4.9894 | 4.5024 | 4.1343 | 0.0044275 | 0.00041567 | 0.0015136 | -0.00064681 | -0.0021312 | -0.007277 | -4.1772e-05 | 0.00073601 | -0.0031579 | -0.0025715 | 0.00036245 | 0.0038286 | 0.0079032 | 0.023415 | 0.11206 | 0.11155 | 0.10388 | 0.086585 | 0.011275 | -0.00077225 | -0.0066068 | -0.0074951 | -0.0062034 | -0.0090362 | 57.9827 | 56.4958 | 55.4748 | 54.8442 | 53.9842 | 53.3009 | 52.7161 | 52.6016 | 53.8879 | 58.0877 | 63.1405 | 67.7365 | 71.213 | 73.0192 | 74.1569 | 74.7453 | 74.6186 | 73.5576 | 71.9866 | 69.432 | 66.1382 | 63.2536 | 61.0116 | 59.1759 | 0.027163 | 0.023305 | 0.024851 | 0.026582 | 0.030735 | 0.027262 | 0.02547 | 0.025598 | 0.027609 | 0.027582 | 0.02794 | 0.031609 | 0.031336 | 0.033605 | 0.034874 | 0.03392 | 0.032392 | 0.028973 | 0.02615 | 0.026222 | 0.024866 | 0.025948 | 0.026672 | 0.026905
Portfolio Adjusted1-in-10AllAll2019April Monthly Peak | Portfolio Adjusted | 1-in-10 | All | All | 2019 | April Monthly Peak | 4 | 6.0057 | 5.784 | 5.6085 | 5.6061 | 5.9027 | 6.7198 | 7.6796 | 8.4785 | 9.4757 | 10.3008 | 11.0517 | 11.4739 | 11.6578 | 11.8435 | 11.7475 | 11.3356 | 10.6984 | 9.8106 | 8.9729 | 8.8204 | 8.5233 | 7.9126 | 7.1725 | 6.6273 | 0.00099963 | -0.0023773 | -0.0010229 | -0.0060493 | -0.011095 | -0.019081 | -0.0085631 | -0.0099528 | -0.0076259 | -0.0037791 | -0.0077359 | -0.00071238 | 0.01219 | 0.05927 | 0.24071 | 0.23729 | 0.21724 | 0.18385 | 0.042428 | 0.0026925 | -0.0099208 | -0.013955 | -0.017413 | -0.022329 | 68.3345 | 66.8856 | 65.2383 | 63.911 | 62.7773 | 61.8141 | 61.2556 | 61.2769 | 64.5269 | 70.5597 | 76.6704 | 81.9655 | 85.1913 | 87.0498 | 87.8921 | 88.4255 | 88.2991 | 87.658 | 85.7774 | 82.4173 | 78.0031 | 74.1203 | 71.4641 | 69.8015 | 0.064124 | 0.054615 | 0.059078 | 0.063333 | 0.073377 | 0.063935 | 0.058892 | 0.060518 | 0.066764 | 0.067938 | 0.069491 | 0.0788 | 0.078443 | 0.084049 | 0.087121 | 0.084657 | 0.080479 | 0.07096 | 0.062546 | 0.062821 | 0.060105 | 0.062907 | 0.064408 | 0.064823
Portfolio Adjusted1-in-10AllAll2019May Monthly Peak | Portfolio Adjusted | 1-in-10 | All | All | 2019 | May Monthly Peak | 5 | 6.153 | 5.9244 | 5.7496 | 5.7452 | 6.0666 | 6.9018 | 7.7862 | 8.8316 | 10.0101 | 10.97 | 11.7954 | 12.2354 | 12.3768 | 12.5259 | 12.3865 | 11.9245 | 11.2397 | 10.2671 | 9.3342 | 8.9895 | 8.823 | 8.2025 | 7.4314 | 6.8742 | -0.0061936 | -0.0056216 | -0.0049013 | -0.0092282 | -0.015126 | -0.021001 | -0.014665 | -0.017607 | -0.0069994 | -0.00099288 | -0.013086 | -0.0071473 | 0.0077263 | 0.059753 | 0.24943 | 0.24768 | 0.22747 | 0.19274 | 0.051503 | 0.0043726 | -0.0069181 | -0.011949 | -0.019438 | -0.022584 | 73.2208 | 71.3892 | 69.98 | 68.979 | 67.9184 | 66.9124 | 66.3523 | 66.6555 | 70.249 | 75.7512 | 80.8373 | 84.4009 | 87.2895 | 89.1913 | 90.3348 | 90.6612 | 90.2903 | 89.2185 | 87.8611 | 85.3165 | 81.3136 | 77.4276 | 74.9161 | 72.5187 | 0.064568 | 0.054989 | 0.059609 | 0.063988 | 0.074475 | 0.064982 | 0.059457 | 0.062185 | 0.06925 | 0.071037 | 0.072788 | 0.0825 | 0.081763 | 0.087351 | 0.090352 | 0.087468 | 0.082972 | 0.07277 | 0.063902 | 0.063239 | 0.061078 | 0.064146 | 0.065718 | 0.06642
Portfolio Adjusted1-in-10AllAll2019June Monthly Peak | Portfolio Adjusted | 1-in-10 | All | All | 2019 | June Monthly Peak | 6 | 6.394 | 6.1518 | 5.9558 | 5.9413 | 6.2355 | 7.0126 | 7.9119 | 8.9943 | 10.1379 | 11.066 | 11.8628 | 12.267 | 12.3215 | 12.4636 | 12.3495 | 11.9825 | 11.3774 | 10.459 | 9.5954 | 9.1075 | 8.9553 | 8.397 | 7.6018 | 7.0245 | -0.0038597 | -0.005503 | -0.0040189 | -0.0089273 | -0.01481 | -0.021888 | -0.012446 | -0.012883 | -0.0065606 | -0.00085459 | -0.009465 | -0.0017958 | 0.012332 | 0.059319 | 0.24562 | 0.24564 | 0.22666 | 0.1929 | 0.048695 | 0.0043007 | -0.0088811 | -0.014006 | -0.019436 | -0.02348 | 72.0194 | 70.6815 | 69.7174 | 68.673 | 67.6453 | 66.349 | 65.6669 | 66.6449 | 70.3679 | 75.2985 | 80.3319 | 84.4753 | 87.2437 | 88.8875 | 90.146 | 90.8232 | 91.2791 | 90.4981 | 89.3891 | 86.7682 | 83.26 | 79.5849 | 77.1705 | 75.3812 | 0.068237 | 0.057943 | 0.062478 | 0.066565 | 0.076481 | 0.066024 | 0.05995 | 0.061964 | 0.068165 | 0.069257 | 0.070647 | 0.079628 | 0.077721 | 0.08269 | 0.085319 | 0.083689 | 0.080172 | 0.071162 | 0.063807 | 0.06297 | 0.061401 | 0.065039 | 0.066668 | 0.06784
Portfolio Adjusted1-in-10AllAll2019July Monthly Peak | Portfolio Adjusted | 1-in-10 | All | All | 2019 | July Monthly Peak | 7 | 6.6161 | 6.3682 | 6.1878 | 6.1693 | 6.4869 | 7.3692 | 8.3533 | 9.4558 | 10.6563 | 11.6471 | 12.4773 | 12.8845 | 12.9555 | 13.1062 | 12.9942 | 12.6169 | 12.0161 | 11.0555 | 10.0772 | 9.5427 | 9.3537 | 8.7589 | 7.9293 | 7.306 | -0.012073 | -0.0090095 | -0.0083314 | -0.012626 | -0.019538 | -0.023922 | -0.019443 | -0.021613 | -0.0059411 | 0.0019386 | -0.015304 | -0.0090574 | 0.0069333 | 0.058319 | 0.25071 | 0.2542 | 0.23698 | 0.20344 | 0.059277 | 0.0064623 | -0.0051975 | -0.011495 | -0.021675 | -0.023658 | 76.3138 | 75.0732 | 73.933 | 72.8593 | 72.0525 | 71.2151 | 70.5651 | 70.9623 | 73.9132 | 78.6979 | 83.4259 | 87.1353 | 89.2366 | 90.5657 | 91.9114 | 92.3388 | 92.153 | 91.6209 | 90.4603 | 88.1527 | 84.5445 | 81.1159 | 78.9377 | 77.4202 | 0.070415 | 0.059791 | 0.064969 | 0.069022 | 0.079502 | 0.069009 | 0.062683 | 0.064247 | 0.070349 | 0.071498 | 0.072781 | 0.081948 | 0.079879 | 0.085086 | 0.087803 | 0.086257 | 0.082806 | 0.07396 | 0.066212 | 0.065333 | 0.063673 | 0.067515 | 0.069269 | 0.070413
Portfolio Adjusted1-in-10AllAll2019August Monthly Peak | Portfolio Adjusted | 1-in-10 | All | All | 2019 | August Monthly Peak | 8 | 6.7653 | 6.4995 | 6.3016 | 6.3021 | 6.6346 | 7.5701 | 8.664 | 9.7717 | 11.1024 | 12.18 | 13.0785 | 13.5348 | 13.6166 | 13.77 | 13.6357 | 13.1802 | 12.4865 | 11.4218 | 10.369 | 9.9089 | 9.6195 | 8.9321 | 8.0917 | 7.459 | -0.01856 | -0.012329 | -0.012001 | -0.01519 | -0.022718 | -0.026605 | -0.025374 | -0.028721 | -0.0054892 | 0.0045362 | -0.019591 | -0.014888 | 0.0028683 | 0.059544 | 0.26253 | 0.26588 | 0.24616 | 0.21053 | 0.065729 | 0.0059818 | -0.0042862 | -0.010783 | -0.023933 | -0.024281 | 75.9605 | 74.9572 | 73.9509 | 73.1004 | 72.2193 | 71.6644 | 71.3371 | 71.5666 | 74.2132 | 79.3484 | 84.0929 | 88.4818 | 91.5267 | 93.4839 | 94.6986 | 95.683 | 95.9739 | 95.3811 | 94.4776 | 91.8091 | 87.7147 | 84.6095 | 82.5581 | 80.6487 | 0.073498 | 0.062205 | 0.06738 | 0.071931 | 0.082946 | 0.07227 | 0.066331 | 0.068368 | 0.075534 | 0.077058 | 0.078652 | 0.089005 | 0.087084 | 0.09292 | 0.095775 | 0.093224 | 0.088397 | 0.078134 | 0.069716 | 0.068992 | 0.066704 | 0.07039 | 0.07224 | 0.073592
Portfolio Adjusted1-in-10AllAll2019September Monthly Peak | Portfolio Adjusted | 1-in-10 | All | All | 2019 | September Monthly Peak | 9 | 6.6822 | 6.4514 | 6.2711 | 6.2739 | 6.6271 | 7.5738 | 8.8028 | 9.8457 | 11.2912 | 12.44 | 13.3588 | 13.8238 | 13.8973 | 14.0465 | 13.8536 | 13.3064 | 12.5237 | 11.3963 | 10.368 | 10.1289 | 9.5635 | 8.8733 | 7.9998 | 7.3811 | -0.018773 | -0.011529 | -0.011872 | -0.015107 | -0.022652 | -0.025582 | -0.026326 | -0.031877 | -0.0063652 | 0.0035467 | -0.022744 | -0.019103 | -0.00073716 | 0.060254 | 0.26687 | 0.26951 | 0.24889 | 0.21193 | 0.068041 | 0.0062146 | -0.0030114 | -0.0094902 | -0.02368 | -0.023716 | 76.9104 | 75.8371 | 74.7476 | 73.9888 | 73.1654 | 72.5268 | 71.9503 | 71.7117 | 73.8329 | 78.4532 | 83.3571 | 87.7997 | 91.0197 | 93.1397 | 93.8431 | 94.1381 | 93.8983 | 92.8892 | 91.1757 | 87.945 | 83.9775 | 80.9571 | 78.5916 | 76.8831 | 0.073399 | 0.062521 | 0.067943 | 0.072731 | 0.084564 | 0.073415 | 0.068119 | 0.070665 | 0.079534 | 0.08166 | 0.083287 | 0.09405 | 0.092151 | 0.098425 | 0.10155 | 0.098168 | 0.092433 | 0.081009 | 0.071943 | 0.071961 | 0.06817 | 0.071811 | 0.073147 | 0.074221
Portfolio Adjusted1-in-10AllAll2019October Monthly Peak | Portfolio Adjusted | 1-in-10 | All | All | 2019 | October Monthly Peak | 10 | 6.2988 | 6.076 | 5.8916 | 5.8737 | 6.1878 | 7.0549 | 8.265 | 9.0376 | 10.1271 | 11.1026 | 11.9262 | 12.3991 | 12.5482 | 12.7431 | 12.6202 | 12.1223 | 11.3773 | 10.38 | 9.8065 | 9.4134 | 8.8537 | 8.2265 | 7.4503 | 6.8873 | -0.006348 | -0.0064872 | -0.0053593 | -0.0095414 | -0.015506 | -0.022568 | -0.015164 | -0.0168 | -0.0068432 | -0.00052195 | -0.012089 | -0.0056262 | 0.0095522 | 0.061886 | 0.25731 | 0.2546 | 0.23178 | 0.19663 | 0.053021 | 0.0035799 | -0.0085482 | -0.0135 | -0.020251 | -0.023397 | 71.5651 | 70.1785 | 69.1761 | 68.0125 | 67.0349 | 66.2189 | 65.8117 | 65.4096 | 66.3467 | 70.8206 | 76.5974 | 82.1777 | 86.5819 | 89.3291 | 90.3162 | 90.8724 | 90.7476 | 89.6671 | 87.0185 | 82.6981 | 78.6426 | 75.7888 | 73.6464 | 72.0127 | 0.06783 | 0.057665 | 0.062166 | 0.066306 | 0.07689 | 0.066812 | 0.062284 | 0.063749 | 0.070724 | 0.072591 | 0.074432 | 0.084823 | 0.084156 | 0.090115 | 0.09335 | 0.090397 | 0.085121 | 0.074838 | 0.067461 | 0.06628 | 0.062396 | 0.065456 | 0.067018 | 0.067666
Portfolio Adjusted1-in-10AllAll2019November Monthly Peak | Portfolio Adjusted | 1-in-10 | All | All | 2019 | November Monthly Peak | 11 | 5.9385 | 5.7313 | 5.5854 | 5.5813 | 5.8979 | 6.7274 | 7.6408 | 8.4387 | 9.4092 | 10.1842 | 10.8591 | 11.2176 | 11.3375 | 11.4705 | 11.295 | 10.8178 | 10.2502 | 9.8719 | 9.1069 | 8.5973 | 8.1247 | 7.5613 | 6.911 | 6.4544 | 0.0050717 | -2.5475e-05 | 0.0013761 | -0.0044919 | -0.0092148 | -0.017675 | -0.0054889 | -0.0068548 | -0.0082499 | -0.0056184 | -0.006167 | 0.0014794 | 0.013732 | 0.060076 | 0.23726 | 0.23149 | 0.21262 | 0.18638 | 0.040297 | 0.0026696 | -0.010283 | -0.013983 | -0.015906 | -0.02186 | 66.5114 | 64.9879 | 64.1163 | 62.7474 | 61.8855 | 61.0167 | 60.5182 | 60.4863 | 63.0607 | 68.1649 | 74.364 | 79.4003 | 82.4044 | 84.038 | 84.9462 | 84.8189 | 83.4395 | 80.8512 | 77.5707 | 74.1655 | 71.7332 | 69.7705 | 67.9881 | 66.7816 | 0.065099 | 0.055395 | 0.05999 | 0.0639 | 0.074077 | 0.064781 | 0.05953 | 0.060934 | 0.067169 | 0.068441 | 0.06988 | 0.079297 | 0.078527 | 0.083968 | 0.086535 | 0.083725 | 0.080123 | 0.072601 | 0.064147 | 0.062452 | 0.058903 | 0.061878 | 0.063742 | 0.064758
Portfolio Adjusted1-in-10AllAll2019December Monthly Peak | Portfolio Adjusted | 1-in-10 | All | All | 2019 | December Monthly Peak | 12 | 5.5488 | 5.3994 | 5.2916 | 5.3005 | 5.6018 | 6.5156 | 7.6724 | 8.3407 | 9.1338 | 9.4829 | 9.5806 | 9.4388 | 9.1382 | 8.9932 | 8.6792 | 8.2519 | 8.1013 | 8.1878 | 7.8833 | 7.5594 | 7.2454 | 6.8905 | 6.3902 | 5.9187 | 0.010716 | 0.0012228 | 0.0038259 | -0.0014503 | -0.0048364 | -0.017383 | 2.2897e-05 | 0.0017274 | -0.00753 | -0.0061409 | 0.00066028 | 0.0082698 | 0.016846 | 0.050366 | 0.19175 | 0.18435 | 0.17103 | 0.15429 | 0.025537 | -0.0020717 | -0.015176 | -0.017406 | -0.014332 | -0.020869 | 43.2453 | 42.5872 | 42.3432 | 42.2586 | 42.1841 | 42.0027 | 42.3208 | 42.3743 | 43.0753 | 44.8724 | 46.7036 | 48.4254 | 49.5963 | 50.0036 | 50.0576 | 49.9634 | 49.5295 | 48.341 | 47.1228 | 45.9417 | 44.8911 | 44.2659 | 43.9307 | 43.1984 | 0.063508 | 0.053899 | 0.058514 | 0.062184 | 0.072621 | 0.063862 | 0.059726 | 0.060494 | 0.065338 | 0.06415 | 0.063227 | 0.070147 | 0.067805 | 0.071598 | 0.073278 | 0.071639 | 0.070459 | 0.065448 | 0.059446 | 0.058467 | 0.055324 | 0.058754 | 0.060743 | 0.061623
Portfolio Adjusted1-in-10AllAll2019Typical Event Day | Portfolio Adjusted | 1-in-10 | All | All | 2019 | Typical Event Day | 8 | 6.7083 | 6.4442 | 6.2461 | 6.2464 | 6.5762 | 7.4984 | 8.5735 | 9.6383 | 10.9033 | 11.9209 | 12.7786 | 13.2175 | 13.3002 | 13.4637 | 13.3475 | 12.914 | 12.2377 | 11.2022 | 10.1892 | 9.746 | 9.4775 | 8.8056 | 7.9816 | 7.3666 | -0.013422 | -0.0096754 | -0.0090916 | -0.01309 | -0.020157 | -0.024914 | -0.02116 | -0.023914 | -0.0061444 | 0.0022996 | -0.016674 | -0.010997 | 0.0056418 | 0.060089 | 0.25933 | 0.26153 | 0.24198 | 0.20653 | 0.0607 | 0.0058326 | -0.0053953 | -0.011479 | -0.022299 | -0.024011 | 75.301 | 74.1373 | 73.0872 | 72.1554 | 71.2706 | 70.4388 | 69.8799 | 70.2214 | 73.0818 | 77.9495 | 82.8019 | 86.973 | 89.7567 | 91.5192 | 92.6498 | 93.2458 | 93.3261 | 92.5973 | 91.3757 | 88.6688 | 84.8742 | 81.5668 | 79.3145 | 77.5833 | 0.071932 | 0.060903 | 0.065916 | 0.070419 | 0.081225 | 0.070746 | 0.064945 | 0.066797 | 0.07357 | 0.07482 | 0.076203 | 0.086095 | 0.084304 | 0.090029 | 0.092922 | 0.090505 | 0.085871 | 0.075913 | 0.067779 | 0.067173 | 0.06499 | 0.068558 | 0.070387 | 0.071693
Portfolio Adjusted1-in-10AllAll2020January Monthly Peak | Portfolio Adjusted | 1-in-10 | All | All | 2020 | January Monthly Peak | 1 | 5.406 | 5.2875 | 5.1837 | 5.2213 | 5.5287 | 6.5155 | 7.801 | 8.4932 | 9.2733 | 9.5875 | 9.6395 | 9.4859 | 9.1192 | 8.9527 | 8.5947 | 8.0976 | 7.8753 | 8.023 | 7.8161 | 7.4778 | 7.162 | 6.7928 | 6.3002 | 5.805 | 0.010407 | 0.0010266 | 0.0035985 | -0.0015048 | -0.0049126 | -0.017746 | -0.00011028 | 0.0016568 | -0.0077378 | -0.0062484 | 0.00064286 | 0.0083646 | 0.017061 | 0.050962 | 0.19264 | 0.18365 | 0.16806 | 0.15219 | 0.025324 | -0.002242 | -0.015244 | -0.017387 | -0.014346 | -0.020957 | 42.8313 | 42.1245 | 41.4362 | 40.9531 | 40.6821 | 40.3684 | 40.0066 | 39.8523 | 40.325 | 42.6153 | 45.2103 | 47.3976 | 49.2381 | 50.1723 | 50.6043 | 50.3962 | 49.5511 | 48.3605 | 46.3037 | 44.6908 | 43.4378 | 42.5026 | 41.7983 | 41.0937 | 0.062771 | 0.053444 | 0.057927 | 0.062245 | 0.07335 | 0.064733 | 0.061085 | 0.062209 | 0.067133 | 0.06534 | 0.06425 | 0.071244 | 0.068555 | 0.072348 | 0.073853 | 0.07203 | 0.070083 | 0.065367 | 0.059577 | 0.058444 | 0.055212 | 0.058578 | 0.060778 | 0.061785
Portfolio Adjusted1-in-10AllAll2020February Monthly Peak | Portfolio Adjusted | 1-in-10 | All | All | 2020 | February Monthly Peak | 2 | 5.5095 | 5.3487 | 5.23 | 5.2657 | 5.5732 | 6.4504 | 7.5373 | 8.1348 | 8.8645 | 9.2526 | 9.5065 | 9.5794 | 9.4676 | 9.4933 | 9.3049 | 8.8716 | 8.4629 | 8.2545 | 8.131 | 7.7342 | 7.3795 | 6.931 | 6.367 | 5.9123 | 0.010363 | 0.0008416 | 0.0035989 | -0.0015737 | -0.0050838 | -0.017755 | -0.00011572 | 0.0017442 | -0.007664 | -0.0062117 | 0.00075338 | 0.0087938 | 0.018049 | 0.053566 | 0.2057 | 0.19687 | 0.1783 | 0.15682 | 0.026445 | -0.0021077 | -0.015524 | -0.017722 | -0.014628 | -0.02125 | 49.9935 | 49.5641 | 48.9745 | 48.4239 | 48.1077 | 47.321 | 46.4775 | 46.9346 | 47.9893 | 50.1803 | 52.4202 | 53.9339 | 55.3076 | 56.4749 | 57.4569 | 57.8869 | 57.2949 | 56.5758 | 54.732 | 52.8141 | 51.2016 | 49.779 | 48.9776 | 47.996 | 0.063537 | 0.054087 | 0.058719 | 0.063138 | 0.073773 | 0.064764 | 0.060722 | 0.061393 | 0.066318 | 0.065261 | 0.065033 | 0.073125 | 0.071546 | 0.076503 | 0.079163 | 0.076725 | 0.073779 | 0.067478 | 0.061518 | 0.060181 | 0.056815 | 0.05985 | 0.061703 | 0.06246
Portfolio Adjusted1-in-10AllAll2020March Monthly Peak | Portfolio Adjusted | 1-in-10 | All | All | 2020 | March Monthly Peak | 3 | 5.7476 | 5.545 | 5.3869 | 5.3897 | 5.6728 | 6.4857 | 7.5873 | 8.1814 | 8.8554 | 9.3838 | 9.8741 | 10.1519 | 10.242 | 10.4173 | 10.353 | 9.993 | 9.4826 | 8.8507 | 8.4036 | 8.2878 | 7.9129 | 7.3796 | 6.7239 | 6.2367 | 0.010923 | 0.0010254 | 0.0037339 | -0.0015957 | -0.0052577 | -0.017952 | -0.00010305 | 0.0018157 | -0.0077905 | -0.0063439 | 0.00089415 | 0.0094451 | 0.019497 | 0.057765 | 0.22429 | 0.21663 | 0.19615 | 0.16681 | 0.027815 | -0.0019051 | -0.016299 | -0.01849 | -0.015304 | -0.022292 | 58.0269 | 56.5392 | 55.5181 | 54.8855 | 54.0269 | 53.3433 | 52.7602 | 52.6457 | 53.9308 | 58.124 | 63.1691 | 67.7641 | 71.2436 | 73.051 | 74.1866 | 74.7746 | 74.6475 | 73.5842 | 72.0102 | 69.4553 | 66.1617 | 63.2806 | 61.0381 | 59.1991 | 0.066232 | 0.056295 | 0.060825 | 0.065065 | 0.075302 | 0.065622 | 0.061558 | 0.062378 | 0.067275 | 0.067056 | 0.067815 | 0.076907 | 0.076212 | 0.081849 | 0.085052 | 0.082784 | 0.079112 | 0.070716 | 0.063786 | 0.063883 | 0.060466 | 0.063346 | 0.06511 | 0.065623
Portfolio Adjusted1-in-10AllAll2020April Monthly Peak | Portfolio Adjusted | 1-in-10 | All | All | 2020 | April Monthly Peak | 4 | 6.0156 | 5.7936 | 5.6177 | 5.6154 | 5.9126 | 6.7315 | 7.6934 | 8.4937 | 9.4919 | 10.3177 | 11.0693 | 11.4917 | 11.6756 | 11.8615 | 11.765 | 11.3521 | 10.7138 | 9.825 | 8.9865 | 8.8338 | 8.5364 | 7.9249 | 7.184 | 6.6381 | 0.0010025 | -0.0023842 | -0.0010259 | -0.006067 | -0.011127 | -0.019137 | -0.0085881 | -0.0099818 | -0.0076482 | -0.0037901 | -0.0077584 | -0.00071446 | 0.012226 | 0.059443 | 0.24129 | 0.23785 | 0.21774 | 0.18428 | 0.042552 | 0.0027004 | -0.0099498 | -0.013996 | -0.017464 | -0.022395 | 68.3347 | 66.8858 | 65.2385 | 63.9112 | 62.7775 | 61.8143 | 61.2558 | 61.2771 | 64.5271 | 70.5599 | 76.6706 | 81.9657 | 85.1915 | 87.05 | 87.8922 | 88.4256 | 88.2992 | 87.6581 | 85.7775 | 82.4174 | 78.0031 | 74.1204 | 71.4641 | 69.8016 | 0.06431 | 0.054773 | 0.05925 | 0.063517 | 0.073591 | 0.06412 | 0.059062 | 0.060694 | 0.066958 | 0.068135 | 0.069692 | 0.079029 | 0.07867 | 0.084292 | 0.087374 | 0.084903 | 0.080713 | 0.071166 | 0.062728 | 0.063004 | 0.060279 | 0.06309 | 0.064596 | 0.065011
Portfolio Adjusted1-in-10AllAll2020May Monthly Peak | Portfolio Adjusted | 1-in-10 | All | All | 2020 | May Monthly Peak | 5 | 6.1629 | 5.934 | 5.7589 | 5.7546 | 6.0768 | 6.9138 | 7.8002 | 8.8472 | 10.0269 | 10.9877 | 11.8139 | 12.2541 | 12.3955 | 12.5447 | 12.4048 | 11.9417 | 11.2557 | 10.282 | 9.3482 | 9.0031 | 8.8363 | 8.2151 | 7.4431 | 6.8853 | -0.0062116 | -0.005638 | -0.0049156 | -0.0092551 | -0.01517 | -0.021063 | -0.014708 | -0.017659 | -0.0070199 | -0.00099578 | -0.013124 | -0.0071682 | 0.0077489 | 0.059927 | 0.25003 | 0.24826 | 0.22799 | 0.19318 | 0.051653 | 0.0043853 | -0.0069383 | -0.011984 | -0.019495 | -0.02265 | 73.2208 | 71.3893 | 69.98 | 68.979 | 67.9185 | 66.9125 | 66.3525 | 66.6556 | 70.2491 | 75.7514 | 80.8375 | 84.401 | 87.2896 | 89.1914 | 90.3349 | 90.6613 | 90.2904 | 89.2186 | 87.8611 | 85.3165 | 81.3137 | 77.4276 | 74.9161 | 72.5188 | 0.064755 | 0.055148 | 0.059782 | 0.064175 | 0.074692 | 0.06517 | 0.059629 | 0.062366 | 0.069451 | 0.071242 | 0.072998 | 0.082739 | 0.081999 | 0.087604 | 0.090614 | 0.087721 | 0.083213 | 0.072981 | 0.064088 | 0.063423 | 0.061255 | 0.064332 | 0.065909 | 0.066613
Portfolio Adjusted1-in-10AllAll2020June Monthly Peak | Portfolio Adjusted | 1-in-10 | All | All | 2020 | June Monthly Peak | 6 | 6.4044 | 6.1618 | 5.9655 | 5.951 | 6.2459 | 7.0248 | 7.9261 | 9.0099 | 10.1545 | 11.0833 | 11.8808 | 12.2851 | 12.3392 | 12.4814 | 12.3668 | 11.9991 | 11.3929 | 10.4735 | 9.6093 | 9.121 | 8.9686 | 8.4098 | 7.6137 | 7.0358 | -0.003871 | -0.0055191 | -0.0040307 | -0.0089533 | -0.014854 | -0.021952 | -0.012483 | -0.012921 | -0.0065798 | -0.00085709 | -0.0094926 | -0.001801 | 0.012368 | 0.059492 | 0.2462 | 0.2462 | 0.22716 | 0.19334 | 0.048837 | 0.0043132 | -0.008907 | -0.014047 | -0.019492 | -0.023549 | 72.0193 | 70.6814 | 69.7173 | 68.6729 | 67.6452 | 66.349 | 65.6668 | 66.6448 | 70.3679 | 75.2984 | 80.3319 | 84.4752 | 87.2437 | 88.8875 | 90.146 | 90.8232 | 91.2791 | 90.4981 | 89.3891 | 86.7682 | 83.2599 | 79.5848 | 77.1704 | 75.3811 | 0.068435 | 0.058111 | 0.06266 | 0.066759 | 0.076703 | 0.066215 | 0.060124 | 0.062143 | 0.068362 | 0.069457 | 0.070851 | 0.079858 | 0.077945 | 0.082929 | 0.085566 | 0.083932 | 0.080405 | 0.071368 | 0.063992 | 0.063153 | 0.061579 | 0.065227 | 0.066861 | 0.068037
Portfolio Adjusted1-in-10AllAll2020July Monthly Peak | Portfolio Adjusted | 1-in-10 | All | All | 2020 | July Monthly Peak | 7 | 6.6267 | 6.3785 | 6.1978 | 6.1793 | 6.4977 | 7.3819 | 8.368 | 9.4719 | 10.6734 | 11.6648 | 12.4956 | 12.9029 | 12.9736 | 13.1244 | 13.0119 | 12.6339 | 12.0321 | 11.0706 | 10.0916 | 9.5566 | 9.3674 | 8.772 | 7.9415 | 7.3176 | -0.012108 | -0.0090358 | -0.0083557 | -0.012663 | -0.019595 | -0.023992 | -0.0195 | -0.021676 | -0.0059585 | 0.0019443 | -0.015349 | -0.0090839 | 0.0069536 | 0.05849 | 0.2513 | 0.25477 | 0.2375 | 0.20391 | 0.05945 | 0.0064812 | -0.0052127 | -0.011529 | -0.021739 | -0.023727 | 76.3138 | 75.0732 | 73.9329 | 72.8593 | 72.0524 | 71.2151 | 70.5651 | 70.9623 | 73.9132 | 78.6979 | 83.4258 | 87.1353 | 89.2365 | 90.5656 | 91.9113 | 92.3387 | 92.1529 | 91.6208 | 90.4602 | 88.1526 | 84.5444 | 81.1158 | 78.9376 | 77.4201 | 0.07062 | 0.059964 | 0.065158 | 0.069223 | 0.079734 | 0.069208 | 0.062865 | 0.064433 | 0.070553 | 0.071704 | 0.072991 | 0.082185 | 0.080109 | 0.085332 | 0.088057 | 0.086507 | 0.083046 | 0.074174 | 0.066404 | 0.065523 | 0.063857 | 0.067711 | 0.06947 | 0.070618
Portfolio Adjusted1-in-10AllAll2020August Monthly Peak | Portfolio Adjusted | 1-in-10 | All | All | 2020 | August Monthly Peak | 8 | 6.7762 | 6.51 | 6.3118 | 6.3124 | 6.6456 | 7.5832 | 8.6793 | 9.7886 | 11.1204 | 12.1988 | 13.098 | 13.5545 | 13.636 | 13.7895 | 13.6547 | 13.1982 | 12.5034 | 11.4375 | 10.3839 | 9.9235 | 9.6337 | 8.9456 | 8.1042 | 7.4709 | -0.018614 | -0.012365 | -0.012036 | -0.015235 | -0.022784 | -0.026682 | -0.025448 | -0.028805 | -0.0055053 | 0.0045494 | -0.019649 | -0.014931 | 0.0028766 | 0.059718 | 0.26315 | 0.26649 | 0.2467 | 0.21101 | 0.065921 | 0.0059993 | -0.0042987 | -0.010814 | -0.024003 | -0.024351 | 75.9605 | 74.9572 | 73.9509 | 73.1005 | 72.2194 | 71.6645 | 71.3372 | 71.5667 | 74.2133 | 79.3484 | 84.0929 | 88.4818 | 91.5267 | 93.484 | 94.6986 | 95.683 | 95.9739 | 95.3811 | 94.4777 | 91.8092 | 87.7147 | 84.6095 | 82.5581 | 80.6487 | 0.073712 | 0.062385 | 0.067576 | 0.07214 | 0.083187 | 0.072478 | 0.066523 | 0.068566 | 0.075753 | 0.077281 | 0.07888 | 0.089263 | 0.087335 | 0.093189 | 0.096052 | 0.093494 | 0.088653 | 0.07836 | 0.069918 | 0.069192 | 0.066897 | 0.070595 | 0.07245 | 0.073806
Portfolio Adjusted1-in-10AllAll2020September Monthly Peak | Portfolio Adjusted | 1-in-10 | All | All | 2020 | September Monthly Peak | 9 | 6.693 | 6.4619 | 6.2813 | 6.2842 | 6.6383 | 7.5869 | 8.8183 | 9.8629 | 11.3099 | 12.4596 | 13.3792 | 13.8444 | 13.9176 | 14.0669 | 13.8733 | 13.325 | 12.5411 | 11.4124 | 10.3832 | 10.1438 | 9.5779 | 8.8869 | 8.0124 | 7.3931 | -0.018828 | -0.011563 | -0.011907 | -0.015151 | -0.022718 | -0.025657 | -0.026403 | -0.03197 | -0.0063838 | 0.003557 | -0.02281 | -0.019159 | -0.00073932 | 0.06043 | 0.2675 | 0.27013 | 0.24944 | 0.21242 | 0.06824 | 0.0062328 | -0.0030202 | -0.0095179 | -0.023749 | -0.023786 | 76.9105 | 75.8373 | 74.7477 | 73.9889 | 73.1655 | 72.5269 | 71.9505 | 71.7119 | 73.833 | 78.4534 | 83.3572 | 87.7999 | 91.0199 | 93.1398 | 93.8433 | 94.1383 | 93.8985 | 92.8893 | 91.1757 | 87.9451 | 83.9776 | 80.9572 | 78.5917 | 76.8832 | 0.073612 | 0.062701 | 0.068141 | 0.072943 | 0.08481 | 0.073627 | 0.068316 | 0.07087 | 0.079765 | 0.081896 | 0.083528 | 0.094322 | 0.092418 | 0.09871 | 0.10185 | 0.098453 | 0.092701 | 0.081244 | 0.072151 | 0.07217 | 0.068367 | 0.07202 | 0.073359 | 0.074436
Portfolio Adjusted1-in-10AllAll2020October Monthly Peak | Portfolio Adjusted | 1-in-10 | All | All | 2020 | October Monthly Peak | 10 | 6.3092 | 6.0861 | 5.9013 | 5.8834 | 6.1983 | 7.0673 | 8.2797 | 9.0536 | 10.1444 | 11.1207 | 11.9451 | 12.4184 | 12.5675 | 12.7624 | 12.639 | 12.1401 | 11.3938 | 10.3953 | 9.8213 | 9.4277 | 8.8673 | 8.2394 | 7.4622 | 6.8986 | -0.0063665 | -0.0065061 | -0.005375 | -0.0095692 | -0.015551 | -0.022634 | -0.015209 | -0.016849 | -0.0068631 | -0.00052347 | -0.012124 | -0.0056426 | 0.0095801 | 0.062066 | 0.25793 | 0.2552 | 0.23231 | 0.19709 | 0.053176 | 0.0035904 | -0.0085731 | -0.01354 | -0.02031 | -0.023465 | 71.5652 | 70.1787 | 69.1763 | 68.0127 | 67.0351 | 66.2191 | 65.8119 | 65.4098 | 66.3469 | 70.8208 | 76.5975 | 82.1778 | 86.582 | 89.3293 | 90.3163 | 90.8725 | 90.7477 | 89.6671 | 87.0185 | 82.6982 | 78.6426 | 75.7888 | 73.6465 | 72.0128 | 0.068027 | 0.057832 | 0.062347 | 0.066498 | 0.077114 | 0.067005 | 0.062464 | 0.063934 | 0.07093 | 0.072801 | 0.074648 | 0.085068 | 0.0844 | 0.090376 | 0.093621 | 0.09066 | 0.085368 | 0.075055 | 0.067657 | 0.066472 | 0.062577 | 0.065646 | 0.067212 | 0.067862
Portfolio Adjusted1-in-10AllAll2020November Monthly Peak | Portfolio Adjusted | 1-in-10 | All | All | 2020 | November Monthly Peak | 11 | 5.9483 | 5.7408 | 5.5946 | 5.5905 | 5.9079 | 6.7393 | 7.6546 | 8.4539 | 9.4254 | 10.2011 | 10.8767 | 11.2354 | 11.3553 | 11.4884 | 11.3123 | 10.8341 | 10.2655 | 9.8865 | 9.1208 | 8.6105 | 8.1374 | 7.5733 | 6.9223 | 6.4651 | 0.0050865 | -2.5548e-05 | 0.0013801 | -0.004505 | -0.0092417 | -0.017726 | -0.005505 | -0.0068748 | -0.008274 | -0.0056348 | -0.0061851 | 0.0014837 | 0.013772 | 0.060251 | 0.23784 | 0.23204 | 0.21311 | 0.18681 | 0.040415 | 0.0026774 | -0.010313 | -0.014024 | -0.015952 | -0.021924 | 66.5117 | 64.9882 | 64.1165 | 62.7477 | 61.8857 | 61.0169 | 60.5184 | 60.4866 | 63.061 | 68.1652 | 74.3643 | 79.4006 | 82.4047 | 84.0382 | 84.9464 | 84.8191 | 83.4397 | 80.8514 | 77.5709 | 74.1657 | 71.7334 | 69.7707 | 67.9883 | 66.7819 | 0.065288 | 0.055555 | 0.060164 | 0.064086 | 0.074293 | 0.064968 | 0.059702 | 0.061111 | 0.067364 | 0.06864 | 0.070082 | 0.079527 | 0.078754 | 0.084212 | 0.086787 | 0.083968 | 0.080355 | 0.072812 | 0.064333 | 0.062633 | 0.059074 | 0.062058 | 0.063927 | 0.064946
Portfolio Adjusted1-in-10AllAll2020December Monthly Peak | Portfolio Adjusted | 1-in-10 | All | All | 2020 | December Monthly Peak | 12 | 5.5579 | 5.4082 | 5.3001 | 5.3091 | 5.611 | 6.5267 | 7.6855 | 8.3549 | 9.1486 | 9.4979 | 9.5957 | 9.4537 | 9.1527 | 9.0076 | 8.693 | 8.2651 | 8.1139 | 8.2003 | 7.8954 | 7.5711 | 7.2567 | 6.9014 | 6.4003 | 5.9284 | 0.010747 | 0.0012263 | 0.003837 | -0.0014546 | -0.0048505 | -0.017434 | 2.2965e-05 | 0.0017324 | -0.007552 | -0.0061588 | 0.00066221 | 0.0082939 | 0.016895 | 0.050513 | 0.19222 | 0.1848 | 0.17143 | 0.15466 | 0.025611 | -0.0020778 | -0.015221 | -0.017457 | -0.014373 | -0.02093 | 43.2455 | 42.5874 | 42.3434 | 42.2588 | 42.1843 | 42.0029 | 42.3211 | 42.3745 | 43.0755 | 44.8726 | 46.7038 | 48.4256 | 49.5965 | 50.0038 | 50.0578 | 49.9635 | 49.5297 | 48.3412 | 47.123 | 45.9418 | 44.8913 | 44.266 | 43.9309 | 43.1985 | 0.063692 | 0.054055 | 0.058684 | 0.062365 | 0.072832 | 0.064047 | 0.059898 | 0.060669 | 0.065527 | 0.064336 | 0.06341 | 0.07035 | 0.068002 | 0.071806 | 0.073491 | 0.071848 | 0.070664 | 0.065638 | 0.059619 | 0.058637 | 0.055485 | 0.058924 | 0.060919 | 0.061802
Portfolio Adjusted1-in-10AllAll2020Typical Event Day | Portfolio Adjusted | 1-in-10 | All | All | 2020 | Typical Event Day | 8 | 6.7191 | 6.4547 | 6.2563 | 6.2566 | 6.5872 | 7.5114 | 8.5887 | 9.655 | 10.9211 | 11.9394 | 12.7978 | 13.2369 | 13.3192 | 13.4829 | 13.3661 | 12.9317 | 12.2543 | 11.2177 | 10.2039 | 9.7604 | 9.4916 | 8.819 | 7.994 | 7.3785 | -0.013461 | -0.0097036 | -0.0091181 | -0.013128 | -0.020216 | -0.024987 | -0.021222 | -0.023984 | -0.0061623 | 0.0023063 | -0.016722 | -0.011029 | 0.0056582 | 0.060264 | 0.25994 | 0.26213 | 0.24252 | 0.207 | 0.060877 | 0.0058497 | -0.0054111 | -0.011512 | -0.022364 | -0.024081 | 75.301 | 74.1373 | 73.0872 | 72.1554 | 71.2706 | 70.4389 | 69.8799 | 70.2215 | 73.0818 | 77.9495 | 82.802 | 86.9731 | 89.7567 | 91.5192 | 92.6498 | 93.2458 | 93.3261 | 92.5973 | 91.3757 | 88.6687 | 84.8742 | 81.5668 | 79.3144 | 77.5833 | 0.07214 | 0.061079 | 0.066108 | 0.070624 | 0.081462 | 0.07095 | 0.065133 | 0.06699 | 0.073784 | 0.075036 | 0.076423 | 0.086343 | 0.084548 | 0.090289 | 0.093191 | 0.090768 | 0.08612 | 0.076132 | 0.067976 | 0.067368 | 0.065179 | 0.068757 | 0.070591 | 0.071901
Portfolio Adjusted1-in-10AllAll2021January Monthly Peak | Portfolio Adjusted | 1-in-10 | All | All | 2021 | January Monthly Peak | 1 | 5.415 | 5.2963 | 5.1922 | 5.2299 | 5.538 | 6.5267 | 7.8144 | 8.5078 | 9.2886 | 9.6027 | 9.6547 | 9.501 | 9.1338 | 8.9673 | 8.6087 | 8.1108 | 7.8879 | 8.0354 | 7.8282 | 7.4895 | 7.1732 | 6.8036 | 6.3104 | 5.8147 | 0.010437 | 0.0010296 | 0.003609 | -0.0015092 | -0.004927 | -0.017798 | -0.0001106 | 0.0016616 | -0.0077604 | -0.0062666 | 0.00064473 | 0.008389 | 0.017111 | 0.051111 | 0.19312 | 0.1841 | 0.16846 | 0.15255 | 0.025398 | -0.0022485 | -0.015288 | -0.017437 | -0.014388 | -0.021018 | 42.8315 | 42.1247 | 41.4364 | 40.9533 | 40.6823 | 40.3686 | 40.0068 | 39.8525 | 40.3252 | 42.6155 | 45.2105 | 47.3978 | 49.2383 | 50.1725 | 50.6044 | 50.3963 | 49.5513 | 48.3607 | 46.3038 | 44.6909 | 43.438 | 42.5027 | 41.7985 | 41.0939 | 0.062953 | 0.053599 | 0.058095 | 0.062426 | 0.073563 | 0.06492 | 0.061262 | 0.06239 | 0.067328 | 0.065529 | 0.064436 | 0.071451 | 0.068754 | 0.072558 | 0.074068 | 0.072239 | 0.070287 | 0.065557 | 0.05975 | 0.058613 | 0.055372 | 0.058748 | 0.060955 | 0.061964
Portfolio Adjusted1-in-10AllAll2021February Monthly Peak | Portfolio Adjusted | 1-in-10 | All | All | 2021 | February Monthly Peak | 2 | 5.5187 | 5.3576 | 5.2387 | 5.2744 | 5.5826 | 6.4616 | 7.5506 | 8.1493 | 8.8797 | 9.2678 | 9.522 | 9.595 | 9.483 | 9.5087 | 9.3198 | 8.8856 | 8.4762 | 8.2673 | 8.1435 | 7.7462 | 7.3911 | 6.9421 | 6.3773 | 5.9222 | 0.010394 | 0.00084406 | 0.0036094 | -0.0015783 | -0.0050987 | -0.017806 | -0.00011606 | 0.0017493 | -0.0076864 | -0.0062298 | 0.00075557 | 0.0088194 | 0.018102 | 0.053722 | 0.20621 | 0.19735 | 0.17872 | 0.15719 | 0.026523 | -0.0021139 | -0.015569 | -0.017773 | -0.01467 | -0.021312 | 49.9937 | 49.5643 | 48.9746 | 48.4241 | 48.1079 | 47.3212 | 46.4776 | 46.9348 | 47.9896 | 50.1805 | 52.4204 | 53.9341 | 55.3078 | 56.4751 | 57.4571 | 57.8871 | 57.2951 | 56.576 | 54.7322 | 52.8143 | 51.2018 | 49.7792 | 48.9778 | 47.9963 | 0.063722 | 0.054244 | 0.05889 | 0.063322 | 0.073987 | 0.064951 | 0.060898 | 0.061572 | 0.066511 | 0.06545 | 0.065221 | 0.073337 | 0.071754 | 0.076725 | 0.079393 | 0.076949 | 0.073994 | 0.067674 | 0.061697 | 0.060355 | 0.056979 | 0.060024 | 0.061882 | 0.062641
Portfolio Adjusted1-in-10AllAll2021March Monthly Peak | Portfolio Adjusted | 1-in-10 | All | All | 2021 | March Monthly Peak | 3 | 5.7572 | 5.5543 | 5.3959 | 5.3987 | 5.6824 | 6.497 | 7.6009 | 8.1962 | 8.8708 | 9.3996 | 9.8904 | 10.1683 | 10.2584 | 10.4338 | 10.3692 | 10.0082 | 9.4969 | 8.8642 | 8.4166 | 8.3007 | 7.9253 | 7.3913 | 6.7348 | 6.247 | 0.010954 | 0.0010284 | 0.0037448 | -0.0016003 | -0.005273 | -0.018005 | -0.00010335 | 0.001821 | -0.0078133 | -0.0063625 | 0.00089676 | 0.0094726 | 0.019554 | 0.057934 | 0.22484 | 0.21714 | 0.19661 | 0.16721 | 0.027896 | -0.0019107 | -0.016346 | -0.018544 | -0.015348 | -0.022357 | 58.0271 | 56.5394 | 55.5183 | 54.8857 | 54.0271 | 53.3435 | 52.7604 | 52.646 | 53.931 | 58.1242 | 63.1692 | 67.7643 | 71.2437 | 73.0512 | 74.1867 | 74.7747 | 74.6476 | 73.5844 | 72.0103 | 69.4554 | 66.1618 | 63.2807 | 61.0382 | 59.1992 | 0.066424 | 0.056458 | 0.061002 | 0.065254 | 0.075521 | 0.065811 | 0.061736 | 0.062559 | 0.06747 | 0.067251 | 0.068012 | 0.07713 | 0.076433 | 0.082087 | 0.0853 | 0.083024 | 0.079342 | 0.070922 | 0.063972 | 0.064069 | 0.060641 | 0.06353 | 0.065299 | 0.065814
Portfolio Adjusted1-in-10AllAll2021April Monthly Peak | Portfolio Adjusted | 1-in-10 | All | All | 2021 | April Monthly Peak | 4 | 6.0254 | 5.8031 | 5.627 | 5.6246 | 5.9226 | 6.7433 | 7.7073 | 8.5089 | 9.5082 | 10.3346 | 11.0869 | 11.5097 | 11.6935 | 11.8795 | 11.7825 | 11.3687 | 10.7294 | 9.8395 | 9.0001 | 8.8473 | 8.5495 | 7.9373 | 7.1954 | 6.649 | 0.0010055 | -0.0023912 | -0.0010289 | -0.0060847 | -0.011159 | -0.019193 | -0.0086131 | -0.010011 | -0.0076705 | -0.0038012 | -0.0077811 | -0.00071654 | 0.012261 | 0.059616 | 0.24187 | 0.23841 | 0.21823 | 0.18471 | 0.042676 | 0.0027082 | -0.0099788 | -0.014037 | -0.017515 | -0.02246 | 68.3348 | 66.886 | 65.2387 | 63.9114 | 62.7777 | 61.8145 | 61.256 | 61.2773 | 64.5273 | 70.56 | 76.6707 | 81.9658 | 85.1916 | 87.0501 | 87.8923 | 88.4257 | 88.2993 | 87.6582 | 85.7776 | 82.4174 | 78.0032 | 74.1204 | 71.4642 | 69.8016 | 0.064497 | 0.054931 | 0.059422 | 0.063702 | 0.073805 | 0.064305 | 0.059233 | 0.06087 | 0.067152 | 0.068332 | 0.069894 | 0.079258 | 0.078898 | 0.084537 | 0.087627 | 0.085149 | 0.080947 | 0.071373 | 0.06291 | 0.063186 | 0.060454 | 0.063273 | 0.064783 | 0.0652
Portfolio Adjusted1-in-10AllAll2021May Monthly Peak | Portfolio Adjusted | 1-in-10 | All | All | 2021 | May Monthly Peak | 5 | 6.1728 | 5.9436 | 5.7683 | 5.764 | 6.0869 | 6.9259 | 7.8142 | 8.863 | 10.0439 | 11.0054 | 11.8325 | 12.273 | 12.4142 | 12.5635 | 12.4231 | 11.9589 | 11.2719 | 10.297 | 9.3622 | 9.0167 | 8.8497 | 8.2277 | 7.4548 | 6.8964 | -0.0062298 | -0.0056545 | -0.00493 | -0.0092821 | -0.015214 | -0.021124 | -0.014751 | -0.01771 | -0.0070404 | -0.00099868 | -0.013163 | -0.0071891 | 0.0077715 | 0.060102 | 0.25063 | 0.24883 | 0.2285 | 0.19363 | 0.051804 | 0.0043981 | -0.0069585 | -0.012019 | -0.019552 | -0.022716 | 73.2208 | 71.3893 | 69.9801 | 68.9791 | 67.9186 | 66.9126 | 66.3526 | 66.6557 | 70.2492 | 75.7515 | 80.8376 | 84.4011 | 87.2897 | 89.1915 | 90.335 | 90.6614 | 90.2905 | 89.2186 | 87.8612 | 85.3166 | 81.3137 | 77.4277 | 74.9161 | 72.5188 | 0.064943 | 0.055307 | 0.059956 | 0.064361 | 0.074909 | 0.065358 | 0.059801 | 0.062547 | 0.069653 | 0.071449 | 0.073209 | 0.082979 | 0.082237 | 0.087858 | 0.090877 | 0.087976 | 0.083454 | 0.073193 | 0.064274 | 0.063607 | 0.061432 | 0.064519 | 0.066101 | 0.066806
Portfolio Adjusted1-in-10AllAll2021June Monthly Peak | Portfolio Adjusted | 1-in-10 | All | All | 2021 | June Monthly Peak | 6 | 6.4148 | 6.1719 | 5.9753 | 5.9608 | 6.2564 | 7.037 | 7.9403 | 9.0256 | 10.1712 | 11.1006 | 11.8987 | 12.3031 | 12.357 | 12.4992 | 12.3841 | 12.0156 | 11.4085 | 10.4882 | 9.6233 | 9.1346 | 8.982 | 8.4226 | 7.6255 | 7.0471 | -0.0038823 | -0.0055352 | -0.0040424 | -0.0089795 | -0.014897 | -0.022016 | -0.012519 | -0.012959 | -0.006599 | -0.00085959 | -0.0095203 | -0.0018063 | 0.012404 | 0.059666 | 0.24678 | 0.24677 | 0.22767 | 0.19378 | 0.04898 | 0.0043258 | -0.008933 | -0.014088 | -0.019549 | -0.023617 | 72.0192 | 70.6813 | 69.7172 | 68.6728 | 67.6451 | 66.3489 | 65.6668 | 66.6448 | 70.3678 | 75.2983 | 80.3318 | 84.4752 | 87.2437 | 88.8875 | 90.1461 | 90.8232 | 91.2791 | 90.4981 | 89.389 | 86.7681 | 83.2598 | 79.5846 | 77.1703 | 75.381 | 0.068633 | 0.058279 | 0.062842 | 0.066953 | 0.076926 | 0.066406 | 0.060298 | 0.062324 | 0.06856 | 0.069658 | 0.071056 | 0.080089 | 0.07817 | 0.083169 | 0.085814 | 0.084175 | 0.080638 | 0.071575 | 0.064177 | 0.063336 | 0.061757 | 0.065417 | 0.067056 | 0.068234
Portfolio Adjusted1-in-10AllAll2021July Monthly Peak | Portfolio Adjusted | 1-in-10 | All | All | 2021 | July Monthly Peak | 7 | 6.6374 | 6.3888 | 6.2079 | 6.1894 | 6.5085 | 7.3946 | 8.3827 | 9.4881 | 10.6905 | 11.6825 | 12.514 | 12.9213 | 12.9917 | 13.1426 | 13.0297 | 12.6509 | 12.0482 | 11.0857 | 10.106 | 9.5706 | 9.3813 | 8.7852 | 7.9538 | 7.3292 | -0.012144 | -0.0090622 | -0.0083801 | -0.0127 | -0.019652 | -0.024062 | -0.019557 | -0.02174 | -0.0059759 | 0.0019499 | -0.015393 | -0.0091104 | 0.0069739 | 0.05866 | 0.25189 | 0.25535 | 0.23802 | 0.20437 | 0.059623 | 0.0065001 | -0.0052279 | -0.011562 | -0.021802 | -0.023796 | 76.3138 | 75.0732 | 73.9329 | 72.8592 | 72.0524 | 71.2151 | 70.5651 | 70.9623 | 73.9132 | 78.6978 | 83.4258 | 87.1353 | 89.2365 | 90.5655 | 91.9112 | 92.3387 | 92.1528 | 91.6207 | 90.4601 | 88.1524 | 84.5443 | 81.1157 | 78.9375 | 77.42 | 0.070825 | 0.060137 | 0.065347 | 0.069424 | 0.079966 | 0.069408 | 0.063046 | 0.06462 | 0.070757 | 0.071911 | 0.073201 | 0.082422 | 0.08034 | 0.085578 | 0.088311 | 0.086757 | 0.083286 | 0.074389 | 0.066596 | 0.065712 | 0.064042 | 0.067908 | 0.069672 | 0.070822
Portfolio Adjusted1-in-10AllAll2021August Monthly Peak | Portfolio Adjusted | 1-in-10 | All | All | 2021 | August Monthly Peak | 8 | 6.7871 | 6.5206 | 6.3221 | 6.3227 | 6.6568 | 7.5963 | 8.6946 | 9.8055 | 11.1385 | 12.2177 | 13.1175 | 13.5742 | 13.6555 | 13.809 | 13.6737 | 13.2163 | 12.5203 | 11.4533 | 10.3988 | 9.938 | 9.648 | 8.9591 | 8.1168 | 7.4829 | -0.018668 | -0.012401 | -0.012071 | -0.015279 | -0.02285 | -0.02676 | -0.025522 | -0.028889 | -0.0055213 | 0.0045627 | -0.019706 | -0.014975 | 0.002885 | 0.059892 | 0.26377 | 0.2671 | 0.24725 | 0.21149 | 0.066113 | 0.0060168 | -0.0043113 | -0.010846 | -0.024073 | -0.024423 | 75.9605 | 74.9572 | 73.951 | 73.1005 | 72.2194 | 71.6646 | 71.3373 | 71.5668 | 74.2134 | 79.3485 | 84.093 | 88.4818 | 91.5268 | 93.484 | 94.6986 | 95.6831 | 95.9739 | 95.3812 | 94.4777 | 91.8092 | 87.7148 | 84.6095 | 82.558 | 80.6486 | 0.073926 | 0.062565 | 0.067773 | 0.07235 | 0.083429 | 0.072688 | 0.066716 | 0.068765 | 0.075973 | 0.077504 | 0.079107 | 0.089521 | 0.087588 | 0.093458 | 0.09633 | 0.093765 | 0.08891 | 0.078587 | 0.07012 | 0.069392 | 0.06709 | 0.0708 | 0.07266 | 0.07402
Portfolio Adjusted1-in-10AllAll2021September Monthly Peak | Portfolio Adjusted | 1-in-10 | All | All | 2021 | September Monthly Peak | 9 | 6.7038 | 6.4724 | 6.2916 | 6.2945 | 6.6494 | 7.6001 | 8.8338 | 9.8802 | 11.3287 | 12.4792 | 13.3997 | 13.865 | 13.9379 | 14.0873 | 13.8932 | 13.3437 | 12.5585 | 11.4285 | 10.3985 | 10.1589 | 9.5923 | 8.9006 | 8.025 | 7.405 | -0.018882 | -0.011597 | -0.011941 | -0.015195 | -0.022784 | -0.025732 | -0.02648 | -0.032064 | -0.0064024 | 0.0035674 | -0.022877 | -0.019215 | -0.00074147 | 0.060606 | 0.26813 | 0.27075 | 0.25 | 0.21291 | 0.068439 | 0.006251 | -0.003029 | -0.0095457 | -0.023819 | -0.023855 | 76.9107 | 75.8374 | 74.7478 | 73.9891 | 73.1657 | 72.5271 | 71.9507 | 71.7121 | 73.8332 | 78.4535 | 83.3574 | 87.8 | 91.02 | 93.1399 | 93.8434 | 94.1384 | 93.8986 | 92.8894 | 91.1758 | 87.9452 | 83.9776 | 80.9573 | 78.5918 | 76.8833 | 0.073826 | 0.062883 | 0.068339 | 0.073155 | 0.085057 | 0.07384 | 0.068514 | 0.071076 | 0.079996 | 0.082134 | 0.083769 | 0.094595 | 0.092685 | 0.098996 | 0.10214 | 0.098739 | 0.09297 | 0.081479 | 0.072361 | 0.072379 | 0.068566 | 0.072229 | 0.073572 | 0.074652
Portfolio Adjusted1-in-10AllAll2021October Monthly Peak | Portfolio Adjusted | 1-in-10 | All | All | 2021 | October Monthly Peak | 10 | 6.3196 | 6.0962 | 5.9111 | 5.8932 | 6.2088 | 7.0797 | 8.2943 | 9.0698 | 10.1617 | 11.1389 | 11.9641 | 12.4377 | 12.5868 | 12.7818 | 12.6579 | 12.1579 | 11.4103 | 10.4107 | 9.8361 | 9.442 | 8.881 | 8.2523 | 7.4742 | 6.9099 | -0.0063851 | -0.0065251 | -0.0053907 | -0.0095972 | -0.015597 | -0.0227 | -0.015253 | -0.016898 | -0.0068832 | -0.000525 | -0.012159 | -0.0056591 | 0.0096081 | 0.062247 | 0.25855 | 0.2558 | 0.23284 | 0.19755 | 0.053331 | 0.0036009 | -0.0085982 | -0.013579 | -0.020369 | -0.023534 | 71.5654 | 70.1789 | 69.1764 | 68.0128 | 67.0353 | 66.2192 | 65.8121 | 65.41 | 66.3471 | 70.8209 | 76.5976 | 82.1779 | 86.5821 | 89.3294 | 90.3164 | 90.8726 | 90.7478 | 89.6672 | 87.0186 | 82.6982 | 78.6426 | 75.7889 | 73.6466 | 72.0129 | 0.068225 | 0.057999 | 0.062528 | 0.066692 | 0.077338 | 0.067198 | 0.062644 | 0.064119 | 0.071135 | 0.073012 | 0.074864 | 0.085315 | 0.084645 | 0.090638 | 0.093892 | 0.090923 | 0.085616 | 0.075273 | 0.067853 | 0.066665 | 0.062759 | 0.065836 | 0.067408 | 0.068059
Portfolio Adjusted1-in-10AllAll2021November Monthly Peak | Portfolio Adjusted | 1-in-10 | All | All | 2021 | November Monthly Peak | 11 | 5.9582 | 5.7504 | 5.6039 | 5.5998 | 5.9179 | 6.7511 | 7.6685 | 8.4691 | 9.4417 | 10.218 | 10.8944 | 11.2533 | 11.3731 | 11.5063 | 11.3297 | 10.8504 | 10.2808 | 9.9013 | 9.1347 | 8.6238 | 8.1502 | 7.5854 | 6.9335 | 6.4758 | 0.0051013 | -2.5625e-05 | 0.0013841 | -0.0045182 | -0.0092687 | -0.017778 | -0.005521 | -0.0068949 | -0.0082982 | -0.0056513 | -0.0062031 | 0.0014881 | 0.013813 | 0.060427 | 0.23842 | 0.23259 | 0.2136 | 0.18725 | 0.040533 | 0.0026852 | -0.010343 | -0.014064 | -0.015999 | -0.021988 | 66.5119 | 64.9884 | 64.1167 | 62.7479 | 61.886 | 61.0171 | 60.5187 | 60.4869 | 63.0612 | 68.1654 | 74.3645 | 79.4008 | 82.4049 | 84.0384 | 84.9466 | 84.8193 | 83.4399 | 80.8516 | 77.5711 | 74.1659 | 71.7336 | 69.771 | 67.9885 | 66.7821 | 0.065477 | 0.055716 | 0.060339 | 0.064272 | 0.074509 | 0.065156 | 0.059875 | 0.061288 | 0.067559 | 0.068839 | 0.070285 | 0.079758 | 0.078983 | 0.084456 | 0.087039 | 0.084212 | 0.080589 | 0.073023 | 0.06452 | 0.062815 | 0.059245 | 0.062238 | 0.064113 | 0.065135
Portfolio Adjusted1-in-10AllAll2021December Monthly Peak | Portfolio Adjusted | 1-in-10 | All | All | 2021 | December Monthly Peak | 12 | 5.5671 | 5.417 | 5.3087 | 5.3176 | 5.6202 | 6.5377 | 7.6986 | 8.3692 | 9.1635 | 9.5129 | 9.6108 | 9.4686 | 9.1672 | 9.022 | 8.7069 | 8.2783 | 8.1266 | 8.2128 | 7.9076 | 7.5829 | 7.268 | 6.9123 | 6.4105 | 5.938 | 0.010778 | 0.0012299 | 0.0038482 | -0.0014588 | -0.0048647 | -0.017485 | 2.3031e-05 | 0.0017375 | -0.007574 | -0.0061768 | 0.00066414 | 0.0083181 | 0.016944 | 0.05066 | 0.1927 | 0.18525 | 0.17183 | 0.15502 | 0.025686 | -0.0020838 | -0.015265 | -0.017507 | -0.014415 | -0.020991 | 43.2457 | 42.5876 | 42.3436 | 42.259 | 42.1845 | 42.0031 | 42.3213 | 42.3747 | 43.0757 | 44.8728 | 46.7039 | 48.4257 | 49.5967 | 50.004 | 50.058 | 49.9637 | 49.5299 | 48.3414 | 47.1232 | 45.942 | 44.8915 | 44.2662 | 43.9311 | 43.1987 | 0.063877 | 0.054211 | 0.058855 | 0.062547 | 0.073044 | 0.064232 | 0.060071 | 0.060845 | 0.065717 | 0.064522 | 0.063594 | 0.070554 | 0.068199 | 0.072014 | 0.073705 | 0.072057 | 0.07087 | 0.065829 | 0.059792 | 0.058807 | 0.055646 | 0.059096 | 0.061096 | 0.061982
Portfolio Adjusted1-in-10AllAll2021Typical Event Day | Portfolio Adjusted | 1-in-10 | All | All | 2021 | Typical Event Day | 8 | 6.73 | 6.4652 | 6.2665 | 6.2669 | 6.5983 | 7.5244 | 8.604 | 9.6718 | 10.9389 | 11.9579 | 12.817 | 13.2562 | 13.3383 | 13.5021 | 13.3848 | 12.9495 | 12.271 | 11.2332 | 10.2186 | 9.7748 | 9.5057 | 8.8324 | 8.0065 | 7.3903 | -0.013501 | -0.0097319 | -0.0091447 | -0.013167 | -0.020275 | -0.02506 | -0.021283 | -0.024054 | -0.0061803 | 0.002313 | -0.016771 | -0.011061 | 0.0056748 | 0.06044 | 0.26056 | 0.26273 | 0.24306 | 0.20748 | 0.061055 | 0.0058667 | -0.0054269 | -0.011546 | -0.022429 | -0.024151 | 75.301 | 74.1373 | 73.0872 | 72.1554 | 71.2707 | 70.4389 | 69.88 | 70.2215 | 73.0819 | 77.9495 | 82.802 | 86.9731 | 89.7567 | 91.5192 | 92.6498 | 93.2458 | 93.3261 | 92.5973 | 91.3757 | 88.6687 | 84.8741 | 81.5668 | 79.3144 | 77.5832 | 0.07235 | 0.061255 | 0.0663 | 0.07083 | 0.081699 | 0.071155 | 0.065322 | 0.067185 | 0.073997 | 0.075253 | 0.076644 | 0.086593 | 0.084792 | 0.09055 | 0.093461 | 0.091031 | 0.08637 | 0.076353 | 0.068173 | 0.067563 | 0.065367 | 0.068956 | 0.070796 | 0.07211
Portfolio Adjusted1-in-10AllAll2022January Monthly Peak | Portfolio Adjusted | 1-in-10 | All | All | 2022 | January Monthly Peak | 1 | 5.4241 | 5.3051 | 5.2008 | 5.2384 | 5.5473 | 6.5379 | 7.8278 | 8.5224 | 9.3038 | 9.618 | 9.6701 | 9.5161 | 9.1486 | 8.9819 | 8.6228 | 8.1241 | 7.9005 | 8.0478 | 7.8404 | 7.5012 | 7.1845 | 6.8145 | 6.3206 | 5.8244 | 0.010468 | 0.0010326 | 0.0036195 | -0.0015136 | -0.0049414 | -0.01785 | -0.00011092 | 0.0016665 | -0.0077831 | -0.0062849 | 0.00064662 | 0.0084135 | 0.017161 | 0.05126 | 0.1936 | 0.18455 | 0.16885 | 0.15291 | 0.025472 | -0.0022551 | -0.015333 | -0.017488 | -0.01443 | -0.021079 | 42.8318 | 42.125 | 41.4366 | 40.9535 | 40.6825 | 40.3688 | 40.007 | 39.8527 | 40.3254 | 42.6157 | 45.2107 | 47.398 | 49.2385 | 50.1727 | 50.6046 | 50.3965 | 49.5514 | 48.3608 | 46.304 | 44.6911 | 43.4381 | 42.5029 | 41.7987 | 41.0941 | 0.063136 | 0.053754 | 0.058264 | 0.062608 | 0.073778 | 0.065108 | 0.061439 | 0.062571 | 0.067523 | 0.065719 | 0.064622 | 0.071658 | 0.068953 | 0.072769 | 0.074284 | 0.072449 | 0.070491 | 0.065748 | 0.059924 | 0.058783 | 0.055533 | 0.058919 | 0.061132 | 0.062145
Portfolio Adjusted1-in-10AllAll2022February Monthly Peak | Portfolio Adjusted | 1-in-10 | All | All | 2022 | February Monthly Peak | 2 | 5.5279 | 5.3666 | 5.2473 | 5.2831 | 5.592 | 6.4728 | 7.564 | 8.1638 | 8.8948 | 9.2832 | 9.5376 | 9.6106 | 9.4984 | 9.5241 | 9.3348 | 8.8998 | 8.4895 | 8.2802 | 8.1561 | 7.7583 | 7.4027 | 6.9532 | 6.3877 | 5.932 | 0.010424 | 0.00084652 | 0.00362 | -0.0015829 | -0.0051136 | -0.017858 | -0.0001164 | 0.0017544 | -0.0077088 | -0.006248 | 0.00075778 | 0.0088452 | 0.018155 | 0.053879 | 0.20672 | 0.19782 | 0.17914 | 0.15757 | 0.0266 | -0.00212 | -0.015615 | -0.017825 | -0.014713 | -0.021374 | 49.9938 | 49.5645 | 48.9748 | 48.4242 | 48.1081 | 47.3214 | 46.4778 | 46.935 | 47.9898 | 50.1807 | 52.4206 | 53.9342 | 55.308 | 56.4753 | 57.4573 | 57.8873 | 57.2953 | 56.5761 | 54.7324 | 52.8145 | 51.202 | 49.7795 | 48.9781 | 47.9966 | 0.063907 | 0.054401 | 0.059061 | 0.063506 | 0.074203 | 0.065139 | 0.061074 | 0.06175 | 0.066704 | 0.06564 | 0.06541 | 0.07355 | 0.071962 | 0.076948 | 0.079624 | 0.077172 | 0.074209 | 0.06787 | 0.061876 | 0.060531 | 0.057145 | 0.060199 | 0.062062 | 0.062823
Portfolio Adjusted1-in-10AllAll2022March Monthly Peak | Portfolio Adjusted | 1-in-10 | All | All | 2022 | March Monthly Peak | 3 | 5.7668 | 5.5636 | 5.4049 | 5.4077 | 5.692 | 6.5085 | 7.6145 | 8.211 | 8.8863 | 9.4154 | 9.9067 | 10.1848 | 10.2748 | 10.4504 | 10.3853 | 10.0235 | 9.5112 | 8.8778 | 8.4297 | 8.3135 | 7.9377 | 7.4031 | 6.7457 | 6.2574 | 0.010986 | 0.0010314 | 0.0037557 | -0.001605 | -0.0052884 | -0.018057 | -0.00010365 | 0.0018263 | -0.0078361 | -0.006381 | 0.00089938 | 0.0095003 | 0.019611 | 0.058103 | 0.22539 | 0.21766 | 0.19706 | 0.1676 | 0.027977 | -0.0019163 | -0.016394 | -0.018598 | -0.015393 | -0.022422 | 58.0273 | 56.5396 | 55.5185 | 54.8859 | 54.0273 | 53.3437 | 52.7606 | 52.6462 | 53.9312 | 58.1243 | 63.1694 | 67.7644 | 71.2439 | 73.0513 | 74.1869 | 74.7749 | 74.6478 | 73.5845 | 72.0104 | 69.4556 | 66.1619 | 63.2809 | 61.0383 | 59.1994 | 0.066617 | 0.056622 | 0.06118 | 0.065444 | 0.075741 | 0.066002 | 0.061915 | 0.062741 | 0.067666 | 0.067446 | 0.068209 | 0.077354 | 0.076655 | 0.082325 | 0.085548 | 0.083266 | 0.079573 | 0.071128 | 0.064158 | 0.064255 | 0.060817 | 0.063715 | 0.065489 | 0.066005
Portfolio Adjusted1-in-10AllAll2022April Monthly Peak | Portfolio Adjusted | 1-in-10 | All | All | 2022 | April Monthly Peak | 4 | 6.0353 | 5.8127 | 5.6363 | 5.634 | 5.9326 | 6.7552 | 7.7212 | 8.5242 | 9.5245 | 10.3516 | 11.1046 | 11.5276 | 11.7115 | 11.8976 | 11.8002 | 11.3854 | 10.7449 | 9.8541 | 9.0138 | 8.8608 | 8.5626 | 7.9497 | 7.2069 | 6.6599 | 0.0010084 | -0.0023981 | -0.0010319 | -0.0061024 | -0.011192 | -0.019249 | -0.0086383 | -0.01004 | -0.0076929 | -0.0038123 | -0.0078038 | -0.00071864 | 0.012297 | 0.05979 | 0.24246 | 0.23896 | 0.21873 | 0.18515 | 0.0428 | 0.0027161 | -0.010008 | -0.014078 | -0.017566 | -0.022525 | 68.335 | 66.8862 | 65.2389 | 63.9116 | 62.7779 | 61.8147 | 61.2562 | 61.2775 | 64.5275 | 70.5602 | 76.6708 | 81.9659 | 85.1918 | 87.0503 | 87.8925 | 88.4258 | 88.2994 | 87.6583 | 85.7777 | 82.4175 | 78.0032 | 74.1205 | 71.4642 | 69.8016 | 0.064684 | 0.05509 | 0.059595 | 0.063887 | 0.074019 | 0.06449 | 0.059405 | 0.061047 | 0.067347 | 0.06853 | 0.070096 | 0.079487 | 0.079127 | 0.084782 | 0.087881 | 0.085396 | 0.081182 | 0.07158 | 0.063093 | 0.06337 | 0.060629 | 0.063457 | 0.064971 | 0.065389
Portfolio Adjusted1-in-10AllAll2022May Monthly Peak | Portfolio Adjusted | 1-in-10 | All | All | 2022 | May Monthly Peak | 5 | 6.1828 | 5.9533 | 5.7777 | 5.7735 | 6.0971 | 6.9379 | 7.8283 | 8.8787 | 10.0608 | 11.0233 | 11.8511 | 12.2918 | 12.433 | 12.5824 | 12.4415 | 11.9762 | 11.288 | 10.312 | 9.3762 | 9.0304 | 8.8631 | 8.2404 | 7.4666 | 6.9076 | -0.0062479 | -0.005671 | -0.0049444 | -0.0093092 | -0.015259 | -0.021186 | -0.014794 | -0.017762 | -0.0070609 | -0.0010016 | -0.013201 | -0.0072101 | 0.0077942 | 0.060277 | 0.25123 | 0.24941 | 0.22902 | 0.19409 | 0.051955 | 0.004411 | -0.0069789 | -0.012054 | -0.019609 | -0.022783 | 73.2209 | 71.3894 | 69.9801 | 68.9792 | 67.9187 | 66.9127 | 66.3527 | 66.6558 | 70.2493 | 75.7516 | 80.8377 | 84.4012 | 87.2898 | 89.1916 | 90.3351 | 90.6615 | 90.2906 | 89.2187 | 87.8612 | 85.3167 | 81.3138 | 77.4277 | 74.9162 | 72.5188 | 0.065132 | 0.055467 | 0.06013 | 0.064548 | 0.075127 | 0.065547 | 0.059975 | 0.062728 | 0.069855 | 0.071656 | 0.073421 | 0.083219 | 0.082475 | 0.088112 | 0.09114 | 0.088231 | 0.083696 | 0.073406 | 0.06446 | 0.063791 | 0.06161 | 0.064706 | 0.066293 | 0.067
Portfolio Adjusted1-in-10AllAll2022June Monthly Peak | Portfolio Adjusted | 1-in-10 | All | All | 2022 | June Monthly Peak | 6 | 6.4253 | 6.182 | 5.9851 | 5.9706 | 6.2669 | 7.0493 | 7.9545 | 9.0413 | 10.188 | 11.1179 | 11.9167 | 12.3213 | 12.3748 | 12.517 | 12.4015 | 12.0322 | 11.4242 | 10.5028 | 9.6372 | 9.1482 | 8.9955 | 8.4354 | 7.6374 | 7.0584 | -0.0038936 | -0.0055513 | -0.0040542 | -0.0090057 | -0.014941 | -0.02208 | -0.012556 | -0.012997 | -0.0066183 | -0.0008621 | -0.0095481 | -0.0018116 | 0.01244 | 0.05984 | 0.24737 | 0.24733 | 0.22818 | 0.19423 | 0.049123 | 0.0043385 | -0.0089591 | -0.014129 | -0.019606 | -0.023686 | 72.0191 | 70.6812 | 69.7171 | 68.6727 | 67.6451 | 66.3488 | 65.6667 | 66.6448 | 70.3678 | 75.2983 | 80.3317 | 84.4752 | 87.2436 | 88.8875 | 90.1461 | 90.8232 | 91.2791 | 90.498 | 89.389 | 86.768 | 83.2597 | 79.5845 | 77.1702 | 75.3809 | 0.068833 | 0.058447 | 0.063025 | 0.067148 | 0.07715 | 0.066598 | 0.060472 | 0.062504 | 0.068759 | 0.069859 | 0.071261 | 0.080321 | 0.078396 | 0.08341 | 0.086062 | 0.084419 | 0.080871 | 0.071782 | 0.064363 | 0.06352 | 0.061936 | 0.065607 | 0.06725 | 0.068432
Portfolio Adjusted1-in-10AllAll2022July Monthly Peak | Portfolio Adjusted | 1-in-10 | All | All | 2022 | July Monthly Peak | 7 | 6.6481 | 6.3992 | 6.218 | 6.1995 | 6.5194 | 7.4074 | 8.3975 | 9.5043 | 10.7077 | 11.7003 | 12.5324 | 12.9399 | 13.01 | 13.1608 | 13.0475 | 12.668 | 12.0644 | 11.1009 | 10.1204 | 9.5847 | 9.3951 | 8.7984 | 7.966 | 7.3409 | -0.012179 | -0.0090886 | -0.0084045 | -0.012737 | -0.019709 | -0.024132 | -0.019614 | -0.021803 | -0.0059933 | 0.0019556 | -0.015438 | -0.009137 | 0.0069942 | 0.058832 | 0.25248 | 0.25594 | 0.23855 | 0.20484 | 0.059797 | 0.0065191 | -0.0052432 | -0.011596 | -0.021866 | -0.023865 | 76.3137 | 75.0731 | 73.9328 | 72.8592 | 72.0523 | 71.215 | 70.5651 | 70.9623 | 73.9131 | 78.6978 | 83.4258 | 87.1353 | 89.2365 | 90.5655 | 91.9112 | 92.3386 | 92.1527 | 91.6206 | 90.46 | 88.1523 | 84.5442 | 81.1156 | 78.9374 | 77.4199 | 0.07103 | 0.060311 | 0.065537 | 0.069626 | 0.080198 | 0.069608 | 0.063229 | 0.064807 | 0.070962 | 0.072119 | 0.073412 | 0.08266 | 0.080572 | 0.085825 | 0.088567 | 0.087008 | 0.083528 | 0.074605 | 0.066789 | 0.065903 | 0.064228 | 0.068105 | 0.069874 | 0.071028
Portfolio Adjusted1-in-10AllAll2022August Monthly Peak | Portfolio Adjusted | 1-in-10 | All | All | 2022 | August Monthly Peak | 8 | 6.798 | 6.5312 | 6.3324 | 6.3331 | 6.6679 | 7.6094 | 8.71 | 9.8225 | 11.1566 | 12.2366 | 13.1371 | 13.594 | 13.675 | 13.8287 | 13.6928 | 13.2344 | 12.5373 | 11.4691 | 10.4138 | 9.9526 | 9.6623 | 8.9727 | 8.1294 | 7.4949 | -0.018723 | -0.012438 | -0.012106 | -0.015324 | -0.022917 | -0.026838 | -0.025597 | -0.028974 | -0.0055375 | 0.004576 | -0.019763 | -0.015019 | 0.0028934 | 0.060067 | 0.26439 | 0.26771 | 0.2478 | 0.21198 | 0.066306 | 0.0060344 | -0.0043239 | -0.010877 | -0.024143 | -0.024494 | 75.9605 | 74.9572 | 73.951 | 73.1005 | 72.2195 | 71.6646 | 71.3374 | 71.5669 | 74.2134 | 79.3485 | 84.093 | 88.4819 | 91.5268 | 93.4841 | 94.6986 | 95.6831 | 95.974 | 95.3812 | 94.4778 | 91.8093 | 87.7148 | 84.6095 | 82.558 | 80.6486 | 0.07414 | 0.062746 | 0.06797 | 0.072561 | 0.083672 | 0.072898 | 0.066909 | 0.068965 | 0.076193 | 0.077729 | 0.079336 | 0.08978 | 0.087841 | 0.093729 | 0.096609 | 0.094036 | 0.089168 | 0.078815 | 0.070324 | 0.069594 | 0.067285 | 0.071005 | 0.072871 | 0.074235
Portfolio Adjusted1-in-10AllAll2022September Monthly Peak | Portfolio Adjusted | 1-in-10 | All | All | 2022 | September Monthly Peak | 9 | 6.7147 | 6.483 | 6.3019 | 6.3049 | 6.6606 | 7.6133 | 8.8494 | 9.8975 | 11.3474 | 12.499 | 13.4202 | 13.8857 | 13.9583 | 14.1078 | 13.9131 | 13.3625 | 12.5759 | 11.4447 | 10.4138 | 10.1739 | 9.6068 | 8.9143 | 8.0376 | 7.417 | -0.018938 | -0.011631 | -0.011976 | -0.015239 | -0.022851 | -0.025807 | -0.026558 | -0.032157 | -0.0064211 | 0.0035778 | -0.022944 | -0.019271 | -0.00074364 | 0.060783 | 0.26877 | 0.27137 | 0.25056 | 0.21341 | 0.068639 | 0.0062692 | -0.0030379 | -0.0095736 | -0.023888 | -0.023925 | 76.9108 | 75.8375 | 74.748 | 73.9892 | 73.1658 | 72.5273 | 71.9509 | 71.7123 | 73.8334 | 78.4537 | 83.3575 | 87.8001 | 91.0201 | 93.14 | 93.8435 | 94.1385 | 93.8987 | 92.8894 | 91.1759 | 87.9452 | 83.9777 | 80.9574 | 78.5918 | 76.8833 | 0.07404 | 0.063065 | 0.068538 | 0.073368 | 0.085305 | 0.074054 | 0.068712 | 0.071282 | 0.080228 | 0.082371 | 0.084012 | 0.094869 | 0.092954 | 0.099282 | 0.10244 | 0.099025 | 0.09324 | 0.081716 | 0.072571 | 0.072589 | 0.068764 | 0.072439 | 0.073786 | 0.074869
Portfolio Adjusted1-in-10AllAll2022October Monthly Peak | Portfolio Adjusted | 1-in-10 | All | All | 2022 | October Monthly Peak | 10 | 6.3301 | 6.1064 | 5.9209 | 5.903 | 6.2193 | 7.0921 | 8.3091 | 9.0859 | 10.179 | 11.1571 | 11.9832 | 12.4571 | 12.6061 | 12.8013 | 12.6769 | 12.1758 | 11.4269 | 10.4261 | 9.8509 | 9.4564 | 8.8947 | 8.2653 | 7.4862 | 6.9213 | -0.0064037 | -0.0065442 | -0.0054064 | -0.0096252 | -0.015642 | -0.022766 | -0.015298 | -0.016947 | -0.0069033 | -0.00052653 | -0.012195 | -0.0056756 | 0.0096361 | 0.062429 | 0.25918 | 0.2564 | 0.23337 | 0.19802 | 0.053487 | 0.0036114 | -0.0086233 | -0.013619 | -0.020428 | -0.023602 | 71.5656 | 70.179 | 69.1766 | 68.013 | 67.0354 | 66.2194 | 65.8123 | 65.4101 | 66.3473 | 70.8211 | 76.5977 | 82.178 | 86.5823 | 89.3295 | 90.3166 | 90.8727 | 90.7479 | 89.6673 | 87.0186 | 82.6982 | 78.6426 | 75.7889 | 73.6466 | 72.013 | 0.068423 | 0.058167 | 0.06271 | 0.066886 | 0.077563 | 0.067392 | 0.062826 | 0.064305 | 0.071342 | 0.073224 | 0.07508 | 0.085562 | 0.08489 | 0.090901 | 0.094165 | 0.091187 | 0.085865 | 0.075491 | 0.06805 | 0.066859 | 0.062941 | 0.066028 | 0.067603 | 0.068257
Portfolio Adjusted1-in-10AllAll2022November Monthly Peak | Portfolio Adjusted | 1-in-10 | All | All | 2022 | November Monthly Peak | 11 | 5.9681 | 5.76 | 5.6132 | 5.6092 | 5.928 | 6.763 | 7.6824 | 8.4844 | 9.458 | 10.235 | 10.9121 | 11.2713 | 11.391 | 11.5243 | 11.3471 | 10.8668 | 10.2962 | 9.916 | 9.1486 | 8.6372 | 8.163 | 7.5975 | 6.9448 | 6.4865 | 0.0051162 | -2.5699e-05 | 0.0013881 | -0.0045314 | -0.0092957 | -0.01783 | -0.0055371 | -0.006915 | -0.0083224 | -0.0056677 | -0.0062212 | 0.0014924 | 0.013853 | 0.060603 | 0.239 | 0.23314 | 0.2141 | 0.18769 | 0.040651 | 0.0026931 | -0.010373 | -0.014105 | -0.016045 | -0.022052 | 66.5121 | 64.9886 | 64.117 | 62.7481 | 61.8863 | 61.0174 | 60.519 | 60.4872 | 63.0615 | 68.1656 | 74.3647 | 79.401 | 82.4051 | 84.0387 | 84.9468 | 84.8195 | 83.4401 | 80.8518 | 77.5713 | 74.1661 | 71.7338 | 69.7712 | 67.9888 | 66.7823 | 0.065667 | 0.055877 | 0.060515 | 0.064459 | 0.074726 | 0.065344 | 0.060048 | 0.061466 | 0.067755 | 0.069038 | 0.070489 | 0.079989 | 0.079212 | 0.084701 | 0.087291 | 0.084457 | 0.080823 | 0.073235 | 0.064707 | 0.062997 | 0.059417 | 0.062419 | 0.064299 | 0.065324
Portfolio Adjusted1-in-10AllAll2022December Monthly Peak | Portfolio Adjusted | 1-in-10 | All | All | 2022 | December Monthly Peak | 12 | 5.5762 | 5.4259 | 5.3173 | 5.3262 | 5.6295 | 6.5488 | 7.7118 | 8.3835 | 9.1785 | 9.528 | 9.6259 | 9.4836 | 9.1818 | 9.0365 | 8.7209 | 8.2915 | 8.1393 | 8.2253 | 7.9198 | 7.5947 | 7.2794 | 6.9232 | 6.4207 | 5.9477 | 0.01081 | 0.0012335 | 0.0038595 | -0.0014631 | -0.0048789 | -0.017536 | 2.31e-05 | 0.0017425 | -0.0075961 | -0.0061948 | 0.00066608 | 0.0083424 | 0.016993 | 0.050808 | 0.19318 | 0.1857 | 0.17224 | 0.15539 | 0.025761 | -0.0020899 | -0.01531 | -0.017559 | -0.014457 | -0.021052 | 43.2459 | 42.5878 | 42.3438 | 42.2592 | 42.1847 | 42.0033 | 42.3215 | 42.3749 | 43.0759 | 44.873 | 46.7041 | 48.4259 | 49.5969 | 50.0041 | 50.0581 | 49.9639 | 49.53 | 48.3415 | 47.1234 | 45.9422 | 44.8916 | 44.2664 | 43.9312 | 43.1989 | 0.064063 | 0.054368 | 0.059026 | 0.062729 | 0.073257 | 0.064417 | 0.060245 | 0.061022 | 0.065908 | 0.064709 | 0.063778 | 0.070759 | 0.068397 | 0.072223 | 0.073919 | 0.072266 | 0.071076 | 0.06602 | 0.059966 | 0.058978 | 0.055807 | 0.059267 | 0.061274 | 0.062162
Portfolio Adjusted1-in-10AllAll2022Typical Event Day | Portfolio Adjusted | 1-in-10 | All | All | 2022 | Typical Event Day | 8 | 6.7409 | 6.4758 | 6.2767 | 6.2772 | 6.6094 | 7.5375 | 8.6193 | 9.6886 | 10.9568 | 11.9765 | 12.8363 | 13.2756 | 13.3575 | 13.5213 | 13.4036 | 12.9673 | 12.2877 | 11.2488 | 10.2334 | 9.7892 | 9.5198 | 8.8458 | 8.019 | 7.4022 | -0.01354 | -0.0097603 | -0.0091714 | -0.013205 | -0.020334 | -0.025133 | -0.021346 | -0.024124 | -0.0061983 | 0.0023198 | -0.01682 | -0.011093 | 0.0056913 | 0.060616 | 0.26117 | 0.26333 | 0.2436 | 0.20795 | 0.061233 | 0.0058839 | -0.0054427 | -0.011579 | -0.022495 | -0.024221 | 75.301 | 74.1373 | 73.0872 | 72.1554 | 71.2707 | 70.4389 | 69.88 | 70.2216 | 73.0819 | 77.9496 | 82.802 | 86.9731 | 89.7568 | 91.5193 | 92.6498 | 93.2458 | 93.3261 | 92.5973 | 91.3757 | 88.6687 | 84.8741 | 81.5667 | 79.3144 | 77.5832 | 0.07256 | 0.061432 | 0.066493 | 0.071036 | 0.081937 | 0.071361 | 0.065511 | 0.067379 | 0.074212 | 0.075471 | 0.076865 | 0.086843 | 0.085037 | 0.090812 | 0.093731 | 0.091294 | 0.08662 | 0.076574 | 0.068371 | 0.067759 | 0.065557 | 0.069156 | 0.071001 | 0.072319
Portfolio Adjusted1-in-10AllAll2023January Monthly Peak | Portfolio Adjusted | 1-in-10 | All | All | 2023 | January Monthly Peak | 1 | 5.4332 | 5.3139 | 5.2093 | 5.247 | 5.5567 | 6.5491 | 7.8412 | 8.537 | 9.3192 | 9.6333 | 9.6855 | 9.5313 | 9.1634 | 8.9965 | 8.6368 | 8.1374 | 7.9131 | 8.0603 | 7.8526 | 7.513 | 7.1959 | 6.8254 | 6.3308 | 5.8341 | 0.010498 | 0.0010356 | 0.0036301 | -0.001518 | -0.0049558 | -0.017902 | -0.00011125 | 0.0016713 | -0.0078058 | -0.0063032 | 0.0006485 | 0.0084381 | 0.017211 | 0.05141 | 0.19408 | 0.185 | 0.16926 | 0.15328 | 0.025546 | -0.0022617 | -0.015377 | -0.017539 | -0.014472 | -0.021141 | 42.832 | 42.1252 | 41.4368 | 40.9537 | 40.6827 | 40.369 | 40.0072 | 39.8529 | 40.3256 | 42.6159 | 45.2109 | 47.3982 | 49.2387 | 50.1729 | 50.6048 | 50.3967 | 49.5516 | 48.361 | 46.3041 | 44.6913 | 43.4383 | 42.5031 | 41.7989 | 41.0943 | 0.06332 | 0.05391 | 0.058434 | 0.06279 | 0.073992 | 0.065296 | 0.061617 | 0.062753 | 0.067719 | 0.06591 | 0.06481 | 0.071866 | 0.069153 | 0.07298 | 0.0745 | 0.07266 | 0.070696 | 0.065939 | 0.060098 | 0.058954 | 0.055694 | 0.05909 | 0.061309 | 0.062325
Portfolio Adjusted1-in-10AllAll2023February Monthly Peak | Portfolio Adjusted | 1-in-10 | All | All | 2023 | February Monthly Peak | 2 | 5.5371 | 5.3755 | 5.256 | 5.2918 | 5.6014 | 6.4841 | 7.5774 | 8.1784 | 8.9101 | 9.2985 | 9.5532 | 9.6263 | 9.5138 | 9.5396 | 9.3498 | 8.9139 | 8.5028 | 8.2931 | 8.1687 | 7.7705 | 7.4144 | 6.9643 | 6.3981 | 5.9419 | 0.010454 | 0.00084899 | 0.0036305 | -0.0015875 | -0.0051285 | -0.01791 | -0.00011674 | 0.0017595 | -0.0077313 | -0.0062662 | 0.00075999 | 0.008871 | 0.018208 | 0.054036 | 0.20724 | 0.1983 | 0.17956 | 0.15794 | 0.026678 | -0.0021262 | -0.015661 | -0.017877 | -0.014756 | -0.021437 | 49.994 | 49.5647 | 48.975 | 48.4244 | 48.1083 | 47.3215 | 46.4779 | 46.9351 | 47.99 | 50.1809 | 52.4208 | 53.9344 | 55.3082 | 56.4755 | 57.4575 | 57.8875 | 57.2955 | 56.5763 | 54.7326 | 52.8147 | 51.2023 | 49.7797 | 48.9783 | 47.9968 | 0.064092 | 0.054558 | 0.059233 | 0.063691 | 0.074419 | 0.065327 | 0.061251 | 0.06193 | 0.066897 | 0.06583 | 0.0656 | 0.073764 | 0.072171 | 0.077172 | 0.079855 | 0.077397 | 0.074425 | 0.068068 | 0.062056 | 0.060706 | 0.057311 | 0.060374 | 0.062242 | 0.063006
Portfolio Adjusted1-in-10AllAll2023March Monthly Peak | Portfolio Adjusted | 1-in-10 | All | All | 2023 | March Monthly Peak | 3 | 5.7764 | 5.5729 | 5.4139 | 5.4167 | 5.7016 | 6.5199 | 7.6282 | 8.2258 | 8.9018 | 9.4312 | 9.923 | 10.2014 | 10.2913 | 10.467 | 10.4015 | 10.0388 | 9.5256 | 8.8914 | 8.4428 | 8.3264 | 7.9501 | 7.4149 | 6.7567 | 6.2677 | 0.011019 | 0.0010345 | 0.0037667 | -0.0016097 | -0.0053039 | -0.01811 | -0.00010396 | 0.0018317 | -0.0078589 | -0.0063997 | 0.000902 | 0.009528 | 0.019668 | 0.058272 | 0.22595 | 0.21818 | 0.19752 | 0.168 | 0.028059 | -0.0019219 | -0.016442 | -0.018653 | -0.015438 | -0.022488 | 58.0276 | 56.5398 | 55.5188 | 54.8861 | 54.0275 | 53.3439 | 52.7608 | 52.6464 | 53.9314 | 58.1245 | 63.1695 | 67.7646 | 71.244 | 73.0515 | 74.187 | 74.775 | 74.6479 | 73.5846 | 72.0106 | 69.4557 | 66.162 | 63.281 | 61.0385 | 59.1995 | 0.066811 | 0.056786 | 0.061358 | 0.065635 | 0.075961 | 0.066192 | 0.062094 | 0.062923 | 0.067863 | 0.067642 | 0.068407 | 0.077578 | 0.076878 | 0.082564 | 0.085796 | 0.083508 | 0.079804 | 0.071335 | 0.064344 | 0.064442 | 0.060994 | 0.0639 | 0.065679 | 0.066197
Portfolio Adjusted1-in-10AllAll2023April Monthly Peak | Portfolio Adjusted | 1-in-10 | All | All | 2023 | April Monthly Peak | 4 | 6.0452 | 5.8223 | 5.6456 | 5.6433 | 5.9426 | 6.767 | 7.7351 | 8.5396 | 9.5409 | 10.3686 | 11.1224 | 11.5456 | 11.7295 | 11.9157 | 11.8178 | 11.4021 | 10.7606 | 9.8686 | 9.0276 | 8.8743 | 8.5757 | 7.9622 | 7.2185 | 6.6708 | 0.0010114 | -0.0024051 | -0.0010349 | -0.0061202 | -0.011225 | -0.019305 | -0.0086635 | -0.010069 | -0.0077153 | -0.0038234 | -0.0078266 | -0.00072073 | 0.012333 | 0.059965 | 0.24304 | 0.23952 | 0.21923 | 0.18558 | 0.042925 | 0.0027241 | -0.010037 | -0.014119 | -0.017617 | -0.022591 | 68.3352 | 66.8864 | 65.239 | 63.9118 | 62.7781 | 61.8149 | 61.2564 | 61.2778 | 64.5277 | 70.5603 | 76.6709 | 81.966 | 85.1919 | 87.0504 | 87.8926 | 88.426 | 88.2996 | 87.6584 | 85.7778 | 82.4176 | 78.0033 | 74.1205 | 71.4643 | 69.8017 | 0.064872 | 0.055249 | 0.059768 | 0.064073 | 0.074235 | 0.064677 | 0.059577 | 0.061224 | 0.067542 | 0.068729 | 0.070299 | 0.079718 | 0.079356 | 0.085027 | 0.088136 | 0.085644 | 0.081418 | 0.071788 | 0.063276 | 0.063554 | 0.060805 | 0.063641 | 0.06516 | 0.065579
Portfolio Adjusted1-in-10AllAll2023May Monthly Peak | Portfolio Adjusted | 1-in-10 | All | All | 2023 | May Monthly Peak | 5 | 6.1928 | 5.963 | 5.7872 | 5.7829 | 6.1073 | 6.9501 | 7.8425 | 8.8945 | 10.0779 | 11.0411 | 11.8697 | 12.3107 | 12.4519 | 12.6013 | 12.4599 | 11.9936 | 11.3042 | 10.327 | 9.3903 | 9.0441 | 8.8765 | 8.2532 | 7.4784 | 6.9188 | -0.0062662 | -0.0056876 | -0.0049588 | -0.0093364 | -0.015303 | -0.021248 | -0.014837 | -0.017814 | -0.0070815 | -0.0010045 | -0.01324 | -0.0072311 | 0.007817 | 0.060453 | 0.25184 | 0.25 | 0.22954 | 0.19454 | 0.052107 | 0.0044239 | -0.0069992 | -0.01209 | -0.019666 | -0.022849 | 73.2209 | 71.3894 | 69.9802 | 68.9792 | 67.9188 | 66.9128 | 66.3528 | 66.656 | 70.2494 | 75.7517 | 80.8378 | 84.4013 | 87.2899 | 89.1917 | 90.3352 | 90.6616 | 90.2906 | 89.2188 | 87.8613 | 85.3167 | 81.3138 | 77.4277 | 74.9162 | 72.5189 | 0.065321 | 0.055627 | 0.060305 | 0.064736 | 0.075346 | 0.065736 | 0.060148 | 0.06291 | 0.070057 | 0.071863 | 0.073634 | 0.08346 | 0.082713 | 0.088367 | 0.091405 | 0.088487 | 0.083939 | 0.073618 | 0.064647 | 0.063976 | 0.061789 | 0.064894 | 0.066485 | 0.067195
Portfolio Adjusted1-in-10AllAll2023June Monthly Peak | Portfolio Adjusted | 1-in-10 | All | All | 2023 | June Monthly Peak | 6 | 6.4357 | 6.1922 | 5.9949 | 5.9805 | 6.2775 | 7.0616 | 7.9688 | 9.0571 | 10.2047 | 11.1354 | 11.9348 | 12.3395 | 12.3927 | 12.5349 | 12.4189 | 12.0489 | 11.4399 | 10.5175 | 9.6513 | 9.1619 | 9.009 | 8.4483 | 7.6494 | 7.0698 | -0.003905 | -0.0055675 | -0.0040661 | -0.009032 | -0.014984 | -0.022144 | -0.012592 | -0.013035 | -0.0066376 | -0.00086461 | -0.009576 | -0.0018168 | 0.012477 | 0.060014 | 0.24796 | 0.2479 | 0.22869 | 0.19468 | 0.049266 | 0.0043511 | -0.0089853 | -0.01417 | -0.019664 | -0.023755 | 72.019 | 70.6811 | 69.717 | 68.6727 | 67.645 | 66.3488 | 65.6667 | 66.6447 | 70.3677 | 75.2982 | 80.3317 | 84.4751 | 87.2436 | 88.8875 | 90.1461 | 90.8232 | 91.2791 | 90.498 | 89.389 | 86.768 | 83.2596 | 79.5844 | 77.1701 | 75.3808 | 0.069032 | 0.058616 | 0.063208 | 0.067343 | 0.077375 | 0.06679 | 0.060647 | 0.062686 | 0.068958 | 0.070061 | 0.071467 | 0.080553 | 0.078623 | 0.083651 | 0.086312 | 0.084663 | 0.081106 | 0.07199 | 0.06455 | 0.063704 | 0.062115 | 0.065797 | 0.067445 | 0.068631
Portfolio Adjusted1-in-10AllAll2023July Monthly Peak | Portfolio Adjusted | 1-in-10 | All | All | 2023 | July Monthly Peak | 7 | 6.6588 | 6.4096 | 6.2282 | 6.2097 | 6.5303 | 7.4202 | 8.4123 | 9.5206 | 10.7249 | 11.7182 | 12.5509 | 12.9584 | 13.0282 | 13.1791 | 13.0654 | 12.6851 | 12.0806 | 11.1161 | 10.1349 | 9.5988 | 9.409 | 8.8117 | 7.9783 | 7.3526 | -0.012215 | -0.0091151 | -0.0084291 | -0.012774 | -0.019767 | -0.024203 | -0.019671 | -0.021867 | -0.0060108 | 0.0019613 | -0.015483 | -0.0091636 | 0.0070146 | 0.059003 | 0.25307 | 0.25652 | 0.23908 | 0.20531 | 0.059972 | 0.0065381 | -0.0052585 | -0.01163 | -0.02193 | -0.023935 | 76.3137 | 75.0731 | 73.9328 | 72.8592 | 72.0523 | 71.215 | 70.5651 | 70.9623 | 73.9131 | 78.6978 | 83.4258 | 87.1353 | 89.2365 | 90.5654 | 91.9111 | 92.3385 | 92.1527 | 91.6205 | 90.4599 | 88.1522 | 84.5441 | 81.1154 | 78.9373 | 77.4198 | 0.071236 | 0.060485 | 0.065728 | 0.069828 | 0.080432 | 0.069809 | 0.063412 | 0.064995 | 0.071167 | 0.072328 | 0.073624 | 0.082899 | 0.080805 | 0.086073 | 0.088823 | 0.08726 | 0.08377 | 0.074821 | 0.066983 | 0.066094 | 0.064414 | 0.068302 | 0.070077 | 0.071234
Portfolio Adjusted1-in-10AllAll2023August Monthly Peak | Portfolio Adjusted | 1-in-10 | All | All | 2023 | August Monthly Peak | 8 | 6.809 | 6.5418 | 6.3428 | 6.3435 | 6.6791 | 7.6226 | 8.7255 | 9.8395 | 11.1748 | 12.2555 | 13.1568 | 13.6139 | 13.6946 | 13.8483 | 13.712 | 13.2526 | 12.5543 | 11.485 | 10.4288 | 9.9673 | 9.6766 | 8.9863 | 8.1421 | 7.5069 | -0.018777 | -0.012474 | -0.012142 | -0.015369 | -0.022984 | -0.026917 | -0.025672 | -0.029058 | -0.0055536 | 0.0045894 | -0.019821 | -0.015063 | 0.0029019 | 0.060242 | 0.26502 | 0.26832 | 0.24835 | 0.21246 | 0.0665 | 0.006052 | -0.0043365 | -0.010909 | -0.024214 | -0.024565 | 75.9605 | 74.9572 | 73.951 | 73.1006 | 72.2195 | 71.6647 | 71.3374 | 71.567 | 74.2135 | 79.3486 | 84.093 | 88.4819 | 91.5269 | 93.4841 | 94.6987 | 95.6831 | 95.974 | 95.3812 | 94.4778 | 91.8093 | 87.7148 | 84.6095 | 82.558 | 80.6486 | 0.074355 | 0.062928 | 0.068167 | 0.072772 | 0.083916 | 0.073108 | 0.067102 | 0.069165 | 0.076414 | 0.077953 | 0.079565 | 0.090039 | 0.088095 | 0.094 | 0.096889 | 0.094309 | 0.089426 | 0.079043 | 0.070528 | 0.069795 | 0.06748 | 0.071211 | 0.073082 | 0.07445
Portfolio Adjusted1-in-10AllAll2023September Monthly Peak | Portfolio Adjusted | 1-in-10 | All | All | 2023 | September Monthly Peak | 9 | 6.7256 | 6.4936 | 6.3123 | 6.3153 | 6.6718 | 7.6265 | 8.865 | 9.9148 | 11.3663 | 12.5187 | 13.4407 | 13.9065 | 13.9788 | 14.1283 | 13.933 | 13.3813 | 12.5934 | 11.4609 | 10.4291 | 10.189 | 9.6213 | 8.9281 | 8.0503 | 7.4291 | -0.018993 | -0.011665 | -0.012011 | -0.015284 | -0.022917 | -0.025882 | -0.026635 | -0.032251 | -0.0064399 | 0.0035883 | -0.023011 | -0.019328 | -0.00074581 | 0.06096 | 0.26941 | 0.272 | 0.25112 | 0.2139 | 0.068839 | 0.0062875 | -0.0030467 | -0.0096015 | -0.023958 | -0.023995 | 76.9109 | 75.8376 | 74.7481 | 73.9894 | 73.166 | 72.5275 | 71.9511 | 71.7125 | 73.8336 | 78.4538 | 83.3576 | 87.8002 | 91.0202 | 93.1401 | 93.8436 | 94.1386 | 93.8988 | 92.8895 | 91.176 | 87.9453 | 83.9778 | 80.9574 | 78.5919 | 76.8834 | 0.074255 | 0.063247 | 0.068737 | 0.073581 | 0.085553 | 0.074268 | 0.068911 | 0.071489 | 0.080461 | 0.08261 | 0.084254 | 0.095143 | 0.093222 | 0.09957 | 0.10273 | 0.099312 | 0.09351 | 0.081953 | 0.072781 | 0.072799 | 0.068964 | 0.072649 | 0.074 | 0.075087
Portfolio Adjusted1-in-10AllAll2023October Monthly Peak | Portfolio Adjusted | 1-in-10 | All | All | 2023 | October Monthly Peak | 10 | 6.3405 | 6.1165 | 5.9308 | 5.9128 | 6.2299 | 7.1046 | 8.3239 | 9.1021 | 10.1964 | 11.1754 | 12.0023 | 12.4766 | 12.6255 | 12.8208 | 12.6959 | 12.1937 | 11.4435 | 10.4416 | 9.8658 | 9.4708 | 8.9084 | 8.2783 | 7.4983 | 6.9327 | -0.0064224 | -0.0065633 | -0.0054222 | -0.0096533 | -0.015688 | -0.022832 | -0.015342 | -0.016997 | -0.0069234 | -0.00052807 | -0.01223 | -0.0056922 | 0.0096642 | 0.062611 | 0.2598 | 0.257 | 0.2339 | 0.19848 | 0.053643 | 0.0036219 | -0.0086484 | -0.013659 | -0.020488 | -0.023671 | 71.5657 | 70.1792 | 69.1767 | 68.0132 | 67.0356 | 66.2196 | 65.8124 | 65.4103 | 66.3475 | 70.8212 | 76.5978 | 82.1782 | 86.5824 | 89.3297 | 90.3167 | 90.8729 | 90.748 | 89.6674 | 87.0186 | 82.6982 | 78.6427 | 75.789 | 73.6467 | 72.013 | 0.068621 | 0.058335 | 0.062893 | 0.06708 | 0.077789 | 0.067587 | 0.063007 | 0.064492 | 0.071549 | 0.073436 | 0.075298 | 0.08581 | 0.085136 | 0.091165 | 0.094438 | 0.091451 | 0.086114 | 0.075711 | 0.068247 | 0.067052 | 0.063123 | 0.066219 | 0.0678 | 0.068455
Portfolio Adjusted1-in-10AllAll2023November Monthly Peak | Portfolio Adjusted | 1-in-10 | All | All | 2023 | November Monthly Peak | 11 | 5.978 | 5.7696 | 5.6226 | 5.6185 | 5.938 | 6.7749 | 7.6964 | 8.4997 | 9.4743 | 10.2521 | 10.9298 | 11.2893 | 11.4089 | 11.5423 | 11.3646 | 10.8832 | 10.3117 | 9.9308 | 9.1625 | 8.6506 | 8.1758 | 7.6096 | 6.9561 | 6.4973 | 0.0051312 | -2.5775e-05 | 0.0013922 | -0.0045446 | -0.0093229 | -0.017882 | -0.0055533 | -0.0069352 | -0.0083467 | -0.0056843 | -0.0062394 | 0.0014968 | 0.013893 | 0.06078 | 0.23959 | 0.23369 | 0.21459 | 0.18813 | 0.04077 | 0.0027009 | -0.010403 | -0.014147 | -0.016092 | -0.022116 | 66.5124 | 64.9888 | 64.1172 | 62.7484 | 61.8865 | 61.0176 | 60.5192 | 60.4874 | 63.0618 | 68.1659 | 74.365 | 79.4012 | 82.4054 | 84.0389 | 84.9471 | 84.8197 | 83.4403 | 80.852 | 77.5715 | 74.1664 | 71.734 | 69.7714 | 67.989 | 66.7825 | 0.065858 | 0.056039 | 0.060691 | 0.064647 | 0.074943 | 0.065533 | 0.060222 | 0.061644 | 0.067952 | 0.069238 | 0.070693 | 0.080221 | 0.079441 | 0.084947 | 0.087545 | 0.084702 | 0.081058 | 0.073448 | 0.064895 | 0.06318 | 0.059589 | 0.0626 | 0.064486 | 0.065514
Portfolio Adjusted1-in-10AllAll2023December Monthly Peak | Portfolio Adjusted | 1-in-10 | All | All | 2023 | December Monthly Peak | 12 | 5.5854 | 5.4348 | 5.326 | 5.3348 | 5.6388 | 6.5599 | 7.725 | 8.3978 | 9.1934 | 9.5431 | 9.6411 | 9.4986 | 9.1965 | 9.051 | 8.7349 | 8.3048 | 8.1521 | 8.2378 | 7.932 | 7.6065 | 7.2908 | 6.9342 | 6.4309 | 5.9575 | 0.010841 | 0.0012371 | 0.0038707 | -0.0014673 | -0.0048931 | -0.017587 | 2.3166e-05 | 0.0017476 | -0.0076183 | -0.0062129 | 0.00066802 | 0.0083667 | 0.017043 | 0.050957 | 0.19366 | 0.18615 | 0.17264 | 0.15576 | 0.025836 | -0.002096 | -0.015354 | -0.01761 | -0.0145 | -0.021114 | 43.2461 | 42.588 | 42.344 | 42.2594 | 42.1849 | 42.0036 | 42.3217 | 42.3752 | 43.0761 | 44.8732 | 46.7043 | 48.4261 | 49.5971 | 50.0043 | 50.0583 | 49.9641 | 49.5302 | 48.3417 | 47.1235 | 45.9423 | 44.8918 | 44.2665 | 43.9314 | 43.199 | 0.064249 | 0.054525 | 0.059198 | 0.062911 | 0.07347 | 0.064603 | 0.060419 | 0.061199 | 0.066099 | 0.064897 | 0.063963 | 0.070964 | 0.068595 | 0.072433 | 0.074134 | 0.072477 | 0.071282 | 0.066212 | 0.06014 | 0.059149 | 0.055969 | 0.05944 | 0.061451 | 0.062342
Portfolio Adjusted1-in-10AllAll2023Typical Event Day | Portfolio Adjusted | 1-in-10 | All | All | 2023 | Typical Event Day | 8 | 6.7518 | 6.4864 | 6.287 | 6.2875 | 6.6205 | 7.5506 | 8.6346 | 9.7055 | 10.9748 | 11.9952 | 12.8556 | 13.2951 | 13.3767 | 13.5406 | 13.4224 | 12.9852 | 12.3044 | 11.2644 | 10.2482 | 9.8037 | 9.5339 | 8.8592 | 8.0315 | 7.4141 | -0.01358 | -0.0097888 | -0.0091982 | -0.013244 | -0.020393 | -0.025206 | -0.021408 | -0.024194 | -0.0062164 | 0.0023265 | -0.016869 | -0.011126 | 0.0057079 | 0.060793 | 0.26179 | 0.26394 | 0.24414 | 0.20843 | 0.061412 | 0.005901 | -0.0054586 | -0.011613 | -0.02256 | -0.024292 | 75.301 | 74.1373 | 73.0872 | 72.1554 | 71.2707 | 70.439 | 69.8801 | 70.2216 | 73.082 | 77.9496 | 82.802 | 86.9731 | 89.7568 | 91.5193 | 92.6499 | 93.2459 | 93.3261 | 92.5973 | 91.3757 | 88.6687 | 84.8741 | 81.5667 | 79.3143 | 77.5831 | 0.07277 | 0.06161 | 0.066686 | 0.071242 | 0.082175 | 0.071567 | 0.0657 | 0.067575 | 0.074427 | 0.075689 | 0.077087 | 0.087094 | 0.085283 | 0.091075 | 0.094003 | 0.091559 | 0.086871 | 0.076796 | 0.068569 | 0.067956 | 0.065746 | 0.069357 | 0.071208 | 0.072529
Portfolio Adjusted1-in-10AllAll2024January Monthly Peak | Portfolio Adjusted | 1-in-10 | All | All | 2024 | January Monthly Peak | 1 | 5.4423 | 5.3227 | 5.2179 | 5.2557 | 5.566 | 6.5604 | 7.8547 | 8.5517 | 9.3345 | 9.6487 | 9.7009 | 9.5465 | 9.1782 | 9.0112 | 8.6509 | 8.1508 | 7.9258 | 8.0727 | 7.8648 | 7.5248 | 7.2073 | 6.8363 | 6.341 | 5.8439 | 0.010529 | 0.0010386 | 0.0036407 | -0.0015224 | -0.0049702 | -0.017955 | -0.00011157 | 0.0016762 | -0.0078285 | -0.0063216 | 0.0006504 | 0.0084627 | 0.017261 | 0.05156 | 0.19457 | 0.18545 | 0.16966 | 0.15364 | 0.025621 | -0.0022683 | -0.015422 | -0.01759 | -0.014514 | -0.021203 | 42.8322 | 42.1254 | 41.4371 | 40.9539 | 40.6829 | 40.3692 | 40.0074 | 39.8531 | 40.3258 | 42.6161 | 45.2111 | 47.3984 | 49.2389 | 50.1731 | 50.605 | 50.3969 | 49.5518 | 48.3611 | 46.3043 | 44.6914 | 43.4385 | 42.5033 | 41.7991 | 41.0945 | 0.063504 | 0.054066 | 0.058604 | 0.062973 | 0.074208 | 0.065485 | 0.061796 | 0.062935 | 0.067916 | 0.0661 | 0.064997 | 0.072074 | 0.069354 | 0.073192 | 0.074716 | 0.072872 | 0.070902 | 0.06613 | 0.060272 | 0.059125 | 0.055855 | 0.059262 | 0.061487 | 0.062506
Portfolio Adjusted1-in-10AllAll2024February Monthly Peak | Portfolio Adjusted | 1-in-10 | All | All | 2024 | February Monthly Peak | 2 | 5.5464 | 5.3845 | 5.2647 | 5.3006 | 5.6109 | 6.4954 | 7.5909 | 8.193 | 8.9253 | 9.3139 | 9.5689 | 9.642 | 9.5293 | 9.5551 | 9.3649 | 8.9281 | 8.5161 | 8.306 | 8.1813 | 7.7827 | 7.4261 | 6.9755 | 6.4085 | 5.9518 | 0.010485 | 0.00085147 | 0.0036411 | -0.0015922 | -0.0051435 | -0.017963 | -0.00011708 | 0.0017646 | -0.0077539 | -0.0062845 | 0.00076221 | 0.0088969 | 0.018261 | 0.054194 | 0.20775 | 0.19878 | 0.17998 | 0.15832 | 0.026756 | -0.0021324 | -0.015706 | -0.017929 | -0.014799 | -0.021499 | 49.9942 | 49.5648 | 48.9751 | 48.4246 | 48.1085 | 47.3217 | 46.4781 | 46.9353 | 47.9902 | 50.1811 | 52.421 | 53.9346 | 55.3083 | 56.4757 | 57.4577 | 57.8877 | 57.2957 | 56.5765 | 54.7328 | 52.8149 | 51.2025 | 49.78 | 48.9786 | 47.9971 | 0.064279 | 0.054716 | 0.059405 | 0.063876 | 0.074635 | 0.065516 | 0.061428 | 0.06211 | 0.067092 | 0.066021 | 0.06579 | 0.073978 | 0.07238 | 0.077396 | 0.080087 | 0.077622 | 0.074641 | 0.068266 | 0.062236 | 0.060883 | 0.057477 | 0.060549 | 0.062423 | 0.063189
Portfolio Adjusted1-in-10AllAll2024March Monthly Peak | Portfolio Adjusted | 1-in-10 | All | All | 2024 | March Monthly Peak | 3 | 5.786 | 5.5822 | 5.4229 | 5.4257 | 5.7113 | 6.5314 | 7.6419 | 8.2407 | 8.9174 | 9.4471 | 9.9394 | 10.2179 | 10.3078 | 10.4837 | 10.4178 | 10.0542 | 9.54 | 8.905 | 8.456 | 8.3394 | 7.9626 | 7.4267 | 6.7677 | 6.2781 | 0.011051 | 0.0010375 | 0.0037777 | -0.0016144 | -0.0053193 | -0.018163 | -0.00010426 | 0.001837 | -0.0078819 | -0.0064183 | 0.00090464 | 0.0095558 | 0.019726 | 0.058442 | 0.2265 | 0.2187 | 0.19797 | 0.16839 | 0.028141 | -0.0019275 | -0.01649 | -0.018707 | -0.015483 | -0.022553 | 58.0278 | 56.54 | 55.519 | 54.8863 | 54.0277 | 53.3441 | 52.761 | 52.6466 | 53.9316 | 58.1247 | 63.1696 | 67.7647 | 71.2442 | 73.0516 | 74.1872 | 74.7752 | 74.648 | 73.5847 | 72.0107 | 69.4558 | 66.1621 | 63.2811 | 61.0386 | 59.1996 | 0.067005 | 0.05695 | 0.061536 | 0.065826 | 0.076182 | 0.066384 | 0.062274 | 0.063106 | 0.06806 | 0.067838 | 0.068605 | 0.077804 | 0.077101 | 0.082804 | 0.086045 | 0.083751 | 0.080036 | 0.071542 | 0.064531 | 0.064629 | 0.061171 | 0.064086 | 0.06587 | 0.066389
Portfolio Adjusted1-in-10AllAll2024April Monthly Peak | Portfolio Adjusted | 1-in-10 | All | All | 2024 | April Monthly Peak | 4 | 6.0552 | 5.8319 | 5.6549 | 5.6527 | 5.9527 | 6.7789 | 7.7491 | 8.5549 | 9.5573 | 10.3857 | 11.1402 | 11.5637 | 11.7476 | 11.9339 | 11.8356 | 11.4188 | 10.7762 | 9.8832 | 9.0413 | 8.8879 | 8.5889 | 7.9746 | 7.2301 | 6.6817 | 0.0010143 | -0.0024122 | -0.0010379 | -0.0061381 | -0.011257 | -0.019361 | -0.0086888 | -0.010099 | -0.0077379 | -0.0038345 | -0.0078494 | -0.00072284 | 0.012369 | 0.06014 | 0.24363 | 0.24009 | 0.21972 | 0.18601 | 0.043051 | 0.002732 | -0.010066 | -0.01416 | -0.017668 | -0.022657 | 68.3354 | 66.8866 | 65.2392 | 63.912 | 62.7783 | 61.8151 | 61.2567 | 61.278 | 64.5279 | 70.5605 | 76.671 | 81.9662 | 85.192 | 87.0506 | 87.8928 | 88.4261 | 88.2997 | 87.6585 | 85.7779 | 82.4177 | 78.0033 | 74.1206 | 71.4644 | 69.8017 | 0.06506 | 0.055409 | 0.059942 | 0.064259 | 0.074451 | 0.064863 | 0.059749 | 0.061402 | 0.067738 | 0.068928 | 0.070503 | 0.079949 | 0.079586 | 0.085274 | 0.088392 | 0.085893 | 0.081654 | 0.071996 | 0.06346 | 0.063738 | 0.060981 | 0.063826 | 0.065349 | 0.065769
Portfolio Adjusted1-in-10AllAll2024May Monthly Peak | Portfolio Adjusted | 1-in-10 | All | All | 2024 | May Monthly Peak | 5 | 6.2028 | 5.9727 | 5.7966 | 5.7924 | 6.1176 | 6.9622 | 7.8566 | 8.9104 | 10.095 | 11.059 | 11.8884 | 12.3297 | 12.4708 | 12.6203 | 12.4784 | 12.011 | 11.3204 | 10.3421 | 9.4045 | 9.0579 | 8.89 | 8.2659 | 7.4903 | 6.93 | -0.0062845 | -0.0057042 | -0.0049733 | -0.0093636 | -0.015348 | -0.02131 | -0.01488 | -0.017866 | -0.0071022 | -0.0010075 | -0.013278 | -0.0072522 | 0.0078398 | 0.06063 | 0.25244 | 0.25058 | 0.23006 | 0.19499 | 0.052259 | 0.0044368 | -0.0070196 | -0.012125 | -0.019724 | -0.022916 | 73.221 | 71.3895 | 69.9803 | 68.9793 | 67.9189 | 66.9129 | 66.3529 | 66.6561 | 70.2496 | 75.7518 | 80.8379 | 84.4014 | 87.29 | 89.1918 | 90.3353 | 90.6617 | 90.2907 | 89.2188 | 87.8614 | 85.3168 | 81.3139 | 77.4278 | 74.9162 | 72.5189 | 0.06551 | 0.055788 | 0.060481 | 0.064924 | 0.075565 | 0.065926 | 0.060322 | 0.063093 | 0.07026 | 0.072071 | 0.073847 | 0.083702 | 0.082953 | 0.088624 | 0.09167 | 0.088744 | 0.084183 | 0.073832 | 0.064835 | 0.064162 | 0.061968 | 0.065082 | 0.066678 | 0.06739
Portfolio Adjusted1-in-10AllAll2024June Monthly Peak | Portfolio Adjusted | 1-in-10 | All | All | 2024 | June Monthly Peak | 6 | 6.4462 | 6.2023 | 6.0048 | 5.9904 | 6.288 | 7.074 | 7.9831 | 9.073 | 10.2216 | 11.1528 | 11.9529 | 12.3577 | 12.4106 | 12.5529 | 12.4364 | 12.0656 | 11.4556 | 10.5323 | 9.6654 | 9.1756 | 9.0225 | 8.4612 | 7.6614 | 7.0812 | -0.0039164 | -0.0055838 | -0.0040779 | -0.0090583 | -0.015028 | -0.022209 | -0.012629 | -0.013073 | -0.006657 | -0.00086714 | -0.0096039 | -0.0018221 | 0.012513 | 0.06019 | 0.24854 | 0.24847 | 0.2292 | 0.19512 | 0.04941 | 0.0043638 | -0.0090115 | -0.014212 | -0.019721 | -0.023825 | 72.0189 | 70.681 | 69.7169 | 68.6726 | 67.6449 | 66.3487 | 65.6666 | 66.6447 | 70.3677 | 75.2981 | 80.3316 | 84.4751 | 87.2436 | 88.8875 | 90.1461 | 90.8232 | 91.2791 | 90.498 | 89.3889 | 86.7679 | 83.2595 | 79.5843 | 77.17 | 75.3807 | 0.069233 | 0.058786 | 0.063392 | 0.067539 | 0.0776 | 0.066983 | 0.060823 | 0.062867 | 0.069158 | 0.070264 | 0.071673 | 0.080786 | 0.07885 | 0.083893 | 0.086561 | 0.084908 | 0.081341 | 0.072199 | 0.064737 | 0.063889 | 0.062295 | 0.065988 | 0.067641 | 0.06883
Portfolio Adjusted1-in-10AllAll2024July Monthly Peak | Portfolio Adjusted | 1-in-10 | All | All | 2024 | July Monthly Peak | 7 | 6.6695 | 6.42 | 6.2383 | 6.2198 | 6.5412 | 7.433 | 8.4272 | 9.5369 | 10.7422 | 11.7361 | 12.5695 | 12.977 | 13.0465 | 13.1975 | 13.0833 | 12.7022 | 12.0968 | 11.1314 | 10.1494 | 9.6129 | 9.4229 | 8.825 | 7.9907 | 7.3644 | -0.01225 | -0.0091417 | -0.0084537 | -0.012812 | -0.019825 | -0.024273 | -0.019728 | -0.021931 | -0.0060283 | 0.0019671 | -0.015529 | -0.0091904 | 0.0070351 | 0.059176 | 0.25366 | 0.2571 | 0.23961 | 0.20578 | 0.060147 | 0.0065572 | -0.0052738 | -0.011664 | -0.021994 | -0.024005 | 76.3137 | 75.073 | 73.9328 | 72.8591 | 72.0522 | 71.215 | 70.5651 | 70.9623 | 73.9131 | 78.6977 | 83.4257 | 87.1353 | 89.2364 | 90.5654 | 91.911 | 92.3384 | 92.1526 | 91.6204 | 90.4598 | 88.1521 | 84.544 | 81.1153 | 78.9372 | 77.4197 | 0.071443 | 0.06066 | 0.065919 | 0.070032 | 0.080666 | 0.070011 | 0.063595 | 0.065184 | 0.071373 | 0.072537 | 0.073836 | 0.083138 | 0.081038 | 0.086322 | 0.08908 | 0.087513 | 0.084012 | 0.075037 | 0.067177 | 0.066285 | 0.0646 | 0.0685 | 0.07028 | 0.071441
Portfolio Adjusted1-in-10AllAll2024August Monthly Peak | Portfolio Adjusted | 1-in-10 | All | All | 2024 | August Monthly Peak | 8 | 6.8201 | 6.5525 | 6.3532 | 6.3539 | 6.6903 | 7.6358 | 8.741 | 9.8566 | 11.1931 | 12.2745 | 13.1765 | 13.6338 | 13.7142 | 13.868 | 13.7312 | 13.2709 | 12.5714 | 11.5009 | 10.4439 | 9.982 | 9.691 | 9 | 8.1547 | 7.519 | -0.018832 | -0.01251 | -0.012177 | -0.015413 | -0.023051 | -0.026995 | -0.025747 | -0.029143 | -0.0055698 | 0.0046028 | -0.019879 | -0.015106 | 0.0029104 | 0.060418 | 0.26564 | 0.26894 | 0.2489 | 0.21295 | 0.066694 | 0.0060696 | -0.0043492 | -0.010941 | -0.024285 | -0.024637 | 75.9605 | 74.9573 | 73.951 | 73.1006 | 72.2196 | 71.6648 | 71.3375 | 71.5671 | 74.2136 | 79.3486 | 84.0931 | 88.4819 | 91.5269 | 93.4842 | 94.6987 | 95.6831 | 95.974 | 95.3813 | 94.4779 | 91.8093 | 87.7148 | 84.6095 | 82.558 | 80.6485 | 0.074571 | 0.06311 | 0.068366 | 0.072983 | 0.08416 | 0.073319 | 0.067297 | 0.069365 | 0.076635 | 0.078179 | 0.079795 | 0.090299 | 0.088349 | 0.094272 | 0.097169 | 0.094582 | 0.089685 | 0.079273 | 0.070732 | 0.069998 | 0.067675 | 0.071418 | 0.073295 | 0.074667
Portfolio Adjusted1-in-10AllAll2024September Monthly Peak | Portfolio Adjusted | 1-in-10 | All | All | 2024 | September Monthly Peak | 9 | 6.7365 | 6.5042 | 6.3226 | 6.3257 | 6.6831 | 7.6398 | 8.8807 | 9.9322 | 11.3852 | 12.5386 | 13.4614 | 13.9273 | 13.9993 | 14.1489 | 13.9531 | 13.4002 | 12.611 | 11.4771 | 10.4445 | 10.2042 | 9.6358 | 8.9418 | 8.063 | 7.4411 | -0.019048 | -0.011699 | -0.012046 | -0.015328 | -0.022984 | -0.025958 | -0.026713 | -0.032345 | -0.0064587 | 0.0035987 | -0.023078 | -0.019384 | -0.00074799 | 0.061138 | 0.27005 | 0.27263 | 0.25169 | 0.21439 | 0.06904 | 0.0063059 | -0.0030556 | -0.0096295 | -0.024028 | -0.024065 | 76.911 | 75.8378 | 74.7482 | 73.9895 | 73.1661 | 72.5276 | 71.9513 | 71.7127 | 73.8338 | 78.454 | 83.3577 | 87.8003 | 91.0204 | 93.1403 | 93.8438 | 94.1387 | 93.8989 | 92.8896 | 91.176 | 87.9454 | 83.9779 | 80.9575 | 78.592 | 76.8834 | 0.074471 | 0.06343 | 0.068937 | 0.073795 | 0.085802 | 0.074482 | 0.06911 | 0.071697 | 0.080694 | 0.082849 | 0.084498 | 0.095419 | 0.093492 | 0.099858 | 0.10303 | 0.0996 | 0.093782 | 0.08219 | 0.072992 | 0.07301 | 0.069163 | 0.07286 | 0.074215 | 0.075305
Portfolio Adjusted1-in-10AllAll2024October Monthly Peak | Portfolio Adjusted | 1-in-10 | All | All | 2024 | October Monthly Peak | 10 | 6.3511 | 6.1267 | 5.9406 | 5.9227 | 6.2404 | 7.1171 | 8.3387 | 9.1184 | 10.2139 | 11.1937 | 12.0215 | 12.4961 | 12.645 | 12.8404 | 12.715 | 12.2116 | 11.4602 | 10.4571 | 9.8808 | 9.4852 | 8.9222 | 8.2913 | 7.5104 | 6.9441 | -0.0064412 | -0.0065824 | -0.005438 | -0.0096815 | -0.015734 | -0.022899 | -0.015387 | -0.017046 | -0.0069436 | -0.00052961 | -0.012266 | -0.0057088 | 0.0096924 | 0.062794 | 0.26043 | 0.25761 | 0.23443 | 0.19895 | 0.053799 | 0.0036325 | -0.0086737 | -0.013698 | -0.020548 | -0.02374 | 71.5659 | 70.1793 | 69.1769 | 68.0133 | 67.0358 | 66.2198 | 65.8126 | 65.4105 | 66.3477 | 70.8214 | 76.598 | 82.1783 | 86.5825 | 89.3298 | 90.3168 | 90.873 | 90.7481 | 89.6674 | 87.0187 | 82.6983 | 78.6427 | 75.789 | 73.6468 | 72.0131 | 0.068821 | 0.058504 | 0.063075 | 0.067276 | 0.078015 | 0.067782 | 0.063189 | 0.064679 | 0.071756 | 0.073649 | 0.075516 | 0.086059 | 0.085382 | 0.091429 | 0.094712 | 0.091717 | 0.086364 | 0.07593 | 0.068446 | 0.067247 | 0.063306 | 0.066412 | 0.067997 | 0.068654
Portfolio Adjusted1-in-10AllAll2024November Monthly Peak | Portfolio Adjusted | 1-in-10 | All | All | 2024 | November Monthly Peak | 11 | 5.9879 | 5.7792 | 5.6319 | 5.6279 | 5.9481 | 6.7869 | 7.7104 | 8.5151 | 9.4907 | 10.2692 | 10.9476 | 11.3073 | 11.4269 | 11.5604 | 11.3821 | 10.8997 | 10.3272 | 9.9457 | 9.1765 | 8.664 | 8.1886 | 7.6218 | 6.9675 | 6.5081 | 0.0051461 | -2.5849e-05 | 0.0013963 | -0.0045579 | -0.0093501 | -0.017934 | -0.0055695 | -0.0069554 | -0.008371 | -0.0057009 | -0.0062576 | 0.0015011 | 0.013934 | 0.060958 | 0.24017 | 0.23425 | 0.21509 | 0.18858 | 0.040889 | 0.0027088 | -0.010434 | -0.014188 | -0.016139 | -0.022181 | 66.5126 | 64.9891 | 64.1175 | 62.7486 | 61.8868 | 61.0179 | 60.5195 | 60.4877 | 63.062 | 68.1661 | 74.3652 | 79.4015 | 82.4056 | 84.0391 | 84.9473 | 84.8199 | 83.4404 | 80.8521 | 77.5716 | 74.1666 | 71.7343 | 69.7716 | 67.9892 | 66.7828 | 0.066049 | 0.056201 | 0.060867 | 0.064835 | 0.075161 | 0.065722 | 0.060397 | 0.061823 | 0.068149 | 0.069439 | 0.070898 | 0.080454 | 0.079672 | 0.085194 | 0.087799 | 0.084948 | 0.081294 | 0.073661 | 0.065083 | 0.063363 | 0.059762 | 0.062782 | 0.064673 | 0.065704
Portfolio Adjusted1-in-10AllAll2024December Monthly Peak | Portfolio Adjusted | 1-in-10 | All | All | 2024 | December Monthly Peak | 12 | 5.5946 | 5.4437 | 5.3347 | 5.3435 | 5.6481 | 6.571 | 7.7382 | 8.4122 | 9.2085 | 9.5582 | 9.6563 | 9.5136 | 9.2111 | 9.0656 | 8.7489 | 8.3181 | 8.1649 | 8.2504 | 7.9442 | 7.6183 | 7.3022 | 6.9452 | 6.4412 | 5.9672 | 0.010873 | 0.0012407 | 0.003882 | -0.0014716 | -0.0049074 | -0.017639 | 2.3235e-05 | 0.0017527 | -0.0076405 | -0.0062311 | 0.00066997 | 0.0083912 | 0.017093 | 0.051105 | 0.19414 | 0.1866 | 0.17305 | 0.15612 | 0.025912 | -0.0021021 | -0.015399 | -0.017661 | -0.014542 | -0.021175 | 43.2463 | 42.5882 | 42.3442 | 42.2596 | 42.1852 | 42.0038 | 42.3219 | 42.3754 | 43.0763 | 44.8734 | 46.7044 | 48.4262 | 49.5972 | 50.0045 | 50.0585 | 49.9642 | 49.5304 | 48.3419 | 47.1237 | 45.9425 | 44.8919 | 44.2667 | 43.9316 | 43.1992 | 0.064435 | 0.054683 | 0.05937 | 0.063094 | 0.073683 | 0.064789 | 0.060594 | 0.061376 | 0.06629 | 0.065085 | 0.064148 | 0.07117 | 0.068794 | 0.072644 | 0.074349 | 0.072687 | 0.07149 | 0.066405 | 0.060314 | 0.059321 | 0.056131 | 0.059612 | 0.06163 | 0.062524
Portfolio Adjusted1-in-10AllAll2024Typical Event Day | Portfolio Adjusted | 1-in-10 | All | All | 2024 | Typical Event Day | 8 | 6.7628 | 6.497 | 6.2973 | 6.2979 | 6.6316 | 7.5637 | 8.65 | 9.7224 | 10.9928 | 12.0139 | 12.875 | 13.3147 | 13.396 | 13.56 | 13.4413 | 13.0031 | 12.3212 | 11.2801 | 10.263 | 9.8182 | 9.5481 | 8.8727 | 8.044 | 7.4261 | -0.013619 | -0.0098174 | -0.009225 | -0.013282 | -0.020453 | -0.02528 | -0.02147 | -0.024265 | -0.0062346 | 0.0023333 | -0.016918 | -0.011158 | 0.0057246 | 0.060971 | 0.26241 | 0.26454 | 0.24468 | 0.20891 | 0.061591 | 0.0059183 | -0.0054745 | -0.011647 | -0.022626 | -0.024363 | 75.301 | 74.1373 | 73.0872 | 72.1555 | 71.2707 | 70.439 | 69.8801 | 70.2217 | 73.082 | 77.9496 | 82.802 | 86.9731 | 89.7568 | 91.5193 | 92.6499 | 93.2459 | 93.3261 | 92.5973 | 91.3757 | 88.6687 | 84.8741 | 81.5667 | 79.3143 | 77.5831 | 0.072982 | 0.061788 | 0.06688 | 0.07145 | 0.082414 | 0.071773 | 0.06589 | 0.067771 | 0.074642 | 0.075908 | 0.07731 | 0.087346 | 0.085529 | 0.091338 | 0.094275 | 0.091824 | 0.087123 | 0.077019 | 0.068768 | 0.068153 | 0.065937 | 0.069558 | 0.071414 | 0.07274
Portfolio Adjusted1-in-10AllAll2025January Monthly Peak | Portfolio Adjusted | 1-in-10 | All | All | 2025 | January Monthly Peak | 1 | 5.4514 | 5.3316 | 5.2265 | 5.2643 | 5.5754 | 6.5717 | 7.8682 | 8.5665 | 9.3499 | 9.664 | 9.7163 | 9.5618 | 9.193 | 9.0259 | 8.6651 | 8.1641 | 7.9385 | 8.0853 | 7.877 | 7.5367 | 7.2187 | 6.8473 | 6.3513 | 5.8537 | 0.01056 | 0.0010417 | 0.0036513 | -0.0015268 | -0.0049847 | -0.018007 | -0.0001119 | 0.0016811 | -0.0078514 | -0.0063401 | 0.00065229 | 0.0084874 | 0.017312 | 0.05171 | 0.19505 | 0.18591 | 0.17006 | 0.15401 | 0.025695 | -0.0022749 | -0.015467 | -0.017642 | -0.014557 | -0.021265 | 42.8325 | 42.1257 | 41.4373 | 40.9542 | 40.6831 | 40.3694 | 40.0076 | 39.8533 | 40.326 | 42.6163 | 45.2114 | 47.3986 | 49.2391 | 50.1733 | 50.6052 | 50.3971 | 49.5519 | 48.3613 | 46.3045 | 44.6916 | 43.4387 | 42.5035 | 41.7993 | 41.0947 | 0.063688 | 0.054222 | 0.058774 | 0.063156 | 0.074424 | 0.065674 | 0.061974 | 0.063117 | 0.068113 | 0.066292 | 0.065186 | 0.072283 | 0.069555 | 0.073405 | 0.074933 | 0.073084 | 0.071108 | 0.066322 | 0.060447 | 0.059297 | 0.056017 | 0.059434 | 0.061666 | 0.062688
Portfolio Adjusted1-in-10AllAll2025February Monthly Peak | Portfolio Adjusted | 1-in-10 | All | All | 2025 | February Monthly Peak | 2 | 5.5557 | 5.3935 | 5.2735 | 5.3094 | 5.6203 | 6.5067 | 7.6044 | 8.2076 | 8.9407 | 9.3294 | 9.5846 | 9.6578 | 9.5449 | 9.5707 | 9.38 | 8.9423 | 8.5295 | 8.319 | 8.194 | 7.7949 | 7.4379 | 6.9867 | 6.4189 | 5.9617 | 0.010515 | 0.00085395 | 0.0036518 | -0.0015968 | -0.0051585 | -0.018015 | -0.00011742 | 0.0017698 | -0.0077765 | -0.0063028 | 0.00076443 | 0.0089228 | 0.018314 | 0.054352 | 0.20827 | 0.19926 | 0.1804 | 0.1587 | 0.026834 | -0.0021386 | -0.015752 | -0.017982 | -0.014842 | -0.021562 | 49.9944 | 49.565 | 48.9753 | 48.4247 | 48.1087 | 47.3219 | 46.4783 | 46.9355 | 47.9904 | 50.1813 | 52.4212 | 53.9348 | 55.3085 | 56.4759 | 57.4579 | 57.8879 | 57.2958 | 56.5767 | 54.733 | 52.8151 | 51.2027 | 49.7802 | 48.9789 | 47.9974 | 0.064465 | 0.054874 | 0.059578 | 0.064062 | 0.074853 | 0.065706 | 0.061606 | 0.06229 | 0.067286 | 0.066213 | 0.065981 | 0.074193 | 0.07259 | 0.077621 | 0.08032 | 0.077848 | 0.074858 | 0.068464 | 0.062417 | 0.06106 | 0.057644 | 0.060725 | 0.062605 | 0.063372
Portfolio Adjusted1-in-10AllAll2025March Monthly Peak | Portfolio Adjusted | 1-in-10 | All | All | 2025 | March Monthly Peak | 3 | 5.7957 | 5.5916 | 5.432 | 5.4348 | 5.721 | 6.5429 | 7.6556 | 8.2556 | 8.933 | 9.4631 | 9.9558 | 10.2346 | 10.3244 | 10.5004 | 10.4341 | 10.0696 | 9.5545 | 8.9186 | 8.4692 | 8.3524 | 7.9751 | 7.4386 | 6.7787 | 6.2886 | 0.011083 | 0.0010405 | 0.0037887 | -0.0016191 | -0.0053349 | -0.018216 | -0.00010456 | 0.0018424 | -0.0079049 | -0.0064371 | 0.00090728 | 0.0095837 | 0.019783 | 0.058613 | 0.22706 | 0.21922 | 0.19843 | 0.16879 | 0.028223 | -0.0019331 | -0.016538 | -0.018762 | -0.015528 | -0.022619 | 58.028 | 56.5403 | 55.5192 | 54.8865 | 54.028 | 53.3443 | 52.7613 | 52.6468 | 53.9319 | 58.1249 | 63.1698 | 67.7648 | 71.2443 | 73.0518 | 74.1873 | 74.7753 | 74.6482 | 73.5849 | 72.0108 | 69.4559 | 66.1622 | 63.2813 | 61.0387 | 59.1997 | 0.067199 | 0.057115 | 0.061715 | 0.066017 | 0.076404 | 0.066576 | 0.062454 | 0.063289 | 0.068257 | 0.068035 | 0.068804 | 0.078029 | 0.077325 | 0.083044 | 0.086295 | 0.083994 | 0.080269 | 0.07175 | 0.064719 | 0.064816 | 0.061348 | 0.064272 | 0.066062 | 0.066582
Portfolio Adjusted1-in-10AllAll2025April Monthly Peak | Portfolio Adjusted | 1-in-10 | All | All | 2025 | April Monthly Peak | 4 | 6.0651 | 5.8416 | 5.6643 | 5.662 | 5.9628 | 6.7909 | 7.7631 | 8.5704 | 9.5737 | 10.4028 | 11.158 | 11.5818 | 11.7657 | 11.9522 | 11.8533 | 11.4356 | 10.7919 | 9.8979 | 9.0551 | 8.9015 | 8.6022 | 7.9872 | 7.2417 | 6.6927 | 0.0010173 | -0.0024192 | -0.0010409 | -0.006156 | -0.01129 | -0.019418 | -0.0087141 | -0.010128 | -0.0077604 | -0.0038457 | -0.0078723 | -0.00072495 | 0.012405 | 0.060315 | 0.24422 | 0.24065 | 0.22023 | 0.18645 | 0.043176 | 0.00274 | -0.010096 | -0.014202 | -0.01772 | -0.022723 | 68.3356 | 66.8867 | 65.2394 | 63.9122 | 62.7785 | 61.8153 | 61.2569 | 61.2782 | 64.5281 | 70.5607 | 76.6712 | 81.9663 | 85.1922 | 87.0507 | 87.8929 | 88.4262 | 88.2998 | 87.6586 | 85.778 | 82.4177 | 78.0034 | 74.1206 | 71.4644 | 69.8018 | 0.065249 | 0.055569 | 0.060116 | 0.064446 | 0.074667 | 0.065051 | 0.059922 | 0.06158 | 0.067935 | 0.069128 | 0.070707 | 0.08018 | 0.079816 | 0.085521 | 0.088648 | 0.086142 | 0.081891 | 0.072205 | 0.063644 | 0.063923 | 0.061158 | 0.064012 | 0.065539 | 0.06596
Portfolio Adjusted1-in-10AllAll2025May Monthly Peak | Portfolio Adjusted | 1-in-10 | All | All | 2025 | May Monthly Peak | 5 | 6.2129 | 5.9825 | 5.8061 | 5.8019 | 6.1278 | 6.9744 | 7.8708 | 8.9263 | 10.1121 | 11.077 | 11.9072 | 12.3487 | 12.4897 | 12.6393 | 12.4969 | 12.0284 | 11.3367 | 10.3572 | 9.4186 | 9.0717 | 8.9035 | 8.2787 | 7.5021 | 6.9413 | -0.0063028 | -0.0057208 | -0.0049878 | -0.009391 | -0.015393 | -0.021372 | -0.014924 | -0.017918 | -0.0071229 | -0.0010104 | -0.013317 | -0.0072734 | 0.0078626 | 0.060807 | 0.25305 | 0.25117 | 0.23058 | 0.19545 | 0.052412 | 0.0044497 | -0.0070401 | -0.01216 | -0.019781 | -0.022983 | 73.221 | 71.3895 | 69.9803 | 68.9794 | 67.919 | 66.913 | 66.3531 | 66.6562 | 70.2497 | 75.7519 | 80.838 | 84.4015 | 87.2901 | 89.1919 | 90.3354 | 90.6618 | 90.2908 | 89.2189 | 87.8614 | 85.3168 | 81.3139 | 77.4278 | 74.9163 | 72.519 | 0.0657 | 0.055949 | 0.060656 | 0.065113 | 0.075785 | 0.066116 | 0.060497 | 0.063276 | 0.070464 | 0.07228 | 0.07406 | 0.083944 | 0.083193 | 0.08888 | 0.091936 | 0.089001 | 0.084427 | 0.074046 | 0.065023 | 0.064348 | 0.062147 | 0.065271 | 0.066872 | 0.067585
Portfolio Adjusted1-in-10AllAll2025June Monthly Peak | Portfolio Adjusted | 1-in-10 | All | All | 2025 | June Monthly Peak | 6 | 6.4568 | 6.2125 | 6.0147 | 6.0003 | 6.2986 | 7.0864 | 7.9974 | 9.0888 | 10.2385 | 11.1703 | 11.9711 | 12.376 | 12.4286 | 12.5709 | 12.4539 | 12.0824 | 11.4714 | 10.547 | 9.6795 | 9.1893 | 9.0361 | 8.4741 | 7.6734 | 7.0927 | -0.0039278 | -0.0056001 | -0.0040898 | -0.0090847 | -0.015072 | -0.022274 | -0.012666 | -0.013111 | -0.0066764 | -0.00086967 | -0.0096319 | -0.0018275 | 0.01255 | 0.060365 | 0.24913 | 0.24905 | 0.22971 | 0.19557 | 0.049554 | 0.0043766 | -0.0090378 | -0.014253 | -0.019778 | -0.023894 | 72.0188 | 70.6809 | 69.7168 | 68.6725 | 67.6448 | 66.3486 | 65.6666 | 66.6447 | 70.3676 | 75.2981 | 80.3315 | 84.475 | 87.2436 | 88.8876 | 90.1461 | 90.8232 | 91.2791 | 90.4979 | 89.3889 | 86.7679 | 83.2594 | 79.5842 | 77.1699 | 75.3806 | 0.069434 | 0.058955 | 0.063577 | 0.067735 | 0.077826 | 0.067176 | 0.060999 | 0.06305 | 0.069358 | 0.070467 | 0.07188 | 0.081019 | 0.079077 | 0.084135 | 0.086812 | 0.085154 | 0.081577 | 0.072408 | 0.064925 | 0.064074 | 0.062475 | 0.066179 | 0.067837 | 0.06903
Portfolio Adjusted1-in-10AllAll2025July Monthly Peak | Portfolio Adjusted | 1-in-10 | All | All | 2025 | July Monthly Peak | 7 | 6.6803 | 6.4304 | 6.2485 | 6.23 | 6.5521 | 7.4459 | 8.4421 | 9.5532 | 10.7595 | 11.7541 | 12.5881 | 12.9957 | 13.0649 | 13.2159 | 13.1012 | 12.7195 | 12.1131 | 11.1467 | 10.164 | 9.6271 | 9.4369 | 8.8383 | 8.0031 | 7.3761 | -0.012286 | -0.0091684 | -0.0084783 | -0.012849 | -0.019882 | -0.024344 | -0.019786 | -0.021995 | -0.0060459 | 0.0019728 | -0.015574 | -0.0092172 | 0.0070557 | 0.059348 | 0.25426 | 0.25769 | 0.24014 | 0.20625 | 0.060322 | 0.0065763 | -0.0052892 | -0.011698 | -0.022058 | -0.024075 | 76.3137 | 75.073 | 73.9327 | 72.8591 | 72.0522 | 71.2149 | 70.5651 | 70.9623 | 73.9131 | 78.6977 | 83.4257 | 87.1353 | 89.2364 | 90.5653 | 91.9109 | 92.3384 | 92.1525 | 91.6203 | 90.4597 | 88.152 | 84.5439 | 81.1152 | 78.9371 | 77.4196 | 0.07165 | 0.060835 | 0.066111 | 0.070235 | 0.0809 | 0.070213 | 0.063779 | 0.065372 | 0.07158 | 0.072746 | 0.074049 | 0.083378 | 0.081272 | 0.086571 | 0.089338 | 0.087766 | 0.084255 | 0.075255 | 0.067371 | 0.066478 | 0.064787 | 0.068699 | 0.070484 | 0.071648
Portfolio Adjusted1-in-10AllAll2025August Monthly Peak | Portfolio Adjusted | 1-in-10 | All | All | 2025 | August Monthly Peak | 8 | 6.8311 | 6.5632 | 6.3636 | 6.3644 | 6.7015 | 7.6491 | 8.7565 | 9.8738 | 11.2114 | 12.2936 | 13.1963 | 13.6537 | 13.7339 | 13.8878 | 13.7504 | 13.2892 | 12.5885 | 11.5169 | 10.459 | 9.9968 | 9.7054 | 9.0136 | 8.1675 | 7.5311 | -0.018887 | -0.012547 | -0.012213 | -0.015458 | -0.023118 | -0.027074 | -0.025822 | -0.029228 | -0.0055861 | 0.0046162 | -0.019937 | -0.015151 | 0.0029189 | 0.060594 | 0.26627 | 0.26955 | 0.24946 | 0.21344 | 0.066889 | 0.0060874 | -0.0043618 | -0.010973 | -0.024355 | -0.024709 | 75.9605 | 74.9573 | 73.9511 | 73.1006 | 72.2196 | 71.6648 | 71.3376 | 71.5672 | 74.2137 | 79.3487 | 84.0931 | 88.4819 | 91.5269 | 93.4842 | 94.6987 | 95.6832 | 95.9741 | 95.3813 | 94.4779 | 91.8094 | 87.7148 | 84.6095 | 82.558 | 80.6485 | 0.074788 | 0.063292 | 0.068565 | 0.073196 | 0.084405 | 0.073531 | 0.067491 | 0.069566 | 0.076857 | 0.078405 | 0.080025 | 0.090561 | 0.088605 | 0.094544 | 0.097451 | 0.094856 | 0.089945 | 0.079502 | 0.070937 | 0.070201 | 0.067871 | 0.071625 | 0.073507 | 0.074883
Portfolio Adjusted1-in-10AllAll2025September Monthly Peak | Portfolio Adjusted | 1-in-10 | All | All | 2025 | September Monthly Peak | 9 | 6.7474 | 6.5149 | 6.333 | 6.3362 | 6.6943 | 7.6531 | 8.8964 | 9.9496 | 11.4041 | 12.5584 | 13.482 | 13.9481 | 14.0199 | 14.1696 | 13.9731 | 13.4191 | 12.6285 | 11.4935 | 10.4599 | 10.2194 | 9.6504 | 8.9557 | 8.0757 | 7.4532 | -0.019104 | -0.011733 | -0.012081 | -0.015373 | -0.023051 | -0.026033 | -0.026791 | -0.03244 | -0.0064775 | 0.0036092 | -0.023145 | -0.01944 | -0.00075017 | 0.061317 | 0.27069 | 0.27326 | 0.25225 | 0.21489 | 0.069242 | 0.0063243 | -0.0030645 | -0.0096576 | -0.024098 | -0.024135 | 76.9111 | 75.8379 | 74.7484 | 73.9897 | 73.1663 | 72.5278 | 71.9514 | 71.7129 | 73.834 | 78.4541 | 83.3578 | 87.8004 | 91.0205 | 93.1404 | 93.8439 | 94.1389 | 93.899 | 92.8897 | 91.1761 | 87.9455 | 83.978 | 80.9576 | 78.592 | 76.8835 | 0.074687 | 0.063613 | 0.069137 | 0.07401 | 0.086052 | 0.074697 | 0.06931 | 0.071905 | 0.080928 | 0.083089 | 0.084742 | 0.095695 | 0.093763 | 0.10015 | 0.10333 | 0.099889 | 0.094054 | 0.082429 | 0.073204 | 0.073222 | 0.069364 | 0.073072 | 0.074431 | 0.075523
Portfolio Adjusted1-in-10AllAll2025October Monthly Peak | Portfolio Adjusted | 1-in-10 | All | All | 2025 | October Monthly Peak | 10 | 6.3616 | 6.1369 | 5.9505 | 5.9326 | 6.2511 | 7.1296 | 8.3535 | 9.1347 | 10.2314 | 11.2121 | 12.0407 | 12.5156 | 12.6645 | 12.8601 | 12.7341 | 12.2297 | 11.4769 | 10.4727 | 9.8957 | 9.4997 | 8.936 | 8.3044 | 7.5225 | 6.9556 | -0.00646 | -0.0066016 | -0.0054539 | -0.0097097 | -0.01578 | -0.022966 | -0.015432 | -0.017096 | -0.0069639 | -0.00053116 | -0.012302 | -0.0057254 | 0.0097207 | 0.062977 | 0.26106 | 0.25821 | 0.23497 | 0.19942 | 0.053956 | 0.0036431 | -0.008699 | -0.013738 | -0.020608 | -0.02381 | 71.566 | 70.1795 | 69.1771 | 68.0135 | 67.0359 | 66.2199 | 65.8128 | 65.4107 | 66.3479 | 70.8215 | 76.5981 | 82.1784 | 86.5827 | 89.3299 | 90.317 | 90.8731 | 90.7482 | 89.6675 | 87.0187 | 82.6983 | 78.6427 | 75.789 | 73.6468 | 72.0132 | 0.06902 | 0.058673 | 0.063259 | 0.067471 | 0.078242 | 0.067978 | 0.063372 | 0.064867 | 0.071964 | 0.073862 | 0.075734 | 0.086308 | 0.08563 | 0.091694 | 0.094986 | 0.091983 | 0.086615 | 0.076151 | 0.068644 | 0.067442 | 0.06349 | 0.066605 | 0.068194 | 0.068853
Portfolio Adjusted1-in-10AllAll2025November Monthly Peak | Portfolio Adjusted | 1-in-10 | All | All | 2025 | November Monthly Peak | 11 | 5.9979 | 5.7889 | 5.6413 | 5.6373 | 5.9582 | 6.7989 | 7.7244 | 8.5305 | 9.5072 | 10.2863 | 10.9655 | 11.3254 | 11.4449 | 11.5785 | 11.3997 | 10.9162 | 10.3427 | 9.9605 | 9.1906 | 8.6775 | 8.2015 | 7.634 | 6.9788 | 6.5189 | 0.0051612 | -2.5924e-05 | 0.0014003 | -0.0045712 | -0.0093774 | -0.017987 | -0.0055858 | -0.0069757 | -0.0083955 | -0.0057175 | -0.0062758 | 0.0015055 | 0.013975 | 0.061136 | 0.24076 | 0.23481 | 0.21559 | 0.18902 | 0.041008 | 0.0027167 | -0.010464 | -0.014229 | -0.016186 | -0.022246 | 66.5128 | 64.9893 | 64.1177 | 62.7489 | 61.887 | 61.0181 | 60.5198 | 60.488 | 63.0623 | 68.1664 | 74.3655 | 79.4017 | 82.4058 | 84.0394 | 84.9475 | 84.8201 | 83.4406 | 80.8523 | 77.5718 | 74.1668 | 71.7345 | 69.7719 | 67.9894 | 66.783 | 0.066241 | 0.056363 | 0.061044 | 0.065023 | 0.07538 | 0.065912 | 0.060571 | 0.062003 | 0.068347 | 0.069641 | 0.071103 | 0.080687 | 0.079903 | 0.085441 | 0.088054 | 0.085195 | 0.08153 | 0.073875 | 0.065272 | 0.063547 | 0.059936 | 0.062965 | 0.064861 | 0.065895
Portfolio Adjusted1-in-10AllAll2025December Monthly Peak | Portfolio Adjusted | 1-in-10 | All | All | 2025 | December Monthly Peak | 12 | 5.6039 | 5.4526 | 5.3433 | 5.3521 | 5.6575 | 6.5822 | 7.7515 | 8.4266 | 9.2235 | 9.5734 | 9.6716 | 9.5287 | 9.2259 | 9.0802 | 8.7629 | 8.3314 | 8.1777 | 8.263 | 7.9565 | 7.6302 | 7.3137 | 6.9562 | 6.4515 | 5.977 | 0.010905 | 0.0012443 | 0.0038933 | -0.0014759 | -0.0049217 | -0.01769 | 2.3302e-05 | 0.0017578 | -0.0076628 | -0.0062492 | 0.00067193 | 0.0084156 | 0.017143 | 0.051254 | 0.19462 | 0.18706 | 0.17346 | 0.15649 | 0.025987 | -0.0021083 | -0.015444 | -0.017713 | -0.014584 | -0.021237 | 43.2465 | 42.5884 | 42.3444 | 42.2599 | 42.1854 | 42.004 | 42.3222 | 42.3756 | 43.0765 | 44.8735 | 46.7046 | 48.4264 | 49.5974 | 50.0047 | 50.0587 | 49.9644 | 49.5306 | 48.3421 | 47.1239 | 45.9427 | 44.8921 | 44.2668 | 43.9317 | 43.1994 | 0.064622 | 0.054841 | 0.059542 | 0.063277 | 0.073898 | 0.064976 | 0.060769 | 0.061554 | 0.066483 | 0.065273 | 0.064334 | 0.071376 | 0.068994 | 0.072855 | 0.074565 | 0.072899 | 0.071698 | 0.066597 | 0.060489 | 0.059493 | 0.056294 | 0.059785 | 0.061809 | 0.062705
Portfolio Adjusted1-in-10AllAll2025Typical Event Day | Portfolio Adjusted | 1-in-10 | All | All | 2025 | Typical Event Day | 8 | 6.7738 | 6.5076 | 6.3076 | 6.3083 | 6.6428 | 7.5769 | 8.6654 | 9.7394 | 11.0109 | 12.0326 | 12.8944 | 13.3342 | 13.4153 | 13.5794 | 13.4602 | 13.0211 | 12.338 | 11.2958 | 10.2779 | 9.8327 | 9.5624 | 8.8862 | 8.0566 | 7.4381 | -0.013659 | -0.009846 | -0.0092519 | -0.013321 | -0.020513 | -0.025353 | -0.021533 | -0.024336 | -0.0062528 | 0.0023401 | -0.016968 | -0.011191 | 0.0057413 | 0.061149 | 0.26303 | 0.26515 | 0.24523 | 0.20939 | 0.061771 | 0.0059355 | -0.0054905 | -0.011681 | -0.022692 | -0.024434 | 75.301 | 74.1373 | 73.0872 | 72.1555 | 71.2707 | 70.4391 | 69.8802 | 70.2218 | 73.0821 | 77.9496 | 82.802 | 86.9732 | 89.7569 | 91.5194 | 92.6499 | 93.2459 | 93.3262 | 92.5973 | 91.3757 | 88.6687 | 84.874 | 81.5666 | 79.3142 | 77.583 | 0.073193 | 0.061966 | 0.067075 | 0.071657 | 0.082654 | 0.071981 | 0.066081 | 0.067967 | 0.074859 | 0.076127 | 0.077533 | 0.087599 | 0.085776 | 0.091603 | 0.094548 | 0.09209 | 0.087376 | 0.077242 | 0.068967 | 0.06835 | 0.066128 | 0.06976 | 0.071621 | 0.072951
Portfolio Adjusted1-in-10AllAll2026January Monthly Peak | Portfolio Adjusted | 1-in-10 | All | All | 2026 | January Monthly Peak | 1 | 5.4606 | 5.3405 | 5.2351 | 5.273 | 5.5849 | 6.583 | 7.8818 | 8.5813 | 9.3654 | 9.6795 | 9.7318 | 9.5772 | 9.2079 | 9.0407 | 8.6793 | 8.1776 | 7.9512 | 8.0978 | 7.8893 | 7.5485 | 7.2301 | 6.8583 | 6.3616 | 5.8635 | 0.01059 | 0.0010447 | 0.003662 | -0.0015313 | -0.0049993 | -0.018059 | -0.00011222 | 0.001686 | -0.0078743 | -0.0063586 | 0.0006542 | 0.0085122 | 0.017362 | 0.051861 | 0.19554 | 0.18636 | 0.17046 | 0.15437 | 0.02577 | -0.0022815 | -0.015512 | -0.017693 | -0.014599 | -0.021327 | 42.8327 | 42.1259 | 41.4375 | 40.9544 | 40.6833 | 40.3696 | 40.0078 | 39.8535 | 40.3262 | 42.6165 | 45.2116 | 47.3988 | 49.2393 | 50.1735 | 50.6054 | 50.3973 | 49.5521 | 48.3615 | 46.3046 | 44.6917 | 43.4388 | 42.5037 | 41.7995 | 41.0949 | 0.063874 | 0.054379 | 0.058945 | 0.06334 | 0.07464 | 0.065864 | 0.062154 | 0.0633 | 0.06831 | 0.066484 | 0.065374 | 0.072493 | 0.069757 | 0.073618 | 0.075151 | 0.073296 | 0.071315 | 0.066515 | 0.060623 | 0.059469 | 0.056179 | 0.059607 | 0.061845 | 0.06287
Portfolio Adjusted1-in-10AllAll2026February Monthly Peak | Portfolio Adjusted | 1-in-10 | All | All | 2026 | February Monthly Peak | 2 | 5.565 | 5.4025 | 5.2822 | 5.3182 | 5.6298 | 6.5181 | 7.618 | 8.2223 | 8.956 | 9.3449 | 9.6004 | 9.6736 | 9.5605 | 9.5863 | 9.3952 | 8.9566 | 8.543 | 8.332 | 8.2067 | 7.8071 | 7.4497 | 6.9979 | 6.4294 | 5.9717 | 0.010546 | 0.00085644 | 0.0036624 | -0.0016015 | -0.0051735 | -0.018068 | -0.00011776 | 0.0017749 | -0.0077992 | -0.0063212 | 0.00076666 | 0.0089489 | 0.018368 | 0.054511 | 0.20878 | 0.19974 | 0.18082 | 0.15907 | 0.026912 | -0.0021449 | -0.015798 | -0.018034 | -0.014886 | -0.021625 | 49.9945 | 49.5652 | 48.9755 | 48.4249 | 48.1089 | 47.3221 | 46.4784 | 46.9357 | 47.9906 | 50.1815 | 52.4214 | 53.935 | 55.3087 | 56.4761 | 57.4581 | 57.8881 | 57.296 | 56.5769 | 54.7332 | 52.8154 | 51.203 | 49.7804 | 48.9791 | 47.9976 | 0.064653 | 0.055033 | 0.059752 | 0.064249 | 0.07507 | 0.065896 | 0.061784 | 0.062471 | 0.067482 | 0.066405 | 0.066172 | 0.074408 | 0.072801 | 0.077846 | 0.080554 | 0.078074 | 0.075076 | 0.068663 | 0.062598 | 0.061237 | 0.057811 | 0.060901 | 0.062787 | 0.063557
Portfolio Adjusted1-in-10AllAll2026March Monthly Peak | Portfolio Adjusted | 1-in-10 | All | All | 2026 | March Monthly Peak | 3 | 5.8054 | 5.6009 | 5.441 | 5.4439 | 5.7308 | 6.5544 | 7.6693 | 8.2706 | 8.9486 | 9.479 | 9.9723 | 10.2512 | 10.341 | 10.5171 | 10.4504 | 10.0851 | 9.569 | 8.9323 | 8.4824 | 8.3654 | 7.9877 | 7.4505 | 6.7898 | 6.2991 | 0.011115 | 0.0010435 | 0.0037998 | -0.0016238 | -0.0053504 | -0.018269 | -0.00010487 | 0.0018478 | -0.0079279 | -0.0064558 | 0.00090992 | 0.0096117 | 0.019841 | 0.058784 | 0.22762 | 0.21974 | 0.19889 | 0.16919 | 0.028305 | -0.0019387 | -0.016586 | -0.018816 | -0.015574 | -0.022685 | 58.0282 | 56.5405 | 55.5194 | 54.8867 | 54.0282 | 53.3446 | 52.7615 | 52.6471 | 53.9321 | 58.1251 | 63.1699 | 67.765 | 71.2445 | 73.0519 | 74.1875 | 74.7754 | 74.6483 | 73.585 | 72.0109 | 69.456 | 66.1624 | 63.2814 | 61.0389 | 59.1998 | 0.067395 | 0.05728 | 0.061895 | 0.066209 | 0.076627 | 0.066768 | 0.062635 | 0.063473 | 0.068456 | 0.068232 | 0.069004 | 0.078256 | 0.077549 | 0.083285 | 0.086546 | 0.084238 | 0.080502 | 0.071959 | 0.064907 | 0.065005 | 0.061526 | 0.064459 | 0.066254 | 0.066775
Portfolio Adjusted1-in-10AllAll2026April Monthly Peak | Portfolio Adjusted | 1-in-10 | All | All | 2026 | April Monthly Peak | 4 | 6.0751 | 5.8513 | 5.6737 | 5.6715 | 5.9729 | 6.8028 | 7.7771 | 8.5858 | 9.5902 | 10.42 | 11.1759 | 11.6 | 11.7839 | 11.9705 | 11.8712 | 11.4524 | 10.8077 | 9.9126 | 9.069 | 8.9151 | 8.6154 | 7.9997 | 7.2533 | 6.7037 | 0.0010202 | -0.0024263 | -0.001044 | -0.006174 | -0.011323 | -0.019474 | -0.0087396 | -0.010158 | -0.0077831 | -0.003857 | -0.0078953 | -0.00072706 | 0.012441 | 0.060491 | 0.24481 | 0.24121 | 0.22073 | 0.18689 | 0.043302 | 0.002748 | -0.010125 | -0.014243 | -0.017772 | -0.02279 | 68.3357 | 66.8869 | 65.2396 | 63.9124 | 62.7787 | 61.8156 | 61.2571 | 61.2784 | 64.5283 | 70.5608 | 76.6713 | 81.9664 | 85.1923 | 87.0509 | 87.893 | 88.4264 | 88.2999 | 87.6587 | 85.7781 | 82.4178 | 78.0034 | 74.1207 | 71.4645 | 69.8018 | 0.065438 | 0.055729 | 0.060291 | 0.064633 | 0.074885 | 0.065238 | 0.060095 | 0.061759 | 0.068132 | 0.069328 | 0.070911 | 0.080413 | 0.080048 | 0.085769 | 0.088905 | 0.086392 | 0.082129 | 0.072415 | 0.063829 | 0.064109 | 0.061335 | 0.064198 | 0.065729 | 0.066152
Portfolio Adjusted1-in-10AllAll2026May Monthly Peak | Portfolio Adjusted | 1-in-10 | All | All | 2026 | May Monthly Peak | 5 | 6.223 | 5.9923 | 5.8156 | 5.8115 | 6.1381 | 6.9866 | 7.8851 | 8.9422 | 10.1293 | 11.095 | 11.926 | 12.3678 | 12.5087 | 12.6584 | 12.5155 | 12.0459 | 11.353 | 10.3724 | 9.4328 | 9.0855 | 8.917 | 8.2916 | 7.514 | 6.9526 | -0.0063212 | -0.0057375 | -0.0050024 | -0.0094184 | -0.015438 | -0.021434 | -0.014967 | -0.01797 | -0.0071437 | -0.0010133 | -0.013356 | -0.0072946 | 0.0078856 | 0.060984 | 0.25366 | 0.25175 | 0.23111 | 0.1959 | 0.052565 | 0.0044627 | -0.0070607 | -0.012196 | -0.019839 | -0.02305 | 73.221 | 71.3896 | 69.9804 | 68.9794 | 67.9191 | 66.9131 | 66.3532 | 66.6563 | 70.2498 | 75.7521 | 80.8381 | 84.4016 | 87.2902 | 89.192 | 90.3355 | 90.6619 | 90.2909 | 89.219 | 87.8615 | 85.3169 | 81.314 | 77.4278 | 74.9163 | 72.519 | 0.065891 | 0.056111 | 0.060833 | 0.065302 | 0.076005 | 0.066307 | 0.060672 | 0.063459 | 0.070668 | 0.072489 | 0.074274 | 0.084187 | 0.083434 | 0.089138 | 0.092202 | 0.089259 | 0.084672 | 0.074261 | 0.065212 | 0.064535 | 0.062327 | 0.065461 | 0.067066 | 0.067781
Portfolio Adjusted1-in-10AllAll2026June Monthly Peak | Portfolio Adjusted | 1-in-10 | All | All | 2026 | June Monthly Peak | 6 | 6.4673 | 6.2228 | 6.0246 | 6.0102 | 6.3093 | 7.0988 | 8.0118 | 9.1048 | 10.2554 | 11.1879 | 11.9893 | 12.3943 | 12.4466 | 12.5889 | 12.4715 | 12.0992 | 11.4872 | 10.5619 | 9.6936 | 9.2031 | 9.0497 | 8.4871 | 7.6854 | 7.1042 | -0.0039393 | -0.0056164 | -0.0041018 | -0.0091113 | -0.015116 | -0.022339 | -0.012703 | -0.013149 | -0.0066959 | -0.00087221 | -0.00966 | -0.0018328 | 0.012586 | 0.060541 | 0.24973 | 0.24962 | 0.23023 | 0.19602 | 0.049699 | 0.0043893 | -0.0090642 | -0.014295 | -0.019836 | -0.023964 | 72.0187 | 70.6808 | 69.7167 | 68.6724 | 67.6447 | 66.3486 | 65.6665 | 66.6446 | 70.3675 | 75.298 | 80.3315 | 84.475 | 87.2436 | 88.8876 | 90.1461 | 90.8232 | 91.279 | 90.4979 | 89.3888 | 86.7678 | 83.2593 | 79.5841 | 77.1698 | 75.3805 | 0.069635 | 0.059126 | 0.063761 | 0.067932 | 0.078052 | 0.06737 | 0.061175 | 0.063232 | 0.069559 | 0.070671 | 0.072088 | 0.081254 | 0.079306 | 0.084379 | 0.087063 | 0.085401 | 0.081813 | 0.072618 | 0.065113 | 0.064259 | 0.062656 | 0.066371 | 0.068034 | 0.06923
Portfolio Adjusted1-in-10AllAll2026July Monthly Peak | Portfolio Adjusted | 1-in-10 | All | All | 2026 | July Monthly Peak | 7 | 6.6911 | 6.4409 | 6.2587 | 6.2403 | 6.5631 | 7.4588 | 8.4571 | 9.5697 | 10.7769 | 11.7721 | 12.6067 | 13.0144 | 13.0833 | 13.2344 | 13.1192 | 12.7367 | 12.1294 | 11.162 | 10.1786 | 9.6413 | 9.4509 | 8.8516 | 8.0155 | 7.3879 | -0.012322 | -0.0091952 | -0.0085031 | -0.012886 | -0.01994 | -0.024415 | -0.019844 | -0.022059 | -0.0060636 | 0.0019786 | -0.015619 | -0.0092441 | 0.0070762 | 0.059521 | 0.25486 | 0.25828 | 0.24067 | 0.20672 | 0.060498 | 0.0065955 | -0.0053046 | -0.011732 | -0.022122 | -0.024145 | 76.3136 | 75.073 | 73.9327 | 72.859 | 72.0522 | 71.2149 | 70.5651 | 70.9623 | 73.9131 | 78.6977 | 83.4257 | 87.1353 | 89.2364 | 90.5652 | 91.9109 | 92.3383 | 92.1524 | 91.6202 | 90.4596 | 88.1519 | 84.5438 | 81.1151 | 78.937 | 77.4195 | 0.071858 | 0.061011 | 0.066303 | 0.070439 | 0.081136 | 0.070416 | 0.063964 | 0.065562 | 0.071787 | 0.072956 | 0.074263 | 0.083619 | 0.081506 | 0.086821 | 0.089596 | 0.08802 | 0.084499 | 0.075472 | 0.067566 | 0.06667 | 0.064975 | 0.068898 | 0.070688 | 0.071856
Portfolio Adjusted1-in-10AllAll2026August Monthly Peak | Portfolio Adjusted | 1-in-10 | All | All | 2026 | August Monthly Peak | 8 | 6.8422 | 6.5739 | 6.374 | 6.3749 | 6.7128 | 7.6624 | 8.772 | 9.8909 | 11.2297 | 12.3127 | 13.2162 | 13.6737 | 13.7537 | 13.9076 | 13.7698 | 13.3075 | 12.6057 | 11.5329 | 10.4742 | 10.0115 | 9.7198 | 9.0274 | 8.1802 | 7.5433 | -0.018942 | -0.012583 | -0.012248 | -0.015504 | -0.023186 | -0.027153 | -0.025897 | -0.029313 | -0.0056024 | 0.0046297 | -0.019995 | -0.015195 | 0.0029274 | 0.060771 | 0.2669 | 0.27017 | 0.25001 | 0.21393 | 0.067084 | 0.0061051 | -0.0043746 | -0.011005 | -0.024426 | -0.024781 | 75.9605 | 74.9573 | 73.9511 | 73.1007 | 72.2197 | 71.6649 | 71.3377 | 71.5672 | 74.2138 | 79.3488 | 84.0931 | 88.482 | 91.527 | 93.4842 | 94.6987 | 95.6832 | 95.9741 | 95.3814 | 94.478 | 91.8094 | 87.7149 | 84.6095 | 82.5579 | 80.6484 | 0.075005 | 0.063475 | 0.068764 | 0.073408 | 0.08465 | 0.073743 | 0.067687 | 0.069768 | 0.07708 | 0.078632 | 0.080256 | 0.090822 | 0.088861 | 0.094818 | 0.097733 | 0.095131 | 0.090206 | 0.079733 | 0.071143 | 0.070404 | 0.068067 | 0.071833 | 0.073721 | 0.075101
Portfolio Adjusted1-in-10AllAll2026September Monthly Peak | Portfolio Adjusted | 1-in-10 | All | All | 2026 | September Monthly Peak | 9 | 6.7584 | 6.5256 | 6.3435 | 6.3467 | 6.7057 | 7.6664 | 8.9122 | 9.9671 | 11.4231 | 12.5784 | 13.5028 | 13.9691 | 14.0406 | 14.1903 | 13.9932 | 13.4381 | 12.6462 | 11.5098 | 10.4753 | 10.2346 | 9.665 | 8.9695 | 8.0885 | 7.4654 | -0.01916 | -0.011767 | -0.012117 | -0.015418 | -0.023119 | -0.026109 | -0.026869 | -0.032534 | -0.0064964 | 0.0036198 | -0.023213 | -0.019497 | -0.00075236 | 0.061496 | 0.27133 | 0.27389 | 0.25282 | 0.21539 | 0.069444 | 0.0063427 | -0.0030735 | -0.0096858 | -0.024168 | -0.024205 | 76.9113 | 75.838 | 74.7485 | 73.9898 | 73.1664 | 72.528 | 71.9516 | 71.7131 | 73.8341 | 78.4543 | 83.358 | 87.8006 | 91.0206 | 93.1405 | 93.844 | 94.139 | 93.8991 | 92.8897 | 91.1762 | 87.9456 | 83.978 | 80.9576 | 78.5921 | 76.8836 | 0.074904 | 0.063797 | 0.069339 | 0.074225 | 0.086302 | 0.074913 | 0.069511 | 0.072113 | 0.081163 | 0.08333 | 0.084987 | 0.095972 | 0.094034 | 0.10044 | 0.10363 | 0.10018 | 0.094326 | 0.082668 | 0.073416 | 0.073435 | 0.069565 | 0.073284 | 0.074647 | 0.075743
Portfolio Adjusted1-in-10AllAll2026October Monthly Peak | Portfolio Adjusted | 1-in-10 | All | All | 2026 | October Monthly Peak | 10 | 6.3722 | 6.1472 | 5.9604 | 5.9425 | 6.2617 | 7.1422 | 8.3684 | 9.151 | 10.2489 | 11.2305 | 12.0599 | 12.5352 | 12.6841 | 12.8797 | 12.7533 | 12.2477 | 11.4937 | 10.4883 | 9.9108 | 9.5142 | 8.9499 | 8.3175 | 7.5347 | 6.9671 | -0.0064788 | -0.0066209 | -0.0054698 | -0.009738 | -0.015826 | -0.023033 | -0.015477 | -0.017146 | -0.0069842 | -0.00053271 | -0.012338 | -0.0057422 | 0.0097491 | 0.063161 | 0.26169 | 0.25882 | 0.23551 | 0.19988 | 0.054114 | 0.0036537 | -0.0087244 | -0.013779 | -0.020668 | -0.023879 | 71.5662 | 70.1796 | 69.1772 | 68.0137 | 67.0361 | 66.2201 | 65.813 | 65.4109 | 66.3481 | 70.8217 | 76.5982 | 82.1785 | 86.5828 | 89.3301 | 90.3171 | 90.8732 | 90.7483 | 89.6676 | 87.0188 | 82.6983 | 78.6427 | 75.7891 | 73.6469 | 72.0133 | 0.069221 | 0.058842 | 0.063443 | 0.067667 | 0.07847 | 0.068174 | 0.063555 | 0.065055 | 0.072173 | 0.074076 | 0.075953 | 0.086558 | 0.085878 | 0.09196 | 0.095262 | 0.09225 | 0.086866 | 0.076372 | 0.068843 | 0.067638 | 0.063674 | 0.066798 | 0.068392 | 0.069053
Portfolio Adjusted1-in-10AllAll2026November Monthly Peak | Portfolio Adjusted | 1-in-10 | All | All | 2026 | November Monthly Peak | 11 | 6.0079 | 5.7986 | 5.6507 | 5.6467 | 5.9684 | 6.8109 | 7.7385 | 8.5459 | 9.5237 | 10.3035 | 10.9834 | 11.3435 | 11.463 | 11.5966 | 11.4173 | 10.9328 | 10.3583 | 9.9755 | 9.2047 | 8.691 | 8.2145 | 7.6463 | 6.9902 | 6.5298 | 0.0051762 | -2.5999e-05 | 0.0014044 | -0.0045845 | -0.0094047 | -0.018039 | -0.0056021 | -0.0069961 | -0.0084199 | -0.0057342 | -0.0062942 | 0.0015099 | 0.014015 | 0.061314 | 0.24135 | 0.23536 | 0.21608 | 0.18946 | 0.041128 | 0.0027246 | -0.010495 | -0.014271 | -0.016233 | -0.022311 | 66.5131 | 64.9895 | 64.118 | 62.7492 | 61.8873 | 61.0184 | 60.52 | 60.4883 | 63.0625 | 68.1666 | 74.3657 | 79.4019 | 82.4061 | 84.0396 | 84.9478 | 84.8204 | 83.4408 | 80.8525 | 77.572 | 74.167 | 71.7347 | 69.7721 | 67.9897 | 66.7832 | 0.066433 | 0.056526 | 0.061222 | 0.065212 | 0.075599 | 0.066102 | 0.060747 | 0.062183 | 0.068545 | 0.069842 | 0.071309 | 0.080921 | 0.080134 | 0.085689 | 0.088309 | 0.085442 | 0.081767 | 0.07409 | 0.065462 | 0.063732 | 0.060109 | 0.063148 | 0.06505 | 0.066086
Portfolio Adjusted1-in-10AllAll2026December Monthly Peak | Portfolio Adjusted | 1-in-10 | All | All | 2026 | December Monthly Peak | 12 | 5.6131 | 5.4616 | 5.3521 | 5.3608 | 5.6669 | 6.5934 | 7.7648 | 8.441 | 9.2386 | 9.5886 | 9.6869 | 9.5439 | 9.2406 | 9.0948 | 8.777 | 8.3448 | 8.1906 | 8.2757 | 7.9688 | 7.6422 | 7.3252 | 6.9672 | 6.4618 | 5.9868 | 0.010937 | 0.001248 | 0.0039047 | -0.0014802 | -0.0049361 | -0.017742 | 2.337e-05 | 0.001763 | -0.0076852 | -0.0062675 | 0.00067389 | 0.0084402 | 0.017193 | 0.051404 | 0.19511 | 0.18751 | 0.17387 | 0.15686 | 0.026063 | -0.0021144 | -0.015489 | -0.017764 | -0.014627 | -0.021299 | 43.2467 | 42.5886 | 42.3446 | 42.2601 | 42.1856 | 42.0042 | 42.3224 | 42.3758 | 43.0767 | 44.8737 | 46.7048 | 48.4265 | 49.5976 | 50.0048 | 50.0588 | 49.9646 | 49.5307 | 48.3423 | 47.1241 | 45.9429 | 44.8922 | 44.267 | 43.9319 | 43.1996 | 0.06481 | 0.055 | 0.059716 | 0.063461 | 0.074113 | 0.065164 | 0.060945 | 0.061733 | 0.066675 | 0.065462 | 0.06452 | 0.071583 | 0.069194 | 0.073066 | 0.074782 | 0.073111 | 0.071906 | 0.066791 | 0.060665 | 0.059666 | 0.056457 | 0.059959 | 0.061988 | 0.062887
Portfolio Adjusted1-in-10AllAll2026Typical Event Day | Portfolio Adjusted | 1-in-10 | All | All | 2026 | Typical Event Day | 8 | 6.7848 | 6.5183 | 6.318 | 6.3187 | 6.6539 | 7.5901 | 8.6808 | 9.7564 | 11.029 | 12.0514 | 12.9139 | 13.3539 | 13.4347 | 13.5989 | 13.4792 | 13.0391 | 12.3549 | 11.3115 | 10.2929 | 9.8473 | 9.5767 | 8.8998 | 8.0692 | 7.4501 | -0.013699 | -0.0098748 | -0.0092789 | -0.01336 | -0.020572 | -0.025427 | -0.021596 | -0.024407 | -0.006271 | 0.002347 | -0.017017 | -0.011223 | 0.0057581 | 0.061327 | 0.26365 | 0.26576 | 0.24578 | 0.20987 | 0.061951 | 0.0059528 | -0.0055065 | -0.011715 | -0.022758 | -0.024505 | 75.301 | 74.1373 | 73.0873 | 72.1555 | 71.2707 | 70.4391 | 69.8802 | 70.2218 | 73.0821 | 77.9497 | 82.8021 | 86.9732 | 89.7569 | 91.5194 | 92.6499 | 93.2459 | 93.3262 | 92.5973 | 91.3756 | 88.6687 | 84.874 | 81.5666 | 79.3142 | 77.583 | 0.073406 | 0.062146 | 0.06727 | 0.071866 | 0.082894 | 0.072189 | 0.066272 | 0.068164 | 0.075075 | 0.076348 | 0.077757 | 0.087852 | 0.086024 | 0.091868 | 0.094821 | 0.092357 | 0.087629 | 0.077466 | 0.069167 | 0.068548 | 0.066319 | 0.069963 | 0.071829 | 0.073163
Portfolio Adjusted1-in-2AllAll2015January Monthly Peak | Portfolio Adjusted | 1-in-2 | All | All | 2015 | January Monthly Peak | 1 | 118.044 | 114.5405 | 110.8685 | 111.4986 | 120.8189 | 144.8089 | 173.1408 | 188.0287 | 196.337 | 197.3304 | 199.7704 | 199.0752 | 195.2328 | 194.8401 | 188.2001 | 177.6946 | 168.214 | 164.8198 | 159.5087 | 153.732 | 148.1718 | 141.6508 | 132.6313 | 126.2858 | 0.38781 | 0.037693 | 0.13634 | -0.056713 | -0.18709 | -0.65763 | -0.0031739 | 0.064968 | -0.28406 | -0.22986 | 0.028336 | 0.32262 | 0.65978 | 1.9491 | 6.3329 | 5.9148 | 5.2331 | 4.7194 | 0.96283 | -0.070719 | -0.56049 | -0.63973 | -0.53119 | -0.77901 | 52.1793 | 51.6889 | 51.3422 | 50.8801 | 50.6911 | 50.2643 | 50.3673 | 50.2582 | 50.6066 | 51.974 | 53.7841 | 55.324 | 56.4682 | 57.4352 | 58.0818 | 58.0139 | 57.8298 | 57.1371 | 55.756 | 54.4562 | 53.8236 | 53.5187 | 53.0254 | 52.2184 | 2.339 | 1.9881 | 2.1542 | 2.3148 | 2.7195 | 2.3887 | 2.2506 | 2.2839 | 2.4545 | 2.4009 | 2.3806 | 2.66 | 2.5859 | 2.7506 | 2.8269 | 2.7532 | 2.6632 | 2.4636 | 2.2246 | 2.178 | 2.0599 | 2.1799 | 2.2601 | 2.2972
Portfolio Adjusted1-in-2AllAll2015February Monthly Peak | Portfolio Adjusted | 1-in-2 | All | All | 2015 | February Monthly Peak | 2 | 119.5637 | 115.9371 | 112.5691 | 113.1877 | 121.9882 | 145.5022 | 173.1682 | 187.5975 | 196.6181 | 199.1182 | 202.9294 | 204.0933 | 201.5919 | 202.4509 | 196.8148 | 185.2928 | 174.3679 | 168.5247 | 164.3926 | 158.0966 | 152.1345 | 144.8436 | 134.8547 | 128.0646 | 0.38685 | 0.031563 | 0.13492 | -0.058424 | -0.18935 | -0.6603 | -0.0037462 | 0.065721 | -0.28478 | -0.23181 | 0.028278 | 0.32928 | 0.67692 | 2.0143 | 6.6078 | 6.1622 | 5.4207 | 4.8215 | 0.9905 | -0.076755 | -0.57885 | -0.66017 | -0.54493 | -0.79232 | 51.7156 | 51.262 | 51.0317 | 50.7187 | 50.2517 | 50.0823 | 49.7075 | 50.018 | 51.3465 | 54.7302 | 58.4681 | 61.5573 | 63.1022 | 63.75 | 64.2215 | 63.9685 | 63.5946 | 62.7256 | 60.7588 | 58.7192 | 57.5166 | 56.589 | 55.6667 | 54.3926 | 2.3638 | 2.0084 | 2.1852 | 2.3495 | 2.7436 | 2.3988 | 2.2502 | 2.2768 | 2.4586 | 2.423 | 2.4198 | 2.7291 | 2.6755 | 2.8667 | 2.9711 | 2.8785 | 2.7645 | 2.5228 | 2.2938 | 2.242 | 2.1161 | 2.2292 | 2.2977 | 2.3254
Portfolio Adjusted1-in-2AllAll2015March Monthly Peak | Portfolio Adjusted | 1-in-2 | All | All | 2015 | March Monthly Peak | 3 | 122.5883 | 118.6291 | 114.9023 | 114.8358 | 123.0343 | 145.9497 | 174.1448 | 188.9377 | 197.1021 | 199.6327 | 203.9713 | 205.1545 | 203.2367 | 204.0332 | 198.6623 | 188.3385 | 177.4399 | 168.8421 | 164.8415 | 162.832 | 157.1989 | 149.4908 | 138.9851 | 131.5543 | 0.40284 | 0.03945 | 0.13707 | -0.057889 | -0.19046 | -0.6595 | -0.0028919 | 0.0657 | -0.28557 | -0.2312 | 0.029809 | 0.33289 | 0.68503 | 2.037 | 6.6769 | 6.2685 | 5.5253 | 4.831 | 0.99421 | -0.077504 | -0.59626 | -0.67733 | -0.55994 | -0.81394 | 52.9277 | 52.0221 | 51.4283 | 51.1453 | 50.6309 | 50.2648 | 49.9634 | 50.1652 | 51.9323 | 54.1142 | 56.9381 | 59.8002 | 62.1998 | 64.1261 | 65.2175 | 65.7421 | 65.4769 | 64.5147 | 61.9918 | 58.8937 | 57.1645 | 55.8078 | 54.657 | 53.2631 | 2.4273 | 2.0584 | 2.2307 | 2.3838 | 2.7629 | 2.404 | 2.2603 | 2.2919 | 2.4627 | 2.4278 | 2.4309 | 2.7403 | 2.6952 | 2.8824 | 2.9859 | 2.913 | 2.7983 | 2.5211 | 2.2989 | 2.3094 | 2.1863 | 2.2998 | 2.3671 | 2.388
Portfolio Adjusted1-in-2AllAll2015April Monthly Peak | Portfolio Adjusted | 1-in-2 | All | All | 2015 | April Monthly Peak | 4 | 125.3027 | 121.3588 | 117.3332 | 117.3896 | 125.9272 | 148.884 | 174.6492 | 190.7917 | 201.4254 | 207.0748 | 214.1937 | 216.7154 | 216.2932 | 217.6792 | 212.3709 | 201.2465 | 188.8081 | 177.2337 | 168.6663 | 167.1594 | 163.0514 | 154.6442 | 143.5415 | 135.8453 | 0.40465 | 0.036151 | 0.1394 | -0.060618 | -0.20123 | -0.67506 | -0.0028376 | 0.06919 | -0.29145 | -0.23906 | 0.034035 | 0.35662 | 0.73522 | 2.1768 | 7.1328 | 6.6954 | 5.8857 | 5.0903 | 1.0333 | -0.061712 | -0.60604 | -0.68943 | -0.57148 | -0.83723 | 62.3636 | 61.3588 | 60.5271 | 59.8356 | 58.9355 | 58.2877 | 57.7461 | 57.7126 | 59.8389 | 63.8411 | 68.6147 | 73.3231 | 77.2501 | 79.6601 | 80.8449 | 81.2836 | 80.712 | 79.9342 | 78.1368 | 75.5256 | 71.4205 | 68.8975 | 66.8813 | 65.0729 | 2.4738 | 2.1012 | 2.2742 | 2.4339 | 2.8216 | 2.4494 | 2.2607 | 2.3074 | 2.5101 | 2.5137 | 2.5485 | 2.8875 | 2.8633 | 3.0693 | 3.188 | 3.1054 | 2.9644 | 2.6313 | 2.3425 | 2.3614 | 2.2642 | 2.3784 | 2.4423 | 2.4627
Portfolio Adjusted1-in-2AllAll2015May Monthly Peak | Portfolio Adjusted | 1-in-2 | All | All | 2015 | May Monthly Peak | 5 | 125.9303 | 122.0311 | 118.2275 | 118.4377 | 127.5797 | 151.1263 | 175.9696 | 195.1293 | 207.5873 | 214.7579 | 222.4597 | 224.7765 | 223.6161 | 224.7099 | 219.1605 | 206.9801 | 193.7192 | 180.9345 | 171.4082 | 167.4746 | 165.0229 | 156.8002 | 145.6975 | 138.3083 | 0.41526 | 0.041673 | 0.14247 | -0.060308 | -0.20258 | -0.68226 | -0.0016918 | 0.070757 | -0.29978 | -0.24897 | 0.034635 | 0.36816 | 0.75796 | 2.2531 | 7.3776 | 6.9036 | 6.058 | 5.2168 | 1.0572 | -0.054927 | -0.60531 | -0.69161 | -0.57385 | -0.84691 | 64.8229 | 63.7622 | 62.7279 | 61.8699 | 61.1499 | 60.2484 | 59.7997 | 60.3492 | 63.1291 | 66.7849 | 70.8834 | 74.9488 | 78.6274 | 81.1035 | 82.6138 | 83.2483 | 83.3497 | 82.5438 | 80.619 | 78.0306 | 73.9576 | 70.7801 | 69.0533 | 67.4709 | 2.4933 | 2.1164 | 2.2937 | 2.4559 | 2.8568 | 2.4852 | 2.2772 | 2.3598 | 2.5846 | 2.6066 | 2.6466 | 2.9976 | 2.9608 | 3.1671 | 3.2859 | 3.1882 | 3.036 | 2.6795 | 2.3774 | 2.3609 | 2.2887 | 2.4137 | 2.4815 | 2.5148
Portfolio Adjusted1-in-2AllAll2015June Monthly Peak | Portfolio Adjusted | 1-in-2 | All | All | 2015 | June Monthly Peak | 6 | 133.725 | 129.5197 | 125.2506 | 125.4021 | 134.0298 | 156.3471 | 180.8879 | 199.4429 | 211.0809 | 217.7312 | 225.1207 | 226.2915 | 222.2446 | 222.5719 | 217.0915 | 207.9554 | 196.3552 | 184.3138 | 176.7363 | 172.0898 | 170.4394 | 162.784 | 151.1539 | 144.0353 | 0.28748 | 0.002111 | 0.08221 | -0.14733 | -0.32386 | -0.71035 | -0.12814 | -0.086278 | -0.28952 | -0.19429 | -0.096375 | 0.24065 | 0.66994 | 2.2228 | 7.2826 | 6.9719 | 6.2143 | 5.4042 | 1.3443 | 0.068283 | -0.4875 | -0.62319 | -0.61028 | -0.86335 | 67.5167 | 66.3666 | 65.3093 | 64.4766 | 63.6939 | 63.1115 | 62.5743 | 63.2253 | 66.1232 | 70.2952 | 74.1273 | 77.6861 | 80.1839 | 82.3624 | 83.6524 | 84.4676 | 84.9989 | 84.6695 | 83.3732 | 80.7686 | 77.3513 | 73.6257 | 71.2234 | 69.6734 | 2.5879 | 2.1917 | 2.3665 | 2.5187 | 2.892 | 2.4886 | 2.2618 | 2.3276 | 2.5398 | 2.5579 | 2.5947 | 2.9191 | 2.844 | 3.0283 | 3.1302 | 3.0768 | 2.9548 | 2.6304 | 2.3712 | 2.3452 | 2.2909 | 2.4327 | 2.4976 | 2.5446
Portfolio Adjusted1-in-2AllAll2015July Monthly Peak | Portfolio Adjusted | 1-in-2 | All | All | 2015 | July Monthly Peak | 7 | 136.7084 | 132.563 | 129.0303 | 129.0374 | 138.3672 | 162.2419 | 187.8284 | 205.2056 | 215.9697 | 222.6844 | 229.7115 | 230.503 | 226.7428 | 227.4979 | 222.4743 | 213.6835 | 202.4871 | 190.8622 | 182.2562 | 177.4004 | 175.4092 | 167.515 | 155.5993 | 147.921 | -0.051444 | -0.16159 | -0.10118 | -0.29666 | -0.51182 | -0.81328 | -0.40485 | -0.40598 | -0.25256 | -0.064652 | -0.29307 | -0.0066712 | 0.49416 | 2.1853 | 7.3611 | 7.1505 | 6.4353 | 5.6682 | 1.7266 | 0.13444 | -0.3715 | -0.54807 | -0.70513 | -0.87493 | 69.6409 | 68.8999 | 68.2606 | 67.6167 | 66.9932 | 66.5337 | 66.3018 | 66.695 | 69.0664 | 72.9964 | 77.9088 | 81.6028 | 84.5646 | 86.9295 | 88.6779 | 89.1808 | 89.3722 | 88.5103 | 87.0552 | 84.787 | 81.1509 | 77.2734 | 74.7917 | 73.298 | 2.5726 | 2.1794 | 2.371 | 2.5172 | 2.8954 | 2.506 | 2.2778 | 2.3222 | 2.5199 | 2.539 | 2.5698 | 2.8859 | 2.8095 | 2.9965 | 3.0973 | 3.0498 | 2.9342 | 2.6304 | 2.368 | 2.3431 | 2.2898 | 2.4335 | 2.4994 | 2.5424
Portfolio Adjusted1-in-2AllAll2015August Monthly Peak | Portfolio Adjusted | 1-in-2 | All | All | 2015 | August Monthly Peak | 8 | 141.3492 | 136.7505 | 132.7811 | 133.5057 | 143.2578 | 168.6856 | 197.3142 | 217.2347 | 231.7045 | 241.0666 | 250.0419 | 252.2715 | 249.153 | 250.3287 | 244.1736 | 232.2624 | 217.6855 | 202.9167 | 192.152 | 187.4653 | 183.4815 | 174.1092 | 161.726 | 153.9619 | -0.41323 | -0.30616 | -0.28814 | -0.44561 | -0.69947 | -0.89554 | -0.72775 | -0.8461 | -0.24702 | 0.038226 | -0.59038 | -0.39061 | 0.20715 | 2.2256 | 7.8065 | 7.6352 | 6.8617 | 6.0254 | 2.1712 | 0.18991 | -0.22287 | -0.43316 | -0.80359 | -0.88606 | 74.6405 | 73.6797 | 72.8022 | 71.6975 | 71.1326 | 70.4387 | 70.0223 | 70.1707 | 72.6707 | 77.5604 | 82.5564 | 86.7189 | 89.6968 | 91.7899 | 93.0893 | 93.2093 | 93.3648 | 92.1886 | 90.1779 | 87.4252 | 83.2833 | 80.2105 | 78.3589 | 76.6873 | 2.6599 | 2.2479 | 2.4401 | 2.6092 | 3.0113 | 2.6122 | 2.401 | 2.4712 | 2.7197 | 2.7618 | 2.8078 | 3.1688 | 3.1048 | 3.3183 | 3.4282 | 3.3409 | 3.1712 | 2.8022 | 2.5016 | 2.4813 | 2.3993 | 2.5326 | 2.6003 | 2.6473
Portfolio Adjusted1-in-2AllAll2015September Monthly Peak | Portfolio Adjusted | 1-in-2 | All | All | 2015 | September Monthly Peak | 9 | 137.8071 | 134.0311 | 130.1361 | 130.7517 | 140.7814 | 165.7911 | 195.6608 | 215.2681 | 231.4601 | 240.5025 | 248.7865 | 250.8326 | 247.3204 | 248.6897 | 242.2375 | 228.8984 | 213.1847 | 198.2634 | 188.7642 | 186.6652 | 179.6812 | 170.6823 | 157.4453 | 149.5933 | -0.15353 | -0.22437 | -0.16615 | -0.32998 | -0.54999 | -0.88243 | -0.51405 | -0.53329 | -0.2577 | -0.029163 | -0.36015 | -0.10098 | 0.44383 | 2.3019 | 7.907 | 7.5791 | 6.7029 | 5.8354 | 1.8084 | 0.081364 | -0.39627 | -0.56362 | -0.74913 | -0.88804 | 69.6371 | 68.5742 | 67.8448 | 67.126 | 66.6039 | 66.0538 | 66.0401 | 65.8951 | 67.6312 | 72.6062 | 78.7966 | 84.0316 | 88.4005 | 90.9836 | 92.0758 | 92.2566 | 91.7858 | 90.507 | 87.9864 | 84.4085 | 80.8956 | 78.5966 | 77.0989 | 75.8317 | 2.5847 | 2.195 | 2.3836 | 2.5435 | 2.9467 | 2.555 | 2.3707 | 2.4369 | 2.7049 | 2.7439 | 2.7814 | 3.1389 | 3.0676 | 3.2823 | 3.3928 | 3.2848 | 3.0969 | 2.7291 | 2.4472 | 2.4564 | 2.3368 | 2.4712 | 2.5214 | 2.5644
Portfolio Adjusted1-in-2AllAll2015October Monthly Peak | Portfolio Adjusted | 1-in-2 | All | All | 2015 | October Monthly Peak | 10 | 134.5009 | 130.4042 | 126.0724 | 125.9102 | 135.1332 | 159.2943 | 188.6956 | 206.2884 | 220.936 | 231.4205 | 241.7635 | 246.1322 | 245.5836 | 247.3201 | 241.1712 | 227.483 | 211.3247 | 196.7217 | 189.8336 | 183.6766 | 175.4455 | 166.0724 | 153.8215 | 145.4679 | 0.03478 | -0.10255 | -0.050132 | -0.24056 | -0.43588 | -0.76136 | -0.34884 | -0.38758 | -0.28975 | -0.13429 | -0.29502 | -0.020646 | 0.48406 | 2.3202 | 7.8607 | 7.4997 | 6.6233 | 5.7512 | 1.6824 | 0.08883 | -0.40021 | -0.5522 | -0.67601 | -0.86002 | 69.7014 | 68.8675 | 67.9437 | 67.1634 | 66.4529 | 65.6183 | 65.6447 | 66.2217 | 66.9505 | 71.2225 | 76.7967 | 82.0614 | 85.7461 | 87.8936 | 89.3579 | 89.5303 | 88.6889 | 87.1772 | 84.7 | 81.0155 | 77.5928 | 75.0018 | 72.9933 | 71.4156 | 2.5206 | 2.1378 | 2.3087 | 2.4609 | 2.8524 | 2.4707 | 2.3046 | 2.3552 | 2.6016 | 2.6581 | 2.7173 | 3.0936 | 3.0692 | 3.2894 | 3.4118 | 3.3065 | 3.116 | 2.7427 | 2.4786 | 2.4377 | 2.2962 | 2.4123 | 2.4718 | 2.4968
Portfolio Adjusted1-in-2AllAll2015November Monthly Peak | Portfolio Adjusted | 1-in-2 | All | All | 2015 | November Monthly Peak | 11 | 125.1768 | 121.4439 | 117.5847 | 117.5259 | 126.4818 | 149.665 | 175.1193 | 190.8576 | 201.6792 | 207.75 | 214.3982 | 216.4974 | 215.1472 | 216.0133 | 209.6396 | 197.6068 | 186.5521 | 180.4394 | 172.055 | 165.4137 | 158.8152 | 150.8471 | 140.739 | 134.0041 | 0.42566 | 0.052712 | 0.15356 | -0.056671 | -0.1958 | -0.67374 | 0.0012842 | 0.071945 | -0.29045 | -0.24311 | 0.032501 | 0.35346 | 0.72979 | 2.1783 | 7.0869 | 6.6171 | 5.8555 | 5.2211 | 1.0569 | -0.056935 | -0.58581 | -0.66896 | -0.55273 | -0.82112 | 59.0519 | 58.2291 | 57.4937 | 56.7843 | 56.0806 | 55.816 | 55.3804 | 55.2986 | 58.9544 | 63.9041 | 70.0283 | 75.2078 | 78.8144 | 80.335 | 80.8388 | 80.3024 | 78.0981 | 73.912 | 69.5397 | 66.9616 | 64.9656 | 63.3298 | 62.1074 | 60.9848 | 2.4906 | 2.1143 | 2.2914 | 2.4371 | 2.8286 | 2.4648 | 2.2705 | 2.3092 | 2.5111 | 2.5179 | 2.5481 | 2.8897 | 2.8451 | 3.0403 | 3.1336 | 3.0384 | 2.9224 | 2.6747 | 2.3901 | 2.3318 | 2.203 | 2.3239 | 2.4009 | 2.444
Portfolio Adjusted1-in-2AllAll2015December Monthly Peak | Portfolio Adjusted | 1-in-2 | All | All | 2015 | December Monthly Peak | 12 | 118.884 | 115.0495 | 111.8444 | 111.5386 | 120.2666 | 143.4225 | 170.4502 | 184.8536 | 193.6283 | 195.4425 | 196.7755 | 194.5637 | 189.8868 | 188.4554 | 181.5798 | 172.3702 | 165.8798 | 163.1648 | 158.5232 | 153.4666 | 147.9592 | 142.0172 | 132.5176 | 125.8494 | 0.40002 | 0.045685 | 0.14309 | -0.05409 | -0.18068 | -0.64817 | 0.00090397 | 0.064549 | -0.28049 | -0.22881 | 0.024915 | 0.30922 | 0.63019 | 1.8842 | 6.1276 | 5.76 | 5.1806 | 4.6916 | 0.95441 | -0.07613 | -0.56556 | -0.64867 | -0.53436 | -0.77835 | 47.9451 | 47.2584 | 46.2302 | 45.3586 | 44.7366 | 44.0645 | 43.8773 | 43.6417 | 44.0813 | 46.8432 | 49.397 | 51.4824 | 53.0742 | 53.9929 | 54.5803 | 54.6314 | 54.0335 | 52.9376 | 51.45 | 50.2558 | 49.3584 | 48.4747 | 47.6831 | 46.7753 | 2.3644 | 2.0022 | 2.1795 | 2.3161 | 2.7043 | 2.3682 | 2.2161 | 2.2472 | 2.4257 | 2.3814 | 2.3483 | 2.6094 | 2.5249 | 2.6696 | 2.7347 | 2.6738 | 2.6284 | 2.4388 | 2.2131 | 2.176 | 2.0583 | 2.187 | 2.2605 | 2.2934
Portfolio Adjusted1-in-2AllAll2015Typical Event Day | Portfolio Adjusted | 1-in-2 | All | All | 2015 | Typical Event Day | 8 | 139.567 | 134.9941 | 130.7991 | 131.4243 | 140.9658 | 165.9875 | 194.1534 | 212.6448 | 225.0743 | 232.4252 | 240.0086 | 241.7497 | 238.5369 | 239.8235 | 234.1605 | 222.9634 | 209.1965 | 195.5644 | 186.2182 | 182.0634 | 178.7127 | 169.8295 | 157.938 | 150.5342 | -0.07913 | -0.17347 | -0.11597 | -0.30858 | -0.5288 | -0.83719 | -0.44447 | -0.46352 | -0.2648 | -0.065082 | -0.33059 | -0.051452 | 0.47033 | 2.2653 | 7.6878 | 7.4166 | 6.6166 | 5.7844 | 1.7755 | 0.12906 | -0.36834 | -0.54202 | -0.72015 | -0.88691 | 70.3588 | 69.3801 | 68.5542 | 67.7292 | 67.1059 | 66.5344 | 66.2346 | 66.4965 | 68.8729 | 73.3646 | 78.3473 | 82.5099 | 85.7115 | 88.0163 | 89.3738 | 89.7786 | 89.8804 | 88.9689 | 87.1482 | 84.3473 | 80.6703 | 77.4265 | 75.3682 | 73.8726 | 2.6177 | 2.2112 | 2.3957 | 2.5578 | 2.9465 | 2.5589 | 2.3511 | 2.406 | 2.6267 | 2.6486 | 2.6829 | 3.0247 | 2.9594 | 3.1651 | 3.273 | 3.1933 | 3.0346 | 2.6905 | 2.4148 | 2.3999 | 2.3274 | 2.4605 | 2.529 | 2.578
Portfolio Adjusted1-in-2AllAll2016January Monthly Peak | Portfolio Adjusted | 1-in-2 | All | All | 2016 | January Monthly Peak | 1 | 118.044 | 114.5405 | 110.8685 | 111.4986 | 120.8189 | 144.8089 | 173.1408 | 188.0287 | 196.337 | 197.3304 | 199.7704 | 199.0752 | 195.2328 | 194.8401 | 188.2001 | 177.6946 | 168.214 | 164.8198 | 159.5087 | 153.732 | 148.1718 | 141.6508 | 132.6313 | 126.2858 | 0.38781 | 0.037693 | 0.13634 | -0.056713 | -0.18709 | -0.65763 | -0.0031739 | 0.064968 | -0.28406 | -0.22986 | 0.028336 | 0.32262 | 0.65978 | 1.9491 | 6.3329 | 5.9148 | 5.2331 | 4.7194 | 0.96283 | -0.070719 | -0.56049 | -0.63973 | -0.53119 | -0.77901 | 52.1793 | 51.6889 | 51.3422 | 50.8801 | 50.6911 | 50.2643 | 50.3673 | 50.2582 | 50.6066 | 51.974 | 53.7841 | 55.324 | 56.4682 | 57.4352 | 58.0818 | 58.0139 | 57.8298 | 57.1371 | 55.756 | 54.4562 | 53.8236 | 53.5187 | 53.0254 | 52.2184 | 2.339 | 1.9881 | 2.1542 | 2.3148 | 2.7195 | 2.3887 | 2.2506 | 2.2839 | 2.4545 | 2.4009 | 2.3806 | 2.66 | 2.5859 | 2.7506 | 2.8269 | 2.7532 | 2.6632 | 2.4636 | 2.2246 | 2.178 | 2.0599 | 2.1799 | 2.2601 | 2.2972
Portfolio Adjusted1-in-2AllAll2016February Monthly Peak | Portfolio Adjusted | 1-in-2 | All | All | 2016 | February Monthly Peak | 2 | 119.5637 | 115.9371 | 112.5691 | 113.1877 | 121.9882 | 145.5022 | 173.1682 | 187.5975 | 196.6181 | 199.1182 | 202.9294 | 204.0933 | 201.5919 | 202.4509 | 196.8148 | 185.2928 | 174.3679 | 168.5247 | 164.3926 | 158.0966 | 152.1345 | 144.8436 | 134.8547 | 128.0646 | 0.38685 | 0.031563 | 0.13492 | -0.058424 | -0.18935 | -0.6603 | -0.0037462 | 0.065721 | -0.28478 | -0.23181 | 0.028278 | 0.32928 | 0.67692 | 2.0143 | 6.6078 | 6.1622 | 5.4207 | 4.8215 | 0.9905 | -0.076755 | -0.57885 | -0.66017 | -0.54493 | -0.79232 | 51.7156 | 51.262 | 51.0317 | 50.7187 | 50.2517 | 50.0823 | 49.7075 | 50.018 | 51.3465 | 54.7302 | 58.4681 | 61.5573 | 63.1022 | 63.75 | 64.2215 | 63.9685 | 63.5946 | 62.7256 | 60.7588 | 58.7192 | 57.5166 | 56.589 | 55.6667 | 54.3926 | 2.3638 | 2.0084 | 2.1852 | 2.3495 | 2.7436 | 2.3988 | 2.2502 | 2.2768 | 2.4586 | 2.423 | 2.4198 | 2.7291 | 2.6755 | 2.8667 | 2.9711 | 2.8785 | 2.7645 | 2.5228 | 2.2938 | 2.242 | 2.1161 | 2.2292 | 2.2977 | 2.3254
Portfolio Adjusted1-in-2AllAll2016March Monthly Peak | Portfolio Adjusted | 1-in-2 | All | All | 2016 | March Monthly Peak | 3 | 122.5883 | 118.6291 | 114.9023 | 114.8358 | 123.0343 | 145.9497 | 174.1448 | 188.9377 | 197.1021 | 199.6327 | 203.9713 | 205.1545 | 203.2367 | 204.0332 | 198.6623 | 188.3385 | 177.4399 | 168.8421 | 164.8415 | 162.832 | 157.1989 | 149.4908 | 138.9851 | 131.5543 | 0.40284 | 0.03945 | 0.13707 | -0.057889 | -0.19046 | -0.6595 | -0.0028919 | 0.0657 | -0.28557 | -0.2312 | 0.029809 | 0.33289 | 0.68503 | 2.037 | 6.6769 | 6.2685 | 5.5253 | 4.831 | 0.99421 | -0.077504 | -0.59626 | -0.67733 | -0.55994 | -0.81394 | 52.9277 | 52.0221 | 51.4283 | 51.1453 | 50.6309 | 50.2648 | 49.9634 | 50.1652 | 51.9323 | 54.1142 | 56.9381 | 59.8002 | 62.1998 | 64.1261 | 65.2175 | 65.7421 | 65.4769 | 64.5147 | 61.9918 | 58.8937 | 57.1645 | 55.8078 | 54.657 | 53.2631 | 2.4273 | 2.0584 | 2.2307 | 2.3838 | 2.7629 | 2.404 | 2.2603 | 2.2919 | 2.4627 | 2.4278 | 2.4309 | 2.7403 | 2.6952 | 2.8824 | 2.9859 | 2.913 | 2.7983 | 2.5211 | 2.2989 | 2.3094 | 2.1863 | 2.2998 | 2.3671 | 2.388
Portfolio Adjusted1-in-2AllAll2016April Monthly Peak | Portfolio Adjusted | 1-in-2 | All | All | 2016 | April Monthly Peak | 4 | 125.3027 | 121.3588 | 117.3332 | 117.3896 | 125.9272 | 148.884 | 174.6492 | 190.7917 | 201.4254 | 207.0748 | 214.1937 | 216.7154 | 216.2932 | 217.6792 | 212.3709 | 201.2465 | 188.8081 | 177.2337 | 168.6663 | 167.1594 | 163.0514 | 154.6442 | 143.5415 | 135.8453 | 0.40465 | 0.036151 | 0.1394 | -0.060618 | -0.20123 | -0.67506 | -0.0028376 | 0.06919 | -0.29145 | -0.23906 | 0.034035 | 0.35662 | 0.73522 | 2.1768 | 7.1328 | 6.6954 | 5.8857 | 5.0903 | 1.0333 | -0.061712 | -0.60604 | -0.68943 | -0.57148 | -0.83723 | 62.3636 | 61.3588 | 60.5271 | 59.8356 | 58.9355 | 58.2877 | 57.7461 | 57.7126 | 59.8389 | 63.8411 | 68.6147 | 73.3231 | 77.2501 | 79.6601 | 80.8449 | 81.2836 | 80.712 | 79.9342 | 78.1368 | 75.5256 | 71.4205 | 68.8975 | 66.8813 | 65.0729 | 2.4738 | 2.1012 | 2.2742 | 2.4339 | 2.8216 | 2.4494 | 2.2607 | 2.3074 | 2.5101 | 2.5137 | 2.5485 | 2.8875 | 2.8633 | 3.0693 | 3.188 | 3.1054 | 2.9644 | 2.6313 | 2.3425 | 2.3614 | 2.2642 | 2.3784 | 2.4423 | 2.4627
Portfolio Adjusted1-in-2AllAll2016May Monthly Peak | Portfolio Adjusted | 1-in-2 | All | All | 2016 | May Monthly Peak | 5 | 125.9303 | 122.0311 | 118.2275 | 118.4377 | 127.5797 | 151.1263 | 175.9696 | 195.1293 | 207.5873 | 214.7579 | 222.4597 | 224.7765 | 223.6161 | 224.7099 | 219.1605 | 206.9801 | 193.7192 | 180.9345 | 171.4082 | 167.4746 | 165.0229 | 156.8002 | 145.6975 | 138.3083 | 0.41526 | 0.041673 | 0.14247 | -0.060308 | -0.20258 | -0.68226 | -0.0016918 | 0.070757 | -0.29978 | -0.24897 | 0.034635 | 0.36816 | 0.75796 | 2.2531 | 7.3776 | 6.9036 | 6.058 | 5.2168 | 1.0572 | -0.054927 | -0.60531 | -0.69161 | -0.57385 | -0.84691 | 64.8229 | 63.7622 | 62.7279 | 61.8699 | 61.1499 | 60.2484 | 59.7997 | 60.3492 | 63.1291 | 66.7849 | 70.8834 | 74.9488 | 78.6274 | 81.1035 | 82.6138 | 83.2483 | 83.3497 | 82.5438 | 80.619 | 78.0306 | 73.9576 | 70.7801 | 69.0533 | 67.4709 | 2.4933 | 2.1164 | 2.2937 | 2.4559 | 2.8568 | 2.4852 | 2.2772 | 2.3598 | 2.5846 | 2.6066 | 2.6466 | 2.9976 | 2.9608 | 3.1671 | 3.2859 | 3.1882 | 3.036 | 2.6795 | 2.3774 | 2.3609 | 2.2887 | 2.4137 | 2.4815 | 2.5148
Portfolio Adjusted1-in-2AllAll2016June Monthly Peak | Portfolio Adjusted | 1-in-2 | All | All | 2016 | June Monthly Peak | 6 | 133.725 | 129.5197 | 125.2506 | 125.4021 | 134.0298 | 156.3471 | 180.8879 | 199.4429 | 211.0809 | 217.7312 | 225.1207 | 226.2915 | 222.2446 | 222.5719 | 217.0915 | 207.9554 | 196.3552 | 184.3138 | 176.7363 | 172.0898 | 170.4394 | 162.784 | 151.1539 | 144.0353 | 0.28748 | 0.002111 | 0.08221 | -0.14733 | -0.32386 | -0.71035 | -0.12814 | -0.086278 | -0.28952 | -0.19429 | -0.096375 | 0.24065 | 0.66994 | 2.2228 | 7.2826 | 6.9719 | 6.2143 | 5.4042 | 1.3443 | 0.068283 | -0.4875 | -0.62319 | -0.61028 | -0.86335 | 67.5167 | 66.3666 | 65.3093 | 64.4766 | 63.6939 | 63.1115 | 62.5743 | 63.2253 | 66.1232 | 70.2952 | 74.1273 | 77.6861 | 80.1839 | 82.3624 | 83.6524 | 84.4676 | 84.9989 | 84.6695 | 83.3732 | 80.7686 | 77.3513 | 73.6257 | 71.2234 | 69.6734 | 2.5879 | 2.1917 | 2.3665 | 2.5187 | 2.892 | 2.4886 | 2.2618 | 2.3276 | 2.5398 | 2.5579 | 2.5947 | 2.9191 | 2.844 | 3.0283 | 3.1302 | 3.0768 | 2.9548 | 2.6304 | 2.3712 | 2.3452 | 2.2909 | 2.4327 | 2.4976 | 2.5446
Portfolio Adjusted1-in-2AllAll2016July Monthly Peak | Portfolio Adjusted | 1-in-2 | All | All | 2016 | July Monthly Peak | 7 | 136.7084 | 132.563 | 129.0303 | 129.0374 | 138.3672 | 162.2419 | 187.8284 | 205.2056 | 215.9697 | 222.6844 | 229.7115 | 230.503 | 226.7428 | 227.4979 | 222.4743 | 213.6835 | 202.4871 | 190.8622 | 182.2562 | 177.4004 | 175.4092 | 167.515 | 155.5993 | 147.921 | -0.051444 | -0.16159 | -0.10118 | -0.29666 | -0.51182 | -0.81328 | -0.40485 | -0.40598 | -0.25256 | -0.064652 | -0.29307 | -0.0066712 | 0.49416 | 2.1853 | 7.3611 | 7.1505 | 6.4353 | 5.6682 | 1.7266 | 0.13444 | -0.3715 | -0.54807 | -0.70513 | -0.87493 | 69.6409 | 68.8999 | 68.2606 | 67.6167 | 66.9932 | 66.5337 | 66.3018 | 66.695 | 69.0664 | 72.9964 | 77.9088 | 81.6028 | 84.5646 | 86.9295 | 88.6779 | 89.1808 | 89.3722 | 88.5103 | 87.0552 | 84.787 | 81.1509 | 77.2734 | 74.7917 | 73.298 | 2.5726 | 2.1794 | 2.371 | 2.5172 | 2.8954 | 2.506 | 2.2778 | 2.3222 | 2.5199 | 2.539 | 2.5698 | 2.8859 | 2.8095 | 2.9965 | 3.0973 | 3.0498 | 2.9342 | 2.6304 | 2.368 | 2.3431 | 2.2898 | 2.4335 | 2.4994 | 2.5424
Portfolio Adjusted1-in-2AllAll2016August Monthly Peak | Portfolio Adjusted | 1-in-2 | All | All | 2016 | August Monthly Peak | 8 | 141.3492 | 136.7505 | 132.7811 | 133.5057 | 143.2578 | 168.6856 | 197.3142 | 217.2347 | 231.7045 | 241.0666 | 250.0419 | 252.2715 | 249.153 | 250.3287 | 244.1736 | 232.2624 | 217.6855 | 202.9167 | 192.152 | 187.4653 | 183.4815 | 174.1092 | 161.726 | 153.9619 | -0.41323 | -0.30616 | -0.28814 | -0.44561 | -0.69947 | -0.89554 | -0.72775 | -0.8461 | -0.24702 | 0.038226 | -0.59038 | -0.39061 | 0.20715 | 2.2256 | 7.8065 | 7.6352 | 6.8617 | 6.0254 | 2.1712 | 0.18991 | -0.22287 | -0.43316 | -0.80359 | -0.88606 | 74.6405 | 73.6797 | 72.8022 | 71.6975 | 71.1326 | 70.4387 | 70.0223 | 70.1707 | 72.6707 | 77.5604 | 82.5564 | 86.7189 | 89.6968 | 91.7899 | 93.0893 | 93.2093 | 93.3648 | 92.1886 | 90.1779 | 87.4252 | 83.2833 | 80.2105 | 78.3589 | 76.6873 | 2.6599 | 2.2479 | 2.4401 | 2.6092 | 3.0113 | 2.6122 | 2.401 | 2.4712 | 2.7197 | 2.7618 | 2.8078 | 3.1688 | 3.1048 | 3.3183 | 3.4282 | 3.3409 | 3.1712 | 2.8022 | 2.5016 | 2.4813 | 2.3993 | 2.5326 | 2.6003 | 2.6473
Portfolio Adjusted1-in-2AllAll2016September Monthly Peak | Portfolio Adjusted | 1-in-2 | All | All | 2016 | September Monthly Peak | 9 | 137.8071 | 134.0311 | 130.1361 | 130.7517 | 140.7814 | 165.7911 | 195.6608 | 215.2681 | 231.4601 | 240.5025 | 248.7865 | 250.8326 | 247.3204 | 248.6897 | 242.2375 | 228.8984 | 213.1847 | 198.2634 | 188.7642 | 186.6652 | 179.6812 | 170.6823 | 157.4453 | 149.5933 | -0.15353 | -0.22437 | -0.16615 | -0.32998 | -0.54999 | -0.88243 | -0.51405 | -0.53329 | -0.2577 | -0.029163 | -0.36015 | -0.10098 | 0.44383 | 2.3019 | 7.907 | 7.5791 | 6.7029 | 5.8354 | 1.8084 | 0.081364 | -0.39627 | -0.56362 | -0.74913 | -0.88804 | 69.6371 | 68.5742 | 67.8448 | 67.126 | 66.6039 | 66.0538 | 66.0401 | 65.8951 | 67.6312 | 72.6062 | 78.7966 | 84.0316 | 88.4005 | 90.9836 | 92.0758 | 92.2566 | 91.7858 | 90.507 | 87.9864 | 84.4085 | 80.8956 | 78.5966 | 77.0989 | 75.8317 | 2.5847 | 2.195 | 2.3836 | 2.5435 | 2.9467 | 2.555 | 2.3707 | 2.4369 | 2.7049 | 2.7439 | 2.7814 | 3.1389 | 3.0676 | 3.2823 | 3.3928 | 3.2848 | 3.0969 | 2.7291 | 2.4472 | 2.4564 | 2.3368 | 2.4712 | 2.5214 | 2.5644
Portfolio Adjusted1-in-2AllAll2016October Monthly Peak | Portfolio Adjusted | 1-in-2 | All | All | 2016 | October Monthly Peak | 10 | 134.5009 | 130.4042 | 126.0724 | 125.9102 | 135.1332 | 159.2943 | 188.6956 | 206.2884 | 220.936 | 231.4205 | 241.7635 | 246.1322 | 245.5836 | 247.3201 | 241.1712 | 227.483 | 211.3247 | 196.7217 | 189.8336 | 183.6766 | 175.4455 | 166.0724 | 153.8215 | 145.4679 | 0.03478 | -0.10255 | -0.050132 | -0.24056 | -0.43588 | -0.76136 | -0.34884 | -0.38758 | -0.28975 | -0.13429 | -0.29502 | -0.020646 | 0.48406 | 2.3202 | 7.8607 | 7.4997 | 6.6233 | 5.7512 | 1.6824 | 0.08883 | -0.40021 | -0.5522 | -0.67601 | -0.86002 | 69.7014 | 68.8675 | 67.9437 | 67.1634 | 66.4529 | 65.6183 | 65.6447 | 66.2217 | 66.9505 | 71.2225 | 76.7967 | 82.0614 | 85.7461 | 87.8936 | 89.3579 | 89.5303 | 88.6889 | 87.1772 | 84.7 | 81.0155 | 77.5928 | 75.0018 | 72.9933 | 71.4156 | 2.5206 | 2.1378 | 2.3087 | 2.4609 | 2.8524 | 2.4707 | 2.3046 | 2.3552 | 2.6016 | 2.6581 | 2.7173 | 3.0936 | 3.0692 | 3.2894 | 3.4118 | 3.3065 | 3.116 | 2.7427 | 2.4786 | 2.4377 | 2.2962 | 2.4123 | 2.4718 | 2.4968
Portfolio Adjusted1-in-2AllAll2016November Monthly Peak | Portfolio Adjusted | 1-in-2 | All | All | 2016 | November Monthly Peak | 11 | 125.1768 | 121.4439 | 117.5847 | 117.5259 | 126.4818 | 149.665 | 175.1193 | 190.8576 | 201.6792 | 207.75 | 214.3982 | 216.4974 | 215.1472 | 216.0133 | 209.6396 | 197.6068 | 186.5521 | 180.4394 | 172.055 | 165.4137 | 158.8152 | 150.8471 | 140.739 | 134.0041 | 0.42566 | 0.052712 | 0.15356 | -0.056671 | -0.1958 | -0.67374 | 0.0012842 | 0.071945 | -0.29045 | -0.24311 | 0.032501 | 0.35346 | 0.72979 | 2.1783 | 7.0869 | 6.6171 | 5.8555 | 5.2211 | 1.0569 | -0.056935 | -0.58581 | -0.66896 | -0.55273 | -0.82112 | 59.0519 | 58.2291 | 57.4937 | 56.7843 | 56.0806 | 55.816 | 55.3804 | 55.2986 | 58.9544 | 63.9041 | 70.0283 | 75.2078 | 78.8144 | 80.335 | 80.8388 | 80.3024 | 78.0981 | 73.912 | 69.5397 | 66.9616 | 64.9656 | 63.3298 | 62.1074 | 60.9848 | 2.4906 | 2.1143 | 2.2914 | 2.4371 | 2.8286 | 2.4648 | 2.2705 | 2.3092 | 2.5111 | 2.5179 | 2.5481 | 2.8897 | 2.8451 | 3.0403 | 3.1336 | 3.0384 | 2.9224 | 2.6747 | 2.3901 | 2.3318 | 2.203 | 2.3239 | 2.4009 | 2.444
Portfolio Adjusted1-in-2AllAll2016December Monthly Peak | Portfolio Adjusted | 1-in-2 | All | All | 2016 | December Monthly Peak | 12 | 118.884 | 115.0495 | 111.8444 | 111.5386 | 120.2666 | 143.4225 | 170.4502 | 184.8536 | 193.6283 | 195.4425 | 196.7755 | 194.5637 | 189.8868 | 188.4554 | 181.5798 | 172.3702 | 165.8798 | 163.1648 | 158.5232 | 153.4666 | 147.9592 | 142.0172 | 132.5176 | 125.8494 | 0.40002 | 0.045685 | 0.14309 | -0.05409 | -0.18068 | -0.64817 | 0.00090397 | 0.064549 | -0.28049 | -0.22881 | 0.024915 | 0.30922 | 0.63019 | 1.8842 | 6.1276 | 5.76 | 5.1806 | 4.6916 | 0.95441 | -0.07613 | -0.56556 | -0.64867 | -0.53436 | -0.77835 | 47.9451 | 47.2584 | 46.2302 | 45.3586 | 44.7366 | 44.0645 | 43.8773 | 43.6417 | 44.0813 | 46.8432 | 49.397 | 51.4824 | 53.0742 | 53.9929 | 54.5803 | 54.6314 | 54.0335 | 52.9376 | 51.45 | 50.2558 | 49.3584 | 48.4747 | 47.6831 | 46.7753 | 2.3644 | 2.0022 | 2.1795 | 2.3161 | 2.7043 | 2.3682 | 2.2161 | 2.2472 | 2.4257 | 2.3814 | 2.3483 | 2.6094 | 2.5249 | 2.6696 | 2.7347 | 2.6738 | 2.6284 | 2.4388 | 2.2131 | 2.176 | 2.0583 | 2.187 | 2.2605 | 2.2934
Portfolio Adjusted1-in-2AllAll2016Typical Event Day | Portfolio Adjusted | 1-in-2 | All | All | 2016 | Typical Event Day | 8 | 139.567 | 134.9941 | 130.7991 | 131.4243 | 140.9658 | 165.9875 | 194.1534 | 212.6448 | 225.0743 | 232.4252 | 240.0086 | 241.7497 | 238.5369 | 239.8235 | 234.1605 | 222.9634 | 209.1965 | 195.5644 | 186.2182 | 182.0634 | 178.7127 | 169.8295 | 157.938 | 150.5342 | -0.07913 | -0.17347 | -0.11597 | -0.30858 | -0.5288 | -0.83719 | -0.44447 | -0.46352 | -0.2648 | -0.065082 | -0.33059 | -0.051452 | 0.47033 | 2.2653 | 7.6878 | 7.4166 | 6.6166 | 5.7844 | 1.7755 | 0.12906 | -0.36834 | -0.54202 | -0.72015 | -0.88691 | 70.3588 | 69.3801 | 68.5542 | 67.7292 | 67.1059 | 66.5344 | 66.2346 | 66.4965 | 68.8729 | 73.3646 | 78.3473 | 82.5099 | 85.7115 | 88.0163 | 89.3738 | 89.7786 | 89.8804 | 88.9689 | 87.1482 | 84.3473 | 80.6703 | 77.4265 | 75.3682 | 73.8726 | 2.6177 | 2.2112 | 2.3957 | 2.5578 | 2.9465 | 2.5589 | 2.3511 | 2.406 | 2.6267 | 2.6486 | 2.6829 | 3.0247 | 2.9594 | 3.1651 | 3.273 | 3.1933 | 3.0346 | 2.6905 | 2.4148 | 2.3999 | 2.3274 | 2.4605 | 2.529 | 2.578
Portfolio Adjusted1-in-2AllAll2017January Monthly Peak | Portfolio Adjusted | 1-in-2 | All | All | 2017 | January Monthly Peak | 1 | 118.044 | 114.5405 | 110.8685 | 111.4986 | 120.8189 | 144.8089 | 173.1408 | 188.0287 | 196.337 | 197.3304 | 199.7704 | 199.0752 | 195.2328 | 194.8401 | 188.2001 | 177.6946 | 168.214 | 164.8198 | 159.5087 | 153.732 | 148.1718 | 141.6508 | 132.6313 | 126.2858 | 0.38781 | 0.037693 | 0.13634 | -0.056713 | -0.18709 | -0.65763 | -0.0031739 | 0.064968 | -0.28406 | -0.22986 | 0.028336 | 0.32262 | 0.65978 | 1.9491 | 6.3329 | 5.9148 | 5.2331 | 4.7194 | 0.96283 | -0.070719 | -0.56049 | -0.63973 | -0.53119 | -0.77901 | 52.1793 | 51.6889 | 51.3422 | 50.8801 | 50.6911 | 50.2642 | 50.3673 | 50.2582 | 50.6066 | 51.974 | 53.7841 | 55.324 | 56.4682 | 57.4352 | 58.0818 | 58.0139 | 57.8298 | 57.1371 | 55.756 | 54.4562 | 53.8236 | 53.5187 | 53.0254 | 52.2184 | 2.339 | 1.9881 | 2.1542 | 2.3148 | 2.7195 | 2.3887 | 2.2506 | 2.2839 | 2.4545 | 2.4009 | 2.3806 | 2.66 | 2.5859 | 2.7506 | 2.8269 | 2.7532 | 2.6632 | 2.4636 | 2.2246 | 2.178 | 2.0599 | 2.1799 | 2.2601 | 2.2972
Portfolio Adjusted1-in-2AllAll2017February Monthly Peak | Portfolio Adjusted | 1-in-2 | All | All | 2017 | February Monthly Peak | 2 | 119.5637 | 115.9371 | 112.5691 | 113.1877 | 121.9882 | 145.5022 | 173.1682 | 187.5975 | 196.6181 | 199.1182 | 202.9294 | 204.0933 | 201.5919 | 202.4509 | 196.8148 | 185.2928 | 174.3679 | 168.5247 | 164.3926 | 158.0966 | 152.1345 | 144.8436 | 134.8547 | 128.0646 | 0.38685 | 0.031563 | 0.13492 | -0.058424 | -0.18935 | -0.6603 | -0.0037461 | 0.065721 | -0.28478 | -0.23181 | 0.028278 | 0.32928 | 0.67692 | 2.0143 | 6.6078 | 6.1622 | 5.4207 | 4.8215 | 0.9905 | -0.076756 | -0.57885 | -0.66017 | -0.54493 | -0.79232 | 51.7156 | 51.262 | 51.0317 | 50.7187 | 50.2517 | 50.0823 | 49.7075 | 50.018 | 51.3465 | 54.7302 | 58.4681 | 61.5573 | 63.1022 | 63.75 | 64.2215 | 63.9685 | 63.5946 | 62.7256 | 60.7588 | 58.7192 | 57.5166 | 56.589 | 55.6667 | 54.3926 | 2.3638 | 2.0084 | 2.1852 | 2.3495 | 2.7436 | 2.3988 | 2.2502 | 2.2768 | 2.4586 | 2.423 | 2.4198 | 2.7291 | 2.6755 | 2.8667 | 2.9711 | 2.8785 | 2.7645 | 2.5228 | 2.2938 | 2.242 | 2.1161 | 2.2292 | 2.2977 | 2.3254
Portfolio Adjusted1-in-2AllAll2017March Monthly Peak | Portfolio Adjusted | 1-in-2 | All | All | 2017 | March Monthly Peak | 3 | 122.5883 | 118.6291 | 114.9023 | 114.8358 | 123.0343 | 145.9497 | 174.1448 | 188.9377 | 197.1021 | 199.6327 | 203.9713 | 205.1545 | 203.2367 | 204.0332 | 198.6623 | 188.3386 | 177.4399 | 168.8421 | 164.8415 | 162.832 | 157.1989 | 149.4908 | 138.9851 | 131.5543 | 0.40284 | 0.03945 | 0.13707 | -0.057889 | -0.19046 | -0.6595 | -0.0028919 | 0.0657 | -0.28557 | -0.2312 | 0.029809 | 0.33289 | 0.68503 | 2.037 | 6.6769 | 6.2685 | 5.5253 | 4.831 | 0.99421 | -0.077504 | -0.59626 | -0.67733 | -0.55994 | -0.81394 | 52.9277 | 52.0221 | 51.4283 | 51.1453 | 50.6309 | 50.2648 | 49.9634 | 50.1652 | 51.9323 | 54.1142 | 56.9381 | 59.8002 | 62.1998 | 64.1261 | 65.2175 | 65.7421 | 65.4769 | 64.5147 | 61.9918 | 58.8937 | 57.1645 | 55.8078 | 54.657 | 53.2631 | 2.4273 | 2.0584 | 2.2307 | 2.3838 | 2.7629 | 2.404 | 2.2603 | 2.2919 | 2.4627 | 2.4278 | 2.4309 | 2.7403 | 2.6952 | 2.8824 | 2.9859 | 2.913 | 2.7983 | 2.5211 | 2.2989 | 2.3094 | 2.1863 | 2.2998 | 2.3671 | 2.388
Portfolio Adjusted1-in-2AllAll2017April Monthly Peak | Portfolio Adjusted | 1-in-2 | All | All | 2017 | April Monthly Peak | 4 | 125.3027 | 121.3588 | 117.3332 | 117.3896 | 125.9272 | 148.884 | 174.6492 | 190.7917 | 201.4254 | 207.0748 | 214.1937 | 216.7155 | 216.2932 | 217.6792 | 212.3709 | 201.2465 | 188.8081 | 177.2337 | 168.6663 | 167.1594 | 163.0514 | 154.6442 | 143.5415 | 135.8453 | 0.40465 | 0.036151 | 0.1394 | -0.060618 | -0.20123 | -0.67506 | -0.0028376 | 0.06919 | -0.29145 | -0.23906 | 0.034035 | 0.35662 | 0.73522 | 2.1768 | 7.1328 | 6.6954 | 5.8857 | 5.0903 | 1.0333 | -0.061712 | -0.60604 | -0.68943 | -0.57148 | -0.83723 | 62.3636 | 61.3588 | 60.5271 | 59.8356 | 58.9355 | 58.2877 | 57.7461 | 57.7126 | 59.8389 | 63.8411 | 68.6147 | 73.3231 | 77.2501 | 79.6601 | 80.8449 | 81.2836 | 80.712 | 79.9342 | 78.1368 | 75.5256 | 71.4205 | 68.8975 | 66.8813 | 65.0729 | 2.4738 | 2.1012 | 2.2742 | 2.4339 | 2.8216 | 2.4494 | 2.2607 | 2.3074 | 2.5101 | 2.5137 | 2.5485 | 2.8875 | 2.8633 | 3.0693 | 3.188 | 3.1054 | 2.9644 | 2.6313 | 2.3425 | 2.3614 | 2.2642 | 2.3784 | 2.4423 | 2.4627
Portfolio Adjusted1-in-2AllAll2017May Monthly Peak | Portfolio Adjusted | 1-in-2 | All | All | 2017 | May Monthly Peak | 5 | 125.9303 | 122.0311 | 118.2275 | 118.4377 | 127.5797 | 151.1264 | 175.9696 | 195.1293 | 207.5873 | 214.7579 | 222.4597 | 224.7765 | 223.6161 | 224.7099 | 219.1605 | 206.9801 | 193.7192 | 180.9345 | 171.4082 | 167.4746 | 165.0229 | 156.8002 | 145.6975 | 138.3083 | 0.41526 | 0.041674 | 0.14247 | -0.060308 | -0.20258 | -0.68226 | -0.0016919 | 0.070757 | -0.29978 | -0.24897 | 0.034635 | 0.36816 | 0.75796 | 2.2531 | 7.3776 | 6.9036 | 6.058 | 5.2168 | 1.0572 | -0.054927 | -0.60531 | -0.69161 | -0.57385 | -0.84691 | 64.8229 | 63.7622 | 62.7279 | 61.8699 | 61.1499 | 60.2484 | 59.7997 | 60.3492 | 63.1291 | 66.7849 | 70.8834 | 74.9488 | 78.6274 | 81.1035 | 82.6138 | 83.2483 | 83.3497 | 82.5438 | 80.619 | 78.0306 | 73.9576 | 70.7801 | 69.0533 | 67.4709 | 2.4933 | 2.1164 | 2.2937 | 2.4559 | 2.8568 | 2.4852 | 2.2772 | 2.3598 | 2.5846 | 2.6066 | 2.6466 | 2.9976 | 2.9608 | 3.1671 | 3.2859 | 3.1882 | 3.036 | 2.6795 | 2.3774 | 2.3609 | 2.2887 | 2.4137 | 2.4815 | 2.5148
Portfolio Adjusted1-in-2AllAll2017June Monthly Peak | Portfolio Adjusted | 1-in-2 | All | All | 2017 | June Monthly Peak | 6 | 133.725 | 129.5197 | 125.2506 | 125.4021 | 134.0298 | 156.3471 | 180.8879 | 199.4429 | 211.0809 | 217.7312 | 225.1207 | 226.2915 | 222.2446 | 222.5719 | 217.0915 | 207.9554 | 196.3552 | 184.3138 | 176.7363 | 172.0898 | 170.4394 | 162.784 | 151.1539 | 144.0353 | 0.28748 | 0.002111 | 0.08221 | -0.14733 | -0.32386 | -0.71035 | -0.12814 | -0.086278 | -0.28952 | -0.19429 | -0.096375 | 0.24065 | 0.66994 | 2.2228 | 7.2826 | 6.9719 | 6.2143 | 5.4042 | 1.3443 | 0.068283 | -0.4875 | -0.62319 | -0.61028 | -0.86335 | 67.5167 | 66.3666 | 65.3093 | 64.4766 | 63.6939 | 63.1115 | 62.5743 | 63.2253 | 66.1232 | 70.2952 | 74.1273 | 77.6861 | 80.1839 | 82.3624 | 83.6524 | 84.4676 | 84.9989 | 84.6695 | 83.3732 | 80.7686 | 77.3513 | 73.6257 | 71.2234 | 69.6734 | 2.5879 | 2.1917 | 2.3665 | 2.5187 | 2.892 | 2.4886 | 2.2618 | 2.3276 | 2.5398 | 2.5579 | 2.5947 | 2.9191 | 2.844 | 3.0283 | 3.1302 | 3.0768 | 2.9548 | 2.6304 | 2.3712 | 2.3452 | 2.2909 | 2.4327 | 2.4976 | 2.5446
Portfolio Adjusted1-in-2AllAll2017July Monthly Peak | Portfolio Adjusted | 1-in-2 | All | All | 2017 | July Monthly Peak | 7 | 136.7084 | 132.563 | 129.0303 | 129.0374 | 138.3672 | 162.2419 | 187.8284 | 205.2056 | 215.9697 | 222.6844 | 229.7115 | 230.503 | 226.7428 | 227.4979 | 222.4743 | 213.6835 | 202.4871 | 190.8622 | 182.2562 | 177.4004 | 175.4092 | 167.515 | 155.5993 | 147.921 | -0.051444 | -0.16159 | -0.10118 | -0.29666 | -0.51182 | -0.81328 | -0.40485 | -0.40598 | -0.25256 | -0.064652 | -0.29307 | -0.0066712 | 0.49416 | 2.1853 | 7.3611 | 7.1505 | 6.4353 | 5.6682 | 1.7266 | 0.13444 | -0.3715 | -0.54807 | -0.70513 | -0.87493 | 69.6409 | 68.8999 | 68.2606 | 67.6167 | 66.9932 | 66.5337 | 66.3018 | 66.695 | 69.0664 | 72.9964 | 77.9088 | 81.6028 | 84.5646 | 86.9295 | 88.6779 | 89.1808 | 89.3722 | 88.5103 | 87.0552 | 84.787 | 81.1509 | 77.2734 | 74.7917 | 73.298 | 2.5726 | 2.1794 | 2.371 | 2.5172 | 2.8954 | 2.506 | 2.2778 | 2.3222 | 2.5199 | 2.539 | 2.5698 | 2.8859 | 2.8095 | 2.9965 | 3.0973 | 3.0498 | 2.9342 | 2.6304 | 2.368 | 2.3431 | 2.2898 | 2.4335 | 2.4994 | 2.5424
Portfolio Adjusted1-in-2AllAll2017August Monthly Peak | Portfolio Adjusted | 1-in-2 | All | All | 2017 | August Monthly Peak | 8 | 141.3492 | 136.7505 | 132.7811 | 133.5057 | 143.2578 | 168.6856 | 197.3142 | 217.2347 | 231.7045 | 241.0666 | 250.0418 | 252.2715 | 249.153 | 250.3287 | 244.1736 | 232.2624 | 217.6855 | 202.9167 | 192.152 | 187.4653 | 183.4815 | 174.1092 | 161.726 | 153.9619 | -0.41323 | -0.30616 | -0.28814 | -0.44561 | -0.69947 | -0.89554 | -0.72775 | -0.8461 | -0.24702 | 0.038226 | -0.59038 | -0.39061 | 0.20715 | 2.2256 | 7.8065 | 7.6352 | 6.8617 | 6.0254 | 2.1712 | 0.18991 | -0.22287 | -0.43316 | -0.80359 | -0.88606 | 74.6405 | 73.6797 | 72.8022 | 71.6975 | 71.1326 | 70.4387 | 70.0223 | 70.1707 | 72.6706 | 77.5604 | 82.5564 | 86.7189 | 89.6968 | 91.7899 | 93.0893 | 93.2093 | 93.3648 | 92.1886 | 90.1779 | 87.4252 | 83.2833 | 80.2105 | 78.3589 | 76.6873 | 2.6599 | 2.2479 | 2.4401 | 2.6092 | 3.0113 | 2.6122 | 2.401 | 2.4712 | 2.7197 | 2.7618 | 2.8078 | 3.1688 | 3.1048 | 3.3183 | 3.4282 | 3.3409 | 3.1712 | 2.8022 | 2.5016 | 2.4813 | 2.3993 | 2.5326 | 2.6003 | 2.6473
Portfolio Adjusted1-in-2AllAll2017September Monthly Peak | Portfolio Adjusted | 1-in-2 | All | All | 2017 | September Monthly Peak | 9 | 137.8071 | 134.0311 | 130.1361 | 130.7517 | 140.7814 | 165.7911 | 195.6608 | 215.2681 | 231.4601 | 240.5025 | 248.7865 | 250.8326 | 247.3204 | 248.6897 | 242.2375 | 228.8984 | 213.1847 | 198.2634 | 188.7642 | 186.6652 | 179.6812 | 170.6823 | 157.4453 | 149.5933 | -0.15353 | -0.22437 | -0.16615 | -0.32998 | -0.54999 | -0.88243 | -0.51405 | -0.53329 | -0.2577 | -0.029163 | -0.36015 | -0.10098 | 0.44383 | 2.3019 | 7.907 | 7.5791 | 6.7029 | 5.8354 | 1.8084 | 0.081364 | -0.39627 | -0.56362 | -0.74913 | -0.88804 | 69.6371 | 68.5742 | 67.8448 | 67.126 | 66.6039 | 66.0538 | 66.0401 | 65.8951 | 67.6312 | 72.6062 | 78.7966 | 84.0316 | 88.4005 | 90.9836 | 92.0758 | 92.2566 | 91.7858 | 90.507 | 87.9864 | 84.4085 | 80.8956 | 78.5966 | 77.0989 | 75.8317 | 2.5847 | 2.195 | 2.3836 | 2.5435 | 2.9467 | 2.555 | 2.3707 | 2.4369 | 2.7049 | 2.7439 | 2.7814 | 3.1389 | 3.0676 | 3.2823 | 3.3928 | 3.2848 | 3.0969 | 2.7291 | 2.4472 | 2.4564 | 2.3368 | 2.4712 | 2.5214 | 2.5644
Portfolio Adjusted1-in-2AllAll2017October Monthly Peak | Portfolio Adjusted | 1-in-2 | All | All | 2017 | October Monthly Peak | 10 | 134.5009 | 130.4042 | 126.0724 | 125.9102 | 135.1332 | 159.2943 | 188.6956 | 206.2884 | 220.936 | 231.4205 | 241.7635 | 246.1322 | 245.5836 | 247.3201 | 241.1712 | 227.483 | 211.3247 | 196.7217 | 189.8336 | 183.6766 | 175.4455 | 166.0724 | 153.8215 | 145.4679 | 0.03478 | -0.10255 | -0.050132 | -0.24056 | -0.43588 | -0.76136 | -0.34884 | -0.38758 | -0.28975 | -0.13429 | -0.29502 | -0.020646 | 0.48406 | 2.3202 | 7.8607 | 7.4997 | 6.6233 | 5.7512 | 1.6824 | 0.08883 | -0.40021 | -0.5522 | -0.67601 | -0.86002 | 69.7014 | 68.8675 | 67.9437 | 67.1634 | 66.4529 | 65.6183 | 65.6447 | 66.2217 | 66.9505 | 71.2225 | 76.7967 | 82.0614 | 85.7461 | 87.8936 | 89.3579 | 89.5303 | 88.6888 | 87.1772 | 84.7 | 81.0155 | 77.5928 | 75.0018 | 72.9933 | 71.4156 | 2.5206 | 2.1378 | 2.3087 | 2.4609 | 2.8524 | 2.4707 | 2.3046 | 2.3552 | 2.6016 | 2.6581 | 2.7173 | 3.0936 | 3.0692 | 3.2894 | 3.4118 | 3.3065 | 3.116 | 2.7427 | 2.4786 | 2.4377 | 2.2962 | 2.4123 | 2.4718 | 2.4968
Portfolio Adjusted1-in-2AllAll2017November Monthly Peak | Portfolio Adjusted | 1-in-2 | All | All | 2017 | November Monthly Peak | 11 | 125.1768 | 121.4439 | 117.5847 | 117.5259 | 126.4818 | 149.665 | 175.1193 | 190.8576 | 201.6792 | 207.75 | 214.3982 | 216.4974 | 215.1472 | 216.0133 | 209.6396 | 197.6068 | 186.5521 | 180.4394 | 172.055 | 165.4137 | 158.8152 | 150.8471 | 140.739 | 134.0041 | 0.42566 | 0.052712 | 0.15356 | -0.056671 | -0.1958 | -0.67374 | 0.0012842 | 0.071945 | -0.29045 | -0.24311 | 0.032501 | 0.35347 | 0.72979 | 2.1783 | 7.0869 | 6.6171 | 5.8555 | 5.2211 | 1.0569 | -0.056935 | -0.58581 | -0.66896 | -0.55273 | -0.82112 | 59.0519 | 58.2291 | 57.4937 | 56.7843 | 56.0806 | 55.816 | 55.3804 | 55.2986 | 58.9544 | 63.9041 | 70.0283 | 75.2078 | 78.8144 | 80.335 | 80.8388 | 80.3024 | 78.0981 | 73.912 | 69.5397 | 66.9616 | 64.9656 | 63.3298 | 62.1074 | 60.9848 | 2.4906 | 2.1143 | 2.2914 | 2.4371 | 2.8286 | 2.4648 | 2.2705 | 2.3092 | 2.5111 | 2.5179 | 2.5481 | 2.8897 | 2.8451 | 3.0403 | 3.1336 | 3.0384 | 2.9224 | 2.6747 | 2.3901 | 2.3318 | 2.203 | 2.3239 | 2.4009 | 2.444
Portfolio Adjusted1-in-2AllAll2017December Monthly Peak | Portfolio Adjusted | 1-in-2 | All | All | 2017 | December Monthly Peak | 12 | 118.884 | 115.0495 | 111.8444 | 111.5386 | 120.2666 | 143.4225 | 170.4502 | 184.8536 | 193.6283 | 195.4425 | 196.7755 | 194.5637 | 189.8868 | 188.4554 | 181.5798 | 172.3702 | 165.8798 | 163.1648 | 158.5232 | 153.4666 | 147.9592 | 142.0172 | 132.5176 | 125.8494 | 0.40002 | 0.045685 | 0.14309 | -0.05409 | -0.18068 | -0.64817 | 0.00090395 | 0.064549 | -0.28049 | -0.22881 | 0.024915 | 0.30922 | 0.63019 | 1.8842 | 6.1276 | 5.76 | 5.1806 | 4.6916 | 0.95441 | -0.07613 | -0.56556 | -0.64867 | -0.53436 | -0.77835 | 47.9451 | 47.2584 | 46.2302 | 45.3586 | 44.7366 | 44.0645 | 43.8773 | 43.6417 | 44.0813 | 46.8432 | 49.397 | 51.4824 | 53.0742 | 53.9929 | 54.5803 | 54.6314 | 54.0335 | 52.9376 | 51.45 | 50.2558 | 49.3584 | 48.4747 | 47.6831 | 46.7753 | 2.3644 | 2.0022 | 2.1795 | 2.3161 | 2.7043 | 2.3682 | 2.2161 | 2.2472 | 2.4257 | 2.3814 | 2.3483 | 2.6094 | 2.5249 | 2.6696 | 2.7347 | 2.6738 | 2.6284 | 2.4388 | 2.2131 | 2.176 | 2.0583 | 2.187 | 2.2605 | 2.2934
Portfolio Adjusted1-in-2AllAll2017Typical Event Day | Portfolio Adjusted | 1-in-2 | All | All | 2017 | Typical Event Day | 8 | 139.567 | 134.9941 | 130.7991 | 131.4243 | 140.9658 | 165.9875 | 194.1534 | 212.6448 | 225.0743 | 232.4252 | 240.0086 | 241.7497 | 238.5369 | 239.8235 | 234.1605 | 222.9634 | 209.1965 | 195.5644 | 186.2183 | 182.0634 | 178.7127 | 169.8295 | 157.938 | 150.5342 | -0.07913 | -0.17347 | -0.11597 | -0.30858 | -0.5288 | -0.83719 | -0.44447 | -0.46352 | -0.2648 | -0.065082 | -0.33059 | -0.051452 | 0.47033 | 2.2653 | 7.6878 | 7.4166 | 6.6166 | 5.7844 | 1.7755 | 0.12906 | -0.36834 | -0.54202 | -0.72015 | -0.88691 | 70.3588 | 69.3801 | 68.5542 | 67.7292 | 67.1059 | 66.5344 | 66.2346 | 66.4965 | 68.8729 | 73.3646 | 78.3473 | 82.5099 | 85.7115 | 88.0163 | 89.3738 | 89.7786 | 89.8804 | 88.9689 | 87.1482 | 84.3473 | 80.6703 | 77.4265 | 75.3682 | 73.8726 | 2.6177 | 2.2112 | 2.3957 | 2.5578 | 2.9465 | 2.5589 | 2.3511 | 2.406 | 2.6267 | 2.6486 | 2.6829 | 3.0247 | 2.9594 | 3.1651 | 3.273 | 3.1933 | 3.0346 | 2.6905 | 2.4148 | 2.3999 | 2.3274 | 2.4605 | 2.529 | 2.578
Portfolio Adjusted1-in-2AllAll2018January Monthly Peak | Portfolio Adjusted | 1-in-2 | All | All | 2018 | January Monthly Peak | 1 | 118.044 | 114.5405 | 110.8685 | 111.4986 | 120.8189 | 144.8089 | 173.1408 | 188.0287 | 196.337 | 197.3304 | 199.7704 | 199.0752 | 195.2328 | 194.8401 | 188.2001 | 177.6946 | 168.214 | 164.8198 | 159.5087 | 153.732 | 148.1718 | 141.6508 | 132.6313 | 126.2858 | 0.38781 | 0.037693 | 0.13634 | -0.056713 | -0.18709 | -0.65763 | -0.0031739 | 0.064968 | -0.28406 | -0.22986 | 0.028336 | 0.32262 | 0.65978 | 1.9491 | 6.3329 | 5.9148 | 5.2331 | 4.7194 | 0.96283 | -0.070719 | -0.56049 | -0.63973 | -0.53119 | -0.77901 | 52.1793 | 51.6889 | 51.3422 | 50.8801 | 50.6911 | 50.2643 | 50.3673 | 50.2582 | 50.6066 | 51.974 | 53.7841 | 55.324 | 56.4682 | 57.4352 | 58.0818 | 58.0139 | 57.8298 | 57.1371 | 55.756 | 54.4562 | 53.8236 | 53.5187 | 53.0254 | 52.2184 | 2.339 | 1.9881 | 2.1542 | 2.3148 | 2.7195 | 2.3887 | 2.2506 | 2.2839 | 2.4545 | 2.4009 | 2.3806 | 2.66 | 2.5859 | 2.7506 | 2.8269 | 2.7532 | 2.6632 | 2.4636 | 2.2246 | 2.178 | 2.0599 | 2.1799 | 2.2601 | 2.2972
Portfolio Adjusted1-in-2AllAll2018February Monthly Peak | Portfolio Adjusted | 1-in-2 | All | All | 2018 | February Monthly Peak | 2 | 119.5637 | 115.9371 | 112.5691 | 113.1877 | 121.9882 | 145.5022 | 173.1682 | 187.5975 | 196.6181 | 199.1182 | 202.9294 | 204.0933 | 201.5919 | 202.4509 | 196.8148 | 185.2928 | 174.3679 | 168.5247 | 164.3926 | 158.0966 | 152.1345 | 144.8436 | 134.8547 | 128.0646 | 0.38685 | 0.031563 | 0.13492 | -0.058424 | -0.18935 | -0.6603 | -0.0037462 | 0.065721 | -0.28478 | -0.23181 | 0.028278 | 0.32928 | 0.67692 | 2.0143 | 6.6078 | 6.1622 | 5.4207 | 4.8215 | 0.9905 | -0.076755 | -0.57885 | -0.66017 | -0.54493 | -0.79232 | 51.7156 | 51.262 | 51.0317 | 50.7187 | 50.2517 | 50.0823 | 49.7075 | 50.018 | 51.3465 | 54.7302 | 58.4681 | 61.5573 | 63.1022 | 63.75 | 64.2215 | 63.9685 | 63.5946 | 62.7256 | 60.7588 | 58.7192 | 57.5166 | 56.589 | 55.6667 | 54.3926 | 2.3638 | 2.0084 | 2.1852 | 2.3495 | 2.7436 | 2.3988 | 2.2502 | 2.2768 | 2.4586 | 2.423 | 2.4198 | 2.7291 | 2.6755 | 2.8667 | 2.9711 | 2.8785 | 2.7645 | 2.5228 | 2.2938 | 2.242 | 2.1161 | 2.2292 | 2.2977 | 2.3254
Portfolio Adjusted1-in-2AllAll2018March Monthly Peak | Portfolio Adjusted | 1-in-2 | All | All | 2018 | March Monthly Peak | 3 | 122.5883 | 118.6291 | 114.9023 | 114.8358 | 123.0343 | 145.9497 | 174.1448 | 188.9377 | 197.1021 | 199.6327 | 203.9713 | 205.1545 | 203.2367 | 204.0332 | 198.6623 | 188.3386 | 177.4399 | 168.8421 | 164.8415 | 162.832 | 157.1989 | 149.4908 | 138.9851 | 131.5543 | 0.40284 | 0.03945 | 0.13707 | -0.057889 | -0.19046 | -0.6595 | -0.0028919 | 0.0657 | -0.28557 | -0.2312 | 0.029809 | 0.33289 | 0.68503 | 2.037 | 6.6769 | 6.2685 | 5.5253 | 4.831 | 0.99421 | -0.077504 | -0.59626 | -0.67733 | -0.55994 | -0.81394 | 52.9277 | 52.0221 | 51.4283 | 51.1453 | 50.6309 | 50.2648 | 49.9634 | 50.1652 | 51.9323 | 54.1142 | 56.9381 | 59.8002 | 62.1998 | 64.1261 | 65.2175 | 65.7421 | 65.4769 | 64.5147 | 61.9918 | 58.8937 | 57.1645 | 55.8078 | 54.657 | 53.2631 | 2.4273 | 2.0584 | 2.2307 | 2.3838 | 2.7629 | 2.404 | 2.2603 | 2.2919 | 2.4627 | 2.4278 | 2.4309 | 2.7403 | 2.6952 | 2.8824 | 2.9859 | 2.913 | 2.7983 | 2.5211 | 2.2989 | 2.3094 | 2.1863 | 2.2998 | 2.3671 | 2.388
Portfolio Adjusted1-in-2AllAll2018April Monthly Peak | Portfolio Adjusted | 1-in-2 | All | All | 2018 | April Monthly Peak | 4 | 3.8714 | 3.7222 | 3.6117 | 3.6075 | 3.7601 | 4.1911 | 4.7079 | 5.1496 | 5.8131 | 6.3654 | 6.8499 | 7.1409 | 7.2879 | 7.4408 | 7.4551 | 7.2724 | 6.9089 | 6.3274 | 5.7794 | 5.7155 | 5.5473 | 5.1257 | 4.6125 | 4.2279 | 0.0043965 | 0.00039278 | 0.0015146 | -0.00065861 | -0.0021864 | -0.0073344 | -3.083e-05 | 0.00075174 | -0.0031666 | -0.0025974 | 0.00036979 | 0.0038746 | 0.007988 | 0.02365 | 0.11515 | 0.11519 | 0.10732 | 0.088553 | 0.011227 | -0.00067049 | -0.0065845 | -0.0074906 | -0.006209 | -0.0090964 | 62.7961 | 61.7005 | 60.7088 | 59.8218 | 58.8881 | 58.1317 | 57.507 | 57.4492 | 59.6984 | 63.8567 | 68.9949 | 73.648 | 77.1915 | 79.182 | 80.3335 | 80.8579 | 80.6006 | 79.8544 | 78.5504 | 76.3372 | 72.5652 | 69.9609 | 67.8002 | 65.7455 | 0.027278 | 0.023441 | 0.024952 | 0.026701 | 0.030916 | 0.027415 | 0.025136 | 0.025442 | 0.0277 | 0.027833 | 0.028298 | 0.031973 | 0.031732 | 0.033949 | 0.035197 | 0.034249 | 0.032656 | 0.029 | 0.025817 | 0.026055 | 0.025057 | 0.026185 | 0.026888 | 0.027144
Portfolio Adjusted1-in-2AllAll2018May Monthly Peak | Portfolio Adjusted | 1-in-2 | All | All | 2018 | May Monthly Peak | 5 | 3.9486 | 3.793 | 3.6792 | 3.6706 | 3.8366 | 4.2581 | 4.6881 | 5.2809 | 6.0237 | 6.627 | 7.1411 | 7.4419 | 7.5684 | 7.7057 | 7.7038 | 7.5109 | 7.1251 | 6.5017 | 5.9098 | 5.7068 | 5.6664 | 5.2469 | 4.7191 | 4.3402 | 0.0045117 | 0.00045278 | 0.0015479 | -0.00065523 | -0.002201 | -0.0074127 | -1.8382e-05 | 0.00076877 | -0.0032571 | -0.002705 | 0.0003763 | 0.004 | 0.0082352 | 0.02448 | 0.11895 | 0.11883 | 0.1106 | 0.090941 | 0.011487 | -0.00059678 | -0.0065766 | -0.0075143 | -0.0062348 | -0.0092016 | 65.1455 | 63.9473 | 62.8314 | 61.7985 | 60.9735 | 60.03 | 59.2675 | 60.115 | 63.5808 | 67.709 | 71.8345 | 75.7524 | 79.0315 | 81.2605 | 82.6873 | 83.4983 | 83.6888 | 83.0562 | 81.4826 | 79.1621 | 75.2731 | 71.9217 | 69.9002 | 68.1405 | 0.027507 | 0.023634 | 0.025175 | 0.026949 | 0.031307 | 0.027798 | 0.02528 | 0.026025 | 0.028535 | 0.028875 | 0.029403 | 0.033211 | 0.03283 | 0.035045 | 0.036287 | 0.035177 | 0.033458 | 0.029545 | 0.026211 | 0.026046 | 0.025341 | 0.026583 | 0.027327 | 0.027725
Portfolio Adjusted1-in-2AllAll2018June Monthly Peak | Portfolio Adjusted | 1-in-2 | All | All | 2018 | June Monthly Peak | 6 | 4.1598 | 3.9899 | 3.8635 | 3.8472 | 4.0002 | 4.3967 | 4.8675 | 5.5671 | 6.3857 | 7.0675 | 7.6375 | 7.9641 | 8.0675 | 8.2119 | 8.2168 | 8.0412 | 7.6662 | 7.0197 | 6.3868 | 6.0159 | 5.9416 | 5.5458 | 4.9741 | 4.5496 | 0.0031234 | 2.2936e-05 | 0.00089321 | -0.0016007 | -0.0035187 | -0.0077179 | -0.0013922 | -0.0009374 | -0.0031456 | -0.002111 | -0.0010471 | 0.0026146 | 0.0072788 | 0.02415 | 0.12149 | 0.12371 | 0.11674 | 0.096592 | 0.014605 | 0.00074189 | -0.0052966 | -0.0067709 | -0.0066306 | -0.0093802 | 67.7551 | 66.3554 | 65.1537 | 64.2679 | 63.255 | 62.445 | 61.8114 | 62.639 | 66.1607 | 70.5749 | 74.6912 | 78.3369 | 81.0274 | 82.9732 | 84.2045 | 85.0066 | 85.4682 | 85.1629 | 84.0083 | 81.7453 | 78.6264 | 74.8758 | 72.2295 | 70.4573 | 0.028554 | 0.024476 | 0.025981 | 0.027644 | 0.031703 | 0.027848 | 0.025149 | 0.025741 | 0.028138 | 0.028467 | 0.028984 | 0.032511 | 0.03173 | 0.033704 | 0.034754 | 0.034103 | 0.032696 | 0.029124 | 0.026233 | 0.025937 | 0.025422 | 0.02684 | 0.027548 | 0.028083
Portfolio Adjusted1-in-2AllAll2018July Monthly Peak | Portfolio Adjusted | 1-in-2 | All | All | 2018 | July Monthly Peak | 7 | 4.3277 | 4.1494 | 4.0248 | 4.0061 | 4.1707 | 4.6408 | 5.1709 | 5.8958 | 6.7675 | 7.5036 | 8.1173 | 8.4632 | 8.5934 | 8.7521 | 8.7639 | 8.5803 | 8.1997 | 7.4987 | 6.7631 | 6.3477 | 6.2437 | 5.8134 | 5.2119 | 4.7555 | -0.00055894 | -0.0017556 | -0.0010994 | -0.0032232 | -0.0055609 | -0.0088362 | -0.0043987 | -0.0044109 | -0.0027441 | -0.00070244 | -0.0031841 | -7.2482e-05 | 0.005369 | 0.023743 | 0.1255 | 0.12938 | 0.12313 | 0.10253 | 0.018759 | 0.0014607 | -0.0040363 | -0.0059547 | -0.0076611 | -0.0095061 | 70.6438 | 69.8241 | 68.9993 | 68.141 | 67.2507 | 66.6296 | 66.1473 | 66.5201 | 69.2682 | 73.5459 | 78.1808 | 81.7171 | 84.5065 | 86.7317 | 88.4414 | 89.2426 | 89.5169 | 88.838 | 87.4395 | 85.4959 | 82.0964 | 78.294 | 75.8292 | 74.289 | 0.028433 | 0.024408 | 0.026056 | 0.027654 | 0.031766 | 0.028134 | 0.025405 | 0.025757 | 0.028017 | 0.028383 | 0.028867 | 0.032305 | 0.031519 | 0.033516 | 0.034539 | 0.033937 | 0.032588 | 0.029219 | 0.02627 | 0.025979 | 0.025476 | 0.026896 | 0.027616 | 0.028106
Portfolio Adjusted1-in-2AllAll2018August Monthly Peak | Portfolio Adjusted | 1-in-2 | All | All | 2018 | August Monthly Peak | 8 | 4.467 | 4.2751 | 4.1403 | 4.1297 | 4.3052 | 4.8168 | 5.4274 | 6.1581 | 7.1687 | 8.0152 | 8.7147 | 9.1115 | 9.2471 | 9.3991 | 9.3918 | 9.1591 | 8.7173 | 7.9233 | 7.0966 | 6.7329 | 6.5372 | 6.0178 | 5.3943 | 4.9112 | -0.0044897 | -0.0033264 | -0.0031306 | -0.0048415 | -0.0075997 | -0.0097299 | -0.0079069 | -0.0091928 | -0.0026838 | 0.00041532 | -0.0064144 | -0.0042439 | 0.0022507 | 0.024181 | 0.13291 | 0.13764 | 0.1308 | 0.10861 | 0.02359 | 0.0020633 | -0.0024215 | -0.0047063 | -0.0087309 | -0.0096269 | 74.0112 | 72.8339 | 71.6639 | 70.4963 | 69.6903 | 68.8249 | 68.2194 | 68.1495 | 71.0586 | 76.5049 | 81.6796 | 85.6697 | 88.7201 | 90.8855 | 92.1218 | 92.5466 | 92.6777 | 91.7979 | 90.1295 | 87.5434 | 83.5593 | 80.2971 | 78.1832 | 76.5441 | 0.029389 | 0.025163 | 0.026813 | 0.028656 | 0.033028 | 0.029314 | 0.026773 | 0.027374 | 0.030195 | 0.030817 | 0.031476 | 0.035403 | 0.034741 | 0.037019 | 0.038138 | 0.03711 | 0.035178 | 0.031103 | 0.027736 | 0.02751 | 0.026692 | 0.02798 | 0.02872 | 0.029249
Portfolio Adjusted1-in-2AllAll2018September Monthly Peak | Portfolio Adjusted | 1-in-2 | All | All | 2018 | September Monthly Peak | 9 | 4.2915 | 4.1281 | 4.0074 | 3.9992 | 4.1832 | 4.6825 | 5.3658 | 5.9312 | 6.8651 | 7.6374 | 8.2639 | 8.6252 | 8.7566 | 8.9171 | 8.8958 | 8.6417 | 8.1798 | 7.4082 | 6.6922 | 6.5579 | 6.1846 | 5.6978 | 5.0957 | 4.6687 | -0.0016681 | -0.0024378 | -0.0018052 | -0.0035852 | -0.0059756 | -0.0095874 | -0.0055851 | -0.0057941 | -0.0027998 | -0.00031685 | -0.003913 | -0.0010971 | 0.0048221 | 0.02501 | 0.13082 | 0.13317 | 0.12483 | 0.10305 | 0.019648 | 0.00088401 | -0.0043054 | -0.0061236 | -0.0081392 | -0.0096485 | 68.9217 | 67.7714 | 66.6845 | 65.6344 | 64.8762 | 64.0492 | 63.767 | 63.5196 | 65.5046 | 70.7448 | 76.9883 | 82.4868 | 86.3627 | 88.6164 | 89.7128 | 90.2632 | 90.1331 | 89.2109 | 87.1332 | 83.8197 | 80.2011 | 77.6736 | 75.7918 | 74.4251 | 0.028543 | 0.024546 | 0.026182 | 0.027927 | 0.032312 | 0.028666 | 0.026466 | 0.026951 | 0.029951 | 0.030513 | 0.031054 | 0.034941 | 0.034202 | 0.036501 | 0.037636 | 0.036395 | 0.034273 | 0.030217 | 0.027073 | 0.027205 | 0.025938 | 0.027256 | 0.027808 | 0.028306
Portfolio Adjusted1-in-2AllAll2018October Monthly Peak | Portfolio Adjusted | 1-in-2 | All | All | 2018 | October Monthly Peak | 10 | 4.1252 | 3.9695 | 3.8534 | 3.8381 | 4.0031 | 4.4758 | 5.2048 | 5.6517 | 6.4414 | 7.1833 | 7.7919 | 8.1704 | 8.3223 | 8.4967 | 8.489 | 8.2324 | 7.7663 | 7.0362 | 6.6236 | 6.348 | 5.9409 | 5.4791 | 4.9138 | 4.4991 | 0.00037788 | -0.0011142 | -0.00054467 | -0.0026137 | -0.0047358 | -0.0082721 | -0.0037901 | -0.004211 | -0.0031481 | -0.0014591 | -0.0032053 | -0.00022432 | 0.0052593 | 0.025209 | 0.12784 | 0.12927 | 0.12062 | 0.099471 | 0.018279 | 0.00096513 | -0.0043483 | -0.0059996 | -0.0073447 | -0.0093441 | 68.41 | 67.5755 | 66.503 | 65.7792 | 64.9467 | 64.2216 | 63.8445 | 63.8459 | 64.7399 | 69.234 | 75.2658 | 80.5862 | 84.0978 | 86.3172 | 87.7621 | 88.0106 | 87.4523 | 86.0638 | 83.7187 | 80.1102 | 76.2894 | 73.3923 | 71.2486 | 69.3947 | 0.027812 | 0.023881 | 0.025353 | 0.027016 | 0.031271 | 0.027693 | 0.025743 | 0.026031 | 0.028772 | 0.029505 | 0.030256 | 0.034343 | 0.034097 | 0.036465 | 0.037739 | 0.036533 | 0.034392 | 0.030285 | 0.02739 | 0.026966 | 0.025453 | 0.026589 | 0.027244 | 0.027545
Portfolio Adjusted1-in-2AllAll2018November Monthly Peak | Portfolio Adjusted | 1-in-2 | All | All | 2018 | November Monthly Peak | 11 | 3.7928 | 3.6593 | 3.5789 | 3.5759 | 3.7407 | 4.191 | 4.6768 | 5.1314 | 5.7691 | 6.2581 | 6.6568 | 6.8723 | 6.9502 | 7.0436 | 6.9826 | 6.7428 | 6.4415 | 6.305 | 5.8417 | 5.5046 | 5.2006 | 4.8248 | 4.3904 | 4.073 | 0.0046248 | 0.00057271 | 0.0016684 | -0.00061573 | -0.0021274 | -0.0073201 | 1.3953e-05 | 0.00078168 | -0.0031557 | -0.0026413 | 0.00035312 | 0.0038404 | 0.0079291 | 0.023667 | 0.11158 | 0.11033 | 0.10307 | 0.089506 | 0.011483 | -0.00061859 | -0.0063648 | -0.0072682 | -0.0060053 | -0.0089213 | 56.996 | 56.2312 | 55.3158 | 54.4889 | 53.7408 | 53.3827 | 52.7974 | 52.8375 | 56.418 | 61.754 | 68.0201 | 73.0407 | 76.4543 | 77.9955 | 78.6089 | 78.3161 | 76.414 | 72.5937 | 68.2893 | 65.4471 | 63.2986 | 61.3999 | 60.3156 | 59.1827 | 0.027434 | 0.023553 | 0.025129 | 0.026729 | 0.030986 | 0.027565 | 0.025219 | 0.025455 | 0.027694 | 0.027843 | 0.028232 | 0.03192 | 0.031443 | 0.033537 | 0.034507 | 0.033424 | 0.032116 | 0.029452 | 0.026332 | 0.025699 | 0.024329 | 0.025547 | 0.026398 | 0.026904
Portfolio Adjusted1-in-2AllAll2018December Monthly Peak | Portfolio Adjusted | 1-in-2 | All | All | 2018 | December Monthly Peak | 12 | 3.6912 | 3.6014 | 3.5433 | 3.5572 | 3.7193 | 4.2673 | 4.9982 | 5.4354 | 6.0901 | 6.4168 | 6.5028 | 6.4053 | 6.187 | 6.0739 | 5.8743 | 5.5941 | 5.5453 | 5.67 | 5.4253 | 5.1758 | 4.9462 | 4.6789 | 4.3234 | 3.9513 | 0.0043461 | 0.00049636 | 0.0015547 | -0.00058768 | -0.001963 | -0.0070423 | 9.8216e-06 | 0.00070131 | -0.0030475 | -0.002486 | 0.0002707 | 0.0033596 | 0.0068469 | 0.020471 | 0.095135 | 0.093612 | 0.089492 | 0.080307 | 0.01037 | -0.00082714 | -0.0061447 | -0.0070477 | -0.0058057 | -0.0084567 | 44.7599 | 44.113 | 43.1551 | 42.3241 | 41.5962 | 40.976 | 40.9053 | 40.832 | 41.3234 | 44.1023 | 46.7486 | 48.7143 | 50.0977 | 50.9319 | 51.5985 | 51.73 | 51.2687 | 49.9713 | 48.3489 | 47.164 | 46.272 | 45.4014 | 44.5899 | 43.7008 | 0.026073 | 0.022373 | 0.02393 | 0.025436 | 0.029656 | 0.026611 | 0.024789 | 0.024888 | 0.02689 | 0.026479 | 0.026144 | 0.028898 | 0.027932 | 0.029442 | 0.030085 | 0.029367 | 0.028867 | 0.026877 | 0.024421 | 0.024036 | 0.022805 | 0.024106 | 0.024935 | 0.02528
Portfolio Adjusted1-in-2AllAll2018Typical Event Day | Portfolio Adjusted | 1-in-2 | All | All | 2018 | Typical Event Day | 8 | 4.3704 | 4.1832 | 4.0514 | 4.0417 | 4.2147 | 4.7067 | 5.287 | 5.9526 | 6.858 | 7.6067 | 8.2359 | 8.5966 | 8.7288 | 8.8921 | 8.9106 | 8.7097 | 8.297 | 7.5556 | 6.7992 | 6.4668 | 6.3063 | 5.8151 | 5.22 | 4.7676 | -0.00085974 | -0.0018847 | -0.00126 | -0.0033527 | -0.0057454 | -0.0090959 | -0.0048291 | -0.0050361 | -0.002877 | -0.00070711 | -0.0035918 | -0.00055902 | 0.0051101 | 0.024612 | 0.12913 | 0.13249 | 0.12531 | 0.10383 | 0.01929 | 0.0014022 | -0.004002 | -0.005889 | -0.0078244 | -0.0096362 | 70.3329 | 69.1962 | 68.1253 | 67.1349 | 66.268 | 65.4872 | 64.9863 | 65.2071 | 67.9981 | 72.8426 | 77.885 | 82.0526 | 85.1542 | 87.3017 | 88.6201 | 89.2648 | 89.449 | 88.7524 | 87.1776 | 84.651 | 81.1208 | 77.7851 | 75.5084 | 73.9289 | 0.028918 | 0.024746 | 0.026321 | 0.028091 | 0.032319 | 0.028723 | 0.026214 | 0.026639 | 0.029143 | 0.029531 | 0.030047 | 0.033762 | 0.033088 | 0.035287 | 0.036395 | 0.035457 | 0.033649 | 0.029848 | 0.02676 | 0.026594 | 0.02588 | 0.027175 | 0.027924 | 0.02848
Portfolio Adjusted1-in-2AllAll2019January Monthly Peak | Portfolio Adjusted | 1-in-2 | All | All | 2019 | January Monthly Peak | 1 | 3.572 | 3.4882 | 3.4257 | 3.449 | 3.6089 | 4.1566 | 4.9257 | 5.305 | 5.8758 | 6.206 | 6.3402 | 6.3377 | 6.1898 | 6.1535 | 5.9978 | 5.705 | 5.5565 | 5.6453 | 5.4052 | 5.1184 | 4.8796 | 4.57 | 4.1921 | 3.8271 | 0.004226 | 0.00041074 | 0.0014857 | -0.000618 | -0.0020388 | -0.0071663 | -3.4586e-05 | 0.00070797 | -0.0030954 | -0.0025048 | 0.00030878 | 0.0035157 | 0.0071897 | 0.021239 | 0.098352 | 0.096097 | 0.090219 | 0.080421 | 0.010492 | -0.00077063 | -0.0061077 | -0.0069712 | -0.0057885 | -0.008489 | 48.8326 | 48.3667 | 48.0855 | 47.6932 | 47.3238 | 47.1343 | 47.2073 | 47.065 | 47.4399 | 48.9962 | 51.0322 | 52.6968 | 53.9889 | 54.9317 | 55.4878 | 55.3697 | 55.2154 | 54.4872 | 52.9594 | 51.7318 | 50.9562 | 50.5512 | 49.9085 | 49.1493 | 0.025827 | 0.022204 | 0.023698 | 0.025462 | 0.029872 | 0.026777 | 0.025157 | 0.025304 | 0.027209 | 0.026691 | 0.026491 | 0.029478 | 0.028637 | 0.030386 | 0.031164 | 0.030308 | 0.029315 | 0.027202 | 0.024601 | 0.024107 | 0.022861 | 0.024072 | 0.024966 | 0.025352
Portfolio Adjusted1-in-2AllAll2019February Monthly Peak | Portfolio Adjusted | 1-in-2 | All | All | 2019 | February Monthly Peak | 2 | 3.6541 | 3.5427 | 3.4728 | 3.4974 | 3.6658 | 4.1535 | 4.7849 | 5.1403 | 5.7199 | 6.0909 | 6.3286 | 6.4281 | 6.4036 | 6.4521 | 6.3823 | 6.1436 | 5.88 | 5.7227 | 5.6253 | 5.312 | 5.0413 | 4.6894 | 4.2693 | 3.9271 | 0.0042155 | 0.00034394 | 0.0014703 | -0.00063665 | -0.0020634 | -0.0071954 | -4.0822e-05 | 0.00071617 | -0.0031032 | -0.002526 | 0.00030815 | 0.0035882 | 0.0073765 | 0.02195 | 0.10334 | 0.10173 | 0.094642 | 0.081859 | 0.010794 | -0.00083641 | -0.0063077 | -0.0071939 | -0.0059382 | -0.0086341 | 49.6564 | 49.1426 | 48.7785 | 48.4267 | 48.3212 | 48.025 | 47.6121 | 47.9991 | 49.2416 | 52.6154 | 56.3807 | 59.3122 | 60.9866 | 61.782 | 62.2775 | 62.368 | 62.1366 | 61.2359 | 59.0993 | 56.8824 | 55.5499 | 54.3416 | 53.2868 | 51.9562 | 0.026119 | 0.02245 | 0.024042 | 0.025848 | 0.030147 | 0.026926 | 0.025115 | 0.025188 | 0.027214 | 0.026892 | 0.026896 | 0.030225 | 0.029631 | 0.031681 | 0.032774 | 0.031722 | 0.030445 | 0.027833 | 0.025363 | 0.024805 | 0.023466 | 0.0246 | 0.025364 | 0.025682
Portfolio Adjusted1-in-2AllAll2019March Monthly Peak | Portfolio Adjusted | 1-in-2 | All | All | 2019 | March Monthly Peak | 3 | 3.723 | 3.6019 | 3.5153 | 3.5225 | 3.6715 | 4.1497 | 4.8337 | 5.1906 | 5.7076 | 6.0891 | 6.3577 | 6.481 | 6.4777 | 6.5559 | 6.5261 | 6.3294 | 6.0797 | 5.719 | 5.4851 | 5.4565 | 5.2081 | 4.8506 | 4.4025 | 4.0301 | 0.0043897 | 0.00042989 | 0.0014937 | -0.00063082 | -0.0020754 | -0.0071866 | -3.1513e-05 | 0.00071594 | -0.0031119 | -0.0025194 | 0.00032483 | 0.0036276 | 0.0074649 | 0.022197 | 0.10497 | 0.10412 | 0.097238 | 0.081924 | 0.010834 | -0.00084457 | -0.0064975 | -0.007381 | -0.0061018 | -0.0088696 | 51.2703 | 50.4381 | 49.7407 | 49.3339 | 48.8225 | 48.4396 | 48.0601 | 48.1674 | 50.2012 | 52.8313 | 55.6735 | 58.3039 | 60.5795 | 62.185 | 63.1993 | 63.8133 | 63.5598 | 62.7073 | 60.3872 | 57.4232 | 55.5319 | 54.0502 | 52.7627 | 51.5136 | 0.026811 | 0.022993 | 0.024535 | 0.026219 | 0.030354 | 0.026978 | 0.025248 | 0.025359 | 0.027252 | 0.02694 | 0.027016 | 0.030352 | 0.029855 | 0.031869 | 0.032958 | 0.032121 | 0.030837 | 0.02781 | 0.025384 | 0.025544 | 0.024244 | 0.025381 | 0.02613 | 0.02637
Portfolio Adjusted1-in-2AllAll2019April Monthly Peak | Portfolio Adjusted | 1-in-2 | All | All | 2019 | April Monthly Peak | 4 | 5.8282 | 5.6179 | 5.4443 | 5.4411 | 5.7288 | 6.5228 | 7.4465 | 8.1412 | 8.9654 | 9.5998 | 10.1912 | 10.5182 | 10.656 | 10.8287 | 10.7573 | 10.3982 | 9.8402 | 9.0815 | 8.4043 | 8.3171 | 8.0855 | 7.5352 | 6.8513 | 6.3489 | 0.010846 | 0.00096903 | 0.0037367 | -0.0016249 | -0.0053939 | -0.018095 | -7.606e-05 | 0.0018546 | -0.0078122 | -0.0064079 | 0.0009123 | 0.009559 | 0.019707 | 0.058347 | 0.22824 | 0.22123 | 0.20044 | 0.16915 | 0.027698 | -0.0016542 | -0.016245 | -0.01848 | -0.015318 | -0.022442 | 62.7891 | 61.695 | 60.7059 | 59.822 | 58.8889 | 58.1343 | 57.5109 | 57.4534 | 59.7007 | 63.8564 | 68.9887 | 73.6428 | 77.1925 | 79.1897 | 80.3417 | 80.8648 | 80.6024 | 79.8557 | 78.5437 | 76.3241 | 72.5468 | 69.9437 | 67.7854 | 65.7346 | 0.066468 | 0.056564 | 0.061055 | 0.065341 | 0.075734 | 0.065973 | 0.060826 | 0.061997 | 0.067452 | 0.067584 | 0.068554 | 0.077637 | 0.076995 | 0.082508 | 0.085675 | 0.083441 | 0.079637 | 0.070693 | 0.062936 | 0.063454 | 0.060872 | 0.063888 | 0.065605 | 0.066166
Portfolio Adjusted1-in-2AllAll2019May Monthly Peak | Portfolio Adjusted | 1-in-2 | All | All | 2019 | May Monthly Peak | 5 | 5.9144 | 5.6984 | 5.5252 | 5.5201 | 5.8307 | 6.6249 | 7.4483 | 8.3403 | 9.2719 | 9.981 | 10.6109 | 10.9443 | 11.05 | 11.2027 | 11.1114 | 10.7253 | 10.132 | 9.3127 | 8.5767 | 8.3137 | 8.2344 | 7.6892 | 6.9909 | 6.499 | 0.011131 | 0.001117 | 0.0038189 | -0.0016165 | -0.0054301 | -0.018288 | -4.5349e-05 | 0.0018966 | -0.0080356 | -0.0066734 | 0.00092837 | 0.0098684 | 0.020317 | 0.060394 | 0.23592 | 0.22816 | 0.20644 | 0.17354 | 0.028339 | -0.0014723 | -0.016225 | -0.018538 | -0.015382 | -0.022701 | 65.1403 | 63.9443 | 62.8298 | 61.7996 | 60.9763 | 60.0336 | 59.2761 | 60.1188 | 63.5735 | 67.6941 | 71.8191 | 75.7395 | 79.025 | 81.2579 | 82.6861 | 83.4942 | 83.6833 | 83.0479 | 81.4687 | 79.1439 | 75.2519 | 71.9033 | 69.8866 | 68.1297 | 0.066996 | 0.056984 | 0.061583 | 0.065934 | 0.076681 | 0.066932 | 0.061252 | 0.063406 | 0.069459 | 0.070088 | 0.071198 | 0.080604 | 0.079625 | 0.085145 | 0.088309 | 0.085671 | 0.081566 | 0.071993 | 0.063876 | 0.06344 | 0.061535 | 0.064841 | 0.06666 | 0.067566
Portfolio Adjusted1-in-2AllAll2019June Monthly Peak | Portfolio Adjusted | 1-in-2 | All | All | 2019 | June Monthly Peak | 6 | 6.2477 | 6.0128 | 5.8197 | 5.8061 | 6.0956 | 6.8454 | 7.704 | 8.6914 | 9.6843 | 10.4623 | 11.1422 | 11.4824 | 11.519 | 11.6663 | 11.5828 | 11.2628 | 10.7069 | 9.8767 | 9.132 | 8.6921 | 8.5924 | 8.0797 | 7.3297 | 6.7974 | 0.0077057 | 5.6585e-05 | 0.0022036 | -0.0039491 | -0.0086809 | -0.019041 | -0.0034347 | -0.0023126 | -0.0077604 | -0.005208 | -0.0025833 | 0.0064505 | 0.017958 | 0.059581 | 0.23689 | 0.23407 | 0.215 | 0.18212 | 0.036033 | 0.0018303 | -0.013067 | -0.016704 | -0.016358 | -0.023142 | 67.7513 | 66.3556 | 65.1562 | 64.2712 | 63.262 | 62.4558 | 61.8237 | 62.6485 | 66.1601 | 70.5704 | 74.6822 | 78.3264 | 81.0138 | 82.9634 | 84.1956 | 84.9979 | 85.4607 | 85.155 | 83.9981 | 81.7295 | 78.6058 | 74.8556 | 72.2133 | 70.4447 | 0.06954 | 0.059012 | 0.06354 | 0.067623 | 0.077631 | 0.067028 | 0.060855 | 0.062569 | 0.068294 | 0.068832 | 0.069864 | 0.078561 | 0.076562 | 0.081491 | 0.084199 | 0.082739 | 0.079436 | 0.070723 | 0.063744 | 0.063043 | 0.061618 | 0.065369 | 0.067109 | 0.068379
Portfolio Adjusted1-in-2AllAll2019July Monthly Peak | Portfolio Adjusted | 1-in-2 | All | All | 2019 | July Monthly Peak | 7 | 6.461 | 6.2188 | 6.0392 | 6.021 | 6.3332 | 7.1805 | 8.1144 | 9.1077 | 10.1387 | 10.9712 | 11.6883 | 12.0413 | 12.1089 | 12.2772 | 12.2079 | 11.8855 | 11.3306 | 10.4536 | 9.5912 | 9.1042 | 8.9698 | 8.4192 | 7.6354 | 7.0626 | -0.0013789 | -0.0043313 | -0.0027122 | -0.0079519 | -0.013719 | -0.0218 | -0.010852 | -0.010882 | -0.0067698 | -0.001733 | -0.0078555 | -0.00017882 | 0.013246 | 0.058577 | 0.2421 | 0.24253 | 0.22485 | 0.19222 | 0.046281 | 0.0036036 | -0.0099578 | -0.014691 | -0.018901 | -0.023452 | 70.6276 | 69.8092 | 68.9874 | 68.1325 | 67.2466 | 66.628 | 66.1498 | 66.5229 | 69.265 | 73.537 | 78.1764 | 81.7152 | 84.5074 | 86.7349 | 88.4452 | 89.2416 | 89.5146 | 88.8327 | 87.4333 | 85.4845 | 82.0812 | 78.2776 | 75.8124 | 74.273 | 0.069148 | 0.058707 | 0.06367 | 0.067593 | 0.07773 | 0.067534 | 0.061316 | 0.062453 | 0.067798 | 0.068373 | 0.069259 | 0.077734 | 0.075703 | 0.0807 | 0.083375 | 0.082066 | 0.07893 | 0.07076 | 0.063689 | 0.063013 | 0.061614 | 0.065409 | 0.067177 | 0.068339
Portfolio Adjusted1-in-2AllAll2019August Monthly Peak | Portfolio Adjusted | 1-in-2 | All | All | 2019 | August Monthly Peak | 8 | 6.6729 | 6.41 | 6.2133 | 6.2146 | 6.5444 | 7.4575 | 8.5197 | 9.5596 | 10.7871 | 11.7708 | 12.6037 | 13.03 | 13.1132 | 13.2816 | 13.1752 | 12.7544 | 12.0848 | 11.0656 | 10.0787 | 9.6454 | 9.3886 | 8.7265 | 7.9136 | 7.3131 | -0.011076 | -0.0082065 | -0.0077234 | -0.011944 | -0.018749 | -0.024005 | -0.019507 | -0.022679 | -0.0066213 | 0.0010246 | -0.015825 | -0.01047 | 0.0055527 | 0.059657 | 0.25657 | 0.25847 | 0.23927 | 0.20396 | 0.058199 | 0.0050904 | -0.005974 | -0.011611 | -0.02154 | -0.02375 | 74.0213 | 72.8475 | 71.6822 | 70.5156 | 69.7135 | 68.8509 | 68.2485 | 68.1821 | 71.0846 | 76.5219 | 81.6937 | 85.6866 | 88.7359 | 90.9001 | 92.1374 | 92.5573 | 92.6888 | 91.8042 | 90.1303 | 87.5414 | 83.5549 | 80.2957 | 78.186 | 76.5464 | 0.071491 | 0.060549 | 0.065525 | 0.070059 | 0.080839 | 0.070389 | 0.06463 | 0.066447 | 0.073157 | 0.074351 | 0.075647 | 0.085326 | 0.083623 | 0.08933 | 0.092245 | 0.089874 | 0.085289 | 0.075373 | 0.067275 | 0.066727 | 0.064559 | 0.068069 | 0.069886 | 0.071153
Portfolio Adjusted1-in-2AllAll2019September Monthly Peak | Portfolio Adjusted | 1-in-2 | All | All | 2019 | September Monthly Peak | 9 | 6.4431 | 6.2214 | 6.0399 | 6.0418 | 6.3844 | 7.2787 | 8.4324 | 9.3047 | 10.4844 | 11.3899 | 12.1399 | 12.5283 | 12.601 | 12.781 | 12.6561 | 12.1911 | 11.4834 | 10.4838 | 9.6263 | 9.4604 | 8.9805 | 8.3565 | 7.5508 | 7.0042 | -0.0041154 | -0.0060142 | -0.0044535 | -0.0088451 | -0.014742 | -0.023653 | -0.013779 | -0.014295 | -0.0069075 | -0.00078169 | -0.0096538 | -0.0027066 | 0.011897 | 0.061701 | 0.25613 | 0.25316 | 0.23083 | 0.19543 | 0.048474 | 0.0021809 | -0.010622 | -0.015108 | -0.02008 | -0.023804 | 68.9332 | 67.7843 | 66.7032 | 65.6585 | 64.904 | 64.0815 | 63.8036 | 63.5578 | 65.5389 | 70.7748 | 77.0174 | 82.5117 | 86.3955 | 88.6545 | 89.7509 | 90.2953 | 90.1597 | 89.2318 | 87.1469 | 83.8292 | 80.2123 | 77.6884 | 75.8129 | 74.4477 | 0.069464 | 0.059114 | 0.064004 | 0.068292 | 0.079102 | 0.068847 | 0.063827 | 0.065508 | 0.072726 | 0.073827 | 0.074886 | 0.08447 | 0.082572 | 0.088314 | 0.091249 | 0.088327 | 0.083258 | 0.073377 | 0.065787 | 0.066046 | 0.062854 | 0.066399 | 0.067747 | 0.068914
Portfolio Adjusted1-in-2AllAll2019October Monthly Peak | Portfolio Adjusted | 1-in-2 | All | All | 2019 | October Monthly Peak | 10 | 6.2262 | 6.007 | 5.8229 | 5.8052 | 6.1162 | 6.9706 | 8.1618 | 8.8849 | 9.8979 | 10.7968 | 11.5623 | 12.0051 | 12.1457 | 12.3454 | 12.2386 | 11.7656 | 11.0466 | 10.0929 | 9.576 | 9.2057 | 8.6724 | 8.067 | 7.3134 | 6.7707 | 0.00093225 | -0.0027488 | -0.0013438 | -0.0064482 | -0.011684 | -0.020408 | -0.0093504 | -0.010389 | -0.0077668 | -0.0035997 | -0.0079079 | -0.00055341 | 0.012975 | 0.062192 | 0.25246 | 0.24804 | 0.22541 | 0.19055 | 0.045097 | 0.0023811 | -0.010728 | -0.014802 | -0.01812 | -0.023053 | 68.4308 | 67.5964 | 66.5262 | 65.8015 | 64.971 | 64.2441 | 63.8735 | 63.8842 | 64.7755 | 69.2661 | 75.2904 | 80.61 | 84.1243 | 86.3426 | 87.7878 | 88.0351 | 87.4722 | 86.0817 | 83.7345 | 80.1248 | 76.3104 | 73.4182 | 71.2768 | 69.4272 | 0.067733 | 0.057563 | 0.061991 | 0.066074 | 0.076567 | 0.066563 | 0.062053 | 0.063304 | 0.069936 | 0.071498 | 0.073127 | 0.083214 | 0.082565 | 0.088458 | 0.091716 | 0.088871 | 0.083736 | 0.073709 | 0.066619 | 0.065532 | 0.061749 | 0.06481 | 0.06641 | 0.067091
Portfolio Adjusted1-in-2AllAll2019November Monthly Peak | Portfolio Adjusted | 1-in-2 | All | All | 2019 | November Monthly Peak | 11 | 5.7489 | 5.5574 | 5.4161 | 5.4122 | 5.7187 | 6.5353 | 7.4235 | 8.1244 | 8.9262 | 9.5052 | 10.0046 | 10.2504 | 10.3052 | 10.4111 | 10.2484 | 9.8185 | 9.3439 | 9.1111 | 8.5202 | 8.0815 | 7.6761 | 7.1779 | 6.5877 | 6.1669 | 0.01141 | 0.0014129 | 0.004116 | -0.0015191 | -0.0052484 | -0.018059 | 3.4424e-05 | 0.0019285 | -0.0077854 | -0.0065164 | 0.00087117 | 0.0094745 | 0.019562 | 0.058388 | 0.22399 | 0.21518 | 0.19577 | 0.1722 | 0.02833 | -0.0015261 | -0.015703 | -0.017931 | -0.014816 | -0.02201 | 57.0291 | 56.2634 | 55.3509 | 54.5259 | 53.7785 | 53.422 | 52.839 | 52.8771 | 56.4588 | 61.7887 | 68.0525 | 73.0756 | 76.4924 | 78.0332 | 78.6448 | 78.3481 | 76.4412 | 72.615 | 68.3094 | 65.4715 | 63.3254 | 61.431 | 60.3444 | 59.2117 | 0.066907 | 0.056903 | 0.061512 | 0.065425 | 0.075919 | 0.06638 | 0.061078 | 0.062041 | 0.067472 | 0.067685 | 0.068517 | 0.077663 | 0.076472 | 0.081694 | 0.084177 | 0.081606 | 0.078476 | 0.071849 | 0.06421 | 0.062646 | 0.059207 | 0.062409 | 0.064478 | 0.065648
Portfolio Adjusted1-in-2AllAll2019December Monthly Peak | Portfolio Adjusted | 1-in-2 | All | All | 2019 | December Monthly Peak | 12 | 5.5475 | 5.3974 | 5.2885 | 5.2973 | 5.5975 | 6.5097 | 7.6645 | 8.3267 | 9.1123 | 9.4629 | 9.569 | 9.4375 | 9.1473 | 9.013 | 8.7057 | 8.2816 | 8.1291 | 8.208 | 7.8925 | 7.5655 | 7.2509 | 6.8921 | 6.3893 | 5.9156 | 0.010722 | 0.0012246 | 0.0038355 | -0.0014499 | -0.004843 | -0.017374 | 2.4231e-05 | 0.0017302 | -0.0075184 | -0.0061332 | 0.00066784 | 0.0082885 | 0.016892 | 0.050505 | 0.19235 | 0.18492 | 0.17153 | 0.15462 | 0.025583 | -0.0020406 | -0.01516 | -0.017387 | -0.014323 | -0.020864 | 44.8112 | 44.1637 | 43.2047 | 42.373 | 41.6468 | 41.0257 | 40.9532 | 40.8773 | 41.3679 | 44.1465 | 46.7913 | 48.7589 | 50.1457 | 50.9812 | 51.6466 | 51.7768 | 51.3132 | 50.0191 | 48.3989 | 47.2139 | 46.3218 | 45.4509 | 44.6398 | 43.7503 | 0.063529 | 0.053914 | 0.05852 | 0.062189 | 0.072596 | 0.063829 | 0.059685 | 0.060421 | 0.065231 | 0.064073 | 0.063196 | 0.07016 | 0.067875 | 0.07173 | 0.07345 | 0.071794 | 0.070575 | 0.06552 | 0.059471 | 0.058482 | 0.055348 | 0.058758 | 0.060741 | 0.061616
Portfolio Adjusted1-in-2AllAll2019Typical Event Day | Portfolio Adjusted | 1-in-2 | All | All | 2019 | Typical Event Day | 8 | 6.549 | 6.2912 | 6.0939 | 6.0945 | 6.4185 | 7.3057 | 8.3305 | 9.2834 | 10.3745 | 11.2296 | 11.9709 | 12.3539 | 12.4321 | 12.6135 | 12.5405 | 12.1624 | 11.5345 | 10.5853 | 9.6905 | 9.2965 | 9.0846 | 8.4581 | 7.681 | 7.1166 | -0.0021211 | -0.0046498 | -0.0031085 | -0.0082714 | -0.014174 | -0.022441 | -0.011914 | -0.012425 | -0.0070978 | -0.0017445 | -0.0088614 | -0.0013792 | 0.012607 | 0.06072 | 0.25094 | 0.24987 | 0.22991 | 0.19537 | 0.047591 | 0.0034595 | -0.0098733 | -0.014529 | -0.019303 | -0.023773 | 70.3334 | 69.1992 | 68.1322 | 67.1445 | 66.2815 | 65.5041 | 65.0064 | 65.2278 | 68.0122 | 72.851 | 77.8924 | 82.06 | 85.1632 | 87.3132 | 88.6323 | 89.273 | 89.4559 | 88.7559 | 87.1772 | 84.6462 | 81.1136 | 77.7793 | 75.5062 | 73.928 | 0.070355 | 0.059557 | 0.06433 | 0.068679 | 0.0791 | 0.068956 | 0.063286 | 0.064689 | 0.070648 | 0.071295 | 0.07227 | 0.081434 | 0.079698 | 0.085197 | 0.088062 | 0.085898 | 0.081609 | 0.072361 | 0.064934 | 0.064534 | 0.062621 | 0.066127 | 0.067966 | 0.069289
Portfolio Adjusted1-in-2AllAll2020January Monthly Peak | Portfolio Adjusted | 1-in-2 | All | All | 2020 | January Monthly Peak | 1 | 5.4221 | 5.283 | 5.1622 | 5.1953 | 5.5033 | 6.4298 | 7.6443 | 8.2582 | 8.954 | 9.295 | 9.4664 | 9.4527 | 9.2451 | 9.203 | 8.9425 | 8.4846 | 8.1854 | 8.2179 | 7.8958 | 7.5203 | 7.1955 | 6.7855 | 6.2679 | 5.8062 | 0.010426 | 0.0010133 | 0.0036653 | -0.0015246 | -0.0050296 | -0.017679 | -8.5323e-05 | 0.0017465 | -0.0076363 | -0.0061793 | 0.00076176 | 0.0086731 | 0.017737 | 0.052396 | 0.19911 | 0.19014 | 0.17334 | 0.1554 | 0.025884 | -0.0019011 | -0.015068 | -0.017198 | -0.01428 | -0.020942 | 48.8867 | 48.4204 | 48.1381 | 47.7447 | 47.3782 | 47.1849 | 47.2583 | 47.1166 | 47.4911 | 49.0444 | 51.0767 | 52.7393 | 54.0289 | 54.9721 | 55.5297 | 55.4124 | 55.2576 | 54.53 | 53.0046 | 51.7758 | 51.0025 | 50.5991 | 49.9589 | 49.1989 | 0.063013 | 0.05366 | 0.057999 | 0.062323 | 0.073201 | 0.064511 | 0.060754 | 0.061562 | 0.066167 | 0.064753 | 0.064214 | 0.071703 | 0.069698 | 0.074106 | 0.076137 | 0.074135 | 0.07171 | 0.06637 | 0.059945 | 0.058698 | 0.05554 | 0.058727 | 0.060892 | 0.061882
Portfolio Adjusted1-in-2AllAll2020February Monthly Peak | Portfolio Adjusted | 1-in-2 | All | All | 2020 | February Monthly Peak | 2 | 5.5274 | 5.3592 | 5.236 | 5.2702 | 5.5781 | 6.438 | 7.5063 | 8.0891 | 8.8052 | 9.2106 | 9.506 | 9.6228 | 9.5582 | 9.6199 | 9.46 | 9.039 | 8.6031 | 8.3538 | 8.1913 | 7.7813 | 7.4186 | 6.9546 | 6.3798 | 5.9334 | 0.0104 | 0.0008485 | 0.0036271 | -0.0015706 | -0.0050903 | -0.017751 | -0.00010071 | 0.0017668 | -0.0076556 | -0.0062316 | 0.00076019 | 0.008852 | 0.018198 | 0.054151 | 0.20847 | 0.19968 | 0.18072 | 0.15846 | 0.026627 | -0.0020634 | -0.015561 | -0.017747 | -0.014649 | -0.0213 | 49.6896 | 49.1769 | 48.8149 | 48.4638 | 48.3524 | 48.0582 | 47.646 | 48.0317 | 49.2756 | 52.6495 | 56.4145 | 59.3484 | 61.0208 | 61.8138 | 62.3089 | 62.3938 | 62.1602 | 61.26 | 59.1262 | 56.912 | 55.5817 | 54.378 | 53.3253 | 51.9956 | 0.063689 | 0.054215 | 0.058836 | 0.063259 | 0.073854 | 0.064799 | 0.060728 | 0.061357 | 0.06626 | 0.065331 | 0.065259 | 0.073559 | 0.072113 | 0.07724 | 0.080028 | 0.077523 | 0.074444 | 0.067956 | 0.061808 | 0.060419 | 0.057047 | 0.060049 | 0.061897 | 0.062649
Portfolio Adjusted1-in-2AllAll2020March Monthly Peak | Portfolio Adjusted | 1-in-2 | All | All | 2020 | March Monthly Peak | 3 | 5.644 | 5.4609 | 5.3155 | 5.3215 | 5.6007 | 6.4415 | 7.5701 | 8.1603 | 8.8009 | 9.2172 | 9.5515 | 9.6919 | 9.6577 | 9.7475 | 9.6314 | 9.271 | 8.8492 | 8.3554 | 8.0606 | 8 | 7.6646 | 7.1883 | 6.5776 | 6.0912 | 0.010829 | 0.0010605 | 0.0036848 | -0.0015562 | -0.0051201 | -0.017729 | -7.7742e-05 | 0.0017662 | -0.0076769 | -0.0062154 | 0.00080134 | 0.0089491 | 0.018416 | 0.05476 | 0.21118 | 0.20375 | 0.18497 | 0.15868 | 0.026727 | -0.0020835 | -0.016029 | -0.018209 | -0.015053 | -0.021881 | 51.297 | 50.4637 | 49.768 | 49.3632 | 48.8517 | 48.4691 | 48.0909 | 48.1997 | 50.2292 | 52.852 | 55.694 | 58.3281 | 60.6057 | 62.2164 | 63.2319 | 63.8445 | 63.5908 | 62.7365 | 60.4131 | 57.447 | 55.5583 | 54.0786 | 52.7933 | 51.5418 | 0.065395 | 0.055558 | 0.060057 | 0.064178 | 0.074371 | 0.064938 | 0.061009 | 0.061765 | 0.066368 | 0.065458 | 0.065559 | 0.073862 | 0.072646 | 0.077669 | 0.080435 | 0.07846 | 0.075361 | 0.067908 | 0.061931 | 0.062233 | 0.058939 | 0.061951 | 0.063766 | 0.064333
Portfolio Adjusted1-in-2AllAll2020April Monthly Peak | Portfolio Adjusted | 1-in-2 | All | All | 2020 | April Monthly Peak | 4 | 5.8378 | 5.6272 | 5.4533 | 5.4501 | 5.7385 | 6.5342 | 7.46 | 8.1559 | 8.9808 | 9.6157 | 10.2076 | 10.5348 | 10.6726 | 10.8454 | 10.7735 | 10.4136 | 9.8546 | 9.095 | 8.4172 | 8.3299 | 8.0979 | 7.547 | 6.8623 | 6.3593 | 0.010878 | 0.00097185 | 0.0037476 | -0.0016296 | -0.0054097 | -0.018147 | -7.6282e-05 | 0.00186 | -0.007835 | -0.0064266 | 0.00091496 | 0.009587 | 0.019765 | 0.058518 | 0.2288 | 0.22175 | 0.2009 | 0.16955 | 0.027779 | -0.001659 | -0.016292 | -0.018534 | -0.015363 | -0.022507 | 62.7891 | 61.695 | 60.7059 | 59.822 | 58.8889 | 58.1343 | 57.5109 | 57.4534 | 59.7007 | 63.8564 | 68.9887 | 73.6427 | 77.1925 | 79.1898 | 80.3417 | 80.8648 | 80.6024 | 79.8557 | 78.5437 | 76.324 | 72.5467 | 69.9437 | 67.7853 | 65.7346 | 0.066661 | 0.056728 | 0.061233 | 0.065532 | 0.075954 | 0.066164 | 0.061002 | 0.062177 | 0.067648 | 0.067781 | 0.068752 | 0.077862 | 0.077219 | 0.082748 | 0.085924 | 0.083683 | 0.079869 | 0.070899 | 0.063118 | 0.063639 | 0.061048 | 0.064074 | 0.065795 | 0.066358
Portfolio Adjusted1-in-2AllAll2020May Monthly Peak | Portfolio Adjusted | 1-in-2 | All | All | 2020 | May Monthly Peak | 5 | 5.924 | 5.7077 | 5.5342 | 5.5292 | 5.8405 | 6.6365 | 7.4619 | 8.3553 | 9.2878 | 9.9974 | 10.6279 | 10.9614 | 11.067 | 11.2198 | 11.1281 | 10.7411 | 10.1468 | 9.3265 | 8.5898 | 8.3265 | 8.2471 | 7.7011 | 7.0021 | 6.5096 | 0.011163 | 0.0011203 | 0.0038301 | -0.0016212 | -0.005446 | -0.018341 | -4.5482e-05 | 0.0019022 | -0.008059 | -0.0066929 | 0.00093108 | 0.0098972 | 0.020376 | 0.06057 | 0.2365 | 0.2287 | 0.20691 | 0.17395 | 0.028422 | -0.0014766 | -0.016272 | -0.018593 | -0.015427 | -0.022767 | 65.1403 | 63.9443 | 62.8298 | 61.7996 | 60.9763 | 60.0336 | 59.2762 | 60.1188 | 63.5735 | 67.694 | 71.8191 | 75.7394 | 79.0249 | 81.2579 | 82.6861 | 83.4942 | 83.6833 | 83.0479 | 81.4686 | 79.1438 | 75.2518 | 71.9032 | 69.8865 | 68.1296 | 0.067191 | 0.057148 | 0.061762 | 0.066126 | 0.076904 | 0.067125 | 0.061429 | 0.06359 | 0.069661 | 0.070291 | 0.071405 | 0.080838 | 0.079856 | 0.085392 | 0.088565 | 0.08592 | 0.081803 | 0.072202 | 0.064061 | 0.063624 | 0.061713 | 0.06503 | 0.066854 | 0.067763
Portfolio Adjusted1-in-2AllAll2020June Monthly Peak | Portfolio Adjusted | 1-in-2 | All | All | 2020 | June Monthly Peak | 6 | 6.258 | 6.0227 | 5.8293 | 5.8157 | 6.1059 | 6.8574 | 7.718 | 8.7068 | 9.7005 | 10.479 | 11.1594 | 11.4997 | 11.5359 | 11.6832 | 11.5993 | 11.2786 | 10.7218 | 9.8908 | 9.1454 | 8.7053 | 8.6055 | 8.0921 | 7.3413 | 6.8085 | 0.0077282 | 5.6751e-05 | 0.0022101 | -0.0039607 | -0.0087063 | -0.019096 | -0.0034447 | -0.0023194 | -0.007783 | -0.0052232 | -0.0025908 | 0.0064693 | 0.01801 | 0.059755 | 0.23745 | 0.23461 | 0.21548 | 0.18254 | 0.036138 | 0.0018357 | -0.013105 | -0.016753 | -0.016406 | -0.023209 | 67.7512 | 66.3556 | 65.1562 | 64.2713 | 63.2621 | 62.4558 | 61.8238 | 62.6485 | 66.1601 | 70.5704 | 74.6821 | 78.3263 | 81.0138 | 82.9633 | 84.1955 | 84.9978 | 85.4606 | 85.1549 | 83.998 | 81.7295 | 78.6057 | 74.8555 | 72.2132 | 70.4446 | 0.069742 | 0.059183 | 0.063725 | 0.06782 | 0.077857 | 0.067222 | 0.061031 | 0.062751 | 0.068492 | 0.069031 | 0.070066 | 0.078788 | 0.076783 | 0.081727 | 0.084443 | 0.082978 | 0.079667 | 0.070929 | 0.063929 | 0.063226 | 0.061796 | 0.065558 | 0.067304 | 0.068578
Portfolio Adjusted1-in-2AllAll2020July Monthly Peak | Portfolio Adjusted | 1-in-2 | All | All | 2020 | July Monthly Peak | 7 | 6.4715 | 6.229 | 6.0491 | 6.0309 | 6.3438 | 7.193 | 8.1289 | 9.1234 | 10.1553 | 10.9883 | 11.7058 | 12.0589 | 12.1261 | 12.2945 | 12.2248 | 11.9017 | 11.3459 | 10.4681 | 9.605 | 9.1178 | 8.9832 | 8.4319 | 7.6473 | 7.0739 | -0.001383 | -0.004344 | -0.0027201 | -0.0079751 | -0.013759 | -0.021863 | -0.010884 | -0.010914 | -0.0067896 | -0.001738 | -0.0078784 | -0.00017934 | 0.013284 | 0.058748 | 0.24267 | 0.24308 | 0.22535 | 0.19266 | 0.046416 | 0.0036141 | -0.0099869 | -0.014734 | -0.018956 | -0.023521 | 70.6275 | 69.8091 | 68.9874 | 68.1325 | 67.2465 | 66.628 | 66.1498 | 66.523 | 69.265 | 73.537 | 78.1764 | 81.7152 | 84.5074 | 86.7349 | 88.4453 | 89.2416 | 89.5146 | 88.8327 | 87.4333 | 85.4844 | 82.0811 | 78.2775 | 75.8124 | 74.2729 | 0.069349 | 0.058877 | 0.063855 | 0.06779 | 0.077956 | 0.067729 | 0.061494 | 0.062634 | 0.067994 | 0.068571 | 0.069459 | 0.077959 | 0.075921 | 0.080934 | 0.083616 | 0.082304 | 0.079159 | 0.070965 | 0.063873 | 0.063196 | 0.061792 | 0.065599 | 0.067372 | 0.068538
Portfolio Adjusted1-in-2AllAll2020August Monthly Peak | Portfolio Adjusted | 1-in-2 | All | All | 2020 | August Monthly Peak | 8 | 6.6837 | 6.4204 | 6.2235 | 6.2248 | 6.5554 | 7.4705 | 8.5348 | 9.5763 | 10.8049 | 11.7892 | 12.6227 | 13.0492 | 13.1322 | 13.3007 | 13.1938 | 12.7721 | 12.1014 | 11.081 | 10.0934 | 9.6597 | 9.4026 | 8.7398 | 7.926 | 7.3249 | -0.011109 | -0.0082305 | -0.0077459 | -0.011979 | -0.018804 | -0.024075 | -0.019564 | -0.022746 | -0.0066406 | 0.0010276 | -0.015871 | -0.010501 | 0.0055689 | 0.059832 | 0.25718 | 0.25906 | 0.2398 | 0.20443 | 0.058369 | 0.0051053 | -0.0059915 | -0.011645 | -0.021603 | -0.02382 | 74.0214 | 72.8476 | 71.6823 | 70.5157 | 69.7137 | 68.851 | 68.2486 | 68.1823 | 71.0847 | 76.522 | 81.6938 | 85.6867 | 88.7359 | 90.9002 | 92.1375 | 92.5573 | 92.6889 | 91.8042 | 90.1303 | 87.5414 | 83.5549 | 80.2957 | 78.186 | 76.5464 | 0.071698 | 0.060724 | 0.065716 | 0.070263 | 0.081075 | 0.070593 | 0.064817 | 0.06664 | 0.073369 | 0.074566 | 0.075865 | 0.085572 | 0.083865 | 0.089589 | 0.092512 | 0.090134 | 0.085536 | 0.075591 | 0.06747 | 0.066921 | 0.064746 | 0.068266 | 0.070089 | 0.071359
Portfolio Adjusted1-in-2AllAll2020September Monthly Peak | Portfolio Adjusted | 1-in-2 | All | All | 2020 | September Monthly Peak | 9 | 6.4536 | 6.2317 | 6.0499 | 6.0518 | 6.3953 | 7.2915 | 8.4474 | 9.3212 | 10.5022 | 11.4084 | 12.1589 | 12.5475 | 12.6199 | 12.8 | 12.6745 | 12.2085 | 11.4996 | 10.4989 | 9.6407 | 9.4746 | 8.9942 | 8.3696 | 7.5628 | 7.0156 | -0.0041274 | -0.0060318 | -0.0044665 | -0.0088709 | -0.014785 | -0.023722 | -0.013819 | -0.014336 | -0.0069277 | -0.00078398 | -0.009682 | -0.0027145 | 0.011931 | 0.061881 | 0.25675 | 0.25375 | 0.23135 | 0.19588 | 0.048616 | 0.0021873 | -0.010653 | -0.015152 | -0.020139 | -0.023873 | 68.9333 | 67.7844 | 66.7033 | 65.6586 | 64.9042 | 64.0817 | 63.8038 | 63.558 | 65.5391 | 70.775 | 77.0175 | 82.5118 | 86.3957 | 88.6547 | 89.7511 | 90.2955 | 90.1598 | 89.2319 | 87.147 | 83.8292 | 80.2124 | 77.6885 | 75.813 | 74.4478 | 0.069665 | 0.059285 | 0.06419 | 0.068491 | 0.079332 | 0.069046 | 0.064012 | 0.065698 | 0.072937 | 0.074041 | 0.075103 | 0.084714 | 0.082811 | 0.08857 | 0.091514 | 0.088583 | 0.083499 | 0.07359 | 0.065978 | 0.066238 | 0.063036 | 0.066592 | 0.067944 | 0.069114
Portfolio Adjusted1-in-2AllAll2020October Monthly Peak | Portfolio Adjusted | 1-in-2 | All | All | 2020 | October Monthly Peak | 10 | 6.2365 | 6.017 | 5.8326 | 5.8149 | 6.1266 | 6.9829 | 8.1763 | 8.9008 | 9.9149 | 10.8146 | 11.5808 | 12.0239 | 12.1645 | 12.3642 | 12.257 | 11.7829 | 11.0627 | 10.1079 | 9.5905 | 9.2197 | 8.6858 | 8.0797 | 7.3252 | 6.7819 | 0.00093498 | -0.0027568 | -0.0013477 | -0.006467 | -0.011718 | -0.020468 | -0.0093777 | -0.010419 | -0.0077894 | -0.0036102 | -0.0079309 | -0.00055503 | 0.013013 | 0.062374 | 0.25307 | 0.24863 | 0.22592 | 0.19099 | 0.045228 | 0.002388 | -0.010759 | -0.014845 | -0.018173 | -0.02312 | 68.4309 | 67.5965 | 66.5264 | 65.8016 | 64.9711 | 64.2442 | 63.8737 | 63.8844 | 64.7757 | 69.2662 | 75.2905 | 80.6101 | 84.1245 | 86.3427 | 87.7879 | 88.0352 | 87.4723 | 86.0818 | 83.7346 | 80.1249 | 76.3105 | 73.4183 | 71.2769 | 69.4274 | 0.06793 | 0.05773 | 0.062171 | 0.066267 | 0.07679 | 0.066755 | 0.062232 | 0.063488 | 0.070139 | 0.071705 | 0.073338 | 0.083455 | 0.082805 | 0.088715 | 0.091982 | 0.089129 | 0.08398 | 0.073923 | 0.066812 | 0.065722 | 0.061928 | 0.064999 | 0.066603 | 0.067286
Portfolio Adjusted1-in-2AllAll2020November Monthly Peak | Portfolio Adjusted | 1-in-2 | All | All | 2020 | November Monthly Peak | 11 | 5.7585 | 5.5667 | 5.4252 | 5.4212 | 5.7284 | 6.5468 | 7.437 | 8.1391 | 8.9417 | 9.5211 | 10.021 | 10.267 | 10.3217 | 10.4276 | 10.2644 | 9.8336 | 9.3582 | 9.1249 | 8.5333 | 8.0941 | 7.6882 | 7.1895 | 6.5985 | 6.1771 | 0.011443 | 0.0014171 | 0.004128 | -0.0015235 | -0.0052638 | -0.018112 | 3.4523e-05 | 0.0019341 | -0.0078081 | -0.0065354 | 0.00087371 | 0.0095022 | 0.019619 | 0.058558 | 0.22454 | 0.2157 | 0.19623 | 0.17261 | 0.028413 | -0.0015306 | -0.015748 | -0.017984 | -0.014859 | -0.022074 | 57.0293 | 56.2636 | 55.3511 | 54.5261 | 53.7787 | 53.4222 | 52.8392 | 52.8773 | 56.459 | 61.7888 | 68.0527 | 73.0758 | 76.4925 | 78.0334 | 78.645 | 78.3482 | 76.4413 | 72.6151 | 68.3095 | 65.4717 | 63.3256 | 61.4312 | 60.3446 | 59.2119 | 0.067101 | 0.057067 | 0.061691 | 0.065615 | 0.07614 | 0.066572 | 0.061255 | 0.062222 | 0.067668 | 0.067881 | 0.068715 | 0.077889 | 0.076694 | 0.081932 | 0.084421 | 0.081844 | 0.078705 | 0.072058 | 0.064397 | 0.062828 | 0.059379 | 0.062591 | 0.064666 | 0.065839
Portfolio Adjusted1-in-2AllAll2020December Monthly Peak | Portfolio Adjusted | 1-in-2 | All | All | 2020 | December Monthly Peak | 12 | 5.5566 | 5.4062 | 5.2971 | 5.3059 | 5.6067 | 6.5207 | 7.6775 | 8.3409 | 9.1271 | 9.4779 | 9.5841 | 9.4523 | 9.1618 | 9.0274 | 8.7196 | 8.2948 | 8.1418 | 8.2205 | 7.9046 | 7.5773 | 7.2622 | 6.9029 | 6.3994 | 5.9253 | 0.010754 | 0.0012281 | 0.0038467 | -0.0014541 | -0.0048571 | -0.017425 | 2.43e-05 | 0.0017353 | -0.0075403 | -0.0061511 | 0.00066979 | 0.0083127 | 0.016941 | 0.050652 | 0.19282 | 0.18537 | 0.17194 | 0.15498 | 0.025657 | -0.0020466 | -0.015204 | -0.017438 | -0.014365 | -0.020924 | 44.8114 | 44.164 | 43.2049 | 42.3732 | 41.647 | 41.026 | 40.9534 | 40.8775 | 41.3681 | 44.1467 | 46.7915 | 48.7591 | 50.1459 | 50.9814 | 51.6468 | 51.777 | 51.3134 | 50.0194 | 48.3991 | 47.2141 | 46.322 | 45.4512 | 44.64 | 43.7506 | 0.063713 | 0.05407 | 0.05869 | 0.06237 | 0.072808 | 0.064014 | 0.059858 | 0.060597 | 0.065421 | 0.064258 | 0.063379 | 0.070363 | 0.068072 | 0.071938 | 0.073664 | 0.072003 | 0.07078 | 0.065711 | 0.059644 | 0.058652 | 0.055508 | 0.058929 | 0.060918 | 0.061795
Portfolio Adjusted1-in-2AllAll2020Typical Event Day | Portfolio Adjusted | 1-in-2 | All | All | 2020 | Typical Event Day | 8 | 6.5597 | 6.3015 | 6.1039 | 6.1045 | 6.4293 | 7.3185 | 8.3455 | 9.2998 | 10.3917 | 11.2474 | 11.9892 | 12.3723 | 12.4503 | 12.6318 | 12.5583 | 12.1793 | 11.5504 | 10.6002 | 9.7047 | 9.3104 | 9.0982 | 8.4711 | 7.6931 | 7.1282 | -0.0021273 | -0.0046633 | -0.0031175 | -0.0082956 | -0.014216 | -0.022506 | -0.011949 | -0.012461 | -0.0071186 | -0.0017496 | -0.0088872 | -0.0013832 | 0.012644 | 0.060897 | 0.25154 | 0.25045 | 0.23043 | 0.19582 | 0.04773 | 0.0034696 | -0.0099021 | -0.014571 | -0.01936 | -0.023843 | 70.3334 | 69.1992 | 68.1323 | 67.1445 | 66.2816 | 65.5041 | 65.0065 | 65.2279 | 68.0122 | 72.8511 | 77.8925 | 82.06 | 85.1632 | 87.3133 | 88.6323 | 89.2731 | 89.456 | 88.7559 | 87.1772 | 84.6461 | 81.1135 | 77.7793 | 75.5062 | 73.928 | 0.070559 | 0.059729 | 0.064518 | 0.068879 | 0.07933 | 0.069155 | 0.063469 | 0.064877 | 0.070853 | 0.071501 | 0.072479 | 0.081669 | 0.079928 | 0.085443 | 0.088317 | 0.086147 | 0.081846 | 0.072571 | 0.065123 | 0.064721 | 0.062802 | 0.066319 | 0.068164 | 0.06949
Portfolio Adjusted1-in-2AllAll2021January Monthly Peak | Portfolio Adjusted | 1-in-2 | All | All | 2021 | January Monthly Peak | 1 | 5.4311 | 5.2918 | 5.1707 | 5.2039 | 5.5126 | 6.441 | 7.6577 | 8.2727 | 8.9691 | 9.3101 | 9.4818 | 9.468 | 9.2601 | 9.218 | 8.9569 | 8.4983 | 8.1983 | 8.2305 | 7.908 | 7.5321 | 7.2068 | 6.7964 | 6.2781 | 5.8159 | 0.010456 | 0.0010162 | 0.003676 | -0.0015291 | -0.0050443 | -0.017731 | -8.5572e-05 | 0.0017516 | -0.0076586 | -0.0061973 | 0.00076398 | 0.0086984 | 0.017788 | 0.052549 | 0.19961 | 0.1906 | 0.17375 | 0.15576 | 0.025959 | -0.0019067 | -0.015112 | -0.017248 | -0.014322 | -0.021003 | 48.887 | 48.4207 | 48.1384 | 47.745 | 47.3785 | 47.1852 | 47.2586 | 47.1169 | 47.4913 | 49.0446 | 51.0769 | 52.7395 | 54.0291 | 54.9723 | 55.5299 | 55.4126 | 55.2578 | 54.5302 | 53.0049 | 51.776 | 51.0028 | 50.5994 | 49.9591 | 49.1991 | 0.063196 | 0.053816 | 0.058168 | 0.062504 | 0.073414 | 0.064698 | 0.06093 | 0.061741 | 0.066359 | 0.064941 | 0.064401 | 0.071911 | 0.0699 | 0.074322 | 0.076359 | 0.07435 | 0.071919 | 0.066563 | 0.060119 | 0.058868 | 0.055702 | 0.058898 | 0.061069 | 0.062062
Portfolio Adjusted1-in-2AllAll2021February Monthly Peak | Portfolio Adjusted | 1-in-2 | All | All | 2021 | February Monthly Peak | 2 | 5.5366 | 5.3681 | 5.2447 | 5.2789 | 5.5875 | 6.4492 | 7.5197 | 8.1036 | 8.8203 | 9.2259 | 9.5216 | 9.6385 | 9.5737 | 9.6354 | 9.4751 | 9.0532 | 8.6164 | 8.3668 | 8.2039 | 7.7934 | 7.4303 | 6.9657 | 6.3901 | 5.9432 | 0.01043 | 0.00085098 | 0.0036377 | -0.0015752 | -0.0051051 | -0.017803 | -0.000101 | 0.0017719 | -0.007678 | -0.0062498 | 0.00076241 | 0.0088778 | 0.018251 | 0.054309 | 0.20898 | 0.20016 | 0.18114 | 0.15884 | 0.026705 | -0.0020694 | -0.015606 | -0.017799 | -0.014692 | -0.021362 | 49.6898 | 49.1771 | 48.815 | 48.464 | 48.3526 | 48.0584 | 47.6461 | 48.0318 | 49.2758 | 52.6497 | 56.4146 | 59.3486 | 61.021 | 61.8139 | 62.309 | 62.394 | 62.1603 | 61.2601 | 59.1263 | 56.9122 | 55.5818 | 54.3782 | 53.3255 | 51.9958 | 0.063874 | 0.054372 | 0.059007 | 0.063443 | 0.074069 | 0.064987 | 0.060904 | 0.061535 | 0.066453 | 0.065521 | 0.065449 | 0.073772 | 0.072322 | 0.077465 | 0.08026 | 0.077748 | 0.07466 | 0.068153 | 0.061988 | 0.060595 | 0.057213 | 0.060224 | 0.062077 | 0.062831
Portfolio Adjusted1-in-2AllAll2021March Monthly Peak | Portfolio Adjusted | 1-in-2 | All | All | 2021 | March Monthly Peak | 3 | 5.6535 | 5.47 | 5.3243 | 5.3303 | 5.6101 | 6.4527 | 7.5835 | 8.1749 | 8.8161 | 9.2325 | 9.5672 | 9.7077 | 9.6733 | 9.7632 | 9.6466 | 9.2854 | 8.8628 | 8.3683 | 8.0733 | 8.0125 | 7.6767 | 7.1998 | 6.5883 | 6.1013 | 0.010861 | 0.0010636 | 0.0036956 | -0.0015608 | -0.005135 | -0.017781 | -7.7968e-05 | 0.0017714 | -0.0076993 | -0.0062335 | 0.00080368 | 0.0089752 | 0.018469 | 0.05492 | 0.21171 | 0.20424 | 0.1854 | 0.15905 | 0.026805 | -0.0020896 | -0.016076 | -0.018262 | -0.015097 | -0.021945 | 51.2972 | 50.4639 | 49.7681 | 49.3634 | 48.8518 | 48.4693 | 48.091 | 48.1999 | 50.2293 | 52.8521 | 55.6941 | 58.3282 | 60.6058 | 62.2165 | 63.2321 | 63.8446 | 63.5909 | 62.7366 | 60.4132 | 57.4471 | 55.5584 | 54.0787 | 52.7935 | 51.542 | 0.065585 | 0.055719 | 0.060231 | 0.064365 | 0.074587 | 0.065125 | 0.061185 | 0.061944 | 0.06656 | 0.065648 | 0.065749 | 0.074077 | 0.072857 | 0.077895 | 0.080669 | 0.078688 | 0.07558 | 0.068106 | 0.062111 | 0.062413 | 0.05911 | 0.062131 | 0.063951 | 0.06452
Portfolio Adjusted1-in-2AllAll2021April Monthly Peak | Portfolio Adjusted | 1-in-2 | All | All | 2021 | April Monthly Peak | 4 | 5.8475 | 5.6365 | 5.4624 | 5.4592 | 5.7482 | 6.5457 | 7.4734 | 8.1706 | 8.9963 | 9.6316 | 10.224 | 10.5514 | 10.6891 | 10.8621 | 10.7897 | 10.429 | 9.869 | 9.1086 | 8.4301 | 8.3427 | 8.1104 | 7.5588 | 6.8733 | 6.3698 | 0.01091 | 0.00097469 | 0.0037585 | -0.0016344 | -0.0054255 | -0.0182 | -7.6504e-05 | 0.0018654 | -0.0078579 | -0.0064454 | 0.00091764 | 0.0096149 | 0.019822 | 0.058688 | 0.22936 | 0.22227 | 0.20135 | 0.16995 | 0.02786 | -0.0016638 | -0.01634 | -0.018588 | -0.015408 | -0.022573 | 62.7891 | 61.695 | 60.7059 | 59.822 | 58.8889 | 58.1343 | 57.5109 | 57.4535 | 59.7007 | 63.8564 | 68.9887 | 73.6427 | 77.1925 | 79.1898 | 80.3418 | 80.8649 | 80.6024 | 79.8557 | 78.5437 | 76.324 | 72.5466 | 69.9436 | 67.7852 | 65.7345 | 0.066855 | 0.056892 | 0.061411 | 0.065722 | 0.076175 | 0.066355 | 0.061179 | 0.062357 | 0.067844 | 0.067977 | 0.068952 | 0.078088 | 0.077443 | 0.082988 | 0.086173 | 0.083926 | 0.080101 | 0.071105 | 0.063302 | 0.063823 | 0.061226 | 0.06426 | 0.065987 | 0.066551
Portfolio Adjusted1-in-2AllAll2021May Monthly Peak | Portfolio Adjusted | 1-in-2 | All | All | 2021 | May Monthly Peak | 5 | 5.9337 | 5.7171 | 5.5433 | 5.5383 | 5.8503 | 6.6482 | 7.4754 | 8.3703 | 9.3038 | 10.014 | 10.645 | 10.9787 | 11.0842 | 11.2371 | 11.1449 | 10.7569 | 10.1616 | 9.3403 | 8.603 | 8.3393 | 8.2597 | 7.7132 | 7.0133 | 6.5203 | 0.011196 | 0.0011236 | 0.0038413 | -0.001626 | -0.0054619 | -0.018395 | -4.5616e-05 | 0.0019077 | -0.0080825 | -0.0067125 | 0.0009338 | 0.0099261 | 0.020436 | 0.060747 | 0.23707 | 0.22924 | 0.20739 | 0.17436 | 0.028505 | -0.0014809 | -0.01632 | -0.018647 | -0.015472 | -0.022834 | 65.1402 | 63.9442 | 62.8297 | 61.7996 | 60.9763 | 60.0336 | 59.2762 | 60.1188 | 63.5734 | 67.6939 | 71.819 | 75.7393 | 79.0249 | 81.2579 | 82.6861 | 83.4942 | 83.6833 | 83.0478 | 81.4686 | 79.1437 | 75.2517 | 71.9031 | 69.8864 | 68.1296 | 0.067386 | 0.057314 | 0.061942 | 0.066319 | 0.077128 | 0.067319 | 0.061607 | 0.063775 | 0.069863 | 0.070495 | 0.071612 | 0.081072 | 0.080087 | 0.08564 | 0.088823 | 0.086169 | 0.08204 | 0.072412 | 0.064247 | 0.063809 | 0.061893 | 0.065218 | 0.067048 | 0.06796
Portfolio Adjusted1-in-2AllAll2021June Monthly Peak | Portfolio Adjusted | 1-in-2 | All | All | 2021 | June Monthly Peak | 6 | 6.2683 | 6.0327 | 5.8389 | 5.8253 | 6.1162 | 6.8695 | 7.7319 | 8.7221 | 9.7167 | 10.4957 | 11.1767 | 11.517 | 11.5529 | 11.7003 | 11.6159 | 11.2945 | 10.7368 | 9.9048 | 9.159 | 8.7184 | 8.6185 | 8.1046 | 7.3529 | 6.8195 | 0.0077508 | 5.6914e-05 | 0.0022165 | -0.0039722 | -0.0087317 | -0.019152 | -0.0034548 | -0.0023262 | -0.0078058 | -0.0052384 | -0.0025984 | 0.0064882 | 0.018063 | 0.059929 | 0.23802 | 0.23515 | 0.21596 | 0.18296 | 0.036243 | 0.001841 | -0.013144 | -0.016802 | -0.016454 | -0.023277 | 67.7512 | 66.3556 | 65.1562 | 64.2713 | 63.2621 | 62.4559 | 61.8239 | 62.6486 | 66.1601 | 70.5703 | 74.6821 | 78.3263 | 81.0137 | 82.9633 | 84.1955 | 84.9978 | 85.4606 | 85.1549 | 83.998 | 81.7294 | 78.6056 | 74.8554 | 72.2132 | 70.4445 | 0.069944 | 0.059354 | 0.06391 | 0.068017 | 0.078084 | 0.067416 | 0.061208 | 0.062933 | 0.06869 | 0.069231 | 0.070269 | 0.079016 | 0.077005 | 0.081963 | 0.084688 | 0.083219 | 0.079898 | 0.071134 | 0.064115 | 0.063409 | 0.061975 | 0.065749 | 0.0675 | 0.068777
Portfolio Adjusted1-in-2AllAll2021July Monthly Peak | Portfolio Adjusted | 1-in-2 | All | All | 2021 | July Monthly Peak | 7 | 6.482 | 6.2392 | 6.059 | 6.0408 | 6.3545 | 7.2055 | 8.1434 | 9.1392 | 10.1719 | 11.0053 | 11.7234 | 12.0765 | 12.1434 | 12.3118 | 12.2417 | 11.918 | 11.3614 | 10.4826 | 9.619 | 9.1313 | 8.9966 | 8.4448 | 7.6592 | 7.0852 | -0.001387 | -0.0043566 | -0.0027281 | -0.0079983 | -0.013799 | -0.021927 | -0.010915 | -0.010946 | -0.0068094 | -0.0017431 | -0.0079014 | -0.00017987 | 0.013323 | 0.05892 | 0.24324 | 0.24364 | 0.22585 | 0.1931 | 0.046552 | 0.0036247 | -0.010016 | -0.014777 | -0.019011 | -0.023589 | 70.6274 | 69.8091 | 68.9873 | 68.1325 | 67.2465 | 66.628 | 66.1498 | 66.523 | 69.265 | 73.5369 | 78.1763 | 81.7152 | 84.5074 | 86.7349 | 88.4453 | 89.2416 | 89.5146 | 88.8327 | 87.4333 | 85.4844 | 82.081 | 78.2774 | 75.8123 | 74.2729 | 0.06955 | 0.059047 | 0.064041 | 0.067987 | 0.078183 | 0.067924 | 0.061672 | 0.062816 | 0.068191 | 0.068769 | 0.06966 | 0.078184 | 0.076141 | 0.081168 | 0.083858 | 0.082542 | 0.079388 | 0.071171 | 0.064058 | 0.063379 | 0.061971 | 0.06579 | 0.067568 | 0.068736
Portfolio Adjusted1-in-2AllAll2021August Monthly Peak | Portfolio Adjusted | 1-in-2 | All | All | 2021 | August Monthly Peak | 8 | 6.6946 | 6.431 | 6.2337 | 6.2351 | 6.5664 | 7.4835 | 8.5501 | 9.593 | 10.8227 | 11.8077 | 12.6419 | 13.0685 | 13.1512 | 13.3198 | 13.2124 | 12.7898 | 12.1179 | 11.0965 | 10.1081 | 9.674 | 9.4166 | 8.7532 | 7.9384 | 7.3367 | -0.011141 | -0.0082545 | -0.0077685 | -0.012014 | -0.018859 | -0.024145 | -0.019621 | -0.022812 | -0.00666 | 0.0010306 | -0.015918 | -0.010531 | 0.0055851 | 0.060006 | 0.25779 | 0.25965 | 0.24033 | 0.2049 | 0.05854 | 0.0051202 | -0.0060089 | -0.011679 | -0.021666 | -0.023889 | 74.0214 | 72.8477 | 71.6824 | 70.5158 | 69.7138 | 68.8511 | 68.2488 | 68.1824 | 71.0848 | 76.522 | 81.6939 | 85.6868 | 88.736 | 90.9003 | 92.1375 | 92.5574 | 92.6889 | 91.8043 | 90.1303 | 87.5414 | 83.5548 | 80.2957 | 78.1861 | 76.5465 | 0.071906 | 0.060899 | 0.065907 | 0.070468 | 0.081311 | 0.070797 | 0.065005 | 0.066833 | 0.073582 | 0.074782 | 0.076084 | 0.08582 | 0.084107 | 0.089848 | 0.09278 | 0.090396 | 0.085784 | 0.07581 | 0.067666 | 0.067115 | 0.064933 | 0.068464 | 0.070292 | 0.071566
Portfolio Adjusted1-in-2AllAll2021September Monthly Peak | Portfolio Adjusted | 1-in-2 | All | All | 2021 | September Monthly Peak | 9 | 6.4642 | 6.242 | 6.0599 | 6.0618 | 6.4061 | 7.3043 | 8.4625 | 9.3378 | 10.52 | 11.4268 | 12.178 | 12.5667 | 12.6388 | 12.819 | 12.693 | 12.226 | 11.5159 | 10.5141 | 9.6551 | 9.4889 | 9.0079 | 8.3826 | 7.5749 | 7.0271 | -0.0041395 | -0.0060494 | -0.0044795 | -0.0088968 | -0.014829 | -0.023791 | -0.013859 | -0.014378 | -0.0069479 | -0.00078626 | -0.0097103 | -0.0027224 | 0.011966 | 0.062062 | 0.25736 | 0.25434 | 0.23188 | 0.19634 | 0.048758 | 0.0021937 | -0.010684 | -0.015196 | -0.020198 | -0.023943 | 68.9333 | 67.7845 | 66.7034 | 65.6587 | 64.9043 | 64.0819 | 63.804 | 63.5582 | 65.5392 | 70.7751 | 77.0177 | 82.5119 | 86.3958 | 88.6549 | 89.7513 | 90.2956 | 90.16 | 89.232 | 87.1471 | 83.8293 | 80.2124 | 77.6886 | 75.8131 | 74.448 | 0.069868 | 0.059456 | 0.064376 | 0.06869 | 0.079563 | 0.069245 | 0.064197 | 0.065889 | 0.073148 | 0.074255 | 0.07532 | 0.08496 | 0.08305 | 0.088826 | 0.091779 | 0.08884 | 0.083742 | 0.073803 | 0.066169 | 0.06643 | 0.063219 | 0.066786 | 0.068142 | 0.069315
Portfolio Adjusted1-in-2AllAll2021October Monthly Peak | Portfolio Adjusted | 1-in-2 | All | All | 2021 | October Monthly Peak | 10 | 6.2468 | 6.027 | 5.8423 | 5.8246 | 6.137 | 6.9952 | 8.1908 | 8.9167 | 9.9319 | 10.8324 | 11.5994 | 12.0428 | 12.1833 | 12.3832 | 12.2755 | 11.8003 | 11.0789 | 10.123 | 9.605 | 9.2338 | 8.6993 | 8.0924 | 7.337 | 6.7931 | 0.00093771 | -0.0027649 | -0.0013516 | -0.0064859 | -0.011752 | -0.020527 | -0.0094051 | -0.01045 | -0.0078122 | -0.0036208 | -0.0079541 | -0.00055665 | 0.013051 | 0.062556 | 0.25368 | 0.24921 | 0.22644 | 0.19144 | 0.04536 | 0.002395 | -0.01079 | -0.014888 | -0.018226 | -0.023187 | 68.431 | 67.5966 | 66.5265 | 65.8017 | 64.9713 | 64.2443 | 63.8738 | 63.8846 | 64.7759 | 69.2664 | 75.2907 | 80.6102 | 84.1246 | 86.3428 | 87.788 | 88.0353 | 87.4724 | 86.0819 | 83.7347 | 80.1249 | 76.3106 | 73.4185 | 71.277 | 69.4276 | 0.068127 | 0.057897 | 0.062352 | 0.066459 | 0.077014 | 0.066948 | 0.062412 | 0.063672 | 0.070342 | 0.071913 | 0.073551 | 0.083697 | 0.083045 | 0.088972 | 0.092249 | 0.089388 | 0.084223 | 0.074138 | 0.067006 | 0.065913 | 0.062107 | 0.065188 | 0.066796 | 0.067481
Portfolio Adjusted1-in-2AllAll2021November Monthly Peak | Portfolio Adjusted | 1-in-2 | All | All | 2021 | November Monthly Peak | 11 | 5.7682 | 5.5761 | 5.4342 | 5.4302 | 5.7381 | 6.5583 | 7.4505 | 8.1538 | 8.9572 | 9.5371 | 10.0375 | 10.2836 | 10.3382 | 10.4442 | 10.2805 | 9.8488 | 9.3725 | 9.1387 | 8.5465 | 8.1068 | 7.7004 | 7.2011 | 6.6093 | 6.1874 | 0.011476 | 0.0014212 | 0.0041401 | -0.0015279 | -0.0052791 | -0.018165 | 3.4625e-05 | 0.0019397 | -0.0078309 | -0.0065545 | 0.00087626 | 0.0095299 | 0.019676 | 0.058729 | 0.22509 | 0.21621 | 0.19668 | 0.17301 | 0.028496 | -0.001535 | -0.015794 | -0.018036 | -0.014902 | -0.022138 | 57.0295 | 56.2638 | 55.3513 | 54.5262 | 53.7789 | 53.4223 | 52.8394 | 52.8775 | 56.4592 | 61.789 | 68.0528 | 73.076 | 76.4927 | 78.0336 | 78.6452 | 78.3484 | 76.4414 | 72.6152 | 68.3096 | 65.4718 | 63.3257 | 61.4314 | 60.3447 | 59.212 | 0.067296 | 0.057233 | 0.061871 | 0.065806 | 0.076361 | 0.066765 | 0.061432 | 0.062402 | 0.067864 | 0.068078 | 0.068915 | 0.078115 | 0.076916 | 0.08217 | 0.084667 | 0.082081 | 0.078934 | 0.072267 | 0.064584 | 0.063011 | 0.059551 | 0.062773 | 0.064854 | 0.06603
Portfolio Adjusted1-in-2AllAll2021December Monthly Peak | Portfolio Adjusted | 1-in-2 | All | All | 2021 | December Monthly Peak | 12 | 5.5658 | 5.415 | 5.3057 | 5.3144 | 5.6159 | 6.5318 | 7.6907 | 8.3551 | 9.142 | 9.4929 | 9.5992 | 9.4673 | 9.1764 | 9.0419 | 8.7336 | 8.3081 | 8.1545 | 8.233 | 7.9167 | 7.589 | 7.2735 | 6.9138 | 6.4096 | 5.9349 | 0.010785 | 0.0012317 | 0.0038579 | -0.0014584 | -0.0048713 | -0.017476 | 2.4372e-05 | 0.0017403 | -0.0075624 | -0.0061691 | 0.00067175 | 0.008337 | 0.016991 | 0.0508 | 0.1933 | 0.18582 | 0.17234 | 0.15535 | 0.025732 | -0.0020526 | -0.015248 | -0.017489 | -0.014407 | -0.020986 | 44.8117 | 44.1642 | 43.2052 | 42.3735 | 41.6473 | 41.0262 | 40.9537 | 40.8777 | 41.3683 | 44.1469 | 46.7917 | 48.7593 | 50.1462 | 50.9817 | 51.6471 | 51.7773 | 51.3137 | 50.0196 | 48.3994 | 47.2144 | 46.3223 | 45.4514 | 44.6403 | 43.7508 | 0.063898 | 0.054226 | 0.058861 | 0.062551 | 0.073019 | 0.064198 | 0.060031 | 0.060772 | 0.06561 | 0.064444 | 0.063563 | 0.070567 | 0.06827 | 0.072147 | 0.073878 | 0.072212 | 0.070986 | 0.065902 | 0.059817 | 0.058822 | 0.055669 | 0.0591 | 0.061094 | 0.061975
Portfolio Adjusted1-in-2AllAll2021Typical Event Day | Portfolio Adjusted | 1-in-2 | All | All | 2021 | Typical Event Day | 8 | 6.5705 | 6.3119 | 6.114 | 6.1146 | 6.4401 | 7.3313 | 8.3605 | 9.3162 | 10.4091 | 11.2653 | 12.0076 | 12.3908 | 12.4685 | 12.6501 | 12.5761 | 12.1963 | 11.5663 | 10.6151 | 9.719 | 9.3243 | 9.1119 | 8.4841 | 7.7052 | 7.1397 | -0.0021335 | -0.0046769 | -0.0031266 | -0.0083198 | -0.014257 | -0.022572 | -0.011984 | -0.012497 | -0.0071393 | -0.0017547 | -0.0089132 | -0.0013872 | 0.012681 | 0.061075 | 0.25214 | 0.25103 | 0.23094 | 0.19627 | 0.047869 | 0.0034797 | -0.0099311 | -0.014614 | -0.019416 | -0.023912 | 70.3334 | 69.1992 | 68.1323 | 67.1446 | 66.2817 | 65.5042 | 65.0066 | 65.228 | 68.0123 | 72.8511 | 77.8925 | 82.06 | 85.1633 | 87.3133 | 88.6324 | 89.2731 | 89.456 | 88.756 | 87.1772 | 84.6461 | 81.1135 | 77.7793 | 75.5062 | 73.928 | 0.070764 | 0.059902 | 0.064705 | 0.069079 | 0.079561 | 0.069355 | 0.063652 | 0.065065 | 0.071058 | 0.071708 | 0.072689 | 0.081906 | 0.080159 | 0.085691 | 0.088573 | 0.086396 | 0.082083 | 0.072781 | 0.065312 | 0.064909 | 0.062984 | 0.066512 | 0.068362 | 0.069692
Portfolio Adjusted1-in-2AllAll2022January Monthly Peak | Portfolio Adjusted | 1-in-2 | All | All | 2022 | January Monthly Peak | 1 | 5.4403 | 5.3007 | 5.1793 | 5.2125 | 5.5219 | 6.4522 | 7.6711 | 8.2872 | 8.9843 | 9.3253 | 9.4972 | 9.4833 | 9.2751 | 9.233 | 8.9714 | 8.512 | 8.2112 | 8.2432 | 7.9203 | 7.5439 | 7.2182 | 6.8073 | 6.2884 | 5.8257 | 0.010487 | 0.0010192 | 0.0036867 | -0.0015335 | -0.005059 | -0.017782 | -8.5822e-05 | 0.0017567 | -0.007681 | -0.0062154 | 0.00076621 | 0.0087238 | 0.01784 | 0.052703 | 0.20011 | 0.19106 | 0.17416 | 0.15613 | 0.026035 | -0.0019123 | -0.015156 | -0.017298 | -0.014364 | -0.021065 | 48.8872 | 48.4209 | 48.1386 | 47.7452 | 47.3788 | 47.1854 | 47.2588 | 47.1171 | 47.4916 | 49.0448 | 51.0771 | 52.7397 | 54.0293 | 54.9725 | 55.5301 | 55.4128 | 55.258 | 54.5304 | 53.0051 | 51.7762 | 51.003 | 50.5996 | 49.9594 | 49.1994 | 0.06338 | 0.053972 | 0.058337 | 0.062686 | 0.073628 | 0.064885 | 0.061107 | 0.06192 | 0.066552 | 0.065129 | 0.064587 | 0.07212 | 0.070103 | 0.074538 | 0.076581 | 0.074567 | 0.072128 | 0.066756 | 0.060294 | 0.059039 | 0.055863 | 0.059069 | 0.061246 | 0.062242
Portfolio Adjusted1-in-2AllAll2022February Monthly Peak | Portfolio Adjusted | 1-in-2 | All | All | 2022 | February Monthly Peak | 2 | 5.5458 | 5.377 | 5.2534 | 5.2876 | 5.5969 | 6.4604 | 7.5331 | 8.1181 | 8.8355 | 9.2412 | 9.5373 | 9.6542 | 9.5892 | 9.651 | 9.4903 | 9.0675 | 8.6299 | 8.3797 | 8.2165 | 7.8055 | 7.442 | 6.9769 | 6.4005 | 5.9531 | 0.01046 | 0.00085346 | 0.0036483 | -0.0015798 | -0.00512 | -0.017855 | -0.0001013 | 0.0017771 | -0.0077004 | -0.0062681 | 0.00076464 | 0.0089038 | 0.018304 | 0.054467 | 0.2095 | 0.20065 | 0.18157 | 0.15921 | 0.026783 | -0.0020755 | -0.015652 | -0.017851 | -0.014735 | -0.021425 | 49.69 | 49.1772 | 48.8152 | 48.4642 | 48.3527 | 48.0585 | 47.6463 | 48.032 | 49.276 | 52.6499 | 56.4148 | 59.3488 | 61.0212 | 61.8141 | 62.3092 | 62.3941 | 62.1604 | 61.2602 | 59.1264 | 56.9123 | 55.582 | 54.3783 | 53.3257 | 51.996 | 0.06406 | 0.054529 | 0.059179 | 0.063627 | 0.074285 | 0.065175 | 0.06108 | 0.061714 | 0.066646 | 0.065711 | 0.065638 | 0.073986 | 0.072532 | 0.07769 | 0.080494 | 0.077975 | 0.074877 | 0.068351 | 0.062168 | 0.060771 | 0.057379 | 0.060399 | 0.062257 | 0.063014
Portfolio Adjusted1-in-2AllAll2022March Monthly Peak | Portfolio Adjusted | 1-in-2 | All | All | 2022 | March Monthly Peak | 3 | 5.6629 | 5.4792 | 5.3332 | 5.3392 | 5.6196 | 6.464 | 7.597 | 8.1895 | 8.8313 | 9.2479 | 9.5829 | 9.7235 | 9.6889 | 9.7789 | 9.6619 | 9.2999 | 8.8764 | 8.3813 | 8.0859 | 8.025 | 7.6887 | 7.2113 | 6.599 | 6.1114 | 0.010893 | 0.0010667 | 0.0037064 | -0.0015653 | -0.00515 | -0.017833 | -7.8197e-05 | 0.0017765 | -0.0077218 | -0.0062517 | 0.00080603 | 0.0090014 | 0.018523 | 0.05508 | 0.21223 | 0.20473 | 0.18583 | 0.15943 | 0.026884 | -0.0020957 | -0.016123 | -0.018315 | -0.015141 | -0.022009 | 51.2973 | 50.464 | 49.7682 | 49.3635 | 48.852 | 48.4694 | 48.0912 | 48.2 | 50.2294 | 52.8522 | 55.6942 | 58.3283 | 60.606 | 62.2167 | 63.2323 | 63.8448 | 63.5911 | 62.7368 | 60.4134 | 57.4472 | 55.5585 | 54.0789 | 52.7936 | 51.5421 | 0.065775 | 0.05588 | 0.060407 | 0.064552 | 0.074804 | 0.065313 | 0.061362 | 0.062124 | 0.066754 | 0.065839 | 0.065939 | 0.074292 | 0.073068 | 0.078121 | 0.080903 | 0.078917 | 0.0758 | 0.068304 | 0.062292 | 0.062595 | 0.059282 | 0.062312 | 0.064137 | 0.064707
Portfolio Adjusted1-in-2AllAll2022April Monthly Peak | Portfolio Adjusted | 1-in-2 | All | All | 2022 | April Monthly Peak | 4 | 5.8571 | 5.6459 | 5.4714 | 5.4682 | 5.7579 | 6.5572 | 7.487 | 8.1854 | 9.0119 | 9.6476 | 10.2405 | 10.5681 | 10.7058 | 10.8788 | 10.806 | 10.4444 | 9.8835 | 9.1222 | 8.4431 | 8.3556 | 8.1229 | 7.5707 | 6.8843 | 6.3802 | 0.010942 | 0.00097754 | 0.0037695 | -0.0016391 | -0.0054413 | -0.018254 | -7.6728e-05 | 0.0018709 | -0.0078808 | -0.0064642 | 0.00092031 | 0.009643 | 0.01988 | 0.05886 | 0.22991 | 0.22279 | 0.20181 | 0.17035 | 0.027941 | -0.0016687 | -0.016387 | -0.018642 | -0.015453 | -0.022639 | 62.789 | 61.695 | 60.7059 | 59.822 | 58.8889 | 58.1343 | 57.5109 | 57.4535 | 59.7007 | 63.8564 | 68.9886 | 73.6427 | 77.1925 | 79.1898 | 80.3418 | 80.8649 | 80.6024 | 79.8557 | 78.5436 | 76.3239 | 72.5465 | 69.9435 | 67.7851 | 65.7345 | 0.067049 | 0.057057 | 0.06159 | 0.065913 | 0.076397 | 0.066547 | 0.061356 | 0.062538 | 0.068041 | 0.068174 | 0.069151 | 0.078314 | 0.077667 | 0.083229 | 0.086423 | 0.08417 | 0.080333 | 0.071311 | 0.063486 | 0.064009 | 0.061403 | 0.064447 | 0.066178 | 0.066744
Portfolio Adjusted1-in-2AllAll2022May Monthly Peak | Portfolio Adjusted | 1-in-2 | All | All | 2022 | May Monthly Peak | 5 | 5.9434 | 5.7265 | 5.5524 | 5.5474 | 5.8601 | 6.6599 | 7.4891 | 8.3854 | 9.3198 | 10.0305 | 10.6621 | 10.996 | 11.1014 | 11.2543 | 11.1617 | 10.7728 | 10.1764 | 9.3542 | 8.6161 | 8.3522 | 8.2724 | 7.7252 | 7.0245 | 6.5309 | 0.011229 | 0.0011269 | 0.0038525 | -0.0016307 | -0.0054778 | -0.018448 | -4.5749e-05 | 0.0019133 | -0.0081061 | -0.0067321 | 0.00093652 | 0.009955 | 0.020495 | 0.060924 | 0.23765 | 0.22978 | 0.20786 | 0.17476 | 0.028588 | -0.0014852 | -0.016368 | -0.018701 | -0.015517 | -0.0229 | 65.1402 | 63.9442 | 62.8297 | 61.7996 | 60.9763 | 60.0336 | 59.2762 | 60.1188 | 63.5734 | 67.6939 | 71.8189 | 75.7393 | 79.0249 | 81.2579 | 82.6861 | 83.4942 | 83.6832 | 83.0478 | 81.4685 | 79.1436 | 75.2516 | 71.903 | 69.8864 | 68.1295 | 0.067581 | 0.05748 | 0.062122 | 0.066512 | 0.077353 | 0.067514 | 0.061786 | 0.06396 | 0.070066 | 0.070699 | 0.071819 | 0.081307 | 0.08032 | 0.085888 | 0.08908 | 0.08642 | 0.082279 | 0.072622 | 0.064434 | 0.063994 | 0.062072 | 0.065408 | 0.067243 | 0.068157
Portfolio Adjusted1-in-2AllAll2022June Monthly Peak | Portfolio Adjusted | 1-in-2 | All | All | 2022 | June Monthly Peak | 6 | 6.2786 | 6.0427 | 5.8486 | 5.835 | 6.1265 | 6.8816 | 7.7459 | 8.7376 | 9.733 | 10.5125 | 11.194 | 11.5343 | 11.5699 | 11.7173 | 11.6325 | 11.3104 | 10.7518 | 9.9189 | 9.1725 | 8.7316 | 8.6316 | 8.1171 | 7.3645 | 6.8306 | 0.0077734 | 5.7082e-05 | 0.002223 | -0.0039838 | -0.0087572 | -0.019208 | -0.0034649 | -0.002333 | -0.0078285 | -0.0052537 | -0.002606 | 0.0065072 | 0.018115 | 0.060104 | 0.23859 | 0.2357 | 0.21645 | 0.18339 | 0.036349 | 0.0018464 | -0.013182 | -0.016851 | -0.016502 | -0.023345 | 67.7512 | 66.3556 | 65.1562 | 64.2713 | 63.2621 | 62.4559 | 61.8239 | 62.6486 | 66.1601 | 70.5703 | 74.682 | 78.3262 | 81.0136 | 82.9632 | 84.1955 | 84.9977 | 85.4605 | 85.1549 | 83.9979 | 81.7293 | 78.6055 | 74.8553 | 72.2131 | 70.4445 | 0.070147 | 0.059525 | 0.064096 | 0.068215 | 0.078311 | 0.067611 | 0.061385 | 0.063116 | 0.06889 | 0.069431 | 0.070472 | 0.079245 | 0.077228 | 0.082201 | 0.084934 | 0.08346 | 0.08013 | 0.071341 | 0.064301 | 0.063593 | 0.062155 | 0.06594 | 0.067696 | 0.068976
Portfolio Adjusted1-in-2AllAll2022July Monthly Peak | Portfolio Adjusted | 1-in-2 | All | All | 2022 | July Monthly Peak | 7 | 6.4925 | 6.2494 | 6.069 | 6.0507 | 6.3652 | 7.218 | 8.1579 | 9.1551 | 10.1885 | 11.0224 | 11.741 | 12.0942 | 12.1608 | 12.3292 | 12.2587 | 11.9343 | 11.3768 | 10.4972 | 9.6329 | 9.1449 | 9.0101 | 8.4576 | 7.6712 | 7.0966 | -0.0013911 | -0.0043694 | -0.002736 | -0.0080217 | -0.01384 | -0.021991 | -0.010947 | -0.010978 | -0.0068293 | -0.0017482 | -0.0079245 | -0.00018039 | 0.013362 | 0.059092 | 0.24382 | 0.2442 | 0.22635 | 0.19354 | 0.046688 | 0.0036353 | -0.010045 | -0.01482 | -0.019067 | -0.023658 | 70.6274 | 69.809 | 68.9872 | 68.1324 | 67.2465 | 66.628 | 66.1498 | 66.523 | 69.2649 | 73.5369 | 78.1763 | 81.7152 | 84.5074 | 86.7349 | 88.4453 | 89.2416 | 89.5146 | 88.8326 | 87.4333 | 85.4843 | 82.081 | 78.2773 | 75.8122 | 74.2728 | 0.069752 | 0.059218 | 0.064227 | 0.068184 | 0.078411 | 0.068121 | 0.06185 | 0.062998 | 0.068389 | 0.068968 | 0.069861 | 0.07841 | 0.076361 | 0.081402 | 0.084101 | 0.082781 | 0.079618 | 0.071377 | 0.064244 | 0.063563 | 0.062151 | 0.065981 | 0.067764 | 0.068936
Portfolio Adjusted1-in-2AllAll2022August Monthly Peak | Portfolio Adjusted | 1-in-2 | All | All | 2022 | August Monthly Peak | 8 | 6.7055 | 6.4415 | 6.2439 | 6.2453 | 6.5775 | 7.4965 | 8.5653 | 9.6098 | 10.8405 | 11.8263 | 12.6611 | 13.0878 | 13.1703 | 13.339 | 13.2311 | 12.8075 | 12.1346 | 11.112 | 10.1228 | 9.6884 | 9.4307 | 8.7665 | 7.9508 | 7.3486 | -0.011174 | -0.0082786 | -0.0077912 | -0.012049 | -0.018914 | -0.024215 | -0.019678 | -0.022879 | -0.0066794 | 0.0010336 | -0.015964 | -0.010562 | 0.0056014 | 0.060181 | 0.2584 | 0.26025 | 0.24087 | 0.20537 | 0.058711 | 0.0051351 | -0.0060265 | -0.011713 | -0.021729 | -0.023959 | 74.0215 | 72.8477 | 71.6825 | 70.5159 | 69.7139 | 68.8513 | 68.2489 | 68.1826 | 71.085 | 76.5221 | 81.6939 | 85.6868 | 88.7361 | 90.9003 | 92.1376 | 92.5575 | 92.689 | 91.8043 | 90.1303 | 87.5414 | 83.5548 | 80.2957 | 78.1861 | 76.5465 | 0.072115 | 0.061075 | 0.066098 | 0.070673 | 0.081547 | 0.071001 | 0.065193 | 0.067027 | 0.073795 | 0.074998 | 0.076304 | 0.086068 | 0.08435 | 0.090108 | 0.093049 | 0.090658 | 0.086033 | 0.07603 | 0.067862 | 0.06731 | 0.065121 | 0.068663 | 0.070496 | 0.071774
Portfolio Adjusted1-in-2AllAll2022September Monthly Peak | Portfolio Adjusted | 1-in-2 | All | All | 2022 | September Monthly Peak | 9 | 6.4748 | 6.2524 | 6.07 | 6.0719 | 6.417 | 7.3171 | 8.4776 | 9.3545 | 10.5379 | 11.4454 | 12.1971 | 12.586 | 12.6578 | 12.8381 | 12.7116 | 12.2435 | 11.5322 | 10.5293 | 9.6696 | 9.5032 | 9.0218 | 8.3958 | 7.587 | 7.0386 | -0.0041515 | -0.006067 | -0.0044926 | -0.0089228 | -0.014872 | -0.023861 | -0.0139 | -0.01442 | -0.0069682 | -0.00078856 | -0.0097386 | -0.0027304 | 0.012001 | 0.062243 | 0.25798 | 0.25493 | 0.2324 | 0.19679 | 0.0489 | 0.0022001 | -0.010715 | -0.01524 | -0.020256 | -0.024013 | 68.9334 | 67.7845 | 66.7034 | 65.6588 | 64.9044 | 64.082 | 63.8042 | 63.5584 | 65.5394 | 70.7752 | 77.0178 | 82.5121 | 86.396 | 88.6551 | 89.7515 | 90.2958 | 90.1601 | 89.2321 | 87.1471 | 83.8293 | 80.2125 | 77.6887 | 75.8132 | 74.4481 | 0.07007 | 0.059628 | 0.064564 | 0.06889 | 0.079795 | 0.069445 | 0.064383 | 0.06608 | 0.073361 | 0.07447 | 0.075538 | 0.085206 | 0.083291 | 0.089084 | 0.092045 | 0.089098 | 0.083985 | 0.074018 | 0.066361 | 0.066623 | 0.063402 | 0.06698 | 0.06834 | 0.069516
Portfolio Adjusted1-in-2AllAll2022October Monthly Peak | Portfolio Adjusted | 1-in-2 | All | All | 2022 | October Monthly Peak | 10 | 6.2572 | 6.037 | 5.852 | 5.8343 | 6.1475 | 7.0075 | 8.2054 | 8.9327 | 9.949 | 10.8502 | 11.618 | 12.0617 | 12.2022 | 12.4022 | 12.294 | 11.8177 | 11.0951 | 10.1381 | 9.6196 | 9.2479 | 8.7127 | 8.1052 | 7.3489 | 6.8043 | 0.00094044 | -0.0027729 | -0.0013556 | -0.0065048 | -0.011786 | -0.020587 | -0.0094326 | -0.01048 | -0.007835 | -0.0036313 | -0.0079773 | -0.00055827 | 0.013089 | 0.062738 | 0.2543 | 0.2498 | 0.22695 | 0.19189 | 0.045493 | 0.002402 | -0.010822 | -0.014932 | -0.018279 | -0.023255 | 68.4311 | 67.5967 | 66.5266 | 65.8019 | 64.9714 | 64.2444 | 63.874 | 63.8848 | 64.776 | 69.2666 | 75.2908 | 80.6103 | 84.1247 | 86.3429 | 87.7882 | 88.0355 | 87.4725 | 86.082 | 83.7348 | 80.125 | 76.3107 | 73.4186 | 71.2772 | 69.4277 | 0.068325 | 0.058064 | 0.062533 | 0.066653 | 0.077238 | 0.067141 | 0.062593 | 0.063857 | 0.070546 | 0.072121 | 0.073764 | 0.083939 | 0.083285 | 0.08923 | 0.092517 | 0.089647 | 0.084468 | 0.074353 | 0.067201 | 0.066104 | 0.062287 | 0.065377 | 0.06699 | 0.067677
Portfolio Adjusted1-in-2AllAll2022November Monthly Peak | Portfolio Adjusted | 1-in-2 | All | All | 2022 | November Monthly Peak | 11 | 5.7778 | 5.5855 | 5.4433 | 5.4393 | 5.7479 | 6.5699 | 7.4641 | 8.1686 | 8.9728 | 9.5531 | 10.054 | 10.3003 | 10.3548 | 10.4609 | 10.2966 | 9.864 | 9.3868 | 9.1526 | 8.5597 | 8.1196 | 7.7126 | 7.2127 | 6.6201 | 6.1978 | 0.01151 | 0.0014253 | 0.0041522 | -0.0015324 | -0.0052945 | -0.018218 | 3.4726e-05 | 0.0019454 | -0.0078538 | -0.0065736 | 0.00087882 | 0.0095577 | 0.019734 | 0.058901 | 0.22565 | 0.21673 | 0.19714 | 0.17342 | 0.028579 | -0.0015395 | -0.01584 | -0.018089 | -0.014946 | -0.022203 | 57.0296 | 56.2639 | 55.3515 | 54.5264 | 53.7791 | 53.4225 | 52.8396 | 52.8777 | 56.4594 | 61.7892 | 68.053 | 73.0762 | 76.4929 | 78.0338 | 78.6454 | 78.3485 | 76.4416 | 72.6153 | 68.3097 | 65.4719 | 63.3258 | 61.4315 | 60.3449 | 59.2122 | 0.067491 | 0.057398 | 0.062051 | 0.065997 | 0.076584 | 0.066958 | 0.06161 | 0.062584 | 0.068061 | 0.068276 | 0.069115 | 0.078342 | 0.077139 | 0.082408 | 0.084913 | 0.08232 | 0.079163 | 0.072477 | 0.064772 | 0.063194 | 0.059724 | 0.062955 | 0.065042 | 0.066222
Portfolio Adjusted1-in-2AllAll2022December Monthly Peak | Portfolio Adjusted | 1-in-2 | All | All | 2022 | December Monthly Peak | 12 | 5.575 | 5.4239 | 5.3143 | 5.323 | 5.6252 | 6.5428 | 7.7038 | 8.3694 | 9.1569 | 9.5079 | 9.6143 | 9.4822 | 9.191 | 9.0564 | 8.7476 | 8.3213 | 8.1672 | 8.2455 | 7.9289 | 7.6008 | 7.2849 | 6.9248 | 6.4198 | 5.9446 | 0.010816 | 0.0012353 | 0.0038692 | -0.0014626 | -0.0048855 | -0.017527 | 2.4444e-05 | 0.0017454 | -0.0075844 | -0.0061871 | 0.00067371 | 0.0083613 | 0.01704 | 0.050949 | 0.19378 | 0.18627 | 0.17275 | 0.15571 | 0.025807 | -0.0020586 | -0.015293 | -0.01754 | -0.014449 | -0.021047 | 44.8119 | 44.1645 | 43.2054 | 42.3737 | 41.6475 | 41.0265 | 40.9539 | 40.878 | 41.3685 | 44.1472 | 46.7919 | 48.7595 | 50.1464 | 50.9819 | 51.6473 | 51.7775 | 51.3139 | 50.0198 | 48.3996 | 47.2146 | 46.3225 | 45.4516 | 44.6405 | 43.751 | 0.064084 | 0.054383 | 0.059032 | 0.062733 | 0.073232 | 0.064384 | 0.060204 | 0.060949 | 0.0658 | 0.064631 | 0.063747 | 0.070772 | 0.068468 | 0.072357 | 0.074093 | 0.072423 | 0.071193 | 0.066093 | 0.059991 | 0.058993 | 0.055831 | 0.059272 | 0.061272 | 0.062155
Portfolio Adjusted1-in-2AllAll2022Typical Event Day | Portfolio Adjusted | 1-in-2 | All | All | 2022 | Typical Event Day | 8 | 6.5812 | 6.3223 | 6.1241 | 6.1248 | 6.451 | 7.3441 | 8.3755 | 9.3326 | 10.4264 | 11.2832 | 12.0261 | 12.4093 | 12.4868 | 12.6685 | 12.5941 | 12.2134 | 11.5823 | 10.6301 | 9.7332 | 9.3383 | 9.1256 | 8.4972 | 7.7173 | 7.1513 | -0.0021397 | -0.0046906 | -0.0031358 | -0.0083441 | -0.014299 | -0.022638 | -0.012018 | -0.012534 | -0.0071602 | -0.0017598 | -0.0089392 | -0.0013913 | 0.012718 | 0.061253 | 0.25274 | 0.25161 | 0.23146 | 0.19672 | 0.048009 | 0.0034898 | -0.00996 | -0.014656 | -0.019473 | -0.023982 | 70.3334 | 69.1992 | 68.1323 | 67.1446 | 66.2817 | 65.5043 | 65.0067 | 65.2281 | 68.0124 | 72.8511 | 77.8925 | 82.0601 | 85.1633 | 87.3134 | 88.6325 | 89.2732 | 89.456 | 88.756 | 87.1772 | 84.6461 | 81.1134 | 77.7793 | 75.5061 | 73.9279 | 0.07097 | 0.060075 | 0.064893 | 0.06928 | 0.079792 | 0.069555 | 0.063837 | 0.065253 | 0.071264 | 0.071916 | 0.072899 | 0.082143 | 0.080391 | 0.085939 | 0.088829 | 0.086647 | 0.082321 | 0.072992 | 0.065501 | 0.065097 | 0.063166 | 0.066705 | 0.06856 | 0.069894
Portfolio Adjusted1-in-2AllAll2023January Monthly Peak | Portfolio Adjusted | 1-in-2 | All | All | 2023 | January Monthly Peak | 1 | 5.4494 | 5.3095 | 5.1879 | 5.2211 | 5.5312 | 6.4634 | 7.6845 | 8.3018 | 8.9995 | 9.3406 | 9.5126 | 9.4987 | 9.2902 | 9.2481 | 8.986 | 8.5257 | 8.2242 | 8.2559 | 7.9326 | 7.5557 | 7.2297 | 6.8182 | 6.2986 | 5.8355 | 0.010517 | 0.0010222 | 0.0036975 | -0.001538 | -0.0050738 | -0.017834 | -8.6071e-05 | 0.0017619 | -0.0077034 | -0.0062335 | 0.00076845 | 0.0087492 | 0.017892 | 0.052856 | 0.2006 | 0.19153 | 0.17457 | 0.1565 | 0.026111 | -0.0019178 | -0.0152 | -0.017349 | -0.014405 | -0.021126 | 48.8875 | 48.4212 | 48.1389 | 47.7455 | 47.379 | 47.1857 | 47.2591 | 47.1174 | 47.4918 | 49.0451 | 51.0773 | 52.7399 | 54.0295 | 54.9727 | 55.5303 | 55.4131 | 55.2582 | 54.5306 | 53.0053 | 51.7765 | 51.0032 | 50.5998 | 49.9596 | 49.1996 | 0.063564 | 0.054128 | 0.058507 | 0.062868 | 0.073842 | 0.065073 | 0.061283 | 0.0621 | 0.066745 | 0.065318 | 0.064775 | 0.07233 | 0.070307 | 0.074754 | 0.076803 | 0.074783 | 0.072338 | 0.06695 | 0.060469 | 0.059211 | 0.056025 | 0.05924 | 0.061424 | 0.062423
Portfolio Adjusted1-in-2AllAll2023February Monthly Peak | Portfolio Adjusted | 1-in-2 | All | All | 2023 | February Monthly Peak | 2 | 5.5551 | 5.386 | 5.2621 | 5.2964 | 5.6063 | 6.4717 | 7.5465 | 8.1327 | 8.8508 | 9.2566 | 9.5529 | 9.67 | 9.6048 | 9.6666 | 9.5055 | 9.0818 | 8.6433 | 8.3927 | 8.2292 | 7.8177 | 7.4537 | 6.988 | 6.4109 | 5.963 | 0.010491 | 0.00085595 | 0.003659 | -0.0015844 | -0.005135 | -0.017907 | -0.00010159 | 0.0017823 | -0.0077229 | -0.0062863 | 0.00076687 | 0.0089297 | 0.018357 | 0.054626 | 0.21002 | 0.20113 | 0.18199 | 0.15959 | 0.026861 | -0.0020815 | -0.015698 | -0.017903 | -0.014778 | -0.021487 | 49.6901 | 49.1774 | 48.8154 | 48.4643 | 48.3529 | 48.0587 | 47.6465 | 48.0322 | 49.2761 | 52.65 | 56.415 | 59.349 | 61.0213 | 61.8142 | 62.3094 | 62.3942 | 62.1605 | 61.2604 | 59.1266 | 56.9125 | 55.5822 | 54.3785 | 53.3259 | 51.9962 | 0.064246 | 0.054687 | 0.059351 | 0.063813 | 0.074501 | 0.065363 | 0.061257 | 0.061893 | 0.066839 | 0.065901 | 0.065829 | 0.074201 | 0.072743 | 0.077915 | 0.080728 | 0.078201 | 0.075095 | 0.06855 | 0.062348 | 0.060947 | 0.057545 | 0.060575 | 0.062438 | 0.063197
Portfolio Adjusted1-in-2AllAll2023March Monthly Peak | Portfolio Adjusted | 1-in-2 | All | All | 2023 | March Monthly Peak | 3 | 5.6724 | 5.4884 | 5.3421 | 5.3481 | 5.6291 | 6.4753 | 7.6105 | 8.2042 | 8.8466 | 9.2634 | 9.5987 | 9.7394 | 9.7046 | 9.7947 | 9.6772 | 9.3144 | 8.8901 | 8.3943 | 8.0986 | 8.0376 | 7.7009 | 7.2228 | 6.6097 | 6.1216 | 0.010924 | 0.0010698 | 0.0037172 | -0.0015699 | -0.005165 | -0.017885 | -7.8425e-05 | 0.0017817 | -0.0077443 | -0.00627 | 0.00080838 | 0.0090277 | 0.018577 | 0.055241 | 0.21275 | 0.20522 | 0.18626 | 0.15981 | 0.026962 | -0.0021018 | -0.01617 | -0.018369 | -0.015185 | -0.022073 | 51.2974 | 50.4641 | 49.7684 | 49.3636 | 48.8521 | 48.4695 | 48.0913 | 48.2002 | 50.2296 | 52.8523 | 55.6943 | 58.3284 | 60.6061 | 62.2168 | 63.2324 | 63.845 | 63.5912 | 62.7369 | 60.4135 | 57.4473 | 55.5587 | 54.079 | 52.7938 | 51.5423 | 0.065966 | 0.056042 | 0.060583 | 0.06474 | 0.075022 | 0.065502 | 0.06154 | 0.062304 | 0.066947 | 0.06603 | 0.066131 | 0.074507 | 0.07328 | 0.078348 | 0.081138 | 0.079146 | 0.07602 | 0.068502 | 0.062473 | 0.062776 | 0.059454 | 0.062493 | 0.064323 | 0.064895
Portfolio Adjusted1-in-2AllAll2023April Monthly Peak | Portfolio Adjusted | 1-in-2 | All | All | 2023 | April Monthly Peak | 4 | 5.8668 | 5.6552 | 5.4805 | 5.4773 | 5.7677 | 6.5688 | 7.5005 | 8.2002 | 9.0275 | 9.6636 | 10.2571 | 10.5848 | 10.7225 | 10.8956 | 10.8224 | 10.4599 | 9.898 | 9.1358 | 8.4561 | 8.3685 | 8.1355 | 7.5827 | 6.8954 | 6.3907 | 0.010974 | 0.00098039 | 0.0037805 | -0.0016439 | -0.0054572 | -0.018307 | -7.6952e-05 | 0.0018764 | -0.0079038 | -0.0064831 | 0.000923 | 0.0096711 | 0.019938 | 0.059031 | 0.23047 | 0.22332 | 0.20227 | 0.17074 | 0.028023 | -0.0016736 | -0.016435 | -0.018697 | -0.015498 | -0.022705 | 62.789 | 61.6949 | 60.7058 | 59.822 | 58.8889 | 58.1343 | 57.5109 | 57.4535 | 59.7007 | 63.8564 | 68.9886 | 73.6427 | 77.1925 | 79.1899 | 80.3419 | 80.8649 | 80.6024 | 79.8557 | 78.5436 | 76.3238 | 72.5464 | 69.9434 | 67.7851 | 65.7344 | 0.067244 | 0.057222 | 0.061769 | 0.066105 | 0.076619 | 0.066739 | 0.061534 | 0.06272 | 0.068239 | 0.068372 | 0.069352 | 0.078541 | 0.077892 | 0.08347 | 0.086674 | 0.084415 | 0.080567 | 0.071518 | 0.06367 | 0.064195 | 0.061581 | 0.064634 | 0.066371 | 0.066938
Portfolio Adjusted1-in-2AllAll2023May Monthly Peak | Portfolio Adjusted | 1-in-2 | All | All | 2023 | May Monthly Peak | 5 | 5.9531 | 5.7359 | 5.5616 | 5.5566 | 5.87 | 6.6716 | 7.5027 | 8.4006 | 9.3359 | 10.0471 | 10.6793 | 11.0133 | 11.1186 | 11.2716 | 11.1786 | 10.7887 | 10.1913 | 9.3681 | 8.6293 | 8.3651 | 8.2851 | 7.7373 | 7.0357 | 6.5416 | 0.011261 | 0.0011301 | 0.0038637 | -0.0016355 | -0.0054938 | -0.018502 | -4.5881e-05 | 0.0019189 | -0.0081298 | -0.0067517 | 0.00093926 | 0.0099841 | 0.020555 | 0.061102 | 0.23823 | 0.23032 | 0.20833 | 0.17517 | 0.028671 | -0.0014896 | -0.016415 | -0.018756 | -0.015562 | -0.022967 | 65.1402 | 63.9442 | 62.8297 | 61.7996 | 60.9764 | 60.0336 | 59.2763 | 60.1188 | 63.5734 | 67.6938 | 71.8188 | 75.7392 | 79.0248 | 81.2579 | 82.6861 | 83.4941 | 83.6832 | 83.0477 | 81.4684 | 79.1435 | 75.2515 | 71.9029 | 69.8863 | 68.1295 | 0.067778 | 0.057646 | 0.062303 | 0.066705 | 0.077578 | 0.067709 | 0.061965 | 0.064146 | 0.07027 | 0.070904 | 0.072027 | 0.081543 | 0.080553 | 0.086138 | 0.089339 | 0.086671 | 0.082518 | 0.072833 | 0.064621 | 0.06418 | 0.062252 | 0.065598 | 0.067439 | 0.068355
Portfolio Adjusted1-in-2AllAll2023June Monthly Peak | Portfolio Adjusted | 1-in-2 | All | All | 2023 | June Monthly Peak | 6 | 6.2889 | 6.0527 | 5.8582 | 5.8447 | 6.1369 | 6.8937 | 7.76 | 8.753 | 9.7494 | 10.5293 | 11.2113 | 11.5518 | 11.587 | 11.7344 | 11.6492 | 11.3263 | 10.7668 | 9.9331 | 9.1861 | 8.7449 | 8.6447 | 8.1296 | 7.3762 | 6.8418 | 0.0077961 | 5.7248e-05 | 0.0022295 | -0.0039954 | -0.0087827 | -0.019264 | -0.003475 | -0.0023398 | -0.0078514 | -0.005269 | -0.0026136 | 0.0065261 | 0.018168 | 0.06028 | 0.23916 | 0.23624 | 0.21694 | 0.18381 | 0.036455 | 0.0018518 | -0.01322 | -0.0169 | -0.01655 | -0.023413 | 67.7512 | 66.3556 | 65.1562 | 64.2713 | 63.2622 | 62.456 | 61.824 | 62.6487 | 66.1601 | 70.5703 | 74.682 | 78.3262 | 81.0136 | 82.9632 | 84.1954 | 84.9977 | 85.4605 | 85.1548 | 83.9979 | 81.7292 | 78.6054 | 74.8552 | 72.213 | 70.4444 | 0.070351 | 0.059698 | 0.064283 | 0.068413 | 0.078539 | 0.067807 | 0.061563 | 0.063299 | 0.069089 | 0.069632 | 0.070676 | 0.079475 | 0.077451 | 0.082439 | 0.08518 | 0.083702 | 0.080362 | 0.071548 | 0.064487 | 0.063778 | 0.062335 | 0.066131 | 0.067892 | 0.069177
Portfolio Adjusted1-in-2AllAll2023July Monthly Peak | Portfolio Adjusted | 1-in-2 | All | All | 2023 | July Monthly Peak | 7 | 6.5031 | 6.2596 | 6.0789 | 6.0607 | 6.3759 | 7.2306 | 8.1725 | 9.171 | 10.2052 | 11.0396 | 11.7587 | 12.1119 | 12.1782 | 12.3467 | 12.2758 | 11.9506 | 11.3923 | 10.5119 | 9.6469 | 9.1586 | 9.0236 | 8.4705 | 7.6832 | 7.1081 | -0.0013951 | -0.0043821 | -0.002744 | -0.0080451 | -0.01388 | -0.022055 | -0.010979 | -0.01101 | -0.0068492 | -0.0017533 | -0.0079476 | -0.00018092 | 0.013401 | 0.059264 | 0.2444 | 0.24476 | 0.22686 | 0.19398 | 0.046824 | 0.0036459 | -0.010075 | -0.014863 | -0.019122 | -0.023727 | 70.6273 | 69.8089 | 68.9872 | 68.1324 | 67.2465 | 66.628 | 66.1498 | 66.523 | 69.2649 | 73.5368 | 78.1763 | 81.7152 | 84.5074 | 86.7349 | 88.4453 | 89.2416 | 89.5145 | 88.8326 | 87.4332 | 85.4842 | 82.0809 | 78.2772 | 75.8121 | 74.2727 | 0.069955 | 0.059389 | 0.064414 | 0.068383 | 0.078639 | 0.068317 | 0.062029 | 0.063181 | 0.068587 | 0.069167 | 0.070063 | 0.078637 | 0.076581 | 0.081638 | 0.084344 | 0.083021 | 0.079849 | 0.071584 | 0.06443 | 0.063747 | 0.062331 | 0.066172 | 0.067961 | 0.069136
Portfolio Adjusted1-in-2AllAll2023August Monthly Peak | Portfolio Adjusted | 1-in-2 | All | All | 2023 | August Monthly Peak | 8 | 6.7164 | 6.4521 | 6.2542 | 6.2557 | 6.5885 | 7.5096 | 8.5806 | 9.6266 | 10.8584 | 11.8448 | 12.6803 | 13.1072 | 13.1894 | 13.3582 | 13.2499 | 12.8253 | 12.1512 | 11.1276 | 10.1375 | 9.7028 | 9.4448 | 8.7799 | 7.9633 | 7.3605 | -0.011206 | -0.0083028 | -0.0078139 | -0.012084 | -0.018969 | -0.024286 | -0.019736 | -0.022945 | -0.0066989 | 0.0010367 | -0.016011 | -0.010593 | 0.0056178 | 0.060357 | 0.25901 | 0.26085 | 0.24141 | 0.20584 | 0.058882 | 0.0051501 | -0.0060441 | -0.011747 | -0.021793 | -0.024029 | 74.0215 | 72.8478 | 71.6826 | 70.516 | 69.714 | 68.8514 | 68.2491 | 68.1827 | 71.0851 | 76.5222 | 81.694 | 85.6869 | 88.7362 | 90.9004 | 92.1377 | 92.5575 | 92.689 | 91.8043 | 90.1303 | 87.5414 | 83.5548 | 80.2957 | 78.1861 | 76.5465 | 0.072324 | 0.061252 | 0.066291 | 0.070878 | 0.081785 | 0.071206 | 0.065382 | 0.067221 | 0.074009 | 0.075215 | 0.076525 | 0.086317 | 0.084594 | 0.090369 | 0.093318 | 0.09092 | 0.086282 | 0.07625 | 0.068059 | 0.067505 | 0.06531 | 0.068862 | 0.070701 | 0.071982
Portfolio Adjusted1-in-2AllAll2023September Monthly Peak | Portfolio Adjusted | 1-in-2 | All | All | 2023 | September Monthly Peak | 9 | 6.4855 | 6.2627 | 6.08 | 6.082 | 6.4279 | 7.3299 | 8.4928 | 9.3712 | 10.5558 | 11.464 | 12.2163 | 12.6053 | 12.6768 | 12.8572 | 12.7302 | 12.2611 | 11.5486 | 10.5445 | 9.6841 | 9.5176 | 9.0356 | 8.4089 | 7.5992 | 7.0502 | -0.0041637 | -0.0060847 | -0.0045057 | -0.0089488 | -0.014915 | -0.02393 | -0.01394 | -0.014462 | -0.0069885 | -0.00079086 | -0.009767 | -0.0027384 | 0.012036 | 0.062425 | 0.2586 | 0.25553 | 0.23292 | 0.19725 | 0.049043 | 0.0022065 | -0.010746 | -0.015285 | -0.020316 | -0.024083 | 68.9334 | 67.7846 | 66.7035 | 65.6589 | 64.9046 | 64.0822 | 63.8044 | 63.5586 | 65.5396 | 70.7754 | 77.018 | 82.5122 | 86.3962 | 88.6553 | 89.7517 | 90.296 | 90.1602 | 89.2322 | 87.1472 | 83.8294 | 80.2125 | 77.6887 | 75.8133 | 74.4482 | 0.070274 | 0.0598 | 0.064751 | 0.06909 | 0.080027 | 0.069646 | 0.064569 | 0.066272 | 0.073573 | 0.074686 | 0.075756 | 0.085452 | 0.083532 | 0.089342 | 0.092312 | 0.089356 | 0.084228 | 0.074232 | 0.066554 | 0.066816 | 0.063586 | 0.067174 | 0.068538 | 0.069718
Portfolio Adjusted1-in-2AllAll2023October Monthly Peak | Portfolio Adjusted | 1-in-2 | All | All | 2023 | October Monthly Peak | 10 | 6.2676 | 6.0471 | 5.8617 | 5.844 | 6.1579 | 7.0198 | 8.2201 | 8.9487 | 9.9661 | 10.8681 | 11.6367 | 12.0807 | 12.2211 | 12.4212 | 12.3126 | 11.8352 | 11.1113 | 10.1532 | 9.6342 | 9.262 | 8.7263 | 8.118 | 7.3607 | 6.8155 | 0.00094319 | -0.002781 | -0.0013595 | -0.0065238 | -0.011821 | -0.020647 | -0.0094601 | -0.010511 | -0.0078578 | -0.0036419 | -0.0080006 | -0.0005599 | 0.013127 | 0.062921 | 0.25492 | 0.25038 | 0.22747 | 0.19234 | 0.045626 | 0.002409 | -0.010853 | -0.014975 | -0.018333 | -0.023323 | 68.4312 | 67.5968 | 66.5267 | 65.802 | 64.9715 | 64.2446 | 63.8741 | 63.8849 | 64.7762 | 69.2667 | 75.2909 | 80.6104 | 84.1248 | 86.3431 | 87.7883 | 88.0356 | 87.4726 | 86.0821 | 83.7349 | 80.1251 | 76.3108 | 73.4187 | 71.2773 | 69.4279 | 0.068523 | 0.058232 | 0.062715 | 0.066847 | 0.077463 | 0.067335 | 0.062774 | 0.064043 | 0.070751 | 0.07233 | 0.073977 | 0.084182 | 0.083527 | 0.089489 | 0.092785 | 0.089907 | 0.084713 | 0.074569 | 0.067396 | 0.066296 | 0.062468 | 0.065567 | 0.067185 | 0.067874
Portfolio Adjusted1-in-2AllAll2023November Monthly Peak | Portfolio Adjusted | 1-in-2 | All | All | 2023 | November Monthly Peak | 11 | 5.7875 | 5.5949 | 5.4524 | 5.4484 | 5.7577 | 6.5815 | 7.4777 | 8.1834 | 8.9885 | 9.5692 | 10.0706 | 10.317 | 10.3714 | 10.4775 | 10.3128 | 9.8792 | 9.4012 | 9.1665 | 8.573 | 8.1323 | 7.7249 | 7.2243 | 6.631 | 6.2081 | 0.011544 | 0.0014295 | 0.0041643 | -0.0015369 | -0.00531 | -0.018271 | 3.4826e-05 | 0.0019511 | -0.0078767 | -0.0065928 | 0.00088139 | 0.0095856 | 0.019791 | 0.059072 | 0.2262 | 0.21725 | 0.1976 | 0.17383 | 0.028662 | -0.001544 | -0.015887 | -0.018142 | -0.014989 | -0.022268 | 57.0298 | 56.2641 | 55.3516 | 54.5266 | 53.7793 | 53.4227 | 52.8398 | 52.8779 | 56.4596 | 61.7893 | 68.0531 | 73.0763 | 76.4931 | 78.034 | 78.6455 | 78.3487 | 76.4417 | 72.6154 | 68.3098 | 65.472 | 63.326 | 61.4317 | 60.345 | 59.2123 | 0.067688 | 0.057564 | 0.062231 | 0.066189 | 0.076807 | 0.067151 | 0.061789 | 0.062766 | 0.068259 | 0.068474 | 0.069315 | 0.078569 | 0.077363 | 0.082648 | 0.08516 | 0.082559 | 0.079393 | 0.072688 | 0.06496 | 0.063377 | 0.059898 | 0.063138 | 0.065231 | 0.066414
Portfolio Adjusted1-in-2AllAll2023December Monthly Peak | Portfolio Adjusted | 1-in-2 | All | All | 2023 | December Monthly Peak | 12 | 5.5841 | 5.4328 | 5.323 | 5.3316 | 5.6345 | 6.554 | 7.717 | 8.3837 | 9.1719 | 9.523 | 9.6295 | 9.4973 | 9.2057 | 9.0709 | 8.7616 | 8.3346 | 8.18 | 8.2581 | 7.9411 | 7.6127 | 7.2963 | 6.9357 | 6.43 | 5.9544 | 0.010848 | 0.0012389 | 0.0038805 | -0.0014669 | -0.0048998 | -0.017578 | 2.4514e-05 | 0.0017505 | -0.0076066 | -0.0062051 | 0.00067568 | 0.0083857 | 0.01709 | 0.051097 | 0.19426 | 0.18673 | 0.17315 | 0.15608 | 0.025883 | -0.0020646 | -0.015337 | -0.017591 | -0.014491 | -0.021108 | 44.8122 | 44.1647 | 43.2057 | 42.374 | 41.6478 | 41.0267 | 40.9542 | 40.8782 | 41.3687 | 44.1474 | 46.7922 | 48.7598 | 50.1466 | 50.9822 | 51.6475 | 51.7777 | 51.3141 | 50.0201 | 48.3998 | 47.2149 | 46.3228 | 45.4519 | 44.6408 | 43.7513 | 0.06427 | 0.05454 | 0.059204 | 0.062916 | 0.073445 | 0.06457 | 0.060378 | 0.061125 | 0.065991 | 0.064818 | 0.063931 | 0.070977 | 0.068667 | 0.072567 | 0.074308 | 0.072633 | 0.0714 | 0.066285 | 0.060165 | 0.059164 | 0.055992 | 0.059444 | 0.06145 | 0.062335
Portfolio Adjusted1-in-2AllAll2023Typical Event Day | Portfolio Adjusted | 1-in-2 | All | All | 2023 | Typical Event Day | 8 | 6.592 | 6.3327 | 6.1342 | 6.1349 | 6.4619 | 7.357 | 8.3906 | 9.3491 | 10.4438 | 11.3011 | 12.0446 | 12.4279 | 12.5051 | 12.6869 | 12.612 | 12.2305 | 11.5984 | 10.6451 | 9.7475 | 9.3523 | 9.1394 | 8.5103 | 7.7295 | 7.163 | -0.0021459 | -0.0047043 | -0.0031449 | -0.0083684 | -0.014341 | -0.022704 | -0.012054 | -0.01257 | -0.0071811 | -0.001765 | -0.0089653 | -0.0013953 | 0.012755 | 0.061432 | 0.25334 | 0.25219 | 0.23198 | 0.19718 | 0.048149 | 0.0035 | -0.0099891 | -0.014699 | -0.01953 | -0.024052 | 70.3334 | 69.1992 | 68.1324 | 67.1447 | 66.2818 | 65.5044 | 65.0068 | 65.2283 | 68.0124 | 72.8512 | 77.8926 | 82.0601 | 85.1633 | 87.3134 | 88.6325 | 89.2732 | 89.4561 | 88.756 | 87.1772 | 84.6461 | 81.1134 | 77.7792 | 75.5061 | 73.9279 | 0.071176 | 0.060249 | 0.065082 | 0.069482 | 0.080025 | 0.069756 | 0.064021 | 0.065443 | 0.071471 | 0.072124 | 0.073109 | 0.08238 | 0.080624 | 0.086187 | 0.089087 | 0.086898 | 0.08256 | 0.073204 | 0.065691 | 0.065286 | 0.063349 | 0.066898 | 0.068759 | 0.070097
Portfolio Adjusted1-in-2AllAll2024January Monthly Peak | Portfolio Adjusted | 1-in-2 | All | All | 2024 | January Monthly Peak | 1 | 5.4585 | 5.3184 | 5.1965 | 5.2297 | 5.5406 | 6.4746 | 7.6979 | 8.3164 | 9.0147 | 9.3559 | 9.5281 | 9.5141 | 9.3054 | 9.2632 | 9.0006 | 8.5395 | 8.2372 | 8.2686 | 7.9449 | 7.5676 | 7.2411 | 6.8292 | 6.3089 | 5.8453 | 0.010548 | 0.0010252 | 0.0037083 | -0.0015425 | -0.0050886 | -0.017886 | -8.6323e-05 | 0.001767 | -0.0077259 | -0.0062517 | 0.00077069 | 0.0087748 | 0.017945 | 0.053011 | 0.2011 | 0.19199 | 0.17498 | 0.15688 | 0.026187 | -0.0019234 | -0.015244 | -0.017399 | -0.014447 | -0.021188 | 48.8878 | 48.4215 | 48.1392 | 47.7457 | 47.3793 | 47.1859 | 47.2593 | 47.1176 | 47.4921 | 49.0453 | 51.0775 | 52.7401 | 54.0297 | 54.9729 | 55.5305 | 55.4133 | 55.2584 | 54.5308 | 53.0055 | 51.7767 | 51.0035 | 50.6001 | 49.9599 | 49.1998 | 0.063749 | 0.054285 | 0.058677 | 0.063051 | 0.074057 | 0.065261 | 0.061461 | 0.06228 | 0.066939 | 0.065507 | 0.064962 | 0.072539 | 0.070511 | 0.074972 | 0.077027 | 0.075001 | 0.072548 | 0.067145 | 0.060645 | 0.059383 | 0.056188 | 0.059413 | 0.061602 | 0.062604
Portfolio Adjusted1-in-2AllAll2024February Monthly Peak | Portfolio Adjusted | 1-in-2 | All | All | 2024 | February Monthly Peak | 2 | 5.5644 | 5.395 | 5.2708 | 5.3051 | 5.6158 | 6.483 | 7.56 | 8.1473 | 8.866 | 9.2721 | 9.5687 | 9.6858 | 9.6204 | 9.6823 | 9.5207 | 9.0961 | 8.6568 | 8.4057 | 8.2419 | 7.83 | 7.4655 | 6.9993 | 6.4214 | 5.9729 | 0.010521 | 0.00085845 | 0.0036696 | -0.001589 | -0.0051499 | -0.017959 | -0.00010189 | 0.0017875 | -0.0077454 | -0.0063047 | 0.00076911 | 0.0089558 | 0.018411 | 0.054786 | 0.21054 | 0.20161 | 0.18242 | 0.15997 | 0.02694 | -0.0020876 | -0.015744 | -0.017955 | -0.014821 | -0.02155 | 49.6903 | 49.1776 | 48.8156 | 48.4645 | 48.353 | 48.0589 | 47.6466 | 48.0323 | 49.2763 | 52.6502 | 56.4151 | 59.3492 | 61.0215 | 61.8144 | 62.3095 | 62.3943 | 62.1606 | 61.2605 | 59.1267 | 56.9126 | 55.5823 | 54.3787 | 53.3261 | 51.9964 | 0.064433 | 0.054845 | 0.059524 | 0.063998 | 0.074718 | 0.065552 | 0.061434 | 0.062073 | 0.067033 | 0.066093 | 0.06602 | 0.074417 | 0.072954 | 0.078142 | 0.080962 | 0.078429 | 0.075313 | 0.068749 | 0.062529 | 0.061124 | 0.057712 | 0.060751 | 0.062619 | 0.063381
Portfolio Adjusted1-in-2AllAll2024March Monthly Peak | Portfolio Adjusted | 1-in-2 | All | All | 2024 | March Monthly Peak | 3 | 5.6819 | 5.4976 | 5.351 | 5.357 | 5.6387 | 6.4867 | 7.624 | 8.2189 | 8.8619 | 9.2788 | 9.6145 | 9.7553 | 9.7204 | 9.8105 | 9.6926 | 9.329 | 8.9038 | 8.4073 | 8.1114 | 8.0502 | 7.713 | 7.2344 | 6.6205 | 6.1318 | 0.010956 | 0.001073 | 0.003728 | -0.0015745 | -0.0051801 | -0.017937 | -7.8653e-05 | 0.0017869 | -0.0077669 | -0.0062883 | 0.00081074 | 0.009054 | 0.018632 | 0.055402 | 0.21328 | 0.20571 | 0.1867 | 0.16019 | 0.027041 | -0.002108 | -0.016217 | -0.018422 | -0.015229 | -0.022138 | 51.2976 | 50.4643 | 49.7685 | 49.3638 | 48.8523 | 48.4697 | 48.0915 | 48.2004 | 50.2297 | 52.8524 | 55.6944 | 58.3285 | 60.6062 | 62.217 | 63.2326 | 63.8451 | 63.5914 | 62.737 | 60.4136 | 57.4474 | 55.5588 | 54.0791 | 52.7939 | 51.5424 | 0.066158 | 0.056204 | 0.060759 | 0.064928 | 0.07524 | 0.065692 | 0.061718 | 0.062485 | 0.067142 | 0.066221 | 0.066322 | 0.074724 | 0.073493 | 0.078575 | 0.081374 | 0.079376 | 0.076241 | 0.068701 | 0.062654 | 0.062959 | 0.059626 | 0.062674 | 0.06451 | 0.065084
Portfolio Adjusted1-in-2AllAll2024April Monthly Peak | Portfolio Adjusted | 1-in-2 | All | All | 2024 | April Monthly Peak | 4 | 5.8765 | 5.6647 | 5.4896 | 5.4864 | 5.7774 | 6.5804 | 7.5141 | 8.215 | 9.0432 | 9.6796 | 10.2737 | 10.6016 | 10.7392 | 10.9124 | 10.8388 | 10.4754 | 9.9125 | 9.1495 | 8.4691 | 8.3814 | 8.1481 | 7.5946 | 6.9066 | 6.4013 | 0.011006 | 0.00098325 | 0.0037915 | -0.0016487 | -0.0054731 | -0.01836 | -7.7176e-05 | 0.0018818 | -0.0079269 | -0.006502 | 0.00092569 | 0.0096994 | 0.019996 | 0.059204 | 0.23104 | 0.22384 | 0.20274 | 0.17114 | 0.028104 | -0.0016785 | -0.016483 | -0.018751 | -0.015543 | -0.022771 | 62.789 | 61.6949 | 60.7058 | 59.822 | 58.8889 | 58.1343 | 57.5109 | 57.4535 | 59.7007 | 63.8564 | 68.9886 | 73.6426 | 77.1925 | 79.1899 | 80.3419 | 80.865 | 80.6024 | 79.8557 | 78.5436 | 76.3238 | 72.5463 | 69.9433 | 67.785 | 65.7344 | 0.067439 | 0.057387 | 0.061949 | 0.066298 | 0.076842 | 0.066932 | 0.061712 | 0.062902 | 0.068437 | 0.06857 | 0.069553 | 0.078769 | 0.078118 | 0.083712 | 0.086926 | 0.08466 | 0.080801 | 0.071726 | 0.063855 | 0.064381 | 0.06176 | 0.064822 | 0.066564 | 0.067132
Portfolio Adjusted1-in-2AllAll2024May Monthly Peak | Portfolio Adjusted | 1-in-2 | All | All | 2024 | May Monthly Peak | 5 | 5.9629 | 5.7454 | 5.5707 | 5.5658 | 5.8799 | 6.6833 | 7.5164 | 8.4158 | 9.352 | 10.0638 | 10.6966 | 11.0307 | 11.1359 | 11.289 | 11.1955 | 10.8047 | 10.2063 | 9.3821 | 8.6426 | 8.378 | 8.2978 | 7.7494 | 7.047 | 6.5523 | 0.011294 | 0.0011334 | 0.003875 | -0.0016403 | -0.0055099 | -0.018556 | -4.6015e-05 | 0.0019245 | -0.0081535 | -0.0067714 | 0.000942 | 0.010013 | 0.020615 | 0.06128 | 0.23881 | 0.23086 | 0.20881 | 0.17558 | 0.028755 | -0.0014939 | -0.016463 | -0.018811 | -0.015608 | -0.023034 | 65.1402 | 63.9442 | 62.8297 | 61.7997 | 60.9764 | 60.0336 | 59.2763 | 60.1189 | 63.5733 | 67.6937 | 71.8188 | 75.7391 | 79.0248 | 81.2579 | 82.6861 | 83.4941 | 83.6832 | 83.0477 | 81.4684 | 79.1434 | 75.2514 | 71.9029 | 69.8862 | 68.1294 | 0.067975 | 0.057813 | 0.062484 | 0.066899 | 0.077804 | 0.067905 | 0.062144 | 0.064332 | 0.070474 | 0.07111 | 0.072236 | 0.081779 | 0.080786 | 0.086387 | 0.089598 | 0.086922 | 0.082757 | 0.073044 | 0.064809 | 0.064366 | 0.062433 | 0.065789 | 0.067634 | 0.068553
Portfolio Adjusted1-in-2AllAll2024June Monthly Peak | Portfolio Adjusted | 1-in-2 | All | All | 2024 | June Monthly Peak | 6 | 6.2993 | 6.0627 | 5.868 | 5.8544 | 6.1473 | 6.9058 | 7.7741 | 8.7685 | 9.7657 | 10.5461 | 11.2287 | 11.5692 | 11.6042 | 11.7516 | 11.6659 | 11.3423 | 10.7819 | 9.9473 | 9.1997 | 8.7582 | 8.6579 | 8.1422 | 7.3879 | 6.8529 | 0.0078188 | 5.7414e-05 | 0.002236 | -0.0040071 | -0.0088084 | -0.01932 | -0.0034851 | -0.0023466 | -0.0078743 | -0.0052844 | -0.0026212 | 0.0065452 | 0.018221 | 0.060456 | 0.23974 | 0.23679 | 0.21742 | 0.18423 | 0.036562 | 0.0018572 | -0.013259 | -0.01695 | -0.016598 | -0.023482 | 67.7512 | 66.3556 | 65.1562 | 64.2713 | 63.2622 | 62.456 | 61.824 | 62.6487 | 66.1601 | 70.5703 | 74.6819 | 78.3261 | 81.0135 | 82.9631 | 84.1954 | 84.9977 | 85.4605 | 85.1548 | 83.9978 | 81.7292 | 78.6053 | 74.8551 | 72.2129 | 70.4444 | 0.070555 | 0.05987 | 0.06447 | 0.068612 | 0.078768 | 0.068003 | 0.061741 | 0.063482 | 0.06929 | 0.069834 | 0.070881 | 0.079705 | 0.077676 | 0.082677 | 0.085427 | 0.083945 | 0.080595 | 0.071755 | 0.064675 | 0.063963 | 0.062516 | 0.066323 | 0.068089 | 0.069378
Portfolio Adjusted1-in-2AllAll2024July Monthly Peak | Portfolio Adjusted | 1-in-2 | All | All | 2024 | July Monthly Peak | 7 | 6.5137 | 6.2699 | 6.0889 | 6.0707 | 6.3866 | 7.2432 | 8.1871 | 9.1869 | 10.222 | 11.0568 | 11.7765 | 12.1296 | 12.1957 | 12.3642 | 12.2929 | 11.9671 | 11.4079 | 10.5265 | 9.661 | 9.1723 | 9.0371 | 8.4835 | 7.6952 | 7.1195 | -0.0013992 | -0.0043949 | -0.002752 | -0.0080686 | -0.013921 | -0.02212 | -0.011011 | -0.011042 | -0.0068692 | -0.0017584 | -0.0079708 | -0.00018144 | 0.01344 | 0.059437 | 0.24498 | 0.24532 | 0.22736 | 0.19443 | 0.046961 | 0.0036565 | -0.010104 | -0.014906 | -0.019178 | -0.023797 | 70.6272 | 69.8088 | 68.9871 | 68.1323 | 67.2465 | 66.628 | 66.1498 | 66.523 | 69.2649 | 73.5368 | 78.1763 | 81.7152 | 84.5075 | 86.735 | 88.4453 | 89.2416 | 89.5145 | 88.8326 | 87.4332 | 85.4842 | 82.0808 | 78.2772 | 75.812 | 74.2726 | 0.070158 | 0.059561 | 0.064601 | 0.068582 | 0.078868 | 0.068515 | 0.062209 | 0.063364 | 0.068786 | 0.069367 | 0.070265 | 0.078864 | 0.076802 | 0.081874 | 0.084588 | 0.083261 | 0.08008 | 0.071792 | 0.064617 | 0.063932 | 0.062511 | 0.066364 | 0.068158 | 0.069337
Portfolio Adjusted1-in-2AllAll2024August Monthly Peak | Portfolio Adjusted | 1-in-2 | All | All | 2024 | August Monthly Peak | 8 | 6.7273 | 6.4627 | 6.2645 | 6.266 | 6.5997 | 7.5227 | 8.596 | 9.6435 | 10.8764 | 11.8635 | 12.6997 | 13.1267 | 13.2086 | 13.3775 | 13.2686 | 12.8432 | 12.168 | 11.1432 | 10.1524 | 9.7173 | 9.459 | 8.7934 | 7.9758 | 7.3724 | -0.011239 | -0.008327 | -0.0078368 | -0.01212 | -0.019024 | -0.024357 | -0.019793 | -0.023012 | -0.0067185 | 0.0010397 | -0.016057 | -0.010624 | 0.0056342 | 0.060533 | 0.25962 | 0.26145 | 0.24195 | 0.20631 | 0.059054 | 0.0051651 | -0.0060617 | -0.011781 | -0.021856 | -0.024099 | 74.0216 | 72.8479 | 71.6827 | 70.5161 | 69.7141 | 68.8515 | 68.2492 | 68.1829 | 71.0852 | 76.5223 | 81.6941 | 85.687 | 88.7363 | 90.9005 | 92.1378 | 92.5576 | 92.6891 | 91.8044 | 90.1303 | 87.5414 | 83.5548 | 80.2957 | 78.1861 | 76.5465 | 0.072534 | 0.061429 | 0.066483 | 0.071084 | 0.082023 | 0.071412 | 0.065571 | 0.067416 | 0.074224 | 0.075432 | 0.076746 | 0.086567 | 0.084839 | 0.09063 | 0.093589 | 0.091184 | 0.086532 | 0.076471 | 0.068256 | 0.0677 | 0.065499 | 0.069062 | 0.070906 | 0.072191
Portfolio Adjusted1-in-2AllAll2024September Monthly Peak | Portfolio Adjusted | 1-in-2 | All | All | 2024 | September Monthly Peak | 9 | 6.4962 | 6.2731 | 6.0901 | 6.0922 | 6.4388 | 7.3428 | 8.5081 | 9.3879 | 10.5737 | 11.4826 | 12.2355 | 12.6247 | 12.6959 | 12.8764 | 12.7489 | 12.2787 | 11.565 | 10.5598 | 9.6987 | 9.532 | 9.0495 | 8.4221 | 7.6114 | 7.0618 | -0.0041758 | -0.0061025 | -0.0045189 | -0.0089749 | -0.014959 | -0.024 | -0.013981 | -0.014504 | -0.0070089 | -0.00079317 | -0.0097955 | -0.0027464 | 0.012071 | 0.062607 | 0.25922 | 0.25612 | 0.23345 | 0.19771 | 0.049186 | 0.002213 | -0.010778 | -0.015329 | -0.020375 | -0.024153 | 68.9335 | 67.7846 | 66.7036 | 65.659 | 64.9047 | 64.0823 | 63.8045 | 63.5588 | 65.5398 | 70.7755 | 77.0181 | 82.5123 | 86.3963 | 88.6555 | 89.7518 | 90.2961 | 90.1604 | 89.2323 | 87.1473 | 83.8294 | 80.2126 | 77.6888 | 75.8134 | 74.4483 | 0.070478 | 0.059973 | 0.06494 | 0.069291 | 0.08026 | 0.069847 | 0.064756 | 0.066464 | 0.073787 | 0.074902 | 0.075975 | 0.0857 | 0.083774 | 0.0896 | 0.09258 | 0.089615 | 0.084473 | 0.074448 | 0.066747 | 0.06701 | 0.06377 | 0.067369 | 0.068737 | 0.06992
Portfolio Adjusted1-in-2AllAll2024October Monthly Peak | Portfolio Adjusted | 1-in-2 | All | All | 2024 | October Monthly Peak | 10 | 6.278 | 6.0573 | 5.8715 | 5.8538 | 6.1684 | 7.0322 | 8.2348 | 8.9648 | 9.9833 | 10.886 | 11.6554 | 12.0998 | 12.2401 | 12.4404 | 12.3312 | 11.8528 | 11.1276 | 10.1684 | 9.6489 | 9.2762 | 8.7398 | 8.1309 | 7.3727 | 6.8268 | 0.00094594 | -0.0027892 | -0.0013635 | -0.0065428 | -0.011855 | -0.020708 | -0.0094877 | -0.010541 | -0.0078808 | -0.0036526 | -0.0080239 | -0.00056153 | 0.013166 | 0.063105 | 0.25553 | 0.25097 | 0.22799 | 0.1928 | 0.045759 | 0.002416 | -0.010885 | -0.015019 | -0.018386 | -0.023391 | 68.4313 | 67.5969 | 66.5268 | 65.8021 | 64.9716 | 64.2447 | 63.8743 | 63.8851 | 64.7764 | 69.2669 | 75.291 | 80.6105 | 84.125 | 86.3432 | 87.7884 | 88.0357 | 87.4727 | 86.0822 | 83.7349 | 80.1251 | 76.3109 | 73.4188 | 71.2774 | 69.4281 | 0.068722 | 0.058401 | 0.062898 | 0.067041 | 0.077688 | 0.06753 | 0.062955 | 0.064229 | 0.070956 | 0.07254 | 0.074191 | 0.084426 | 0.083769 | 0.089748 | 0.093055 | 0.090168 | 0.084959 | 0.074786 | 0.067592 | 0.066488 | 0.062649 | 0.065757 | 0.06738 | 0.068071
Portfolio Adjusted1-in-2AllAll2024November Monthly Peak | Portfolio Adjusted | 1-in-2 | All | All | 2024 | November Monthly Peak | 11 | 5.7972 | 5.6043 | 5.4615 | 5.4575 | 5.7675 | 6.5932 | 7.4913 | 8.1983 | 9.0041 | 9.5853 | 10.0872 | 10.3338 | 10.3881 | 10.4942 | 10.329 | 9.8945 | 9.4156 | 9.1804 | 8.5863 | 8.1451 | 7.7372 | 7.236 | 6.6419 | 6.2185 | 0.011577 | 0.0014337 | 0.0041764 | -0.0015414 | -0.0053255 | -0.018325 | 3.4929e-05 | 0.0019568 | -0.0078997 | -0.006612 | 0.00088396 | 0.0096136 | 0.019849 | 0.059245 | 0.22676 | 0.21777 | 0.19806 | 0.17424 | 0.028746 | -0.0015485 | -0.015933 | -0.018194 | -0.015033 | -0.022333 | 57.03 | 56.2642 | 55.3518 | 54.5268 | 53.7794 | 53.4229 | 52.84 | 52.8781 | 56.4598 | 61.7895 | 68.0533 | 73.0765 | 76.4933 | 78.0342 | 78.6457 | 78.3489 | 76.4418 | 72.6155 | 68.3099 | 65.4721 | 63.3261 | 61.4318 | 60.3452 | 59.2125 | 0.067884 | 0.057731 | 0.062413 | 0.066382 | 0.07703 | 0.067345 | 0.061968 | 0.062948 | 0.068457 | 0.068673 | 0.069516 | 0.078797 | 0.077588 | 0.082888 | 0.085407 | 0.082799 | 0.079624 | 0.072899 | 0.065149 | 0.063561 | 0.060072 | 0.063322 | 0.065421 | 0.066607
Portfolio Adjusted1-in-2AllAll2024December Monthly Peak | Portfolio Adjusted | 1-in-2 | All | All | 2024 | December Monthly Peak | 12 | 5.5934 | 5.4417 | 5.3316 | 5.3403 | 5.6438 | 6.5651 | 7.7303 | 8.398 | 9.1869 | 9.5381 | 9.6447 | 9.5123 | 9.2204 | 9.0855 | 8.7756 | 8.348 | 8.1929 | 8.2707 | 7.9534 | 7.6245 | 7.3078 | 6.9467 | 6.4403 | 5.9641 | 0.01088 | 0.0012425 | 0.0038918 | -0.0014712 | -0.0049141 | -0.017629 | 2.4586e-05 | 0.0017556 | -0.0076288 | -0.0062232 | 0.00067765 | 0.0084102 | 0.01714 | 0.051246 | 0.19475 | 0.18718 | 0.17356 | 0.15645 | 0.025958 | -0.0020706 | -0.015382 | -0.017643 | -0.014534 | -0.02117 | 44.8125 | 44.165 | 43.2059 | 42.3742 | 41.648 | 41.027 | 40.9544 | 40.8784 | 41.369 | 44.1476 | 46.7924 | 48.76 | 50.1469 | 50.9824 | 51.6478 | 51.778 | 51.3143 | 50.0203 | 48.4001 | 47.2151 | 46.323 | 45.4521 | 44.641 | 43.7515 | 0.064457 | 0.054698 | 0.059376 | 0.063099 | 0.073659 | 0.064756 | 0.060553 | 0.061303 | 0.066183 | 0.065006 | 0.064116 | 0.071183 | 0.068866 | 0.072778 | 0.074524 | 0.072844 | 0.071607 | 0.066478 | 0.06034 | 0.059336 | 0.056155 | 0.059617 | 0.061628 | 0.062516
Portfolio Adjusted1-in-2AllAll2024Typical Event Day | Portfolio Adjusted | 1-in-2 | All | All | 2024 | Typical Event Day | 8 | 6.6028 | 6.3432 | 6.1443 | 6.1451 | 6.4729 | 7.3699 | 8.4057 | 9.3657 | 10.4613 | 11.3191 | 12.0631 | 12.4466 | 12.5235 | 12.7054 | 12.6301 | 12.2476 | 11.6144 | 10.6601 | 9.7619 | 9.3663 | 9.1532 | 8.5234 | 7.7417 | 7.1746 | -0.0021522 | -0.004718 | -0.0031541 | -0.0083928 | -0.014382 | -0.02277 | -0.012089 | -0.012607 | -0.007202 | -0.0017701 | -0.0089914 | -0.0013994 | 0.012792 | 0.061611 | 0.25395 | 0.25277 | 0.2325 | 0.19763 | 0.048289 | 0.0035102 | -0.010018 | -0.014742 | -0.019587 | -0.024122 | 70.3334 | 69.1992 | 68.1324 | 67.1447 | 66.2819 | 65.5045 | 65.0069 | 65.2284 | 68.0125 | 72.8512 | 77.8926 | 82.0602 | 85.1634 | 87.3135 | 88.6326 | 89.2732 | 89.4561 | 88.756 | 87.1772 | 84.646 | 81.1134 | 77.7792 | 75.5061 | 73.9279 | 0.071382 | 0.060423 | 0.065271 | 0.069684 | 0.080257 | 0.069957 | 0.064207 | 0.065633 | 0.071678 | 0.072333 | 0.073321 | 0.082619 | 0.080857 | 0.086437 | 0.089345 | 0.08715 | 0.082799 | 0.073416 | 0.065881 | 0.065475 | 0.063533 | 0.067093 | 0.068959 | 0.0703
Portfolio Adjusted1-in-2AllAll2025January Monthly Peak | Portfolio Adjusted | 1-in-2 | All | All | 2025 | January Monthly Peak | 1 | 5.4677 | 5.3273 | 5.2051 | 5.2384 | 5.55 | 6.4859 | 7.7114 | 8.3311 | 9.03 | 9.3712 | 9.5436 | 9.5296 | 9.3205 | 9.2783 | 9.0152 | 8.5533 | 8.2503 | 8.2814 | 7.9573 | 7.5796 | 7.2526 | 6.8402 | 6.3192 | 5.8551 | 0.010579 | 0.0010282 | 0.0037191 | -0.001547 | -0.0051035 | -0.017939 | -8.6575e-05 | 0.0017722 | -0.0077484 | -0.00627 | 0.00077294 | 0.0088004 | 0.017997 | 0.053165 | 0.2016 | 0.19246 | 0.17539 | 0.15725 | 0.026264 | -0.001929 | -0.015289 | -0.01745 | -0.01449 | -0.02125 | 48.8881 | 48.4217 | 48.1394 | 47.746 | 47.3796 | 47.1862 | 47.2596 | 47.1179 | 47.4923 | 49.0456 | 51.0777 | 52.7403 | 54.0299 | 54.9731 | 55.5307 | 55.4135 | 55.2587 | 54.531 | 53.0058 | 51.7769 | 51.0037 | 50.6003 | 49.9601 | 49.2001 | 0.063934 | 0.054442 | 0.058848 | 0.063235 | 0.074273 | 0.06545 | 0.061639 | 0.062461 | 0.067133 | 0.065697 | 0.065151 | 0.07275 | 0.070716 | 0.075189 | 0.07725 | 0.075219 | 0.072759 | 0.06734 | 0.060821 | 0.059555 | 0.056351 | 0.059585 | 0.061781 | 0.062786
Portfolio Adjusted1-in-2AllAll2025February Monthly Peak | Portfolio Adjusted | 1-in-2 | All | All | 2025 | February Monthly Peak | 2 | 5.5737 | 5.404 | 5.2796 | 5.3139 | 5.6253 | 6.4944 | 7.5735 | 8.1619 | 8.8814 | 9.2876 | 9.5844 | 9.7016 | 9.636 | 9.6981 | 9.536 | 9.1105 | 8.6703 | 8.4188 | 8.2546 | 7.8422 | 7.4773 | 7.0105 | 6.4319 | 5.9829 | 0.010552 | 0.00086096 | 0.0036803 | -0.0015937 | -0.005165 | -0.018011 | -0.00010219 | 0.0017927 | -0.007768 | -0.0063231 | 0.00077135 | 0.0089819 | 0.018465 | 0.054945 | 0.21106 | 0.2021 | 0.18285 | 0.16035 | 0.027018 | -0.0020937 | -0.015789 | -0.018008 | -0.014864 | -0.021613 | 49.6905 | 49.1777 | 48.8158 | 48.4647 | 48.3532 | 48.059 | 47.6468 | 48.0325 | 49.2765 | 52.6504 | 56.4153 | 59.3493 | 61.0217 | 61.8146 | 62.3097 | 62.3945 | 62.1608 | 61.2606 | 59.1268 | 56.9128 | 55.5825 | 54.3789 | 53.3262 | 51.9966 | 0.06462 | 0.055004 | 0.059697 | 0.064184 | 0.074935 | 0.065741 | 0.061612 | 0.062253 | 0.067228 | 0.066284 | 0.066211 | 0.074633 | 0.073166 | 0.078369 | 0.081198 | 0.078657 | 0.075532 | 0.068949 | 0.062711 | 0.061302 | 0.05788 | 0.060927 | 0.062801 | 0.063565
Portfolio Adjusted1-in-2AllAll2025March Monthly Peak | Portfolio Adjusted | 1-in-2 | All | All | 2025 | March Monthly Peak | 3 | 5.6915 | 5.5068 | 5.3599 | 5.3659 | 5.6483 | 6.4981 | 7.6376 | 8.2336 | 8.8772 | 9.2944 | 9.6303 | 9.7712 | 9.7362 | 9.8263 | 9.708 | 9.3436 | 8.9176 | 8.4204 | 8.1242 | 8.0628 | 7.7252 | 7.246 | 6.6313 | 6.142 | 0.010988 | 0.0010761 | 0.0037389 | -0.0015791 | -0.0051952 | -0.017989 | -7.8883e-05 | 0.0017921 | -0.0077896 | -0.0063066 | 0.0008131 | 0.0090805 | 0.018686 | 0.055564 | 0.21381 | 0.20621 | 0.18713 | 0.16057 | 0.02712 | -0.0021141 | -0.016264 | -0.018476 | -0.015274 | -0.022202 | 51.2977 | 50.4644 | 49.7686 | 49.3639 | 48.8524 | 48.4698 | 48.0916 | 48.2005 | 50.2299 | 52.8525 | 55.6945 | 58.3287 | 60.6064 | 62.2171 | 63.2327 | 63.8453 | 63.5915 | 62.7372 | 60.4138 | 57.4475 | 55.5589 | 54.0793 | 52.7941 | 51.5425 | 0.06635 | 0.056367 | 0.060936 | 0.065117 | 0.075459 | 0.065881 | 0.061897 | 0.062667 | 0.067337 | 0.066413 | 0.066515 | 0.07494 | 0.073707 | 0.078804 | 0.081611 | 0.079607 | 0.076463 | 0.068901 | 0.062836 | 0.063142 | 0.059799 | 0.062856 | 0.064698 | 0.065273
Portfolio Adjusted1-in-2AllAll2025April Monthly Peak | Portfolio Adjusted | 1-in-2 | All | All | 2025 | April Monthly Peak | 4 | 5.8863 | 5.6741 | 5.4987 | 5.4955 | 5.7873 | 6.592 | 7.5277 | 8.2299 | 9.0589 | 9.6957 | 10.2903 | 10.6184 | 10.7559 | 10.9293 | 10.8552 | 10.491 | 9.9271 | 9.1632 | 8.4822 | 8.3943 | 8.1607 | 7.6066 | 6.9177 | 6.4118 | 0.011038 | 0.00098612 | 0.0038026 | -0.0016535 | -0.0054891 | -0.018414 | -7.7402e-05 | 0.0018873 | -0.00795 | -0.006521 | 0.0009284 | 0.0097277 | 0.020055 | 0.059376 | 0.2316 | 0.22437 | 0.2032 | 0.17155 | 0.028186 | -0.0016833 | -0.016531 | -0.018806 | -0.015589 | -0.022837 | 62.7889 | 61.6949 | 60.7058 | 59.822 | 58.8889 | 58.1343 | 57.511 | 57.4535 | 59.7008 | 63.8564 | 68.9885 | 73.6426 | 77.1925 | 79.1899 | 80.342 | 80.865 | 80.6025 | 79.8557 | 78.5435 | 76.3237 | 72.5462 | 69.9432 | 67.7849 | 65.7343 | 0.067635 | 0.057553 | 0.062129 | 0.06649 | 0.077066 | 0.067126 | 0.061891 | 0.063085 | 0.068636 | 0.068769 | 0.069754 | 0.078998 | 0.078345 | 0.083955 | 0.087178 | 0.084906 | 0.081036 | 0.071934 | 0.064041 | 0.064568 | 0.061939 | 0.06501 | 0.066757 | 0.067327
Portfolio Adjusted1-in-2AllAll2025May Monthly Peak | Portfolio Adjusted | 1-in-2 | All | All | 2025 | May Monthly Peak | 5 | 5.9727 | 5.7549 | 5.5799 | 5.575 | 5.8898 | 6.6951 | 7.5302 | 8.431 | 9.3682 | 10.0805 | 10.7138 | 11.0482 | 11.1532 | 11.3064 | 11.2125 | 10.8207 | 10.2212 | 9.3961 | 8.6559 | 8.391 | 8.3106 | 7.7616 | 7.0583 | 6.5631 | 0.011327 | 0.0011368 | 0.0038863 | -0.001645 | -0.0055259 | -0.01861 | -4.6149e-05 | 0.0019301 | -0.0081773 | -0.0067912 | 0.00094475 | 0.010042 | 0.020675 | 0.061459 | 0.23939 | 0.23141 | 0.20929 | 0.17599 | 0.028839 | -0.0014983 | -0.016511 | -0.018865 | -0.015653 | -0.023102 | 65.1401 | 63.9442 | 62.8297 | 61.7997 | 60.9764 | 60.0337 | 59.2764 | 60.1189 | 63.5733 | 67.6936 | 71.8187 | 75.7391 | 79.0248 | 81.2578 | 82.6861 | 83.4941 | 83.6831 | 83.0477 | 81.4683 | 79.1433 | 75.2513 | 71.9028 | 69.8862 | 68.1294 | 0.068172 | 0.05798 | 0.062666 | 0.067094 | 0.07803 | 0.068101 | 0.062324 | 0.064519 | 0.070678 | 0.071316 | 0.072445 | 0.082017 | 0.08102 | 0.086638 | 0.089859 | 0.087175 | 0.082998 | 0.073257 | 0.064997 | 0.064553 | 0.062614 | 0.06598 | 0.067831 | 0.068753
Portfolio Adjusted1-in-2AllAll2025June Monthly Peak | Portfolio Adjusted | 1-in-2 | All | All | 2025 | June Monthly Peak | 6 | 6.3097 | 6.0728 | 5.8777 | 5.8642 | 6.1577 | 6.918 | 7.7882 | 8.7841 | 9.7822 | 10.563 | 11.2462 | 11.5868 | 11.6213 | 11.7688 | 11.6827 | 11.3584 | 10.7971 | 9.9615 | 9.2134 | 8.7715 | 8.6711 | 8.1548 | 7.3996 | 6.8641 | 0.0078417 | 5.7583e-05 | 0.0022425 | -0.0040188 | -0.0088341 | -0.019377 | -0.0034953 | -0.0023534 | -0.0078973 | -0.0052998 | -0.0026289 | 0.0065643 | 0.018274 | 0.060632 | 0.24031 | 0.23734 | 0.21791 | 0.18466 | 0.036668 | 0.0018626 | -0.013298 | -0.016999 | -0.016647 | -0.02355 | 67.7512 | 66.3556 | 65.1562 | 64.2713 | 63.2622 | 62.4561 | 61.8241 | 62.6488 | 66.1601 | 70.5702 | 74.6819 | 78.3261 | 81.0134 | 82.9631 | 84.1953 | 84.9976 | 85.4604 | 85.1547 | 83.9978 | 81.7291 | 78.6052 | 74.855 | 72.2128 | 70.4443 | 0.07076 | 0.060043 | 0.064657 | 0.068812 | 0.078997 | 0.068199 | 0.06192 | 0.063667 | 0.069491 | 0.070036 | 0.071086 | 0.079935 | 0.0779 | 0.082917 | 0.085674 | 0.084189 | 0.080829 | 0.071963 | 0.064862 | 0.064148 | 0.062697 | 0.066516 | 0.068287 | 0.069579
Portfolio Adjusted1-in-2AllAll2025July Monthly Peak | Portfolio Adjusted | 1-in-2 | All | All | 2025 | July Monthly Peak | 7 | 6.5243 | 6.2802 | 6.099 | 6.0808 | 6.3974 | 7.2558 | 8.2018 | 9.2029 | 10.2388 | 11.0741 | 11.7942 | 12.1475 | 12.2132 | 12.3817 | 12.31 | 11.9835 | 11.4234 | 10.5412 | 9.675 | 9.186 | 9.0507 | 8.4965 | 7.7073 | 7.131 | -0.0014033 | -0.0044077 | -0.0027601 | -0.0080921 | -0.013961 | -0.022184 | -0.011043 | -0.011074 | -0.0068893 | -0.0017636 | -0.0079941 | -0.00018197 | 0.013479 | 0.05961 | 0.24556 | 0.24588 | 0.22787 | 0.19488 | 0.047098 | 0.0036672 | -0.010133 | -0.01495 | -0.019234 | -0.023866 | 70.6271 | 69.8088 | 68.9871 | 68.1323 | 67.2464 | 66.628 | 66.1499 | 66.523 | 69.2649 | 73.5367 | 78.1763 | 81.7152 | 84.5075 | 86.735 | 88.4453 | 89.2416 | 89.5145 | 88.8325 | 87.4332 | 85.4841 | 82.0807 | 78.2771 | 75.8119 | 74.2725 | 0.070361 | 0.059733 | 0.064789 | 0.068781 | 0.079097 | 0.068712 | 0.062389 | 0.063548 | 0.068985 | 0.069568 | 0.070468 | 0.079092 | 0.077024 | 0.08211 | 0.084833 | 0.083502 | 0.080312 | 0.072 | 0.064804 | 0.064117 | 0.062692 | 0.066557 | 0.068356 | 0.069538
Portfolio Adjusted1-in-2AllAll2025August Monthly Peak | Portfolio Adjusted | 1-in-2 | All | All | 2025 | August Monthly Peak | 8 | 6.7383 | 6.4733 | 6.2748 | 6.2764 | 6.6108 | 7.5359 | 8.6114 | 9.6605 | 10.8944 | 11.8822 | 12.719 | 13.1462 | 13.2279 | 13.3968 | 13.2875 | 12.8611 | 12.1847 | 11.1588 | 10.1672 | 9.7318 | 9.4732 | 8.8069 | 7.9883 | 7.3844 | -0.011272 | -0.0083513 | -0.0078596 | -0.012155 | -0.01908 | -0.024428 | -0.019851 | -0.02308 | -0.0067381 | 0.0010427 | -0.016104 | -0.010655 | 0.0056506 | 0.06071 | 0.26024 | 0.26205 | 0.24249 | 0.20679 | 0.059226 | 0.0051802 | -0.0060794 | -0.011816 | -0.02192 | -0.024169 | 74.0216 | 72.8479 | 71.6828 | 70.5162 | 69.7142 | 68.8517 | 68.2494 | 68.1831 | 71.0854 | 76.5224 | 81.6942 | 85.6871 | 88.7363 | 90.9006 | 92.1378 | 92.5576 | 92.6891 | 91.8044 | 90.1303 | 87.5414 | 83.5548 | 80.2957 | 78.1861 | 76.5465 | 0.072745 | 0.061606 | 0.066677 | 0.071291 | 0.082261 | 0.071618 | 0.06576 | 0.067612 | 0.074439 | 0.075651 | 0.076967 | 0.086817 | 0.085084 | 0.090892 | 0.09386 | 0.091448 | 0.086783 | 0.076693 | 0.068454 | 0.067897 | 0.065689 | 0.069263 | 0.071112 | 0.072401
Portfolio Adjusted1-in-2AllAll2025September Monthly Peak | Portfolio Adjusted | 1-in-2 | All | All | 2025 | September Monthly Peak | 9 | 6.5069 | 6.2835 | 6.1002 | 6.1024 | 6.4497 | 7.3558 | 8.5233 | 9.4047 | 10.5918 | 11.5013 | 12.2548 | 12.6441 | 12.7151 | 12.8956 | 12.7676 | 12.2964 | 11.5814 | 10.5751 | 9.7133 | 9.5465 | 9.0634 | 8.4354 | 7.6236 | 7.0734 | -0.004188 | -0.0061203 | -0.0045321 | -0.0090011 | -0.015002 | -0.02407 | -0.014022 | -0.014547 | -0.0070293 | -0.00079548 | -0.0098241 | -0.0027544 | 0.012107 | 0.06279 | 0.25985 | 0.25672 | 0.23398 | 0.19817 | 0.049329 | 0.0022194 | -0.010809 | -0.015374 | -0.020434 | -0.024224 | 68.9336 | 67.7847 | 66.7037 | 65.6592 | 64.9049 | 64.0825 | 63.8047 | 63.559 | 65.5399 | 70.7757 | 77.0183 | 82.5124 | 86.3965 | 88.6557 | 89.752 | 90.2963 | 90.1605 | 89.2324 | 87.1474 | 83.8294 | 80.2126 | 77.6889 | 75.8135 | 74.4484 | 0.070682 | 0.060147 | 0.065129 | 0.069493 | 0.080493 | 0.070049 | 0.064943 | 0.066657 | 0.074001 | 0.075119 | 0.076195 | 0.085948 | 0.084016 | 0.08986 | 0.092848 | 0.089875 | 0.084718 | 0.074664 | 0.06694 | 0.067204 | 0.063955 | 0.067565 | 0.068937 | 0.070123
Portfolio Adjusted1-in-2AllAll2025October Monthly Peak | Portfolio Adjusted | 1-in-2 | All | All | 2025 | October Monthly Peak | 10 | 6.2885 | 6.0674 | 5.8813 | 5.8636 | 6.1789 | 7.0447 | 8.2495 | 8.9809 | 10.0005 | 10.904 | 11.6742 | 12.1188 | 12.2591 | 12.4595 | 12.3499 | 11.8704 | 11.144 | 10.1836 | 9.6636 | 9.2904 | 8.7534 | 8.1438 | 7.3846 | 6.8381 | 0.0009487 | -0.0027973 | -0.0013675 | -0.0065619 | -0.01189 | -0.020768 | -0.0095154 | -0.010572 | -0.0079038 | -0.0036632 | -0.0080474 | -0.00056317 | 0.013204 | 0.063289 | 0.25615 | 0.25157 | 0.22851 | 0.19325 | 0.045892 | 0.0024231 | -0.010917 | -0.015063 | -0.01844 | -0.023459 | 68.4314 | 67.597 | 66.5269 | 65.8022 | 64.9717 | 64.2448 | 63.8744 | 63.8853 | 64.7766 | 69.267 | 75.2912 | 80.6107 | 84.1251 | 86.3433 | 87.7885 | 88.0358 | 87.4728 | 86.0823 | 83.735 | 80.1252 | 76.311 | 73.419 | 71.2776 | 69.4282 | 0.068922 | 0.058569 | 0.063081 | 0.067236 | 0.077914 | 0.067725 | 0.063137 | 0.064415 | 0.071162 | 0.07275 | 0.074406 | 0.084671 | 0.084011 | 0.090008 | 0.093325 | 0.09043 | 0.085206 | 0.075003 | 0.067788 | 0.066681 | 0.062831 | 0.065948 | 0.067576 | 0.068269
Portfolio Adjusted1-in-2AllAll2025November Monthly Peak | Portfolio Adjusted | 1-in-2 | All | All | 2025 | November Monthly Peak | 11 | 5.807 | 5.6137 | 5.4706 | 5.4666 | 5.7774 | 6.6048 | 7.505 | 8.2132 | 9.0199 | 9.6015 | 10.1039 | 10.3506 | 10.4048 | 10.511 | 10.3453 | 9.9098 | 9.43 | 9.1944 | 8.5996 | 8.1579 | 7.7495 | 7.2478 | 6.6528 | 6.229 | 0.011611 | 0.0014379 | 0.0041886 | -0.0015458 | -0.005341 | -0.018378 | 3.5031e-05 | 0.0019625 | -0.0079228 | -0.0066313 | 0.00088654 | 0.0096416 | 0.019907 | 0.059418 | 0.22732 | 0.21829 | 0.19852 | 0.17465 | 0.02883 | -0.001553 | -0.01598 | -0.018248 | -0.015077 | -0.022398 | 57.0301 | 56.2644 | 55.352 | 54.527 | 53.7796 | 53.4231 | 52.8402 | 52.8783 | 56.46 | 61.7897 | 68.0535 | 73.0767 | 76.4935 | 78.0343 | 78.6459 | 78.349 | 76.442 | 72.6156 | 68.31 | 65.4723 | 63.3262 | 61.432 | 60.3453 | 59.2126 | 0.068081 | 0.057898 | 0.062594 | 0.066575 | 0.077254 | 0.06754 | 0.062148 | 0.063131 | 0.068656 | 0.068872 | 0.069718 | 0.079026 | 0.077813 | 0.083128 | 0.085655 | 0.08304 | 0.079856 | 0.073111 | 0.065338 | 0.063746 | 0.060246 | 0.063506 | 0.065611 | 0.066801
Portfolio Adjusted1-in-2AllAll2025December Monthly Peak | Portfolio Adjusted | 1-in-2 | All | All | 2025 | December Monthly Peak | 12 | 5.6026 | 5.4507 | 5.3403 | 5.3489 | 5.6532 | 6.5763 | 7.7436 | 8.4124 | 9.2019 | 9.5533 | 9.66 | 9.5274 | 9.2351 | 9.1002 | 8.7897 | 8.3614 | 8.2057 | 8.2833 | 7.9657 | 7.6364 | 7.3192 | 6.9577 | 6.4505 | 5.9739 | 0.010911 | 0.0012462 | 0.0039031 | -0.0014754 | -0.0049284 | -0.01768 | 2.4659e-05 | 0.0017607 | -0.007651 | -0.0062414 | 0.00067963 | 0.0084347 | 0.01719 | 0.051396 | 0.19523 | 0.18763 | 0.17397 | 0.15682 | 0.026034 | -0.0020766 | -0.015427 | -0.017694 | -0.014576 | -0.021232 | 44.8127 | 44.1652 | 43.2062 | 42.3745 | 41.6483 | 41.0272 | 40.9546 | 40.8786 | 41.3692 | 44.1478 | 46.7926 | 48.7602 | 50.1471 | 50.9826 | 51.648 | 51.7782 | 51.3145 | 50.0205 | 48.4003 | 47.2153 | 46.3233 | 45.4524 | 44.6413 | 43.7518 | 0.064644 | 0.054856 | 0.059549 | 0.063282 | 0.073873 | 0.064943 | 0.060728 | 0.061481 | 0.066374 | 0.065194 | 0.064302 | 0.071389 | 0.069066 | 0.072989 | 0.074741 | 0.073056 | 0.071815 | 0.066671 | 0.060515 | 0.059508 | 0.056318 | 0.05979 | 0.061807 | 0.062698
Portfolio Adjusted1-in-2AllAll2025Typical Event Day | Portfolio Adjusted | 1-in-2 | All | All | 2025 | Typical Event Day | 8 | 6.6137 | 6.3537 | 6.1545 | 6.1554 | 6.4838 | 7.3828 | 8.4208 | 9.3823 | 10.4788 | 11.3371 | 12.0817 | 12.4653 | 12.5419 | 12.7239 | 12.6481 | 12.2648 | 11.6305 | 10.6752 | 9.7763 | 9.3804 | 9.167 | 8.5365 | 7.754 | 7.1863 | -0.0021585 | -0.0047318 | -0.0031633 | -0.0084173 | -0.014424 | -0.022836 | -0.012124 | -0.012644 | -0.007223 | -0.0017753 | -0.0090177 | -0.0014035 | 0.012829 | 0.061791 | 0.25455 | 0.25336 | 0.23302 | 0.19809 | 0.04843 | 0.0035205 | -0.010047 | -0.014785 | -0.019644 | -0.024193 | 70.3334 | 69.1992 | 68.1325 | 67.1447 | 66.2819 | 65.5046 | 65.007 | 65.2285 | 68.0126 | 72.8513 | 77.8926 | 82.0602 | 85.1634 | 87.3136 | 88.6326 | 89.2733 | 89.4561 | 88.756 | 87.1772 | 84.646 | 81.1133 | 77.7792 | 75.5061 | 73.9279 | 0.07159 | 0.060597 | 0.065461 | 0.069887 | 0.080491 | 0.070159 | 0.064392 | 0.065823 | 0.071886 | 0.072542 | 0.073533 | 0.082858 | 0.08109 | 0.086687 | 0.089603 | 0.087402 | 0.083039 | 0.073629 | 0.066073 | 0.065665 | 0.063717 | 0.067287 | 0.069159 | 0.070504
Portfolio Adjusted1-in-2AllAll2026January Monthly Peak | Portfolio Adjusted | 1-in-2 | All | All | 2026 | January Monthly Peak | 1 | 5.4769 | 5.3363 | 5.2137 | 5.2471 | 5.5595 | 6.4972 | 7.725 | 8.3458 | 9.0453 | 9.3866 | 9.5592 | 9.5451 | 9.3357 | 9.2935 | 9.0298 | 8.5671 | 8.2634 | 8.2942 | 7.9697 | 7.5915 | 7.2642 | 6.8512 | 6.3295 | 5.8649 | 0.010609 | 0.0010312 | 0.0037299 | -0.0015515 | -0.0051183 | -0.017991 | -8.6826e-05 | 0.0017773 | -0.007771 | -0.0062883 | 0.0007752 | 0.0088261 | 0.01805 | 0.053321 | 0.2021 | 0.19293 | 0.1758 | 0.15762 | 0.02634 | -0.0019347 | -0.015333 | -0.017501 | -0.014532 | -0.021312 | 48.8883 | 48.422 | 48.1397 | 47.7462 | 47.3799 | 47.1864 | 47.2599 | 47.1182 | 47.4926 | 49.0458 | 51.078 | 52.7405 | 54.0301 | 54.9733 | 55.5309 | 55.4137 | 55.2589 | 54.5313 | 53.006 | 51.7771 | 51.0039 | 50.6005 | 49.9604 | 49.2003 | 0.06412 | 0.054599 | 0.059019 | 0.063419 | 0.074489 | 0.065639 | 0.061817 | 0.062642 | 0.067328 | 0.065888 | 0.065339 | 0.072961 | 0.070921 | 0.075408 | 0.077475 | 0.075438 | 0.072971 | 0.067536 | 0.060998 | 0.059728 | 0.056514 | 0.059758 | 0.061961 | 0.062969
Portfolio Adjusted1-in-2AllAll2026February Monthly Peak | Portfolio Adjusted | 1-in-2 | All | All | 2026 | February Monthly Peak | 2 | 5.583 | 5.4131 | 5.2884 | 5.3228 | 5.6348 | 6.5057 | 7.5871 | 8.1766 | 8.8967 | 9.3031 | 9.6003 | 9.7176 | 9.6518 | 9.7138 | 9.5513 | 9.1249 | 8.6839 | 8.4319 | 8.2674 | 7.8545 | 7.4892 | 7.0218 | 6.4424 | 5.9929 | 0.010583 | 0.00086347 | 0.0036911 | -0.0015983 | -0.00518 | -0.018064 | -0.00010248 | 0.0017979 | -0.0077907 | -0.0063415 | 0.0007736 | 0.0090081 | 0.018519 | 0.055106 | 0.21159 | 0.20259 | 0.18327 | 0.16073 | 0.027097 | -0.0020998 | -0.015836 | -0.01806 | -0.014908 | -0.021676 | 49.6906 | 49.1779 | 48.816 | 48.4649 | 48.3534 | 48.0592 | 47.647 | 48.0327 | 49.2766 | 52.6506 | 56.4155 | 59.3495 | 61.0219 | 61.8147 | 62.3098 | 62.3946 | 62.1609 | 61.2607 | 59.127 | 56.9129 | 55.5826 | 54.379 | 53.3264 | 51.9968 | 0.064807 | 0.055163 | 0.059871 | 0.064371 | 0.075153 | 0.065931 | 0.061791 | 0.062434 | 0.067423 | 0.066477 | 0.066403 | 0.074849 | 0.073378 | 0.078596 | 0.081434 | 0.078885 | 0.075752 | 0.069149 | 0.062893 | 0.06148 | 0.058048 | 0.061104 | 0.062984 | 0.063749
Portfolio Adjusted1-in-2AllAll2026March Monthly Peak | Portfolio Adjusted | 1-in-2 | All | All | 2026 | March Monthly Peak | 3 | 5.701 | 5.5161 | 5.3689 | 5.3749 | 5.6579 | 6.5095 | 7.6512 | 8.2484 | 8.8926 | 9.31 | 9.6462 | 9.7872 | 9.752 | 9.8422 | 9.7235 | 9.3582 | 8.9314 | 8.4336 | 8.137 | 8.0755 | 7.7375 | 7.2576 | 6.6421 | 6.1523 | 0.01102 | 0.0010792 | 0.0037498 | -0.0015837 | -0.0052104 | -0.018042 | -7.9114e-05 | 0.0017974 | -0.0078123 | -0.006325 | 0.00081548 | 0.009107 | 0.018741 | 0.055726 | 0.21433 | 0.20671 | 0.18757 | 0.16095 | 0.027199 | -0.0021203 | -0.016312 | -0.01853 | -0.015318 | -0.022267 | 51.2978 | 50.4645 | 49.7688 | 49.3641 | 48.8526 | 48.47 | 48.0918 | 48.2007 | 50.23 | 52.8526 | 55.6946 | 58.3288 | 60.6065 | 62.2173 | 63.2329 | 63.8454 | 63.5917 | 62.7373 | 60.4139 | 57.4477 | 55.5591 | 54.0794 | 52.7942 | 51.5427 | 0.066543 | 0.05653 | 0.061113 | 0.065307 | 0.075679 | 0.066072 | 0.062076 | 0.062849 | 0.067532 | 0.066606 | 0.066708 | 0.075158 | 0.07392 | 0.079032 | 0.081848 | 0.079838 | 0.076685 | 0.069101 | 0.063019 | 0.063325 | 0.059973 | 0.063039 | 0.064886 | 0.065463
Portfolio Adjusted1-in-2AllAll2026April Monthly Peak | Portfolio Adjusted | 1-in-2 | All | All | 2026 | April Monthly Peak | 4 | 5.896 | 5.6836 | 5.5078 | 5.5047 | 5.7971 | 6.6036 | 7.5414 | 8.2449 | 9.0746 | 9.7119 | 10.307 | 10.6352 | 10.7728 | 10.9462 | 10.8717 | 10.5066 | 9.9418 | 9.177 | 8.4953 | 8.4073 | 8.1734 | 7.6187 | 6.9289 | 6.4224 | 0.01107 | 0.000989 | 0.0038137 | -0.0016583 | -0.0055051 | -0.018468 | -7.7628e-05 | 0.0018928 | -0.0079732 | -0.00654 | 0.0009311 | 0.0097561 | 0.020113 | 0.05955 | 0.23216 | 0.2249 | 0.20367 | 0.17195 | 0.028269 | -0.0016883 | -0.016579 | -0.018861 | -0.015634 | -0.022904 | 62.7889 | 61.6948 | 60.7058 | 59.822 | 58.8889 | 58.1343 | 57.511 | 57.4536 | 59.7008 | 63.8564 | 68.9885 | 73.6426 | 77.1925 | 79.19 | 80.342 | 80.865 | 80.6025 | 79.8557 | 78.5435 | 76.3236 | 72.5461 | 69.9431 | 67.7848 | 65.7343 | 0.067831 | 0.05772 | 0.06231 | 0.066684 | 0.07729 | 0.06732 | 0.06207 | 0.063268 | 0.068835 | 0.068969 | 0.069956 | 0.079227 | 0.078572 | 0.084199 | 0.087431 | 0.085152 | 0.081271 | 0.072143 | 0.064227 | 0.064755 | 0.062119 | 0.065199 | 0.066951 | 0.067523
Portfolio Adjusted1-in-2AllAll2026May Monthly Peak | Portfolio Adjusted | 1-in-2 | All | All | 2026 | May Monthly Peak | 5 | 5.9825 | 5.7644 | 5.5891 | 5.5842 | 5.8998 | 6.7069 | 7.544 | 8.4463 | 9.3844 | 10.0972 | 10.7312 | 11.0656 | 11.1706 | 11.3239 | 11.2295 | 10.8367 | 10.2362 | 9.4101 | 8.6692 | 8.404 | 8.3235 | 7.7738 | 7.0697 | 6.5739 | 0.01136 | 0.0011401 | 0.0038976 | -0.0016498 | -0.0055421 | -0.018665 | -4.6285e-05 | 0.0019357 | -0.0082012 | -0.006811 | 0.0009475 | 0.010072 | 0.020736 | 0.061638 | 0.23998 | 0.23195 | 0.20977 | 0.17641 | 0.028923 | -0.0015026 | -0.016559 | -0.018921 | -0.015699 | -0.023169 | 65.1401 | 63.9442 | 62.8297 | 61.7997 | 60.9764 | 60.0337 | 59.2764 | 60.1189 | 63.5733 | 67.6936 | 71.8186 | 75.739 | 79.0247 | 81.2578 | 82.6861 | 83.4941 | 83.6831 | 83.0476 | 81.4682 | 79.1432 | 75.2512 | 71.9027 | 69.8861 | 68.1293 | 0.06837 | 0.058147 | 0.062848 | 0.067289 | 0.078257 | 0.068298 | 0.062505 | 0.064706 | 0.070883 | 0.071523 | 0.072655 | 0.082254 | 0.081255 | 0.086889 | 0.090119 | 0.087428 | 0.083239 | 0.073469 | 0.065186 | 0.064741 | 0.062795 | 0.066172 | 0.068028 | 0.068952
Portfolio Adjusted1-in-2AllAll2026June Monthly Peak | Portfolio Adjusted | 1-in-2 | All | All | 2026 | June Monthly Peak | 6 | 6.3201 | 6.0829 | 5.8875 | 5.874 | 6.1682 | 6.9303 | 7.8024 | 8.7997 | 9.7986 | 10.58 | 11.2637 | 11.6043 | 11.6386 | 11.786 | 11.6995 | 11.3745 | 10.8123 | 9.9758 | 9.2271 | 8.7849 | 8.6843 | 8.1675 | 7.4114 | 6.8753 | 0.0078645 | 5.7752e-05 | 0.002249 | -0.0040305 | -0.0088598 | -0.019433 | -0.0035055 | -0.0023603 | -0.0079203 | -0.0053153 | -0.0026365 | 0.0065834 | 0.018328 | 0.060809 | 0.24089 | 0.23789 | 0.2184 | 0.18509 | 0.036775 | 0.001868 | -0.013336 | -0.017049 | -0.016695 | -0.023619 | 67.7511 | 66.3556 | 65.1562 | 64.2714 | 63.2623 | 62.4561 | 61.8242 | 62.6488 | 66.1601 | 70.5702 | 74.6818 | 78.326 | 81.0134 | 82.963 | 84.1953 | 84.9976 | 85.4604 | 85.1547 | 83.9977 | 81.729 | 78.6051 | 74.8549 | 72.2128 | 70.4442 | 0.070966 | 0.060217 | 0.064845 | 0.069012 | 0.079227 | 0.068396 | 0.062099 | 0.063851 | 0.069692 | 0.070239 | 0.071291 | 0.080167 | 0.078126 | 0.083157 | 0.085922 | 0.084433 | 0.081064 | 0.072172 | 0.06505 | 0.064334 | 0.062879 | 0.066709 | 0.068485 | 0.069781
Portfolio Adjusted1-in-2AllAll2026July Monthly Peak | Portfolio Adjusted | 1-in-2 | All | All | 2026 | July Monthly Peak | 7 | 6.5349 | 6.2905 | 6.109 | 6.0908 | 6.4082 | 7.2685 | 8.2165 | 9.219 | 10.2556 | 11.0914 | 11.8121 | 12.1653 | 12.2307 | 12.3993 | 12.3272 | 12 | 11.4391 | 10.556 | 9.6892 | 9.1998 | 9.0643 | 8.5095 | 7.7194 | 7.1425 | -0.0014074 | -0.0044206 | -0.0027681 | -0.0081157 | -0.014002 | -0.022249 | -0.011076 | -0.011106 | -0.0069094 | -0.0017687 | -0.0080174 | -0.00018251 | 0.013519 | 0.059784 | 0.24614 | 0.24645 | 0.22838 | 0.19532 | 0.047235 | 0.0036779 | -0.010163 | -0.014993 | -0.01929 | -0.023936 | 70.627 | 69.8087 | 68.987 | 68.1323 | 67.2464 | 66.628 | 66.1499 | 66.523 | 69.2649 | 73.5367 | 78.1762 | 81.7152 | 84.5075 | 86.735 | 88.4454 | 89.2416 | 89.5145 | 88.8325 | 87.4331 | 85.4841 | 82.0807 | 78.277 | 75.8119 | 74.2725 | 0.070566 | 0.059905 | 0.064977 | 0.068981 | 0.079327 | 0.068911 | 0.062569 | 0.063732 | 0.069185 | 0.069769 | 0.070671 | 0.07932 | 0.077246 | 0.082348 | 0.085079 | 0.083744 | 0.080545 | 0.072208 | 0.064992 | 0.064303 | 0.062874 | 0.06675 | 0.068554 | 0.06974
Portfolio Adjusted1-in-2AllAll2026August Monthly Peak | Portfolio Adjusted | 1-in-2 | All | All | 2026 | August Monthly Peak | 8 | 6.7493 | 6.484 | 6.2851 | 6.2868 | 6.622 | 7.5491 | 8.6268 | 9.6775 | 10.9125 | 11.901 | 12.7384 | 13.1658 | 13.2472 | 13.4162 | 13.3064 | 12.879 | 12.2015 | 11.1745 | 10.1821 | 9.7463 | 9.4874 | 8.8204 | 8.0009 | 7.3964 | -0.011305 | -0.0083757 | -0.0078826 | -0.012191 | -0.019136 | -0.024499 | -0.019909 | -0.023147 | -0.0067577 | 0.0010458 | -0.016151 | -0.010686 | 0.0056671 | 0.060887 | 0.26086 | 0.26265 | 0.24303 | 0.20726 | 0.059399 | 0.0051953 | -0.0060971 | -0.01185 | -0.021984 | -0.02424 | 74.0217 | 72.848 | 71.6829 | 70.5163 | 69.7144 | 68.8518 | 68.2495 | 68.1832 | 71.0855 | 76.5225 | 81.6942 | 85.6872 | 88.7364 | 90.9006 | 92.1379 | 92.5577 | 92.6892 | 91.8044 | 90.1303 | 87.5414 | 83.5547 | 80.2957 | 78.1861 | 76.5465 | 0.072956 | 0.061784 | 0.066871 | 0.071498 | 0.0825 | 0.071825 | 0.065951 | 0.067808 | 0.074654 | 0.07587 | 0.07719 | 0.087068 | 0.08533 | 0.091155 | 0.094132 | 0.091713 | 0.087035 | 0.076915 | 0.068652 | 0.068094 | 0.065879 | 0.069464 | 0.071319 | 0.072611
Portfolio Adjusted1-in-2AllAll2026September Monthly Peak | Portfolio Adjusted | 1-in-2 | All | All | 2026 | September Monthly Peak | 9 | 6.5176 | 6.294 | 6.1104 | 6.1126 | 6.4607 | 7.3687 | 8.5386 | 9.4216 | 10.6098 | 11.52 | 12.2742 | 12.6636 | 12.7343 | 12.9149 | 12.7864 | 12.3141 | 11.5979 | 10.5904 | 9.728 | 9.5609 | 9.0774 | 8.4486 | 7.6359 | 7.0851 | -0.0042002 | -0.0061382 | -0.0045453 | -0.0090274 | -0.015046 | -0.024141 | -0.014063 | -0.014589 | -0.0070499 | -0.0007978 | -0.0098528 | -0.0027624 | 0.012142 | 0.062973 | 0.26047 | 0.25732 | 0.23451 | 0.19863 | 0.049473 | 0.0022259 | -0.010841 | -0.015419 | -0.020494 | -0.024294 | 68.9336 | 67.7848 | 66.7038 | 65.6593 | 64.905 | 64.0827 | 63.8049 | 63.5592 | 65.5401 | 70.7758 | 77.0184 | 82.5126 | 86.3967 | 88.6558 | 89.7522 | 90.2964 | 90.1606 | 89.2325 | 87.1474 | 83.8295 | 80.2127 | 77.6889 | 75.8136 | 74.4485 | 0.070888 | 0.06032 | 0.065318 | 0.069695 | 0.080727 | 0.070251 | 0.065131 | 0.06685 | 0.074215 | 0.075337 | 0.076416 | 0.086197 | 0.084259 | 0.09012 | 0.093117 | 0.090136 | 0.084963 | 0.07488 | 0.067135 | 0.067399 | 0.06414 | 0.067761 | 0.069137 | 0.070327
Portfolio Adjusted1-in-2AllAll2026October Monthly Peak | Portfolio Adjusted | 1-in-2 | All | All | 2026 | October Monthly Peak | 10 | 6.299 | 6.0776 | 5.8912 | 5.8734 | 6.1895 | 7.0571 | 8.2643 | 8.997 | 10.0177 | 10.9221 | 11.693 | 12.138 | 12.2782 | 12.4787 | 12.3686 | 11.888 | 11.1603 | 10.1989 | 9.6783 | 9.3047 | 8.7671 | 8.1567 | 7.3966 | 6.8495 | 0.00095147 | -0.0028055 | -0.0013715 | -0.0065811 | -0.011924 | -0.020829 | -0.0095432 | -0.010603 | -0.0079268 | -0.0036739 | -0.0080708 | -0.00056482 | 0.013243 | 0.063474 | 0.25678 | 0.25216 | 0.22904 | 0.1937 | 0.046026 | 0.0024301 | -0.010949 | -0.015107 | -0.018494 | -0.023528 | 68.4316 | 67.5971 | 66.527 | 65.8023 | 64.9719 | 64.2449 | 63.8745 | 63.8855 | 64.7767 | 69.2672 | 75.2913 | 80.6108 | 84.1252 | 86.3435 | 87.7887 | 88.0359 | 87.4729 | 86.0824 | 83.7351 | 80.1253 | 76.3111 | 73.4191 | 71.2777 | 69.4284 | 0.069122 | 0.058739 | 0.063264 | 0.067432 | 0.078141 | 0.06792 | 0.06332 | 0.064602 | 0.071369 | 0.072961 | 0.074622 | 0.084916 | 0.084255 | 0.090269 | 0.093595 | 0.090693 | 0.085453 | 0.07522 | 0.067985 | 0.066875 | 0.063013 | 0.06614 | 0.067772 | 0.068467
Portfolio Adjusted1-in-2AllAll2026November Monthly Peak | Portfolio Adjusted | 1-in-2 | All | All | 2026 | November Monthly Peak | 11 | 5.8167 | 5.6232 | 5.4798 | 5.4758 | 5.7872 | 6.6165 | 7.5187 | 8.2281 | 9.0356 | 9.6177 | 10.1206 | 10.3675 | 10.4215 | 10.5278 | 10.3616 | 9.9252 | 9.4445 | 9.2084 | 8.613 | 8.1708 | 7.7619 | 7.2595 | 6.6638 | 6.2394 | 0.011645 | 0.0014421 | 0.0042009 | -0.0015504 | -0.0053566 | -0.018432 | 3.5133e-05 | 0.0019682 | -0.0079459 | -0.0066507 | 0.00088913 | 0.0096698 | 0.019965 | 0.059591 | 0.22788 | 0.21882 | 0.19898 | 0.17507 | 0.028914 | -0.0015576 | -0.016026 | -0.018301 | -0.015121 | -0.022463 | 57.0303 | 56.2646 | 55.3522 | 54.5272 | 53.7798 | 53.4233 | 52.8404 | 52.8785 | 56.4603 | 61.7899 | 68.0536 | 73.0769 | 76.4937 | 78.0345 | 78.6461 | 78.3492 | 76.4421 | 72.6157 | 68.3101 | 65.4724 | 63.3264 | 61.4321 | 60.3454 | 59.2128 | 0.068279 | 0.058066 | 0.062776 | 0.066769 | 0.077479 | 0.067735 | 0.062328 | 0.063314 | 0.068855 | 0.069072 | 0.06992 | 0.079255 | 0.078039 | 0.08337 | 0.085904 | 0.083281 | 0.080088 | 0.073323 | 0.065528 | 0.063931 | 0.060421 | 0.06369 | 0.065802 | 0.066995
Portfolio Adjusted1-in-2AllAll2026December Monthly Peak | Portfolio Adjusted | 1-in-2 | All | All | 2026 | December Monthly Peak | 12 | 5.6119 | 5.4596 | 5.349 | 5.3576 | 5.6626 | 6.5874 | 7.7569 | 8.4269 | 9.217 | 9.5685 | 9.6753 | 9.5425 | 9.2499 | 9.1148 | 8.8039 | 8.3748 | 8.2186 | 8.296 | 7.978 | 7.6483 | 7.3307 | 6.9688 | 6.4609 | 5.9837 | 0.010943 | 0.0012498 | 0.0039145 | -0.0014798 | -0.0049428 | -0.017732 | 2.4729e-05 | 0.0017659 | -0.0076734 | -0.0062596 | 0.00068161 | 0.0084593 | 0.01724 | 0.051546 | 0.19572 | 0.18809 | 0.17438 | 0.15719 | 0.02611 | -0.0020827 | -0.015472 | -0.017746 | -0.014618 | -0.021294 | 44.813 | 44.1655 | 43.2064 | 42.3747 | 41.6485 | 41.0275 | 40.9549 | 40.8789 | 41.3694 | 44.148 | 46.7928 | 48.7604 | 50.1474 | 50.9829 | 51.6482 | 51.7784 | 51.3148 | 50.0208 | 48.4006 | 47.2156 | 46.3235 | 45.4526 | 44.6415 | 43.752 | 0.064832 | 0.055015 | 0.059722 | 0.063466 | 0.074088 | 0.06513 | 0.060903 | 0.061659 | 0.066567 | 0.065383 | 0.064488 | 0.071596 | 0.069266 | 0.073201 | 0.074958 | 0.073269 | 0.072024 | 0.066865 | 0.06069 | 0.059681 | 0.056481 | 0.059964 | 0.061987 | 0.06288
Portfolio Adjusted1-in-2AllAll2026Typical Event Day | Portfolio Adjusted | 1-in-2 | All | All | 2026 | Typical Event Day | 8 | 6.6245 | 6.3642 | 6.1647 | 6.1656 | 6.4949 | 7.3958 | 8.436 | 9.3989 | 10.4964 | 11.3552 | 12.1003 | 12.4841 | 12.5604 | 12.7425 | 12.6663 | 12.282 | 11.6467 | 10.6903 | 9.7907 | 9.3946 | 9.1809 | 8.5497 | 7.7663 | 7.198 | -0.0021648 | -0.0047456 | -0.0031725 | -0.0084419 | -0.014467 | -0.022903 | -0.012159 | -0.012681 | -0.0072441 | -0.0017805 | -0.009044 | -0.0014076 | 0.012867 | 0.061971 | 0.25516 | 0.25394 | 0.23354 | 0.19854 | 0.048571 | 0.0035308 | -0.010077 | -0.014828 | -0.019701 | -0.024263 | 70.3334 | 69.1993 | 68.1325 | 67.1448 | 66.282 | 65.5046 | 65.0071 | 65.2286 | 68.0126 | 72.8513 | 77.8927 | 82.0602 | 85.1635 | 87.3136 | 88.6327 | 89.2733 | 89.4562 | 88.756 | 87.1772 | 84.646 | 81.1133 | 77.7791 | 75.5061 | 73.9279 | 0.071797 | 0.060773 | 0.065651 | 0.07009 | 0.080725 | 0.070362 | 0.064579 | 0.066014 | 0.072094 | 0.072752 | 0.073745 | 0.083097 | 0.081325 | 0.086938 | 0.089863 | 0.087656 | 0.08328 | 0.073842 | 0.066264 | 0.065855 | 0.063902 | 0.067483 | 0.06936 | 0.070709
Portfolio Adjusted1-in-10AllOrange County2015January Monthly Peak | Portfolio Adjusted | 1-in-10 | All | Orange County | 2015 | January Monthly Peak | 1 | 113.1992 | 109.3295 | 105.9632 | 106.8072 | 118.6865 | 149.9842 | 178.5474 | 191.8031 | 200.7499 | 199.7688 | 200.9448 | 200.4054 | 197.6812 | 192.846 | 184.8825 | 171.9631 | 160.8083 | 157.5319 | 153.1098 | 149.1307 | 144.0035 | 138.0282 | 129.2951 | 123.1965 | 1.9244 | 1.4768 | 1.2327 | 0.25003 | 0.06882 | 0.44321 | 1.0703 | 0.98734 | -0.059985 | -0.48612 | 0.05109 | 0.47751 | 1.1381 | 3.6722 | 8.9131 | 8.0785 | 7.7897 | 7.1984 | 1.8504 | 0.98441 | 0.22961 | 0.15312 | 0.35796 | -0.17323 | 45.8931 | 45.1063 | 44.1167 | 43.3859 | 43.0994 | 42.5301 | 42.0641 | 41.9828 | 42.4804 | 44.7706 | 47.3735 | 49.2111 | 51.0202 | 52.0168 | 52.6709 | 52.6256 | 51.4692 | 49.8313 | 47.3734 | 45.9957 | 45.1811 | 44.7333 | 44.1553 | 43.3964 | 4.8499 | 3.909 | 4.197 | 3.7786 | 3.4348 | 3.833 | 3.2801 | 3.0217 | 3.175 | 3.3891 | 3.6549 | 4.4104 | 3.728 | 3.6582 | 3.0638 | 2.7769 | 2.421 | 2.8651 | 3.251 | 2.996 | 3.1866 | 3.8001 | 3.9633 | 4.3413
Portfolio Adjusted1-in-10AllOrange County2015February Monthly Peak | Portfolio Adjusted | 1-in-10 | All | Orange County | 2015 | February Monthly Peak | 2 | 113.8628 | 109.6114 | 107.0377 | 108.1371 | 119.982 | 150.5396 | 178.0965 | 190.9101 | 199.6727 | 200.7508 | 202.8871 | 204.0524 | 202.5343 | 199.3911 | 192.3952 | 179.2758 | 166.9938 | 161.0867 | 157.6002 | 152.9385 | 147.3864 | 140.1751 | 130.1472 | 123.3213 | 1.9356 | 1.4806 | 1.2452 | 0.25315 | 0.069571 | 0.44485 | 1.0676 | 0.98274 | -0.059664 | -0.48851 | 0.051583 | 0.4862 | 1.1661 | 3.7969 | 9.2753 | 8.4221 | 8.0893 | 7.3608 | 1.9047 | 1.0095 | 0.235 | 0.1555 | 0.36031 | -0.1734 | 51.4966 | 51.8111 | 51.3969 | 50.8739 | 50.772 | 50.0418 | 48.9324 | 49.3705 | 50.3757 | 52.6237 | 54.7973 | 55.8279 | 56.6542 | 57.9012 | 59.0223 | 59.3021 | 58.486 | 58.0908 | 56.5296 | 55.0778 | 53.8722 | 52.3773 | 51.6546 | 50.8679 | 4.8784 | 3.9191 | 4.2396 | 3.8257 | 3.4723 | 3.8472 | 3.2718 | 3.0076 | 3.158 | 3.4057 | 3.6902 | 4.4907 | 3.8195 | 3.7824 | 3.1883 | 2.895 | 2.5141 | 2.9298 | 3.3463 | 3.0725 | 3.2615 | 3.8592 | 3.9895 | 4.3457
Portfolio Adjusted1-in-10AllOrange County2015March Monthly Peak | Portfolio Adjusted | 1-in-10 | All | Orange County | 2015 | March Monthly Peak | 3 | 119.2679 | 114.7295 | 110.9043 | 112.3432 | 123.3395 | 153.3432 | 181.3065 | 194.4066 | 203.9894 | 207.441 | 212.1001 | 214.5481 | 215.2072 | 214.3871 | 208.0537 | 195.0309 | 181.8898 | 170.7437 | 164.3197 | 163.509 | 157.8672 | 149.3788 | 138.0791 | 129.719 | 2.0275 | 1.5498 | 1.2902 | 0.26299 | 0.071518 | 0.45314 | 1.0869 | 1.0007 | -0.060953 | -0.50479 | 0.053926 | 0.5112 | 1.239 | 4.0824 | 10.0302 | 9.1622 | 8.8109 | 7.8021 | 1.9859 | 1.0793 | 0.25172 | 0.16571 | 0.38227 | -0.1824 | 62.249 | 60.4298 | 58.6651 | 57.8835 | 57.4265 | 57.058 | 57.0364 | 57.2891 | 58.2801 | 61.9385 | 66.1702 | 70.7146 | 74.4369 | 76.4905 | 77.4768 | 78.1506 | 78.291 | 77.6791 | 76.1187 | 73.3856 | 69.9252 | 66.8892 | 64.4694 | 61.8289 | 5.11 | 4.1021 | 4.3927 | 3.9745 | 3.5695 | 3.9188 | 3.3307 | 3.0627 | 3.2262 | 3.5192 | 3.8578 | 4.7216 | 4.0585 | 4.0668 | 3.4478 | 3.1495 | 2.7384 | 3.1054 | 3.489 | 3.2849 | 3.4934 | 4.1126 | 4.2326 | 4.5711
Portfolio Adjusted1-in-10AllOrange County2015April Monthly Peak | Portfolio Adjusted | 1-in-10 | All | Orange County | 2015 | April Monthly Peak | 4 | 121.4176 | 117.0751 | 113.3951 | 115.286 | 126.4751 | 156.7354 | 183.3755 | 199.0691 | 212.0167 | 219.789 | 227.5334 | 231.6301 | 232.7966 | 231.7903 | 224.7574 | 211.1439 | 196.9572 | 184.0389 | 173.3159 | 172.6548 | 167.1943 | 157.851 | 144.9588 | 135.5302 | 0.97704 | 0.78289 | 0.58836 | -0.12579 | -0.37838 | -0.23733 | 0.21732 | 0.35852 | 0.21133 | 0.13515 | -0.048714 | 0.22124 | 1.1152 | 4.0116 | 10.6213 | 9.7528 | 9.1594 | 8.1717 | 2.3935 | 0.66572 | -0.034255 | -0.08508 | -0.05741 | -0.32316 | 72.2809 | 70.2706 | 68.5193 | 66.688 | 65.7556 | 65.0297 | 64.3363 | 64.5128 | 67.6899 | 73.4009 | 79.8299 | 85.7586 | 89.6467 | 91.6464 | 92.4071 | 93.0077 | 92.9835 | 92.1457 | 90.5663 | 86.9826 | 81.9031 | 77.8259 | 75.0252 | 72.7426 | 4.9395 | 3.9747 | 4.2647 | 3.8727 | 3.4755 | 3.8033 | 3.1987 | 2.9778 | 3.1839 | 3.5405 | 3.9296 | 4.8402 | 4.1686 | 4.175 | 3.5366 | 3.2375 | 2.8156 | 3.1783 | 3.4942 | 3.2935 | 3.5131 | 4.1265 | 4.2192 | 4.5348
Portfolio Adjusted1-in-10AllOrange County2015May Monthly Peak | Portfolio Adjusted | 1-in-10 | All | Orange County | 2015 | May Monthly Peak | 5 | 123.904 | 119.2796 | 115.3757 | 117.4096 | 129.4386 | 160.7731 | 186.265 | 205.3 | 221.8915 | 231.7353 | 241.1055 | 245.3918 | 246.5118 | 245.5795 | 238.4833 | 223.667 | 208.2021 | 193.7994 | 181.9361 | 178.4061 | 174.6022 | 165.0487 | 151.1683 | 142.2518 | 0.19131 | 0.20667 | 0.058531 | -0.4208 | -0.72304 | -0.76536 | -0.42995 | -0.12932 | 0.42998 | 0.6556 | -0.13364 | -0.020074 | 1.0078 | 3.9407 | 11.1048 | 10.2032 | 9.3895 | 8.4231 | 2.7404 | 0.33216 | -0.26398 | -0.28657 | -0.40735 | -0.44028 | 75.719 | 73.8971 | 72.2923 | 71.6359 | 70.8698 | 69.8521 | 69.3128 | 69.6676 | 73.3184 | 79.2806 | 84.4973 | 88.3861 | 91.078 | 93.2878 | 94.6888 | 95.0793 | 94.963 | 93.9262 | 92.3118 | 89.6198 | 85.5495 | 81.0275 | 78.3504 | 76.0962 | 4.9946 | 4.0126 | 4.2996 | 3.9081 | 3.5244 | 3.8657 | 3.2195 | 3.043 | 3.3018 | 3.6989 | 4.126 | 5.081 | 4.3739 | 4.383 | 3.7184 | 3.3983 | 2.9492 | 3.3163 | 3.6346 | 3.3722 | 3.6353 | 4.2753 | 4.3598 | 4.7163
Portfolio Adjusted1-in-10AllOrange County2015June Monthly Peak | Portfolio Adjusted | 1-in-10 | All | Orange County | 2015 | June Monthly Peak | 6 | 134.1647 | 129.3648 | 124.043 | 126.0893 | 136.5256 | 165.19 | 191.1689 | 209.0865 | 223.2244 | 231.3853 | 238.2795 | 240.5782 | 238.5467 | 236.8084 | 230.4861 | 219.7889 | 206.3018 | 192.6877 | 184.1891 | 180.9142 | 178.2196 | 170.111 | 156.5696 | 148.4655 | 0.45524 | 0.40639 | 0.22804 | -0.36253 | -0.66192 | -0.6339 | -0.25138 | 0.012821 | 0.37284 | 0.50893 | -0.10903 | 0.051255 | 1.0229 | 3.8848 | 10.7778 | 10.0621 | 9.3863 | 8.4263 | 2.7087 | 0.4394 | -0.20321 | -0.23744 | -0.31957 | -0.42951 | 73.6572 | 72.2303 | 70.9107 | 69.899 | 68.5816 | 67.7168 | 67.3297 | 68.1732 | 71.7158 | 77.0179 | 82.4997 | 87.2187 | 90.8893 | 93.5173 | 95.3758 | 96.2679 | 96.6094 | 95.4311 | 93.7978 | 90.6543 | 86.3854 | 82.3537 | 79.5929 | 77.4355 | 5.4081 | 4.3517 | 4.6224 | 4.1969 | 3.7173 | 3.9718 | 3.3041 | 3.099 | 3.3216 | 3.6932 | 4.0775 | 4.9812 | 4.2325 | 4.2263 | 3.5936 | 3.3392 | 2.9221 | 3.2972 | 3.6794 | 3.4195 | 3.7104 | 4.4063 | 4.5154 | 4.9222
Portfolio Adjusted1-in-10AllOrange County2015July Monthly Peak | Portfolio Adjusted | 1-in-10 | All | Orange County | 2015 | July Monthly Peak | 7 | 137.862 | 132.6444 | 128.5797 | 130.4145 | 141.831 | 172.6348 | 199.5278 | 216.0295 | 229.4582 | 238.1163 | 245.3155 | 247.8224 | 246.8257 | 244.7837 | 239.4231 | 229.331 | 216.3354 | 203.1487 | 194.0198 | 189.2039 | 184.8014 | 176.5929 | 163.0808 | 154.5272 | -0.42507 | -0.2378 | -0.36307 | -0.69875 | -1.0541 | -1.2206 | -0.95655 | -0.50975 | 0.5983 | 1.0488 | -0.19536 | -0.20313 | 0.88578 | 3.7084 | 11.0307 | 10.3682 | 9.5397 | 8.6938 | 3.0953 | 0.083804 | -0.45126 | -0.45706 | -0.70619 | -0.55641 | 79.1768 | 77.7721 | 76.4444 | 75.0232 | 74.1061 | 73.2507 | 72.4141 | 72.8344 | 76.0006 | 80.9759 | 86.3436 | 91.0347 | 93.9734 | 95.4575 | 96.3777 | 96.1997 | 96.0252 | 95.6341 | 94.1024 | 91.4924 | 87.5684 | 83.6035 | 80.9978 | 79.276 | 5.6091 | 4.5038 | 4.8363 | 4.3815 | 3.8979 | 4.1896 | 3.4809 | 3.2319 | 3.4463 | 3.8362 | 4.2372 | 5.1792 | 4.4203 | 4.4096 | 3.7678 | 3.5168 | 3.0929 | 3.5087 | 3.9121 | 3.6097 | 3.8835 | 4.617 | 4.7472 | 5.1711
Portfolio Adjusted1-in-10AllOrange County2015August Monthly Peak | Portfolio Adjusted | 1-in-10 | All | Orange County | 2015 | August Monthly Peak | 8 | 140.9035 | 134.9103 | 130.5334 | 132.8137 | 144.6053 | 176.601 | 206.5614 | 224.8431 | 240.7599 | 250.9963 | 259.2682 | 262.7408 | 262.4558 | 260.9411 | 254.6384 | 241.9012 | 226.8144 | 211.6555 | 200.6108 | 196.5399 | 191.2536 | 180.5084 | 166.3097 | 157.9971 | -1.0993 | -0.72684 | -0.81197 | -0.95184 | -1.3469 | -1.6646 | -1.5139 | -0.92713 | 0.79216 | 1.5088 | -0.27047 | -0.41304 | 0.80813 | 3.7145 | 11.6038 | 10.836 | 9.7704 | 8.9136 | 3.3828 | -0.1973 | -0.64839 | -0.624 | -0.99755 | -0.65037 | 79.4277 | 78.5372 | 77.6646 | 76.6675 | 76.0103 | 75.4665 | 75.4756 | 76.0699 | 78.7264 | 83.6147 | 88.6075 | 93.333 | 97.3579 | 99.6722 | 100.5665 | 101.3234 | 101.3716 | 100.3934 | 99.5864 | 96.8803 | 92.6727 | 88.8946 | 86.2476 | 84.1408 | 5.862 | 4.6839 | 5.0204 | 4.5626 | 4.0637 | 4.3824 | 3.6847 | 3.4395 | 3.6975 | 4.1348 | 4.5791 | 5.6147 | 4.8062 | 4.8065 | 4.0976 | 3.7932 | 3.3158 | 3.738 | 4.1361 | 3.8341 | 4.1096 | 4.8257 | 4.9503 | 5.4063
Portfolio Adjusted1-in-10AllOrange County2015September Monthly Peak | Portfolio Adjusted | 1-in-10 | All | Orange County | 2015 | September Monthly Peak | 9 | 139.3157 | 134.0935 | 130.1498 | 132.1337 | 144.1087 | 175.9336 | 206.7419 | 226.2201 | 244.8277 | 255.4159 | 264.6431 | 268.9213 | 269.3253 | 267.7994 | 260.3464 | 245.7049 | 229.4829 | 213.3328 | 202.5491 | 201.4249 | 192.2188 | 181.5164 | 166.9225 | 157.8084 | -1.1174 | -0.74479 | -0.83008 | -0.95805 | -1.3549 | -1.6775 | -1.5395 | -0.95131 | 0.8133 | 1.5544 | -0.2791 | -0.43213 | 0.82292 | 3.8008 | 11.8578 | 11.0016 | 9.8744 | 8.9775 | 3.424 | -0.21572 | -0.66011 | -0.6348 | -1.0141 | -0.65336 | 81.356 | 80.3979 | 79.4948 | 79.0994 | 78.3554 | 78.0312 | 77.4013 | 76.8881 | 78.8828 | 82.9472 | 87.5264 | 92.1314 | 95.4446 | 97.4144 | 98.4101 | 99.0539 | 99.2127 | 97.9987 | 96.1313 | 92.8245 | 88.7784 | 85.3557 | 82.7134 | 80.5736 | 5.8036 | 4.6617 | 5.0123 | 4.5452 | 4.0551 | 4.3717 | 3.6929 | 3.4652 | 3.7649 | 4.2132 | 4.6802 | 5.7544 | 4.9385 | 4.9394 | 4.195 | 3.8579 | 3.3593 | 3.7726 | 4.1816 | 3.9346 | 4.1358 | 4.8591 | 4.9751 | 5.407
Portfolio Adjusted1-in-10AllOrange County2015October Monthly Peak | Portfolio Adjusted | 1-in-10 | All | Orange County | 2015 | October Monthly Peak | 10 | 131.7111 | 126.8017 | 121.4675 | 122.2779 | 133.9807 | 164.7939 | 194.0913 | 210.1588 | 226.22 | 236.0647 | 246.4984 | 251.4364 | 252.8107 | 252.6587 | 245.3823 | 230.4017 | 214.1139 | 199.8996 | 193.6483 | 189.0706 | 178.6076 | 168.3708 | 155.6332 | 146.1833 | 0.20469 | 0.22068 | 0.062506 | -0.43777 | -0.74787 | -0.78367 | -0.44696 | -0.13158 | 0.43804 | 0.66703 | -0.1365 | -0.020163 | 1.0339 | 4.0548 | 11.4264 | 10.5106 | 9.6565 | 8.6886 | 2.9164 | 0.3526 | -0.26967 | -0.29202 | -0.41882 | -0.45229 | 76.1751 | 74.4181 | 73.0738 | 71.8405 | 70.8919 | 70.2011 | 69.6498 | 69.575 | 71.1208 | 75.4863 | 81.3498 | 87.054 | 91.841 | 95.0516 | 96.261 | 96.9285 | 96.8081 | 95.2512 | 92.1635 | 87.5197 | 82.9167 | 79.8679 | 77.796 | 75.9451 | 5.3093 | 4.2656 | 4.5265 | 4.0701 | 3.6481 | 3.9624 | 3.3547 | 3.115 | 3.3662 | 3.768 | 4.2183 | 5.2062 | 4.4857 | 4.5093 | 3.8259 | 3.5006 | 3.0329 | 3.4207 | 3.8685 | 3.5738 | 3.7186 | 4.3613 | 4.4885 | 4.8467
Portfolio Adjusted1-in-10AllOrange County2015November Monthly Peak | Portfolio Adjusted | 1-in-10 | All | Orange County | 2015 | November Monthly Peak | 11 | 123.8593 | 119.4323 | 115.9598 | 117.2767 | 128.6978 | 158.2524 | 184.1416 | 199.5041 | 212.7727 | 220.9246 | 228.9049 | 231.9584 | 232.5453 | 231.4774 | 224.3338 | 209.7309 | 196.2087 | 189.029 | 178.5733 | 172.7493 | 164.8504 | 156.0852 | 144.6012 | 136.6312 | 1.4133 | 1.1047 | 0.88247 | 0.023274 | -0.21232 | 0.026118 | 0.55098 | 0.61017 | 0.10851 | -0.11719 | -0.0087273 | 0.34597 | 1.1985 | 4.1571 | 10.6816 | 9.7496 | 9.2673 | 8.4851 | 2.3504 | 0.84427 | 0.077676 | 0.012539 | 0.11467 | -0.27556 | 70.2982 | 68.2132 | 67.6305 | 66.2581 | 65.1317 | 63.9942 | 64.2771 | 64.6347 | 66.9569 | 71.5038 | 77.7636 | 83.1343 | 86.4537 | 88.2053 | 89.2173 | 89.0944 | 87.8591 | 85.2463 | 81.7889 | 78.8132 | 76.1619 | 73.9464 | 72.0663 | 71.0832 | 5.1128 | 4.1142 | 4.4251 | 3.9974 | 3.5885 | 3.8965 | 3.2592 | 3.0281 | 3.2422 | 3.6111 | 4.0113 | 4.9183 | 4.2253 | 4.2306 | 3.5818 | 3.2631 | 2.846 | 3.3124 | 3.6531 | 3.3437 | 3.5147 | 4.1402 | 4.2706 | 4.6388
Portfolio Adjusted1-in-10AllOrange County2015December Monthly Peak | Portfolio Adjusted | 1-in-10 | All | Orange County | 2015 | December Monthly Peak | 12 | 115.6878 | 111.3527 | 108.5126 | 108.7497 | 120.013 | 149.5512 | 176.9454 | 188.9727 | 197.3525 | 197.9558 | 199.5505 | 198.0044 | 194.8104 | 190.985 | 183.5308 | 172.1726 | 163.4073 | 160.313 | 154.6896 | 150.7204 | 144.9909 | 139.0612 | 129.7703 | 123.5657 | 1.9667 | 1.5041 | 1.2624 | 0.25458 | 0.069589 | 0.44193 | 1.0607 | 0.97277 | -0.05897 | -0.48171 | 0.050735 | 0.47178 | 1.1216 | 3.6368 | 8.848 | 8.0884 | 7.9156 | 7.3254 | 1.8695 | 0.9949 | 0.23118 | 0.15426 | 0.35927 | -0.17375 | 45.0121 | 44.3958 | 44.2294 | 44.5271 | 44.7579 | 44.6687 | 44.8633 | 44.7911 | 45.3751 | 46.5069 | 47.5693 | 49.0879 | 50.2161 | 50.7988 | 51.1026 | 51.0518 | 50.5501 | 49.6541 | 48.4326 | 47.2326 | 46.206 | 45.6598 | 45.2772 | 44.4028 | 4.9566 | 3.9813 | 4.298 | 3.8474 | 3.4732 | 3.8219 | 3.2506 | 2.9771 | 3.1213 | 3.3583 | 3.6295 | 4.3576 | 3.6739 | 3.6229 | 3.0414 | 2.7803 | 2.4601 | 2.9157 | 3.2845 | 3.028 | 3.2085 | 3.8286 | 3.9779 | 4.3543
Portfolio Adjusted1-in-10AllOrange County2015Typical Event Day | Portfolio Adjusted | 1-in-10 | All | Orange County | 2015 | Typical Event Day | 8 | 140.0954 | 134.0888 | 129.7031 | 131.9852 | 143.6669 | 175.426 | 205.1655 | 222.655 | 237.621 | 246.7979 | 254.0851 | 256.9722 | 256.3632 | 254.9588 | 248.7656 | 236.3355 | 221.6578 | 207.0357 | 196.8436 | 193.0498 | 188.24 | 177.8549 | 163.9949 | 155.995 | -0.5433 | -0.32158 | -0.44046 | -0.74738 | -1.1133 | -1.3099 | -1.0712 | -0.59154 | 0.64691 | 1.1538 | -0.21291 | -0.2432 | 0.898 | 3.8232 | 11.4401 | 10.6683 | 9.7363 | 8.8364 | 3.1705 | 0.038459 | -0.48973 | -0.48635 | -0.75622 | -0.57524 | 78.4044 | 77.2343 | 76.1286 | 75.1723 | 74.2633 | 73.6163 | 73.1552 | 73.4914 | 76.3314 | 81.1389 | 86.2443 | 90.9295 | 94.4163 | 96.5153 | 97.6825 | 98.2112 | 98.3047 | 97.3643 | 95.9045 | 92.9629 | 88.8512 | 85.0519 | 82.3879 | 80.3565 | 5.7164 | 4.5659 | 4.8926 | 4.447 | 3.9597 | 4.2697 | 3.5895 | 3.3406 | 3.5792 | 3.9875 | 4.4013 | 5.3859 | 4.6044 | 4.6061 | 3.9262 | 3.6347 | 3.1782 | 3.5861 | 3.9805 | 3.6937 | 3.9672 | 4.6634 | 4.7876 | 5.2353
Portfolio Adjusted1-in-10AllOrange County2016January Monthly Peak | Portfolio Adjusted | 1-in-10 | All | Orange County | 2016 | January Monthly Peak | 1 | 113.1992 | 109.3295 | 105.9632 | 106.8072 | 118.6865 | 149.9842 | 178.5474 | 191.8031 | 200.7499 | 199.7688 | 200.9448 | 200.4054 | 197.6812 | 192.846 | 184.8825 | 171.9631 | 160.8083 | 157.5319 | 153.1098 | 149.1307 | 144.0035 | 138.0282 | 129.2951 | 123.1965 | 1.9244 | 1.4768 | 1.2327 | 0.25003 | 0.06882 | 0.44321 | 1.0703 | 0.98734 | -0.059985 | -0.48612 | 0.05109 | 0.47751 | 1.1381 | 3.6722 | 8.9131 | 8.0785 | 7.7897 | 7.1984 | 1.8504 | 0.98441 | 0.22961 | 0.15312 | 0.35796 | -0.17323 | 45.8931 | 45.1063 | 44.1167 | 43.3859 | 43.0994 | 42.5301 | 42.0641 | 41.9828 | 42.4804 | 44.7706 | 47.3735 | 49.2111 | 51.0202 | 52.0168 | 52.6709 | 52.6256 | 51.4692 | 49.8313 | 47.3734 | 45.9957 | 45.1811 | 44.7333 | 44.1553 | 43.3964 | 4.8499 | 3.909 | 4.197 | 3.7786 | 3.4348 | 3.833 | 3.2801 | 3.0217 | 3.175 | 3.3891 | 3.6549 | 4.4104 | 3.728 | 3.6582 | 3.0638 | 2.7769 | 2.421 | 2.8651 | 3.251 | 2.996 | 3.1866 | 3.8001 | 3.9633 | 4.3413
Portfolio Adjusted1-in-10AllOrange County2016February Monthly Peak | Portfolio Adjusted | 1-in-10 | All | Orange County | 2016 | February Monthly Peak | 2 | 113.8628 | 109.6114 | 107.0377 | 108.1371 | 119.982 | 150.5396 | 178.0965 | 190.9101 | 199.6727 | 200.7508 | 202.8871 | 204.0524 | 202.5343 | 199.3911 | 192.3952 | 179.2758 | 166.9938 | 161.0867 | 157.6002 | 152.9385 | 147.3864 | 140.1751 | 130.1472 | 123.3213 | 1.9356 | 1.4806 | 1.2452 | 0.25315 | 0.069571 | 0.44485 | 1.0676 | 0.98274 | -0.059664 | -0.48851 | 0.051583 | 0.4862 | 1.1661 | 3.7969 | 9.2753 | 8.4221 | 8.0893 | 7.3608 | 1.9047 | 1.0095 | 0.235 | 0.1555 | 0.36031 | -0.1734 | 51.4966 | 51.8111 | 51.3969 | 50.8739 | 50.772 | 50.0418 | 48.9324 | 49.3705 | 50.3757 | 52.6237 | 54.7973 | 55.8279 | 56.6542 | 57.9012 | 59.0223 | 59.3021 | 58.486 | 58.0908 | 56.5296 | 55.0778 | 53.8722 | 52.3773 | 51.6546 | 50.8679 | 4.8784 | 3.9191 | 4.2396 | 3.8257 | 3.4723 | 3.8472 | 3.2718 | 3.0076 | 3.158 | 3.4057 | 3.6902 | 4.4907 | 3.8195 | 3.7824 | 3.1883 | 2.895 | 2.5141 | 2.9298 | 3.3463 | 3.0725 | 3.2615 | 3.8592 | 3.9895 | 4.3457
Portfolio Adjusted1-in-10AllOrange County2016March Monthly Peak | Portfolio Adjusted | 1-in-10 | All | Orange County | 2016 | March Monthly Peak | 3 | 119.2679 | 114.7295 | 110.9043 | 112.3432 | 123.3395 | 153.3432 | 181.3065 | 194.4066 | 203.9894 | 207.441 | 212.1001 | 214.5481 | 215.2072 | 214.3871 | 208.0537 | 195.0309 | 181.8898 | 170.7437 | 164.3197 | 163.509 | 157.8672 | 149.3788 | 138.0791 | 129.719 | 2.0275 | 1.5498 | 1.2902 | 0.26299 | 0.071518 | 0.45314 | 1.0869 | 1.0007 | -0.060953 | -0.50479 | 0.053926 | 0.5112 | 1.239 | 4.0824 | 10.0302 | 9.1622 | 8.8109 | 7.8021 | 1.9859 | 1.0793 | 0.25172 | 0.16571 | 0.38227 | -0.1824 | 62.249 | 60.4298 | 58.6651 | 57.8835 | 57.4265 | 57.058 | 57.0364 | 57.2891 | 58.2801 | 61.9385 | 66.1702 | 70.7146 | 74.4369 | 76.4905 | 77.4768 | 78.1506 | 78.291 | 77.6791 | 76.1187 | 73.3856 | 69.9252 | 66.8892 | 64.4694 | 61.8289 | 5.11 | 4.1021 | 4.3927 | 3.9745 | 3.5695 | 3.9188 | 3.3307 | 3.0627 | 3.2262 | 3.5192 | 3.8578 | 4.7216 | 4.0585 | 4.0668 | 3.4478 | 3.1495 | 2.7384 | 3.1054 | 3.489 | 3.2849 | 3.4934 | 4.1126 | 4.2326 | 4.5711
Portfolio Adjusted1-in-10AllOrange County2016April Monthly Peak | Portfolio Adjusted | 1-in-10 | All | Orange County | 2016 | April Monthly Peak | 4 | 121.4176 | 117.0751 | 113.3951 | 115.286 | 126.4751 | 156.7354 | 183.3755 | 199.0691 | 212.0167 | 219.789 | 227.5334 | 231.6301 | 232.7966 | 231.7903 | 224.7574 | 211.1439 | 196.9572 | 184.0389 | 173.3159 | 172.6548 | 167.1943 | 157.851 | 144.9588 | 135.5302 | 0.97704 | 0.78289 | 0.58836 | -0.12579 | -0.37838 | -0.23733 | 0.21732 | 0.35852 | 0.21133 | 0.13515 | -0.048714 | 0.22124 | 1.1152 | 4.0116 | 10.6213 | 9.7528 | 9.1594 | 8.1717 | 2.3935 | 0.66572 | -0.034255 | -0.08508 | -0.05741 | -0.32316 | 72.2809 | 70.2706 | 68.5193 | 66.688 | 65.7556 | 65.0297 | 64.3363 | 64.5128 | 67.6899 | 73.4009 | 79.8299 | 85.7586 | 89.6467 | 91.6464 | 92.4071 | 93.0077 | 92.9835 | 92.1457 | 90.5663 | 86.9826 | 81.9031 | 77.8259 | 75.0252 | 72.7426 | 4.9395 | 3.9747 | 4.2647 | 3.8727 | 3.4755 | 3.8033 | 3.1987 | 2.9778 | 3.1839 | 3.5405 | 3.9296 | 4.8402 | 4.1686 | 4.175 | 3.5366 | 3.2375 | 2.8156 | 3.1783 | 3.4942 | 3.2935 | 3.5131 | 4.1265 | 4.2192 | 4.5348
Portfolio Adjusted1-in-10AllOrange County2016May Monthly Peak | Portfolio Adjusted | 1-in-10 | All | Orange County | 2016 | May Monthly Peak | 5 | 123.904 | 119.2796 | 115.3757 | 117.4096 | 129.4386 | 160.7731 | 186.265 | 205.3 | 221.8915 | 231.7353 | 241.1055 | 245.3918 | 246.5118 | 245.5795 | 238.4833 | 223.667 | 208.2021 | 193.7994 | 181.9361 | 178.4061 | 174.6022 | 165.0487 | 151.1683 | 142.2518 | 0.19131 | 0.20667 | 0.058531 | -0.4208 | -0.72304 | -0.76536 | -0.42995 | -0.12932 | 0.42998 | 0.6556 | -0.13364 | -0.020074 | 1.0078 | 3.9407 | 11.1048 | 10.2032 | 9.3895 | 8.4231 | 2.7404 | 0.33216 | -0.26398 | -0.28657 | -0.40735 | -0.44028 | 75.719 | 73.8971 | 72.2923 | 71.6359 | 70.8698 | 69.8521 | 69.3128 | 69.6676 | 73.3184 | 79.2806 | 84.4973 | 88.3861 | 91.078 | 93.2878 | 94.6888 | 95.0793 | 94.963 | 93.9262 | 92.3118 | 89.6198 | 85.5495 | 81.0275 | 78.3504 | 76.0962 | 4.9946 | 4.0126 | 4.2996 | 3.9081 | 3.5244 | 3.8657 | 3.2195 | 3.043 | 3.3018 | 3.6989 | 4.126 | 5.081 | 4.3739 | 4.383 | 3.7184 | 3.3983 | 2.9492 | 3.3163 | 3.6346 | 3.3722 | 3.6353 | 4.2753 | 4.3598 | 4.7163
Portfolio Adjusted1-in-10AllOrange County2016June Monthly Peak | Portfolio Adjusted | 1-in-10 | All | Orange County | 2016 | June Monthly Peak | 6 | 134.1647 | 129.3648 | 124.043 | 126.0893 | 136.5256 | 165.19 | 191.1689 | 209.0865 | 223.2244 | 231.3853 | 238.2795 | 240.5782 | 238.5467 | 236.8084 | 230.4861 | 219.7889 | 206.3018 | 192.6877 | 184.1891 | 180.9142 | 178.2196 | 170.111 | 156.5696 | 148.4655 | 0.45524 | 0.40639 | 0.22804 | -0.36253 | -0.66192 | -0.6339 | -0.25138 | 0.012821 | 0.37284 | 0.50893 | -0.10903 | 0.051255 | 1.0229 | 3.8848 | 10.7778 | 10.0621 | 9.3863 | 8.4263 | 2.7087 | 0.4394 | -0.20321 | -0.23744 | -0.31957 | -0.42951 | 73.6572 | 72.2303 | 70.9107 | 69.899 | 68.5816 | 67.7168 | 67.3297 | 68.1732 | 71.7158 | 77.0179 | 82.4997 | 87.2187 | 90.8893 | 93.5173 | 95.3758 | 96.2679 | 96.6094 | 95.4311 | 93.7978 | 90.6543 | 86.3854 | 82.3537 | 79.5929 | 77.4355 | 5.4081 | 4.3517 | 4.6224 | 4.1969 | 3.7173 | 3.9718 | 3.3041 | 3.099 | 3.3216 | 3.6932 | 4.0775 | 4.9812 | 4.2325 | 4.2263 | 3.5936 | 3.3392 | 2.9221 | 3.2972 | 3.6794 | 3.4195 | 3.7104 | 4.4063 | 4.5154 | 4.9222
Portfolio Adjusted1-in-10AllOrange County2016July Monthly Peak | Portfolio Adjusted | 1-in-10 | All | Orange County | 2016 | July Monthly Peak | 7 | 137.862 | 132.6444 | 128.5797 | 130.4145 | 141.831 | 172.6348 | 199.5278 | 216.0295 | 229.4582 | 238.1163 | 245.3155 | 247.8224 | 246.8257 | 244.7837 | 239.4231 | 229.331 | 216.3354 | 203.1487 | 194.0198 | 189.2039 | 184.8014 | 176.5929 | 163.0808 | 154.5272 | -0.42507 | -0.2378 | -0.36307 | -0.69875 | -1.0541 | -1.2206 | -0.95655 | -0.50975 | 0.5983 | 1.0488 | -0.19536 | -0.20313 | 0.88578 | 3.7084 | 11.0307 | 10.3682 | 9.5397 | 8.6938 | 3.0953 | 0.083804 | -0.45126 | -0.45706 | -0.70619 | -0.55641 | 79.1768 | 77.7721 | 76.4444 | 75.0232 | 74.1061 | 73.2507 | 72.4141 | 72.8344 | 76.0006 | 80.9759 | 86.3436 | 91.0347 | 93.9734 | 95.4575 | 96.3777 | 96.1997 | 96.0252 | 95.6341 | 94.1024 | 91.4924 | 87.5684 | 83.6035 | 80.9978 | 79.276 | 5.6091 | 4.5038 | 4.8363 | 4.3815 | 3.8979 | 4.1896 | 3.4809 | 3.2319 | 3.4463 | 3.8362 | 4.2372 | 5.1792 | 4.4203 | 4.4096 | 3.7678 | 3.5168 | 3.0929 | 3.5087 | 3.9121 | 3.6097 | 3.8835 | 4.617 | 4.7472 | 5.1711
Portfolio Adjusted1-in-10AllOrange County2016August Monthly Peak | Portfolio Adjusted | 1-in-10 | All | Orange County | 2016 | August Monthly Peak | 8 | 140.9035 | 134.9103 | 130.5334 | 132.8137 | 144.6053 | 176.601 | 206.5614 | 224.8431 | 240.7599 | 250.9963 | 259.2682 | 262.7408 | 262.4558 | 260.9411 | 254.6384 | 241.9012 | 226.8144 | 211.6555 | 200.6108 | 196.5399 | 191.2536 | 180.5084 | 166.3097 | 157.9971 | -1.0993 | -0.72684 | -0.81197 | -0.95184 | -1.3469 | -1.6646 | -1.5139 | -0.92713 | 0.79216 | 1.5088 | -0.27047 | -0.41304 | 0.80813 | 3.7145 | 11.6038 | 10.836 | 9.7704 | 8.9136 | 3.3828 | -0.1973 | -0.64839 | -0.624 | -0.99755 | -0.65037 | 79.4277 | 78.5372 | 77.6646 | 76.6675 | 76.0103 | 75.4665 | 75.4756 | 76.0699 | 78.7264 | 83.6147 | 88.6075 | 93.333 | 97.3579 | 99.6722 | 100.5665 | 101.3234 | 101.3716 | 100.3934 | 99.5864 | 96.8803 | 92.6727 | 88.8946 | 86.2476 | 84.1408 | 5.862 | 4.6839 | 5.0204 | 4.5626 | 4.0637 | 4.3824 | 3.6847 | 3.4395 | 3.6975 | 4.1348 | 4.5791 | 5.6147 | 4.8062 | 4.8065 | 4.0976 | 3.7932 | 3.3158 | 3.738 | 4.1361 | 3.8341 | 4.1096 | 4.8257 | 4.9503 | 5.4063
Portfolio Adjusted1-in-10AllOrange County2016September Monthly Peak | Portfolio Adjusted | 1-in-10 | All | Orange County | 2016 | September Monthly Peak | 9 | 139.3157 | 134.0935 | 130.1498 | 132.1337 | 144.1087 | 175.9336 | 206.7419 | 226.2201 | 244.8277 | 255.4159 | 264.6431 | 268.9213 | 269.3253 | 267.7994 | 260.3464 | 245.7049 | 229.4829 | 213.3328 | 202.5491 | 201.4249 | 192.2188 | 181.5164 | 166.9225 | 157.8084 | -1.1174 | -0.74479 | -0.83008 | -0.95805 | -1.3549 | -1.6775 | -1.5395 | -0.95131 | 0.8133 | 1.5544 | -0.2791 | -0.43213 | 0.82292 | 3.8008 | 11.8578 | 11.0016 | 9.8744 | 8.9775 | 3.424 | -0.21572 | -0.66011 | -0.6348 | -1.0141 | -0.65336 | 81.356 | 80.3979 | 79.4948 | 79.0994 | 78.3554 | 78.0312 | 77.4013 | 76.8881 | 78.8828 | 82.9472 | 87.5264 | 92.1314 | 95.4446 | 97.4144 | 98.4101 | 99.0539 | 99.2127 | 97.9987 | 96.1313 | 92.8245 | 88.7784 | 85.3557 | 82.7134 | 80.5736 | 5.8036 | 4.6617 | 5.0123 | 4.5452 | 4.0551 | 4.3717 | 3.6929 | 3.4652 | 3.7649 | 4.2132 | 4.6802 | 5.7544 | 4.9385 | 4.9394 | 4.195 | 3.8579 | 3.3593 | 3.7726 | 4.1816 | 3.9346 | 4.1358 | 4.8591 | 4.9751 | 5.407
Portfolio Adjusted1-in-10AllOrange County2016October Monthly Peak | Portfolio Adjusted | 1-in-10 | All | Orange County | 2016 | October Monthly Peak | 10 | 131.7111 | 126.8017 | 121.4675 | 122.2779 | 133.9807 | 164.7939 | 194.0913 | 210.1588 | 226.22 | 236.0647 | 246.4984 | 251.4364 | 252.8107 | 252.6587 | 245.3823 | 230.4017 | 214.1139 | 199.8996 | 193.6483 | 189.0706 | 178.6076 | 168.3708 | 155.6332 | 146.1833 | 0.20469 | 0.22068 | 0.062506 | -0.43777 | -0.74787 | -0.78367 | -0.44696 | -0.13158 | 0.43804 | 0.66703 | -0.1365 | -0.020163 | 1.0339 | 4.0548 | 11.4264 | 10.5106 | 9.6565 | 8.6886 | 2.9164 | 0.3526 | -0.26967 | -0.29202 | -0.41882 | -0.45229 | 76.1751 | 74.4181 | 73.0738 | 71.8405 | 70.8919 | 70.2011 | 69.6498 | 69.575 | 71.1208 | 75.4863 | 81.3498 | 87.054 | 91.841 | 95.0516 | 96.261 | 96.9285 | 96.8081 | 95.2512 | 92.1635 | 87.5197 | 82.9167 | 79.8679 | 77.796 | 75.9451 | 5.3093 | 4.2656 | 4.5265 | 4.0701 | 3.6481 | 3.9624 | 3.3547 | 3.115 | 3.3662 | 3.768 | 4.2183 | 5.2062 | 4.4857 | 4.5093 | 3.8259 | 3.5006 | 3.0329 | 3.4207 | 3.8685 | 3.5738 | 3.7186 | 4.3613 | 4.4885 | 4.8467
Portfolio Adjusted1-in-10AllOrange County2016November Monthly Peak | Portfolio Adjusted | 1-in-10 | All | Orange County | 2016 | November Monthly Peak | 11 | 123.8593 | 119.4323 | 115.9598 | 117.2767 | 128.6978 | 158.2524 | 184.1416 | 199.5041 | 212.7727 | 220.9246 | 228.9049 | 231.9584 | 232.5453 | 231.4774 | 224.3338 | 209.7309 | 196.2087 | 189.029 | 178.5733 | 172.7493 | 164.8504 | 156.0852 | 144.6012 | 136.6312 | 1.4133 | 1.1047 | 0.88247 | 0.023274 | -0.21232 | 0.026118 | 0.55098 | 0.61017 | 0.10851 | -0.11719 | -0.0087273 | 0.34597 | 1.1985 | 4.1571 | 10.6816 | 9.7496 | 9.2673 | 8.4851 | 2.3504 | 0.84427 | 0.077676 | 0.012539 | 0.11467 | -0.27556 | 70.2982 | 68.2132 | 67.6305 | 66.2581 | 65.1317 | 63.9942 | 64.2771 | 64.6347 | 66.9569 | 71.5038 | 77.7636 | 83.1343 | 86.4537 | 88.2053 | 89.2173 | 89.0944 | 87.8591 | 85.2463 | 81.7889 | 78.8132 | 76.1619 | 73.9464 | 72.0663 | 71.0832 | 5.1128 | 4.1142 | 4.4251 | 3.9974 | 3.5885 | 3.8965 | 3.2592 | 3.0281 | 3.2422 | 3.6111 | 4.0113 | 4.9183 | 4.2253 | 4.2306 | 3.5818 | 3.2631 | 2.846 | 3.3124 | 3.6531 | 3.3437 | 3.5147 | 4.1402 | 4.2706 | 4.6388
Portfolio Adjusted1-in-10AllOrange County2016December Monthly Peak | Portfolio Adjusted | 1-in-10 | All | Orange County | 2016 | December Monthly Peak | 12 | 115.6878 | 111.3527 | 108.5126 | 108.7497 | 120.013 | 149.5512 | 176.9454 | 188.9727 | 197.3525 | 197.9558 | 199.5505 | 198.0044 | 194.8104 | 190.985 | 183.5308 | 172.1726 | 163.4073 | 160.313 | 154.6896 | 150.7204 | 144.9909 | 139.0612 | 129.7703 | 123.5657 | 1.9667 | 1.5041 | 1.2624 | 0.25458 | 0.069589 | 0.44193 | 1.0607 | 0.97277 | -0.05897 | -0.48171 | 0.050735 | 0.47178 | 1.1216 | 3.6368 | 8.848 | 8.0884 | 7.9156 | 7.3254 | 1.8695 | 0.9949 | 0.23118 | 0.15426 | 0.35927 | -0.17375 | 45.0121 | 44.3958 | 44.2294 | 44.5271 | 44.7579 | 44.6687 | 44.8633 | 44.7911 | 45.3751 | 46.5069 | 47.5693 | 49.0879 | 50.2161 | 50.7988 | 51.1026 | 51.0518 | 50.5501 | 49.6541 | 48.4326 | 47.2326 | 46.206 | 45.6598 | 45.2772 | 44.4028 | 4.9566 | 3.9813 | 4.298 | 3.8474 | 3.4732 | 3.8219 | 3.2506 | 2.9771 | 3.1213 | 3.3583 | 3.6295 | 4.3576 | 3.6739 | 3.6229 | 3.0414 | 2.7803 | 2.4601 | 2.9157 | 3.2845 | 3.028 | 3.2085 | 3.8286 | 3.9779 | 4.3543
Portfolio Adjusted1-in-10AllOrange County2016Typical Event Day | Portfolio Adjusted | 1-in-10 | All | Orange County | 2016 | Typical Event Day | 8 | 140.0954 | 134.0888 | 129.7031 | 131.9852 | 143.6669 | 175.426 | 205.1655 | 222.655 | 237.621 | 246.7979 | 254.0851 | 256.9722 | 256.3632 | 254.9588 | 248.7656 | 236.3355 | 221.6578 | 207.0357 | 196.8436 | 193.0498 | 188.24 | 177.8549 | 163.9949 | 155.995 | -0.5433 | -0.32158 | -0.44046 | -0.74738 | -1.1133 | -1.3099 | -1.0712 | -0.59154 | 0.64691 | 1.1538 | -0.21291 | -0.2432 | 0.898 | 3.8232 | 11.4401 | 10.6683 | 9.7363 | 8.8364 | 3.1705 | 0.038459 | -0.48973 | -0.48635 | -0.75622 | -0.57524 | 78.4044 | 77.2343 | 76.1286 | 75.1723 | 74.2633 | 73.6163 | 73.1552 | 73.4914 | 76.3314 | 81.1389 | 86.2443 | 90.9295 | 94.4163 | 96.5153 | 97.6825 | 98.2112 | 98.3047 | 97.3643 | 95.9045 | 92.9629 | 88.8512 | 85.0519 | 82.3879 | 80.3565 | 5.7164 | 4.5659 | 4.8926 | 4.447 | 3.9597 | 4.2697 | 3.5895 | 3.3406 | 3.5792 | 3.9875 | 4.4013 | 5.3859 | 4.6044 | 4.6061 | 3.9262 | 3.6347 | 3.1782 | 3.5861 | 3.9805 | 3.6937 | 3.9672 | 4.6634 | 4.7876 | 5.2353
Portfolio Adjusted1-in-10AllOrange County2017January Monthly Peak | Portfolio Adjusted | 1-in-10 | All | Orange County | 2017 | January Monthly Peak | 1 | 113.1992 | 109.3295 | 105.9632 | 106.8072 | 118.6865 | 149.9842 | 178.5474 | 191.8031 | 200.7499 | 199.7688 | 200.9448 | 200.4054 | 197.6812 | 192.846 | 184.8824 | 171.9631 | 160.8083 | 157.5319 | 153.1098 | 149.1307 | 144.0034 | 138.0282 | 129.2951 | 123.1965 | 1.9244 | 1.4768 | 1.2327 | 0.25003 | 0.06882 | 0.44321 | 1.0703 | 0.98734 | -0.059985 | -0.48612 | 0.05109 | 0.47751 | 1.1381 | 3.6722 | 8.9131 | 8.0785 | 7.7897 | 7.1984 | 1.8504 | 0.98441 | 0.22961 | 0.15312 | 0.35796 | -0.17323 | 45.8931 | 45.1063 | 44.1167 | 43.3859 | 43.0994 | 42.5301 | 42.0641 | 41.9828 | 42.4804 | 44.7706 | 47.3735 | 49.2111 | 51.0202 | 52.0168 | 52.6709 | 52.6256 | 51.4692 | 49.8313 | 47.3733 | 45.9957 | 45.1811 | 44.7333 | 44.1553 | 43.3964 | 4.8499 | 3.909 | 4.197 | 3.7786 | 3.4348 | 3.833 | 3.2801 | 3.0217 | 3.175 | 3.3891 | 3.6549 | 4.4104 | 3.728 | 3.6582 | 3.0638 | 2.7769 | 2.421 | 2.8651 | 3.251 | 2.996 | 3.1866 | 3.8001 | 3.9633 | 4.3413
Portfolio Adjusted1-in-10AllOrange County2017February Monthly Peak | Portfolio Adjusted | 1-in-10 | All | Orange County | 2017 | February Monthly Peak | 2 | 113.8628 | 109.6114 | 107.0377 | 108.1371 | 119.982 | 150.5396 | 178.0965 | 190.9101 | 199.6727 | 200.7508 | 202.8871 | 204.0524 | 202.5343 | 199.3911 | 192.3952 | 179.2758 | 166.9938 | 161.0867 | 157.6002 | 152.9385 | 147.3864 | 140.1751 | 130.1472 | 123.3213 | 1.9356 | 1.4806 | 1.2452 | 0.25315 | 0.069571 | 0.44485 | 1.0676 | 0.98274 | -0.059664 | -0.48851 | 0.051583 | 0.48619 | 1.1661 | 3.7969 | 9.2753 | 8.4221 | 8.0893 | 7.3608 | 1.9047 | 1.0095 | 0.235 | 0.1555 | 0.36031 | -0.1734 | 51.4966 | 51.8111 | 51.3969 | 50.8739 | 50.772 | 50.0418 | 48.9324 | 49.3705 | 50.3757 | 52.6237 | 54.7973 | 55.8279 | 56.6542 | 57.9012 | 59.0223 | 59.3021 | 58.486 | 58.0908 | 56.5296 | 55.0778 | 53.8722 | 52.3773 | 51.6546 | 50.8679 | 4.8784 | 3.9191 | 4.2396 | 3.8257 | 3.4723 | 3.8472 | 3.2718 | 3.0076 | 3.158 | 3.4057 | 3.6902 | 4.4907 | 3.8195 | 3.7824 | 3.1883 | 2.895 | 2.5141 | 2.9298 | 3.3463 | 3.0725 | 3.2615 | 3.8592 | 3.9895 | 4.3457
Portfolio Adjusted1-in-10AllOrange County2017March Monthly Peak | Portfolio Adjusted | 1-in-10 | All | Orange County | 2017 | March Monthly Peak | 3 | 119.2679 | 114.7295 | 110.9043 | 112.3432 | 123.3395 | 153.3432 | 181.3065 | 194.4066 | 203.9894 | 207.441 | 212.1001 | 214.5481 | 215.2072 | 214.3871 | 208.0537 | 195.0309 | 181.8898 | 170.7437 | 164.3197 | 163.509 | 157.8672 | 149.3788 | 138.0791 | 129.7189 | 2.0275 | 1.5498 | 1.2902 | 0.26299 | 0.071518 | 0.45314 | 1.0869 | 1.0007 | -0.060953 | -0.50479 | 0.053926 | 0.5112 | 1.239 | 4.0824 | 10.0302 | 9.1622 | 8.8109 | 7.8021 | 1.9859 | 1.0793 | 0.25172 | 0.16571 | 0.38227 | -0.1824 | 62.249 | 60.4298 | 58.6651 | 57.8835 | 57.4265 | 57.058 | 57.0364 | 57.2891 | 58.2801 | 61.9385 | 66.1702 | 70.7146 | 74.4369 | 76.4905 | 77.4768 | 78.1506 | 78.291 | 77.6791 | 76.1187 | 73.3856 | 69.9252 | 66.8892 | 64.4694 | 61.8289 | 5.11 | 4.1021 | 4.3927 | 3.9745 | 3.5695 | 3.9188 | 3.3307 | 3.0627 | 3.2262 | 3.5192 | 3.8578 | 4.7216 | 4.0585 | 4.0668 | 3.4478 | 3.1495 | 2.7384 | 3.1054 | 3.489 | 3.2849 | 3.4934 | 4.1126 | 4.2326 | 4.5711
Portfolio Adjusted1-in-10AllOrange County2017April Monthly Peak | Portfolio Adjusted | 1-in-10 | All | Orange County | 2017 | April Monthly Peak | 4 | 121.4176 | 117.0751 | 113.3951 | 115.286 | 126.4751 | 156.7354 | 183.3755 | 199.0691 | 212.0167 | 219.789 | 227.5334 | 231.6301 | 232.7966 | 231.7903 | 224.7574 | 211.1439 | 196.9572 | 184.0389 | 173.3159 | 172.6548 | 167.1943 | 157.851 | 144.9588 | 135.5302 | 0.97704 | 0.78289 | 0.58836 | -0.12579 | -0.37838 | -0.23733 | 0.21732 | 0.35852 | 0.21133 | 0.13515 | -0.048714 | 0.22124 | 1.1152 | 4.0116 | 10.6213 | 9.7528 | 9.1594 | 8.1717 | 2.3935 | 0.66572 | -0.034255 | -0.08508 | -0.05741 | -0.32316 | 72.2809 | 70.2706 | 68.5193 | 66.688 | 65.7556 | 65.0297 | 64.3363 | 64.5128 | 67.6899 | 73.4009 | 79.8299 | 85.7586 | 89.6467 | 91.6464 | 92.4071 | 93.0077 | 92.9835 | 92.1457 | 90.5663 | 86.9826 | 81.9031 | 77.8259 | 75.0252 | 72.7426 | 4.9395 | 3.9747 | 4.2647 | 3.8727 | 3.4755 | 3.8033 | 3.1987 | 2.9778 | 3.1839 | 3.5405 | 3.9296 | 4.8402 | 4.1686 | 4.175 | 3.5366 | 3.2375 | 2.8156 | 3.1783 | 3.4942 | 3.2935 | 3.5131 | 4.1265 | 4.2192 | 4.5348
Portfolio Adjusted1-in-10AllOrange County2017May Monthly Peak | Portfolio Adjusted | 1-in-10 | All | Orange County | 2017 | May Monthly Peak | 5 | 123.904 | 119.2796 | 115.3757 | 117.4096 | 129.4386 | 160.7731 | 186.265 | 205.3 | 221.8915 | 231.7353 | 241.1055 | 245.3917 | 246.5118 | 245.5795 | 238.4833 | 223.667 | 208.2021 | 193.7994 | 181.9361 | 178.4061 | 174.6022 | 165.0487 | 151.1683 | 142.2518 | 0.19131 | 0.20667 | 0.058531 | -0.4208 | -0.72304 | -0.76536 | -0.42995 | -0.12932 | 0.42998 | 0.6556 | -0.13364 | -0.020074 | 1.0078 | 3.9407 | 11.1048 | 10.2032 | 9.3894 | 8.4231 | 2.7404 | 0.33216 | -0.26398 | -0.28657 | -0.40735 | -0.44028 | 75.719 | 73.8971 | 72.2923 | 71.6359 | 70.8698 | 69.8521 | 69.3128 | 69.6676 | 73.3184 | 79.2806 | 84.4973 | 88.3861 | 91.078 | 93.2878 | 94.6888 | 95.0793 | 94.963 | 93.9262 | 92.3118 | 89.6198 | 85.5495 | 81.0275 | 78.3504 | 76.0962 | 4.9946 | 4.0126 | 4.2996 | 3.9081 | 3.5244 | 3.8657 | 3.2195 | 3.043 | 3.3018 | 3.6989 | 4.126 | 5.081 | 4.3739 | 4.383 | 3.7184 | 3.3983 | 2.9492 | 3.3163 | 3.6346 | 3.3722 | 3.6353 | 4.2753 | 4.3598 | 4.7163
Portfolio Adjusted1-in-10AllOrange County2017June Monthly Peak | Portfolio Adjusted | 1-in-10 | All | Orange County | 2017 | June Monthly Peak | 6 | 134.1647 | 129.3648 | 124.043 | 126.0893 | 136.5256 | 165.19 | 191.1689 | 209.0865 | 223.2244 | 231.3853 | 238.2795 | 240.5782 | 238.5467 | 236.8084 | 230.4861 | 219.7889 | 206.3018 | 192.6877 | 184.1891 | 180.9142 | 178.2196 | 170.111 | 156.5696 | 148.4655 | 0.45524 | 0.40639 | 0.22804 | -0.36253 | -0.66192 | -0.6339 | -0.25138 | 0.012821 | 0.37284 | 0.50893 | -0.10903 | 0.051255 | 1.0229 | 3.8848 | 10.7778 | 10.0621 | 9.3863 | 8.4263 | 2.7087 | 0.4394 | -0.20321 | -0.23744 | -0.31957 | -0.42951 | 73.6572 | 72.2303 | 70.9107 | 69.899 | 68.5816 | 67.7168 | 67.3297 | 68.1732 | 71.7158 | 77.0179 | 82.4997 | 87.2187 | 90.8893 | 93.5173 | 95.3758 | 96.2679 | 96.6094 | 95.4311 | 93.7978 | 90.6543 | 86.3854 | 82.3537 | 79.5929 | 77.4355 | 5.4081 | 4.3517 | 4.6224 | 4.1969 | 3.7173 | 3.9718 | 3.3041 | 3.099 | 3.3216 | 3.6932 | 4.0775 | 4.9812 | 4.2325 | 4.2263 | 3.5936 | 3.3392 | 2.9221 | 3.2972 | 3.6794 | 3.4195 | 3.7104 | 4.4063 | 4.5154 | 4.9222
Portfolio Adjusted1-in-10AllOrange County2017July Monthly Peak | Portfolio Adjusted | 1-in-10 | All | Orange County | 2017 | July Monthly Peak | 7 | 137.862 | 132.6444 | 128.5797 | 130.4145 | 141.831 | 172.6348 | 199.5278 | 216.0295 | 229.4582 | 238.1163 | 245.3155 | 247.8224 | 246.8257 | 244.7837 | 239.4231 | 229.331 | 216.3354 | 203.1487 | 194.0198 | 189.2039 | 184.8014 | 176.5929 | 163.0808 | 154.5272 | -0.42507 | -0.2378 | -0.36307 | -0.69875 | -1.0541 | -1.2206 | -0.95655 | -0.50975 | 0.5983 | 1.0488 | -0.19536 | -0.20313 | 0.88578 | 3.7084 | 11.0307 | 10.3682 | 9.5397 | 8.6938 | 3.0953 | 0.083804 | -0.45126 | -0.45706 | -0.70619 | -0.55641 | 79.1768 | 77.7721 | 76.4444 | 75.0232 | 74.1061 | 73.2507 | 72.4141 | 72.8344 | 76.0007 | 80.9759 | 86.3436 | 91.0347 | 93.9734 | 95.4575 | 96.3777 | 96.1997 | 96.0252 | 95.6341 | 94.1024 | 91.4924 | 87.5684 | 83.6035 | 80.9978 | 79.276 | 5.6091 | 4.5038 | 4.8363 | 4.3815 | 3.8979 | 4.1896 | 3.4809 | 3.2319 | 3.4463 | 3.8362 | 4.2372 | 5.1792 | 4.4203 | 4.4096 | 3.7678 | 3.5168 | 3.0929 | 3.5087 | 3.9121 | 3.6097 | 3.8835 | 4.617 | 4.7472 | 5.1711
Portfolio Adjusted1-in-10AllOrange County2017August Monthly Peak | Portfolio Adjusted | 1-in-10 | All | Orange County | 2017 | August Monthly Peak | 8 | 140.9035 | 134.9102 | 130.5334 | 132.8137 | 144.6053 | 176.601 | 206.5614 | 224.8431 | 240.7599 | 250.9964 | 259.2682 | 262.7408 | 262.4558 | 260.9411 | 254.6384 | 241.9012 | 226.8144 | 211.6555 | 200.6108 | 196.5399 | 191.2536 | 180.5084 | 166.3097 | 157.9971 | -1.0993 | -0.72684 | -0.81197 | -0.95184 | -1.3469 | -1.6646 | -1.5139 | -0.92713 | 0.79216 | 1.5088 | -0.27047 | -0.41304 | 0.80813 | 3.7145 | 11.6038 | 10.836 | 9.7703 | 8.9136 | 3.3828 | -0.1973 | -0.64839 | -0.624 | -0.99755 | -0.65037 | 79.4277 | 78.5372 | 77.6646 | 76.6675 | 76.0103 | 75.4665 | 75.4756 | 76.0699 | 78.7264 | 83.6147 | 88.6075 | 93.3331 | 97.3579 | 99.6721 | 100.5665 | 101.3234 | 101.3716 | 100.3934 | 99.5864 | 96.8803 | 92.6727 | 88.8946 | 86.2476 | 84.1408 | 5.862 | 4.6839 | 5.0204 | 4.5626 | 4.0637 | 4.3824 | 3.6847 | 3.4395 | 3.6975 | 4.1348 | 4.5791 | 5.6147 | 4.8062 | 4.8065 | 4.0976 | 3.7932 | 3.3158 | 3.738 | 4.1361 | 3.8341 | 4.1096 | 4.8257 | 4.9503 | 5.4063
Portfolio Adjusted1-in-10AllOrange County2017September Monthly Peak | Portfolio Adjusted | 1-in-10 | All | Orange County | 2017 | September Monthly Peak | 9 | 139.3157 | 134.0935 | 130.1498 | 132.1337 | 144.1087 | 175.9335 | 206.7419 | 226.2201 | 244.8277 | 255.4159 | 264.6431 | 268.9214 | 269.3253 | 267.7994 | 260.3464 | 245.7049 | 229.4829 | 213.3328 | 202.5491 | 201.4249 | 192.2187 | 181.5164 | 166.9225 | 157.8084 | -1.1174 | -0.74479 | -0.83008 | -0.95805 | -1.3549 | -1.6775 | -1.5395 | -0.95131 | 0.8133 | 1.5544 | -0.2791 | -0.43213 | 0.82292 | 3.8008 | 11.8578 | 11.0016 | 9.8744 | 8.9775 | 3.424 | -0.21572 | -0.66011 | -0.6348 | -1.0141 | -0.65336 | 81.356 | 80.3979 | 79.4948 | 79.0994 | 78.3554 | 78.0312 | 77.4013 | 76.8881 | 78.8828 | 82.9472 | 87.5264 | 92.1314 | 95.4446 | 97.4144 | 98.4101 | 99.0539 | 99.2127 | 97.9987 | 96.1312 | 92.8245 | 88.7784 | 85.3557 | 82.7134 | 80.5736 | 5.8036 | 4.6617 | 5.0123 | 4.5452 | 4.0551 | 4.3717 | 3.6929 | 3.4652 | 3.7649 | 4.2132 | 4.6802 | 5.7544 | 4.9385 | 4.9394 | 4.195 | 3.8579 | 3.3593 | 3.7726 | 4.1816 | 3.9346 | 4.1358 | 4.8591 | 4.9751 | 5.407
Portfolio Adjusted1-in-10AllOrange County2017October Monthly Peak | Portfolio Adjusted | 1-in-10 | All | Orange County | 2017 | October Monthly Peak | 10 | 131.7111 | 126.8017 | 121.4675 | 122.2779 | 133.9807 | 164.7939 | 194.0913 | 210.1588 | 226.22 | 236.0647 | 246.4984 | 251.4364 | 252.8107 | 252.6587 | 245.3823 | 230.4017 | 214.1139 | 199.8996 | 193.6483 | 189.0707 | 178.6076 | 168.3708 | 155.6332 | 146.1834 | 0.20469 | 0.22068 | 0.062506 | -0.43777 | -0.74787 | -0.78367 | -0.44696 | -0.13158 | 0.43804 | 0.66703 | -0.1365 | -0.020163 | 1.0339 | 4.0548 | 11.4264 | 10.5106 | 9.6565 | 8.6886 | 2.9164 | 0.3526 | -0.26967 | -0.29202 | -0.41882 | -0.45229 | 76.1751 | 74.4181 | 73.0738 | 71.8405 | 70.8919 | 70.2011 | 69.6498 | 69.575 | 71.1208 | 75.4863 | 81.3498 | 87.054 | 91.841 | 95.0516 | 96.261 | 96.9285 | 96.8081 | 95.2512 | 92.1635 | 87.5197 | 82.9167 | 79.8679 | 77.796 | 75.9451 | 5.3093 | 4.2656 | 4.5265 | 4.0701 | 3.6481 | 3.9624 | 3.3547 | 3.115 | 3.3662 | 3.768 | 4.2183 | 5.2062 | 4.4857 | 4.5093 | 3.8259 | 3.5006 | 3.0329 | 3.4207 | 3.8685 | 3.5738 | 3.7186 | 4.3613 | 4.4885 | 4.8467
Portfolio Adjusted1-in-10AllOrange County2017November Monthly Peak | Portfolio Adjusted | 1-in-10 | All | Orange County | 2017 | November Monthly Peak | 11 | 123.8593 | 119.4323 | 115.9598 | 117.2767 | 128.6978 | 158.2524 | 184.1416 | 199.5041 | 212.7727 | 220.9246 | 228.9049 | 231.9584 | 232.5453 | 231.4774 | 224.3338 | 209.7309 | 196.2087 | 189.029 | 178.5733 | 172.7493 | 164.8504 | 156.0852 | 144.6012 | 136.6312 | 1.4133 | 1.1047 | 0.88247 | 0.023274 | -0.21232 | 0.026118 | 0.55098 | 0.61017 | 0.10851 | -0.11719 | -0.0087273 | 0.34597 | 1.1985 | 4.1571 | 10.6816 | 9.7496 | 9.2673 | 8.4851 | 2.3504 | 0.84427 | 0.077676 | 0.012539 | 0.11467 | -0.27556 | 70.2982 | 68.2132 | 67.6305 | 66.2581 | 65.1317 | 63.9942 | 64.2771 | 64.6347 | 66.9569 | 71.5038 | 77.7636 | 83.1343 | 86.4537 | 88.2053 | 89.2173 | 89.0944 | 87.8591 | 85.2464 | 81.7889 | 78.8132 | 76.1619 | 73.9464 | 72.0663 | 71.0832 | 5.1128 | 4.1142 | 4.4251 | 3.9974 | 3.5885 | 3.8965 | 3.2592 | 3.0281 | 3.2422 | 3.6111 | 4.0113 | 4.9183 | 4.2253 | 4.2306 | 3.5818 | 3.2631 | 2.846 | 3.3124 | 3.6531 | 3.3437 | 3.5147 | 4.1403 | 4.2706 | 4.6388
Portfolio Adjusted1-in-10AllOrange County2017December Monthly Peak | Portfolio Adjusted | 1-in-10 | All | Orange County | 2017 | December Monthly Peak | 12 | 115.6878 | 111.3527 | 108.5126 | 108.7498 | 120.013 | 149.5512 | 176.9454 | 188.9727 | 197.3525 | 197.9558 | 199.5505 | 198.0044 | 194.8104 | 190.985 | 183.5308 | 172.1726 | 163.4073 | 160.313 | 154.6896 | 150.7204 | 144.9909 | 139.0612 | 129.7702 | 123.5657 | 1.9667 | 1.5041 | 1.2624 | 0.25458 | 0.069589 | 0.44193 | 1.0607 | 0.97277 | -0.05897 | -0.48171 | 0.050735 | 0.47178 | 1.1216 | 3.6368 | 8.848 | 8.0884 | 7.9156 | 7.3254 | 1.8695 | 0.9949 | 0.23118 | 0.15426 | 0.35927 | -0.17375 | 45.0121 | 44.3958 | 44.2294 | 44.5271 | 44.7579 | 44.6687 | 44.8633 | 44.7911 | 45.3751 | 46.5069 | 47.5693 | 49.0879 | 50.2161 | 50.7988 | 51.1026 | 51.0518 | 50.5501 | 49.6541 | 48.4326 | 47.2326 | 46.206 | 45.6598 | 45.2772 | 44.4028 | 4.9566 | 3.9814 | 4.298 | 3.8474 | 3.4732 | 3.8219 | 3.2506 | 2.9771 | 3.1213 | 3.3583 | 3.6295 | 4.3576 | 3.6739 | 3.6229 | 3.0414 | 2.7803 | 2.4601 | 2.9157 | 3.2845 | 3.028 | 3.2085 | 3.8286 | 3.9779 | 4.3543
Portfolio Adjusted1-in-10AllOrange County2017Typical Event Day | Portfolio Adjusted | 1-in-10 | All | Orange County | 2017 | Typical Event Day | 8 | 140.0953 | 134.0888 | 129.7031 | 131.9852 | 143.6669 | 175.426 | 205.1655 | 222.655 | 237.621 | 246.7979 | 254.0851 | 256.9722 | 256.3632 | 254.9588 | 248.7656 | 236.3355 | 221.6578 | 207.0357 | 196.8437 | 193.0498 | 188.24 | 177.8549 | 163.9949 | 155.995 | -0.5433 | -0.32158 | -0.44046 | -0.74738 | -1.1133 | -1.3099 | -1.0712 | -0.59154 | 0.64691 | 1.1538 | -0.21291 | -0.2432 | 0.898 | 3.8232 | 11.4401 | 10.6683 | 9.7363 | 8.8364 | 3.1705 | 0.038459 | -0.48973 | -0.48635 | -0.75622 | -0.57524 | 78.4044 | 77.2343 | 76.1286 | 75.1723 | 74.2633 | 73.6163 | 73.1552 | 73.4914 | 76.3314 | 81.1389 | 86.2443 | 90.9295 | 94.4163 | 96.5153 | 97.6825 | 98.2112 | 98.3047 | 97.3643 | 95.9045 | 92.9629 | 88.8512 | 85.0519 | 82.3879 | 80.3565 | 5.7164 | 4.5659 | 4.8926 | 4.447 | 3.9597 | 4.2697 | 3.5895 | 3.3406 | 3.5792 | 3.9875 | 4.4013 | 5.3859 | 4.6044 | 4.6061 | 3.9262 | 3.6347 | 3.1782 | 3.5861 | 3.9805 | 3.6937 | 3.9672 | 4.6634 | 4.7876 | 5.2353
Portfolio Adjusted1-in-10AllOrange County2018January Monthly Peak | Portfolio Adjusted | 1-in-10 | All | Orange County | 2018 | January Monthly Peak | 1 | 113.1992 | 109.3295 | 105.9632 | 106.8072 | 118.6865 | 149.9842 | 178.5474 | 191.8031 | 200.7499 | 199.7688 | 200.9448 | 200.4054 | 197.6812 | 192.8459 | 184.8824 | 171.9631 | 160.8083 | 157.5319 | 153.1098 | 149.1307 | 144.0034 | 138.0282 | 129.2951 | 123.1965 | 1.9244 | 1.4768 | 1.2327 | 0.25003 | 0.06882 | 0.44321 | 1.0703 | 0.98734 | -0.059985 | -0.48612 | 0.05109 | 0.47751 | 1.1381 | 3.6722 | 8.9131 | 8.0785 | 7.7897 | 7.1984 | 1.8504 | 0.98441 | 0.22961 | 0.15312 | 0.35796 | -0.17323 | 45.8931 | 45.1063 | 44.1167 | 43.3859 | 43.0994 | 42.5301 | 42.0641 | 41.9828 | 42.4804 | 44.7706 | 47.3735 | 49.2111 | 51.0202 | 52.0168 | 52.6709 | 52.6256 | 51.4692 | 49.8313 | 47.3734 | 45.9957 | 45.1811 | 44.7333 | 44.1553 | 43.3964 | 4.8499 | 3.909 | 4.197 | 3.7786 | 3.4348 | 3.833 | 3.2801 | 3.0217 | 3.175 | 3.3891 | 3.6549 | 4.4104 | 3.728 | 3.6582 | 3.0638 | 2.7769 | 2.421 | 2.8651 | 3.251 | 2.996 | 3.1866 | 3.8001 | 3.9633 | 4.3413
Portfolio Adjusted1-in-10AllOrange County2018February Monthly Peak | Portfolio Adjusted | 1-in-10 | All | Orange County | 2018 | February Monthly Peak | 2 | 113.8628 | 109.6114 | 107.0377 | 108.1371 | 119.982 | 150.5396 | 178.0965 | 190.91 | 199.6728 | 200.7508 | 202.8871 | 204.0524 | 202.5343 | 199.3911 | 192.3952 | 179.2758 | 166.9938 | 161.0867 | 157.6002 | 152.9385 | 147.3864 | 140.1751 | 130.1472 | 123.3213 | 1.9356 | 1.4806 | 1.2452 | 0.25315 | 0.069571 | 0.44485 | 1.0676 | 0.98274 | -0.059664 | -0.48851 | 0.051583 | 0.4862 | 1.1661 | 3.7969 | 9.2753 | 8.4221 | 8.0893 | 7.3608 | 1.9047 | 1.0095 | 0.235 | 0.1555 | 0.36031 | -0.1734 | 51.4966 | 51.8111 | 51.3969 | 50.8739 | 50.772 | 50.0418 | 48.9324 | 49.3705 | 50.3757 | 52.6236 | 54.7973 | 55.8279 | 56.6542 | 57.9012 | 59.0223 | 59.3021 | 58.486 | 58.0908 | 56.5296 | 55.0778 | 53.8722 | 52.3773 | 51.6546 | 50.8679 | 4.8784 | 3.9191 | 4.2396 | 3.8257 | 3.4723 | 3.8472 | 3.2718 | 3.0076 | 3.158 | 3.4057 | 3.6902 | 4.4907 | 3.8195 | 3.7824 | 3.1883 | 2.895 | 2.5141 | 2.9298 | 3.3463 | 3.0725 | 3.2615 | 3.8592 | 3.9895 | 4.3457
Portfolio Adjusted1-in-10AllOrange County2018March Monthly Peak | Portfolio Adjusted | 1-in-10 | All | Orange County | 2018 | March Monthly Peak | 3 | 119.2679 | 114.7295 | 110.9043 | 112.3432 | 123.3395 | 153.3432 | 181.3065 | 194.4066 | 203.9894 | 207.441 | 212.1001 | 214.5481 | 215.2072 | 214.387 | 208.0537 | 195.0309 | 181.8898 | 170.7437 | 164.3197 | 163.509 | 157.8672 | 149.3788 | 138.0791 | 129.719 | 2.0275 | 1.5498 | 1.2902 | 0.26299 | 0.071518 | 0.45314 | 1.0869 | 1.0007 | -0.060953 | -0.50479 | 0.053926 | 0.5112 | 1.239 | 4.0824 | 10.0302 | 9.1622 | 8.8109 | 7.8021 | 1.9859 | 1.0793 | 0.25172 | 0.16571 | 0.38227 | -0.1824 | 62.249 | 60.4298 | 58.6651 | 57.8835 | 57.4265 | 57.058 | 57.0364 | 57.2891 | 58.2801 | 61.9385 | 66.1702 | 70.7146 | 74.4369 | 76.4905 | 77.4768 | 78.1506 | 78.291 | 77.6791 | 76.1187 | 73.3856 | 69.9252 | 66.8892 | 64.4694 | 61.8289 | 5.11 | 4.1021 | 4.3927 | 3.9745 | 3.5695 | 3.9188 | 3.3307 | 3.0627 | 3.2262 | 3.5192 | 3.8578 | 4.7216 | 4.0585 | 4.0668 | 3.4478 | 3.1495 | 2.7384 | 3.1054 | 3.489 | 3.2849 | 3.4934 | 4.1126 | 4.2326 | 4.5711
Portfolio Adjusted1-in-10AllOrange County2018April Monthly Peak | Portfolio Adjusted | 1-in-10 | All | Orange County | 2018 | April Monthly Peak | 4 | 4.6206 | 4.4214 | 4.2772 | 4.304 | 4.5311 | 5.1988 | 5.9156 | 6.423 | 7.2197 | 8.001 | 8.6819 | 9.136 | 9.3917 | 9.5394 | 9.5259 | 9.2623 | 8.766 | 7.9234 | 7.1386 | 7.0833 | 6.8175 | 6.2685 | 5.6272 | 5.134 | 0.014675 | 0.011759 | 0.0088369 | -0.0018892 | -0.005683 | -0.0035645 | 0.0032641 | 0.0053848 | 0.0031741 | 0.0020298 | -0.00073166 | 0.0033229 | 0.01675 | 0.060252 | 0.20471 | 0.19733 | 0.18935 | 0.1617 | 0.035949 | 0.0099988 | -0.00051449 | -0.0012779 | -0.00086226 | -0.0048537 | 71.2278 | 69.4481 | 67.8598 | 66.2194 | 65.2421 | 64.5804 | 64.019 | 64.1262 | 67.1619 | 72.6896 | 78.6133 | 84.0368 | 87.6459 | 89.5987 | 90.2355 | 90.7043 | 90.6888 | 89.8615 | 88.2223 | 84.587 | 79.6373 | 75.7126 | 73.1432 | 71.1467 | 0.074587 | 0.060333 | 0.0643 | 0.058477 | 0.052601 | 0.058082 | 0.048773 | 0.045266 | 0.048461 | 0.053918 | 0.05984 | 0.073468 | 0.063555 | 0.063684 | 0.054236 | 0.049718 | 0.043346 | 0.048471 | 0.052986 | 0.050056 | 0.053362 | 0.062376 | 0.063782 | 0.068531
Portfolio Adjusted1-in-10AllOrange County2018May Monthly Peak | Portfolio Adjusted | 1-in-10 | All | Orange County | 2018 | May Monthly Peak | 5 | 4.7638 | 4.5542 | 4.3972 | 4.4121 | 4.6534 | 5.3177 | 5.9292 | 6.6756 | 7.6336 | 8.525 | 9.292 | 9.7582 | 9.9921 | 10.129 | 10.0811 | 9.7616 | 9.2523 | 8.3228 | 7.4505 | 7.2015 | 7.1039 | 6.5441 | 5.8713 | 5.3883 | 0.0028733 | 0.0031041 | 0.00087911 | -0.0063202 | -0.01086 | -0.011495 | -0.0064577 | -0.0019423 | 0.0064581 | 0.0098467 | -0.0020072 | -0.0003015 | 0.015137 | 0.059187 | 0.21426 | 0.20656 | 0.19556 | 0.16738 | 0.041159 | 0.0049888 | -0.0039648 | -0.0043041 | -0.0061182 | -0.0066128 | 74.3455 | 72.6543 | 71.1803 | 70.5879 | 69.9412 | 69.1264 | 68.7256 | 69.0324 | 72.6098 | 78.3121 | 83.1659 | 86.7136 | 89.1725 | 91.115 | 92.392 | 92.7575 | 92.5728 | 91.4888 | 89.9668 | 87.2613 | 83.2192 | 78.9708 | 76.4746 | 74.3467 | 0.075436 | 0.060933 | 0.064839 | 0.059019 | 0.053349 | 0.05902 | 0.049027 | 0.046284 | 0.050293 | 0.056374 | 0.06288 | 0.077165 | 0.066725 | 0.066888 | 0.057039 | 0.052194 | 0.045422 | 0.050585 | 0.055114 | 0.051226 | 0.055222 | 0.064629 | 0.065912 | 0.071274
Portfolio Adjusted1-in-10AllOrange County2018June Monthly Peak | Portfolio Adjusted | 1-in-10 | All | Orange County | 2018 | June Monthly Peak | 6 | 4.9584 | 4.736 | 4.5619 | 4.5692 | 4.7935 | 5.3679 | 6.0084 | 6.8563 | 7.8033 | 8.6949 | 9.457 | 9.9113 | 10.0819 | 10.2229 | 10.2056 | 9.9367 | 9.4398 | 8.5484 | 7.7144 | 7.2816 | 7.1937 | 6.693 | 6.0143 | 5.5182 | 0.0068374 | 0.0061038 | 0.0034251 | -0.005445 | -0.0099417 | -0.0095209 | -0.0037755 | 0.00019257 | 0.0055998 | 0.0076438 | -0.0016375 | 0.00076982 | 0.015363 | 0.058348 | 0.21076 | 0.20618 | 0.1973 | 0.16924 | 0.040684 | 0.0065996 | -0.0030521 | -0.0035663 | -0.0047997 | -0.006451 | 72.1371 | 70.941 | 69.7704 | 68.8677 | 67.7083 | 66.8849 | 66.5282 | 67.5857 | 70.9867 | 75.9171 | 80.9813 | 85.4655 | 88.8051 | 91.0423 | 92.6301 | 93.3469 | 93.6814 | 92.5102 | 91.022 | 87.871 | 83.6893 | 80.0173 | 77.5314 | 75.6857 | 0.081621 | 0.065985 | 0.069675 | 0.063339 | 0.056233 | 0.060564 | 0.05027 | 0.047156 | 0.050634 | 0.056348 | 0.062236 | 0.075756 | 0.064713 | 0.064658 | 0.055305 | 0.051422 | 0.045116 | 0.050381 | 0.055837 | 0.051938 | 0.056345 | 0.066599 | 0.068248 | 0.074356
Portfolio Adjusted1-in-10AllOrange County2018July Monthly Peak | Portfolio Adjusted | 1-in-10 | All | Orange County | 2018 | July Monthly Peak | 7 | 5.1337 | 4.9113 | 4.7449 | 4.7591 | 4.9985 | 5.682 | 6.3855 | 7.2893 | 8.3323 | 9.3133 | 10.1402 | 10.6157 | 10.8118 | 10.9338 | 10.9262 | 10.6461 | 10.1202 | 9.152 | 8.2026 | 7.7071 | 7.5742 | 7.0182 | 6.297 | 5.7704 | -0.0063843 | -0.0035716 | -0.0054532 | -0.010495 | -0.015832 | -0.018333 | -0.014367 | -0.0076562 | 0.0089861 | 0.015753 | -0.0029342 | -0.0030509 | 0.013304 | 0.055698 | 0.21838 | 0.21518 | 0.20413 | 0.17661 | 0.04649 | 0.0012587 | -0.0067777 | -0.0068648 | -0.010607 | -0.008357 | 77.6842 | 76.4077 | 75.204 | 74.0307 | 73.2613 | 72.5586 | 71.9049 | 72.3513 | 75.2394 | 79.918 | 84.998 | 89.2138 | 91.4976 | 92.6867 | 93.6638 | 93.6268 | 93.3832 | 92.8795 | 91.3708 | 88.8541 | 85.0993 | 81.5434 | 79.275 | 77.7786 | 0.084647 | 0.068283 | 0.072896 | 0.066121 | 0.058953 | 0.06389 | 0.052979 | 0.049232 | 0.052627 | 0.058642 | 0.064805 | 0.078884 | 0.067709 | 0.067578 | 0.0581 | 0.054252 | 0.047826 | 0.053645 | 0.059377 | 0.054838 | 0.058989 | 0.069786 | 0.071743 | 0.078107
Portfolio Adjusted1-in-10AllOrange County2018August Monthly Peak | Portfolio Adjusted | 1-in-10 | All | Orange County | 2018 | August Monthly Peak | 8 | 5.2844 | 5.0367 | 4.8577 | 4.8813 | 5.137 | 5.8762 | 6.6858 | 7.5442 | 8.7344 | 9.8294 | 10.708 | 11.213 | 11.4136 | 11.5236 | 11.5047 | 11.1696 | 10.603 | 9.5572 | 8.5095 | 8.1009 | 7.8567 | 7.1951 | 6.4462 | 5.9116 | -0.016511 | -0.010917 | -0.012195 | -0.014296 | -0.02023 | -0.025002 | -0.022737 | -0.013925 | 0.011898 | 0.022661 | -0.0040623 | -0.0062036 | 0.012138 | 0.05579 | 0.22915 | 0.22487 | 0.21037 | 0.18198 | 0.050808 | -0.0029634 | -0.0097385 | -0.0093722 | -0.014983 | -0.0097682 | 77.9374 | 77.1731 | 76.3993 | 75.5784 | 74.972 | 74.4653 | 74.4667 | 75.0183 | 77.5927 | 82.2878 | 86.8927 | 91.201 | 94.704 | 96.8189 | 97.6439 | 98.4399 | 98.635 | 97.9419 | 97.1238 | 94.3256 | 89.977 | 86.5113 | 84.1642 | 82.1117 | 0.088456 | 0.071008 | 0.075666 | 0.068849 | 0.061453 | 0.066842 | 0.056116 | 0.052351 | 0.056421 | 0.063168 | 0.069983 | 0.085461 | 0.073536 | 0.073559 | 0.063076 | 0.05843 | 0.051214 | 0.057121 | 0.062759 | 0.058253 | 0.062407 | 0.072925 | 0.074797 | 0.081641
Portfolio Adjusted1-in-10AllOrange County2018September Monthly Peak | Portfolio Adjusted | 1-in-10 | All | Orange County | 2018 | September Monthly Peak | 9 | 5.1903 | 4.9641 | 4.8062 | 4.8258 | 5.094 | 5.8487 | 6.7921 | 7.5435 | 8.7697 | 9.8825 | 10.7673 | 11.2697 | 11.486 | 11.6014 | 11.497 | 11.0967 | 10.5006 | 9.4296 | 8.4706 | 8.3254 | 7.7811 | 7.1237 | 6.3867 | 5.8366 | -0.016782 | -0.011186 | -0.012467 | -0.014389 | -0.020349 | -0.025196 | -0.023122 | -0.014288 | 0.012215 | 0.023346 | -0.004192 | -0.0064904 | 0.01236 | 0.057086 | 0.23239 | 0.22627 | 0.21064 | 0.18179 | 0.051427 | -0.00324 | -0.0099146 | -0.0095344 | -0.015232 | -0.0098132 | 79.7611 | 78.9122 | 77.9823 | 77.465 | 76.7733 | 76.4733 | 75.9154 | 75.5461 | 77.5629 | 81.4637 | 85.7541 | 90.1579 | 93.3405 | 95.227 | 96.066 | 96.6463 | 96.7072 | 95.4634 | 93.6435 | 90.2246 | 86.2303 | 83.0522 | 80.6785 | 78.756 | 0.087569 | 0.070653 | 0.075537 | 0.068579 | 0.061314 | 0.066669 | 0.056321 | 0.052725 | 0.05741 | 0.06432 | 0.071467 | 0.08752 | 0.075477 | 0.075511 | 0.064466 | 0.059331 | 0.051797 | 0.057586 | 0.06342 | 0.059795 | 0.062771 | 0.073406 | 0.075153 | 0.081635
Portfolio Adjusted1-in-10AllOrange County2018October Monthly Peak | Portfolio Adjusted | 1-in-10 | All | Orange County | 2018 | October Monthly Peak | 10 | 4.8782 | 4.6734 | 4.4985 | 4.5009 | 4.7471 | 5.4484 | 6.4179 | 6.9201 | 7.8474 | 8.7513 | 9.5489 | 10.0308 | 10.2677 | 10.4387 | 10.3827 | 10.0204 | 9.4491 | 8.5084 | 8.0411 | 7.7072 | 7.1654 | 6.5918 | 5.9266 | 5.4216 | 0.0030744 | 0.0033145 | 0.00093881 | -0.0065751 | -0.011233 | -0.01177 | -0.0067132 | -0.0019763 | 0.0065792 | 0.010018 | -0.0020502 | -0.00030284 | 0.015528 | 0.060901 | 0.22028 | 0.21234 | 0.20042 | 0.17205 | 0.043803 | 0.0052958 | -0.0040503 | -0.004386 | -0.0062905 | -0.0067931 | 74.7043 | 73.2128 | 72.0193 | 70.8715 | 69.9092 | 69.4 | 69.0116 | 68.9095 | 70.3073 | 74.4655 | 79.9249 | 85.2065 | 89.6571 | 92.6152 | 93.7026 | 94.2739 | 94.1107 | 92.6178 | 89.5835 | 84.9723 | 80.7098 | 77.9883 | 76.0851 | 74.4251 | 0.080131 | 0.064692 | 0.068236 | 0.061443 | 0.055196 | 0.060491 | 0.051281 | 0.047411 | 0.051295 | 0.05745 | 0.064306 | 0.07908 | 0.068441 | 0.068826 | 0.058697 | 0.053759 | 0.046695 | 0.052164 | 0.0587 | 0.054326 | 0.05646 | 0.065911 | 0.067825 | 0.073209
Portfolio Adjusted1-in-10AllOrange County2018November Monthly Peak | Portfolio Adjusted | 1-in-10 | All | Orange County | 2018 | November Monthly Peak | 11 | 4.6029 | 4.4091 | 4.2892 | 4.3055 | 4.5477 | 5.2401 | 5.9074 | 6.4391 | 7.2434 | 7.9383 | 8.5896 | 8.9599 | 9.178 | 9.2894 | 9.1937 | 8.8512 | 8.4525 | 8.1768 | 7.4289 | 6.9624 | 6.5347 | 6.0401 | 5.4903 | 5.0608 | 0.021228 | 0.016593 | 0.013254 | 0.00034957 | -0.003189 | 0.00039228 | 0.0082755 | 0.0091645 | 0.0016297 | -0.0017601 | -0.00013108 | 0.0051963 | 0.018001 | 0.062437 | 0.20372 | 0.19428 | 0.18843 | 0.16771 | 0.035301 | 0.01268 | 0.0011667 | 0.00018833 | 0.0017222 | -0.0041388 | 69.2639 | 67.4828 | 66.8523 | 65.5049 | 64.511 | 63.5505 | 63.6681 | 64.0128 | 66.4624 | 71.0763 | 76.9237 | 81.92 | 84.9379 | 86.606 | 87.5034 | 87.2464 | 85.8761 | 83.2371 | 80.0097 | 77.1591 | 74.7477 | 72.6948 | 70.8647 | 69.8486 | 0.077152 | 0.062374 | 0.066696 | 0.06033 | 0.054273 | 0.059442 | 0.049633 | 0.046015 | 0.049329 | 0.054939 | 0.061015 | 0.074577 | 0.064324 | 0.064424 | 0.054781 | 0.049952 | 0.04368 | 0.050519 | 0.05541 | 0.050781 | 0.053318 | 0.062539 | 0.064512 | 0.070049
Portfolio Adjusted1-in-10AllOrange County2018December Monthly Peak | Portfolio Adjusted | 1-in-10 | All | Orange County | 2018 | December Monthly Peak | 12 | 4.4046 | 4.2558 | 4.175 | 4.1981 | 4.466 | 5.1748 | 6.0299 | 6.4754 | 7.2309 | 7.579 | 7.6574 | 7.4863 | 7.2314 | 7.009 | 6.745 | 6.3173 | 6.1884 | 6.395 | 6.2134 | 5.9407 | 5.6901 | 5.4313 | 5.065 | 4.736 | 0.029538 | 0.022591 | 0.01896 | 0.0038237 | 0.0010452 | 0.0066376 | 0.015931 | 0.01461 | -0.0008857 | -0.007235 | 0.00076201 | 0.007086 | 0.016846 | 0.054623 | 0.16233 | 0.15269 | 0.15198 | 0.14002 | 0.028079 | 0.014943 | 0.0034723 | 0.002317 | 0.0053961 | -0.0026096 | 43.8608 | 43.2483 | 43.0605 | 43.2984 | 43.5131 | 43.3807 | 43.6941 | 43.6755 | 44.2688 | 45.4183 | 46.5495 | 48.039 | 49.1773 | 49.6118 | 49.8532 | 49.7863 | 49.2982 | 48.353 | 47.1457 | 45.9279 | 44.7642 | 44.345 | 44.0045 | 43.2098 | 0.074824 | 0.06043 | 0.064797 | 0.058105 | 0.052586 | 0.058485 | 0.049729 | 0.045333 | 0.047614 | 0.051207 | 0.05524 | 0.066016 | 0.055766 | 0.054946 | 0.046228 | 0.042237 | 0.037462 | 0.044312 | 0.049773 | 0.045965 | 0.048663 | 0.057838 | 0.060125 | 0.065792
Portfolio Adjusted1-in-10AllOrange County2018Typical Event Day | Portfolio Adjusted | 1-in-10 | All | Orange County | 2018 | Typical Event Day | 8 | 5.2166 | 4.972 | 4.7971 | 4.8214 | 5.0747 | 5.8044 | 6.5969 | 7.4044 | 8.5124 | 9.5261 | 10.3497 | 10.8298 | 11.0255 | 11.154 | 11.1583 | 10.8573 | 10.3161 | 9.3052 | 8.2999 | 7.9112 | 7.6947 | 7.0515 | 6.3229 | 5.8048 | -0.0081601 | -0.00483 | -0.0066154 | -0.011225 | -0.016721 | -0.019675 | -0.016089 | -0.0088846 | 0.0097163 | 0.01733 | -0.0031977 | -0.0036527 | 0.013487 | 0.057423 | 0.22505 | 0.22057 | 0.20809 | 0.17946 | 0.047619 | 0.00057764 | -0.0073555 | -0.0073047 | -0.011358 | -0.0086399 | 76.88 | 75.8585 | 74.839 | 73.9854 | 73.1787 | 72.5955 | 72.2038 | 72.6254 | 75.3454 | 79.8966 | 84.6565 | 89.0096 | 92.0868 | 93.9437 | 95.0009 | 95.515 | 95.6017 | 94.6987 | 93.29 | 90.3188 | 86.249 | 82.781 | 80.4123 | 78.583 | 0.086266 | 0.069232 | 0.073746 | 0.067111 | 0.05989 | 0.065143 | 0.05468 | 0.050849 | 0.054612 | 0.060907 | 0.067255 | 0.081972 | 0.070449 | 0.0705 | 0.060458 | 0.056017 | 0.049117 | 0.05482 | 0.060408 | 0.056131 | 0.060258 | 0.070482 | 0.072349 | 0.079068
Portfolio Adjusted1-in-10AllOrange County2019January Monthly Peak | Portfolio Adjusted | 1-in-10 | All | Orange County | 2019 | January Monthly Peak | 1 | 4.3 | 4.1693 | 4.0921 | 4.1383 | 4.4059 | 5.1249 | 6.0153 | 6.4248 | 7.1841 | 7.5119 | 7.53 | 7.3596 | 7.1002 | 6.8283 | 6.5271 | 6.0099 | 5.7612 | 6.0509 | 6.0436 | 5.7753 | 5.5442 | 5.2936 | 4.9368 | 4.6479 | 0.028988 | 0.022247 | 0.018569 | 0.0037665 | 0.0010367 | 0.0066765 | 0.016123 | 0.014873 | -0.00090361 | -0.0073228 | 0.00076961 | 0.0071931 | 0.017145 | 0.055318 | 0.16165 | 0.15009 | 0.14677 | 0.13608 | 0.027874 | 0.014829 | 0.0034588 | 0.0023065 | 0.0053922 | -0.0026095 | 44.7696 | 44.028 | 43.1739 | 42.5214 | 42.1231 | 41.6147 | 41.1934 | 41.0657 | 41.5865 | 43.9621 | 46.4931 | 48.1165 | 49.7601 | 50.6499 | 51.2536 | 51.2255 | 50.0336 | 48.4265 | 46.2743 | 44.8543 | 43.9905 | 43.5607 | 43.0873 | 42.4527 | 0.073441 | 0.059525 | 0.063464 | 0.057247 | 0.052167 | 0.058812 | 0.05032 | 0.046099 | 0.048514 | 0.05178 | 0.055737 | 0.066963 | 0.056693 | 0.055583 | 0.046633 | 0.042238 | 0.036893 | 0.043618 | 0.049398 | 0.045601 | 0.048458 | 0.057566 | 0.060072 | 0.065784
Portfolio Adjusted1-in-10AllOrange County2019February Monthly Peak | Portfolio Adjusted | 1-in-10 | All | Orange County | 2019 | February Monthly Peak | 2 | 4.2975 | 4.14 | 4.0622 | 4.108 | 4.3855 | 5.0706 | 5.8347 | 6.1776 | 6.8149 | 7.1851 | 7.3704 | 7.4163 | 7.3683 | 7.2904 | 7.1516 | 6.7848 | 6.4606 | 6.3754 | 6.4048 | 6.0703 | 5.7944 | 5.4377 | 4.993 | 4.6568 | 0.029158 | 0.022304 | 0.018758 | 0.0038134 | 0.001048 | 0.0067012 | 0.016082 | 0.014804 | -0.00089876 | -0.0073588 | 0.00077704 | 0.007324 | 0.017566 | 0.057195 | 0.1714 | 0.16115 | 0.15701 | 0.14065 | 0.028692 | 0.015208 | 0.0035401 | 0.0023424 | 0.0054277 | -0.0026121 | 50.6999 | 50.5839 | 50.0406 | 49.481 | 49.4465 | 48.7521 | 47.4321 | 48.1507 | 49.2872 | 51.4759 | 53.606 | 54.4615 | 55.3628 | 56.659 | 57.724 | 57.9946 | 57.2226 | 56.7362 | 55.2168 | 53.7212 | 52.4401 | 50.9952 | 50.3956 | 49.6087 | 0.073852 | 0.059644 | 0.064094 | 0.057937 | 0.05271 | 0.058952 | 0.050067 | 0.045808 | 0.048146 | 0.051912 | 0.056183 | 0.068141 | 0.058092 | 0.057516 | 0.048618 | 0.044156 | 0.038421 | 0.044616 | 0.050859 | 0.04677 | 0.049602 | 0.058461 | 0.060458 | 0.06584
Portfolio Adjusted1-in-10AllOrange County2019March Monthly Peak | Portfolio Adjusted | 1-in-10 | All | Orange County | 2019 | March Monthly Peak | 3 | 4.4666 | 4.2819 | 4.154 | 4.1806 | 4.4153 | 5.0847 | 5.9052 | 6.2183 | 6.7525 | 7.246 | 7.6895 | 7.9716 | 8.1115 | 8.2335 | 8.2495 | 8.0218 | 7.627 | 7.0287 | 6.645 | 6.6349 | 6.3111 | 5.8544 | 5.3052 | 4.8842 | 0.030542 | 0.023345 | 0.019435 | 0.0039617 | 0.0010773 | 0.006826 | 0.016372 | 0.015075 | -0.00091819 | -0.0076041 | 0.00081233 | 0.0077007 | 0.018665 | 0.061497 | 0.18926 | 0.18073 | 0.17645 | 0.1512 | 0.029915 | 0.016259 | 0.0037918 | 0.0024962 | 0.0057585 | -0.0027476 | 60.8983 | 59.3444 | 57.9209 | 57.139 | 56.5684 | 56.1065 | 55.8664 | 55.9785 | 57.1478 | 60.7545 | 64.8529 | 69.1852 | 72.7559 | 74.6812 | 75.6682 | 76.2657 | 76.2334 | 75.4727 | 73.9507 | 71.3185 | 67.9095 | 65.1444 | 62.9493 | 60.6275 | 0.077331 | 0.062368 | 0.066395 | 0.060158 | 0.054145 | 0.059948 | 0.050941 | 0.04662 | 0.049124 | 0.053586 | 0.058718 | 0.071675 | 0.061792 | 0.061939 | 0.052724 | 0.048217 | 0.042014 | 0.047338 | 0.052988 | 0.050004 | 0.05313 | 0.062297 | 0.064124 | 0.069235
Portfolio Adjusted1-in-10AllOrange County2019April Monthly Peak | Portfolio Adjusted | 1-in-10 | All | Orange County | 2019 | April Monthly Peak | 4 | 7.2066 | 6.9156 | 6.6932 | 6.7612 | 7.231 | 8.5539 | 9.8447 | 10.6883 | 11.754 | 12.6901 | 13.5274 | 14.0621 | 14.338 | 14.4602 | 14.2913 | 13.7321 | 12.9326 | 11.8227 | 10.8179 | 10.7491 | 10.3683 | 9.6246 | 8.712 | 8.0211 | 0.035982 | 0.028832 | 0.021668 | -0.0046324 | -0.013935 | -0.0087402 | 0.0080035 | 0.013204 | 0.0077827 | 0.0049771 | -0.001794 | 0.0081476 | 0.041072 | 0.14774 | 0.43534 | 0.40889 | 0.38795 | 0.33905 | 0.088145 | 0.024517 | -0.0012615 | -0.0031333 | -0.0021143 | -0.011901 | 71.2511 | 69.4663 | 67.8744 | 66.2298 | 65.2535 | 64.5903 | 64.026 | 64.1348 | 67.1736 | 72.7053 | 78.6402 | 84.0749 | 87.6902 | 89.644 | 90.2836 | 90.7552 | 90.7396 | 89.9121 | 88.2742 | 84.64 | 79.6874 | 75.7594 | 73.1849 | 71.182 | 0.18206 | 0.14663 | 0.15715 | 0.14274 | 0.12815 | 0.14044 | 0.11809 | 0.10988 | 0.11751 | 0.13068 | 0.14504 | 0.17856 | 0.15389 | 0.15414 | 0.13068 | 0.11966 | 0.10411 | 0.11734 | 0.12888 | 0.12152 | 0.12961 | 0.15212 | 0.15554 | 0.16717
Portfolio Adjusted1-in-10AllOrange County2019May Monthly Peak | Portfolio Adjusted | 1-in-10 | All | Orange County | 2019 | May Monthly Peak | 5 | 7.4016 | 7.0943 | 6.8543 | 6.9139 | 7.4162 | 8.7596 | 9.9219 | 11.0733 | 12.3774 | 13.467 | 14.4245 | 14.9753 | 15.2288 | 15.342 | 15.1381 | 14.4976 | 13.6572 | 12.4294 | 11.3137 | 10.992 | 10.8124 | 10.0534 | 9.0883 | 8.4185 | 0.0070454 | 0.0076111 | 0.0021556 | -0.015497 | -0.026628 | -0.028186 | -0.015834 | -0.0047625 | 0.015835 | 0.024144 | -0.0049217 | -0.00073927 | 0.037116 | 0.14513 | 0.45538 | 0.42789 | 0.39912 | 0.35017 | 0.10092 | 0.012232 | -0.0097216 | -0.010554 | -0.015002 | -0.016214 | 74.3759 | 72.6818 | 71.2049 | 70.6111 | 69.9618 | 69.1424 | 68.7386 | 69.0464 | 72.6255 | 78.3335 | 83.1954 | 86.7506 | 89.2147 | 91.1631 | 92.4429 | 92.809 | 92.6257 | 91.5427 | 90.0187 | 87.3135 | 83.2708 | 79.0164 | 76.5162 | 74.3855 | 0.1841 | 0.14803 | 0.15844 | 0.14405 | 0.12996 | 0.14274 | 0.11883 | 0.11229 | 0.12187 | 0.13654 | 0.15231 | 0.18746 | 0.16149 | 0.16183 | 0.13741 | 0.1256 | 0.10905 | 0.12244 | 0.13406 | 0.12442 | 0.13412 | 0.15761 | 0.16073 | 0.17386
Portfolio Adjusted1-in-10AllOrange County2019June Monthly Peak | Portfolio Adjusted | 1-in-10 | All | Orange County | 2019 | June Monthly Peak | 6 | 7.8191 | 7.4953 | 7.2073 | 7.2597 | 7.7101 | 8.9065 | 10.1079 | 11.3338 | 12.5729 | 13.6254 | 14.5233 | 15.0184 | 15.1402 | 15.2396 | 15.0827 | 14.583 | 13.7984 | 12.6254 | 11.6216 | 11.126 | 10.9804 | 10.3112 | 9.3476 | 8.6831 | 0.016765 | 0.014966 | 0.0083983 | -0.013351 | -0.024377 | -0.023345 | -0.0092575 | 0.00047218 | 0.013731 | 0.018742 | -0.0040152 | 0.0018876 | 0.037671 | 0.14307 | 0.44472 | 0.4244 | 0.40074 | 0.35205 | 0.099756 | 0.016182 | -0.0074838 | -0.0087445 | -0.011769 | -0.015818 | 72.1707 | 70.9696 | 69.7956 | 68.8905 | 67.7277 | 66.9033 | 66.5459 | 67.5987 | 71.0029 | 75.9415 | 81.015 | 85.5043 | 88.8512 | 91.0971 | 92.6909 | 93.4116 | 93.7462 | 92.5749 | 91.0835 | 87.9326 | 83.749 | 80.069 | 77.5771 | 75.7244 | 0.19932 | 0.16051 | 0.17033 | 0.15468 | 0.13706 | 0.14663 | 0.12193 | 0.11437 | 0.12262 | 0.13636 | 0.15055 | 0.18381 | 0.15632 | 0.15611 | 0.13287 | 0.12348 | 0.1081 | 0.12176 | 0.13573 | 0.12616 | 0.13689 | 0.16244 | 0.16646 | 0.18144
Portfolio Adjusted1-in-10AllOrange County2019July Monthly Peak | Portfolio Adjusted | 1-in-10 | All | Orange County | 2019 | July Monthly Peak | 7 | 8.0724 | 7.7394 | 7.4866 | 7.5412 | 8.0281 | 9.3785 | 10.6617 | 11.911 | 13.2282 | 14.3791 | 15.3471 | 15.8676 | 16.0372 | 16.1114 | 15.9853 | 15.4879 | 14.686 | 13.4472 | 12.3167 | 11.7255 | 11.4981 | 10.7727 | 9.7683 | 9.064 | -0.015654 | -0.0087575 | -0.013371 | -0.025733 | -0.038819 | -0.044952 | -0.035227 | -0.018773 | 0.022034 | 0.038625 | -0.0071946 | -0.0074807 | 0.032621 | 0.13657 | 0.45777 | 0.43997 | 0.41083 | 0.36518 | 0.11399 | 0.0030863 | -0.016619 | -0.016832 | -0.026007 | -0.020491 | 77.7173 | 76.4379 | 75.2314 | 74.0527 | 73.28 | 72.5739 | 71.9161 | 72.362 | 75.2562 | 79.9414 | 85.0278 | 89.2542 | 91.5524 | 92.748 | 93.7239 | 93.6838 | 93.4417 | 92.9405 | 91.4313 | 88.9125 | 85.154 | 81.589 | 79.3131 | 77.8118 | 0.20673 | 0.16611 | 0.17821 | 0.16148 | 0.14371 | 0.15467 | 0.12847 | 0.11929 | 0.12726 | 0.14168 | 0.1565 | 0.19117 | 0.16331 | 0.16292 | 0.13936 | 0.13008 | 0.11445 | 0.12959 | 0.14432 | 0.13318 | 0.14328 | 0.1702 | 0.175 | 0.19061
Portfolio Adjusted1-in-10AllOrange County2019August Monthly Peak | Portfolio Adjusted | 1-in-10 | All | Orange County | 2019 | August Monthly Peak | 8 | 8.2871 | 7.9122 | 7.6403 | 7.7138 | 8.2249 | 9.6561 | 11.1112 | 12.3554 | 13.8716 | 15.1689 | 16.2112 | 16.782 | 16.9719 | 17.0459 | 16.8878 | 16.2782 | 15.39 | 14.0317 | 12.7628 | 12.273 | 11.9172 | 11.0324 | 9.9857 | 9.2788 | -0.040484 | -0.026768 | -0.029903 | -0.035054 | -0.049603 | -0.061304 | -0.055751 | -0.034144 | 0.029173 | 0.055565 | -0.0099606 | -0.015211 | 0.029761 | 0.1368 | 0.48099 | 0.4598 | 0.42203 | 0.37531 | 0.12458 | -0.0072662 | -0.023879 | -0.022981 | -0.036737 | -0.023951 | 77.9704 | 77.2033 | 76.4273 | 75.6025 | 74.995 | 74.4874 | 74.489 | 75.0416 | 77.6178 | 82.3172 | 86.9306 | 91.2482 | 94.7628 | 96.8821 | 97.7086 | 98.5037 | 98.6955 | 97.9961 | 97.1784 | 94.3822 | 90.0367 | 86.5641 | 84.2103 | 82.1567 | 0.21604 | 0.17275 | 0.18499 | 0.16815 | 0.14982 | 0.16179 | 0.136 | 0.12694 | 0.13652 | 0.15269 | 0.16911 | 0.20722 | 0.17753 | 0.17755 | 0.15151 | 0.14027 | 0.12267 | 0.13804 | 0.15257 | 0.14146 | 0.15161 | 0.17789 | 0.18248 | 0.19927
Portfolio Adjusted1-in-10AllOrange County2019September Monthly Peak | Portfolio Adjusted | 1-in-10 | All | Orange County | 2019 | September Monthly Peak | 9 | 8.1599 | 7.8231 | 7.5814 | 7.6444 | 8.1719 | 9.6145 | 11.2191 | 12.3851 | 13.9961 | 15.3188 | 16.3882 | 16.9743 | 17.1948 | 17.2738 | 17.0067 | 16.2911 | 15.349 | 13.9441 | 12.7676 | 12.6007 | 11.8647 | 10.9849 | 9.9411 | 9.2014 | -0.04115 | -0.027429 | -0.03057 | -0.035283 | -0.049896 | -0.06178 | -0.056695 | -0.035034 | 0.029952 | 0.057244 | -0.010279 | -0.015914 | 0.030306 | 0.13997 | 0.48979 | 0.46484 | 0.4246 | 0.37653 | 0.1261 | -0.0079444 | -0.02431 | -0.023378 | -0.037348 | -0.024062 | 79.7964 | 78.9451 | 78.0158 | 77.5011 | 76.8083 | 76.5078 | 75.9483 | 75.5759 | 77.5922 | 81.4966 | 85.7933 | 90.2016 | 93.3871 | 95.2754 | 96.1179 | 96.6996 | 96.7627 | 95.5196 | 93.6985 | 90.2822 | 86.2867 | 83.1032 | 80.7236 | 78.7963 | 0.21389 | 0.17193 | 0.18469 | 0.16751 | 0.1495 | 0.16139 | 0.13633 | 0.12788 | 0.13899 | 0.15557 | 0.17282 | 0.21235 | 0.18238 | 0.18243 | 0.15506 | 0.14262 | 0.12424 | 0.1393 | 0.15424 | 0.14518 | 0.15257 | 0.17911 | 0.18339 | 0.19929
Portfolio Adjusted1-in-10AllOrange County2019October Monthly Peak | Portfolio Adjusted | 1-in-10 | All | Orange County | 2019 | October Monthly Peak | 10 | 7.6864 | 7.3774 | 7.0883 | 7.1086 | 7.6084 | 8.9764 | 10.5731 | 11.4199 | 12.6823 | 13.7841 | 14.7951 | 15.3756 | 15.6378 | 15.8016 | 15.5857 | 14.8998 | 13.9805 | 12.7459 | 12.1505 | 11.7227 | 10.9613 | 10.1736 | 9.2412 | 8.5381 | 0.0075384 | 0.0081271 | 0.0023019 | -0.016122 | -0.027542 | -0.028861 | -0.016461 | -0.0048459 | 0.016132 | 0.024565 | -0.005027 | -0.00074255 | 0.038075 | 0.14933 | 0.46839 | 0.44035 | 0.40978 | 0.36061 | 0.1074 | 0.012985 | -0.0099313 | -0.010754 | -0.015424 | -0.016657 | 74.7369 | 73.2395 | 72.0426 | 70.8929 | 69.931 | 69.4177 | 69.0258 | 68.9242 | 70.3253 | 74.4881 | 79.9565 | 85.2474 | 89.7054 | 92.6691 | 93.7593 | 94.3327 | 94.1704 | 92.6761 | 89.6406 | 85.0287 | 80.7587 | 78.0299 | 76.123 | 74.4587 | 0.19568 | 0.15734 | 0.1668 | 0.15001 | 0.13451 | 0.14631 | 0.1239 | 0.11496 | 0.12426 | 0.1391 | 0.15572 | 0.19208 | 0.16562 | 0.1665 | 0.14138 | 0.12938 | 0.11214 | 0.12628 | 0.1427 | 0.13187 | 0.13719 | 0.16078 | 0.16546 | 0.17865
Portfolio Adjusted1-in-10AllOrange County2019November Monthly Peak | Portfolio Adjusted | 1-in-10 | All | Orange County | 2019 | November Monthly Peak | 11 | 7.2433 | 6.9558 | 6.7617 | 6.8068 | 7.2965 | 8.6279 | 9.8536 | 10.7137 | 11.794 | 12.6539 | 13.4675 | 13.8972 | 14.1235 | 14.2088 | 13.957 | 13.2988 | 12.6095 | 12.181 | 11.2181 | 10.633 | 10.0399 | 9.3622 | 8.5703 | 7.9739 | 0.05205 | 0.040685 | 0.032499 | 0.00085713 | -0.0078193 | 0.00096187 | 0.020291 | 0.022471 | 0.0039961 | -0.0043158 | -0.0003214 | 0.012741 | 0.044138 | 0.1531 | 0.43571 | 0.40584 | 0.38944 | 0.35187 | 0.086558 | 0.031092 | 0.0028606 | 0.00046177 | 0.0042229 | -0.010148 | 69.2868 | 67.499 | 66.8696 | 65.5215 | 64.5248 | 63.5603 | 63.6816 | 64.0266 | 66.4733 | 71.0858 | 76.9423 | 81.9469 | 84.9714 | 86.6414 | 87.5414 | 87.2873 | 85.92 | 83.2816 | 80.0491 | 77.1957 | 74.779 | 72.7225 | 70.8913 | 69.8759 | 0.18843 | 0.15174 | 0.16306 | 0.14733 | 0.1323 | 0.14386 | 0.1203 | 0.11173 | 0.11965 | 0.13326 | 0.14803 | 0.1814 | 0.15594 | 0.15615 | 0.1323 | 0.12054 | 0.10518 | 0.12229 | 0.13475 | 0.12336 | 0.12964 | 0.15261 | 0.15742 | 0.17098
Portfolio Adjusted1-in-10AllOrange County2019December Monthly Peak | Portfolio Adjusted | 1-in-10 | All | Orange County | 2019 | December Monthly Peak | 12 | 6.8684 | 6.627 | 6.4851 | 6.5129 | 7.0242 | 8.3714 | 9.814 | 10.516 | 11.4403 | 11.794 | 11.906 | 11.7045 | 11.3845 | 11.0824 | 10.6592 | 9.9895 | 9.6693 | 9.8029 | 9.5007 | 9.1462 | 8.7743 | 8.39 | 7.8261 | 7.367 | 0.072427 | 0.055394 | 0.04649 | 0.0093756 | 0.0025628 | 0.016275 | 0.039063 | 0.035825 | -0.0021717 | -0.01774 | 0.0018684 | 0.017375 | 0.041306 | 0.13393 | 0.35463 | 0.32839 | 0.32387 | 0.29911 | 0.068849 | 0.03664 | 0.0085139 | 0.0056811 | 0.013231 | -0.0063987 | 43.8863 | 43.2737 | 43.0863 | 43.3256 | 43.5407 | 43.4092 | 43.72 | 43.7002 | 44.2933 | 45.4424 | 46.5721 | 48.0622 | 49.2003 | 49.6381 | 49.8809 | 49.8143 | 49.326 | 48.3819 | 47.1742 | 45.9568 | 44.7961 | 44.3742 | 44.0327 | 43.2362 | 0.18269 | 0.14687 | 0.15838 | 0.14181 | 0.12807 | 0.14118 | 0.12007 | 0.10988 | 0.11524 | 0.12398 | 0.13395 | 0.1607 | 0.13553 | 0.13363 | 0.11222 | 0.10258 | 0.090802 | 0.10758 | 0.12113 | 0.1117 | 0.11835 | 0.14113 | 0.14664 | 0.16051
Portfolio Adjusted1-in-10AllOrange County2019Typical Event Day | Portfolio Adjusted | 1-in-10 | All | Orange County | 2019 | Typical Event Day | 8 | 8.2028 | 7.8308 | 7.5626 | 7.6369 | 8.1432 | 9.5599 | 10.9934 | 12.1701 | 13.585 | 14.7794 | 15.7462 | 16.2796 | 16.4575 | 16.552 | 16.419 | 15.8495 | 14.9953 | 13.6831 | 12.4743 | 12.0103 | 11.6921 | 10.8332 | 9.8138 | 9.1301 | -0.020009 | -0.011843 | -0.016221 | -0.027524 | -0.040999 | -0.048242 | -0.039449 | -0.021785 | 0.023824 | 0.042493 | -0.0078408 | -0.0089563 | 0.033071 | 0.1408 | 0.47336 | 0.45189 | 0.41905 | 0.37113 | 0.11676 | 0.0014164 | -0.018036 | -0.017911 | -0.02785 | -0.021185 | 76.9137 | 75.889 | 74.8675 | 74.0117 | 73.2027 | 72.6181 | 72.2248 | 72.6445 | 75.3673 | 79.9242 | 84.6917 | 89.0521 | 92.1384 | 94.0006 | 95.0603 | 95.5747 | 95.6615 | 94.7578 | 93.3479 | 90.3774 | 86.3066 | 82.8313 | 80.456 | 78.6223 | 0.21068 | 0.16841 | 0.18029 | 0.1639 | 0.14599 | 0.15764 | 0.13249 | 0.12329 | 0.13215 | 0.14725 | 0.16254 | 0.19877 | 0.17008 | 0.17015 | 0.14518 | 0.13442 | 0.11759 | 0.13245 | 0.14684 | 0.13628 | 0.14636 | 0.17191 | 0.17649 | 0.19297
Portfolio Adjusted1-in-10AllOrange County2020January Monthly Peak | Portfolio Adjusted | 1-in-10 | All | Orange County | 2020 | January Monthly Peak | 1 | 6.718 | 6.5044 | 6.3541 | 6.418 | 6.9435 | 8.3415 | 9.8462 | 10.541 | 11.4821 | 11.7809 | 11.8247 | 11.6461 | 11.3319 | 10.9588 | 10.4874 | 9.6948 | 9.2039 | 9.4145 | 9.3091 | 8.9584 | 8.6186 | 8.2409 | 7.6982 | 7.2803 | 0.071074 | 0.054544 | 0.045529 | 0.0092348 | 0.0025418 | 0.01637 | 0.039531 | 0.036466 | -0.0022155 | -0.017954 | 0.0018869 | 0.017636 | 0.042036 | 0.13563 | 0.35597 | 0.32613 | 0.31647 | 0.2929 | 0.068343 | 0.036358 | 0.0084804 | 0.0056552 | 0.013221 | -0.006398 | 44.7946 | 44.0519 | 43.1949 | 42.5406 | 42.1448 | 41.635 | 41.2127 | 41.0861 | 41.6063 | 43.98 | 46.5126 | 48.1408 | 49.7881 | 50.6803 | 51.2851 | 51.2565 | 50.0654 | 48.4577 | 46.2987 | 44.8796 | 44.017 | 43.5868 | 43.111 | 42.4736 | 0.17928 | 0.14463 | 0.15511 | 0.13969 | 0.12703 | 0.14199 | 0.1215 | 0.11183 | 0.11753 | 0.12546 | 0.13526 | 0.1631 | 0.1379 | 0.1353 | 0.11335 | 0.10272 | 0.089583 | 0.106 | 0.12024 | 0.11084 | 0.11787 | 0.14048 | 0.14653 | 0.16049
Portfolio Adjusted1-in-10AllOrange County2020February Monthly Peak | Portfolio Adjusted | 1-in-10 | All | Orange County | 2020 | February Monthly Peak | 2 | 6.7304 | 6.482 | 6.3487 | 6.4179 | 6.9523 | 8.3007 | 9.6597 | 10.2795 | 11.0972 | 11.4832 | 11.7117 | 11.7826 | 11.7019 | 11.5559 | 11.2649 | 10.6149 | 10.0252 | 9.8107 | 9.7621 | 9.3315 | 8.9383 | 8.4294 | 7.772 | 7.2917 | 0.071491 | 0.054685 | 0.045991 | 0.0093498 | 0.0025695 | 0.01643 | 0.039431 | 0.036296 | -0.0022036 | -0.018042 | 0.0019052 | 0.017957 | 0.043068 | 0.14023 | 0.37355 | 0.34458 | 0.33315 | 0.30097 | 0.070347 | 0.037286 | 0.0086796 | 0.0057432 | 0.013308 | -0.0064045 | 50.7176 | 50.6111 | 50.0708 | 49.512 | 49.4759 | 48.7808 | 47.4654 | 48.1777 | 49.3114 | 51.5013 | 53.6325 | 54.4918 | 55.3915 | 56.6866 | 57.7529 | 58.0237 | 57.2506 | 56.7663 | 55.246 | 53.7513 | 52.4719 | 51.0259 | 50.4236 | 49.6366 | 0.18032 | 0.14499 | 0.15667 | 0.14142 | 0.1284 | 0.14248 | 0.12115 | 0.11128 | 0.11686 | 0.12603 | 0.13653 | 0.16605 | 0.14129 | 0.13991 | 0.11799 | 0.10714 | 0.093072 | 0.1084 | 0.12377 | 0.11367 | 0.12064 | 0.14266 | 0.14749 | 0.16065
Portfolio Adjusted1-in-10AllOrange County2020March Monthly Peak | Portfolio Adjusted | 1-in-10 | All | Orange County | 2020 | March Monthly Peak | 3 | 7.0157 | 6.7343 | 6.5244 | 6.5823 | 7.056 | 8.3767 | 9.7999 | 10.3969 | 11.1321 | 11.6912 | 12.2284 | 12.5585 | 12.71 | 12.8111 | 12.686 | 12.1743 | 11.4964 | 10.6639 | 10.146 | 10.1182 | 9.6763 | 9.0413 | 8.2534 | 7.6561 | 0.074884 | 0.057239 | 0.047652 | 0.0097134 | 0.0026414 | 0.016736 | 0.040142 | 0.036961 | -0.0022513 | -0.018644 | 0.0019917 | 0.018881 | 0.045763 | 0.15078 | 0.40777 | 0.38016 | 0.36817 | 0.32108 | 0.073346 | 0.039863 | 0.0092968 | 0.0061203 | 0.014119 | -0.0067367 | 60.9283 | 59.3685 | 57.9374 | 57.1555 | 56.5874 | 56.1277 | 55.8923 | 56.0076 | 57.1729 | 60.7808 | 64.8821 | 69.2192 | 72.7932 | 74.7214 | 75.7084 | 76.3076 | 76.279 | 75.5217 | 73.9988 | 71.3644 | 67.9542 | 65.1831 | 62.9831 | 60.6542 | 0.18887 | 0.15173 | 0.16233 | 0.14691 | 0.13198 | 0.1451 | 0.12332 | 0.11331 | 0.11936 | 0.1302 | 0.14272 | 0.1746 | 0.15015 | 0.15047 | 0.12765 | 0.11663 | 0.10144 | 0.11491 | 0.12903 | 0.12153 | 0.12922 | 0.15203 | 0.15647 | 0.16898
Portfolio Adjusted1-in-10AllOrange County2020April Monthly Peak | Portfolio Adjusted | 1-in-10 | All | Orange County | 2020 | April Monthly Peak | 4 | 7.2192 | 6.9277 | 6.7049 | 6.7732 | 7.2442 | 8.5703 | 9.8639 | 10.7091 | 11.7761 | 12.713 | 13.551 | 14.0861 | 14.3622 | 14.4842 | 14.3145 | 13.7539 | 12.953 | 11.8417 | 10.8358 | 10.767 | 10.3857 | 9.6409 | 8.7271 | 8.0352 | 0.036086 | 0.028915 | 0.021731 | -0.0046458 | -0.013975 | -0.0087654 | 0.0080266 | 0.013242 | 0.0078052 | 0.0049915 | -0.0017992 | 0.0081712 | 0.04119 | 0.14816 | 0.43647 | 0.40992 | 0.38892 | 0.33991 | 0.0884 | 0.024588 | -0.0012652 | -0.0031423 | -0.0021204 | -0.011936 | 71.2512 | 69.4664 | 67.8745 | 66.2298 | 65.2535 | 64.5904 | 64.0261 | 64.1348 | 67.1737 | 72.7054 | 78.6403 | 84.0751 | 87.6904 | 89.6442 | 90.2838 | 90.7555 | 90.7398 | 89.9124 | 88.2744 | 84.6403 | 79.6877 | 75.7596 | 73.1851 | 71.1822 | 0.18259 | 0.14705 | 0.15761 | 0.14316 | 0.12852 | 0.14085 | 0.11843 | 0.11019 | 0.11785 | 0.13106 | 0.14546 | 0.17907 | 0.15433 | 0.15458 | 0.13106 | 0.12 | 0.10441 | 0.11767 | 0.12925 | 0.12187 | 0.12998 | 0.15256 | 0.15599 | 0.16765
Portfolio Adjusted1-in-10AllOrange County2020May Monthly Peak | Portfolio Adjusted | 1-in-10 | All | Orange County | 2020 | May Monthly Peak | 5 | 7.4145 | 7.1067 | 6.8663 | 6.9261 | 7.4297 | 8.7764 | 9.9414 | 11.0947 | 12.4005 | 13.4911 | 14.4496 | 15.0007 | 15.2544 | 15.3674 | 15.1627 | 14.5207 | 13.6787 | 12.4494 | 11.3326 | 11.0105 | 10.8305 | 10.0706 | 9.1039 | 8.4333 | 0.0070657 | 0.0076331 | 0.0021618 | -0.015542 | -0.026705 | -0.028268 | -0.01588 | -0.0047762 | 0.015881 | 0.024214 | -0.0049359 | -0.00074141 | 0.037223 | 0.14555 | 0.45656 | 0.42897 | 0.40011 | 0.35106 | 0.10121 | 0.012268 | -0.0097497 | -0.010584 | -0.015045 | -0.016261 | 74.376 | 72.6819 | 71.205 | 70.6112 | 69.9619 | 69.1425 | 68.7387 | 69.0465 | 72.6256 | 78.3336 | 83.1956 | 86.7508 | 89.2149 | 91.1634 | 92.4431 | 92.8092 | 92.626 | 91.543 | 90.019 | 87.3137 | 83.2711 | 79.0166 | 76.5164 | 74.3857 | 0.18463 | 0.14846 | 0.1589 | 0.14447 | 0.13033 | 0.14315 | 0.11917 | 0.11262 | 0.12222 | 0.13694 | 0.15275 | 0.18799 | 0.16195 | 0.1623 | 0.1378 | 0.12596 | 0.10937 | 0.12279 | 0.13444 | 0.12477 | 0.13451 | 0.15807 | 0.16119 | 0.17436
Portfolio Adjusted1-in-10AllOrange County2020June Monthly Peak | Portfolio Adjusted | 1-in-10 | All | Orange County | 2020 | June Monthly Peak | 6 | 7.833 | 7.5088 | 7.2202 | 7.2728 | 7.7244 | 8.9237 | 10.1279 | 11.3556 | 12.5961 | 13.6495 | 14.548 | 15.0433 | 15.1649 | 15.2641 | 15.1065 | 14.6056 | 13.8197 | 12.6453 | 11.6407 | 11.1447 | 10.9988 | 10.3288 | 9.3639 | 8.6986 | 0.016814 | 0.01501 | 0.0084226 | -0.01339 | -0.024447 | -0.023413 | -0.0092843 | 0.00047355 | 0.01377 | 0.018797 | -0.0040268 | 0.001893 | 0.03778 | 0.14348 | 0.44586 | 0.42546 | 0.40174 | 0.35294 | 0.10004 | 0.016229 | -0.0075054 | -0.0087697 | -0.011803 | -0.015864 | 72.1709 | 70.9697 | 69.7957 | 68.8906 | 67.7277 | 66.9034 | 66.546 | 67.5987 | 71.003 | 75.9416 | 81.0151 | 85.5045 | 88.8515 | 91.0973 | 92.6912 | 93.4119 | 93.7465 | 92.5752 | 91.0838 | 87.9329 | 83.7493 | 80.0693 | 77.5773 | 75.7246 | 0.19989 | 0.16097 | 0.17082 | 0.15513 | 0.13745 | 0.14705 | 0.12229 | 0.1147 | 0.12297 | 0.13675 | 0.15099 | 0.18434 | 0.15677 | 0.15656 | 0.13325 | 0.12383 | 0.10841 | 0.12211 | 0.13612 | 0.12652 | 0.13728 | 0.1629 | 0.16694 | 0.18196
Portfolio Adjusted1-in-10AllOrange County2020July Monthly Peak | Portfolio Adjusted | 1-in-10 | All | Orange County | 2020 | July Monthly Peak | 7 | 8.0868 | 7.7532 | 7.5 | 7.5548 | 8.0429 | 9.3965 | 10.6826 | 11.9335 | 13.2521 | 14.4038 | 15.3725 | 15.8932 | 16.0627 | 16.1367 | 16.01 | 15.5115 | 14.7082 | 13.4682 | 12.3368 | 11.7451 | 11.5172 | 10.791 | 9.7852 | 9.0801 | -0.015699 | -0.0087828 | -0.01341 | -0.025808 | -0.038931 | -0.045082 | -0.035329 | -0.018827 | 0.022097 | 0.038737 | -0.0072153 | -0.0075023 | 0.032715 | 0.13696 | 0.45893 | 0.44107 | 0.41184 | 0.3661 | 0.11432 | 0.0030952 | -0.016667 | -0.016881 | -0.026082 | -0.02055 | 77.7174 | 76.4381 | 75.2316 | 74.0528 | 73.2801 | 72.574 | 71.9162 | 72.362 | 75.2563 | 79.9415 | 85.028 | 89.2544 | 91.5527 | 92.7483 | 93.7242 | 93.6841 | 93.442 | 92.9408 | 91.4316 | 88.9128 | 85.1542 | 81.5892 | 79.3133 | 77.8119 | 0.20732 | 0.16659 | 0.17872 | 0.16195 | 0.14412 | 0.15512 | 0.12883 | 0.11964 | 0.12762 | 0.14209 | 0.15695 | 0.19172 | 0.16378 | 0.16339 | 0.13975 | 0.13045 | 0.11477 | 0.12996 | 0.14473 | 0.13356 | 0.14369 | 0.1707 | 0.1755 | 0.19116
Portfolio Adjusted1-in-10AllOrange County2020August Monthly Peak | Portfolio Adjusted | 1-in-10 | All | Orange County | 2020 | August Monthly Peak | 8 | 8.3017 | 7.9262 | 7.6538 | 7.7276 | 8.2399 | 9.6746 | 11.1328 | 12.3788 | 13.8966 | 15.195 | 16.2381 | 16.8092 | 16.999 | 17.0728 | 16.9141 | 16.3031 | 15.4134 | 14.0536 | 12.7835 | 12.2934 | 11.937 | 11.0511 | 10.0029 | 9.2952 | -0.040601 | -0.026845 | -0.029989 | -0.035155 | -0.049746 | -0.061481 | -0.055913 | -0.034243 | 0.029258 | 0.055725 | -0.0099894 | -0.015255 | 0.029847 | 0.13719 | 0.48222 | 0.46095 | 0.42307 | 0.37625 | 0.12494 | -0.0072872 | -0.023948 | -0.023047 | -0.036843 | -0.024021 | 77.9706 | 77.2034 | 76.4274 | 75.6027 | 74.9951 | 74.4875 | 74.4891 | 75.0417 | 77.6179 | 82.3174 | 86.9308 | 91.2484 | 94.7631 | 96.8824 | 97.7089 | 98.504 | 98.6958 | 97.9964 | 97.1786 | 94.3825 | 90.037 | 86.5643 | 84.2105 | 82.1569 | 0.21667 | 0.17325 | 0.18553 | 0.16864 | 0.15025 | 0.16226 | 0.13639 | 0.12731 | 0.13691 | 0.15313 | 0.1696 | 0.20781 | 0.17804 | 0.17806 | 0.15194 | 0.14067 | 0.12302 | 0.13844 | 0.15301 | 0.14187 | 0.15205 | 0.17841 | 0.18301 | 0.19985
Portfolio Adjusted1-in-10AllOrange County2020September Monthly Peak | Portfolio Adjusted | 1-in-10 | All | Orange County | 2020 | September Monthly Peak | 9 | 8.1744 | 7.837 | 7.5949 | 7.6582 | 8.1869 | 9.6329 | 11.2407 | 12.4087 | 14.0216 | 15.3453 | 16.4157 | 17.0021 | 17.2226 | 17.3015 | 17.0335 | 16.3164 | 15.3726 | 13.9661 | 12.7885 | 12.6216 | 11.8846 | 11.0037 | 9.9584 | 9.2178 | -0.041269 | -0.027508 | -0.030658 | -0.035385 | -0.05004 | -0.061958 | -0.056859 | -0.035136 | 0.030038 | 0.057409 | -0.010308 | -0.01596 | 0.030394 | 0.14038 | 0.49104 | 0.46601 | 0.42565 | 0.37749 | 0.12646 | -0.0079673 | -0.024381 | -0.023446 | -0.037456 | -0.024131 | 79.7966 | 78.9452 | 78.0159 | 77.5013 | 76.8085 | 76.508 | 75.9485 | 75.576 | 77.5923 | 81.4967 | 85.7935 | 90.2019 | 93.3873 | 95.2756 | 96.1182 | 96.6999 | 96.763 | 95.5198 | 93.6988 | 90.2824 | 86.287 | 83.1034 | 80.7238 | 78.7964 | 0.21451 | 0.17242 | 0.18522 | 0.16799 | 0.14993 | 0.16186 | 0.13673 | 0.12825 | 0.13939 | 0.15602 | 0.17332 | 0.21296 | 0.18291 | 0.18295 | 0.15551 | 0.14303 | 0.1246 | 0.1397 | 0.15468 | 0.14559 | 0.15301 | 0.17963 | 0.18392 | 0.19987
Portfolio Adjusted1-in-10AllOrange County2020October Monthly Peak | Portfolio Adjusted | 1-in-10 | All | Orange County | 2020 | October Monthly Peak | 10 | 7.7001 | 7.3906 | 7.1009 | 7.1213 | 7.6224 | 8.9936 | 10.5934 | 11.4418 | 12.7059 | 13.8087 | 14.8207 | 15.4017 | 15.664 | 15.8278 | 15.6111 | 14.9236 | 14.0026 | 12.7666 | 12.1706 | 11.7423 | 10.9798 | 10.1911 | 9.2574 | 8.5533 | 0.0075601 | 0.0081506 | 0.0023086 | -0.016169 | -0.027622 | -0.028944 | -0.016508 | -0.0048599 | 0.016179 | 0.024636 | -0.0050415 | -0.0007447 | 0.038185 | 0.14976 | 0.4696 | 0.44146 | 0.4108 | 0.36153 | 0.10771 | 0.013023 | -0.0099599 | -0.010786 | -0.015469 | -0.016705 | 74.737 | 73.2396 | 72.0427 | 70.8931 | 69.9311 | 69.4178 | 69.0258 | 68.9243 | 70.3254 | 74.4882 | 79.9566 | 85.2476 | 89.7057 | 92.6694 | 93.7595 | 94.333 | 94.1707 | 92.6764 | 89.6409 | 85.029 | 80.7589 | 78.0301 | 76.1232 | 74.4589 | 0.19624 | 0.15779 | 0.16728 | 0.15045 | 0.1349 | 0.14673 | 0.12425 | 0.11529 | 0.12462 | 0.1395 | 0.15617 | 0.19263 | 0.16609 | 0.16698 | 0.14179 | 0.12975 | 0.11246 | 0.12665 | 0.14311 | 0.13225 | 0.13758 | 0.16124 | 0.16594 | 0.17917
Portfolio Adjusted1-in-10AllOrange County2020November Monthly Peak | Portfolio Adjusted | 1-in-10 | All | Orange County | 2020 | November Monthly Peak | 11 | 7.2562 | 6.9682 | 6.7737 | 6.819 | 7.3099 | 8.6444 | 9.8729 | 10.7346 | 11.8162 | 12.6769 | 13.4913 | 13.9213 | 14.1476 | 14.2328 | 13.9803 | 13.3205 | 12.6298 | 12.2006 | 11.2366 | 10.6509 | 10.057 | 9.3784 | 8.5853 | 7.9881 | 0.0522 | 0.040802 | 0.032593 | 0.00085961 | -0.0078419 | 0.00096464 | 0.02035 | 0.022536 | 0.0040077 | -0.0043282 | -0.00032233 | 0.012778 | 0.044266 | 0.15354 | 0.43684 | 0.40687 | 0.39042 | 0.35276 | 0.086808 | 0.031182 | 0.0028689 | 0.00046311 | 0.0042351 | -0.010178 | 69.2869 | 67.4991 | 66.8696 | 65.5216 | 64.5248 | 63.5603 | 63.6816 | 64.0267 | 66.4734 | 71.0858 | 76.9424 | 81.947 | 84.9716 | 86.6416 | 87.5415 | 87.2875 | 85.9202 | 83.2818 | 80.0493 | 77.1959 | 74.7792 | 72.7227 | 70.8914 | 69.876 | 0.18898 | 0.15218 | 0.16353 | 0.14775 | 0.13268 | 0.14427 | 0.12064 | 0.11205 | 0.11999 | 0.13365 | 0.14845 | 0.18193 | 0.15639 | 0.1566 | 0.13268 | 0.12089 | 0.10548 | 0.12264 | 0.13513 | 0.12372 | 0.13002 | 0.15305 | 0.15787 | 0.17148
Portfolio Adjusted1-in-10AllOrange County2020December Monthly Peak | Portfolio Adjusted | 1-in-10 | All | Orange County | 2020 | December Monthly Peak | 12 | 6.8804 | 6.6386 | 6.4964 | 6.5242 | 7.0367 | 8.387 | 9.8325 | 10.5357 | 11.4609 | 11.8146 | 11.9267 | 11.7251 | 11.4047 | 11.1022 | 10.6783 | 10.0074 | 9.6863 | 9.8195 | 9.5168 | 9.1618 | 8.7893 | 8.4044 | 7.8395 | 7.3798 | 0.072636 | 0.055554 | 0.046624 | 0.0094027 | 0.0025702 | 0.016322 | 0.039176 | 0.035928 | -0.002178 | -0.017791 | 0.0018738 | 0.017425 | 0.041426 | 0.13432 | 0.35557 | 0.32925 | 0.32471 | 0.29989 | 0.069048 | 0.036746 | 0.0085385 | 0.0056976 | 0.013269 | -0.0064172 | 43.8865 | 43.2738 | 43.0865 | 43.3257 | 43.5408 | 43.4093 | 43.7201 | 43.7003 | 44.2934 | 45.4425 | 46.5722 | 48.0623 | 49.2004 | 49.6382 | 49.881 | 49.8144 | 49.3261 | 48.382 | 47.1743 | 45.9569 | 44.7963 | 44.3743 | 44.0328 | 43.2363 | 0.18321 | 0.14729 | 0.15884 | 0.14222 | 0.12844 | 0.14158 | 0.12041 | 0.1102 | 0.11557 | 0.12434 | 0.13434 | 0.16116 | 0.13592 | 0.13402 | 0.11255 | 0.10288 | 0.091063 | 0.10789 | 0.12148 | 0.11203 | 0.11869 | 0.14153 | 0.14707 | 0.16097
Portfolio Adjusted1-in-10AllOrange County2020Typical Event Day | Portfolio Adjusted | 1-in-10 | All | Orange County | 2020 | Typical Event Day | 8 | 8.2174 | 7.8447 | 7.5761 | 7.6506 | 8.1582 | 9.5782 | 11.0148 | 12.1934 | 13.6098 | 14.8051 | 15.7725 | 16.3061 | 16.484 | 16.5784 | 16.4447 | 15.8739 | 15.0182 | 13.7045 | 12.4947 | 12.0303 | 11.7116 | 10.8517 | 9.8309 | 9.1463 | -0.020066 | -0.011877 | -0.016268 | -0.027604 | -0.041118 | -0.048381 | -0.039563 | -0.021848 | 0.023893 | 0.042616 | -0.0078635 | -0.0089822 | 0.033167 | 0.14121 | 0.47457 | 0.45302 | 0.42008 | 0.37206 | 0.1171 | 0.0014204 | -0.018088 | -0.017963 | -0.02793 | -0.021246 | 76.9139 | 75.8891 | 74.8677 | 74.0118 | 73.2029 | 72.6182 | 72.225 | 72.6446 | 75.3674 | 79.9243 | 84.6919 | 89.0523 | 92.1386 | 94.0009 | 95.0606 | 95.575 | 95.6618 | 94.7581 | 93.3482 | 90.3776 | 86.3069 | 82.8316 | 80.4562 | 78.6225 | 0.21129 | 0.16889 | 0.18081 | 0.16437 | 0.14641 | 0.15809 | 0.13288 | 0.12365 | 0.13253 | 0.14767 | 0.16301 | 0.19935 | 0.17057 | 0.17064 | 0.14559 | 0.1348 | 0.11793 | 0.13283 | 0.14726 | 0.13668 | 0.14679 | 0.17241 | 0.177 | 0.19353
Portfolio Adjusted1-in-10AllOrange County2021January Monthly Peak | Portfolio Adjusted | 1-in-10 | All | Orange County | 2021 | January Monthly Peak | 1 | 6.7298 | 6.5158 | 6.3651 | 6.4291 | 6.9559 | 8.3572 | 9.8649 | 10.5611 | 11.5031 | 11.8017 | 11.8457 | 11.667 | 11.3526 | 10.9789 | 10.5068 | 9.7128 | 9.2207 | 9.4309 | 9.325 | 8.9739 | 8.6336 | 8.2553 | 7.7116 | 7.2931 | 0.071279 | 0.054702 | 0.04566 | 0.0092615 | 0.0025491 | 0.016417 | 0.039645 | 0.036572 | -0.0022219 | -0.018006 | 0.0018924 | 0.017687 | 0.042158 | 0.13602 | 0.35692 | 0.32699 | 0.3173 | 0.29366 | 0.06854 | 0.036463 | 0.0085049 | 0.0056716 | 0.013259 | -0.0064165 | 44.7947 | 44.0521 | 43.195 | 42.5407 | 42.1449 | 41.6351 | 41.2128 | 41.0862 | 41.6064 | 43.9801 | 46.5127 | 48.1409 | 49.7882 | 50.6804 | 51.2852 | 51.2567 | 50.0656 | 48.4578 | 46.2988 | 44.8797 | 44.0171 | 43.5869 | 43.1111 | 42.4737 | 0.17979 | 0.14504 | 0.15555 | 0.14009 | 0.12739 | 0.1424 | 0.12185 | 0.11215 | 0.11787 | 0.12582 | 0.13565 | 0.16357 | 0.1383 | 0.13569 | 0.11367 | 0.10302 | 0.089841 | 0.10631 | 0.12058 | 0.11116 | 0.11821 | 0.14088 | 0.14695 | 0.16096
Portfolio Adjusted1-in-10AllOrange County2021February Monthly Peak | Portfolio Adjusted | 1-in-10 | All | Orange County | 2021 | February Monthly Peak | 2 | 6.7422 | 6.4934 | 6.3599 | 6.4291 | 6.9648 | 8.3164 | 9.6784 | 10.2995 | 11.1181 | 11.5041 | 11.7329 | 11.8039 | 11.723 | 11.5767 | 11.2849 | 10.6336 | 10.0426 | 9.8274 | 9.7784 | 9.3474 | 8.9537 | 8.444 | 7.7856 | 7.3045 | 0.071697 | 0.054843 | 0.046123 | 0.0093768 | 0.002577 | 0.016478 | 0.039545 | 0.036401 | -0.00221 | -0.018095 | 0.0019107 | 0.018009 | 0.043193 | 0.14064 | 0.37453 | 0.34547 | 0.33401 | 0.30176 | 0.07055 | 0.037394 | 0.0087047 | 0.0057598 | 0.013346 | -0.006423 | 50.7177 | 50.6113 | 50.0709 | 49.5121 | 49.4761 | 48.7809 | 47.4655 | 48.1779 | 49.3115 | 51.5015 | 53.6326 | 54.492 | 55.3916 | 56.6867 | 57.753 | 58.0238 | 57.2507 | 56.7664 | 55.2461 | 53.7515 | 52.472 | 51.0261 | 50.4237 | 49.6368 | 0.18084 | 0.1454 | 0.15713 | 0.14183 | 0.12877 | 0.14289 | 0.12149 | 0.1116 | 0.1172 | 0.12639 | 0.13692 | 0.16653 | 0.14169 | 0.14031 | 0.11833 | 0.10745 | 0.093339 | 0.10871 | 0.12412 | 0.114 | 0.12099 | 0.14308 | 0.14791 | 0.16111
Portfolio Adjusted1-in-10AllOrange County2021March Monthly Peak | Portfolio Adjusted | 1-in-10 | All | Orange County | 2021 | March Monthly Peak | 3 | 7.0281 | 6.7463 | 6.536 | 6.594 | 7.0689 | 8.3927 | 9.8189 | 10.4173 | 11.1535 | 11.7129 | 12.2505 | 12.5809 | 12.7324 | 12.8334 | 12.7077 | 12.1945 | 11.5153 | 10.6817 | 10.1631 | 10.1352 | 9.6927 | 9.0569 | 8.2678 | 7.6696 | 0.075101 | 0.057404 | 0.04779 | 0.0097415 | 0.0026491 | 0.016784 | 0.040258 | 0.037068 | -0.0022578 | -0.018698 | 0.0019974 | 0.018935 | 0.045895 | 0.15121 | 0.40884 | 0.38113 | 0.36911 | 0.32191 | 0.073558 | 0.039979 | 0.0093237 | 0.006138 | 0.01416 | -0.0067562 | 60.9284 | 59.3686 | 57.9375 | 57.1556 | 56.5875 | 56.1278 | 55.8925 | 56.0077 | 57.173 | 60.7809 | 64.8823 | 69.2194 | 72.7934 | 74.7216 | 75.7086 | 76.3078 | 76.2793 | 75.5219 | 73.9991 | 71.3646 | 67.9544 | 65.1833 | 62.9832 | 60.6543 | 0.18941 | 0.15217 | 0.1628 | 0.14733 | 0.13236 | 0.14551 | 0.12367 | 0.11363 | 0.11971 | 0.13058 | 0.14313 | 0.17511 | 0.15059 | 0.1509 | 0.12802 | 0.11696 | 0.10173 | 0.11524 | 0.1294 | 0.12188 | 0.1296 | 0.15247 | 0.15692 | 0.16946
Portfolio Adjusted1-in-10AllOrange County2021April Monthly Peak | Portfolio Adjusted | 1-in-10 | All | Orange County | 2021 | April Monthly Peak | 4 | 7.2319 | 6.94 | 6.7168 | 6.7852 | 7.2574 | 8.5867 | 9.8831 | 10.73 | 11.7983 | 12.7359 | 13.5747 | 14.1102 | 14.3864 | 14.5083 | 14.3378 | 13.7758 | 12.9733 | 11.8608 | 10.8538 | 10.7849 | 10.403 | 9.6574 | 8.7422 | 8.0493 | 0.03619 | 0.028999 | 0.021793 | -0.0046592 | -0.014015 | -0.0087907 | 0.0080498 | 0.01328 | 0.0078278 | 0.0050059 | -0.0018044 | 0.0081948 | 0.041309 | 0.14859 | 0.43759 | 0.41096 | 0.38989 | 0.34078 | 0.088655 | 0.024659 | -0.0012688 | -0.0031514 | -0.0021265 | -0.01197 | 71.2513 | 69.4665 | 67.8746 | 66.2299 | 65.2536 | 64.5904 | 64.0261 | 64.1349 | 67.1737 | 72.7055 | 78.6405 | 84.0753 | 87.6906 | 89.6444 | 90.284 | 90.7557 | 90.7401 | 89.9126 | 88.2747 | 84.6405 | 79.6879 | 75.7598 | 73.1853 | 71.1824 | 0.18312 | 0.14747 | 0.15806 | 0.14357 | 0.12889 | 0.14125 | 0.11877 | 0.11051 | 0.11818 | 0.13143 | 0.14587 | 0.17959 | 0.15478 | 0.15503 | 0.13144 | 0.12035 | 0.1047 | 0.11801 | 0.12962 | 0.12222 | 0.13036 | 0.153 | 0.15644 | 0.16814
Portfolio Adjusted1-in-10AllOrange County2021May Monthly Peak | Portfolio Adjusted | 1-in-10 | All | Orange County | 2021 | May Monthly Peak | 5 | 7.4274 | 7.1191 | 6.8783 | 6.9384 | 7.4432 | 8.7932 | 9.9609 | 11.1162 | 12.4237 | 13.5153 | 14.4747 | 15.0262 | 15.28 | 15.3929 | 15.1875 | 14.5439 | 13.7002 | 12.4695 | 11.3515 | 11.0291 | 10.8486 | 10.0877 | 9.1197 | 8.4481 | 0.0070862 | 0.0076552 | 0.002168 | -0.015587 | -0.026782 | -0.028349 | -0.015926 | -0.00479 | 0.015927 | 0.024284 | -0.0049502 | -0.00074355 | 0.037331 | 0.14597 | 0.45774 | 0.43005 | 0.40111 | 0.35196 | 0.10151 | 0.012303 | -0.0097779 | -0.010615 | -0.015088 | -0.016308 | 74.3762 | 72.682 | 71.2051 | 70.6113 | 69.962 | 69.1426 | 68.7388 | 69.0466 | 72.6257 | 78.3337 | 83.1957 | 86.751 | 89.2151 | 91.1636 | 92.4434 | 92.8095 | 92.6262 | 91.5433 | 90.0192 | 87.314 | 83.2713 | 79.0168 | 76.5166 | 74.3859 | 0.18517 | 0.14889 | 0.15936 | 0.14488 | 0.13071 | 0.14356 | 0.11951 | 0.11294 | 0.12258 | 0.13733 | 0.15318 | 0.18854 | 0.16242 | 0.16276 | 0.1382 | 0.12633 | 0.10968 | 0.12314 | 0.13483 | 0.12513 | 0.13489 | 0.15852 | 0.16166 | 0.17487
Portfolio Adjusted1-in-10AllOrange County2021June Monthly Peak | Portfolio Adjusted | 1-in-10 | All | Orange County | 2021 | June Monthly Peak | 6 | 7.847 | 7.5223 | 7.2331 | 7.286 | 7.7386 | 8.941 | 10.148 | 11.3775 | 12.6195 | 13.6736 | 14.5728 | 15.0683 | 15.1897 | 15.2886 | 15.1304 | 14.6284 | 13.841 | 12.6652 | 11.6598 | 11.1635 | 11.0174 | 10.3465 | 9.3802 | 8.7141 | 0.016862 | 0.015053 | 0.0084469 | -0.013428 | -0.024518 | -0.02348 | -0.0093111 | 0.00047491 | 0.01381 | 0.018851 | -0.0040384 | 0.0018985 | 0.037889 | 0.1439 | 0.44701 | 0.42653 | 0.40273 | 0.35384 | 0.10033 | 0.016276 | -0.0075271 | -0.0087951 | -0.011837 | -0.015909 | 72.1711 | 70.9698 | 69.7959 | 68.8907 | 67.7278 | 66.9035 | 66.5461 | 67.5988 | 71.003 | 75.9417 | 81.0153 | 85.5047 | 88.8517 | 91.0976 | 92.6915 | 93.4122 | 93.7468 | 92.5755 | 91.0841 | 87.9332 | 83.7495 | 80.0696 | 77.5775 | 75.7248 | 0.20047 | 0.16143 | 0.17131 | 0.15557 | 0.13785 | 0.14747 | 0.12264 | 0.11503 | 0.12332 | 0.13714 | 0.15142 | 0.18487 | 0.15722 | 0.15701 | 0.13363 | 0.12418 | 0.10872 | 0.12246 | 0.13651 | 0.12689 | 0.13768 | 0.16337 | 0.16742 | 0.18249
Portfolio Adjusted1-in-10AllOrange County2021July Monthly Peak | Portfolio Adjusted | 1-in-10 | All | Orange County | 2021 | July Monthly Peak | 7 | 8.1011 | 7.767 | 7.5134 | 7.5684 | 8.0577 | 9.4146 | 10.7035 | 11.9561 | 13.276 | 14.4286 | 15.398 | 15.9189 | 16.0883 | 16.162 | 16.0347 | 15.5352 | 14.7306 | 13.4892 | 12.3569 | 11.7648 | 11.5364 | 10.8094 | 9.8022 | 9.0962 | -0.015745 | -0.0088082 | -0.013448 | -0.025882 | -0.039044 | -0.045212 | -0.035431 | -0.018882 | 0.022161 | 0.038848 | -0.0072362 | -0.007524 | 0.03281 | 0.13736 | 0.46011 | 0.44217 | 0.41285 | 0.36702 | 0.11465 | 0.0031042 | -0.016715 | -0.01693 | -0.026158 | -0.02061 | 77.7176 | 76.4382 | 75.2317 | 74.0529 | 73.2802 | 72.574 | 71.9162 | 72.3621 | 75.2564 | 79.9416 | 85.0281 | 89.2546 | 91.5529 | 92.7486 | 93.7244 | 93.6844 | 93.4423 | 92.9411 | 91.4319 | 88.913 | 85.1545 | 81.5895 | 79.3135 | 77.8121 | 0.20792 | 0.16707 | 0.17924 | 0.16241 | 0.14454 | 0.15556 | 0.12921 | 0.11998 | 0.12799 | 0.14249 | 0.1574 | 0.19227 | 0.16425 | 0.16386 | 0.14015 | 0.13083 | 0.1151 | 0.13033 | 0.14515 | 0.13395 | 0.1441 | 0.17119 | 0.17601 | 0.19171
Portfolio Adjusted1-in-10AllOrange County2021August Monthly Peak | Portfolio Adjusted | 1-in-10 | All | Orange County | 2021 | August Monthly Peak | 8 | 8.3164 | 7.9403 | 7.6674 | 7.7414 | 8.2551 | 9.693 | 11.1544 | 12.4024 | 13.9218 | 15.2211 | 16.265 | 16.8364 | 17.0262 | 17.0998 | 16.9405 | 16.3281 | 15.4368 | 14.0755 | 12.8043 | 12.3138 | 11.9569 | 11.0699 | 10.0203 | 9.3117 | -0.040718 | -0.026923 | -0.030076 | -0.035257 | -0.04989 | -0.061659 | -0.056074 | -0.034342 | 0.029342 | 0.055886 | -0.010018 | -0.015299 | 0.029934 | 0.13759 | 0.48345 | 0.4621 | 0.4241 | 0.3772 | 0.1253 | -0.0073082 | -0.024017 | -0.023113 | -0.03695 | -0.02409 | 77.9708 | 77.2036 | 76.4276 | 75.6028 | 74.9952 | 74.4877 | 74.4892 | 75.0418 | 77.618 | 82.3175 | 86.931 | 91.2486 | 94.7634 | 96.8827 | 97.7092 | 98.5044 | 98.6961 | 97.9967 | 97.1789 | 94.3828 | 90.0373 | 86.5646 | 84.2107 | 82.1571 | 0.21729 | 0.17375 | 0.18606 | 0.16913 | 0.15068 | 0.16273 | 0.13679 | 0.12767 | 0.1373 | 0.15357 | 0.17008 | 0.20841 | 0.17855 | 0.17857 | 0.15238 | 0.14107 | 0.12337 | 0.13884 | 0.15345 | 0.14228 | 0.15249 | 0.17892 | 0.18353 | 0.20043
Portfolio Adjusted1-in-10AllOrange County2021September Monthly Peak | Portfolio Adjusted | 1-in-10 | All | Orange County | 2021 | September Monthly Peak | 9 | 8.1889 | 7.851 | 7.6085 | 7.672 | 8.202 | 9.6513 | 11.2623 | 12.4324 | 14.0472 | 15.3719 | 16.4432 | 17.03 | 17.2505 | 17.3292 | 17.0605 | 16.3418 | 15.3963 | 13.9882 | 12.8096 | 12.6425 | 11.9046 | 11.0226 | 9.9758 | 9.2343 | -0.041388 | -0.027587 | -0.030747 | -0.035487 | -0.050185 | -0.062137 | -0.057023 | -0.035237 | 0.030125 | 0.057575 | -0.010338 | -0.016007 | 0.030481 | 0.14078 | 0.4923 | 0.46717 | 0.42669 | 0.37844 | 0.12683 | -0.0079904 | -0.024451 | -0.023513 | -0.037564 | -0.024201 | 79.7968 | 78.9454 | 78.0161 | 77.5015 | 76.8087 | 76.5082 | 75.9487 | 75.5762 | 77.5925 | 81.4969 | 85.7937 | 90.2021 | 93.3876 | 95.2759 | 96.1184 | 96.7001 | 96.7632 | 95.5201 | 93.6991 | 90.2827 | 86.2872 | 83.1037 | 80.724 | 78.7966 | 0.21513 | 0.17292 | 0.18576 | 0.16848 | 0.15036 | 0.16232 | 0.13712 | 0.12862 | 0.13979 | 0.15646 | 0.17382 | 0.21357 | 0.18343 | 0.18347 | 0.15596 | 0.14344 | 0.12496 | 0.1401 | 0.15513 | 0.14601 | 0.15345 | 0.18015 | 0.18445 | 0.20044
Portfolio Adjusted1-in-10AllOrange County2021October Monthly Peak | Portfolio Adjusted | 1-in-10 | All | Orange County | 2021 | October Monthly Peak | 10 | 7.7138 | 7.4038 | 7.1136 | 7.1341 | 7.6364 | 9.0109 | 10.6137 | 11.4638 | 12.7296 | 13.8333 | 14.8464 | 15.4279 | 15.6902 | 15.854 | 15.6365 | 14.9475 | 14.0248 | 12.7873 | 12.1907 | 11.762 | 10.9983 | 10.2086 | 9.2736 | 8.5686 | 0.007582 | 0.0081741 | 0.0023153 | -0.016215 | -0.027702 | -0.029028 | -0.016556 | -0.004874 | 0.016225 | 0.024707 | -0.0050561 | -0.00074685 | 0.038295 | 0.15019 | 0.47082 | 0.44257 | 0.41182 | 0.36246 | 0.10803 | 0.01306 | -0.0099887 | -0.010817 | -0.015514 | -0.016753 | 74.7372 | 73.2397 | 72.0429 | 70.8932 | 69.9312 | 69.4179 | 69.0259 | 68.9243 | 70.3255 | 74.4884 | 79.9568 | 85.2478 | 89.7059 | 92.6697 | 93.7598 | 94.3333 | 94.171 | 92.6767 | 89.6412 | 85.0293 | 80.7591 | 78.0303 | 76.1234 | 74.4591 | 0.19681 | 0.15824 | 0.16776 | 0.15088 | 0.13528 | 0.14715 | 0.12461 | 0.11563 | 0.12497 | 0.1399 | 0.15662 | 0.19318 | 0.16657 | 0.16746 | 0.1422 | 0.13013 | 0.11279 | 0.12701 | 0.14352 | 0.13263 | 0.13798 | 0.1617 | 0.16642 | 0.17968
Portfolio Adjusted1-in-10AllOrange County2021November Monthly Peak | Portfolio Adjusted | 1-in-10 | All | Orange County | 2021 | November Monthly Peak | 11 | 7.2691 | 6.9807 | 6.7858 | 6.8312 | 7.3233 | 8.661 | 9.8922 | 10.7555 | 11.8384 | 12.7 | 13.5152 | 13.9455 | 14.1718 | 14.2569 | 14.0036 | 13.3423 | 12.6501 | 12.2201 | 11.2551 | 10.6689 | 10.0742 | 9.3947 | 8.6004 | 8.0023 | 0.052351 | 0.04092 | 0.032687 | 0.00086209 | -0.0078645 | 0.00096743 | 0.020409 | 0.022601 | 0.0040192 | -0.0043407 | -0.00032326 | 0.012815 | 0.044394 | 0.15398 | 0.43797 | 0.40791 | 0.3914 | 0.35366 | 0.087059 | 0.031272 | 0.0028772 | 0.00046444 | 0.0042473 | -0.010207 | 69.287 | 67.4991 | 66.8697 | 65.5217 | 64.5249 | 63.5604 | 63.6817 | 64.0267 | 66.4734 | 71.0859 | 76.9425 | 81.9472 | 84.9717 | 86.6418 | 87.5417 | 87.2877 | 85.9204 | 83.2821 | 80.0495 | 77.1961 | 74.7793 | 72.7228 | 70.8916 | 69.8762 | 0.18952 | 0.15262 | 0.164 | 0.14818 | 0.13307 | 0.14469 | 0.12099 | 0.11237 | 0.12034 | 0.13403 | 0.14888 | 0.18245 | 0.15684 | 0.15705 | 0.13306 | 0.12124 | 0.10578 | 0.12299 | 0.13552 | 0.12407 | 0.13039 | 0.1535 | 0.15833 | 0.17197
Portfolio Adjusted1-in-10AllOrange County2021December Monthly Peak | Portfolio Adjusted | 1-in-10 | All | Orange County | 2021 | December Monthly Peak | 12 | 6.8925 | 6.6502 | 6.5077 | 6.5355 | 7.0492 | 8.4026 | 9.851 | 10.5554 | 11.4815 | 11.8352 | 11.9475 | 11.7457 | 11.4251 | 11.1222 | 10.6974 | 10.0254 | 9.7033 | 9.8362 | 9.5328 | 9.1775 | 8.8044 | 8.4189 | 7.853 | 7.3927 | 0.072846 | 0.055714 | 0.046759 | 0.0094299 | 0.0025776 | 0.016369 | 0.039289 | 0.036032 | -0.0021843 | -0.017843 | 0.0018793 | 0.017475 | 0.041545 | 0.13471 | 0.35651 | 0.33011 | 0.32555 | 0.30067 | 0.069247 | 0.036852 | 0.0085632 | 0.005714 | 0.013308 | -0.0064357 | 43.8866 | 43.2739 | 43.0866 | 43.3258 | 43.541 | 43.4095 | 43.7203 | 43.7004 | 44.2935 | 45.4426 | 46.5723 | 48.0624 | 49.2005 | 49.6383 | 49.8812 | 49.8145 | 49.3262 | 48.3821 | 47.1745 | 45.9571 | 44.7964 | 44.3744 | 44.033 | 43.2365 | 0.18374 | 0.14772 | 0.15929 | 0.14263 | 0.12881 | 0.14199 | 0.12076 | 0.11051 | 0.1159 | 0.12469 | 0.13472 | 0.16163 | 0.13631 | 0.1344 | 0.11287 | 0.10317 | 0.091325 | 0.1082 | 0.12183 | 0.11235 | 0.11903 | 0.14194 | 0.14749 | 0.16144
Portfolio Adjusted1-in-10AllOrange County2021Typical Event Day | Portfolio Adjusted | 1-in-10 | All | Orange County | 2021 | Typical Event Day | 8 | 8.232 | 7.8587 | 7.5896 | 7.6644 | 8.1732 | 9.5966 | 11.0363 | 12.2167 | 13.6346 | 14.8308 | 15.7989 | 16.3328 | 16.5105 | 16.6048 | 16.4704 | 15.8983 | 15.0411 | 13.7259 | 12.5151 | 12.0503 | 11.7312 | 10.8702 | 9.8479 | 9.1626 | -0.020124 | -0.011912 | -0.016315 | -0.027683 | -0.041237 | -0.048521 | -0.039677 | -0.021911 | 0.023962 | 0.042739 | -0.0078862 | -0.0090081 | 0.033262 | 0.14162 | 0.47579 | 0.45415 | 0.42111 | 0.373 | 0.11744 | 0.0014245 | -0.01814 | -0.018015 | -0.028011 | -0.021307 | 76.9141 | 75.8893 | 74.8678 | 74.012 | 73.203 | 72.6183 | 72.2251 | 72.6447 | 75.3675 | 79.9244 | 84.692 | 89.0525 | 92.1389 | 94.0012 | 95.0609 | 95.5753 | 95.6621 | 94.7583 | 93.3485 | 90.3779 | 86.3071 | 82.8318 | 80.4564 | 78.6227 | 0.2119 | 0.16938 | 0.18133 | 0.16484 | 0.14683 | 0.15855 | 0.13326 | 0.124 | 0.13291 | 0.1481 | 0.16348 | 0.19992 | 0.17105 | 0.17113 | 0.14601 | 0.13519 | 0.11826 | 0.13321 | 0.14768 | 0.13707 | 0.14721 | 0.17291 | 0.17751 | 0.19409
Portfolio Adjusted1-in-10AllOrange County2022January Monthly Peak | Portfolio Adjusted | 1-in-10 | All | Orange County | 2022 | January Monthly Peak | 1 | 6.7416 | 6.5272 | 6.3762 | 6.4403 | 6.9683 | 8.3729 | 9.8837 | 10.5812 | 11.5241 | 11.8226 | 11.8667 | 11.688 | 11.3733 | 10.9991 | 10.5261 | 9.7308 | 9.2376 | 9.4473 | 9.341 | 8.9895 | 8.6487 | 8.2697 | 7.7251 | 7.306 | 0.071485 | 0.05486 | 0.045792 | 0.0092882 | 0.0025565 | 0.016464 | 0.03976 | 0.036677 | -0.0022283 | -0.018058 | 0.0018979 | 0.017738 | 0.042279 | 0.13641 | 0.35787 | 0.32785 | 0.31813 | 0.29443 | 0.068738 | 0.036568 | 0.0085295 | 0.005688 | 0.013297 | -0.006435 | 44.7948 | 44.0522 | 43.1951 | 42.5408 | 42.145 | 41.6352 | 41.2129 | 41.0863 | 41.6065 | 43.9802 | 46.5128 | 48.141 | 49.7883 | 50.6806 | 51.2854 | 51.2568 | 50.0657 | 48.458 | 46.2989 | 44.8799 | 44.0172 | 43.587 | 43.1113 | 42.4738 | 0.18031 | 0.14546 | 0.156 | 0.14049 | 0.12776 | 0.14281 | 0.1222 | 0.11247 | 0.11821 | 0.12618 | 0.13604 | 0.16404 | 0.13869 | 0.13608 | 0.114 | 0.10332 | 0.090099 | 0.10661 | 0.12093 | 0.11148 | 0.11855 | 0.14129 | 0.14737 | 0.16142
Portfolio Adjusted1-in-10AllOrange County2022February Monthly Peak | Portfolio Adjusted | 1-in-10 | All | Orange County | 2022 | February Monthly Peak | 2 | 6.7541 | 6.5048 | 6.371 | 6.4404 | 6.9774 | 8.3322 | 9.6971 | 10.3196 | 11.139 | 11.5252 | 11.7542 | 11.8252 | 11.7442 | 11.5975 | 11.305 | 10.6523 | 10.06 | 9.8442 | 9.7949 | 9.3633 | 8.9691 | 8.4587 | 7.7992 | 7.3174 | 0.071904 | 0.055002 | 0.046257 | 0.0094039 | 0.0025844 | 0.016525 | 0.039659 | 0.036506 | -0.0022164 | -0.018147 | 0.0019162 | 0.018061 | 0.043317 | 0.14104 | 0.37552 | 0.34637 | 0.33487 | 0.30254 | 0.070754 | 0.037502 | 0.0087298 | 0.0057764 | 0.013385 | -0.0064415 | 50.7178 | 50.6114 | 50.071 | 49.5123 | 49.4762 | 48.7811 | 47.4657 | 48.178 | 49.3116 | 51.5016 | 53.6327 | 54.4921 | 55.3918 | 56.6868 | 57.7531 | 58.0239 | 57.2509 | 56.7666 | 55.2463 | 53.7516 | 52.4722 | 51.0262 | 50.4239 | 49.6369 | 0.18136 | 0.14582 | 0.15758 | 0.14223 | 0.12914 | 0.1433 | 0.12184 | 0.11192 | 0.11754 | 0.12675 | 0.13731 | 0.16701 | 0.1421 | 0.14072 | 0.11867 | 0.10776 | 0.093608 | 0.10902 | 0.12448 | 0.11433 | 0.12134 | 0.14349 | 0.14834 | 0.16158
Portfolio Adjusted1-in-10AllOrange County2022March Monthly Peak | Portfolio Adjusted | 1-in-10 | All | Orange County | 2022 | March Monthly Peak | 3 | 7.0406 | 6.7583 | 6.5475 | 6.6058 | 7.0818 | 8.4088 | 9.8379 | 10.4378 | 11.1749 | 11.7346 | 12.2727 | 12.6033 | 12.7549 | 12.8558 | 12.7294 | 12.2148 | 11.5343 | 10.6994 | 10.1803 | 10.1523 | 9.7092 | 9.0725 | 8.2822 | 7.6832 | 0.075318 | 0.05757 | 0.047928 | 0.0097696 | 0.0026567 | 0.016833 | 0.040374 | 0.037175 | -0.0022643 | -0.018752 | 0.0020032 | 0.01899 | 0.046028 | 0.15165 | 0.40991 | 0.3821 | 0.37004 | 0.32274 | 0.073771 | 0.040094 | 0.0093506 | 0.0061557 | 0.014201 | -0.0067757 | 60.9286 | 59.3687 | 57.9376 | 57.1557 | 56.5876 | 56.1279 | 55.8926 | 56.0079 | 57.1732 | 60.7811 | 64.8824 | 69.2195 | 72.7936 | 74.7218 | 75.7088 | 76.308 | 76.2795 | 75.5222 | 73.9993 | 71.3648 | 67.9547 | 65.1835 | 62.9834 | 60.6545 | 0.18996 | 0.15261 | 0.16327 | 0.14775 | 0.13274 | 0.14593 | 0.12403 | 0.11396 | 0.12005 | 0.13095 | 0.14354 | 0.17561 | 0.15102 | 0.15134 | 0.12839 | 0.1173 | 0.10202 | 0.11558 | 0.12977 | 0.12223 | 0.12997 | 0.15291 | 0.15737 | 0.16995
Portfolio Adjusted1-in-10AllOrange County2022April Monthly Peak | Portfolio Adjusted | 1-in-10 | All | Orange County | 2022 | April Monthly Peak | 4 | 7.2446 | 6.9522 | 6.7286 | 6.7973 | 7.2706 | 8.6032 | 9.9024 | 10.7509 | 11.8205 | 12.759 | 13.5985 | 14.1344 | 14.4106 | 14.5324 | 14.3612 | 13.7977 | 12.9938 | 11.8799 | 10.8719 | 10.8029 | 10.4204 | 9.6738 | 8.7573 | 8.0635 | 0.036295 | 0.029082 | 0.021856 | -0.0046727 | -0.014056 | -0.0088161 | 0.008073 | 0.013318 | 0.0078504 | 0.0050204 | -0.0018096 | 0.0082184 | 0.041429 | 0.14902 | 0.43873 | 0.412 | 0.39087 | 0.34165 | 0.088911 | 0.02473 | -0.0012725 | -0.0031605 | -0.0021326 | -0.012005 | 71.2514 | 69.4665 | 67.8746 | 66.2299 | 65.2536 | 64.5905 | 64.0261 | 64.1349 | 67.1738 | 72.7056 | 78.6406 | 84.0755 | 87.6908 | 89.6447 | 90.2843 | 90.756 | 90.7403 | 89.9128 | 88.275 | 84.6408 | 79.6882 | 75.7601 | 73.1855 | 71.1825 | 0.18364 | 0.1479 | 0.15852 | 0.14398 | 0.12926 | 0.14166 | 0.11911 | 0.11083 | 0.11852 | 0.13181 | 0.14629 | 0.1801 | 0.15522 | 0.15547 | 0.13181 | 0.12069 | 0.105 | 0.11835 | 0.13 | 0.12258 | 0.13073 | 0.15344 | 0.15689 | 0.16862
Portfolio Adjusted1-in-10AllOrange County2022May Monthly Peak | Portfolio Adjusted | 1-in-10 | All | Orange County | 2022 | May Monthly Peak | 5 | 7.4403 | 7.1316 | 6.8904 | 6.9507 | 7.4568 | 8.8101 | 9.9805 | 11.1378 | 12.447 | 13.5396 | 14.4999 | 15.0518 | 15.3057 | 15.4185 | 15.2123 | 14.5671 | 13.7218 | 12.4896 | 11.3704 | 11.0477 | 10.8668 | 10.105 | 9.1355 | 8.463 | 0.0071066 | 0.0076773 | 0.0021743 | -0.015632 | -0.026859 | -0.028431 | -0.015972 | -0.0048039 | 0.015973 | 0.024354 | -0.0049645 | -0.0007457 | 0.037439 | 0.14639 | 0.45892 | 0.43114 | 0.40211 | 0.35285 | 0.1018 | 0.012339 | -0.0098061 | -0.010645 | -0.015132 | -0.016355 | 74.3763 | 72.6822 | 71.2053 | 70.6115 | 69.9621 | 69.1427 | 68.7388 | 69.0467 | 72.6257 | 78.3338 | 83.1959 | 86.7512 | 89.2154 | 91.1638 | 92.4436 | 92.8097 | 92.6265 | 91.5435 | 90.0195 | 87.3142 | 83.2716 | 79.0171 | 76.5168 | 74.386 | 0.1857 | 0.14932 | 0.15982 | 0.1453 | 0.13109 | 0.14398 | 0.11986 | 0.11327 | 0.12293 | 0.13772 | 0.15363 | 0.18908 | 0.16288 | 0.16323 | 0.13859 | 0.12669 | 0.10999 | 0.12349 | 0.13522 | 0.12549 | 0.13528 | 0.15898 | 0.16212 | 0.17537
Portfolio Adjusted1-in-10AllOrange County2022June Monthly Peak | Portfolio Adjusted | 1-in-10 | All | Orange County | 2022 | June Monthly Peak | 6 | 7.8611 | 7.5358 | 7.2461 | 7.2992 | 7.7529 | 8.9584 | 10.1681 | 11.3995 | 12.6429 | 13.6978 | 14.5976 | 15.0933 | 15.2145 | 15.3132 | 15.1543 | 14.6512 | 13.8624 | 12.6852 | 11.679 | 11.1824 | 11.0359 | 10.3643 | 9.3966 | 8.7296 | 0.016911 | 0.015096 | 0.0084713 | -0.013467 | -0.024589 | -0.023548 | -0.009338 | 0.00047629 | 0.01385 | 0.018905 | -0.0040501 | 0.001904 | 0.037998 | 0.14431 | 0.44815 | 0.4276 | 0.40373 | 0.35473 | 0.10062 | 0.016323 | -0.0075488 | -0.0088205 | -0.011871 | -0.015955 | 72.1712 | 70.97 | 69.796 | 68.8908 | 67.7279 | 66.9036 | 66.5462 | 67.5989 | 71.0031 | 75.9418 | 81.0154 | 85.5049 | 88.8519 | 91.0979 | 92.6918 | 93.4125 | 93.7472 | 92.5758 | 91.0844 | 87.9335 | 83.7498 | 80.0698 | 77.5777 | 75.725 | 0.20105 | 0.1619 | 0.17181 | 0.15602 | 0.13824 | 0.1479 | 0.12299 | 0.11536 | 0.12368 | 0.13753 | 0.15186 | 0.1854 | 0.15767 | 0.15746 | 0.13401 | 0.12454 | 0.10903 | 0.12282 | 0.1369 | 0.12725 | 0.13807 | 0.16384 | 0.1679 | 0.18301
Portfolio Adjusted1-in-10AllOrange County2022July Monthly Peak | Portfolio Adjusted | 1-in-10 | All | Orange County | 2022 | July Monthly Peak | 7 | 8.1156 | 7.7809 | 7.5269 | 7.582 | 8.0725 | 9.4327 | 10.7245 | 11.9788 | 13.3 | 14.4535 | 15.4235 | 15.9447 | 16.1139 | 16.1874 | 16.0595 | 15.559 | 14.753 | 13.5103 | 12.3771 | 11.7845 | 11.5557 | 10.8278 | 9.8193 | 9.1123 | -0.01579 | -0.0088336 | -0.013487 | -0.025957 | -0.039157 | -0.045343 | -0.035534 | -0.018936 | 0.022225 | 0.038961 | -0.0072571 | -0.0075457 | 0.032904 | 0.13776 | 0.46128 | 0.44327 | 0.41386 | 0.36795 | 0.11498 | 0.0031131 | -0.016763 | -0.016979 | -0.026233 | -0.020669 | 77.7178 | 76.4384 | 75.2318 | 74.053 | 73.2802 | 72.5741 | 71.9163 | 72.3621 | 75.2565 | 79.9417 | 85.0283 | 89.2547 | 91.5532 | 92.7489 | 93.7247 | 93.6846 | 93.4425 | 92.9414 | 91.4322 | 88.9133 | 85.1548 | 81.5897 | 79.3137 | 77.8122 | 0.20852 | 0.16755 | 0.17976 | 0.16288 | 0.14496 | 0.15601 | 0.12958 | 0.12033 | 0.12836 | 0.1429 | 0.15786 | 0.19282 | 0.16472 | 0.16433 | 0.14056 | 0.1312 | 0.11543 | 0.13071 | 0.14557 | 0.13433 | 0.14452 | 0.17168 | 0.17652 | 0.19226
Portfolio Adjusted1-in-10AllOrange County2022August Monthly Peak | Portfolio Adjusted | 1-in-10 | All | Orange County | 2022 | August Monthly Peak | 8 | 8.3311 | 7.9544 | 7.6811 | 7.7553 | 8.2702 | 9.7116 | 11.1761 | 12.426 | 13.947 | 15.2473 | 16.292 | 16.8637 | 17.0535 | 17.1269 | 16.9669 | 16.3531 | 15.4603 | 14.0974 | 12.8252 | 12.3343 | 11.9768 | 11.0887 | 10.0376 | 9.3282 | -0.040836 | -0.027 | -0.030163 | -0.035359 | -0.050034 | -0.061837 | -0.056236 | -0.034441 | 0.029427 | 0.056048 | -0.010047 | -0.015343 | 0.03002 | 0.13798 | 0.48469 | 0.46325 | 0.42514 | 0.37815 | 0.12566 | -0.0073293 | -0.024086 | -0.02318 | -0.037057 | -0.02416 | 77.9709 | 77.2037 | 76.4277 | 75.6029 | 74.9953 | 74.4878 | 74.4893 | 75.042 | 77.6182 | 82.3177 | 86.9312 | 91.2489 | 94.7636 | 96.883 | 97.7096 | 98.5047 | 98.6964 | 97.9969 | 97.1792 | 94.383 | 90.0375 | 86.5648 | 84.211 | 82.1573 | 0.21792 | 0.17425 | 0.1866 | 0.16961 | 0.15112 | 0.16319 | 0.13718 | 0.12804 | 0.1377 | 0.15401 | 0.17057 | 0.20901 | 0.17906 | 0.17908 | 0.15281 | 0.14148 | 0.12373 | 0.13924 | 0.15389 | 0.14269 | 0.15293 | 0.17944 | 0.18406 | 0.201
Portfolio Adjusted1-in-10AllOrange County2022September Monthly Peak | Portfolio Adjusted | 1-in-10 | All | Orange County | 2022 | September Monthly Peak | 9 | 8.2035 | 7.865 | 7.6221 | 7.6858 | 8.2171 | 9.6698 | 11.2841 | 12.4562 | 14.0728 | 15.3986 | 16.4707 | 17.058 | 17.2785 | 17.357 | 17.0875 | 16.3673 | 15.4201 | 14.0104 | 12.8307 | 12.6635 | 11.9246 | 11.0416 | 9.9933 | 9.2508 | -0.041508 | -0.027667 | -0.030835 | -0.035589 | -0.050329 | -0.062317 | -0.057188 | -0.035339 | 0.030212 | 0.057741 | -0.010368 | -0.016053 | 0.03057 | 0.14119 | 0.49356 | 0.46834 | 0.42774 | 0.37939 | 0.12719 | -0.0080134 | -0.024522 | -0.023581 | -0.037673 | -0.024271 | 79.797 | 78.9456 | 78.0163 | 77.5017 | 76.8088 | 76.5083 | 75.9488 | 75.5763 | 77.5926 | 81.497 | 85.7939 | 90.2023 | 93.3878 | 95.2761 | 96.1187 | 96.7004 | 96.7635 | 95.5204 | 93.6993 | 90.283 | 86.2875 | 83.1039 | 80.7243 | 78.7968 | 0.21575 | 0.17342 | 0.18629 | 0.16897 | 0.15079 | 0.16279 | 0.13751 | 0.12899 | 0.14019 | 0.15691 | 0.17431 | 0.21419 | 0.18396 | 0.184 | 0.1564 | 0.14385 | 0.12531 | 0.1405 | 0.15558 | 0.14643 | 0.15389 | 0.18067 | 0.18498 | 0.20102
Portfolio Adjusted1-in-10AllOrange County2022October Monthly Peak | Portfolio Adjusted | 1-in-10 | All | Orange County | 2022 | October Monthly Peak | 10 | 7.7276 | 7.4171 | 7.1263 | 7.1469 | 7.6504 | 9.0282 | 10.6341 | 11.4859 | 12.7533 | 13.858 | 14.8721 | 15.4541 | 15.7166 | 15.8803 | 15.6621 | 14.9714 | 14.047 | 12.8081 | 12.2109 | 11.7817 | 11.017 | 10.2262 | 9.2899 | 8.5839 | 0.0076039 | 0.0081977 | 0.0023219 | -0.016262 | -0.027782 | -0.029111 | -0.016604 | -0.0048881 | 0.016272 | 0.024779 | -0.0050707 | -0.00074901 | 0.038405 | 0.15063 | 0.47204 | 0.44369 | 0.41285 | 0.36338 | 0.10834 | 0.013098 | -0.010018 | -0.010848 | -0.015558 | -0.016801 | 74.7373 | 73.2399 | 72.043 | 70.8933 | 69.9313 | 69.418 | 69.026 | 68.9244 | 70.3256 | 74.4885 | 79.9569 | 85.248 | 89.7062 | 92.6699 | 93.7601 | 94.3336 | 94.1713 | 92.6769 | 89.6414 | 85.0296 | 80.7594 | 78.0305 | 76.1236 | 74.4592 | 0.19738 | 0.1587 | 0.16825 | 0.15132 | 0.13567 | 0.14757 | 0.12497 | 0.11596 | 0.12533 | 0.1403 | 0.15707 | 0.19374 | 0.16705 | 0.16794 | 0.1426 | 0.1305 | 0.11311 | 0.12738 | 0.14394 | 0.13301 | 0.13837 | 0.16217 | 0.1669 | 0.1802
Portfolio Adjusted1-in-10AllOrange County2022November Monthly Peak | Portfolio Adjusted | 1-in-10 | All | Orange County | 2022 | November Monthly Peak | 11 | 7.2821 | 6.9932 | 6.7979 | 6.8435 | 7.3368 | 8.6776 | 9.9116 | 10.7765 | 11.8607 | 12.7231 | 13.5391 | 13.9697 | 14.1961 | 14.281 | 14.0269 | 13.3641 | 12.6705 | 12.2398 | 11.2737 | 10.6869 | 10.0914 | 9.411 | 8.6155 | 8.0166 | 0.052502 | 0.041038 | 0.032782 | 0.00086458 | -0.0078872 | 0.00097023 | 0.020468 | 0.022666 | 0.0040308 | -0.0043533 | -0.0003242 | 0.012852 | 0.044522 | 0.15443 | 0.43911 | 0.40895 | 0.39239 | 0.35457 | 0.087311 | 0.031363 | 0.0028855 | 0.00046579 | 0.0042596 | -0.010237 | 69.2871 | 67.4992 | 66.8698 | 65.5218 | 64.525 | 63.5604 | 63.6817 | 64.0268 | 66.4735 | 71.0859 | 76.9426 | 81.9473 | 84.9719 | 86.6419 | 87.5419 | 87.2879 | 85.9207 | 83.2823 | 80.0497 | 77.1962 | 74.7795 | 72.7229 | 70.8917 | 69.8763 | 0.19007 | 0.15306 | 0.16447 | 0.14861 | 0.13345 | 0.1451 | 0.12134 | 0.1127 | 0.12069 | 0.13442 | 0.14931 | 0.18298 | 0.15729 | 0.1575 | 0.13344 | 0.12158 | 0.10609 | 0.12335 | 0.13591 | 0.12443 | 0.13077 | 0.15394 | 0.15878 | 0.17247
Portfolio Adjusted1-in-10AllOrange County2022December Monthly Peak | Portfolio Adjusted | 1-in-10 | All | Orange County | 2022 | December Monthly Peak | 12 | 6.9046 | 6.6618 | 6.519 | 6.5469 | 7.0618 | 8.4183 | 9.8696 | 10.5753 | 11.5021 | 11.8559 | 11.9683 | 11.7664 | 11.4454 | 11.1421 | 10.7166 | 10.0434 | 9.7204 | 9.8529 | 9.549 | 9.1933 | 8.8196 | 8.4334 | 7.8666 | 7.4056 | 0.073057 | 0.055875 | 0.046894 | 0.0094571 | 0.0025851 | 0.016417 | 0.039403 | 0.036136 | -0.0021906 | -0.017894 | 0.0018847 | 0.017526 | 0.041665 | 0.1351 | 0.35745 | 0.33097 | 0.32639 | 0.30145 | 0.069447 | 0.036958 | 0.0085879 | 0.0057305 | 0.013346 | -0.0064543 | 43.8867 | 43.274 | 43.0867 | 43.326 | 43.5411 | 43.4096 | 43.7204 | 43.7005 | 44.2936 | 45.4427 | 46.5724 | 48.0625 | 49.2006 | 49.6384 | 49.8813 | 49.8147 | 49.3264 | 48.3823 | 47.1746 | 45.9572 | 44.7966 | 44.3746 | 44.0331 | 43.2366 | 0.18427 | 0.14814 | 0.15975 | 0.14304 | 0.12918 | 0.1424 | 0.12111 | 0.11083 | 0.11623 | 0.12505 | 0.13511 | 0.16209 | 0.1367 | 0.13479 | 0.11319 | 0.10347 | 0.091587 | 0.10851 | 0.12218 | 0.11267 | 0.11937 | 0.14235 | 0.14792 | 0.1619
Portfolio Adjusted1-in-10AllOrange County2022Typical Event Day | Portfolio Adjusted | 1-in-10 | All | Orange County | 2022 | Typical Event Day | 8 | 8.2467 | 7.8727 | 7.6032 | 7.6782 | 8.1883 | 9.615 | 11.0579 | 12.2401 | 13.6595 | 14.8565 | 15.8254 | 16.3595 | 16.5372 | 16.6313 | 16.4962 | 15.9228 | 15.064 | 13.7474 | 12.5356 | 12.0704 | 11.7508 | 10.8887 | 9.8651 | 9.1789 | -0.020182 | -0.011946 | -0.016362 | -0.027763 | -0.041356 | -0.048661 | -0.039792 | -0.021974 | 0.024031 | 0.042862 | -0.007909 | -0.0090341 | 0.033358 | 0.14202 | 0.47701 | 0.45529 | 0.42215 | 0.37394 | 0.11778 | 0.0014287 | -0.018192 | -0.018067 | -0.028092 | -0.021369 | 76.9142 | 75.8894 | 74.868 | 74.0121 | 73.2031 | 72.6184 | 72.2252 | 72.6448 | 75.3676 | 79.9246 | 84.6922 | 89.0527 | 92.1391 | 94.0015 | 95.0612 | 95.5756 | 95.6624 | 94.7586 | 93.3488 | 90.3782 | 86.3074 | 82.8321 | 80.4566 | 78.6229 | 0.21251 | 0.16987 | 0.18185 | 0.16532 | 0.14726 | 0.159 | 0.13364 | 0.12436 | 0.13329 | 0.14852 | 0.16395 | 0.20049 | 0.17155 | 0.17162 | 0.14643 | 0.13558 | 0.1186 | 0.13359 | 0.14811 | 0.13746 | 0.14763 | 0.1734 | 0.17802 | 0.19465
Portfolio Adjusted1-in-10AllOrange County2023January Monthly Peak | Portfolio Adjusted | 1-in-10 | All | Orange County | 2023 | January Monthly Peak | 1 | 6.7535 | 6.5386 | 6.3873 | 6.4515 | 6.9807 | 8.3887 | 9.9025 | 10.6014 | 11.5452 | 11.8435 | 11.8877 | 11.709 | 11.394 | 11.0194 | 10.5456 | 9.7489 | 9.2545 | 9.4638 | 9.357 | 9.0051 | 8.6638 | 8.2841 | 7.7387 | 7.3189 | 0.071692 | 0.055018 | 0.045925 | 0.009315 | 0.0025639 | 0.016512 | 0.039874 | 0.036783 | -0.0022348 | -0.01811 | 0.0019033 | 0.017789 | 0.042401 | 0.13681 | 0.35882 | 0.32872 | 0.31897 | 0.2952 | 0.068937 | 0.036674 | 0.0085541 | 0.0057044 | 0.013336 | -0.0064536 | 44.795 | 44.0523 | 43.1952 | 42.5409 | 42.1451 | 41.6353 | 41.213 | 41.0864 | 41.6066 | 43.9803 | 46.5129 | 48.1411 | 49.7885 | 50.6807 | 51.2855 | 51.257 | 50.0659 | 48.4581 | 46.299 | 44.88 | 44.0174 | 43.5872 | 43.1114 | 42.4739 | 0.18083 | 0.14588 | 0.15645 | 0.1409 | 0.12813 | 0.14322 | 0.12255 | 0.1128 | 0.11855 | 0.12654 | 0.13643 | 0.16451 | 0.13909 | 0.13647 | 0.11433 | 0.10361 | 0.090359 | 0.10692 | 0.12128 | 0.1118 | 0.11889 | 0.1417 | 0.1478 | 0.16189
Portfolio Adjusted1-in-10AllOrange County2023February Monthly Peak | Portfolio Adjusted | 1-in-10 | All | Orange County | 2023 | February Monthly Peak | 2 | 6.7661 | 6.5163 | 6.3823 | 6.4518 | 6.99 | 8.3481 | 9.7158 | 10.3397 | 11.16 | 11.5462 | 11.7755 | 11.8466 | 11.7655 | 11.6185 | 11.3252 | 10.6711 | 10.0775 | 9.8611 | 9.8113 | 9.3793 | 8.9845 | 8.4734 | 7.8128 | 7.3304 | 0.072112 | 0.05516 | 0.04639 | 0.009431 | 0.0025919 | 0.016573 | 0.039774 | 0.036612 | -0.0022228 | -0.018199 | 0.0019217 | 0.018113 | 0.043442 | 0.14145 | 0.37652 | 0.34727 | 0.33573 | 0.30333 | 0.070958 | 0.03761 | 0.008755 | 0.0057931 | 0.013423 | -0.0064601 | 50.7179 | 50.6115 | 50.0712 | 49.5124 | 49.4764 | 48.7812 | 47.4659 | 48.1781 | 49.3118 | 51.5017 | 53.6329 | 54.4923 | 55.3919 | 56.687 | 57.7533 | 58.0241 | 57.251 | 56.7667 | 55.2464 | 53.7518 | 52.4723 | 51.0264 | 50.424 | 49.6371 | 0.18188 | 0.14624 | 0.15803 | 0.14264 | 0.12952 | 0.14371 | 0.12219 | 0.11224 | 0.11787 | 0.12712 | 0.13771 | 0.16749 | 0.14251 | 0.14112 | 0.11901 | 0.10807 | 0.093877 | 0.10934 | 0.12484 | 0.11466 | 0.12169 | 0.1439 | 0.14877 | 0.16204
Portfolio Adjusted1-in-10AllOrange County2023March Monthly Peak | Portfolio Adjusted | 1-in-10 | All | Orange County | 2023 | March Monthly Peak | 3 | 7.0531 | 6.7703 | 6.5592 | 6.6175 | 7.0947 | 8.425 | 9.857 | 10.4583 | 11.1964 | 11.7564 | 12.295 | 12.6258 | 12.7775 | 12.8782 | 12.7511 | 12.2352 | 11.5532 | 10.7173 | 10.1974 | 10.1693 | 9.7257 | 9.0881 | 8.2967 | 7.6968 | 0.075535 | 0.057736 | 0.048066 | 0.0097978 | 0.0026644 | 0.016882 | 0.040491 | 0.037282 | -0.0022708 | -0.018806 | 0.002009 | 0.019045 | 0.046161 | 0.15209 | 0.41098 | 0.38308 | 0.37098 | 0.32358 | 0.073984 | 0.04021 | 0.0093776 | 0.0061735 | 0.014242 | -0.0067953 | 60.9287 | 59.3688 | 57.9376 | 57.1558 | 56.5877 | 56.128 | 55.8927 | 56.008 | 57.1733 | 60.7812 | 64.8826 | 69.2197 | 72.7938 | 74.722 | 75.709 | 76.3082 | 76.2797 | 75.5224 | 73.9995 | 71.3651 | 67.9549 | 65.1837 | 62.9836 | 60.6546 | 0.19051 | 0.15305 | 0.16374 | 0.14818 | 0.13313 | 0.14635 | 0.12438 | 0.11429 | 0.1204 | 0.13133 | 0.14396 | 0.17612 | 0.15145 | 0.15177 | 0.12875 | 0.11763 | 0.10232 | 0.11591 | 0.13015 | 0.12258 | 0.13034 | 0.15335 | 0.15783 | 0.17044
Portfolio Adjusted1-in-10AllOrange County2023April Monthly Peak | Portfolio Adjusted | 1-in-10 | All | Orange County | 2023 | April Monthly Peak | 4 | 7.2573 | 6.9645 | 6.7405 | 6.8094 | 7.2839 | 8.6197 | 9.9217 | 10.7719 | 11.8429 | 12.782 | 13.6223 | 14.1586 | 14.435 | 14.5566 | 14.3847 | 13.8197 | 13.0143 | 11.8991 | 10.89 | 10.821 | 10.4379 | 9.6903 | 8.7725 | 8.0777 | 0.0364 | 0.029166 | 0.021919 | -0.0046862 | -0.014096 | -0.0088416 | 0.0080964 | 0.013357 | 0.0078731 | 0.0050349 | -0.0018148 | 0.0082422 | 0.041548 | 0.14945 | 0.43986 | 0.41304 | 0.39184 | 0.34252 | 0.089168 | 0.024801 | -0.0012762 | -0.0031696 | -0.0021388 | -0.012039 | 71.2516 | 69.4666 | 67.8747 | 66.23 | 65.2537 | 64.5905 | 64.0262 | 64.1349 | 67.1738 | 72.7057 | 78.6407 | 84.0757 | 87.691 | 89.6449 | 90.2845 | 90.7562 | 90.7406 | 89.9131 | 88.2752 | 84.641 | 79.6884 | 75.7603 | 73.1857 | 71.1827 | 0.18417 | 0.14832 | 0.15897 | 0.1444 | 0.12963 | 0.14206 | 0.11945 | 0.11115 | 0.11887 | 0.13219 | 0.14671 | 0.18062 | 0.15567 | 0.15592 | 0.13219 | 0.12104 | 0.1053 | 0.11869 | 0.13037 | 0.12293 | 0.13111 | 0.15389 | 0.15734 | 0.16911
Portfolio Adjusted1-in-10AllOrange County2023May Monthly Peak | Portfolio Adjusted | 1-in-10 | All | Orange County | 2023 | May Monthly Peak | 5 | 7.4533 | 7.1441 | 6.9025 | 6.963 | 7.4703 | 8.827 | 10.0002 | 11.1594 | 12.4703 | 13.5639 | 14.5251 | 15.0775 | 15.3314 | 15.4442 | 15.2372 | 14.5904 | 13.7435 | 12.5098 | 11.3894 | 11.0663 | 10.8851 | 10.1222 | 9.1513 | 8.4779 | 0.0071271 | 0.0076994 | 0.0021806 | -0.015677 | -0.026937 | -0.028513 | -0.016018 | -0.0048178 | 0.016019 | 0.024424 | -0.0049788 | -0.00074785 | 0.037547 | 0.14681 | 0.46011 | 0.43223 | 0.40311 | 0.35375 | 0.10209 | 0.012374 | -0.0098344 | -0.010676 | -0.015176 | -0.016403 | 74.3765 | 72.6823 | 71.2054 | 70.6116 | 69.9622 | 69.1428 | 68.7389 | 69.0467 | 72.6258 | 78.3339 | 83.196 | 86.7513 | 89.2156 | 91.1641 | 92.4439 | 92.81 | 92.6268 | 91.5438 | 90.0197 | 87.3145 | 83.2718 | 79.0173 | 76.517 | 74.3862 | 0.18624 | 0.14975 | 0.16028 | 0.14572 | 0.13146 | 0.14439 | 0.1202 | 0.11359 | 0.12328 | 0.13812 | 0.15407 | 0.18962 | 0.16335 | 0.1637 | 0.13899 | 0.12705 | 0.11031 | 0.12385 | 0.13561 | 0.12585 | 0.13567 | 0.15944 | 0.16259 | 0.17588
Portfolio Adjusted1-in-10AllOrange County2023June Monthly Peak | Portfolio Adjusted | 1-in-10 | All | Orange County | 2023 | June Monthly Peak | 6 | 7.8751 | 7.5494 | 7.2591 | 7.3124 | 7.7673 | 8.9758 | 10.1883 | 11.4215 | 12.6663 | 13.722 | 14.6225 | 15.1184 | 15.2394 | 15.3379 | 15.1783 | 14.674 | 13.8838 | 12.7053 | 11.6982 | 11.2013 | 11.0546 | 10.3821 | 9.413 | 8.7452 | 0.01696 | 0.01514 | 0.0084958 | -0.013506 | -0.02466 | -0.023616 | -0.009365 | 0.00047766 | 0.01389 | 0.01896 | -0.0040618 | 0.0019095 | 0.038108 | 0.14473 | 0.4493 | 0.42867 | 0.40473 | 0.35563 | 0.10091 | 0.01637 | -0.0075706 | -0.008846 | -0.011905 | -0.016001 | 72.1714 | 70.9701 | 69.7961 | 68.8909 | 67.728 | 66.9037 | 66.5463 | 67.5989 | 71.0032 | 75.9419 | 81.0156 | 85.5051 | 88.8521 | 91.0981 | 92.6921 | 93.4129 | 93.7475 | 92.5761 | 91.0847 | 87.9338 | 83.7501 | 80.0701 | 77.5779 | 75.7252 | 0.20163 | 0.16236 | 0.1723 | 0.15647 | 0.13864 | 0.14832 | 0.12334 | 0.11569 | 0.12403 | 0.13793 | 0.15229 | 0.18594 | 0.15812 | 0.15791 | 0.1344 | 0.1249 | 0.10934 | 0.12317 | 0.1373 | 0.12762 | 0.13847 | 0.16432 | 0.16839 | 0.18354
Portfolio Adjusted1-in-10AllOrange County2023July Monthly Peak | Portfolio Adjusted | 1-in-10 | All | Orange County | 2023 | July Monthly Peak | 7 | 8.13 | 7.7948 | 7.5404 | 7.5957 | 8.0875 | 9.4509 | 10.7455 | 12.0015 | 13.3241 | 14.4784 | 15.4492 | 15.9705 | 16.1396 | 16.2129 | 16.0844 | 15.5828 | 14.7754 | 13.5314 | 12.3973 | 11.8043 | 11.575 | 10.8463 | 9.8363 | 9.1285 | -0.015836 | -0.0088591 | -0.013526 | -0.026032 | -0.03927 | -0.045474 | -0.035636 | -0.018991 | 0.02229 | 0.039073 | -0.007278 | -0.0075675 | 0.032999 | 0.13816 | 0.46246 | 0.44438 | 0.41488 | 0.36888 | 0.11532 | 0.0031221 | -0.016812 | -0.017028 | -0.026309 | -0.020729 | 77.7179 | 76.4385 | 75.232 | 74.0531 | 73.2803 | 72.5742 | 71.9164 | 72.3622 | 75.2565 | 79.9418 | 85.0284 | 89.2549 | 91.5535 | 92.7492 | 93.725 | 93.6849 | 93.4428 | 92.9417 | 91.4325 | 88.9136 | 85.1551 | 81.5899 | 79.3139 | 77.8124 | 0.20912 | 0.16803 | 0.18028 | 0.16335 | 0.14537 | 0.15646 | 0.12995 | 0.12067 | 0.12873 | 0.14331 | 0.15831 | 0.19338 | 0.16519 | 0.1648 | 0.14096 | 0.13158 | 0.11576 | 0.13108 | 0.14598 | 0.13472 | 0.14493 | 0.17218 | 0.17703 | 0.19282
Portfolio Adjusted1-in-10AllOrange County2023August Monthly Peak | Portfolio Adjusted | 1-in-10 | All | Orange County | 2023 | August Monthly Peak | 8 | 8.3459 | 7.9685 | 7.6948 | 7.7693 | 8.2854 | 9.7302 | 11.1979 | 12.4497 | 13.9722 | 15.2736 | 16.3191 | 16.8911 | 17.0808 | 17.1541 | 16.9933 | 16.3783 | 15.4838 | 14.1194 | 12.8461 | 12.3548 | 11.9968 | 11.1076 | 10.055 | 9.3448 | -0.040954 | -0.027078 | -0.03025 | -0.035461 | -0.050179 | -0.062016 | -0.056398 | -0.03454 | 0.029512 | 0.05621 | -0.010076 | -0.015388 | 0.030107 | 0.13838 | 0.48592 | 0.46441 | 0.42618 | 0.3791 | 0.12603 | -0.0073505 | -0.024156 | -0.023247 | -0.037164 | -0.024229 | 77.9711 | 77.2039 | 76.4279 | 75.603 | 74.9954 | 74.4879 | 74.4894 | 75.0421 | 77.6183 | 82.3178 | 86.9314 | 91.2491 | 94.7639 | 96.8833 | 97.7099 | 98.505 | 98.6967 | 97.9972 | 97.1794 | 94.3833 | 90.0378 | 86.5651 | 84.2112 | 82.1575 | 0.21855 | 0.17475 | 0.18714 | 0.1701 | 0.15155 | 0.16366 | 0.13757 | 0.12841 | 0.13809 | 0.15445 | 0.17106 | 0.20961 | 0.17958 | 0.1796 | 0.15325 | 0.14188 | 0.12408 | 0.13964 | 0.15434 | 0.1431 | 0.15337 | 0.17995 | 0.18459 | 0.20158
Portfolio Adjusted1-in-10AllOrange County2023September Monthly Peak | Portfolio Adjusted | 1-in-10 | All | Orange County | 2023 | September Monthly Peak | 9 | 8.2181 | 7.8791 | 7.6358 | 7.6997 | 8.2322 | 9.6883 | 11.3058 | 12.48 | 14.0985 | 15.4253 | 16.4984 | 17.0861 | 17.3066 | 17.385 | 17.1146 | 16.3929 | 15.444 | 14.0326 | 12.8518 | 12.6845 | 11.9447 | 11.0606 | 10.0107 | 9.2673 | -0.041628 | -0.027747 | -0.030924 | -0.035692 | -0.050475 | -0.062497 | -0.057353 | -0.035441 | 0.030299 | 0.057908 | -0.010398 | -0.016099 | 0.030658 | 0.1416 | 0.49483 | 0.46952 | 0.4288 | 0.38035 | 0.12756 | -0.0080366 | -0.024593 | -0.023649 | -0.037781 | -0.024341 | 79.7971 | 78.9457 | 78.0164 | 77.5018 | 76.809 | 76.5085 | 75.949 | 75.5764 | 77.5927 | 81.4972 | 85.7941 | 90.2025 | 93.388 | 95.2764 | 96.1189 | 96.7006 | 96.7638 | 95.5207 | 93.6996 | 90.2833 | 86.2878 | 83.1042 | 80.7245 | 78.797 | 0.21637 | 0.17392 | 0.18683 | 0.16945 | 0.15123 | 0.16326 | 0.13791 | 0.12936 | 0.1406 | 0.15736 | 0.17482 | 0.2148 | 0.18449 | 0.18453 | 0.15685 | 0.14427 | 0.12567 | 0.14091 | 0.15602 | 0.14685 | 0.15433 | 0.18119 | 0.18551 | 0.2016
Portfolio Adjusted1-in-10AllOrange County2023October Monthly Peak | Portfolio Adjusted | 1-in-10 | All | Orange County | 2023 | October Monthly Peak | 10 | 7.7414 | 7.4304 | 7.139 | 7.1597 | 7.6645 | 9.0455 | 10.6546 | 11.5081 | 12.7771 | 13.8828 | 14.8979 | 15.4804 | 15.743 | 15.9067 | 15.6877 | 14.9954 | 14.0693 | 12.8289 | 12.2311 | 11.8014 | 11.0356 | 10.2438 | 9.3062 | 8.5992 | 0.0076258 | 0.0082214 | 0.0023287 | -0.016309 | -0.027862 | -0.029196 | -0.016652 | -0.0049022 | 0.016319 | 0.02485 | -0.0050853 | -0.00075117 | 0.038516 | 0.15106 | 0.47326 | 0.44481 | 0.41388 | 0.36431 | 0.10865 | 0.013136 | -0.010047 | -0.010879 | -0.015603 | -0.01685 | 74.7375 | 73.24 | 72.0431 | 70.8934 | 69.9314 | 69.4181 | 69.026 | 68.9245 | 70.3257 | 74.4886 | 79.9571 | 85.2482 | 89.7064 | 92.6702 | 93.7604 | 94.3339 | 94.1716 | 92.6772 | 89.6417 | 85.0298 | 80.7596 | 78.0307 | 76.1238 | 74.4594 | 0.19795 | 0.15916 | 0.16873 | 0.15175 | 0.13607 | 0.148 | 0.12533 | 0.11629 | 0.12569 | 0.14071 | 0.15752 | 0.1943 | 0.16753 | 0.16842 | 0.14301 | 0.13087 | 0.11343 | 0.12774 | 0.14435 | 0.13339 | 0.13877 | 0.16264 | 0.16738 | 0.18072
Portfolio Adjusted1-in-10AllOrange County2023November Monthly Peak | Portfolio Adjusted | 1-in-10 | All | Orange County | 2023 | November Monthly Peak | 11 | 7.2951 | 7.0057 | 6.8101 | 6.8558 | 7.3503 | 8.6943 | 9.931 | 10.7975 | 11.8831 | 12.7463 | 13.5631 | 13.994 | 14.2204 | 14.3052 | 14.0504 | 13.386 | 12.691 | 12.2595 | 11.2924 | 10.7049 | 10.1086 | 9.4273 | 8.6306 | 8.031 | 0.052654 | 0.041157 | 0.032876 | 0.00086708 | -0.00791 | 0.00097303 | 0.020527 | 0.022732 | 0.0040425 | -0.0043659 | -0.00032513 | 0.012889 | 0.044651 | 0.15487 | 0.44025 | 0.40999 | 0.39338 | 0.35547 | 0.087563 | 0.031453 | 0.0028938 | 0.00046713 | 0.0042719 | -0.010266 | 69.2873 | 67.4993 | 66.8699 | 65.5219 | 64.525 | 63.5605 | 63.6818 | 64.0269 | 66.4735 | 71.086 | 76.9427 | 81.9474 | 84.9721 | 86.6421 | 87.5421 | 87.2881 | 85.9209 | 83.2825 | 80.0499 | 77.1964 | 74.7797 | 72.7231 | 70.8918 | 69.8764 | 0.19062 | 0.1535 | 0.16495 | 0.14904 | 0.13383 | 0.14552 | 0.12169 | 0.11302 | 0.12103 | 0.1348 | 0.14974 | 0.1835 | 0.15775 | 0.15795 | 0.13382 | 0.12193 | 0.10639 | 0.1237 | 0.1363 | 0.12479 | 0.13114 | 0.15438 | 0.15924 | 0.17296
Portfolio Adjusted1-in-10AllOrange County2023December Monthly Peak | Portfolio Adjusted | 1-in-10 | All | Orange County | 2023 | December Monthly Peak | 12 | 6.9167 | 6.6735 | 6.5304 | 6.5583 | 7.0744 | 8.434 | 9.8882 | 10.5951 | 11.5228 | 11.8766 | 11.9892 | 11.7872 | 11.4659 | 11.1622 | 10.7359 | 10.0614 | 9.7375 | 9.8697 | 9.5651 | 9.209 | 8.8347 | 8.448 | 7.8802 | 7.4185 | 0.073268 | 0.056037 | 0.047029 | 0.0094844 | 0.0025925 | 0.016464 | 0.039517 | 0.03624 | -0.0021969 | -0.017946 | 0.0018901 | 0.017576 | 0.041786 | 0.13549 | 0.3584 | 0.33183 | 0.32724 | 0.30223 | 0.069648 | 0.037065 | 0.0086128 | 0.0057471 | 0.013385 | -0.0064729 | 43.8868 | 43.2742 | 43.0869 | 43.3261 | 43.5412 | 43.4097 | 43.7205 | 43.7007 | 44.2938 | 45.4428 | 46.5725 | 48.0627 | 49.2007 | 49.6386 | 49.8814 | 49.8148 | 49.3265 | 48.3824 | 47.1748 | 45.9574 | 44.7967 | 44.3747 | 44.0332 | 43.2367 | 0.1848 | 0.14857 | 0.16021 | 0.14346 | 0.12956 | 0.14281 | 0.12145 | 0.11115 | 0.11657 | 0.12541 | 0.1355 | 0.16256 | 0.1371 | 0.13518 | 0.11352 | 0.10377 | 0.091851 | 0.10883 | 0.12253 | 0.113 | 0.11972 | 0.14276 | 0.14834 | 0.16237
Portfolio Adjusted1-in-10AllOrange County2023Typical Event Day | Portfolio Adjusted | 1-in-10 | All | Orange County | 2023 | Typical Event Day | 8 | 8.2614 | 7.8868 | 7.6168 | 7.6921 | 8.2034 | 9.6335 | 11.0795 | 12.2635 | 13.6844 | 14.8824 | 15.8519 | 16.3864 | 16.5639 | 16.6578 | 16.5221 | 15.9474 | 15.087 | 13.7689 | 12.5561 | 12.0906 | 11.7705 | 10.9073 | 9.8823 | 9.1952 | -0.020241 | -0.011981 | -0.016409 | -0.027844 | -0.041475 | -0.048802 | -0.039907 | -0.022038 | 0.024101 | 0.042986 | -0.0079318 | -0.0090602 | 0.033455 | 0.14243 | 0.47823 | 0.45642 | 0.42318 | 0.37488 | 0.11812 | 0.0014328 | -0.018245 | -0.018119 | -0.028173 | -0.021431 | 76.9144 | 75.8896 | 74.8681 | 74.0122 | 73.2032 | 72.6186 | 72.2253 | 72.6449 | 75.3677 | 79.9247 | 84.6924 | 89.0529 | 92.1394 | 94.0018 | 95.0615 | 95.5758 | 95.6627 | 94.7589 | 93.3491 | 90.3785 | 86.3077 | 82.8323 | 80.4569 | 78.623 | 0.21312 | 0.17036 | 0.18238 | 0.1658 | 0.14768 | 0.15946 | 0.13403 | 0.12472 | 0.13367 | 0.14895 | 0.16442 | 0.20107 | 0.17204 | 0.17211 | 0.14685 | 0.13597 | 0.11894 | 0.13397 | 0.14853 | 0.13786 | 0.14806 | 0.1739 | 0.17853 | 0.19521
Portfolio Adjusted1-in-10AllOrange County2024January Monthly Peak | Portfolio Adjusted | 1-in-10 | All | Orange County | 2024 | January Monthly Peak | 1 | 6.7654 | 6.5501 | 6.3984 | 6.4627 | 6.9932 | 8.4045 | 9.9213 | 10.6217 | 11.5663 | 11.8645 | 11.9089 | 11.7301 | 11.4148 | 11.0397 | 10.565 | 9.767 | 9.2714 | 9.4804 | 9.3731 | 9.0208 | 8.6789 | 8.2986 | 7.7523 | 7.3318 | 0.071899 | 0.055177 | 0.046057 | 0.0093419 | 0.0025713 | 0.016559 | 0.03999 | 0.036889 | -0.0022412 | -0.018163 | 0.0019088 | 0.017841 | 0.042524 | 0.1372 | 0.35978 | 0.32958 | 0.3198 | 0.29597 | 0.069136 | 0.03678 | 0.0085788 | 0.0057209 | 0.013374 | -0.0064722 | 44.7951 | 44.0524 | 43.1953 | 42.541 | 42.1452 | 41.6354 | 41.2131 | 41.0865 | 41.6067 | 43.9804 | 46.513 | 48.1412 | 49.7886 | 50.6809 | 51.2857 | 51.2572 | 50.0661 | 48.4583 | 46.2992 | 44.8801 | 44.0175 | 43.5873 | 43.1115 | 42.474 | 0.18135 | 0.1463 | 0.1569 | 0.14131 | 0.1285 | 0.14363 | 0.1229 | 0.11312 | 0.11889 | 0.12691 | 0.13682 | 0.16499 | 0.13949 | 0.13686 | 0.11466 | 0.10391 | 0.090619 | 0.10723 | 0.12163 | 0.11212 | 0.11924 | 0.14211 | 0.14822 | 0.16235
Portfolio Adjusted1-in-10AllOrange County2024February Monthly Peak | Portfolio Adjusted | 1-in-10 | All | Orange County | 2024 | February Monthly Peak | 2 | 6.778 | 6.5279 | 6.3935 | 6.4631 | 7.0026 | 8.364 | 9.7347 | 10.3599 | 11.1811 | 11.5674 | 11.7968 | 11.8681 | 11.7868 | 11.6395 | 11.3455 | 10.6899 | 10.0951 | 9.878 | 9.8279 | 9.3954 | 9 | 8.4881 | 7.8265 | 7.3433 | 0.07232 | 0.05532 | 0.046524 | 0.0094583 | 0.0025994 | 0.016621 | 0.039889 | 0.036718 | -0.0022292 | -0.018252 | 0.0019273 | 0.018165 | 0.043568 | 0.14186 | 0.37751 | 0.34817 | 0.3366 | 0.30412 | 0.071163 | 0.037719 | 0.0087803 | 0.0058098 | 0.013462 | -0.0064788 | 50.718 | 50.6117 | 50.0713 | 49.5126 | 49.4765 | 48.7813 | 47.466 | 48.1783 | 49.3119 | 51.5018 | 53.633 | 54.4924 | 55.3921 | 56.6871 | 57.7534 | 58.0242 | 57.2512 | 56.7669 | 55.2465 | 53.7519 | 52.4725 | 51.0265 | 50.4241 | 49.6372 | 0.18241 | 0.14666 | 0.15849 | 0.14306 | 0.12989 | 0.14413 | 0.12254 | 0.11257 | 0.11821 | 0.12748 | 0.13811 | 0.16797 | 0.14292 | 0.14153 | 0.11935 | 0.10838 | 0.094147 | 0.10965 | 0.1252 | 0.11499 | 0.12204 | 0.14432 | 0.1492 | 0.16251
Portfolio Adjusted1-in-10AllOrange County2024March Monthly Peak | Portfolio Adjusted | 1-in-10 | All | Orange County | 2024 | March Monthly Peak | 3 | 7.0656 | 6.7824 | 6.5708 | 6.6294 | 7.1077 | 8.4412 | 9.8762 | 10.4788 | 11.2179 | 11.7783 | 12.3173 | 12.6484 | 12.8001 | 12.9008 | 12.773 | 12.2556 | 11.5723 | 10.7352 | 10.2147 | 10.1865 | 9.7423 | 9.1038 | 8.3112 | 7.7104 | 0.075753 | 0.057903 | 0.048205 | 0.0098261 | 0.0026721 | 0.01693 | 0.040608 | 0.03739 | -0.0022774 | -0.01886 | 0.0020148 | 0.0191 | 0.046294 | 0.15253 | 0.41205 | 0.38406 | 0.37193 | 0.32441 | 0.074197 | 0.040326 | 0.0094047 | 0.0061913 | 0.014283 | -0.0068149 | 60.9289 | 59.3689 | 57.9377 | 57.1558 | 56.5878 | 56.1281 | 55.8929 | 56.0082 | 57.1734 | 60.7813 | 64.8827 | 69.2199 | 72.794 | 74.7222 | 75.7092 | 76.3084 | 76.2799 | 75.5226 | 73.9998 | 71.3653 | 67.9551 | 65.1839 | 62.9837 | 60.6547 | 0.19106 | 0.15349 | 0.16421 | 0.14861 | 0.13351 | 0.14677 | 0.12474 | 0.11462 | 0.12074 | 0.13171 | 0.14437 | 0.17662 | 0.15189 | 0.15221 | 0.12912 | 0.11797 | 0.10261 | 0.11624 | 0.13052 | 0.12293 | 0.13072 | 0.15379 | 0.15828 | 0.17093
Portfolio Adjusted1-in-10AllOrange County2024April Monthly Peak | Portfolio Adjusted | 1-in-10 | All | Orange County | 2024 | April Monthly Peak | 4 | 7.27 | 6.9768 | 6.7524 | 6.8215 | 7.2972 | 8.6362 | 9.9411 | 10.793 | 11.8652 | 12.8052 | 13.6462 | 14.183 | 14.4594 | 14.5809 | 14.4082 | 13.8417 | 13.0348 | 11.9183 | 10.9081 | 10.8391 | 10.4554 | 9.7069 | 8.7877 | 8.0919 | 0.036505 | 0.029251 | 0.021983 | -0.0046997 | -0.014137 | -0.0088671 | 0.0081197 | 0.013395 | 0.0078958 | 0.0050494 | -0.0018201 | 0.008266 | 0.041668 | 0.14988 | 0.441 | 0.41408 | 0.39282 | 0.3434 | 0.089426 | 0.024873 | -0.0012799 | -0.0031788 | -0.002145 | -0.012074 | 71.2517 | 69.4667 | 67.8748 | 66.23 | 65.2537 | 64.5906 | 64.0262 | 64.135 | 67.1739 | 72.7057 | 78.6409 | 84.0759 | 87.6913 | 89.6451 | 90.2848 | 90.7565 | 90.7408 | 89.9133 | 88.2755 | 84.6413 | 79.6887 | 75.7605 | 73.1859 | 71.1829 | 0.1847 | 0.14875 | 0.15943 | 0.14481 | 0.13001 | 0.14247 | 0.11979 | 0.11147 | 0.11921 | 0.13257 | 0.14714 | 0.18114 | 0.15611 | 0.15637 | 0.13257 | 0.12139 | 0.10561 | 0.11903 | 0.13075 | 0.12328 | 0.13149 | 0.15433 | 0.1578 | 0.16959
Portfolio Adjusted1-in-10AllOrange County2024May Monthly Peak | Portfolio Adjusted | 1-in-10 | All | Orange County | 2024 | May Monthly Peak | 5 | 7.4663 | 7.1566 | 6.9146 | 6.9753 | 7.484 | 8.844 | 10.0199 | 11.1811 | 12.4937 | 13.5882 | 14.5504 | 15.1032 | 15.3573 | 15.4699 | 15.2621 | 14.6138 | 13.7652 | 12.5301 | 11.4085 | 11.085 | 10.9034 | 10.1395 | 9.1672 | 8.4928 | 0.0071477 | 0.0077217 | 0.0021869 | -0.015722 | -0.027015 | -0.028596 | -0.016064 | -0.0048317 | 0.016065 | 0.024495 | -0.0049932 | -0.00075001 | 0.037655 | 0.14723 | 0.4613 | 0.43332 | 0.40411 | 0.35465 | 0.10239 | 0.01241 | -0.0098628 | -0.010707 | -0.01522 | -0.01645 | 74.3766 | 72.6824 | 71.2055 | 70.6117 | 69.9623 | 69.1428 | 68.7389 | 69.0468 | 72.6259 | 78.3341 | 83.1962 | 86.7515 | 89.2158 | 91.1643 | 92.4441 | 92.8102 | 92.627 | 91.5441 | 90.02 | 87.3148 | 83.2721 | 79.0175 | 76.5172 | 74.3864 | 0.18677 | 0.15018 | 0.16074 | 0.14614 | 0.13184 | 0.1448 | 0.12055 | 0.11392 | 0.12364 | 0.13852 | 0.15451 | 0.19017 | 0.16382 | 0.16417 | 0.13939 | 0.12742 | 0.11063 | 0.12421 | 0.136 | 0.12622 | 0.13606 | 0.1599 | 0.16306 | 0.17638
Portfolio Adjusted1-in-10AllOrange County2024June Monthly Peak | Portfolio Adjusted | 1-in-10 | All | Orange County | 2024 | June Monthly Peak | 6 | 7.8892 | 7.563 | 7.2722 | 7.3257 | 7.7817 | 8.9933 | 10.2085 | 11.4436 | 12.6899 | 13.7464 | 14.6475 | 15.1436 | 15.2643 | 15.3627 | 15.2024 | 14.6969 | 13.9053 | 12.7254 | 11.7175 | 11.2203 | 11.0732 | 10.3999 | 9.4294 | 8.7608 | 0.017009 | 0.015184 | 0.0085203 | -0.013545 | -0.024731 | -0.023684 | -0.009392 | 0.00047904 | 0.01393 | 0.019015 | -0.0040735 | 0.001915 | 0.038218 | 0.14515 | 0.45046 | 0.42975 | 0.40573 | 0.35654 | 0.1012 | 0.016417 | -0.0075925 | -0.0088715 | -0.01194 | -0.016048 | 72.1716 | 70.9703 | 69.7962 | 68.8911 | 67.7281 | 66.9038 | 66.5464 | 67.599 | 71.0033 | 75.942 | 81.0158 | 85.5053 | 88.8524 | 91.0984 | 92.6924 | 93.4132 | 93.7478 | 92.5765 | 91.085 | 87.9341 | 83.7504 | 80.0703 | 77.5782 | 75.7254 | 0.20221 | 0.16283 | 0.1728 | 0.15692 | 0.13904 | 0.14875 | 0.1237 | 0.11602 | 0.12439 | 0.13833 | 0.15273 | 0.18647 | 0.15858 | 0.15836 | 0.13478 | 0.12525 | 0.10965 | 0.12352 | 0.13769 | 0.12798 | 0.13887 | 0.16479 | 0.16887 | 0.18407
Portfolio Adjusted1-in-10AllOrange County2024July Monthly Peak | Portfolio Adjusted | 1-in-10 | All | Orange County | 2024 | July Monthly Peak | 7 | 8.1445 | 7.8087 | 7.5539 | 7.6095 | 8.1024 | 9.4691 | 10.7666 | 12.0243 | 13.3483 | 14.5034 | 15.4748 | 15.9964 | 16.1654 | 16.2384 | 16.1094 | 15.6067 | 14.798 | 13.5526 | 12.4176 | 11.8241 | 11.5944 | 10.8648 | 9.8535 | 9.1448 | -0.015882 | -0.0088847 | -0.013565 | -0.026107 | -0.039383 | -0.045605 | -0.035739 | -0.019046 | 0.022354 | 0.039186 | -0.0072991 | -0.0075894 | 0.033095 | 0.13855 | 0.46364 | 0.44549 | 0.4159 | 0.36981 | 0.11565 | 0.0031311 | -0.01686 | -0.017077 | -0.026385 | -0.020789 | 77.7181 | 76.4387 | 75.2321 | 74.0532 | 73.2804 | 72.5743 | 71.9164 | 72.3622 | 75.2566 | 79.942 | 85.0286 | 89.2551 | 91.5538 | 92.7495 | 93.7253 | 93.6852 | 93.4431 | 92.942 | 91.4328 | 88.9139 | 85.1553 | 81.5901 | 79.314 | 77.8126 | 0.20972 | 0.16852 | 0.1808 | 0.16382 | 0.14579 | 0.15691 | 0.13032 | 0.12102 | 0.1291 | 0.14373 | 0.15876 | 0.19393 | 0.16567 | 0.16527 | 0.14136 | 0.13195 | 0.11609 | 0.13146 | 0.1464 | 0.13511 | 0.14535 | 0.17267 | 0.17754 | 0.19337
Portfolio Adjusted1-in-10AllOrange County2024August Monthly Peak | Portfolio Adjusted | 1-in-10 | All | Orange County | 2024 | August Monthly Peak | 8 | 8.3607 | 7.9827 | 7.7085 | 7.7833 | 8.3006 | 9.7488 | 11.2198 | 12.4734 | 13.9976 | 15.2999 | 16.3462 | 16.9186 | 17.1082 | 17.1813 | 17.0199 | 16.4035 | 15.5075 | 14.1415 | 12.8671 | 12.3754 | 12.0168 | 11.1265 | 10.0725 | 9.3614 | -0.041072 | -0.027157 | -0.030337 | -0.035563 | -0.050323 | -0.062195 | -0.056561 | -0.03464 | 0.029597 | 0.056372 | -0.010105 | -0.015432 | 0.030194 | 0.13878 | 0.48717 | 0.46557 | 0.42723 | 0.38005 | 0.12639 | -0.0073717 | -0.024225 | -0.023314 | -0.037271 | -0.024299 | 77.9712 | 77.204 | 76.428 | 75.6031 | 74.9956 | 74.488 | 74.4895 | 75.0422 | 77.6184 | 82.3179 | 86.9316 | 91.2493 | 94.7642 | 96.8836 | 97.7102 | 98.5053 | 98.697 | 97.9975 | 97.1797 | 94.3836 | 90.0381 | 86.5654 | 84.2114 | 82.1578 | 0.21918 | 0.17526 | 0.18768 | 0.17059 | 0.15199 | 0.16413 | 0.13797 | 0.12878 | 0.13849 | 0.1549 | 0.17155 | 0.21022 | 0.18009 | 0.18011 | 0.15369 | 0.14229 | 0.12444 | 0.14004 | 0.15478 | 0.14351 | 0.15381 | 0.18047 | 0.18513 | 0.20216
Portfolio Adjusted1-in-10AllOrange County2024September Monthly Peak | Portfolio Adjusted | 1-in-10 | All | Orange County | 2024 | September Monthly Peak | 9 | 8.2327 | 7.8932 | 7.6495 | 7.7136 | 8.2474 | 9.7069 | 11.3277 | 12.5039 | 14.1243 | 15.4521 | 16.5261 | 17.1142 | 17.3348 | 17.4129 | 17.1418 | 16.4185 | 15.4679 | 14.0548 | 12.873 | 12.7056 | 11.9649 | 11.0796 | 10.0283 | 9.2839 | -0.041748 | -0.027827 | -0.031014 | -0.035795 | -0.050621 | -0.062677 | -0.057519 | -0.035543 | 0.030387 | 0.058075 | -0.010428 | -0.016146 | 0.030746 | 0.14201 | 0.4961 | 0.4707 | 0.42985 | 0.38131 | 0.12793 | -0.0080598 | -0.024664 | -0.023718 | -0.037891 | -0.024411 | 79.7973 | 78.9459 | 78.0166 | 77.502 | 76.8092 | 76.5087 | 75.9491 | 75.5766 | 77.5929 | 81.4974 | 85.7943 | 90.2027 | 93.3883 | 95.2766 | 96.1192 | 96.7009 | 96.7641 | 95.5209 | 93.6999 | 90.2836 | 86.2881 | 83.1044 | 80.7247 | 78.7972 | 0.21699 | 0.17442 | 0.18737 | 0.16994 | 0.15166 | 0.16373 | 0.1383 | 0.12973 | 0.141 | 0.15782 | 0.17532 | 0.21542 | 0.18502 | 0.18506 | 0.1573 | 0.14468 | 0.12603 | 0.14131 | 0.15647 | 0.14728 | 0.15478 | 0.18171 | 0.18605 | 0.20218
Portfolio Adjusted1-in-10AllOrange County2024October Monthly Peak | Portfolio Adjusted | 1-in-10 | All | Orange County | 2024 | October Monthly Peak | 10 | 7.7552 | 7.4437 | 7.1518 | 7.1726 | 7.6786 | 9.063 | 10.6751 | 11.5303 | 12.8009 | 13.9076 | 14.9238 | 15.5067 | 15.7695 | 15.9332 | 15.7133 | 15.0195 | 14.0917 | 12.8499 | 12.2513 | 11.8212 | 11.0544 | 10.2615 | 9.3225 | 8.6146 | 0.0076479 | 0.0082451 | 0.0023354 | -0.016356 | -0.027942 | -0.02928 | -0.0167 | -0.0049163 | 0.016366 | 0.024922 | -0.0051 | -0.00075334 | 0.038628 | 0.1515 | 0.47448 | 0.44594 | 0.41491 | 0.36524 | 0.10896 | 0.013174 | -0.010076 | -0.010911 | -0.015648 | -0.016899 | 74.7377 | 73.2401 | 72.0432 | 70.8935 | 69.9315 | 69.4182 | 69.0261 | 68.9246 | 70.3258 | 74.4887 | 79.9572 | 85.2484 | 89.7066 | 92.6705 | 93.7606 | 94.3342 | 94.1719 | 92.6775 | 89.642 | 85.0301 | 80.7599 | 78.0309 | 76.1239 | 74.4596 | 0.19852 | 0.15961 | 0.16922 | 0.15219 | 0.13646 | 0.14842 | 0.12569 | 0.11663 | 0.12605 | 0.14111 | 0.15797 | 0.19486 | 0.16801 | 0.1689 | 0.14342 | 0.13125 | 0.11376 | 0.12811 | 0.14477 | 0.13378 | 0.13917 | 0.16311 | 0.16786 | 0.18124
Portfolio Adjusted1-in-10AllOrange County2024November Monthly Peak | Portfolio Adjusted | 1-in-10 | All | Orange County | 2024 | November Monthly Peak | 11 | 7.3081 | 7.0183 | 6.8223 | 6.8681 | 7.3639 | 8.711 | 9.9504 | 10.8186 | 11.9056 | 12.7696 | 13.5872 | 14.0184 | 14.2448 | 14.3295 | 14.0739 | 13.4079 | 12.7115 | 12.2792 | 11.3111 | 10.7231 | 10.1259 | 9.4437 | 8.6458 | 8.0453 | 0.052806 | 0.041276 | 0.032971 | 0.00086958 | -0.0079329 | 0.00097584 | 0.020586 | 0.022798 | 0.0040542 | -0.0043785 | -0.00032607 | 0.012926 | 0.04478 | 0.15532 | 0.4414 | 0.41103 | 0.39437 | 0.35638 | 0.087816 | 0.031544 | 0.0029022 | 0.00046848 | 0.0042842 | -0.010296 | 69.2874 | 67.4994 | 66.87 | 65.5219 | 64.5251 | 63.5605 | 63.6819 | 64.0269 | 66.4736 | 71.086 | 76.9428 | 81.9476 | 84.9722 | 86.6423 | 87.5423 | 87.2883 | 85.9211 | 83.2827 | 80.0501 | 77.1966 | 74.7798 | 72.7232 | 70.892 | 69.8766 | 0.19116 | 0.15394 | 0.16542 | 0.14947 | 0.13422 | 0.14594 | 0.12204 | 0.11334 | 0.12138 | 0.13519 | 0.15017 | 0.18403 | 0.1582 | 0.15841 | 0.13421 | 0.12228 | 0.1067 | 0.12406 | 0.1367 | 0.12515 | 0.13152 | 0.15483 | 0.1597 | 0.17346
Portfolio Adjusted1-in-10AllOrange County2024December Monthly Peak | Portfolio Adjusted | 1-in-10 | All | Orange County | 2024 | December Monthly Peak | 12 | 6.9289 | 6.6852 | 6.5418 | 6.5697 | 7.087 | 8.4498 | 9.9069 | 10.6151 | 11.5436 | 11.8974 | 12.0102 | 11.808 | 11.4864 | 11.1823 | 10.7552 | 10.0796 | 9.7547 | 9.8865 | 9.5814 | 9.2248 | 8.8499 | 8.4626 | 7.8938 | 7.4315 | 0.073479 | 0.056198 | 0.047165 | 0.0095118 | 0.0026 | 0.016512 | 0.039631 | 0.036345 | -0.0022033 | -0.017998 | 0.0018956 | 0.017627 | 0.041906 | 0.13588 | 0.35935 | 0.3327 | 0.32809 | 0.30302 | 0.069849 | 0.037172 | 0.0086376 | 0.0057637 | 0.013423 | -0.0064916 | 43.887 | 43.2743 | 43.087 | 43.3262 | 43.5414 | 43.4099 | 43.7206 | 43.7008 | 44.2939 | 45.443 | 46.5726 | 48.0628 | 49.2009 | 49.6387 | 49.8816 | 49.815 | 49.3266 | 48.3826 | 47.1749 | 45.9575 | 44.7969 | 44.3749 | 44.0334 | 43.2369 | 0.18534 | 0.149 | 0.16068 | 0.14387 | 0.12993 | 0.14322 | 0.1218 | 0.11147 | 0.1169 | 0.12577 | 0.13589 | 0.16303 | 0.13749 | 0.13557 | 0.11385 | 0.10406 | 0.092115 | 0.10914 | 0.12289 | 0.11332 | 0.12006 | 0.14317 | 0.14877 | 0.16284
Portfolio Adjusted1-in-10AllOrange County2024Typical Event Day | Portfolio Adjusted | 1-in-10 | All | Orange County | 2024 | Typical Event Day | 8 | 8.2761 | 7.9009 | 7.6304 | 7.7059 | 8.2185 | 9.652 | 11.1012 | 12.2871 | 13.7095 | 14.9083 | 15.8785 | 16.4132 | 16.5907 | 16.6844 | 16.5481 | 15.972 | 15.1101 | 13.7905 | 12.5767 | 12.1108 | 11.7902 | 10.926 | 9.8995 | 9.2116 | -0.020299 | -0.012015 | -0.016457 | -0.027924 | -0.041595 | -0.048943 | -0.040022 | -0.022101 | 0.02417 | 0.04311 | -0.0079547 | -0.0090864 | 0.033551 | 0.14285 | 0.47945 | 0.45757 | 0.42422 | 0.37583 | 0.11846 | 0.0014369 | -0.018298 | -0.018171 | -0.028254 | -0.021493 | 76.9146 | 75.8897 | 74.8682 | 74.0124 | 73.2033 | 72.6187 | 72.2254 | 72.645 | 75.3678 | 79.9248 | 84.6926 | 89.0531 | 92.1397 | 94.002 | 95.0618 | 95.5761 | 95.663 | 94.7592 | 93.3493 | 90.3788 | 86.308 | 82.8326 | 80.4571 | 78.6232 | 0.21374 | 0.17085 | 0.1829 | 0.16627 | 0.14811 | 0.15992 | 0.13441 | 0.12507 | 0.13406 | 0.14938 | 0.16489 | 0.20165 | 0.17253 | 0.17261 | 0.14727 | 0.13635 | 0.11928 | 0.13436 | 0.14896 | 0.13826 | 0.14848 | 0.17441 | 0.17905 | 0.19577
Portfolio Adjusted1-in-10AllOrange County2025January Monthly Peak | Portfolio Adjusted | 1-in-10 | All | Orange County | 2025 | January Monthly Peak | 1 | 6.7773 | 6.5616 | 6.4096 | 6.4739 | 7.0057 | 8.4204 | 9.9402 | 10.642 | 11.5875 | 11.8856 | 11.93 | 11.7512 | 11.4357 | 11.0601 | 10.5846 | 9.7852 | 9.2884 | 9.497 | 9.3892 | 9.0365 | 8.6941 | 8.3132 | 7.7659 | 7.3448 | 0.072106 | 0.055337 | 0.04619 | 0.0093689 | 0.0025787 | 0.016607 | 0.040105 | 0.036996 | -0.0022477 | -0.018215 | 0.0019143 | 0.017892 | 0.042647 | 0.1376 | 0.36074 | 0.33045 | 0.32064 | 0.29675 | 0.069335 | 0.036886 | 0.0086036 | 0.0057374 | 0.013413 | -0.0064909 | 44.7952 | 44.0525 | 43.1954 | 42.5411 | 42.1453 | 41.6355 | 41.2132 | 41.0866 | 41.6068 | 43.9805 | 46.5131 | 48.1414 | 49.7887 | 50.681 | 51.2859 | 51.2573 | 50.0662 | 48.4584 | 46.2993 | 44.8802 | 44.0176 | 43.5874 | 43.1116 | 42.4741 | 0.18188 | 0.14672 | 0.15736 | 0.14171 | 0.12887 | 0.14404 | 0.12326 | 0.11345 | 0.11923 | 0.12727 | 0.13721 | 0.16546 | 0.1399 | 0.13726 | 0.11499 | 0.10421 | 0.090879 | 0.10753 | 0.12198 | 0.11244 | 0.11958 | 0.14252 | 0.14865 | 0.16282
Portfolio Adjusted1-in-10AllOrange County2025February Monthly Peak | Portfolio Adjusted | 1-in-10 | All | Orange County | 2025 | February Monthly Peak | 2 | 6.79 | 6.5394 | 6.4048 | 6.4745 | 7.0153 | 8.3799 | 9.7535 | 10.3801 | 11.2022 | 11.5886 | 11.8182 | 11.8897 | 11.8082 | 11.6605 | 11.3658 | 10.7088 | 10.1126 | 9.8949 | 9.8444 | 9.4115 | 9.0155 | 8.5028 | 7.8402 | 7.3563 | 0.072529 | 0.055479 | 0.046659 | 0.0094856 | 0.0026069 | 0.016669 | 0.040004 | 0.036824 | -0.0022356 | -0.018305 | 0.0019328 | 0.018218 | 0.043694 | 0.14227 | 0.37851 | 0.34908 | 0.33747 | 0.30491 | 0.071369 | 0.037828 | 0.0088057 | 0.0058266 | 0.013501 | -0.0064975 | 50.7181 | 50.6118 | 50.0715 | 49.5127 | 49.4767 | 48.7815 | 47.4662 | 48.1784 | 49.312 | 51.502 | 53.6331 | 54.4926 | 55.3922 | 56.6873 | 57.7536 | 58.0244 | 57.2513 | 56.767 | 55.2467 | 53.752 | 52.4726 | 51.0267 | 50.4243 | 49.6373 | 0.18294 | 0.14708 | 0.15895 | 0.14347 | 0.13026 | 0.14454 | 0.1229 | 0.11289 | 0.11855 | 0.12785 | 0.1385 | 0.16846 | 0.14333 | 0.14193 | 0.1197 | 0.10869 | 0.094417 | 0.10997 | 0.12556 | 0.11532 | 0.12239 | 0.14473 | 0.14963 | 0.16298
Portfolio Adjusted1-in-10AllOrange County2025March Monthly Peak | Portfolio Adjusted | 1-in-10 | All | Orange County | 2025 | March Monthly Peak | 3 | 7.0782 | 6.7945 | 6.5825 | 6.6412 | 7.1207 | 8.4574 | 9.8954 | 10.4994 | 11.2395 | 11.8002 | 12.3397 | 12.671 | 12.8228 | 12.9233 | 12.7949 | 12.2761 | 11.5914 | 10.7531 | 10.2319 | 10.2037 | 9.7589 | 9.1195 | 8.3257 | 7.7241 | 0.075972 | 0.05807 | 0.048344 | 0.0098545 | 0.0026798 | 0.016979 | 0.040725 | 0.037498 | -0.0022839 | -0.018915 | 0.0020206 | 0.019155 | 0.046428 | 0.15297 | 0.41313 | 0.38505 | 0.37287 | 0.32525 | 0.074412 | 0.040443 | 0.0094319 | 0.0062092 | 0.014324 | -0.0068346 | 60.929 | 59.369 | 57.9378 | 57.1559 | 56.5879 | 56.1282 | 55.893 | 56.0083 | 57.1735 | 60.7815 | 64.8829 | 69.22 | 72.7942 | 74.7224 | 75.7094 | 76.3086 | 76.2802 | 75.5229 | 74 | 71.3655 | 67.9553 | 65.1841 | 62.9839 | 60.6549 | 0.19161 | 0.15393 | 0.16468 | 0.14904 | 0.13389 | 0.14719 | 0.1251 | 0.11495 | 0.12109 | 0.13209 | 0.14479 | 0.17713 | 0.15233 | 0.15265 | 0.1295 | 0.11831 | 0.1029 | 0.11658 | 0.1309 | 0.12329 | 0.1311 | 0.15423 | 0.15874 | 0.17143
Portfolio Adjusted1-in-10AllOrange County2025April Monthly Peak | Portfolio Adjusted | 1-in-10 | All | Orange County | 2025 | April Monthly Peak | 4 | 7.2828 | 6.9891 | 6.7644 | 6.8336 | 7.3106 | 8.6528 | 9.9605 | 10.8141 | 11.8877 | 12.8284 | 13.6702 | 14.2073 | 14.4838 | 14.6052 | 14.4317 | 13.8639 | 13.0555 | 11.9376 | 10.9264 | 10.8572 | 10.473 | 9.7235 | 8.803 | 8.1062 | 0.03661 | 0.029335 | 0.022046 | -0.0047133 | -0.014178 | -0.0088927 | 0.0081432 | 0.013434 | 0.0079186 | 0.005064 | -0.0018253 | 0.0082898 | 0.041789 | 0.15032 | 0.44214 | 0.41513 | 0.39381 | 0.34427 | 0.089684 | 0.024945 | -0.0012835 | -0.003188 | -0.0021512 | -0.012109 | 71.2518 | 69.4668 | 67.8748 | 66.2301 | 65.2538 | 64.5906 | 64.0262 | 64.135 | 67.1739 | 72.7058 | 78.641 | 84.0761 | 87.6915 | 89.6453 | 90.285 | 90.7568 | 90.7411 | 89.9136 | 88.2757 | 84.6416 | 79.6889 | 75.7608 | 73.1861 | 71.1831 | 0.18524 | 0.14918 | 0.15989 | 0.14523 | 0.13038 | 0.14288 | 0.12014 | 0.11179 | 0.11955 | 0.13295 | 0.14756 | 0.18166 | 0.15656 | 0.15682 | 0.13295 | 0.12173 | 0.10591 | 0.11937 | 0.13112 | 0.12364 | 0.13187 | 0.15477 | 0.15825 | 0.17008
Portfolio Adjusted1-in-10AllOrange County2025May Monthly Peak | Portfolio Adjusted | 1-in-10 | All | Orange County | 2025 | May Monthly Peak | 5 | 7.4794 | 7.1692 | 6.9267 | 6.9877 | 7.4976 | 8.861 | 10.0396 | 11.2029 | 12.5172 | 13.6127 | 14.5758 | 15.129 | 15.3832 | 15.4957 | 15.2871 | 14.6372 | 13.787 | 12.5504 | 11.4276 | 11.1038 | 10.9217 | 10.1569 | 9.1831 | 8.5078 | 0.0071684 | 0.007744 | 0.0021932 | -0.015767 | -0.027093 | -0.028678 | -0.01611 | -0.0048456 | 0.016112 | 0.024565 | -0.0050076 | -0.00075218 | 0.037764 | 0.14766 | 0.46249 | 0.43442 | 0.40512 | 0.35556 | 0.10268 | 0.012446 | -0.0098913 | -0.010738 | -0.015264 | -0.016497 | 74.3768 | 72.6826 | 71.2056 | 70.6118 | 69.9624 | 69.1429 | 68.739 | 69.0469 | 72.626 | 78.3342 | 83.1963 | 86.7517 | 89.216 | 91.1645 | 92.4444 | 92.8105 | 92.6273 | 91.5443 | 90.0202 | 87.315 | 83.2723 | 79.0177 | 76.5174 | 74.3866 | 0.18731 | 0.15061 | 0.16121 | 0.14656 | 0.13222 | 0.14522 | 0.12089 | 0.11425 | 0.12399 | 0.13891 | 0.15495 | 0.19072 | 0.16429 | 0.16464 | 0.13979 | 0.12778 | 0.11094 | 0.12456 | 0.13639 | 0.12658 | 0.13645 | 0.16036 | 0.16353 | 0.17689
Portfolio Adjusted1-in-10AllOrange County2025June Monthly Peak | Portfolio Adjusted | 1-in-10 | All | Orange County | 2025 | June Monthly Peak | 6 | 7.9034 | 7.5767 | 7.2853 | 7.339 | 7.7961 | 9.0108 | 10.2288 | 11.4657 | 12.7135 | 13.7708 | 14.6726 | 15.1689 | 15.2894 | 15.3875 | 15.2265 | 14.7199 | 13.9269 | 12.7455 | 11.7368 | 11.2393 | 11.092 | 10.4178 | 9.4459 | 8.7764 | 0.017058 | 0.015228 | 0.0085449 | -0.013584 | -0.024802 | -0.023753 | -0.0094191 | 0.00048043 | 0.01397 | 0.01907 | -0.0040852 | 0.0019205 | 0.038329 | 0.14557 | 0.45162 | 0.43083 | 0.40674 | 0.35744 | 0.1015 | 0.016465 | -0.0076144 | -0.0088971 | -0.011974 | -0.016094 | 72.1717 | 70.9704 | 69.7964 | 68.8912 | 67.7282 | 66.9039 | 66.5464 | 67.5991 | 71.0034 | 75.9422 | 81.0159 | 85.5055 | 88.8526 | 91.0987 | 92.6927 | 93.4135 | 93.7481 | 92.5768 | 91.0853 | 87.9344 | 83.7507 | 80.0706 | 77.5784 | 75.7256 | 0.20279 | 0.1633 | 0.1733 | 0.15737 | 0.13944 | 0.14917 | 0.12405 | 0.11636 | 0.12475 | 0.13872 | 0.15317 | 0.18701 | 0.15903 | 0.15882 | 0.13517 | 0.12561 | 0.10997 | 0.12388 | 0.13809 | 0.12835 | 0.13927 | 0.16527 | 0.16936 | 0.1846
Portfolio Adjusted1-in-10AllOrange County2025July Monthly Peak | Portfolio Adjusted | 1-in-10 | All | Orange County | 2025 | July Monthly Peak | 7 | 8.159 | 7.8227 | 7.5675 | 7.6232 | 8.1174 | 9.4874 | 10.7878 | 12.0472 | 13.3725 | 14.5285 | 15.5006 | 16.0224 | 16.1913 | 16.264 | 16.1344 | 15.6306 | 14.8205 | 13.5738 | 12.438 | 11.844 | 11.6138 | 10.8834 | 9.8706 | 9.1611 | -0.015927 | -0.0089104 | -0.013605 | -0.026182 | -0.039497 | -0.045737 | -0.035842 | -0.019101 | 0.022418 | 0.039299 | -0.0073201 | -0.0076113 | 0.03319 | 0.13895 | 0.46482 | 0.4466 | 0.41692 | 0.37074 | 0.11598 | 0.0031402 | -0.016909 | -0.017126 | -0.026461 | -0.020849 | 77.7183 | 76.4388 | 75.2323 | 74.0533 | 73.2805 | 72.5743 | 71.9165 | 72.3623 | 75.2567 | 79.9421 | 85.0287 | 89.2553 | 91.554 | 92.7498 | 93.7256 | 93.6855 | 93.4434 | 92.9423 | 91.4331 | 88.9142 | 85.1556 | 81.5904 | 79.3142 | 77.8127 | 0.21033 | 0.169 | 0.18132 | 0.1643 | 0.14621 | 0.15736 | 0.1307 | 0.12137 | 0.12947 | 0.14414 | 0.15922 | 0.19449 | 0.16614 | 0.16575 | 0.14177 | 0.13233 | 0.11643 | 0.13184 | 0.14683 | 0.13549 | 0.14577 | 0.17317 | 0.17805 | 0.19393
Portfolio Adjusted1-in-10AllOrange County2025August Monthly Peak | Portfolio Adjusted | 1-in-10 | All | Orange County | 2025 | August Monthly Peak | 8 | 8.3756 | 7.9969 | 7.7223 | 7.7973 | 8.3159 | 9.7675 | 11.2416 | 12.4972 | 14.023 | 15.3263 | 16.3735 | 16.9462 | 17.1357 | 17.2087 | 17.0465 | 16.4287 | 15.5311 | 14.1636 | 12.8881 | 12.396 | 12.0369 | 11.1455 | 10.09 | 9.3781 | -0.041191 | -0.027235 | -0.030425 | -0.035666 | -0.050469 | -0.062374 | -0.056725 | -0.03474 | 0.029683 | 0.056535 | -0.010134 | -0.015477 | 0.030281 | 0.13918 | 0.48841 | 0.46673 | 0.42827 | 0.38101 | 0.12675 | -0.007393 | -0.024295 | -0.023382 | -0.037379 | -0.02437 | 77.9714 | 77.2042 | 76.4281 | 75.6032 | 74.9957 | 74.4881 | 74.4897 | 75.0423 | 77.6185 | 82.3181 | 86.9317 | 91.2496 | 94.7645 | 96.884 | 97.7105 | 98.5056 | 98.6973 | 97.9977 | 97.18 | 94.3839 | 90.0384 | 86.5656 | 84.2116 | 82.158 | 0.21981 | 0.17576 | 0.18822 | 0.17108 | 0.15243 | 0.1646 | 0.13837 | 0.12915 | 0.13889 | 0.15534 | 0.17205 | 0.21082 | 0.18061 | 0.18063 | 0.15413 | 0.1427 | 0.12479 | 0.14044 | 0.15523 | 0.14392 | 0.15425 | 0.18099 | 0.18566 | 0.20275
Portfolio Adjusted1-in-10AllOrange County2025September Monthly Peak | Portfolio Adjusted | 1-in-10 | All | Orange County | 2025 | September Monthly Peak | 9 | 8.2474 | 7.9074 | 7.6632 | 7.7275 | 8.2626 | 9.7255 | 11.3496 | 12.5278 | 14.1502 | 15.479 | 16.5539 | 17.1425 | 17.363 | 17.441 | 17.1691 | 16.4442 | 15.4919 | 14.0772 | 12.8943 | 12.7268 | 11.9851 | 11.0987 | 10.0459 | 9.3006 | -0.041869 | -0.027908 | -0.031103 | -0.035899 | -0.050767 | -0.062858 | -0.057685 | -0.035646 | 0.030474 | 0.058243 | -0.010458 | -0.016192 | 0.030835 | 0.14242 | 0.49737 | 0.47188 | 0.43091 | 0.38228 | 0.1283 | -0.0080831 | -0.024735 | -0.023786 | -0.038 | -0.024482 | 79.7975 | 78.9461 | 78.0167 | 77.5022 | 76.8094 | 76.5088 | 75.9493 | 75.5767 | 77.593 | 81.4975 | 85.7945 | 90.2029 | 93.3885 | 95.2768 | 96.1194 | 96.7012 | 96.7643 | 95.5212 | 93.7002 | 90.2838 | 86.2884 | 83.1047 | 80.7249 | 78.7974 | 0.21762 | 0.17492 | 0.18791 | 0.17043 | 0.1521 | 0.1642 | 0.1387 | 0.1301 | 0.14141 | 0.15827 | 0.17582 | 0.21604 | 0.18555 | 0.18559 | 0.15775 | 0.14509 | 0.12639 | 0.14172 | 0.15692 | 0.1477 | 0.15522 | 0.18223 | 0.18658 | 0.20277
Portfolio Adjusted1-in-10AllOrange County2025October Monthly Peak | Portfolio Adjusted | 1-in-10 | All | Orange County | 2025 | October Monthly Peak | 10 | 7.7691 | 7.4571 | 7.1646 | 7.1855 | 7.6928 | 9.0804 | 10.6956 | 11.5525 | 12.8249 | 13.9325 | 14.9497 | 15.5332 | 15.7961 | 15.9597 | 15.7391 | 15.0436 | 14.1141 | 12.8708 | 12.2717 | 11.8411 | 11.0731 | 10.2792 | 9.3389 | 8.63 | 0.0076699 | 0.0082689 | 0.0023421 | -0.016404 | -0.028023 | -0.029364 | -0.016748 | -0.0049305 | 0.016414 | 0.024994 | -0.0051147 | -0.00075551 | 0.038739 | 0.15193 | 0.47571 | 0.44707 | 0.41595 | 0.36617 | 0.10928 | 0.013212 | -0.010105 | -0.010942 | -0.015694 | -0.016947 | 74.7378 | 73.2403 | 72.0433 | 70.8936 | 69.9316 | 69.4183 | 69.0262 | 68.9246 | 70.3259 | 74.4888 | 79.9574 | 85.2486 | 89.7069 | 92.6707 | 93.7609 | 94.3344 | 94.1722 | 92.6778 | 89.6423 | 85.0304 | 80.7601 | 78.0311 | 76.1241 | 74.4597 | 0.19909 | 0.16007 | 0.16971 | 0.15263 | 0.13685 | 0.14885 | 0.12605 | 0.11696 | 0.12642 | 0.14152 | 0.15843 | 0.19542 | 0.16849 | 0.16939 | 0.14384 | 0.13162 | 0.11408 | 0.12848 | 0.14518 | 0.13416 | 0.13957 | 0.16358 | 0.16834 | 0.18177
Portfolio Adjusted1-in-10AllOrange County2025November Monthly Peak | Portfolio Adjusted | 1-in-10 | All | Orange County | 2025 | November Monthly Peak | 11 | 7.3212 | 7.0309 | 6.8345 | 6.8805 | 7.3775 | 8.7277 | 9.97 | 10.8397 | 11.9281 | 12.7929 | 13.6113 | 14.0428 | 14.2693 | 14.3538 | 14.0974 | 13.4299 | 12.732 | 12.2991 | 11.3298 | 10.7412 | 10.1432 | 9.4601 | 8.6611 | 8.0597 | 0.052958 | 0.041395 | 0.033066 | 0.00087209 | -0.0079558 | 0.00097866 | 0.020646 | 0.022863 | 0.0040659 | -0.0043911 | -0.00032701 | 0.012964 | 0.044909 | 0.15577 | 0.44254 | 0.41208 | 0.39536 | 0.35729 | 0.088069 | 0.031635 | 0.0029106 | 0.00046983 | 0.0042966 | -0.010326 | 69.2875 | 67.4995 | 66.8701 | 65.522 | 64.5252 | 63.5606 | 63.6819 | 64.027 | 66.4736 | 71.0861 | 76.9428 | 81.9477 | 84.9724 | 86.6425 | 87.5425 | 87.2885 | 85.9213 | 83.2829 | 80.0503 | 77.1968 | 74.78 | 72.7233 | 70.8921 | 69.8767 | 0.19172 | 0.15438 | 0.1659 | 0.1499 | 0.13461 | 0.14636 | 0.12239 | 0.11367 | 0.12173 | 0.13558 | 0.1506 | 0.18456 | 0.15865 | 0.15886 | 0.13459 | 0.12263 | 0.107 | 0.12441 | 0.13709 | 0.12551 | 0.1319 | 0.15527 | 0.16016 | 0.17396
Portfolio Adjusted1-in-10AllOrange County2025December Monthly Peak | Portfolio Adjusted | 1-in-10 | All | Orange County | 2025 | December Monthly Peak | 12 | 6.9411 | 6.6969 | 6.5532 | 6.5812 | 7.0996 | 8.4656 | 9.9256 | 10.6351 | 11.5644 | 11.9183 | 12.0312 | 11.8288 | 11.5069 | 11.2024 | 10.7745 | 10.0977 | 9.7719 | 9.9033 | 9.5976 | 9.2407 | 8.8652 | 8.4772 | 7.9074 | 7.4445 | 0.073691 | 0.056361 | 0.047301 | 0.0095393 | 0.0026075 | 0.016559 | 0.039745 | 0.03645 | -0.0022096 | -0.01805 | 0.0019011 | 0.017678 | 0.042027 | 0.13627 | 0.3603 | 0.33357 | 0.32894 | 0.3038 | 0.070051 | 0.037279 | 0.0086626 | 0.0057803 | 0.013462 | -0.0065104 | 43.8871 | 43.2744 | 43.0871 | 43.3264 | 43.5415 | 43.41 | 43.7208 | 43.7009 | 44.294 | 45.4431 | 46.5727 | 48.0629 | 49.201 | 49.6388 | 49.8817 | 49.8151 | 49.3268 | 48.3827 | 47.175 | 45.9576 | 44.7971 | 44.375 | 44.0335 | 43.237 | 0.18587 | 0.14943 | 0.16114 | 0.14429 | 0.1303 | 0.14363 | 0.12215 | 0.11179 | 0.11724 | 0.12613 | 0.13628 | 0.1635 | 0.13789 | 0.13596 | 0.11417 | 0.10436 | 0.092379 | 0.10945 | 0.12324 | 0.11365 | 0.12041 | 0.14359 | 0.1492 | 0.16331
Portfolio Adjusted1-in-10AllOrange County2025Typical Event Day | Portfolio Adjusted | 1-in-10 | All | Orange County | 2025 | Typical Event Day | 8 | 8.2909 | 7.915 | 7.6441 | 7.7199 | 8.2337 | 9.6706 | 11.123 | 12.3106 | 13.7346 | 14.9343 | 15.9052 | 16.4402 | 16.6176 | 16.7111 | 16.5741 | 15.9967 | 15.1333 | 13.8122 | 12.5974 | 12.1311 | 11.81 | 10.9447 | 9.9167 | 9.2281 | -0.020358 | -0.01205 | -0.016504 | -0.028005 | -0.041715 | -0.049084 | -0.040137 | -0.022165 | 0.02424 | 0.043235 | -0.0079777 | -0.0091126 | 0.033648 | 0.14326 | 0.48068 | 0.45871 | 0.42527 | 0.37678 | 0.1188 | 0.0014411 | -0.01835 | -0.018224 | -0.028336 | -0.021555 | 76.9147 | 75.8899 | 74.8684 | 74.0125 | 73.2034 | 72.6188 | 72.2255 | 72.6451 | 75.3679 | 79.925 | 84.6927 | 89.0533 | 92.1399 | 94.0023 | 95.0621 | 95.5764 | 95.6633 | 94.7595 | 93.3496 | 90.3791 | 86.3083 | 82.8328 | 80.4573 | 78.6234 | 0.21435 | 0.17134 | 0.18343 | 0.16675 | 0.14853 | 0.16038 | 0.1348 | 0.12543 | 0.13444 | 0.14981 | 0.16536 | 0.20223 | 0.17303 | 0.1731 | 0.14769 | 0.13675 | 0.11962 | 0.13474 | 0.14939 | 0.13865 | 0.14891 | 0.17491 | 0.17956 | 0.19634
Portfolio Adjusted1-in-10AllOrange County2026January Monthly Peak | Portfolio Adjusted | 1-in-10 | All | Orange County | 2026 | January Monthly Peak | 1 | 6.7893 | 6.5732 | 6.4207 | 6.4852 | 7.0183 | 8.4363 | 9.9592 | 10.6623 | 11.6088 | 11.9067 | 11.9513 | 11.7724 | 11.4567 | 11.0805 | 10.6042 | 9.8034 | 9.3054 | 9.5136 | 9.4053 | 9.0522 | 8.7093 | 8.3278 | 7.7795 | 7.3578 | 0.072314 | 0.055496 | 0.046324 | 0.009396 | 0.0025862 | 0.016655 | 0.040221 | 0.037103 | -0.0022542 | -0.018268 | 0.0019199 | 0.017944 | 0.04277 | 0.138 | 0.3617 | 0.33132 | 0.32148 | 0.29752 | 0.069535 | 0.036993 | 0.0086284 | 0.0057539 | 0.013451 | -0.0065097 | 44.7953 | 44.0526 | 43.1955 | 42.5412 | 42.1454 | 41.6356 | 41.2133 | 41.0867 | 41.6069 | 43.9806 | 46.5132 | 48.1415 | 49.7889 | 50.6812 | 51.286 | 51.2575 | 50.0664 | 48.4586 | 46.2994 | 44.8804 | 44.0178 | 43.5875 | 43.1117 | 42.4742 | 0.1824 | 0.14714 | 0.15781 | 0.14212 | 0.12924 | 0.14445 | 0.12361 | 0.11377 | 0.11958 | 0.12764 | 0.13761 | 0.16594 | 0.1403 | 0.13765 | 0.11532 | 0.10451 | 0.091141 | 0.10784 | 0.12233 | 0.11277 | 0.11992 | 0.14293 | 0.14908 | 0.16329
Portfolio Adjusted1-in-10AllOrange County2026February Monthly Peak | Portfolio Adjusted | 1-in-10 | All | Orange County | 2026 | February Monthly Peak | 2 | 6.8021 | 6.551 | 6.4161 | 6.486 | 7.028 | 8.3959 | 9.7725 | 10.4004 | 11.2234 | 11.6099 | 11.8397 | 11.9113 | 11.8296 | 11.6816 | 11.3861 | 10.7278 | 10.1303 | 9.9119 | 9.861 | 9.4276 | 9.031 | 8.5176 | 7.8539 | 7.3694 | 0.072738 | 0.05564 | 0.046793 | 0.009513 | 0.0026144 | 0.016717 | 0.040119 | 0.03693 | -0.0022421 | -0.018357 | 0.0019384 | 0.018271 | 0.04382 | 0.14268 | 0.37951 | 0.34999 | 0.33834 | 0.3057 | 0.071575 | 0.037937 | 0.0088311 | 0.0058434 | 0.01354 | -0.0065163 | 50.7182 | 50.6119 | 50.0716 | 49.5129 | 49.4768 | 48.7816 | 47.4663 | 48.1785 | 49.3121 | 51.5021 | 53.6333 | 54.4927 | 55.3924 | 56.6874 | 57.7537 | 58.0245 | 57.2514 | 56.7672 | 55.2468 | 53.7522 | 52.4728 | 51.0268 | 50.4244 | 49.6375 | 0.18346 | 0.14751 | 0.1594 | 0.14388 | 0.13064 | 0.14496 | 0.12325 | 0.11321 | 0.11889 | 0.12822 | 0.1389 | 0.16894 | 0.14375 | 0.14234 | 0.12004 | 0.109 | 0.094689 | 0.11028 | 0.12592 | 0.11565 | 0.12274 | 0.14515 | 0.15006 | 0.16345
Portfolio Adjusted1-in-10AllOrange County2026March Monthly Peak | Portfolio Adjusted | 1-in-10 | All | Orange County | 2026 | March Monthly Peak | 3 | 7.0908 | 6.8066 | 6.5943 | 6.6531 | 7.1338 | 8.4737 | 9.9147 | 10.5201 | 11.2612 | 11.8222 | 12.3622 | 12.6937 | 12.8455 | 12.946 | 12.8168 | 12.2967 | 11.6105 | 10.7711 | 10.2492 | 10.2209 | 9.7755 | 9.1353 | 8.3403 | 7.7378 | 0.076191 | 0.058238 | 0.048484 | 0.009883 | 0.0026875 | 0.017028 | 0.040842 | 0.037606 | -0.0022905 | -0.018969 | 0.0020265 | 0.01921 | 0.046562 | 0.15341 | 0.41421 | 0.38603 | 0.37382 | 0.32609 | 0.074626 | 0.040559 | 0.0094591 | 0.0062271 | 0.014365 | -0.0068543 | 60.9292 | 59.3692 | 57.9379 | 57.156 | 56.588 | 56.1283 | 55.8931 | 56.0085 | 57.1737 | 60.7816 | 64.883 | 69.2202 | 72.7943 | 74.7226 | 75.7096 | 76.3088 | 76.2804 | 75.5231 | 74.0003 | 71.3658 | 67.9555 | 65.1843 | 62.9841 | 60.655 | 0.19216 | 0.15437 | 0.16516 | 0.14947 | 0.13428 | 0.14762 | 0.12546 | 0.11528 | 0.12144 | 0.13247 | 0.1452 | 0.17764 | 0.15277 | 0.15309 | 0.12987 | 0.11865 | 0.1032 | 0.11691 | 0.13128 | 0.12364 | 0.13147 | 0.15468 | 0.15919 | 0.17192
Portfolio Adjusted1-in-10AllOrange County2026April Monthly Peak | Portfolio Adjusted | 1-in-10 | All | Orange County | 2026 | April Monthly Peak | 4 | 7.2957 | 7.0015 | 6.7764 | 6.8458 | 7.324 | 8.6695 | 9.98 | 10.8352 | 11.9102 | 12.8516 | 13.6943 | 14.2318 | 14.5084 | 14.6297 | 14.4554 | 13.886 | 13.0761 | 11.957 | 10.9446 | 10.8754 | 10.4906 | 9.7402 | 8.8183 | 8.1205 | 0.036716 | 0.02942 | 0.02211 | -0.0047269 | -0.014219 | -0.0089184 | 0.0081667 | 0.013473 | 0.0079415 | 0.0050786 | -0.0018306 | 0.0083138 | 0.041909 | 0.15075 | 0.44328 | 0.41618 | 0.39479 | 0.34515 | 0.089943 | 0.025017 | -0.0012873 | -0.0031972 | -0.0021574 | -0.012144 | 71.2519 | 69.4669 | 67.8749 | 66.2301 | 65.2539 | 64.5907 | 64.0263 | 64.1351 | 67.174 | 72.7059 | 78.6411 | 84.0762 | 87.6917 | 89.6456 | 90.2852 | 90.757 | 90.7413 | 89.9138 | 88.276 | 84.6418 | 79.6892 | 75.761 | 73.1863 | 71.1832 | 0.18577 | 0.14961 | 0.16035 | 0.14565 | 0.13076 | 0.14329 | 0.12048 | 0.11211 | 0.11989 | 0.13333 | 0.14798 | 0.18218 | 0.15701 | 0.15727 | 0.13333 | 0.12208 | 0.10621 | 0.11972 | 0.1315 | 0.12399 | 0.13225 | 0.15522 | 0.15871 | 0.17057
Portfolio Adjusted1-in-10AllOrange County2026May Monthly Peak | Portfolio Adjusted | 1-in-10 | All | Orange County | 2026 | May Monthly Peak | 5 | 7.4924 | 7.1818 | 6.9389 | 7.0001 | 7.5114 | 8.8781 | 10.0594 | 11.2247 | 12.5407 | 13.6372 | 14.6013 | 15.1549 | 15.4092 | 15.5215 | 15.3122 | 14.6607 | 13.8089 | 12.5708 | 11.4468 | 11.1226 | 10.9401 | 10.1743 | 9.199 | 8.5229 | 0.0071891 | 0.0077663 | 0.0021995 | -0.015813 | -0.027171 | -0.028761 | -0.016157 | -0.0048596 | 0.016158 | 0.024636 | -0.0050221 | -0.00075435 | 0.037873 | 0.14809 | 0.46368 | 0.43551 | 0.40613 | 0.35646 | 0.10298 | 0.012482 | -0.0099199 | -0.010769 | -0.015308 | -0.016545 | 74.3769 | 72.6827 | 71.2058 | 70.6119 | 69.9625 | 69.143 | 68.7391 | 69.0469 | 72.6261 | 78.3343 | 83.1964 | 86.7519 | 89.2162 | 91.1648 | 92.4446 | 92.8107 | 92.6275 | 91.5446 | 90.0205 | 87.3153 | 83.2726 | 79.018 | 76.5176 | 74.3868 | 0.18785 | 0.15104 | 0.16167 | 0.14698 | 0.1326 | 0.14564 | 0.12124 | 0.11457 | 0.12435 | 0.13931 | 0.1554 | 0.19126 | 0.16476 | 0.16511 | 0.14019 | 0.12815 | 0.11126 | 0.12492 | 0.13678 | 0.12694 | 0.13685 | 0.16082 | 0.164 | 0.1774
Portfolio Adjusted1-in-10AllOrange County2026June Monthly Peak | Portfolio Adjusted | 1-in-10 | All | Orange County | 2026 | June Monthly Peak | 6 | 7.9176 | 7.5903 | 7.2984 | 7.3524 | 7.8106 | 9.0283 | 10.2491 | 11.488 | 12.7371 | 13.7952 | 14.6977 | 15.1942 | 15.3145 | 15.4124 | 15.2507 | 14.743 | 13.9485 | 12.7658 | 11.7562 | 11.2583 | 11.1108 | 10.4358 | 9.4624 | 8.7921 | 0.017107 | 0.015272 | 0.0085696 | -0.013623 | -0.024874 | -0.023821 | -0.0094463 | 0.00048181 | 0.014011 | 0.019125 | -0.004097 | 0.0019261 | 0.038439 | 0.14599 | 0.45278 | 0.43191 | 0.40775 | 0.35835 | 0.10179 | 0.016512 | -0.0076364 | -0.0089228 | -0.012009 | -0.01614 | 72.1719 | 70.9705 | 69.7965 | 68.8913 | 67.7283 | 66.9039 | 66.5465 | 67.5991 | 71.0034 | 75.9423 | 81.0161 | 85.5057 | 88.8528 | 91.099 | 92.693 | 93.4138 | 93.7484 | 92.5771 | 91.0856 | 87.9347 | 83.751 | 80.0708 | 77.5786 | 75.7257 | 0.20338 | 0.16377 | 0.1738 | 0.15783 | 0.13984 | 0.1496 | 0.12441 | 0.11669 | 0.12511 | 0.13912 | 0.15361 | 0.18755 | 0.15949 | 0.15927 | 0.13555 | 0.12597 | 0.11028 | 0.12423 | 0.13849 | 0.12872 | 0.13967 | 0.16574 | 0.16985 | 0.18513
Portfolio Adjusted1-in-10AllOrange County2026July Monthly Peak | Portfolio Adjusted | 1-in-10 | All | Orange County | 2026 | July Monthly Peak | 7 | 8.1736 | 7.8368 | 7.5811 | 7.637 | 8.1324 | 9.5058 | 10.809 | 12.0701 | 13.3968 | 14.5536 | 15.5264 | 16.0485 | 16.2172 | 16.2897 | 16.1595 | 15.6547 | 14.8432 | 13.5951 | 12.4584 | 11.8639 | 11.6332 | 10.902 | 9.8879 | 9.1774 | -0.015973 | -0.0089361 | -0.013644 | -0.026258 | -0.039611 | -0.045869 | -0.035946 | -0.019156 | 0.022483 | 0.039413 | -0.0073413 | -0.0076332 | 0.033286 | 0.13936 | 0.46601 | 0.44772 | 0.41795 | 0.37168 | 0.11632 | 0.0031492 | -0.016958 | -0.017176 | -0.026538 | -0.020909 | 77.7184 | 76.439 | 75.2324 | 74.0534 | 73.2806 | 72.5744 | 71.9165 | 72.3623 | 75.2568 | 79.9422 | 85.0289 | 89.2555 | 91.5543 | 92.7501 | 93.7259 | 93.6858 | 93.4437 | 92.9426 | 91.4334 | 88.9145 | 85.1559 | 81.5906 | 79.3144 | 77.8129 | 0.21094 | 0.16949 | 0.18184 | 0.16477 | 0.14663 | 0.15781 | 0.13107 | 0.12172 | 0.12984 | 0.14455 | 0.15968 | 0.19505 | 0.16662 | 0.16622 | 0.14217 | 0.13271 | 0.11676 | 0.13222 | 0.14725 | 0.13588 | 0.14619 | 0.17367 | 0.17856 | 0.19449
Portfolio Adjusted1-in-10AllOrange County2026August Monthly Peak | Portfolio Adjusted | 1-in-10 | All | Orange County | 2026 | August Monthly Peak | 8 | 8.3905 | 8.0112 | 7.7361 | 7.8113 | 8.3312 | 9.7863 | 11.2636 | 12.5211 | 14.0485 | 15.3528 | 16.4008 | 16.9738 | 17.1633 | 17.2361 | 17.0732 | 16.4541 | 15.5549 | 14.1858 | 12.9092 | 12.4167 | 12.057 | 11.1645 | 10.1076 | 9.3948 | -0.04131 | -0.027314 | -0.030513 | -0.035769 | -0.050615 | -0.062554 | -0.056888 | -0.03484 | 0.029768 | 0.056698 | -0.010164 | -0.015521 | 0.030368 | 0.13959 | 0.48966 | 0.46789 | 0.42932 | 0.38197 | 0.12712 | -0.0074144 | -0.024366 | -0.023449 | -0.037486 | -0.02444 | 77.9716 | 77.2043 | 76.4283 | 75.6034 | 74.9958 | 74.4882 | 74.4898 | 75.0424 | 77.6187 | 82.3182 | 86.9319 | 91.2498 | 94.7648 | 96.8843 | 97.7108 | 98.5059 | 98.6976 | 97.998 | 97.1803 | 94.3842 | 90.0387 | 86.5659 | 84.2119 | 82.1582 | 0.22044 | 0.17627 | 0.18876 | 0.17158 | 0.15287 | 0.16508 | 0.13876 | 0.12952 | 0.13929 | 0.15579 | 0.17254 | 0.21143 | 0.18113 | 0.18115 | 0.15457 | 0.1431 | 0.12515 | 0.14084 | 0.15567 | 0.14434 | 0.1547 | 0.18151 | 0.18619 | 0.20333
Portfolio Adjusted1-in-10AllOrange County2026September Monthly Peak | Portfolio Adjusted | 1-in-10 | All | Orange County | 2026 | September Monthly Peak | 9 | 8.2622 | 7.9215 | 7.677 | 7.7415 | 8.2779 | 9.7442 | 11.3715 | 12.5518 | 14.1761 | 15.506 | 16.5818 | 17.1708 | 17.3914 | 17.4691 | 17.1964 | 16.47 | 15.5159 | 14.0996 | 12.9156 | 12.748 | 12.0053 | 11.1179 | 10.0635 | 9.3173 | -0.04199 | -0.027988 | -0.031193 | -0.036002 | -0.050913 | -0.06304 | -0.057851 | -0.035749 | 0.030562 | 0.058411 | -0.010488 | -0.016239 | 0.030924 | 0.14283 | 0.49865 | 0.47306 | 0.43197 | 0.38324 | 0.12867 | -0.0081064 | -0.024806 | -0.023855 | -0.03811 | -0.024553 | 79.7977 | 78.9462 | 78.0169 | 77.5024 | 76.8095 | 76.509 | 75.9495 | 75.5769 | 77.5932 | 81.4977 | 85.7947 | 90.2031 | 93.3887 | 95.2771 | 96.1197 | 96.7014 | 96.7646 | 95.5215 | 93.7004 | 90.2841 | 86.2886 | 83.1049 | 80.7251 | 78.7976 | 0.21825 | 0.17542 | 0.18845 | 0.17092 | 0.15254 | 0.16467 | 0.1391 | 0.13048 | 0.14181 | 0.15872 | 0.17633 | 0.21666 | 0.18608 | 0.18612 | 0.1582 | 0.14551 | 0.12675 | 0.14212 | 0.15737 | 0.14812 | 0.15567 | 0.18276 | 0.18712 | 0.20335
Portfolio Adjusted1-in-10AllOrange County2026October Monthly Peak | Portfolio Adjusted | 1-in-10 | All | Orange County | 2026 | October Monthly Peak | 10 | 7.7831 | 7.4705 | 7.1775 | 7.1984 | 7.7069 | 9.0979 | 10.7162 | 11.5748 | 12.8488 | 13.9575 | 14.9758 | 15.5597 | 15.8227 | 15.9863 | 15.7649 | 15.0678 | 14.1366 | 12.8918 | 12.2921 | 11.861 | 11.092 | 10.297 | 9.3554 | 8.6455 | 0.0076921 | 0.0082928 | 0.0023489 | -0.016451 | -0.028104 | -0.029449 | -0.016796 | -0.0049448 | 0.016461 | 0.025066 | -0.0051295 | -0.0007577 | 0.038851 | 0.15237 | 0.47694 | 0.4482 | 0.41699 | 0.36711 | 0.10959 | 0.01325 | -0.010134 | -0.010974 | -0.015739 | -0.016996 | 74.738 | 73.2404 | 72.0434 | 70.8937 | 69.9317 | 69.4184 | 69.0263 | 68.9247 | 70.3259 | 74.4889 | 79.9576 | 85.2488 | 89.7071 | 92.671 | 93.7612 | 94.3347 | 94.1725 | 92.6781 | 89.6426 | 85.0307 | 80.7604 | 78.0313 | 76.1243 | 74.4599 | 0.19966 | 0.16053 | 0.1702 | 0.15307 | 0.13724 | 0.14928 | 0.12641 | 0.1173 | 0.12678 | 0.14192 | 0.15888 | 0.19598 | 0.16898 | 0.16988 | 0.14425 | 0.132 | 0.11441 | 0.12885 | 0.1456 | 0.13455 | 0.13997 | 0.16405 | 0.16883 | 0.18229
Portfolio Adjusted1-in-10AllOrange County2026November Monthly Peak | Portfolio Adjusted | 1-in-10 | All | Orange County | 2026 | November Monthly Peak | 11 | 7.3343 | 7.0435 | 6.8468 | 6.8929 | 7.3911 | 8.7445 | 9.9895 | 10.8609 | 11.9507 | 12.8163 | 13.6355 | 14.0673 | 14.2938 | 14.3782 | 14.1211 | 13.452 | 12.7527 | 12.3189 | 11.3486 | 10.7594 | 10.1606 | 9.4766 | 8.6764 | 8.0742 | 0.053111 | 0.041514 | 0.033162 | 0.00087461 | -0.0079787 | 0.00098148 | 0.020705 | 0.022929 | 0.0040776 | -0.0044038 | -0.00032796 | 0.013001 | 0.045039 | 0.15622 | 0.44369 | 0.41313 | 0.39636 | 0.35821 | 0.088324 | 0.031726 | 0.002919 | 0.00047119 | 0.004309 | -0.010355 | 69.2876 | 67.4995 | 66.8701 | 65.5221 | 64.5252 | 63.5606 | 63.682 | 64.0271 | 66.4737 | 71.0861 | 76.9429 | 81.9478 | 84.9726 | 86.6426 | 87.5427 | 87.2887 | 85.9215 | 83.2832 | 80.0505 | 77.197 | 74.7801 | 72.7235 | 70.8922 | 69.8768 | 0.19227 | 0.15483 | 0.16638 | 0.15033 | 0.13499 | 0.14678 | 0.12274 | 0.114 | 0.12208 | 0.13597 | 0.15103 | 0.18509 | 0.15911 | 0.15932 | 0.13498 | 0.12298 | 0.10731 | 0.12477 | 0.13749 | 0.12587 | 0.13228 | 0.15572 | 0.16062 | 0.17446
Portfolio Adjusted1-in-10AllOrange County2026December Monthly Peak | Portfolio Adjusted | 1-in-10 | All | Orange County | 2026 | December Monthly Peak | 12 | 6.9533 | 6.7087 | 6.5647 | 6.5926 | 7.1123 | 8.4814 | 9.9444 | 10.6551 | 11.5853 | 11.9392 | 12.0523 | 11.8498 | 11.5275 | 11.2226 | 10.794 | 10.1159 | 9.7892 | 9.9202 | 9.6139 | 9.2566 | 8.8805 | 8.4919 | 7.9211 | 7.4576 | 0.073904 | 0.056523 | 0.047438 | 0.0095668 | 0.0026151 | 0.016607 | 0.03986 | 0.036555 | -0.002216 | -0.018102 | 0.0019066 | 0.017729 | 0.042149 | 0.13667 | 0.36125 | 0.33444 | 0.32979 | 0.30459 | 0.070253 | 0.037387 | 0.0086876 | 0.005797 | 0.013501 | -0.0065292 | 43.8872 | 43.2745 | 43.0872 | 43.3265 | 43.5417 | 43.4102 | 43.7209 | 43.701 | 44.2941 | 45.4432 | 46.5729 | 48.063 | 49.2011 | 49.639 | 49.8818 | 49.8152 | 49.3269 | 48.3828 | 47.1752 | 45.9578 | 44.7972 | 44.3752 | 44.0337 | 43.2371 | 0.18641 | 0.14986 | 0.16161 | 0.1447 | 0.13068 | 0.14404 | 0.1225 | 0.11211 | 0.11758 | 0.1265 | 0.13667 | 0.16397 | 0.13828 | 0.13635 | 0.1145 | 0.10466 | 0.092645 | 0.10977 | 0.1236 | 0.11397 | 0.12075 | 0.144 | 0.14963 | 0.16378
Portfolio Adjusted1-in-10AllOrange County2026Typical Event Day | Portfolio Adjusted | 1-in-10 | All | Orange County | 2026 | Typical Event Day | 8 | 8.3057 | 7.9292 | 7.6578 | 7.7338 | 8.2489 | 9.6892 | 11.1448 | 12.3343 | 13.7597 | 14.9603 | 15.932 | 16.4672 | 16.6445 | 16.7379 | 16.6002 | 16.0215 | 15.1565 | 13.8339 | 12.6181 | 12.1514 | 11.8298 | 10.9634 | 9.9341 | 9.2446 | -0.020417 | -0.012085 | -0.016552 | -0.028086 | -0.041835 | -0.049226 | -0.040253 | -0.022229 | 0.02431 | 0.04336 | -0.0080007 | -0.0091389 | 0.033745 | 0.14367 | 0.48191 | 0.45986 | 0.42631 | 0.37773 | 0.11914 | 0.0014452 | -0.018403 | -0.018276 | -0.028418 | -0.021617 | 76.9149 | 75.89 | 74.8685 | 74.0126 | 73.2036 | 72.6189 | 72.2256 | 72.6452 | 75.368 | 79.9251 | 84.6929 | 89.0535 | 92.1402 | 94.0026 | 95.0624 | 95.5767 | 95.6636 | 94.7598 | 93.3499 | 90.3794 | 86.3086 | 82.8331 | 80.4575 | 78.6236 | 0.21497 | 0.17183 | 0.18396 | 0.16723 | 0.14896 | 0.16084 | 0.13518 | 0.1258 | 0.13483 | 0.15024 | 0.16584 | 0.20281 | 0.17352 | 0.1736 | 0.14811 | 0.13714 | 0.11997 | 0.13513 | 0.14982 | 0.13905 | 0.14934 | 0.17541 | 0.18008 | 0.1969
Portfolio Adjusted1-in-2AllOrange County2015January Monthly Peak | Portfolio Adjusted | 1-in-2 | All | Orange County | 2015 | January Monthly Peak | 1 | 113.5775 | 109.6114 | 106.375 | 107.2876 | 118.8826 | 150.0034 | 178.4714 | 191.4123 | 200.4434 | 200.1318 | 201.9417 | 201.8595 | 199.6588 | 196.0081 | 188.3883 | 175.043 | 163.6528 | 159.7787 | 154.6764 | 150.5939 | 145.2752 | 138.8314 | 129.8082 | 123.4925 | 1.9308 | 1.4806 | 1.2375 | 0.25116 | 0.068934 | 0.44327 | 1.0699 | 0.98532 | -0.059894 | -0.487 | 0.051343 | 0.48097 | 1.1495 | 3.7324 | 9.0821 | 8.2232 | 7.9274 | 7.301 | 1.8693 | 0.99407 | 0.23164 | 0.15401 | 0.35938 | -0.17364 | 52.3428 | 51.8703 | 51.3875 | 50.8273 | 50.7284 | 50.3666 | 50.2132 | 50.2513 | 50.8232 | 52.121 | 53.7993 | 54.9297 | 55.2641 | 56.183 | 56.6962 | 56.5695 | 56.2471 | 55.7322 | 54.6651 | 53.562 | 52.7753 | 52.6397 | 52.689 | 52.1025 | 4.8662 | 3.9191 | 4.2133 | 3.7956 | 3.4405 | 3.8335 | 3.2787 | 3.0155 | 3.1702 | 3.3952 | 3.673 | 4.4424 | 3.7653 | 3.7182 | 3.1219 | 2.8267 | 2.4638 | 2.906 | 3.2842 | 3.0254 | 3.2148 | 3.8222 | 3.9791 | 4.3517
Portfolio Adjusted1-in-2AllOrange County2015February Monthly Peak | Portfolio Adjusted | 1-in-2 | All | Orange County | 2015 | February Monthly Peak | 2 | 114.1843 | 109.8961 | 107.3775 | 108.5048 | 120.2555 | 150.7891 | 178.3524 | 191.1996 | 200.1924 | 201.7633 | 204.3624 | 205.8358 | 204.5993 | 201.9198 | 195.0425 | 181.6851 | 169.2223 | 162.9594 | 159.0183 | 154.257 | 148.5284 | 141.0506 | 130.834 | 123.8546 | 1.9411 | 1.4845 | 1.2492 | 0.25401 | 0.06973 | 0.44559 | 1.0691 | 0.98423 | -0.059819 | -0.49097 | 0.051958 | 0.49044 | 1.178 | 3.845 | 9.4029 | 8.5353 | 8.1972 | 7.4464 | 1.9218 | 1.0182 | 0.23682 | 0.15647 | 0.36222 | -0.17415 | 52.4957 | 52.3378 | 52.3613 | 52.1973 | 51.5392 | 51.5882 | 51.2932 | 51.629 | 52.7864 | 55.7187 | 58.8454 | 61.5374 | 62.9553 | 63.5757 | 64.1353 | 63.9043 | 63.4107 | 62.2108 | 60.4542 | 58.8932 | 57.8255 | 56.5683 | 55.489 | 54.1015 | 4.8922 | 3.9293 | 4.253 | 3.8387 | 3.4802 | 3.8536 | 3.2765 | 3.0121 | 3.1662 | 3.4229 | 3.7171 | 4.5299 | 3.8585 | 3.8303 | 3.2322 | 2.9339 | 2.5477 | 2.9638 | 3.3764 | 3.099 | 3.2868 | 3.8833 | 4.0105 | 4.3645
Portfolio Adjusted1-in-2AllOrange County2015March Monthly Peak | Portfolio Adjusted | 1-in-2 | All | Orange County | 2015 | March Monthly Peak | 3 | 117.9512 | 113.4838 | 109.5306 | 110.9096 | 122.0301 | 151.908 | 179.6907 | 192.1191 | 200.4785 | 202.047 | 204.9454 | 206.2742 | 206.0694 | 204.3127 | 197.8012 | 185.5334 | 173.0988 | 163.1399 | 158.3591 | 157.9762 | 153.0822 | 145.4515 | 134.8225 | 127.0357 | 2.0051 | 1.5329 | 1.2742 | 0.25964 | 0.070759 | 0.4489 | 1.0772 | 0.98896 | -0.059904 | -0.49166 | 0.052107 | 0.49149 | 1.1864 | 3.8906 | 9.5359 | 8.7161 | 8.385 | 7.4546 | 1.9138 | 1.0428 | 0.24409 | 0.16135 | 0.37326 | -0.17863 | 52.9632 | 51.8686 | 51.2962 | 51.1121 | 50.6486 | 50.1813 | 49.8705 | 50.2294 | 52.3368 | 54.8468 | 58.1898 | 61.1997 | 63.2863 | 65.2661 | 66.7722 | 67.4703 | 67.5532 | 66.798 | 64.1583 | 60.4869 | 58.3807 | 56.6961 | 55.5758 | 53.8976 | 5.0535 | 4.0575 | 4.3383 | 3.9238 | 3.5316 | 3.8822 | 3.3011 | 3.0266 | 3.1707 | 3.4277 | 3.7277 | 4.5395 | 3.8862 | 3.8757 | 3.2779 | 2.9961 | 2.606 | 2.9671 | 3.3624 | 3.1737 | 3.3875 | 4.0045 | 4.1328 | 4.4766
Portfolio Adjusted1-in-2AllOrange County2015April Monthly Peak | Portfolio Adjusted | 1-in-2 | All | Orange County | 2015 | April Monthly Peak | 4 | 119.5368 | 115.2029 | 111.4539 | 113.3223 | 124.3847 | 154.205 | 180.4073 | 194.5208 | 205.3943 | 210.634 | 216.0199 | 218.6839 | 218.953 | 217.728 | 210.7981 | 198.0078 | 184.7904 | 173.2543 | 164.624 | 164.5977 | 160.2339 | 151.8441 | 139.7907 | 131.1171 | 2.0321 | 1.5561 | 1.2966 | 0.26529 | 0.072124 | 0.45568 | 1.0815 | 1.0013 | -0.061373 | -0.51256 | 0.054922 | 0.52106 | 1.2606 | 4.146 | 10.1625 | 9.3021 | 8.9514 | 7.9168 | 1.9896 | 1.0865 | 0.25549 | 0.16844 | 0.38701 | -0.18437 | 63.6454 | 62.4268 | 61.4059 | 60.7406 | 59.6536 | 58.9174 | 58.1448 | 58.2267 | 60.7777 | 65.3055 | 70.4984 | 75.8262 | 80.6791 | 83.8968 | 85.7047 | 86.6916 | 86.3729 | 85.1884 | 82.8162 | 79.5354 | 74.3781 | 71.1406 | 68.9952 | 66.9425 | 5.1215 | 4.119 | 4.4145 | 4.0091 | 3.5997 | 3.9409 | 3.3142 | 3.0645 | 3.2485 | 3.5734 | 3.9291 | 4.8127 | 4.1292 | 4.1302 | 3.4933 | 3.1975 | 2.7821 | 3.1511 | 3.4954 | 3.3068 | 3.5458 | 4.1805 | 4.2851 | 4.6204
Portfolio Adjusted1-in-2AllOrange County2015May Monthly Peak | Portfolio Adjusted | 1-in-2 | All | Orange County | 2015 | May Monthly Peak | 5 | 121.3638 | 116.7341 | 112.7577 | 114.7725 | 126.5756 | 157.2685 | 182.1366 | 198.9253 | 212.6565 | 219.108 | 225.3211 | 227.7023 | 227.6712 | 226.6458 | 219.7534 | 206.0027 | 191.8397 | 179.2472 | 170.1645 | 167.496 | 165.1784 | 156.8637 | 144.0948 | 136.1865 | 2.0631 | 1.5768 | 1.3118 | 0.26868 | 0.073395 | 0.46474 | 1.0918 | 1.024 | -0.063543 | -0.53318 | 0.057287 | 0.54255 | 1.3108 | 4.3158 | 10.5942 | 9.6777 | 9.2928 | 8.1906 | 2.0565 | 1.1056 | 0.26337 | 0.17401 | 0.39893 | -0.19149 | 66.3082 | 65.1435 | 63.896 | 62.7635 | 61.9879 | 60.9746 | 60.4973 | 60.8731 | 63.7221 | 67.8199 | 72.3845 | 77.239 | 81.7082 | 84.8552 | 87.0451 | 88.2394 | 88.5913 | 87.5374 | 85.095 | 81.9908 | 77.4438 | 74.0131 | 72.0745 | 70.331 | 5.1997 | 4.1738 | 4.4661 | 4.0605 | 3.6631 | 4.0191 | 3.346 | 3.1339 | 3.3633 | 3.7172 | 4.0983 | 5.0111 | 4.2936 | 4.2994 | 3.6417 | 3.3266 | 2.8882 | 3.2601 | 3.6131 | 3.365 | 3.6552 | 4.3187 | 4.417 | 4.7991
Portfolio Adjusted1-in-2AllOrange County2015June Monthly Peak | Portfolio Adjusted | 1-in-2 | All | Orange County | 2015 | June Monthly Peak | 6 | 132.5797 | 127.7743 | 122.4099 | 124.4458 | 134.7339 | 162.9918 | 188.5772 | 205.0784 | 217.4237 | 223.4716 | 228.3995 | 229.5134 | 226.7716 | 225.0017 | 218.8151 | 208.7767 | 196.1011 | 183.609 | 176.8394 | 174.1027 | 172.3363 | 164.9942 | 152.1435 | 144.667 | 1.715 | 1.3304 | 1.0659 | 0.097456 | -0.1403 | 0.15099 | 0.71876 | 0.74414 | 0.062894 | -0.23459 | 0.0095147 | 0.39814 | 1.2061 | 4.1073 | 10.4543 | 9.7333 | 9.3269 | 8.2822 | 2.2756 | 0.9323 | 0.13403 | 0.059584 | 0.20267 | -0.26766 | 69.1453 | 67.9063 | 66.6602 | 65.7061 | 64.8652 | 64.1426 | 63.4118 | 63.9873 | 67.1518 | 71.8098 | 75.9386 | 80.0723 | 83.1094 | 85.6704 | 87.6559 | 88.8645 | 89.5045 | 88.9767 | 87.4284 | 84.489 | 80.605 | 76.3976 | 73.6684 | 71.8287 | 5.5202 | 4.4398 | 4.7118 | 4.2786 | 3.7894 | 4.048 | 3.3667 | 3.1398 | 3.3418 | 3.6844 | 4.0372 | 4.9087 | 4.1561 | 4.1479 | 3.524 | 3.2764 | 2.8692 | 3.2453 | 3.649 | 3.3992 | 3.7062 | 4.4145 | 4.5323 | 4.9543
Portfolio Adjusted1-in-2AllOrange County2015July Monthly Peak | Portfolio Adjusted | 1-in-2 | All | Orange County | 2015 | July Monthly Peak | 7 | 136.2844 | 131.0499 | 126.9568 | 128.789 | 140.0207 | 170.3882 | 196.8675 | 211.8836 | 223.4883 | 230.0625 | 235.3237 | 236.6716 | 235.009 | 233.0724 | 227.8904 | 218.4229 | 206.2301 | 194.1219 | 186.6828 | 182.4054 | 178.9303 | 171.4515 | 158.6123 | 150.6756 | 0.73547 | 0.61172 | 0.4165 | -0.27137 | -0.56695 | -0.48344 | -0.046984 | 0.17168 | 0.30848 | 0.34908 | -0.08301 | 0.12603 | 1.0586 | 3.914 | 10.7051 | 10.038 | 9.4724 | 8.5451 | 2.6734 | 0.55508 | -0.13197 | -0.17607 | -0.21141 | -0.40292 | 71.9338 | 71.0955 | 70.2094 | 69.2933 | 68.5008 | 67.9027 | 67.738 | 68.1448 | 70.5238 | 75.0102 | 81.2762 | 85.1542 | 88.7789 | 91.5378 | 93.5851 | 94.3433 | 94.8454 | 94.0794 | 92.2882 | 89.51 | 85.4222 | 81.1549 | 78.3312 | 76.7555 | 5.5064 | 4.4187 | 4.7421 | 4.2968 | 3.8214 | 4.1064 | 3.4106 | 3.1479 | 3.3333 | 3.6807 | 4.0364 | 4.9118 | 4.1795 | 4.1694 | 3.5614 | 3.3263 | 2.928 | 3.3295 | 3.738 | 3.4558 | 3.734 | 4.4514 | 4.5851 | 5.0072
Portfolio Adjusted1-in-2AllOrange County2015August Monthly Peak | Portfolio Adjusted | 1-in-2 | All | Orange County | 2015 | August Monthly Peak | 8 | 139.7228 | 133.711 | 129.3202 | 131.6026 | 143.2364 | 174.8888 | 204.528 | 221.658 | 236.1887 | 244.8758 | 251.7075 | 254.3234 | 253.5619 | 252.1982 | 246.0523 | 233.766 | 219.2773 | 204.9054 | 195.1088 | 191.4424 | 186.8519 | 176.6353 | 162.9325 | 155.0774 | -0.27859 | -0.12873 | -0.26375 | -0.65015 | -1.0023 | -1.1414 | -0.86082 | -0.43276 | 0.57861 | 0.98775 | -0.1861 | -0.16428 | 0.93978 | 3.874 | 11.3646 | 10.5911 | 9.7211 | 8.8012 | 3.0717 | 0.14875 | -0.41536 | -0.42174 | -0.6428 | -0.53993 | 77.1444 | 75.8827 | 74.9592 | 73.7864 | 73.346 | 72.4898 | 72.1863 | 72.3813 | 74.8138 | 80.0088 | 85.1424 | 89.8333 | 93.1924 | 95.5797 | 97.0823 | 97.3301 | 97.5189 | 96.3737 | 94.2362 | 91.263 | 86.7762 | 82.9141 | 80.8224 | 79.0336 | 5.6658 | 4.5248 | 4.8479 | 4.4066 | 3.9234 | 4.2302 | 3.5562 | 3.305 | 3.5355 | 3.9319 | 4.3331 | 5.2973 | 4.5258 | 4.5279 | 3.8592 | 3.5729 | 3.1245 | 3.5272 | 3.9209 | 3.6402 | 3.9135 | 4.6027 | 4.727 | 5.1722
Portfolio Adjusted1-in-2AllOrange County2015September Monthly Peak | Portfolio Adjusted | 1-in-2 | All | Orange County | 2015 | September Monthly Peak | 9 | 137.0927 | 131.8399 | 127.8645 | 129.8492 | 141.5418 | 172.7328 | 202.9452 | 220.2847 | 236.2982 | 243.9614 | 250.4692 | 253.1264 | 252.6166 | 251.3208 | 244.1457 | 230.3657 | 215.272 | 200.6187 | 192.1976 | 191.834 | 183.9366 | 174.2428 | 160.5883 | 152.3387 | 0.45517 | 0.40684 | 0.22835 | -0.37697 | -0.69036 | -0.66914 | -0.27482 | 0.0074998 | 0.39717 | 0.54265 | -0.11556 | 0.050983 | 1.0812 | 4.1193 | 11.4147 | 10.5448 | 9.791 | 8.771 | 2.8292 | 0.46163 | -0.21243 | -0.24555 | -0.33191 | -0.44193 | 71.5882 | 70.2931 | 69.5723 | 69.1597 | 68.7494 | 68.0865 | 68.3137 | 68.3557 | 69.7932 | 75.2891 | 83.0552 | 88.5912 | 93.1359 | 95.7587 | 96.7547 | 97.0149 | 96.8175 | 95.5623 | 93.0014 | 88.9634 | 85.4559 | 82.9167 | 81.1108 | 79.3234 | 5.5259 | 4.4348 | 4.7646 | 4.3218 | 3.8537 | 4.153 | 3.5075 | 3.2649 | 3.516 | 3.8938 | 4.2859 | 5.2408 | 4.4819 | 4.4852 | 3.8064 | 3.4998 | 3.0491 | 3.4327 | 3.8393 | 3.6258 | 3.8293 | 4.5131 | 4.6311 | 5.0504
Portfolio Adjusted1-in-2AllOrange County2015October Monthly Peak | Portfolio Adjusted | 1-in-2 | All | Orange County | 2015 | October Monthly Peak | 10 | 130.6362 | 125.719 | 120.3609 | 121.1671 | 132.7558 | 163.2817 | 192.3043 | 207.3835 | 222.2145 | 230.6332 | 239.7405 | 243.8824 | 244.7901 | 244.6666 | 237.4982 | 222.9531 | 207.2137 | 193.7464 | 188.6562 | 184.4446 | 174.6123 | 164.8831 | 152.6086 | 143.5815 | 0.99981 | 0.803 | 0.5904 | -0.15048 | -0.41801 | -0.27932 | 0.18725 | 0.34299 | 0.23415 | 0.17272 | -0.056264 | 0.21763 | 1.1623 | 4.2158 | 11.2134 | 10.2905 | 9.6187 | 8.5917 | 2.6196 | 0.68892 | -0.049587 | -0.10082 | -0.08167 | -0.34854 | 71.2422 | 69.7893 | 69.0674 | 68.6813 | 67.8528 | 67.0575 | 67.779 | 69.3078 | 69.6578 | 73.5468 | 78.377 | 83.3865 | 87.0481 | 89.5293 | 91.2671 | 92.0598 | 91.9911 | 90.6053 | 87.7744 | 83.6178 | 79.9571 | 77.0729 | 74.9828 | 73.2025 | 5.3077 | 4.2626 | 4.5208 | 4.0651 | 3.6434 | 3.9571 | 3.3502 | 3.0982 | 3.3328 | 3.7104 | 4.1351 | 5.0897 | 4.3778 | 4.4013 | 3.7323 | 3.4142 | 2.9584 | 3.3416 | 3.7986 | 3.5139 | 3.6642 | 4.3048 | 4.4361 | 4.7981
Portfolio Adjusted1-in-2AllOrange County2015November Monthly Peak | Portfolio Adjusted | 1-in-2 | All | Orange County | 2015 | November Monthly Peak | 11 | 122.4916 | 118.0745 | 114.5474 | 115.8455 | 127.1865 | 156.4314 | 182.0093 | 196.2474 | 208.0208 | 214.3248 | 220.5839 | 222.5891 | 222.5102 | 221.239 | 214.1561 | 200.162 | 187.3462 | 181.184 | 172.26 | 166.8966 | 159.7941 | 151.733 | 140.8636 | 133.4452 | 2.0823 | 1.5949 | 1.3326 | 0.27119 | 0.073749 | 0.46226 | 1.0911 | 1.0102 | -0.062158 | -0.52154 | 0.056083 | 0.53036 | 1.2811 | 4.2129 | 10.3244 | 9.4033 | 9.0752 | 8.2791 | 2.0818 | 1.1017 | 0.25479 | 0.16832 | 0.38998 | -0.18764 | 60.5278 | 60.0426 | 59.6706 | 59.1068 | 58.6799 | 58.933 | 58.5552 | 58.5242 | 62.6014 | 67.5871 | 73.9657 | 79.1184 | 82.8966 | 84.346 | 85.0292 | 84.4947 | 82.517 | 78.2014 | 73.565 | 70.7094 | 68.5357 | 66.6519 | 65.1012 | 63.7419 | 5.2481 | 4.2217 | 4.537 | 4.0984 | 3.6808 | 3.9978 | 3.3437 | 3.0917 | 3.29 | 3.636 | 4.0121 | 4.8986 | 4.1962 | 4.1968 | 3.549 | 3.2323 | 2.8205 | 3.2953 | 3.6576 | 3.353 | 3.5361 | 4.1774 | 4.3179 | 4.7025
Portfolio Adjusted1-in-2AllOrange County2015December Monthly Peak | Portfolio Adjusted | 1-in-2 | All | Orange County | 2015 | December Monthly Peak | 12 | 115.7424 | 111.3858 | 108.5738 | 108.826 | 120.0234 | 149.5146 | 176.8804 | 188.8114 | 197.1767 | 197.8896 | 199.5887 | 198.1221 | 195.0313 | 191.4686 | 184.0933 | 172.6526 | 163.8501 | 160.6438 | 154.9013 | 150.9191 | 145.1644 | 139.1448 | 129.8021 | 123.5609 | 1.9676 | 1.5046 | 1.2631 | 0.25476 | 0.069595 | 0.44182 | 1.0603 | 0.97194 | -0.058918 | -0.48154 | 0.050745 | 0.47206 | 1.1229 | 3.646 | 8.8751 | 8.1109 | 7.937 | 7.3406 | 1.8721 | 0.99621 | 0.23146 | 0.15436 | 0.35936 | -0.17374 | 47.8768 | 47.2008 | 46.4937 | 45.6171 | 45.0945 | 44.2339 | 43.9206 | 43.7535 | 44.274 | 46.8855 | 49.0345 | 50.7098 | 52.3077 | 53.4402 | 53.9167 | 53.9011 | 53.2785 | 52.3765 | 51.0947 | 49.8577 | 49.0922 | 48.2242 | 47.4858 | 46.7869 | 4.9589 | 3.9825 | 4.3004 | 3.8501 | 3.4735 | 3.821 | 3.2494 | 2.9745 | 3.1185 | 3.3572 | 3.6302 | 4.3601 | 3.678 | 3.6321 | 3.0508 | 2.7881 | 2.4668 | 2.9217 | 3.289 | 3.032 | 3.2123 | 3.8309 | 3.9789 | 4.3541
Portfolio Adjusted1-in-2AllOrange County2015Typical Event Day | Portfolio Adjusted | 1-in-2 | All | Orange County | 2015 | Typical Event Day | 8 | 138.4435 | 132.4184 | 128.0041 | 130.2841 | 141.7693 | 173.0689 | 202.3733 | 218.301 | 231.3538 | 238.3505 | 243.6101 | 245.2855 | 243.9827 | 242.7001 | 236.6977 | 224.9189 | 211.0813 | 197.5852 | 189.1598 | 185.9301 | 182.0915 | 172.4677 | 159.311 | 151.9563 | 0.68041 | 0.56949 | 0.37554 | -0.29859 | -0.60128 | -0.53268 | -0.10069 | 0.13755 | 0.33547 | 0.40076 | -0.092074 | 0.11177 | 1.0863 | 4.053 | 11.1066 | 10.327 | 9.6732 | 8.6838 | 2.7264 | 0.53833 | -0.15194 | -0.19242 | -0.23948 | -0.41434 | 72.4529 | 71.2944 | 70.3503 | 69.4864 | 68.8653 | 68.1554 | 67.9125 | 68.2173 | 70.5706 | 75.5295 | 81.3531 | 85.9128 | 89.5541 | 92.1366 | 93.7695 | 94.3882 | 94.6716 | 93.748 | 91.7386 | 88.5563 | 84.5648 | 80.8458 | 78.4832 | 76.7353 | 5.5892 | 4.4613 | 4.7774 | 4.3432 | 3.8661 | 4.1677 | 3.5032 | 3.2406 | 3.4479 | 3.8103 | 4.1752 | 5.0866 | 4.3357 | 4.3382 | 3.6962 | 3.4225 | 2.9945 | 3.3862 | 3.7846 | 3.5198 | 3.797 | 4.4743 | 4.6016 | 5.0458
Portfolio Adjusted1-in-2AllOrange County2016January Monthly Peak | Portfolio Adjusted | 1-in-2 | All | Orange County | 2016 | January Monthly Peak | 1 | 113.5775 | 109.6114 | 106.375 | 107.2876 | 118.8826 | 150.0034 | 178.4714 | 191.4123 | 200.4434 | 200.1318 | 201.9417 | 201.8595 | 199.6588 | 196.0081 | 188.3883 | 175.043 | 163.6528 | 159.7787 | 154.6764 | 150.5939 | 145.2752 | 138.8314 | 129.8082 | 123.4925 | 1.9308 | 1.4806 | 1.2375 | 0.25116 | 0.068934 | 0.44327 | 1.0699 | 0.98532 | -0.059894 | -0.487 | 0.051343 | 0.48097 | 1.1495 | 3.7324 | 9.0821 | 8.2232 | 7.9274 | 7.301 | 1.8693 | 0.99407 | 0.23164 | 0.15401 | 0.35938 | -0.17364 | 52.3428 | 51.8703 | 51.3875 | 50.8273 | 50.7284 | 50.3666 | 50.2132 | 50.2513 | 50.8232 | 52.121 | 53.7993 | 54.9297 | 55.2641 | 56.183 | 56.6962 | 56.5695 | 56.2471 | 55.7322 | 54.6651 | 53.562 | 52.7753 | 52.6397 | 52.689 | 52.1025 | 4.8662 | 3.9191 | 4.2133 | 3.7956 | 3.4405 | 3.8335 | 3.2787 | 3.0155 | 3.1702 | 3.3952 | 3.673 | 4.4424 | 3.7653 | 3.7182 | 3.1219 | 2.8267 | 2.4638 | 2.906 | 3.2842 | 3.0254 | 3.2148 | 3.8222 | 3.9791 | 4.3517
Portfolio Adjusted1-in-2AllOrange County2016February Monthly Peak | Portfolio Adjusted | 1-in-2 | All | Orange County | 2016 | February Monthly Peak | 2 | 114.1843 | 109.8961 | 107.3775 | 108.5048 | 120.2555 | 150.7891 | 178.3524 | 191.1996 | 200.1924 | 201.7633 | 204.3624 | 205.8358 | 204.5993 | 201.9198 | 195.0425 | 181.6851 | 169.2223 | 162.9594 | 159.0183 | 154.257 | 148.5284 | 141.0506 | 130.834 | 123.8546 | 1.9411 | 1.4845 | 1.2492 | 0.25401 | 0.06973 | 0.44559 | 1.0691 | 0.98423 | -0.059819 | -0.49097 | 0.051958 | 0.49044 | 1.178 | 3.845 | 9.4029 | 8.5353 | 8.1972 | 7.4464 | 1.9218 | 1.0182 | 0.23682 | 0.15647 | 0.36222 | -0.17415 | 52.4957 | 52.3378 | 52.3613 | 52.1973 | 51.5392 | 51.5882 | 51.2932 | 51.629 | 52.7864 | 55.7187 | 58.8454 | 61.5374 | 62.9553 | 63.5757 | 64.1353 | 63.9043 | 63.4107 | 62.2108 | 60.4542 | 58.8932 | 57.8255 | 56.5683 | 55.489 | 54.1015 | 4.8922 | 3.9293 | 4.253 | 3.8387 | 3.4802 | 3.8536 | 3.2765 | 3.0121 | 3.1662 | 3.4229 | 3.7171 | 4.5299 | 3.8585 | 3.8303 | 3.2322 | 2.9339 | 2.5477 | 2.9638 | 3.3764 | 3.099 | 3.2868 | 3.8833 | 4.0105 | 4.3645
Portfolio Adjusted1-in-2AllOrange County2016March Monthly Peak | Portfolio Adjusted | 1-in-2 | All | Orange County | 2016 | March Monthly Peak | 3 | 117.9512 | 113.4838 | 109.5306 | 110.9096 | 122.0301 | 151.908 | 179.6907 | 192.1191 | 200.4785 | 202.047 | 204.9454 | 206.2742 | 206.0694 | 204.3127 | 197.8012 | 185.5334 | 173.0988 | 163.1399 | 158.3591 | 157.9762 | 153.0822 | 145.4515 | 134.8225 | 127.0357 | 2.0051 | 1.5329 | 1.2742 | 0.25964 | 0.070759 | 0.4489 | 1.0772 | 0.98896 | -0.059904 | -0.49166 | 0.052107 | 0.49149 | 1.1864 | 3.8906 | 9.5359 | 8.7161 | 8.385 | 7.4546 | 1.9138 | 1.0428 | 0.24409 | 0.16135 | 0.37326 | -0.17863 | 52.9632 | 51.8686 | 51.2962 | 51.1121 | 50.6486 | 50.1813 | 49.8705 | 50.2294 | 52.3368 | 54.8468 | 58.1898 | 61.1997 | 63.2863 | 65.2661 | 66.7722 | 67.4703 | 67.5532 | 66.798 | 64.1583 | 60.4869 | 58.3807 | 56.6961 | 55.5758 | 53.8976 | 5.0535 | 4.0575 | 4.3383 | 3.9238 | 3.5316 | 3.8822 | 3.3011 | 3.0266 | 3.1707 | 3.4277 | 3.7277 | 4.5395 | 3.8862 | 3.8757 | 3.2779 | 2.9961 | 2.606 | 2.9671 | 3.3624 | 3.1737 | 3.3875 | 4.0045 | 4.1328 | 4.4766
Portfolio Adjusted1-in-2AllOrange County2016April Monthly Peak | Portfolio Adjusted | 1-in-2 | All | Orange County | 2016 | April Monthly Peak | 4 | 119.5368 | 115.2029 | 111.4539 | 113.3223 | 124.3847 | 154.205 | 180.4073 | 194.5208 | 205.3943 | 210.634 | 216.0199 | 218.6839 | 218.953 | 217.728 | 210.7981 | 198.0078 | 184.7904 | 173.2543 | 164.624 | 164.5977 | 160.2339 | 151.8441 | 139.7907 | 131.1171 | 2.0321 | 1.5561 | 1.2966 | 0.26529 | 0.072124 | 0.45568 | 1.0815 | 1.0013 | -0.061373 | -0.51256 | 0.054922 | 0.52106 | 1.2606 | 4.146 | 10.1625 | 9.3021 | 8.9514 | 7.9168 | 1.9896 | 1.0865 | 0.25549 | 0.16844 | 0.38701 | -0.18437 | 63.6454 | 62.4268 | 61.4059 | 60.7406 | 59.6536 | 58.9174 | 58.1448 | 58.2267 | 60.7777 | 65.3055 | 70.4984 | 75.8262 | 80.6791 | 83.8968 | 85.7047 | 86.6916 | 86.3729 | 85.1884 | 82.8162 | 79.5354 | 74.3781 | 71.1406 | 68.9952 | 66.9425 | 5.1215 | 4.119 | 4.4145 | 4.0091 | 3.5997 | 3.9409 | 3.3142 | 3.0645 | 3.2485 | 3.5734 | 3.9291 | 4.8127 | 4.1292 | 4.1302 | 3.4933 | 3.1975 | 2.7821 | 3.1511 | 3.4954 | 3.3068 | 3.5458 | 4.1805 | 4.2851 | 4.6204
Portfolio Adjusted1-in-2AllOrange County2016May Monthly Peak | Portfolio Adjusted | 1-in-2 | All | Orange County | 2016 | May Monthly Peak | 5 | 121.3638 | 116.7341 | 112.7577 | 114.7725 | 126.5756 | 157.2685 | 182.1366 | 198.9253 | 212.6565 | 219.108 | 225.3211 | 227.7023 | 227.6712 | 226.6458 | 219.7534 | 206.0027 | 191.8397 | 179.2472 | 170.1645 | 167.496 | 165.1784 | 156.8637 | 144.0948 | 136.1865 | 2.0631 | 1.5768 | 1.3118 | 0.26868 | 0.073395 | 0.46474 | 1.0918 | 1.024 | -0.063543 | -0.53318 | 0.057287 | 0.54255 | 1.3108 | 4.3158 | 10.5942 | 9.6777 | 9.2928 | 8.1906 | 2.0565 | 1.1056 | 0.26337 | 0.17401 | 0.39893 | -0.19149 | 66.3082 | 65.1435 | 63.896 | 62.7635 | 61.9879 | 60.9746 | 60.4973 | 60.8731 | 63.7221 | 67.8199 | 72.3845 | 77.239 | 81.7082 | 84.8552 | 87.0451 | 88.2394 | 88.5913 | 87.5374 | 85.095 | 81.9908 | 77.4438 | 74.0131 | 72.0745 | 70.331 | 5.1997 | 4.1738 | 4.4661 | 4.0605 | 3.6631 | 4.0191 | 3.346 | 3.1339 | 3.3633 | 3.7172 | 4.0983 | 5.0111 | 4.2936 | 4.2994 | 3.6417 | 3.3266 | 2.8882 | 3.2601 | 3.6131 | 3.365 | 3.6552 | 4.3187 | 4.417 | 4.7991
Portfolio Adjusted1-in-2AllOrange County2016June Monthly Peak | Portfolio Adjusted | 1-in-2 | All | Orange County | 2016 | June Monthly Peak | 6 | 132.5797 | 127.7743 | 122.4099 | 124.4458 | 134.7339 | 162.9918 | 188.5772 | 205.0784 | 217.4237 | 223.4716 | 228.3995 | 229.5134 | 226.7716 | 225.0017 | 218.8151 | 208.7767 | 196.1011 | 183.609 | 176.8394 | 174.1027 | 172.3363 | 164.9942 | 152.1435 | 144.667 | 1.715 | 1.3304 | 1.0659 | 0.097456 | -0.1403 | 0.15099 | 0.71876 | 0.74414 | 0.062894 | -0.23459 | 0.0095147 | 0.39814 | 1.2061 | 4.1073 | 10.4543 | 9.7333 | 9.3269 | 8.2822 | 2.2756 | 0.9323 | 0.13403 | 0.059584 | 0.20267 | -0.26766 | 69.1453 | 67.9063 | 66.6602 | 65.7061 | 64.8652 | 64.1426 | 63.4118 | 63.9873 | 67.1518 | 71.8098 | 75.9386 | 80.0723 | 83.1094 | 85.6704 | 87.6559 | 88.8645 | 89.5045 | 88.9767 | 87.4284 | 84.489 | 80.605 | 76.3976 | 73.6684 | 71.8287 | 5.5202 | 4.4398 | 4.7118 | 4.2786 | 3.7894 | 4.048 | 3.3667 | 3.1398 | 3.3418 | 3.6844 | 4.0372 | 4.9087 | 4.1561 | 4.1479 | 3.524 | 3.2764 | 2.8692 | 3.2453 | 3.649 | 3.3992 | 3.7062 | 4.4145 | 4.5323 | 4.9543
Portfolio Adjusted1-in-2AllOrange County2016July Monthly Peak | Portfolio Adjusted | 1-in-2 | All | Orange County | 2016 | July Monthly Peak | 7 | 136.2844 | 131.0499 | 126.9568 | 128.789 | 140.0207 | 170.3882 | 196.8675 | 211.8836 | 223.4883 | 230.0625 | 235.3237 | 236.6716 | 235.009 | 233.0724 | 227.8904 | 218.4229 | 206.2301 | 194.1219 | 186.6828 | 182.4054 | 178.9303 | 171.4515 | 158.6123 | 150.6756 | 0.73547 | 0.61172 | 0.4165 | -0.27137 | -0.56695 | -0.48344 | -0.046984 | 0.17168 | 0.30848 | 0.34908 | -0.08301 | 0.12603 | 1.0586 | 3.914 | 10.7051 | 10.038 | 9.4724 | 8.5451 | 2.6734 | 0.55508 | -0.13197 | -0.17607 | -0.21141 | -0.40292 | 71.9338 | 71.0955 | 70.2094 | 69.2933 | 68.5008 | 67.9027 | 67.738 | 68.1448 | 70.5238 | 75.0102 | 81.2762 | 85.1542 | 88.7789 | 91.5378 | 93.5851 | 94.3433 | 94.8454 | 94.0794 | 92.2882 | 89.51 | 85.4222 | 81.1549 | 78.3312 | 76.7555 | 5.5064 | 4.4187 | 4.7421 | 4.2968 | 3.8214 | 4.1064 | 3.4106 | 3.1479 | 3.3333 | 3.6807 | 4.0364 | 4.9118 | 4.1795 | 4.1694 | 3.5614 | 3.3263 | 2.928 | 3.3295 | 3.738 | 3.4558 | 3.734 | 4.4514 | 4.5851 | 5.0072
Portfolio Adjusted1-in-2AllOrange County2016August Monthly Peak | Portfolio Adjusted | 1-in-2 | All | Orange County | 2016 | August Monthly Peak | 8 | 139.7228 | 133.711 | 129.3202 | 131.6026 | 143.2364 | 174.8888 | 204.528 | 221.658 | 236.1887 | 244.8758 | 251.7075 | 254.3234 | 253.5619 | 252.1982 | 246.0523 | 233.766 | 219.2773 | 204.9054 | 195.1088 | 191.4424 | 186.8519 | 176.6353 | 162.9325 | 155.0774 | -0.27859 | -0.12873 | -0.26375 | -0.65015 | -1.0023 | -1.1414 | -0.86082 | -0.43276 | 0.57861 | 0.98775 | -0.1861 | -0.16428 | 0.93978 | 3.874 | 11.3646 | 10.5911 | 9.7211 | 8.8012 | 3.0717 | 0.14875 | -0.41536 | -0.42174 | -0.6428 | -0.53993 | 77.1444 | 75.8827 | 74.9592 | 73.7864 | 73.346 | 72.4898 | 72.1863 | 72.3813 | 74.8138 | 80.0088 | 85.1424 | 89.8333 | 93.1924 | 95.5797 | 97.0823 | 97.3301 | 97.5189 | 96.3737 | 94.2362 | 91.263 | 86.7762 | 82.9141 | 80.8224 | 79.0336 | 5.6658 | 4.5248 | 4.8479 | 4.4066 | 3.9234 | 4.2302 | 3.5562 | 3.305 | 3.5355 | 3.9319 | 4.3331 | 5.2973 | 4.5258 | 4.5279 | 3.8592 | 3.5729 | 3.1245 | 3.5272 | 3.9209 | 3.6402 | 3.9135 | 4.6027 | 4.727 | 5.1722
Portfolio Adjusted1-in-2AllOrange County2016September Monthly Peak | Portfolio Adjusted | 1-in-2 | All | Orange County | 2016 | September Monthly Peak | 9 | 137.0927 | 131.8399 | 127.8645 | 129.8492 | 141.5418 | 172.7328 | 202.9452 | 220.2847 | 236.2982 | 243.9614 | 250.4692 | 253.1264 | 252.6166 | 251.3208 | 244.1457 | 230.3657 | 215.272 | 200.6187 | 192.1976 | 191.834 | 183.9366 | 174.2428 | 160.5883 | 152.3387 | 0.45517 | 0.40684 | 0.22835 | -0.37697 | -0.69036 | -0.66914 | -0.27482 | 0.0074998 | 0.39717 | 0.54265 | -0.11556 | 0.050983 | 1.0812 | 4.1193 | 11.4147 | 10.5448 | 9.791 | 8.771 | 2.8292 | 0.46163 | -0.21243 | -0.24555 | -0.33191 | -0.44193 | 71.5882 | 70.2931 | 69.5723 | 69.1597 | 68.7494 | 68.0865 | 68.3137 | 68.3557 | 69.7932 | 75.2891 | 83.0552 | 88.5912 | 93.1359 | 95.7587 | 96.7547 | 97.0149 | 96.8175 | 95.5623 | 93.0014 | 88.9634 | 85.4559 | 82.9167 | 81.1108 | 79.3234 | 5.5259 | 4.4348 | 4.7646 | 4.3218 | 3.8537 | 4.153 | 3.5075 | 3.2649 | 3.516 | 3.8938 | 4.2859 | 5.2408 | 4.4819 | 4.4852 | 3.8064 | 3.4998 | 3.0491 | 3.4327 | 3.8393 | 3.6258 | 3.8293 | 4.5131 | 4.6311 | 5.0504
Portfolio Adjusted1-in-2AllOrange County2016October Monthly Peak | Portfolio Adjusted | 1-in-2 | All | Orange County | 2016 | October Monthly Peak | 10 | 130.6362 | 125.719 | 120.3609 | 121.1671 | 132.7558 | 163.2817 | 192.3043 | 207.3835 | 222.2145 | 230.6332 | 239.7405 | 243.8824 | 244.7901 | 244.6666 | 237.4982 | 222.9531 | 207.2137 | 193.7464 | 188.6562 | 184.4446 | 174.6123 | 164.8831 | 152.6086 | 143.5815 | 0.99981 | 0.803 | 0.5904 | -0.15048 | -0.41801 | -0.27932 | 0.18725 | 0.34299 | 0.23415 | 0.17272 | -0.056264 | 0.21763 | 1.1623 | 4.2158 | 11.2134 | 10.2905 | 9.6187 | 8.5917 | 2.6196 | 0.68892 | -0.049587 | -0.10082 | -0.08167 | -0.34854 | 71.2422 | 69.7893 | 69.0674 | 68.6813 | 67.8528 | 67.0575 | 67.779 | 69.3078 | 69.6578 | 73.5468 | 78.377 | 83.3865 | 87.0481 | 89.5293 | 91.2671 | 92.0598 | 91.9911 | 90.6053 | 87.7744 | 83.6178 | 79.9571 | 77.0729 | 74.9828 | 73.2025 | 5.3077 | 4.2626 | 4.5208 | 4.0651 | 3.6434 | 3.9571 | 3.3502 | 3.0982 | 3.3328 | 3.7104 | 4.1351 | 5.0897 | 4.3778 | 4.4013 | 3.7323 | 3.4142 | 2.9584 | 3.3416 | 3.7986 | 3.5139 | 3.6642 | 4.3048 | 4.4361 | 4.7981
Portfolio Adjusted1-in-2AllOrange County2016November Monthly Peak | Portfolio Adjusted | 1-in-2 | All | Orange County | 2016 | November Monthly Peak | 11 | 122.4916 | 118.0745 | 114.5474 | 115.8455 | 127.1865 | 156.4314 | 182.0093 | 196.2474 | 208.0208 | 214.3248 | 220.5839 | 222.5891 | 222.5102 | 221.239 | 214.1561 | 200.162 | 187.3462 | 181.184 | 172.26 | 166.8966 | 159.7941 | 151.733 | 140.8636 | 133.4452 | 2.0823 | 1.5949 | 1.3326 | 0.27119 | 0.073749 | 0.46226 | 1.0911 | 1.0102 | -0.062158 | -0.52154 | 0.056083 | 0.53036 | 1.2811 | 4.2129 | 10.3244 | 9.4033 | 9.0752 | 8.2791 | 2.0818 | 1.1017 | 0.25479 | 0.16832 | 0.38998 | -0.18764 | 60.5278 | 60.0426 | 59.6706 | 59.1068 | 58.6799 | 58.933 | 58.5552 | 58.5242 | 62.6014 | 67.5871 | 73.9657 | 79.1184 | 82.8966 | 84.346 | 85.0292 | 84.4947 | 82.517 | 78.2014 | 73.565 | 70.7094 | 68.5357 | 66.6519 | 65.1012 | 63.7419 | 5.2481 | 4.2217 | 4.537 | 4.0984 | 3.6808 | 3.9978 | 3.3437 | 3.0917 | 3.29 | 3.636 | 4.0121 | 4.8986 | 4.1962 | 4.1968 | 3.549 | 3.2323 | 2.8205 | 3.2953 | 3.6576 | 3.353 | 3.5361 | 4.1774 | 4.3179 | 4.7025
Portfolio Adjusted1-in-2AllOrange County2016December Monthly Peak | Portfolio Adjusted | 1-in-2 | All | Orange County | 2016 | December Monthly Peak | 12 | 115.7424 | 111.3858 | 108.5738 | 108.826 | 120.0234 | 149.5146 | 176.8804 | 188.8114 | 197.1767 | 197.8896 | 199.5887 | 198.1221 | 195.0313 | 191.4686 | 184.0933 | 172.6526 | 163.8501 | 160.6438 | 154.9013 | 150.9191 | 145.1644 | 139.1448 | 129.8021 | 123.5609 | 1.9676 | 1.5046 | 1.2631 | 0.25476 | 0.069595 | 0.44182 | 1.0603 | 0.97194 | -0.058918 | -0.48154 | 0.050745 | 0.47206 | 1.1229 | 3.646 | 8.8751 | 8.1109 | 7.937 | 7.3406 | 1.8721 | 0.99621 | 0.23146 | 0.15436 | 0.35936 | -0.17374 | 47.8768 | 47.2008 | 46.4937 | 45.6171 | 45.0945 | 44.2339 | 43.9206 | 43.7535 | 44.274 | 46.8855 | 49.0345 | 50.7098 | 52.3077 | 53.4402 | 53.9167 | 53.9011 | 53.2785 | 52.3765 | 51.0947 | 49.8577 | 49.0922 | 48.2242 | 47.4858 | 46.7869 | 4.9589 | 3.9825 | 4.3004 | 3.8501 | 3.4735 | 3.821 | 3.2494 | 2.9745 | 3.1185 | 3.3572 | 3.6302 | 4.3601 | 3.678 | 3.6321 | 3.0508 | 2.7881 | 2.4668 | 2.9217 | 3.289 | 3.032 | 3.2123 | 3.8309 | 3.9789 | 4.3541
Portfolio Adjusted1-in-2AllOrange County2016Typical Event Day | Portfolio Adjusted | 1-in-2 | All | Orange County | 2016 | Typical Event Day | 8 | 138.4435 | 132.4184 | 128.0041 | 130.2841 | 141.7693 | 173.0689 | 202.3733 | 218.301 | 231.3538 | 238.3505 | 243.6101 | 245.2855 | 243.9827 | 242.7001 | 236.6977 | 224.9189 | 211.0813 | 197.5852 | 189.1598 | 185.9301 | 182.0915 | 172.4677 | 159.311 | 151.9563 | 0.68041 | 0.56949 | 0.37554 | -0.29859 | -0.60128 | -0.53268 | -0.10069 | 0.13755 | 0.33547 | 0.40076 | -0.092074 | 0.11177 | 1.0863 | 4.053 | 11.1066 | 10.327 | 9.6732 | 8.6838 | 2.7264 | 0.53833 | -0.15194 | -0.19242 | -0.23948 | -0.41434 | 72.4529 | 71.2944 | 70.3503 | 69.4864 | 68.8653 | 68.1554 | 67.9125 | 68.2173 | 70.5706 | 75.5295 | 81.3531 | 85.9128 | 89.5541 | 92.1366 | 93.7695 | 94.3882 | 94.6716 | 93.748 | 91.7386 | 88.5563 | 84.5648 | 80.8458 | 78.4832 | 76.7353 | 5.5892 | 4.4613 | 4.7774 | 4.3432 | 3.8661 | 4.1677 | 3.5032 | 3.2406 | 3.4479 | 3.8103 | 4.1752 | 5.0866 | 4.3357 | 4.3382 | 3.6962 | 3.4225 | 2.9945 | 3.3862 | 3.7846 | 3.5198 | 3.797 | 4.4743 | 4.6016 | 5.0458
Portfolio Adjusted1-in-2AllOrange County2017January Monthly Peak | Portfolio Adjusted | 1-in-2 | All | Orange County | 2017 | January Monthly Peak | 1 | 113.5775 | 109.6114 | 106.375 | 107.2876 | 118.8825 | 150.0034 | 178.4714 | 191.4123 | 200.4434 | 200.1318 | 201.9417 | 201.8595 | 199.6588 | 196.0081 | 188.3883 | 175.043 | 163.6528 | 159.7787 | 154.6764 | 150.5939 | 145.2752 | 138.8314 | 129.8082 | 123.4925 | 1.9308 | 1.4806 | 1.2375 | 0.25116 | 0.068934 | 0.44327 | 1.0699 | 0.98532 | -0.059894 | -0.487 | 0.051343 | 0.48097 | 1.1495 | 3.7324 | 9.0821 | 8.2232 | 7.9274 | 7.301 | 1.8693 | 0.99407 | 0.23164 | 0.15401 | 0.35938 | -0.17364 | 52.3428 | 51.8703 | 51.3875 | 50.8273 | 50.7284 | 50.3666 | 50.2132 | 50.2513 | 50.8232 | 52.121 | 53.7993 | 54.9297 | 55.2641 | 56.183 | 56.6962 | 56.5695 | 56.2471 | 55.7322 | 54.6651 | 53.562 | 52.7753 | 52.6397 | 52.689 | 52.1025 | 4.8662 | 3.9191 | 4.2133 | 3.7956 | 3.4405 | 3.8335 | 3.2787 | 3.0155 | 3.1702 | 3.3952 | 3.673 | 4.4424 | 3.7653 | 3.7182 | 3.1219 | 2.8267 | 2.4638 | 2.906 | 3.2842 | 3.0254 | 3.2148 | 3.8222 | 3.9791 | 4.3517
Portfolio Adjusted1-in-2AllOrange County2017February Monthly Peak | Portfolio Adjusted | 1-in-2 | All | Orange County | 2017 | February Monthly Peak | 2 | 114.1843 | 109.8961 | 107.3775 | 108.5048 | 120.2555 | 150.7891 | 178.3524 | 191.1996 | 200.1924 | 201.7633 | 204.3624 | 205.8358 | 204.5993 | 201.9198 | 195.0425 | 181.6852 | 169.2223 | 162.9594 | 159.0183 | 154.257 | 148.5284 | 141.0506 | 130.834 | 123.8546 | 1.9411 | 1.4845 | 1.2492 | 0.25401 | 0.06973 | 0.44559 | 1.0691 | 0.98423 | -0.059819 | -0.49097 | 0.051958 | 0.49044 | 1.178 | 3.845 | 9.4029 | 8.5353 | 8.1972 | 7.4464 | 1.9218 | 1.0182 | 0.23682 | 0.15647 | 0.36222 | -0.17415 | 52.4957 | 52.3378 | 52.3613 | 52.1973 | 51.5392 | 51.5882 | 51.2932 | 51.629 | 52.7864 | 55.7187 | 58.8454 | 61.5374 | 62.9553 | 63.5757 | 64.1353 | 63.9043 | 63.4107 | 62.2108 | 60.4542 | 58.8932 | 57.8255 | 56.5683 | 55.489 | 54.1015 | 4.8922 | 3.9293 | 4.253 | 3.8387 | 3.4802 | 3.8536 | 3.2765 | 3.0121 | 3.1662 | 3.4229 | 3.7171 | 4.5299 | 3.8585 | 3.8303 | 3.2322 | 2.9339 | 2.5477 | 2.9638 | 3.3764 | 3.099 | 3.2868 | 3.8833 | 4.0105 | 4.3645
Portfolio Adjusted1-in-2AllOrange County2017March Monthly Peak | Portfolio Adjusted | 1-in-2 | All | Orange County | 2017 | March Monthly Peak | 3 | 117.9512 | 113.4838 | 109.5306 | 110.9096 | 122.0301 | 151.908 | 179.6907 | 192.1191 | 200.4785 | 202.047 | 204.9454 | 206.2742 | 206.0694 | 204.3127 | 197.8012 | 185.5334 | 173.0988 | 163.1399 | 158.3591 | 157.9762 | 153.0822 | 145.4515 | 134.8225 | 127.0357 | 2.0051 | 1.5329 | 1.2742 | 0.25964 | 0.070759 | 0.4489 | 1.0772 | 0.98896 | -0.059904 | -0.49166 | 0.052107 | 0.49149 | 1.1864 | 3.8906 | 9.5359 | 8.7161 | 8.385 | 7.4546 | 1.9138 | 1.0428 | 0.24409 | 0.16135 | 0.37326 | -0.17863 | 52.9632 | 51.8686 | 51.2962 | 51.1121 | 50.6486 | 50.1813 | 49.8705 | 50.2294 | 52.3368 | 54.8468 | 58.1898 | 61.1997 | 63.2863 | 65.2661 | 66.7722 | 67.4703 | 67.5532 | 66.798 | 64.1583 | 60.4869 | 58.3807 | 56.6961 | 55.5758 | 53.8976 | 5.0535 | 4.0575 | 4.3383 | 3.9238 | 3.5316 | 3.8822 | 3.3011 | 3.0266 | 3.1707 | 3.4277 | 3.7277 | 4.5395 | 3.8862 | 3.8757 | 3.2779 | 2.9961 | 2.606 | 2.9671 | 3.3624 | 3.1737 | 3.3875 | 4.0045 | 4.1328 | 4.4766
Portfolio Adjusted1-in-2AllOrange County2017April Monthly Peak | Portfolio Adjusted | 1-in-2 | All | Orange County | 2017 | April Monthly Peak | 4 | 119.5368 | 115.2029 | 111.4539 | 113.3223 | 124.3847 | 154.205 | 180.4073 | 194.5208 | 205.3944 | 210.634 | 216.0199 | 218.6839 | 218.953 | 217.728 | 210.7981 | 198.0079 | 184.7904 | 173.2543 | 164.624 | 164.5977 | 160.2339 | 151.8441 | 139.7907 | 131.1171 | 2.0321 | 1.5561 | 1.2966 | 0.26529 | 0.072124 | 0.45568 | 1.0815 | 1.0013 | -0.061373 | -0.51256 | 0.054922 | 0.52106 | 1.2606 | 4.146 | 10.1625 | 9.3021 | 8.9514 | 7.9168 | 1.9896 | 1.0865 | 0.25549 | 0.16844 | 0.38701 | -0.18437 | 63.6454 | 62.4268 | 61.4059 | 60.7406 | 59.6536 | 58.9174 | 58.1448 | 58.2267 | 60.7777 | 65.3055 | 70.4984 | 75.8262 | 80.6791 | 83.8968 | 85.7047 | 86.6916 | 86.3729 | 85.1884 | 82.8162 | 79.5354 | 74.3781 | 71.1406 | 68.9952 | 66.9425 | 5.1215 | 4.119 | 4.4145 | 4.0091 | 3.5997 | 3.9409 | 3.3142 | 3.0645 | 3.2485 | 3.5734 | 3.9291 | 4.8127 | 4.1292 | 4.1302 | 3.4933 | 3.1975 | 2.7821 | 3.1511 | 3.4954 | 3.3068 | 3.5458 | 4.1805 | 4.2851 | 4.6204
Portfolio Adjusted1-in-2AllOrange County2017May Monthly Peak | Portfolio Adjusted | 1-in-2 | All | Orange County | 2017 | May Monthly Peak | 5 | 121.3638 | 116.7341 | 112.7577 | 114.7725 | 126.5756 | 157.2685 | 182.1366 | 198.9253 | 212.6565 | 219.108 | 225.3211 | 227.7023 | 227.6712 | 226.6458 | 219.7534 | 206.0027 | 191.8397 | 179.2472 | 170.1645 | 167.496 | 165.1784 | 156.8637 | 144.0948 | 136.1865 | 2.0631 | 1.5768 | 1.3118 | 0.26868 | 0.073395 | 0.46474 | 1.0918 | 1.024 | -0.063543 | -0.53318 | 0.057287 | 0.54255 | 1.3108 | 4.3158 | 10.5942 | 9.6777 | 9.2928 | 8.1906 | 2.0565 | 1.1056 | 0.26337 | 0.17401 | 0.39893 | -0.19149 | 66.3082 | 65.1435 | 63.896 | 62.7635 | 61.9879 | 60.9746 | 60.4973 | 60.8731 | 63.7221 | 67.8199 | 72.3845 | 77.239 | 81.7082 | 84.8552 | 87.0451 | 88.2394 | 88.5913 | 87.5374 | 85.095 | 81.9908 | 77.4438 | 74.0131 | 72.0745 | 70.331 | 5.1997 | 4.1738 | 4.4661 | 4.0604 | 3.6631 | 4.0191 | 3.346 | 3.1339 | 3.3633 | 3.7172 | 4.0983 | 5.0111 | 4.2936 | 4.2994 | 3.6417 | 3.3266 | 2.8882 | 3.2601 | 3.6131 | 3.365 | 3.6552 | 4.3187 | 4.417 | 4.7991
Portfolio Adjusted1-in-2AllOrange County2017June Monthly Peak | Portfolio Adjusted | 1-in-2 | All | Orange County | 2017 | June Monthly Peak | 6 | 132.5796 | 127.7743 | 122.4099 | 124.4458 | 134.7339 | 162.9919 | 188.5772 | 205.0783 | 217.4237 | 223.4716 | 228.3995 | 229.5134 | 226.7716 | 225.0017 | 218.8151 | 208.7767 | 196.1011 | 183.609 | 176.8394 | 174.1027 | 172.3363 | 164.9942 | 152.1435 | 144.667 | 1.715 | 1.3304 | 1.0659 | 0.097456 | -0.1403 | 0.15099 | 0.71876 | 0.74414 | 0.062894 | -0.23459 | 0.0095147 | 0.39814 | 1.2061 | 4.1073 | 10.4543 | 9.7333 | 9.3269 | 8.2822 | 2.2756 | 0.9323 | 0.13403 | 0.059584 | 0.20267 | -0.26766 | 69.1453 | 67.9063 | 66.6602 | 65.7061 | 64.8652 | 64.1426 | 63.4118 | 63.9873 | 67.1518 | 71.8098 | 75.9386 | 80.0723 | 83.1094 | 85.6704 | 87.6559 | 88.8645 | 89.5045 | 88.9767 | 87.4284 | 84.489 | 80.605 | 76.3976 | 73.6684 | 71.8287 | 5.5202 | 4.4398 | 4.7118 | 4.2786 | 3.7894 | 4.048 | 3.3667 | 3.1398 | 3.3418 | 3.6844 | 4.0372 | 4.9087 | 4.1561 | 4.1479 | 3.524 | 3.2764 | 2.8692 | 3.2453 | 3.649 | 3.3992 | 3.7062 | 4.4145 | 4.5323 | 4.9543
Portfolio Adjusted1-in-2AllOrange County2017July Monthly Peak | Portfolio Adjusted | 1-in-2 | All | Orange County | 2017 | July Monthly Peak | 7 | 136.2844 | 131.0499 | 126.9568 | 128.789 | 140.0207 | 170.3882 | 196.8675 | 211.8836 | 223.4883 | 230.0625 | 235.3237 | 236.6716 | 235.009 | 233.0724 | 227.8904 | 218.4229 | 206.2301 | 194.1219 | 186.6828 | 182.4054 | 178.9303 | 171.4515 | 158.6123 | 150.6756 | 0.73547 | 0.61172 | 0.4165 | -0.27137 | -0.56695 | -0.48344 | -0.046984 | 0.17168 | 0.30848 | 0.34908 | -0.08301 | 0.12603 | 1.0586 | 3.914 | 10.7051 | 10.038 | 9.4724 | 8.5451 | 2.6734 | 0.55508 | -0.13197 | -0.17607 | -0.21141 | -0.40292 | 71.9338 | 71.0955 | 70.2094 | 69.2933 | 68.5008 | 67.9027 | 67.738 | 68.1448 | 70.5238 | 75.0102 | 81.2762 | 85.1542 | 88.7789 | 91.5378 | 93.5851 | 94.3433 | 94.8454 | 94.0794 | 92.2882 | 89.51 | 85.4222 | 81.1549 | 78.3312 | 76.7555 | 5.5064 | 4.4187 | 4.7421 | 4.2968 | 3.8214 | 4.1064 | 3.4106 | 3.1479 | 3.3333 | 3.6807 | 4.0364 | 4.9118 | 4.1795 | 4.1694 | 3.5614 | 3.3263 | 2.928 | 3.3295 | 3.738 | 3.4558 | 3.734 | 4.4514 | 4.5851 | 5.0072
Portfolio Adjusted1-in-2AllOrange County2017August Monthly Peak | Portfolio Adjusted | 1-in-2 | All | Orange County | 2017 | August Monthly Peak | 8 | 139.7228 | 133.711 | 129.3202 | 131.6026 | 143.2364 | 174.8888 | 204.528 | 221.658 | 236.1887 | 244.8758 | 251.7075 | 254.3234 | 253.5619 | 252.1982 | 246.0523 | 233.766 | 219.2773 | 204.9054 | 195.1088 | 191.4424 | 186.8519 | 176.6353 | 162.9325 | 155.0774 | -0.27859 | -0.12873 | -0.26375 | -0.65015 | -1.0023 | -1.1414 | -0.86082 | -0.43276 | 0.57861 | 0.98775 | -0.1861 | -0.16428 | 0.93978 | 3.874 | 11.3646 | 10.5911 | 9.7211 | 8.8012 | 3.0717 | 0.14875 | -0.41536 | -0.42174 | -0.6428 | -0.53993 | 77.1444 | 75.8827 | 74.9592 | 73.7864 | 73.346 | 72.4898 | 72.1863 | 72.3813 | 74.8138 | 80.0088 | 85.1424 | 89.8333 | 93.1924 | 95.5797 | 97.0823 | 97.3301 | 97.519 | 96.3737 | 94.2362 | 91.263 | 86.7762 | 82.9141 | 80.8224 | 79.0336 | 5.6658 | 4.5248 | 4.8479 | 4.4066 | 3.9234 | 4.2302 | 3.5562 | 3.305 | 3.5355 | 3.9319 | 4.3331 | 5.2973 | 4.5258 | 4.5279 | 3.8592 | 3.5729 | 3.1245 | 3.5272 | 3.9209 | 3.6402 | 3.9135 | 4.6027 | 4.727 | 5.1722
Portfolio Adjusted1-in-2AllOrange County2017September Monthly Peak | Portfolio Adjusted | 1-in-2 | All | Orange County | 2017 | September Monthly Peak | 9 | 137.0926 | 131.8399 | 127.8645 | 129.8492 | 141.5418 | 172.7328 | 202.9452 | 220.2847 | 236.2982 | 243.9614 | 250.4692 | 253.1264 | 252.6166 | 251.3208 | 244.1457 | 230.3657 | 215.272 | 200.6187 | 192.1976 | 191.834 | 183.9366 | 174.2428 | 160.5883 | 152.3387 | 0.45517 | 0.40684 | 0.22835 | -0.37697 | -0.69036 | -0.66914 | -0.27482 | 0.0074998 | 0.39717 | 0.54265 | -0.11556 | 0.050983 | 1.0812 | 4.1193 | 11.4147 | 10.5448 | 9.791 | 8.771 | 2.8292 | 0.46163 | -0.21243 | -0.24555 | -0.33191 | -0.44193 | 71.5882 | 70.2931 | 69.5723 | 69.1597 | 68.7494 | 68.0865 | 68.3137 | 68.3557 | 69.7932 | 75.2891 | 83.0552 | 88.5912 | 93.1359 | 95.7587 | 96.7547 | 97.0149 | 96.8176 | 95.5623 | 93.0014 | 88.9634 | 85.4559 | 82.9167 | 81.1108 | 79.3234 | 5.5259 | 4.4348 | 4.7646 | 4.3218 | 3.8537 | 4.153 | 3.5075 | 3.2649 | 3.516 | 3.8938 | 4.2859 | 5.2408 | 4.4819 | 4.4852 | 3.8064 | 3.4998 | 3.0491 | 3.4327 | 3.8393 | 3.6258 | 3.8293 | 4.5131 | 4.6311 | 5.0504
Portfolio Adjusted1-in-2AllOrange County2017October Monthly Peak | Portfolio Adjusted | 1-in-2 | All | Orange County | 2017 | October Monthly Peak | 10 | 130.6362 | 125.7189 | 120.3609 | 121.1671 | 132.7558 | 163.2817 | 192.3043 | 207.3835 | 222.2145 | 230.6332 | 239.7405 | 243.8824 | 244.7901 | 244.6666 | 237.4982 | 222.9531 | 207.2137 | 193.7464 | 188.6562 | 184.4446 | 174.6123 | 164.8831 | 152.6086 | 143.5815 | 0.99981 | 0.803 | 0.5904 | -0.15048 | -0.41801 | -0.27932 | 0.18725 | 0.34299 | 0.23415 | 0.17272 | -0.056264 | 0.21763 | 1.1623 | 4.2158 | 11.2134 | 10.2905 | 9.6187 | 8.5917 | 2.6196 | 0.68892 | -0.049587 | -0.10082 | -0.08167 | -0.34854 | 71.2422 | 69.7893 | 69.0674 | 68.6813 | 67.8528 | 67.0575 | 67.779 | 69.3078 | 69.6578 | 73.5468 | 78.377 | 83.3865 | 87.0481 | 89.5293 | 91.2671 | 92.0598 | 91.9911 | 90.6053 | 87.7745 | 83.6178 | 79.9571 | 77.0729 | 74.9828 | 73.2025 | 5.3077 | 4.2626 | 4.5208 | 4.0651 | 3.6434 | 3.9571 | 3.3502 | 3.0982 | 3.3328 | 3.7104 | 4.1351 | 5.0897 | 4.3778 | 4.4013 | 3.7323 | 3.4142 | 2.9584 | 3.3416 | 3.7986 | 3.5139 | 3.6642 | 4.3048 | 4.4361 | 4.7981
Portfolio Adjusted1-in-2AllOrange County2017November Monthly Peak | Portfolio Adjusted | 1-in-2 | All | Orange County | 2017 | November Monthly Peak | 11 | 122.4916 | 118.0745 | 114.5474 | 115.8455 | 127.1865 | 156.4314 | 182.0093 | 196.2474 | 208.0208 | 214.3248 | 220.5839 | 222.5891 | 222.5102 | 221.239 | 214.1561 | 200.162 | 187.3462 | 181.1839 | 172.26 | 166.8966 | 159.7941 | 151.733 | 140.8636 | 133.4452 | 2.0823 | 1.5949 | 1.3326 | 0.27119 | 0.073749 | 0.46226 | 1.0911 | 1.0102 | -0.062158 | -0.52154 | 0.056083 | 0.53036 | 1.2811 | 4.2129 | 10.3244 | 9.4033 | 9.0752 | 8.2791 | 2.0818 | 1.1017 | 0.25479 | 0.16832 | 0.38998 | -0.18764 | 60.5278 | 60.0426 | 59.6706 | 59.1068 | 58.6799 | 58.933 | 58.5552 | 58.5242 | 62.6014 | 67.5871 | 73.9657 | 79.1184 | 82.8966 | 84.346 | 85.0292 | 84.4947 | 82.5171 | 78.2014 | 73.565 | 70.7094 | 68.5357 | 66.6519 | 65.1012 | 63.7419 | 5.2481 | 4.2217 | 4.537 | 4.0984 | 3.6808 | 3.9978 | 3.3437 | 3.0917 | 3.29 | 3.636 | 4.0121 | 4.8986 | 4.1962 | 4.1968 | 3.549 | 3.2323 | 2.8205 | 3.2953 | 3.6576 | 3.353 | 3.5361 | 4.1774 | 4.3179 | 4.7025
Portfolio Adjusted1-in-2AllOrange County2017December Monthly Peak | Portfolio Adjusted | 1-in-2 | All | Orange County | 2017 | December Monthly Peak | 12 | 115.7424 | 111.3858 | 108.5738 | 108.826 | 120.0234 | 149.5146 | 176.8804 | 188.8114 | 197.1767 | 197.8896 | 199.5887 | 198.1221 | 195.0313 | 191.4686 | 184.0933 | 172.6526 | 163.8501 | 160.6438 | 154.9013 | 150.9191 | 145.1644 | 139.1448 | 129.8021 | 123.5609 | 1.9676 | 1.5046 | 1.2631 | 0.25476 | 0.069595 | 0.44182 | 1.0603 | 0.97194 | -0.058918 | -0.48154 | 0.050745 | 0.47206 | 1.1229 | 3.646 | 8.8751 | 8.1109 | 7.937 | 7.3406 | 1.8721 | 0.99621 | 0.23146 | 0.15436 | 0.35936 | -0.17374 | 47.8768 | 47.2008 | 46.4937 | 45.6171 | 45.0945 | 44.2339 | 43.9206 | 43.7535 | 44.274 | 46.8855 | 49.0345 | 50.7098 | 52.3077 | 53.4402 | 53.9167 | 53.9011 | 53.2785 | 52.3765 | 51.0947 | 49.8577 | 49.0922 | 48.2242 | 47.4858 | 46.7869 | 4.9589 | 3.9825 | 4.3004 | 3.8501 | 3.4735 | 3.821 | 3.2494 | 2.9745 | 3.1185 | 3.3572 | 3.6302 | 4.3601 | 3.678 | 3.6321 | 3.0508 | 2.7881 | 2.4668 | 2.9217 | 3.289 | 3.032 | 3.2123 | 3.8309 | 3.9789 | 4.3541
Portfolio Adjusted1-in-2AllOrange County2017Typical Event Day | Portfolio Adjusted | 1-in-2 | All | Orange County | 2017 | Typical Event Day | 8 | 138.4435 | 132.4184 | 128.0041 | 130.2841 | 141.7693 | 173.0689 | 202.3734 | 218.301 | 231.3538 | 238.3505 | 243.6101 | 245.2854 | 243.9827 | 242.7001 | 236.6977 | 224.9189 | 211.0813 | 197.5852 | 189.1598 | 185.9301 | 182.0915 | 172.4677 | 159.311 | 151.9563 | 0.68041 | 0.56949 | 0.37554 | -0.29859 | -0.60128 | -0.53268 | -0.10069 | 0.13755 | 0.33547 | 0.40076 | -0.092074 | 0.11177 | 1.0863 | 4.053 | 11.1066 | 10.327 | 9.6732 | 8.6838 | 2.7264 | 0.53833 | -0.15194 | -0.19242 | -0.23948 | -0.41434 | 72.4529 | 71.2944 | 70.3503 | 69.4864 | 68.8653 | 68.1554 | 67.9125 | 68.2173 | 70.5706 | 75.5295 | 81.3531 | 85.9128 | 89.5541 | 92.1367 | 93.7695 | 94.3882 | 94.6716 | 93.748 | 91.7386 | 88.5563 | 84.5648 | 80.8458 | 78.4832 | 76.7353 | 5.5892 | 4.4613 | 4.7774 | 4.3432 | 3.8661 | 4.1677 | 3.5032 | 3.2406 | 3.4479 | 3.8103 | 4.1752 | 5.0866 | 4.3357 | 4.3382 | 3.6962 | 3.4225 | 2.9945 | 3.3862 | 3.7846 | 3.5198 | 3.797 | 4.4743 | 4.6016 | 5.0458
Portfolio Adjusted1-in-2AllOrange County2018January Monthly Peak | Portfolio Adjusted | 1-in-2 | All | Orange County | 2018 | January Monthly Peak | 1 | 113.5775 | 109.6113 | 106.375 | 107.2876 | 118.8826 | 150.0034 | 178.4714 | 191.4123 | 200.4434 | 200.1318 | 201.9417 | 201.8595 | 199.6588 | 196.0081 | 188.3883 | 175.043 | 163.6528 | 159.7787 | 154.6764 | 150.5939 | 145.2752 | 138.8314 | 129.8082 | 123.4925 | 1.9308 | 1.4806 | 1.2375 | 0.25116 | 0.068934 | 0.44327 | 1.0699 | 0.98532 | -0.059894 | -0.487 | 0.051343 | 0.48097 | 1.1495 | 3.7324 | 9.0821 | 8.2232 | 7.9274 | 7.301 | 1.8693 | 0.99407 | 0.23164 | 0.15401 | 0.35938 | -0.17364 | 52.3428 | 51.8703 | 51.3875 | 50.8273 | 50.7284 | 50.3666 | 50.2132 | 50.2513 | 50.8232 | 52.121 | 53.7993 | 54.9297 | 55.2641 | 56.183 | 56.6962 | 56.5695 | 56.2471 | 55.7322 | 54.6651 | 53.562 | 52.7753 | 52.6397 | 52.689 | 52.1025 | 4.8662 | 3.9191 | 4.2133 | 3.7956 | 3.4405 | 3.8335 | 3.2787 | 3.0155 | 3.1702 | 3.3952 | 3.673 | 4.4424 | 3.7653 | 3.7182 | 3.1219 | 2.8267 | 2.4638 | 2.906 | 3.2842 | 3.0254 | 3.2148 | 3.8222 | 3.9791 | 4.3517
Portfolio Adjusted1-in-2AllOrange County2018February Monthly Peak | Portfolio Adjusted | 1-in-2 | All | Orange County | 2018 | February Monthly Peak | 2 | 114.1843 | 109.8961 | 107.3775 | 108.5048 | 120.2555 | 150.7891 | 178.3524 | 191.1996 | 200.1924 | 201.7633 | 204.3624 | 205.8358 | 204.5993 | 201.9198 | 195.0425 | 181.6852 | 169.2222 | 162.9594 | 159.0183 | 154.257 | 148.5284 | 141.0506 | 130.834 | 123.8546 | 1.9411 | 1.4845 | 1.2492 | 0.25401 | 0.06973 | 0.44559 | 1.0691 | 0.98423 | -0.059819 | -0.49097 | 0.051958 | 0.49044 | 1.178 | 3.845 | 9.4029 | 8.5353 | 8.1972 | 7.4464 | 1.9218 | 1.0182 | 0.23682 | 0.15647 | 0.36222 | -0.17415 | 52.4957 | 52.3378 | 52.3613 | 52.1973 | 51.5392 | 51.5882 | 51.2932 | 51.629 | 52.7864 | 55.7187 | 58.8454 | 61.5374 | 62.9553 | 63.5757 | 64.1353 | 63.9043 | 63.4107 | 62.2108 | 60.4542 | 58.8932 | 57.8255 | 56.5683 | 55.4891 | 54.1015 | 4.8922 | 3.9293 | 4.253 | 3.8387 | 3.4802 | 3.8536 | 3.2765 | 3.0121 | 3.1662 | 3.4229 | 3.7171 | 4.5299 | 3.8585 | 3.8303 | 3.2322 | 2.9339 | 2.5477 | 2.9638 | 3.3764 | 3.099 | 3.2868 | 3.8833 | 4.0105 | 4.3645
Portfolio Adjusted1-in-2AllOrange County2018March Monthly Peak | Portfolio Adjusted | 1-in-2 | All | Orange County | 2018 | March Monthly Peak | 3 | 117.9512 | 113.4838 | 109.5306 | 110.9096 | 122.0301 | 151.908 | 179.6907 | 192.1191 | 200.4785 | 202.047 | 204.9454 | 206.2742 | 206.0694 | 204.3127 | 197.8012 | 185.5334 | 173.0988 | 163.1399 | 158.3591 | 157.9762 | 153.0822 | 145.4515 | 134.8225 | 127.0357 | 2.0051 | 1.5329 | 1.2742 | 0.25964 | 0.070759 | 0.4489 | 1.0772 | 0.98896 | -0.059904 | -0.49166 | 0.052107 | 0.49149 | 1.1864 | 3.8906 | 9.5359 | 8.7161 | 8.385 | 7.4546 | 1.9138 | 1.0428 | 0.24409 | 0.16135 | 0.37326 | -0.17863 | 52.9632 | 51.8686 | 51.2962 | 51.1121 | 50.6486 | 50.1813 | 49.8705 | 50.2294 | 52.3368 | 54.8468 | 58.1898 | 61.1997 | 63.2863 | 65.2661 | 66.7722 | 67.4703 | 67.5532 | 66.798 | 64.1583 | 60.4869 | 58.3807 | 56.6961 | 55.5758 | 53.8976 | 5.0535 | 4.0575 | 4.3383 | 3.9238 | 3.5316 | 3.8822 | 3.3011 | 3.0266 | 3.1707 | 3.4277 | 3.7277 | 4.5395 | 3.8862 | 3.8757 | 3.2779 | 2.9961 | 2.606 | 2.9671 | 3.3624 | 3.1737 | 3.3875 | 4.0045 | 4.1328 | 4.4766
Portfolio Adjusted1-in-2AllOrange County2018April Monthly Peak | Portfolio Adjusted | 1-in-2 | All | Orange County | 2018 | April Monthly Peak | 4 | 4.4768 | 4.2903 | 4.1568 | 4.1877 | 4.4131 | 5.0641 | 5.7485 | 6.1688 | 6.8212 | 7.4202 | 7.9392 | 8.2879 | 8.4823 | 8.6191 | 8.6203 | 8.3978 | 7.9643 | 7.2442 | 6.6119 | 6.6188 | 6.4221 | 5.9347 | 5.3541 | 4.9071 | 0.030521 | 0.023373 | 0.019474 | 0.0039845 | 0.0010833 | 0.0068441 | 0.016243 | 0.015039 | -0.00092179 | -0.0076983 | 0.00082491 | 0.007826 | 0.018934 | 0.062271 | 0.19312 | 0.18519 | 0.18083 | 0.15398 | 0.029882 | 0.016319 | 0.0038373 | 0.0025299 | 0.0058127 | -0.0027691 | 62.8286 | 61.8426 | 61.0174 | 60.4053 | 59.4141 | 58.7009 | 58.0208 | 58.1017 | 60.5314 | 64.7475 | 69.5445 | 74.4156 | 78.8526 | 81.619 | 83.0897 | 83.78 | 83.3631 | 82.1475 | 79.9041 | 76.8943 | 72.1925 | 69.4405 | 67.5233 | 65.6535 | 0.077282 | 0.062444 | 0.066527 | 0.060499 | 0.054434 | 0.060074 | 0.050445 | 0.046498 | 0.049329 | 0.054274 | 0.059662 | 0.072885 | 0.062754 | 0.062799 | 0.053354 | 0.048897 | 0.042635 | 0.047926 | 0.052919 | 0.050168 | 0.053775 | 0.063137 | 0.064726 | 0.069772
Portfolio Adjusted1-in-2AllOrange County2018May Monthly Peak | Portfolio Adjusted | 1-in-2 | All | Orange County | 2018 | May Monthly Peak | 5 | 4.5656 | 4.3706 | 4.2271 | 4.2465 | 4.4839 | 5.1233 | 5.6883 | 6.3045 | 7.0493 | 7.6944 | 8.2603 | 8.6066 | 8.7806 | 8.9265 | 8.9154 | 8.6677 | 8.2408 | 7.4566 | 6.7639 | 6.591 | 6.5836 | 6.0977 | 5.5002 | 5.0753 | 0.030987 | 0.023683 | 0.019702 | 0.0040355 | 0.0011023 | 0.0069801 | 0.016399 | 0.01538 | -0.00095439 | -0.0080081 | 0.00086042 | 0.0081488 | 0.019688 | 0.064822 | 0.20072 | 0.19206 | 0.18749 | 0.15902 | 0.030888 | 0.016606 | 0.0039557 | 0.0026136 | 0.0059917 | -0.0028761 | 65.4006 | 64.3827 | 63.2662 | 62.2957 | 61.6256 | 60.7694 | 60.3853 | 60.7699 | 63.5048 | 67.3434 | 71.6178 | 75.9835 | 80.0555 | 82.8304 | 84.6228 | 85.6174 | 85.8685 | 84.9423 | 82.712 | 79.755 | 75.4468 | 72.2594 | 70.5436 | 69.073 | 0.078464 | 0.063275 | 0.067308 | 0.061271 | 0.055386 | 0.061222 | 0.050844 | 0.047549 | 0.051069 | 0.056451 | 0.062226 | 0.075886 | 0.065242 | 0.06536 | 0.055599 | 0.050851 | 0.044253 | 0.049572 | 0.054685 | 0.05101 | 0.055421 | 0.065216 | 0.06671 | 0.072458
Portfolio Adjusted1-in-2AllOrange County2018June Monthly Peak | Portfolio Adjusted | 1-in-2 | All | Orange County | 2018 | June Monthly Peak | 6 | 4.838 | 4.6241 | 4.4582 | 4.468 | 4.6897 | 5.2487 | 5.8608 | 6.6283 | 7.4444 | 8.1865 | 8.8281 | 9.2118 | 9.3481 | 9.4969 | 9.5035 | 9.2797 | 8.8325 | 8.0273 | 7.2999 | 6.9125 | 6.8791 | 6.4224 | 5.7885 | 5.3274 | 0.025759 | 0.019981 | 0.01601 | 0.0014637 | -0.0021073 | 0.0022679 | 0.010795 | 0.011177 | 0.00094464 | -0.0035234 | 0.00014291 | 0.0059798 | 0.018115 | 0.06169 | 0.20242 | 0.19733 | 0.19249 | 0.16418 | 0.034178 | 0.014003 | 0.0020131 | 0.00089492 | 0.003044 | -0.0040201 | 68.109 | 67.0654 | 65.9311 | 65.1326 | 64.459 | 63.7989 | 63.1704 | 63.7413 | 66.7244 | 71.1253 | 74.949 | 78.595 | 81.2028 | 83.4571 | 85.1162 | 86.2184 | 86.8773 | 86.3941 | 84.984 | 82.1353 | 78.4208 | 74.5741 | 72.1696 | 70.5984 | 0.083277 | 0.067264 | 0.071 | 0.064547 | 0.05729 | 0.061652 | 0.051162 | 0.047707 | 0.050847 | 0.056091 | 0.061479 | 0.074519 | 0.06339 | 0.063307 | 0.054078 | 0.050313 | 0.044165 | 0.049498 | 0.055315 | 0.05157 | 0.056223 | 0.066685 | 0.068466 | 0.074804
Portfolio Adjusted1-in-2AllOrange County2018July Monthly Peak | Portfolio Adjusted | 1-in-2 | All | Orange County | 2018 | July Monthly Peak | 7 | 5.0048 | 4.7897 | 4.6313 | 4.6476 | 4.8832 | 5.5493 | 6.2212 | 7.0327 | 7.9261 | 8.75 | 9.4623 | 9.8787 | 10.0541 | 10.2003 | 10.2291 | 10.0071 | 9.5316 | 8.6406 | 7.7855 | 7.3324 | 7.2546 | 6.7386 | 6.0599 | 5.5672 | 0.011046 | 0.0091877 | 0.0062557 | -0.0040759 | -0.0085153 | -0.007261 | -0.00070568 | 0.0025785 | 0.0046332 | 0.0052429 | -0.0012468 | 0.0018929 | 0.015899 | 0.058787 | 0.21011 | 0.20649 | 0.19939 | 0.17156 | 0.040152 | 0.008337 | -0.0019822 | -0.0026445 | -0.0031753 | -0.0060516 | 70.7004 | 69.9814 | 69.2475 | 68.5173 | 67.8978 | 67.4532 | 67.343 | 67.7628 | 70.1449 | 74.3436 | 79.8864 | 83.5083 | 86.6265 | 89.0629 | 90.9008 | 91.6258 | 92.0696 | 91.274 | 89.5974 | 86.9337 | 83.0126 | 79.1061 | 76.6152 | 75.2244 | 0.083087 | 0.06698 | 0.07147 | 0.064838 | 0.05779 | 0.062606 | 0.051892 | 0.047921 | 0.050848 | 0.056189 | 0.061647 | 0.074735 | 0.063939 | 0.063829 | 0.05486 | 0.05127 | 0.045238 | 0.05088 | 0.056715 | 0.052481 | 0.056705 | 0.067275 | 0.069285 | 0.075624
Portfolio Adjusted1-in-2AllOrange County2018August Monthly Peak | Portfolio Adjusted | 1-in-2 | All | Orange County | 2018 | August Monthly Peak | 8 | 5.1901 | 4.9469 | 4.7734 | 4.7981 | 5.0505 | 5.7763 | 6.5623 | 7.3499 | 8.4263 | 9.4078 | 10.2087 | 10.6778 | 10.8704 | 11.0053 | 11.0178 | 10.7296 | 10.1986 | 9.2024 | 8.215 | 7.8346 | 7.6294 | 6.9939 | 6.2736 | 5.7622 | -0.0041842 | -0.0019334 | -0.0039613 | -0.009765 | -0.015054 | -0.017144 | -0.012929 | -0.0064999 | 0.0086904 | 0.014835 | -0.0027952 | -0.0024673 | 0.014115 | 0.058185 | 0.22329 | 0.21872 | 0.20717 | 0.1784 | 0.046136 | 0.0022341 | -0.0062385 | -0.0063343 | -0.0096546 | -0.0081094 | 75.8398 | 74.7804 | 73.9293 | 72.8314 | 72.4486 | 71.6729 | 71.3555 | 71.6571 | 74.0348 | 78.9609 | 83.8669 | 88.1426 | 91.1984 | 93.2327 | 94.6053 | 94.7409 | 94.9968 | 93.9456 | 91.8606 | 88.9281 | 84.5129 | 81.091 | 79.1956 | 77.5941 | 0.085504 | 0.068612 | 0.073073 | 0.066503 | 0.059343 | 0.064548 | 0.054176 | 0.050308 | 0.053944 | 0.060054 | 0.066208 | 0.080622 | 0.069247 | 0.069307 | 0.059435 | 0.055075 | 0.0483 | 0.053927 | 0.059508 | 0.055322 | 0.059448 | 0.069568 | 0.071437 | 0.078118
Portfolio Adjusted1-in-2AllOrange County2018September Monthly Peak | Portfolio Adjusted | 1-in-2 | All | Orange County | 2018 | September Monthly Peak | 9 | 5.0077 | 4.7908 | 4.644 | 4.6659 | 4.9283 | 5.6577 | 6.5554 | 7.1727 | 8.1826 | 9.0757 | 9.8063 | 10.2341 | 10.4299 | 10.5875 | 10.54 | 10.2271 | 9.7007 | 8.7306 | 7.8943 | 7.8054 | 7.3372 | 6.7324 | 6.0526 | 5.5486 | 0.0068364 | 0.0061105 | 0.0034298 | -0.0056619 | -0.010369 | -0.01005 | -0.0041276 | 0.00011264 | 0.0059652 | 0.0081503 | -0.0017356 | 0.00076574 | 0.01624 | 0.06187 | 0.22116 | 0.21441 | 0.2044 | 0.17488 | 0.042493 | 0.0069335 | -0.0031906 | -0.0036881 | -0.0049852 | -0.0066376 | 70.8119 | 69.7015 | 68.991 | 68.5495 | 68.1748 | 67.5879 | 67.716 | 67.7208 | 69.3161 | 74.3709 | 81.1159 | 86.1721 | 90.5544 | 93.0495 | 94.155 | 94.4165 | 94.1582 | 92.858 | 90.2673 | 86.4148 | 83.0172 | 80.5992 | 78.9144 | 77.411 | 0.083381 | 0.067221 | 0.071808 | 0.065214 | 0.058279 | 0.063357 | 0.053509 | 0.049663 | 0.053572 | 0.05938 | 0.065375 | 0.079649 | 0.068444 | 0.06853 | 0.058479 | 0.053829 | 0.047025 | 0.052405 | 0.058229 | 0.055109 | 0.05813 | 0.068186 | 0.069965 | 0.076259
Portfolio Adjusted1-in-2AllOrange County2018October Monthly Peak | Portfolio Adjusted | 1-in-2 | All | Orange County | 2018 | October Monthly Peak | 10 | 4.7917 | 4.5924 | 4.4232 | 4.4271 | 4.6711 | 5.3611 | 6.3099 | 6.7519 | 7.5814 | 8.3787 | 9.0947 | 9.5318 | 9.7499 | 9.9323 | 9.8975 | 9.5713 | 9.0348 | 8.1508 | 7.7531 | 7.4498 | 6.946 | 6.4014 | 5.7664 | 5.2852 | 0.015017 | 0.012061 | 0.0088676 | -0.0022602 | -0.0062783 | -0.0041952 | 0.0028124 | 0.0051515 | 0.0035168 | 0.0025942 | -0.00084505 | 0.0032688 | 0.017457 | 0.063319 | 0.21471 | 0.20637 | 0.19719 | 0.16861 | 0.039345 | 0.010347 | -0.00074477 | -0.0015142 | -0.0012266 | -0.0052348 | 69.8901 | 68.7441 | 68.0298 | 67.5535 | 66.825 | 66.0272 | 66.4848 | 67.6001 | 68.2125 | 72.1241 | 77.162 | 82.0435 | 85.5115 | 87.766 | 89.4171 | 89.9981 | 89.6683 | 88.1877 | 85.4328 | 81.5555 | 78.196 | 75.4702 | 73.559 | 71.9623 | 0.08009 | 0.064623 | 0.06814 | 0.061356 | 0.055111 | 0.060378 | 0.051181 | 0.04712 | 0.050734 | 0.056504 | 0.062959 | 0.077238 | 0.066711 | 0.067098 | 0.057183 | 0.052366 | 0.045485 | 0.050916 | 0.05761 | 0.053388 | 0.05561 | 0.06504 | 0.067019 | 0.072461
Portfolio Adjusted1-in-2AllOrange County2018November Monthly Peak | Portfolio Adjusted | 1-in-2 | All | Orange County | 2018 | November Monthly Peak | 11 | 4.4946 | 4.3113 | 4.1998 | 4.2196 | 4.461 | 5.1413 | 5.7847 | 6.2537 | 6.9532 | 7.5096 | 8.0334 | 8.3178 | 8.4832 | 8.5802 | 8.4914 | 8.1756 | 7.8252 | 7.6481 | 7.0229 | 6.606 | 6.2315 | 5.7861 | 5.2842 | 4.8908 | 0.031275 | 0.023955 | 0.020015 | 0.0040732 | 0.0011077 | 0.0069429 | 0.016387 | 0.015173 | -0.00093358 | -0.0078332 | 0.00084233 | 0.0079658 | 0.019241 | 0.063275 | 0.19461 | 0.18478 | 0.18122 | 0.16152 | 0.031268 | 0.016547 | 0.0038268 | 0.0025281 | 0.0058573 | -0.0028182 | 60.0323 | 59.4474 | 59.0012 | 58.5373 | 58.0463 | 58.0581 | 57.6727 | 57.717 | 61.7555 | 66.4171 | 72.2356 | 77.0624 | 80.6139 | 82.0897 | 82.6141 | 82.0202 | 79.9811 | 75.6984 | 71.2167 | 68.6442 | 66.6528 | 64.9593 | 63.5603 | 62.3747 | 0.079158 | 0.063949 | 0.06836 | 0.061828 | 0.055637 | 0.060912 | 0.050857 | 0.046919 | 0.049973 | 0.055214 | 0.060902 | 0.074158 | 0.063733 | 0.06376 | 0.054116 | 0.049327 | 0.043141 | 0.050151 | 0.055409 | 0.050854 | 0.053582 | 0.063062 | 0.065191 | 0.070975
Portfolio Adjusted1-in-2AllOrange County2018December Monthly Peak | Portfolio Adjusted | 1-in-2 | All | Orange County | 2018 | December Monthly Peak | 12 | 4.3976 | 4.2462 | 4.1648 | 4.1868 | 4.4527 | 5.1588 | 6.0101 | 6.4399 | 7.1722 | 7.5173 | 7.6136 | 7.4668 | 7.2375 | 7.0427 | 6.7985 | 6.39 | 6.259 | 6.4445 | 6.235 | 5.9541 | 5.7009 | 5.4323 | 5.059 | 4.7259 | 0.029552 | 0.022598 | 0.018971 | 0.0038264 | 0.0010453 | 0.006636 | 0.015925 | 0.014598 | -0.00088491 | -0.0072326 | 0.00076216 | 0.0070902 | 0.016865 | 0.054761 | 0.16316 | 0.15362 | 0.15292 | 0.14059 | 0.028117 | 0.014963 | 0.0034764 | 0.0023183 | 0.0053974 | -0.0026095 | 46.6685 | 45.9514 | 45.1119 | 44.1247 | 43.4835 | 42.7128 | 42.4781 | 42.3116 | 42.8969 | 45.5733 | 47.7645 | 49.5451 | 51.047 | 52.1227 | 52.5572 | 52.459 | 51.8869 | 50.9813 | 49.7053 | 48.5794 | 47.7873 | 47.0665 | 46.5227 | 45.8432 | 0.074855 | 0.06044 | 0.064831 | 0.058142 | 0.052585 | 0.058454 | 0.049698 | 0.045283 | 0.047553 | 0.051169 | 0.055233 | 0.066046 | 0.055826 | 0.055087 | 0.046378 | 0.042368 | 0.037576 | 0.044409 | 0.049841 | 0.046023 | 0.048719 | 0.057871 | 0.060136 | 0.065786
Portfolio Adjusted1-in-2AllOrange County2018Typical Event Day | Portfolio Adjusted | 1-in-2 | All | Orange County | 2018 | Typical Event Day | 8 | 5.0838 | 4.8467 | 4.6799 | 4.7063 | 4.9556 | 5.6671 | 6.4271 | 7.1389 | 8.0925 | 8.9449 | 9.6515 | 10.0719 | 10.2473 | 10.4016 | 10.4439 | 10.2034 | 9.7139 | 8.7814 | 7.8718 | 7.5263 | 7.3663 | 6.7638 | 6.0785 | 5.5951 | 0.010219 | 0.0085535 | 0.0056403 | -0.0044847 | -0.009031 | -0.0080005 | -0.0015123 | 0.002066 | 0.0050386 | 0.0060192 | -0.0013829 | 0.0016787 | 0.016316 | 0.060875 | 0.21661 | 0.21166 | 0.20336 | 0.1743 | 0.040949 | 0.0080855 | -0.0022821 | -0.00289 | -0.0035969 | -0.0062232 | 71.3653 | 70.3822 | 69.5247 | 68.7577 | 68.2451 | 67.6282 | 67.3962 | 67.7205 | 70.0551 | 74.7002 | 79.9545 | 84.1045 | 87.3955 | 89.7006 | 91.1943 | 91.7504 | 92.0255 | 91.1179 | 89.1773 | 86.103 | 82.2409 | 78.8426 | 76.7237 | 75.207 | 0.084339 | 0.067636 | 0.072005 | 0.065542 | 0.05847 | 0.06358 | 0.053354 | 0.049301 | 0.052559 | 0.05813 | 0.063721 | 0.077347 | 0.066265 | 0.06634 | 0.056869 | 0.052716 | 0.046253 | 0.051747 | 0.057422 | 0.053475 | 0.057665 | 0.067618 | 0.069534 | 0.076201
Portfolio Adjusted1-in-2AllOrange County2019January Monthly Peak | Portfolio Adjusted | 1-in-2 | All | Orange County | 2019 | January Monthly Peak | 1 | 4.2742 | 4.1288 | 4.0474 | 4.0873 | 4.3454 | 5.0521 | 5.9254 | 6.2605 | 6.9094 | 7.2348 | 7.3575 | 7.3212 | 7.1994 | 7.0699 | 6.8705 | 6.4514 | 6.1872 | 6.358 | 6.1941 | 5.8784 | 5.6291 | 5.3234 | 4.9259 | 4.6127 | 0.029085 | 0.022304 | 0.018642 | 0.0037834 | 0.0010384 | 0.0066773 | 0.016116 | 0.014843 | -0.00090223 | -0.0073361 | 0.00077342 | 0.0072453 | 0.017316 | 0.056225 | 0.16679 | 0.15582 | 0.1525 | 0.13974 | 0.028159 | 0.014974 | 0.0034894 | 0.00232 | 0.0054136 | -0.0026158 | 51.2243 | 50.7792 | 50.3433 | 49.8167 | 49.6268 | 49.2938 | 49.2502 | 49.2315 | 49.7795 | 51.0247 | 52.6848 | 53.7819 | 54.2763 | 55.1508 | 55.6658 | 55.5705 | 55.3438 | 54.8568 | 53.7839 | 52.6669 | 51.8891 | 51.6766 | 51.5856 | 50.8991 | 0.073665 | 0.059637 | 0.063698 | 0.057483 | 0.052227 | 0.058738 | 0.050236 | 0.045951 | 0.048353 | 0.051775 | 0.055933 | 0.067409 | 0.057252 | 0.056517 | 0.04757 | 0.04307 | 0.037617 | 0.044275 | 0.049901 | 0.046035 | 0.048877 | 0.057891 | 0.06029 | 0.065921
Portfolio Adjusted1-in-2AllOrange County2019February Monthly Peak | Portfolio Adjusted | 1-in-2 | All | Orange County | 2019 | February Monthly Peak | 2 | 4.3011 | 4.137 | 4.0567 | 4.0999 | 4.3741 | 5.0561 | 5.817 | 6.1405 | 6.7504 | 7.1362 | 7.3743 | 7.479 | 7.487 | 7.4624 | 7.3598 | 7.0251 | 6.6894 | 6.5493 | 6.5074 | 6.15 | 5.8612 | 5.4788 | 5.0137 | 4.6645 | 0.02924 | 0.022362 | 0.018817 | 0.0038264 | 0.0010504 | 0.0067123 | 0.016105 | 0.014826 | -0.0009011 | -0.0073959 | 0.0007827 | 0.007388 | 0.017745 | 0.057921 | 0.17469 | 0.16463 | 0.16046 | 0.14306 | 0.02895 | 0.015339 | 0.0035675 | 0.002357 | 0.0054564 | -0.0026234 | 51.2522 | 51.04 | 50.9989 | 50.7497 | 50.1659 | 50.1811 | 49.881 | 50.1865 | 51.3934 | 54.3663 | 57.5593 | 60.3514 | 61.7921 | 62.4321 | 62.9753 | 62.6627 | 62.0289 | 60.9313 | 59.0911 | 57.5202 | 56.4928 | 55.4034 | 54.3253 | 53.0067 | 0.074054 | 0.059785 | 0.064293 | 0.058127 | 0.052821 | 0.059021 | 0.050119 | 0.045861 | 0.048246 | 0.052147 | 0.056573 | 0.068731 | 0.058692 | 0.058263 | 0.049316 | 0.044788 | 0.03897 | 0.045154 | 0.05132 | 0.047172 | 0.049986 | 0.058824 | 0.060771 | 0.066118
Portfolio Adjusted1-in-2AllOrange County2019March Monthly Peak | Portfolio Adjusted | 1-in-2 | All | Orange County | 2019 | March Monthly Peak | 3 | 4.4055 | 4.2376 | 4.1182 | 4.1511 | 4.3913 | 5.0598 | 5.8741 | 6.1894 | 6.7188 | 7.1142 | 7.3993 | 7.5342 | 7.5484 | 7.569 | 7.5248 | 7.2541 | 6.9042 | 6.4523 | 6.2565 | 6.3121 | 6.0383 | 5.6521 | 5.1633 | 4.7837 | 0.030205 | 0.023092 | 0.019195 | 0.0039112 | 0.0010659 | 0.0067621 | 0.016226 | 0.014898 | -0.00090239 | -0.0074063 | 0.00078493 | 0.0074037 | 0.017872 | 0.058607 | 0.17755 | 0.16873 | 0.16467 | 0.14246 | 0.02883 | 0.015709 | 0.0036769 | 0.0024306 | 0.0056227 | -0.0026908 | 52.2172 | 51.264 | 50.7171 | 50.52 | 50.0763 | 49.683 | 49.3651 | 49.6604 | 51.6561 | 53.8805 | 56.8232 | 59.7079 | 61.7603 | 63.6128 | 64.8913 | 65.5433 | 65.473 | 64.638 | 62.027 | 58.6649 | 56.8527 | 55.3821 | 54.3433 | 52.8313 | 0.076483 | 0.061709 | 0.065577 | 0.0594 | 0.053583 | 0.059433 | 0.050519 | 0.046088 | 0.048303 | 0.05221 | 0.056735 | 0.068886 | 0.059114 | 0.058958 | 0.050032 | 0.04576 | 0.039881 | 0.045171 | 0.051043 | 0.048302 | 0.051511 | 0.060657 | 0.062618 | 0.067812
Portfolio Adjusted1-in-2AllOrange County2019April Monthly Peak | Portfolio Adjusted | 1-in-2 | All | Orange County | 2019 | April Monthly Peak | 4 | 7.0243 | 6.746 | 6.5324 | 6.604 | 7.0694 | 8.3661 | 9.6156 | 10.3391 | 11.2177 | 11.9195 | 12.5462 | 12.9462 | 13.1422 | 13.2489 | 13.0967 | 12.5958 | 11.8793 | 10.9198 | 10.1103 | 10.1166 | 9.8276 | 9.1652 | 8.3306 | 7.7015 | 0.074837 | 0.057309 | 0.04775 | 0.0097699 | 0.0026562 | 0.016782 | 0.039828 | 0.036876 | -0.0022602 | -0.018876 | 0.0020227 | 0.019189 | 0.046425 | 0.15269 | 0.41384 | 0.38704 | 0.37501 | 0.32585 | 0.07327 | 0.040013 | 0.009409 | 0.0062034 | 0.014253 | -0.0067897 | 62.8467 | 61.8556 | 61.026 | 60.4127 | 59.4194 | 58.7057 | 58.0236 | 58.1044 | 60.5368 | 64.7599 | 69.5656 | 74.4468 | 78.8931 | 81.6694 | 83.1476 | 83.8444 | 83.4298 | 82.2149 | 79.9686 | 76.9528 | 72.2409 | 69.4781 | 67.5559 | 65.6821 | 0.18875 | 0.15192 | 0.16266 | 0.14776 | 0.13271 | 0.14548 | 0.12232 | 0.11304 | 0.11984 | 0.13184 | 0.14495 | 0.17747 | 0.15236 | 0.15241 | 0.129 | 0.1181 | 0.10279 | 0.11628 | 0.12889 | 0.12198 | 0.13079 | 0.15409 | 0.15795 | 0.17031
Portfolio Adjusted1-in-2AllOrange County2019May Monthly Peak | Portfolio Adjusted | 1-in-2 | All | Orange County | 2019 | May Monthly Peak | 5 | 7.1515 | 6.8584 | 6.63 | 6.6936 | 7.187 | 8.4919 | 9.5949 | 10.5692 | 11.6016 | 12.3752 | 13.0661 | 13.4575 | 13.6269 | 13.7469 | 13.5834 | 13.0368 | 12.3058 | 11.2601 | 10.3817 | 10.1535 | 10.095 | 9.4358 | 8.5687 | 7.9782 | 0.075981 | 0.058071 | 0.048309 | 0.0098949 | 0.0027029 | 0.017115 | 0.040209 | 0.037711 | -0.0023401 | -0.019636 | 0.0021097 | 0.019981 | 0.048274 | 0.15894 | 0.43084 | 0.40208 | 0.38909 | 0.33684 | 0.075736 | 0.040718 | 0.0096994 | 0.0064084 | 0.014692 | -0.0070522 | 65.4207 | 64.3996 | 63.2801 | 62.306 | 61.6336 | 60.7739 | 60.3878 | 60.7722 | 63.5096 | 67.3539 | 71.6347 | 76.0113 | 80.0921 | 82.8752 | 84.6764 | 85.6755 | 85.9287 | 84.9998 | 82.7648 | 79.8045 | 75.491 | 72.2982 | 70.5775 | 69.1008 | 0.19164 | 0.15394 | 0.16457 | 0.14965 | 0.13505 | 0.14835 | 0.12346 | 0.1156 | 0.12408 | 0.13714 | 0.15119 | 0.18479 | 0.15842 | 0.15864 | 0.13447 | 0.12286 | 0.10671 | 0.1203 | 0.13322 | 0.12411 | 0.13482 | 0.15918 | 0.16281 | 0.17689
Portfolio Adjusted1-in-2AllOrange County2019June Monthly Peak | Portfolio Adjusted | 1-in-2 | All | Orange County | 2019 | June Monthly Peak | 6 | 7.6663 | 7.3508 | 7.0697 | 7.1244 | 7.569 | 8.7412 | 9.9062 | 11.0221 | 12.0934 | 12.9531 | 13.6896 | 14.0894 | 14.162 | 14.2683 | 14.1378 | 13.6967 | 12.9788 | 11.9148 | 11.0536 | 10.6142 | 10.5425 | 9.9333 | 9.0289 | 8.4125 | 0.063161 | 0.048994 | 0.039256 | 0.0035891 | -0.005167 | 0.0055608 | 0.02647 | 0.027405 | 0.0023162 | -0.0086392 | 0.0003504 | 0.014662 | 0.044418 | 0.15126 | 0.42941 | 0.40847 | 0.39473 | 0.34392 | 0.083805 | 0.034334 | 0.004936 | 0.0021943 | 0.0074637 | -0.0098573 | 68.1319 | 67.0841 | 65.9472 | 65.1453 | 64.468 | 63.8066 | 63.1757 | 63.7467 | 66.7339 | 71.1405 | 74.9709 | 78.6277 | 81.2451 | 83.5061 | 85.1725 | 86.277 | 86.9354 | 86.4513 | 85.0381 | 82.1874 | 78.4692 | 74.6145 | 72.2028 | 70.6256 | 0.20344 | 0.16373 | 0.17361 | 0.15768 | 0.1397 | 0.14941 | 0.12422 | 0.11584 | 0.12333 | 0.13598 | 0.14901 | 0.18108 | 0.15344 | 0.15315 | 0.13023 | 0.1211 | 0.10609 | 0.11981 | 0.13458 | 0.12538 | 0.13671 | 0.16273 | 0.16707 | 0.18261
Portfolio Adjusted1-in-2AllOrange County2019July Monthly Peak | Portfolio Adjusted | 1-in-2 | All | Orange County | 2019 | July Monthly Peak | 7 | 7.9114 | 7.5851 | 7.3397 | 7.3962 | 7.8753 | 9.199 | 10.4422 | 11.5682 | 12.6987 | 13.65 | 14.463 | 14.9 | 15.0347 | 15.1348 | 15.0482 | 14.6215 | 13.8866 | 12.7472 | 11.7464 | 11.2086 | 11.0556 | 10.3855 | 9.4375 | 8.78 | 0.027086 | 0.022528 | 0.015339 | -0.009994 | -0.020879 | -0.017804 | -0.0017303 | 0.0063225 | 0.011361 | 0.012856 | -0.003057 | 0.0046414 | 0.038985 | 0.14414 | 0.44247 | 0.42417 | 0.4047 | 0.35695 | 0.098453 | 0.020442 | -0.0048602 | -0.0064843 | -0.0077857 | -0.014838 | 70.7278 | 70.006 | 69.2688 | 68.5345 | 67.9111 | 67.4631 | 67.3517 | 67.7712 | 70.1533 | 74.3583 | 79.9171 | 83.5448 | 86.6742 | 89.1177 | 90.9602 | 91.686 | 92.131 | 91.3361 | 89.657 | 86.9907 | 83.066 | 79.1515 | 76.6532 | 75.2583 | 0.20294 | 0.16297 | 0.17474 | 0.15836 | 0.14089 | 0.15159 | 0.12587 | 0.11618 | 0.12306 | 0.13591 | 0.14905 | 0.18127 | 0.15438 | 0.15402 | 0.1317 | 0.12302 | 0.10833 | 0.12296 | 0.13789 | 0.12749 | 0.13776 | 0.1641 | 0.16902 | 0.18457
Portfolio Adjusted1-in-2AllOrange County2019August Monthly Peak | Portfolio Adjusted | 1-in-2 | All | Orange County | 2019 | August Monthly Peak | 8 | 8.1687 | 7.7978 | 7.531 | 7.6056 | 8.11 | 9.5205 | 10.9454 | 12.0948 | 13.4691 | 14.6212 | 15.5557 | 16.0723 | 16.2438 | 16.3454 | 16.2216 | 15.6678 | 14.8277 | 13.5353 | 12.353 | 11.8998 | 11.5975 | 10.7498 | 9.7421 | 9.0682 | -0.01026 | -0.0047407 | -0.0097131 | -0.023944 | -0.036911 | -0.042036 | -0.031702 | -0.015938 | 0.021309 | 0.036376 | -0.0068537 | -0.0060499 | 0.03461 | 0.14267 | 0.46997 | 0.44837 | 0.41781 | 0.36931 | 0.11312 | 0.005478 | -0.015297 | -0.015532 | -0.023673 | -0.019884 | 75.8687 | 74.8048 | 73.9521 | 72.8525 | 72.4685 | 71.691 | 71.3739 | 71.6731 | 74.0521 | 78.9841 | 83.8952 | 88.1801 | 91.2426 | 93.2847 | 94.6601 | 94.7982 | 95.0526 | 93.9993 | 91.9132 | 88.9798 | 84.563 | 81.1313 | 79.2316 | 77.626 | 0.20882 | 0.16689 | 0.17864 | 0.16241 | 0.14465 | 0.15618 | 0.13126 | 0.12198 | 0.13053 | 0.14519 | 0.16002 | 0.1955 | 0.16717 | 0.16726 | 0.14271 | 0.13214 | 0.11561 | 0.13027 | 0.14464 | 0.13431 | 0.14439 | 0.16968 | 0.17426 | 0.19065
Portfolio Adjusted1-in-2AllOrange County2019September Monthly Peak | Portfolio Adjusted | 1-in-2 | All | Orange County | 2019 | September Monthly Peak | 9 | 7.9321 | 7.6038 | 7.3721 | 7.4376 | 7.953 | 9.3568 | 10.9036 | 11.8911 | 13.2332 | 14.2762 | 15.1348 | 15.6119 | 15.792 | 15.9175 | 15.7122 | 15.1011 | 14.2522 | 12.9792 | 11.9749 | 11.8799 | 11.2472 | 10.4412 | 9.4741 | 8.7986 | 0.016763 | 0.014983 | 0.0084097 | -0.013883 | -0.025424 | -0.024643 | -0.010121 | 0.0002762 | 0.014627 | 0.019984 | -0.0042558 | 0.0018776 | 0.03982 | 0.1517 | 0.46899 | 0.44313 | 0.41665 | 0.3652 | 0.10419 | 0.017001 | -0.0078232 | -0.0090431 | -0.012224 | -0.016275 | 70.8291 | 69.7146 | 69.0039 | 68.563 | 68.1876 | 67.599 | 67.7293 | 67.7348 | 69.3267 | 74.3913 | 81.1588 | 86.2257 | 90.6115 | 93.1094 | 94.2126 | 94.474 | 94.2171 | 92.9179 | 90.3278 | 86.4712 | 83.0712 | 80.6505 | 78.963 | 77.4534 | 0.20365 | 0.16356 | 0.17556 | 0.15928 | 0.14208 | 0.15333 | 0.1295 | 0.12048 | 0.12978 | 0.14375 | 0.15823 | 0.19337 | 0.1655 | 0.16564 | 0.1407 | 0.12939 | 0.11277 | 0.12675 | 0.14161 | 0.13378 | 0.14127 | 0.16636 | 0.17071 | 0.18615
Portfolio Adjusted1-in-2AllOrange County2019October Monthly Peak | Portfolio Adjusted | 1-in-2 | All | Orange County | 2019 | October Monthly Peak | 10 | 7.578 | 7.2742 | 6.9901 | 7.0118 | 7.507 | 8.8575 | 10.4279 | 11.194 | 12.3335 | 13.2995 | 14.2014 | 14.7204 | 14.9538 | 15.1294 | 14.9367 | 14.2957 | 13.4226 | 12.26 | 11.7584 | 11.3686 | 10.6583 | 9.9102 | 9.0176 | 8.3472 | 0.036821 | 0.029572 | 0.021743 | -0.005542 | -0.015394 | -0.010287 | 0.0068958 | 0.012631 | 0.0086232 | 0.0063609 | -0.0020721 | 0.0080149 | 0.042805 | 0.15526 | 0.45823 | 0.42964 | 0.40578 | 0.3551 | 0.096474 | 0.025371 | -0.0018262 | -0.0037129 | -0.0030077 | -0.012836 | 69.92 | 68.7672 | 68.0527 | 67.5785 | 66.8477 | 66.05 | 66.5135 | 67.6379 | 68.2445 | 72.1556 | 77.1889 | 82.0732 | 85.5455 | 87.805 | 89.4581 | 90.0437 | 89.7197 | 88.2412 | 85.4847 | 81.6012 | 78.235 | 75.5057 | 73.5905 | 71.9898 | 0.19561 | 0.15722 | 0.16658 | 0.14982 | 0.13433 | 0.1461 | 0.12372 | 0.11433 | 0.123 | 0.13695 | 0.15262 | 0.18775 | 0.1616 | 0.16248 | 0.13789 | 0.12617 | 0.10936 | 0.12335 | 0.14011 | 0.12965 | 0.13517 | 0.15869 | 0.16352 | 0.17686
Portfolio Adjusted1-in-2AllOrange County2019November Monthly Peak | Portfolio Adjusted | 1-in-2 | All | Orange County | 2019 | November Monthly Peak | 11 | 7.1071 | 6.8301 | 6.643 | 6.6911 | 7.1782 | 8.4909 | 9.6865 | 10.4603 | 11.405 | 12.0886 | 12.7394 | 13.0619 | 13.2219 | 13.2886 | 13.0449 | 12.4263 | 11.7999 | 11.4903 | 10.6813 | 10.1549 | 9.6315 | 9.0174 | 8.286 | 7.737 | 0.076687 | 0.058738 | 0.049075 | 0.0099874 | 0.002716 | 0.017024 | 0.040181 | 0.037204 | -0.0022891 | -0.019207 | 0.0020654 | 0.019532 | 0.04718 | 0.15515 | 0.41889 | 0.38888 | 0.37814 | 0.34125 | 0.076669 | 0.040572 | 0.0093832 | 0.0061988 | 0.014362 | -0.0069103 | 60.0433 | 59.4606 | 59.016 | 58.5499 | 58.0604 | 58.0775 | 57.6922 | 57.7348 | 61.7743 | 66.4431 | 72.2739 | 77.1079 | 80.6644 | 82.1397 | 82.6676 | 82.075 | 80.0373 | 75.7538 | 71.2687 | 68.6899 | 66.6945 | 64.9967 | 63.5944 | 62.405 | 0.1934 | 0.15569 | 0.16717 | 0.15104 | 0.13569 | 0.14757 | 0.12339 | 0.11405 | 0.12138 | 0.13414 | 0.14801 | 0.18063 | 0.15481 | 0.15484 | 0.13102 | 0.11934 | 0.10418 | 0.12162 | 0.13488 | 0.12367 | 0.13041 | 0.15397 | 0.15915 | 0.17332
Portfolio Adjusted1-in-2AllOrange County2019December Monthly Peak | Portfolio Adjusted | 1-in-2 | All | Orange County | 2019 | December Monthly Peak | 12 | 6.8629 | 6.6184 | 6.4765 | 6.5036 | 7.0115 | 8.3549 | 9.7932 | 10.4777 | 11.379 | 11.7323 | 11.864 | 11.688 | 11.3954 | 11.126 | 10.7239 | 10.0712 | 9.7481 | 9.8586 | 9.5265 | 9.1637 | 8.7887 | 8.3928 | 7.8209 | 7.357 | 0.072461 | 0.05541 | 0.046516 | 0.0093822 | 0.002563 | 0.016271 | 0.039049 | 0.035794 | -0.0021698 | -0.017734 | 0.0018688 | 0.017385 | 0.041353 | 0.13427 | 0.35605 | 0.3298 | 0.32526 | 0.30001 | 0.068943 | 0.036688 | 0.0085241 | 0.0056846 | 0.013234 | -0.0063984 | 46.6953 | 45.979 | 45.1425 | 44.1577 | 43.5192 | 42.7465 | 42.51 | 42.3435 | 42.9274 | 45.6024 | 47.7926 | 49.5709 | 51.0749 | 52.1518 | 52.5873 | 52.4909 | 51.9177 | 51.0122 | 49.7361 | 48.6077 | 47.8162 | 47.0921 | 46.544 | 45.8641 | 0.18277 | 0.14691 | 0.15847 | 0.14191 | 0.12808 | 0.14114 | 0.12002 | 0.10978 | 0.11513 | 0.12393 | 0.13397 | 0.16079 | 0.13568 | 0.13397 | 0.11257 | 0.10287 | 0.091053 | 0.10781 | 0.1213 | 0.11185 | 0.11849 | 0.14121 | 0.14668 | 0.1605
Portfolio Adjusted1-in-2AllOrange County2019Typical Event Day | Portfolio Adjusted | 1-in-2 | All | Orange County | 2019 | Typical Event Day | 8 | 8.0365 | 7.6712 | 7.4104 | 7.4866 | 7.9847 | 9.3735 | 10.7654 | 11.8141 | 13.0356 | 14.0241 | 14.8315 | 15.2796 | 15.4224 | 15.5449 | 15.4533 | 14.9573 | 14.1723 | 12.9616 | 11.8857 | 11.4762 | 11.2348 | 10.4325 | 9.4712 | 8.8356 | 0.025058 | 0.020973 | 0.01383 | -0.010996 | -0.022144 | -0.019617 | -0.0037081 | 0.0050658 | 0.012355 | 0.014759 | -0.0033909 | 0.0041162 | 0.040006 | 0.14926 | 0.45772 | 0.43562 | 0.41302 | 0.36271 | 0.10041 | 0.019825 | -0.0055956 | -0.0070863 | -0.0088194 | -0.015259 | 71.3894 | 70.4024 | 69.543 | 68.7738 | 68.2588 | 67.6399 | 67.4077 | 67.7315 | 70.0665 | 74.7185 | 79.9855 | 84.1446 | 87.4433 | 89.7545 | 91.2514 | 91.8088 | 92.084 | 91.1762 | 89.234 | 86.1573 | 82.2923 | 78.8869 | 76.7627 | 75.2408 | 0.20599 | 0.16455 | 0.17604 | 0.16007 | 0.14254 | 0.15387 | 0.1293 | 0.11959 | 0.12728 | 0.14068 | 0.15416 | 0.1877 | 0.16012 | 0.16023 | 0.13665 | 0.12656 | 0.11078 | 0.12505 | 0.1396 | 0.12986 | 0.14008 | 0.16494 | 0.16963 | 0.18599
Portfolio Adjusted1-in-2AllOrange County2020January Monthly Peak | Portfolio Adjusted | 1-in-2 | All | Orange County | 2020 | January Monthly Peak | 1 | 6.7012 | 6.471 | 6.3195 | 6.3788 | 6.8887 | 8.2707 | 9.7567 | 10.3718 | 11.2067 | 11.518 | 11.6782 | 11.6409 | 11.4729 | 11.2652 | 10.901 | 10.1949 | 9.6836 | 9.7646 | 9.4911 | 9.0917 | 8.7299 | 8.2879 | 7.6989 | 7.2524 | 0.071311 | 0.054685 | 0.045706 | 0.0092763 | 0.002546 | 0.016372 | 0.039514 | 0.036392 | -0.0022121 | -0.017987 | 0.0018963 | 0.017764 | 0.042457 | 0.13785 | 0.36475 | 0.33495 | 0.32514 | 0.29875 | 0.069042 | 0.036715 | 0.0085553 | 0.0056881 | 0.013273 | -0.0064134 | 51.2491 | 50.8034 | 50.3665 | 49.8392 | 49.6513 | 49.3176 | 49.2715 | 49.2541 | 49.8027 | 51.0491 | 52.7095 | 53.8074 | 54.2982 | 55.1738 | 55.6887 | 55.5927 | 55.3639 | 54.8763 | 53.8035 | 52.6868 | 51.9088 | 51.698 | 51.6101 | 50.9258 | 0.17987 | 0.14498 | 0.1557 | 0.14031 | 0.12723 | 0.14197 | 0.12143 | 0.11158 | 0.11732 | 0.12565 | 0.1359 | 0.16427 | 0.13928 | 0.13753 | 0.11552 | 0.10459 | 0.091196 | 0.10753 | 0.12147 | 0.11192 | 0.11891 | 0.14129 | 0.1471 | 0.16087
Portfolio Adjusted1-in-2AllOrange County2020February Monthly Peak | Portfolio Adjusted | 1-in-2 | All | Orange County | 2020 | February Monthly Peak | 2 | 6.741 | 6.4853 | 6.3509 | 6.4181 | 6.9472 | 8.2921 | 9.648 | 10.2496 | 11.0457 | 11.4578 | 11.7484 | 11.8834 | 11.8638 | 11.7802 | 11.5272 | 10.9033 | 10.2983 | 10.0223 | 9.8939 | 9.4386 | 9.0291 | 8.4891 | 7.8075 | 7.3111 | 0.071692 | 0.054827 | 0.046137 | 0.0093816 | 0.0025754 | 0.016457 | 0.039488 | 0.036351 | -0.0022093 | -0.018133 | 0.001919 | 0.018114 | 0.043507 | 0.14201 | 0.37959 | 0.35049 | 0.33891 | 0.30522 | 0.07098 | 0.037608 | 0.0087469 | 0.0057791 | 0.013378 | -0.0064322 | 51.2798 | 51.0688 | 51.0291 | 50.7818 | 50.1964 | 50.2123 | 49.9124 | 50.2185 | 51.4243 | 54.3963 | 57.5878 | 60.3777 | 61.8179 | 62.4575 | 63.0011 | 62.6903 | 62.0596 | 60.9597 | 59.1214 | 57.5507 | 56.5224 | 55.4292 | 54.3512 | 53.031 | 0.18083 | 0.14536 | 0.15717 | 0.1419 | 0.12869 | 0.14271 | 0.12131 | 0.11144 | 0.11716 | 0.12665 | 0.13751 | 0.1675 | 0.14273 | 0.14169 | 0.11962 | 0.10859 | 0.094328 | 0.10966 | 0.12488 | 0.11465 | 0.12158 | 0.14355 | 0.14826 | 0.16134
Portfolio Adjusted1-in-2AllOrange County2020March Monthly Peak | Portfolio Adjusted | 1-in-2 | All | Orange County | 2020 | March Monthly Peak | 3 | 6.9267 | 6.6633 | 6.4588 | 6.5216 | 7.0034 | 8.3205 | 9.7336 | 10.3179 | 11.0211 | 11.4426 | 11.7858 | 11.9471 | 11.9565 | 11.9376 | 11.7498 | 11.2127 | 10.5944 | 9.9314 | 9.6339 | 9.6798 | 9.3033 | 8.7563 | 8.0423 | 7.4983 | 0.074058 | 0.056617 | 0.047062 | 0.0095895 | 0.0026134 | 0.016579 | 0.039784 | 0.036526 | -0.0022125 | -0.018159 | 0.0019245 | 0.018153 | 0.04382 | 0.14369 | 0.38535 | 0.35852 | 0.3472 | 0.30482 | 0.070686 | 0.038515 | 0.009015 | 0.0059594 | 0.013786 | -0.0065974 | 52.2337 | 51.2775 | 50.73 | 50.5331 | 50.089 | 49.694 | 49.3763 | 49.673 | 51.6713 | 53.902 | 56.8535 | 59.741 | 61.7942 | 63.6496 | 64.9331 | 65.586 | 65.5192 | 64.6859 | 62.0743 | 58.7053 | 56.8866 | 55.4113 | 54.3707 | 52.855 | 0.18679 | 0.15009 | 0.16032 | 0.14504 | 0.13059 | 0.14376 | 0.12223 | 0.11198 | 0.11732 | 0.12683 | 0.13791 | 0.16786 | 0.14376 | 0.14337 | 0.12132 | 0.1109 | 0.096496 | 0.10977 | 0.12434 | 0.11741 | 0.1253 | 0.14803 | 0.15278 | 0.16549
Portfolio Adjusted1-in-2AllOrange County2020April Monthly Peak | Portfolio Adjusted | 1-in-2 | All | Orange County | 2020 | April Monthly Peak | 4 | 7.0368 | 6.7579 | 6.544 | 6.6158 | 7.0823 | 8.3822 | 9.6344 | 10.3594 | 11.2392 | 11.9415 | 12.5687 | 12.9689 | 13.165 | 13.2715 | 13.1185 | 12.6163 | 11.8984 | 10.9377 | 10.1274 | 10.1336 | 9.8442 | 9.1809 | 8.3452 | 7.7151 | 0.075053 | 0.057475 | 0.047888 | 0.0097981 | 0.0026638 | 0.01683 | 0.039943 | 0.036983 | -0.0022668 | -0.018931 | 0.0020285 | 0.019245 | 0.046559 | 0.15313 | 0.41492 | 0.38802 | 0.37596 | 0.32669 | 0.073482 | 0.040129 | 0.0094362 | 0.0062213 | 0.014294 | -0.0068093 | 62.8468 | 61.8556 | 61.026 | 60.4128 | 59.4194 | 58.7057 | 58.0236 | 58.1045 | 60.5368 | 64.7599 | 69.5657 | 74.447 | 78.8933 | 81.6697 | 83.1479 | 83.8447 | 83.4301 | 82.2152 | 79.9689 | 76.953 | 72.2412 | 69.4783 | 67.5561 | 65.6822 | 0.1893 | 0.15236 | 0.16313 | 0.14818 | 0.1331 | 0.1459 | 0.12267 | 0.11337 | 0.12019 | 0.13222 | 0.14537 | 0.17798 | 0.15279 | 0.15284 | 0.12937 | 0.11844 | 0.10309 | 0.11662 | 0.12926 | 0.12233 | 0.13116 | 0.15454 | 0.15841 | 0.1708
Portfolio Adjusted1-in-2AllOrange County2020May Monthly Peak | Portfolio Adjusted | 1-in-2 | All | Orange County | 2020 | May Monthly Peak | 5 | 7.1642 | 6.8706 | 6.6418 | 6.7055 | 7.2002 | 8.5083 | 9.614 | 10.59 | 11.6238 | 12.3981 | 13.0896 | 13.4812 | 13.6506 | 13.7704 | 13.6062 | 13.0581 | 12.3256 | 11.2787 | 10.3994 | 10.1709 | 10.1121 | 9.4521 | 8.5837 | 7.9924 | 0.0762 | 0.058239 | 0.048448 | 0.0099235 | 0.0027107 | 0.017165 | 0.040326 | 0.03782 | -0.0023469 | -0.019692 | 0.0021158 | 0.020038 | 0.048413 | 0.1594 | 0.43196 | 0.4031 | 0.39007 | 0.33771 | 0.075955 | 0.040836 | 0.0097274 | 0.0064269 | 0.014734 | -0.0070726 | 65.4208 | 64.3996 | 63.2802 | 62.3061 | 61.6337 | 60.774 | 60.3878 | 60.7722 | 63.5096 | 67.354 | 71.6348 | 76.0115 | 80.0923 | 82.8755 | 84.6767 | 85.6758 | 85.929 | 85.0001 | 82.765 | 79.8047 | 75.4912 | 72.2984 | 70.5777 | 69.101 | 0.19219 | 0.15438 | 0.16504 | 0.15008 | 0.13544 | 0.14878 | 0.12381 | 0.11593 | 0.12444 | 0.13753 | 0.15163 | 0.18532 | 0.15887 | 0.1591 | 0.13486 | 0.12321 | 0.10701 | 0.12064 | 0.13361 | 0.12447 | 0.13521 | 0.15964 | 0.16328 | 0.1774
Portfolio Adjusted1-in-2AllOrange County2020June Monthly Peak | Portfolio Adjusted | 1-in-2 | All | Orange County | 2020 | June Monthly Peak | 6 | 7.6801 | 7.3641 | 7.0824 | 7.1373 | 7.583 | 8.7583 | 9.926 | 11.0436 | 12.1161 | 12.9763 | 13.7133 | 14.1132 | 14.1855 | 14.2916 | 14.1604 | 13.7183 | 12.999 | 11.9338 | 11.0719 | 10.6322 | 10.5603 | 9.9504 | 9.0447 | 8.4275 | 0.063343 | 0.049136 | 0.03937 | 0.0035994 | -0.005182 | 0.0055768 | 0.026547 | 0.027484 | 0.0023229 | -0.0086642 | 0.00035142 | 0.014705 | 0.044546 | 0.1517 | 0.43051 | 0.4095 | 0.39571 | 0.3448 | 0.084047 | 0.034434 | 0.0049502 | 0.0022007 | 0.0074853 | -0.0098858 | 68.132 | 67.0842 | 65.9473 | 65.1453 | 64.4681 | 63.8066 | 63.1757 | 63.7468 | 66.7339 | 71.1406 | 74.971 | 78.6279 | 81.2453 | 83.5064 | 85.1727 | 86.2773 | 86.9357 | 86.4516 | 85.0384 | 82.1877 | 78.4694 | 74.6147 | 72.203 | 70.6257 | 0.20403 | 0.1642 | 0.17412 | 0.15814 | 0.1401 | 0.14984 | 0.12458 | 0.11618 | 0.12368 | 0.13637 | 0.14944 | 0.18161 | 0.15388 | 0.15359 | 0.13061 | 0.12144 | 0.10639 | 0.12016 | 0.13497 | 0.12575 | 0.1371 | 0.16319 | 0.16755 | 0.18313
Portfolio Adjusted1-in-2AllOrange County2020July Monthly Peak | Portfolio Adjusted | 1-in-2 | All | Orange County | 2020 | July Monthly Peak | 7 | 7.9256 | 7.5988 | 7.3529 | 7.4096 | 7.8899 | 9.2168 | 10.4628 | 11.5903 | 12.722 | 13.6739 | 14.4874 | 14.9245 | 15.059 | 15.1589 | 15.0718 | 14.644 | 13.9078 | 12.7673 | 11.7657 | 11.2275 | 11.0742 | 10.4033 | 9.454 | 8.7957 | 0.027164 | 0.022593 | 0.015383 | -0.010023 | -0.02094 | -0.017855 | -0.0017353 | 0.0063408 | 0.011393 | 0.012893 | -0.0030659 | 0.0046548 | 0.039098 | 0.14456 | 0.44361 | 0.42523 | 0.4057 | 0.35786 | 0.098738 | 0.020501 | -0.0048743 | -0.006503 | -0.0078082 | -0.014881 | 70.7279 | 70.0062 | 69.2689 | 68.5346 | 67.9112 | 67.4632 | 67.3518 | 67.7713 | 70.1533 | 74.3584 | 79.9173 | 83.5449 | 86.6744 | 89.118 | 90.9605 | 91.6863 | 92.1313 | 91.3364 | 89.6573 | 86.991 | 83.0662 | 79.1517 | 76.6534 | 75.2584 | 0.20352 | 0.16344 | 0.17524 | 0.15881 | 0.14129 | 0.15203 | 0.12623 | 0.11651 | 0.12342 | 0.1363 | 0.14948 | 0.18179 | 0.15482 | 0.15447 | 0.13208 | 0.12337 | 0.10864 | 0.12331 | 0.13828 | 0.12786 | 0.13815 | 0.16457 | 0.16951 | 0.1851
Portfolio Adjusted1-in-2AllOrange County2020August Monthly Peak | Portfolio Adjusted | 1-in-2 | All | Orange County | 2020 | August Monthly Peak | 8 | 8.1833 | 7.8117 | 7.5444 | 7.6193 | 8.1249 | 9.5388 | 10.9667 | 12.118 | 13.4937 | 14.6467 | 15.5818 | 16.0986 | 16.27 | 16.3715 | 16.247 | 15.6918 | 14.8503 | 13.5565 | 12.3732 | 11.9196 | 11.6168 | 10.7682 | 9.759 | 9.0843 | -0.010289 | -0.0047544 | -0.0097411 | -0.024013 | -0.037018 | -0.042157 | -0.031794 | -0.015984 | 0.02137 | 0.036481 | -0.0068735 | -0.0060674 | 0.03471 | 0.14308 | 0.47117 | 0.44949 | 0.41884 | 0.37024 | 0.11345 | 0.0054938 | -0.015341 | -0.015576 | -0.023741 | -0.019942 | 75.8688 | 74.8049 | 73.9522 | 72.8526 | 72.4686 | 71.6911 | 71.374 | 71.6732 | 74.0521 | 78.9842 | 83.8953 | 88.1802 | 91.2428 | 93.2849 | 94.6604 | 94.7985 | 95.0529 | 93.9996 | 91.9135 | 88.98 | 84.5632 | 81.1315 | 79.2318 | 77.6261 | 0.20942 | 0.16737 | 0.17915 | 0.16288 | 0.14507 | 0.15663 | 0.13164 | 0.12233 | 0.13091 | 0.14561 | 0.16048 | 0.19606 | 0.16765 | 0.16774 | 0.14311 | 0.13251 | 0.11594 | 0.13065 | 0.14506 | 0.1347 | 0.1448 | 0.17017 | 0.17476 | 0.1912
Portfolio Adjusted1-in-2AllOrange County2020September Monthly Peak | Portfolio Adjusted | 1-in-2 | All | Orange County | 2020 | September Monthly Peak | 9 | 7.9464 | 7.6175 | 7.3855 | 7.4511 | 7.9678 | 9.3748 | 10.9248 | 11.9141 | 13.2578 | 14.3016 | 15.1608 | 15.6381 | 15.8182 | 15.9435 | 15.7374 | 15.1249 | 14.2744 | 12.9999 | 11.9948 | 11.8998 | 11.2663 | 10.4593 | 9.4908 | 8.8145 | 0.016811 | 0.015026 | 0.008434 | -0.013923 | -0.025498 | -0.024714 | -0.01015 | 0.000277 | 0.014669 | 0.020042 | -0.0042681 | 0.001883 | 0.039935 | 0.15214 | 0.4702 | 0.44424 | 0.41769 | 0.36613 | 0.10449 | 0.01705 | -0.0078458 | -0.0090692 | -0.012259 | -0.016322 | 70.8292 | 69.7146 | 69.0039 | 68.563 | 68.1876 | 67.599 | 67.7293 | 67.7349 | 69.3267 | 74.3914 | 81.159 | 86.226 | 90.6118 | 93.1097 | 94.2129 | 94.4743 | 94.2174 | 92.9182 | 90.3281 | 86.4715 | 83.0714 | 80.6507 | 78.9633 | 77.4536 | 0.20424 | 0.16403 | 0.17607 | 0.15974 | 0.14249 | 0.15377 | 0.12987 | 0.12083 | 0.13016 | 0.14416 | 0.15869 | 0.19393 | 0.16598 | 0.16611 | 0.1411 | 0.12976 | 0.1131 | 0.12712 | 0.14202 | 0.13417 | 0.14167 | 0.16684 | 0.1712 | 0.18669
Portfolio Adjusted1-in-2AllOrange County2020October Monthly Peak | Portfolio Adjusted | 1-in-2 | All | Orange County | 2020 | October Monthly Peak | 10 | 7.5916 | 7.2873 | 7.0026 | 7.0244 | 7.5208 | 8.8746 | 10.448 | 11.2157 | 12.3567 | 13.3235 | 14.2263 | 14.7457 | 14.9792 | 15.1548 | 14.9613 | 14.3188 | 13.444 | 12.28 | 11.778 | 11.3877 | 10.6764 | 9.9274 | 9.0335 | 8.3621 | 0.036927 | 0.029658 | 0.021806 | -0.005558 | -0.015439 | -0.010316 | 0.0069158 | 0.012668 | 0.0086481 | 0.0063792 | -0.002078 | 0.0080381 | 0.042928 | 0.1557 | 0.45942 | 0.43073 | 0.4068 | 0.35601 | 0.096752 | 0.025445 | -0.0018314 | -0.0037236 | -0.0030164 | -0.012873 | 69.9202 | 68.7674 | 68.0528 | 67.5786 | 66.8478 | 66.0501 | 66.5136 | 67.6381 | 68.2447 | 72.1557 | 77.189 | 82.0734 | 85.5457 | 87.8052 | 89.4583 | 90.0439 | 89.72 | 88.2415 | 85.4849 | 81.6014 | 78.2352 | 75.5059 | 73.5907 | 71.9899 | 0.19618 | 0.15767 | 0.16707 | 0.15026 | 0.13472 | 0.14652 | 0.12407 | 0.11466 | 0.12336 | 0.13734 | 0.15306 | 0.18829 | 0.16206 | 0.16295 | 0.13829 | 0.12653 | 0.10968 | 0.1237 | 0.14052 | 0.13002 | 0.13556 | 0.15914 | 0.164 | 0.17737
Portfolio Adjusted1-in-2AllOrange County2020November Monthly Peak | Portfolio Adjusted | 1-in-2 | All | Orange County | 2020 | November Monthly Peak | 11 | 7.1199 | 6.8424 | 6.6549 | 6.7031 | 7.1915 | 8.5073 | 9.7055 | 10.4808 | 11.4267 | 12.111 | 12.7623 | 13.085 | 13.245 | 13.3116 | 13.0671 | 12.447 | 11.8193 | 11.5091 | 10.6992 | 10.1722 | 9.6481 | 9.0332 | 8.3007 | 7.7509 | 0.076908 | 0.058907 | 0.049217 | 0.010016 | 0.0027238 | 0.017073 | 0.040297 | 0.037311 | -0.0022957 | -0.019262 | 0.0020714 | 0.019588 | 0.047316 | 0.1556 | 0.41998 | 0.38988 | 0.3791 | 0.34213 | 0.076891 | 0.040689 | 0.0094103 | 0.0062167 | 0.014404 | -0.0069302 | 60.0433 | 59.4607 | 59.0161 | 58.55 | 58.0604 | 58.0775 | 57.6923 | 57.7349 | 61.7744 | 66.4432 | 72.2741 | 77.1081 | 80.6646 | 82.1399 | 82.6679 | 82.0752 | 80.0375 | 75.7541 | 71.269 | 68.6901 | 66.6947 | 64.9969 | 63.5945 | 62.4051 | 0.19396 | 0.15613 | 0.16765 | 0.15148 | 0.13608 | 0.14799 | 0.12374 | 0.11438 | 0.12173 | 0.13453 | 0.14843 | 0.18115 | 0.15526 | 0.15529 | 0.13139 | 0.11969 | 0.10448 | 0.12197 | 0.13527 | 0.12403 | 0.13079 | 0.15441 | 0.15961 | 0.17382
Portfolio Adjusted1-in-2AllOrange County2020December Monthly Peak | Portfolio Adjusted | 1-in-2 | All | Orange County | 2020 | December Monthly Peak | 12 | 6.8749 | 6.6299 | 6.4878 | 6.5149 | 7.024 | 8.3705 | 9.8117 | 10.4974 | 11.3995 | 11.7529 | 11.8848 | 11.7086 | 11.4157 | 11.1459 | 10.7431 | 10.0891 | 9.7652 | 9.8752 | 9.5426 | 9.1794 | 8.8038 | 8.4073 | 7.8344 | 7.3699 | 0.072671 | 0.05557 | 0.046651 | 0.0094093 | 0.0025704 | 0.016318 | 0.039162 | 0.035897 | -0.0021761 | -0.017785 | 0.0018742 | 0.017435 | 0.041473 | 0.13466 | 0.35699 | 0.33066 | 0.32611 | 0.30078 | 0.069142 | 0.036794 | 0.0085488 | 0.005701 | 0.013273 | -0.0064169 | 46.6954 | 45.9792 | 45.1426 | 44.1579 | 43.5194 | 42.7466 | 42.5102 | 42.3437 | 42.9275 | 45.6025 | 47.7928 | 49.571 | 51.075 | 52.152 | 52.5875 | 52.4911 | 51.9178 | 51.0124 | 49.7362 | 48.6079 | 47.8163 | 47.0922 | 46.5441 | 45.8642 | 0.1833 | 0.14733 | 0.15892 | 0.14232 | 0.12845 | 0.14154 | 0.12036 | 0.1101 | 0.11546 | 0.12429 | 0.13436 | 0.16126 | 0.13607 | 0.13436 | 0.11289 | 0.10317 | 0.091314 | 0.10812 | 0.12165 | 0.11217 | 0.11883 | 0.14162 | 0.1471 | 0.16097
Portfolio Adjusted1-in-2AllOrange County2020Typical Event Day | Portfolio Adjusted | 1-in-2 | All | Orange County | 2020 | Typical Event Day | 8 | 8.0509 | 7.685 | 7.4237 | 7.5002 | 7.9995 | 9.3916 | 10.7866 | 11.837 | 13.0597 | 14.0489 | 14.8568 | 15.305 | 15.4476 | 15.57 | 15.4778 | 14.9805 | 14.194 | 12.982 | 11.9052 | 11.4955 | 11.2537 | 10.4504 | 9.4877 | 8.8514 | 0.02513 | 0.021034 | 0.01387 | -0.011028 | -0.022208 | -0.019674 | -0.0037188 | 0.0050804 | 0.01239 | 0.014802 | -0.0034006 | 0.0041281 | 0.040122 | 0.14969 | 0.4589 | 0.43671 | 0.41405 | 0.36363 | 0.1007 | 0.019883 | -0.0056117 | -0.0071067 | -0.0088449 | -0.015303 | 71.3895 | 70.4025 | 69.5431 | 68.7739 | 68.2589 | 67.64 | 67.4077 | 67.7315 | 70.0665 | 74.7186 | 79.9857 | 84.1448 | 87.4436 | 89.7548 | 91.2516 | 91.8091 | 92.0843 | 91.1764 | 89.2343 | 86.1575 | 82.2926 | 78.8872 | 76.7629 | 75.241 | 0.20658 | 0.16502 | 0.17655 | 0.16053 | 0.14295 | 0.15431 | 0.12968 | 0.11994 | 0.12765 | 0.14108 | 0.1546 | 0.18824 | 0.16058 | 0.16069 | 0.13705 | 0.12692 | 0.1111 | 0.12541 | 0.14001 | 0.13024 | 0.14049 | 0.16542 | 0.17012 | 0.18652
Portfolio Adjusted1-in-2AllOrange County2021January Monthly Peak | Portfolio Adjusted | 1-in-2 | All | Orange County | 2021 | January Monthly Peak | 1 | 6.7131 | 6.4824 | 6.3306 | 6.39 | 6.9011 | 8.2864 | 9.7754 | 10.3918 | 11.2277 | 11.5389 | 11.6993 | 11.6619 | 11.4938 | 11.2857 | 10.9207 | 10.2132 | 9.7007 | 9.7812 | 9.5072 | 9.1074 | 8.745 | 8.3023 | 7.7124 | 7.2653 | 0.071517 | 0.054843 | 0.045838 | 0.0093031 | 0.0025533 | 0.016419 | 0.039628 | 0.036497 | -0.0022185 | -0.018039 | 0.0019018 | 0.017815 | 0.042579 | 0.13825 | 0.36571 | 0.33583 | 0.32599 | 0.29952 | 0.069241 | 0.036821 | 0.00858 | 0.0057046 | 0.013312 | -0.0064319 | 51.2492 | 50.8035 | 50.3666 | 49.8393 | 49.6514 | 49.3177 | 49.2716 | 49.2542 | 49.8028 | 51.0492 | 52.7096 | 53.8075 | 54.2983 | 55.1739 | 55.6888 | 55.5928 | 55.364 | 54.8763 | 53.8036 | 52.6869 | 51.9089 | 51.6981 | 51.6102 | 50.926 | 0.18039 | 0.1454 | 0.15615 | 0.14071 | 0.12759 | 0.14238 | 0.12177 | 0.1119 | 0.11766 | 0.12601 | 0.13629 | 0.16474 | 0.13968 | 0.13792 | 0.11585 | 0.10489 | 0.091458 | 0.10783 | 0.12182 | 0.11224 | 0.11925 | 0.1417 | 0.14752 | 0.16133
Portfolio Adjusted1-in-2AllOrange County2021February Monthly Peak | Portfolio Adjusted | 1-in-2 | All | Orange County | 2021 | February Monthly Peak | 2 | 6.7529 | 6.4968 | 6.3621 | 6.4294 | 6.9598 | 8.3079 | 9.6667 | 10.2697 | 11.0666 | 11.4789 | 11.7697 | 11.9049 | 11.8851 | 11.8013 | 11.5475 | 10.9222 | 10.3159 | 10.0392 | 9.9104 | 9.4547 | 9.0445 | 8.5038 | 7.8211 | 7.324 | 0.0719 | 0.054986 | 0.04627 | 0.0094087 | 0.0025828 | 0.016505 | 0.039602 | 0.036456 | -0.0022157 | -0.018186 | 0.0019246 | 0.018166 | 0.043633 | 0.14242 | 0.38059 | 0.3514 | 0.33978 | 0.30601 | 0.071185 | 0.037717 | 0.0087721 | 0.0057958 | 0.013417 | -0.0064507 | 51.2799 | 51.0689 | 51.0293 | 50.782 | 50.1965 | 50.2125 | 49.9125 | 50.2186 | 51.4245 | 54.3964 | 57.588 | 60.3779 | 61.818 | 62.4576 | 63.0012 | 62.6904 | 62.0597 | 60.9598 | 59.1215 | 57.5508 | 56.5226 | 55.4294 | 54.3513 | 53.0311 | 0.18135 | 0.14577 | 0.15762 | 0.14231 | 0.12906 | 0.14312 | 0.12166 | 0.11176 | 0.11749 | 0.12702 | 0.13791 | 0.16798 | 0.14314 | 0.1421 | 0.11997 | 0.10891 | 0.094599 | 0.10998 | 0.12524 | 0.11498 | 0.12193 | 0.14397 | 0.14869 | 0.16181
Portfolio Adjusted1-in-2AllOrange County2021March Monthly Peak | Portfolio Adjusted | 1-in-2 | All | Orange County | 2021 | March Monthly Peak | 3 | 6.939 | 6.6752 | 6.4702 | 6.5332 | 7.0162 | 8.3364 | 9.7525 | 10.338 | 11.0421 | 11.4637 | 11.8072 | 11.9686 | 11.978 | 11.9589 | 11.7704 | 11.232 | 10.6124 | 9.9484 | 9.6504 | 9.6962 | 9.3192 | 8.7714 | 8.0564 | 7.5115 | 0.074271 | 0.056781 | 0.047198 | 0.0096172 | 0.002621 | 0.016627 | 0.039899 | 0.036632 | -0.0022189 | -0.018211 | 0.0019301 | 0.018205 | 0.043946 | 0.14411 | 0.38636 | 0.35945 | 0.34809 | 0.30561 | 0.07089 | 0.038626 | 0.0090411 | 0.0059766 | 0.013826 | -0.0066164 | 52.2338 | 51.2775 | 50.73 | 50.5332 | 50.0891 | 49.6941 | 49.3764 | 49.6731 | 51.6713 | 53.9021 | 56.8537 | 59.7412 | 61.7944 | 63.6497 | 64.9333 | 65.5863 | 65.5195 | 64.6862 | 62.0745 | 58.7055 | 56.8868 | 55.4114 | 54.3708 | 52.8551 | 0.18733 | 0.15052 | 0.16078 | 0.14545 | 0.13096 | 0.14417 | 0.12258 | 0.1123 | 0.11766 | 0.12719 | 0.1383 | 0.16834 | 0.14417 | 0.14378 | 0.12167 | 0.11122 | 0.096774 | 0.11009 | 0.1247 | 0.11775 | 0.12566 | 0.14846 | 0.15322 | 0.16596
Portfolio Adjusted1-in-2AllOrange County2021April Monthly Peak | Portfolio Adjusted | 1-in-2 | All | Orange County | 2021 | April Monthly Peak | 4 | 7.0492 | 6.77 | 6.5556 | 6.6276 | 7.0953 | 8.3984 | 9.6533 | 10.3798 | 11.2607 | 11.9635 | 12.5912 | 12.9917 | 13.1877 | 13.2941 | 13.1404 | 12.6369 | 11.9176 | 10.9557 | 10.1445 | 10.1507 | 9.8609 | 9.1967 | 8.3597 | 7.7288 | 0.07527 | 0.057641 | 0.048026 | 0.0098264 | 0.0026715 | 0.016879 | 0.040058 | 0.03709 | -0.0022733 | -0.018985 | 0.0020344 | 0.0193 | 0.046694 | 0.15357 | 0.416 | 0.38901 | 0.37691 | 0.32753 | 0.073694 | 0.040245 | 0.0094635 | 0.0062393 | 0.014335 | -0.006829 | 62.8468 | 61.8557 | 61.0261 | 60.4128 | 59.4194 | 58.7057 | 58.0236 | 58.1045 | 60.5369 | 64.76 | 69.5658 | 74.4471 | 78.8935 | 81.6699 | 83.1482 | 83.8451 | 83.4304 | 82.2155 | 79.9692 | 76.9533 | 72.2414 | 69.4785 | 67.5563 | 65.6823 | 0.18984 | 0.1528 | 0.1636 | 0.14861 | 0.13348 | 0.14632 | 0.12302 | 0.11369 | 0.12053 | 0.1326 | 0.14579 | 0.1785 | 0.15323 | 0.15328 | 0.12974 | 0.11878 | 0.10338 | 0.11695 | 0.12964 | 0.12268 | 0.13154 | 0.15498 | 0.15886 | 0.17129
Portfolio Adjusted1-in-2AllOrange County2021May Monthly Peak | Portfolio Adjusted | 1-in-2 | All | Orange County | 2021 | May Monthly Peak | 5 | 7.1768 | 6.8827 | 6.6535 | 6.7175 | 7.2135 | 8.5248 | 9.6331 | 10.6109 | 11.6461 | 12.421 | 13.1131 | 13.5049 | 13.6743 | 13.794 | 13.6291 | 13.0795 | 12.3455 | 11.2973 | 10.4171 | 10.1883 | 10.1293 | 9.4684 | 8.5987 | 8.0066 | 0.07642 | 0.058407 | 0.048588 | 0.0099521 | 0.0027186 | 0.017214 | 0.040442 | 0.03793 | -0.0023537 | -0.019749 | 0.002122 | 0.020096 | 0.048553 | 0.15986 | 0.43308 | 0.40413 | 0.39106 | 0.33858 | 0.076175 | 0.040953 | 0.0097555 | 0.0064455 | 0.014777 | -0.007093 | 65.4209 | 64.3997 | 63.2802 | 62.3061 | 61.6337 | 60.774 | 60.3878 | 60.7722 | 63.5096 | 67.354 | 71.6349 | 76.0116 | 80.0925 | 82.8757 | 84.677 | 85.676 | 85.9293 | 85.0003 | 82.7653 | 79.805 | 75.4915 | 72.2986 | 70.5779 | 69.1011 | 0.19274 | 0.15483 | 0.16552 | 0.15051 | 0.13583 | 0.14921 | 0.12417 | 0.11627 | 0.1248 | 0.13793 | 0.15206 | 0.18586 | 0.15933 | 0.15956 | 0.13524 | 0.12357 | 0.10732 | 0.12099 | 0.13399 | 0.12482 | 0.13559 | 0.1601 | 0.16375 | 0.17791
Portfolio Adjusted1-in-2AllOrange County2021June Monthly Peak | Portfolio Adjusted | 1-in-2 | All | Orange County | 2021 | June Monthly Peak | 6 | 7.6939 | 7.3774 | 7.0952 | 7.1503 | 7.5971 | 8.7753 | 9.9458 | 11.0651 | 12.1389 | 12.9997 | 13.7371 | 14.1371 | 14.2091 | 14.3149 | 14.1831 | 13.7399 | 13.0193 | 11.9528 | 11.0903 | 10.6503 | 10.5782 | 9.9676 | 9.0606 | 8.4426 | 0.063526 | 0.049277 | 0.039483 | 0.0036098 | -0.0051969 | 0.0055929 | 0.026623 | 0.027563 | 0.0023296 | -0.0086892 | 0.00035243 | 0.014747 | 0.044675 | 0.15214 | 0.43162 | 0.41053 | 0.3967 | 0.34567 | 0.08429 | 0.034533 | 0.0049645 | 0.002207 | 0.0075069 | -0.0099143 | 68.1321 | 67.0842 | 65.9474 | 65.1454 | 64.4681 | 63.8066 | 63.1758 | 63.7468 | 66.734 | 71.1406 | 74.9711 | 78.628 | 81.2455 | 83.5066 | 85.173 | 86.2776 | 86.936 | 86.4519 | 85.0386 | 82.1879 | 78.4697 | 74.6149 | 72.2031 | 70.6259 | 0.20461 | 0.16468 | 0.17462 | 0.15859 | 0.14051 | 0.15027 | 0.12494 | 0.11651 | 0.12404 | 0.13677 | 0.14987 | 0.18213 | 0.15432 | 0.15403 | 0.13098 | 0.12179 | 0.10669 | 0.1205 | 0.13536 | 0.12611 | 0.1375 | 0.16367 | 0.16803 | 0.18366
Portfolio Adjusted1-in-2AllOrange County2021July Monthly Peak | Portfolio Adjusted | 1-in-2 | All | Orange County | 2021 | July Monthly Peak | 7 | 7.9398 | 7.6124 | 7.3662 | 7.423 | 7.9045 | 9.2346 | 10.4834 | 11.6125 | 12.7454 | 13.6979 | 14.5118 | 14.9491 | 15.0834 | 15.183 | 15.0953 | 14.6666 | 13.9291 | 12.7874 | 11.7851 | 11.2465 | 11.0928 | 10.4211 | 9.4705 | 8.8114 | 0.027242 | 0.022658 | 0.015428 | -0.010052 | -0.021 | -0.017907 | -0.0017403 | 0.0063591 | 0.011426 | 0.01293 | -0.0030747 | 0.0046683 | 0.03921 | 0.14498 | 0.44474 | 0.4263 | 0.40671 | 0.35876 | 0.099023 | 0.020561 | -0.0048883 | -0.0065218 | -0.0078308 | -0.014924 | 70.728 | 70.0063 | 69.269 | 68.5346 | 67.9113 | 67.4632 | 67.3518 | 67.7713 | 70.1534 | 74.3585 | 79.9174 | 83.5451 | 86.6746 | 89.1183 | 90.9608 | 91.6866 | 92.1316 | 91.3367 | 89.6576 | 86.9913 | 83.0665 | 79.1519 | 76.6536 | 75.2586 | 0.20411 | 0.16391 | 0.17575 | 0.15927 | 0.1417 | 0.15247 | 0.12659 | 0.11685 | 0.12377 | 0.13669 | 0.14991 | 0.18231 | 0.15527 | 0.15491 | 0.13245 | 0.12372 | 0.10895 | 0.12367 | 0.13868 | 0.12823 | 0.13855 | 0.16505 | 0.17 | 0.18563
Portfolio Adjusted1-in-2AllOrange County2021August Monthly Peak | Portfolio Adjusted | 1-in-2 | All | Orange County | 2021 | August Monthly Peak | 8 | 8.1978 | 7.8256 | 7.5579 | 7.633 | 8.1399 | 9.5571 | 10.9882 | 12.1412 | 13.5184 | 14.6722 | 15.6079 | 16.125 | 16.2963 | 16.3976 | 16.2724 | 15.716 | 14.8729 | 13.5777 | 12.3934 | 11.9395 | 11.6363 | 10.7865 | 9.776 | 9.1005 | -0.010319 | -0.0047682 | -0.0097693 | -0.024082 | -0.037125 | -0.042279 | -0.031885 | -0.01603 | 0.021432 | 0.036587 | -0.0068934 | -0.0060849 | 0.03481 | 0.14349 | 0.47238 | 0.45061 | 0.41987 | 0.37118 | 0.11378 | 0.0055097 | -0.015385 | -0.015621 | -0.02381 | -0.019999 | 75.8689 | 74.8051 | 73.9523 | 72.8528 | 72.4687 | 71.6911 | 71.3741 | 71.6732 | 74.0522 | 78.9843 | 83.8954 | 88.1804 | 91.243 | 93.2852 | 94.6607 | 94.7988 | 95.0532 | 93.9999 | 91.9137 | 88.9803 | 84.5635 | 81.1317 | 79.2319 | 77.6263 | 0.21002 | 0.16785 | 0.17967 | 0.16335 | 0.14549 | 0.15708 | 0.13202 | 0.12268 | 0.13129 | 0.14603 | 0.16094 | 0.19663 | 0.16814 | 0.16823 | 0.14352 | 0.13289 | 0.11627 | 0.13102 | 0.14547 | 0.13509 | 0.14522 | 0.17066 | 0.17526 | 0.19175
Portfolio Adjusted1-in-2AllOrange County2021September Monthly Peak | Portfolio Adjusted | 1-in-2 | All | Orange County | 2021 | September Monthly Peak | 9 | 7.9607 | 7.6313 | 7.3988 | 7.4647 | 7.9826 | 9.3929 | 10.9461 | 11.9372 | 13.2826 | 14.327 | 15.1868 | 15.6644 | 15.8444 | 15.9696 | 15.7628 | 15.1487 | 14.2967 | 13.0207 | 12.0148 | 11.9198 | 11.2854 | 10.4774 | 9.5076 | 8.8304 | 0.01686 | 0.015069 | 0.0084584 | -0.013963 | -0.025571 | -0.024785 | -0.010179 | 0.0002778 | 0.014711 | 0.0201 | -0.0042804 | 0.0018884 | 0.04005 | 0.15258 | 0.47141 | 0.44536 | 0.41873 | 0.36706 | 0.1048 | 0.017099 | -0.0078685 | -0.0090954 | -0.012294 | -0.016369 | 70.8293 | 69.7147 | 69.004 | 68.5631 | 68.1877 | 67.5991 | 67.7294 | 67.735 | 69.3268 | 74.3915 | 81.1593 | 86.2262 | 90.6121 | 93.11 | 94.2132 | 94.4746 | 94.2176 | 92.9184 | 90.3284 | 86.4718 | 83.0717 | 80.651 | 78.9635 | 77.4538 | 0.20483 | 0.1645 | 0.17658 | 0.1602 | 0.1429 | 0.15421 | 0.13024 | 0.12118 | 0.13053 | 0.14458 | 0.15914 | 0.19449 | 0.16645 | 0.16659 | 0.1415 | 0.13013 | 0.11342 | 0.12748 | 0.14243 | 0.13455 | 0.14208 | 0.16733 | 0.1717 | 0.18723
Portfolio Adjusted1-in-2AllOrange County2021October Monthly Peak | Portfolio Adjusted | 1-in-2 | All | Orange County | 2021 | October Monthly Peak | 10 | 7.6052 | 7.3004 | 7.0152 | 7.0371 | 7.5347 | 8.8917 | 10.4681 | 11.2374 | 12.38 | 13.3476 | 14.2513 | 14.7711 | 15.0046 | 15.1802 | 14.9859 | 14.3419 | 13.4654 | 12.3001 | 11.7976 | 11.4069 | 10.6945 | 9.9445 | 9.0494 | 8.3771 | 0.037034 | 0.029743 | 0.021869 | -0.005574 | -0.015483 | -0.010346 | 0.0069357 | 0.012704 | 0.0086731 | 0.0063977 | -0.002084 | 0.0080613 | 0.043052 | 0.15615 | 0.46061 | 0.43183 | 0.40782 | 0.35692 | 0.097032 | 0.025518 | -0.0018367 | -0.0037343 | -0.0030251 | -0.01291 | 69.9203 | 68.7675 | 68.053 | 67.5787 | 66.848 | 66.0502 | 66.5138 | 67.6383 | 68.2448 | 72.1559 | 77.1891 | 82.0735 | 85.5459 | 87.8054 | 89.4585 | 90.0442 | 89.7202 | 88.2417 | 85.4852 | 81.6016 | 78.2354 | 75.5061 | 73.5908 | 71.9901 | 0.19674 | 0.15812 | 0.16755 | 0.15069 | 0.1351 | 0.14694 | 0.12443 | 0.11499 | 0.12371 | 0.13774 | 0.1535 | 0.18884 | 0.16253 | 0.16341 | 0.13869 | 0.12689 | 0.10999 | 0.12406 | 0.14092 | 0.1304 | 0.13595 | 0.1596 | 0.16447 | 0.17788
Portfolio Adjusted1-in-2AllOrange County2021November Monthly Peak | Portfolio Adjusted | 1-in-2 | All | Orange County | 2021 | November Monthly Peak | 11 | 7.1327 | 6.8547 | 6.6668 | 6.7152 | 7.2048 | 8.5237 | 9.7246 | 10.5014 | 11.4485 | 12.1334 | 12.7854 | 13.1082 | 13.2682 | 13.3346 | 13.0894 | 12.4678 | 11.8388 | 11.5279 | 10.7171 | 10.1896 | 9.6647 | 9.049 | 8.3153 | 7.7649 | 0.077131 | 0.059078 | 0.049359 | 0.010045 | 0.0027317 | 0.017122 | 0.040414 | 0.037419 | -0.0023024 | -0.019318 | 0.0020773 | 0.019645 | 0.047453 | 0.15605 | 0.42108 | 0.39088 | 0.38006 | 0.34301 | 0.077113 | 0.040807 | 0.0094375 | 0.0062347 | 0.014445 | -0.0069503 | 60.0434 | 59.4608 | 59.0162 | 58.5501 | 58.0605 | 58.0776 | 57.6924 | 57.735 | 61.7744 | 66.4433 | 72.2743 | 77.1083 | 80.6649 | 82.1402 | 82.6681 | 82.0755 | 80.0378 | 75.7543 | 71.2692 | 68.6903 | 66.6949 | 64.9971 | 63.5947 | 62.4053 | 0.19452 | 0.15658 | 0.16814 | 0.15191 | 0.13648 | 0.14842 | 0.1241 | 0.11471 | 0.12208 | 0.13492 | 0.14886 | 0.18167 | 0.15571 | 0.15573 | 0.13177 | 0.12003 | 0.10478 | 0.12232 | 0.13566 | 0.12439 | 0.13116 | 0.15486 | 0.16007 | 0.17432
Portfolio Adjusted1-in-2AllOrange County2021December Monthly Peak | Portfolio Adjusted | 1-in-2 | All | Orange County | 2021 | December Monthly Peak | 12 | 6.887 | 6.6415 | 6.4991 | 6.5262 | 7.0365 | 8.3862 | 9.8302 | 10.5171 | 11.4201 | 11.7735 | 11.9056 | 11.7293 | 11.436 | 11.1659 | 10.7623 | 10.1072 | 9.7822 | 9.892 | 9.5587 | 9.1951 | 8.8189 | 8.4217 | 7.8479 | 7.3827 | 0.072881 | 0.055731 | 0.046785 | 0.0094365 | 0.0025779 | 0.016365 | 0.039275 | 0.036001 | -0.0021824 | -0.017837 | 0.0018796 | 0.017486 | 0.041592 | 0.13505 | 0.35793 | 0.33153 | 0.32695 | 0.30156 | 0.069342 | 0.0369 | 0.0085735 | 0.0057174 | 0.013311 | -0.0064355 | 46.6955 | 45.9793 | 45.1428 | 44.1581 | 43.5196 | 42.7468 | 42.5103 | 42.3438 | 42.9277 | 45.6027 | 47.7929 | 49.5711 | 51.0751 | 52.1521 | 52.5876 | 52.4912 | 51.918 | 51.0125 | 49.7364 | 48.608 | 47.8165 | 47.0924 | 46.5442 | 45.8643 | 0.18383 | 0.14776 | 0.15938 | 0.14273 | 0.12882 | 0.14195 | 0.12071 | 0.11041 | 0.11579 | 0.12464 | 0.13474 | 0.16172 | 0.13646 | 0.13474 | 0.11322 | 0.10346 | 0.091577 | 0.10843 | 0.122 | 0.11249 | 0.11917 | 0.14203 | 0.14753 | 0.16143
Portfolio Adjusted1-in-2AllOrange County2021Typical Event Day | Portfolio Adjusted | 1-in-2 | All | Orange County | 2021 | Typical Event Day | 8 | 8.0653 | 7.6988 | 7.4371 | 7.5138 | 8.0143 | 9.4097 | 10.8078 | 11.8598 | 13.0839 | 14.0737 | 14.8821 | 15.3305 | 15.4729 | 15.5951 | 15.5023 | 15.0038 | 14.2158 | 13.0025 | 11.9249 | 11.5148 | 11.2726 | 10.4684 | 9.5043 | 8.8673 | 0.025203 | 0.021094 | 0.01391 | -0.01106 | -0.022272 | -0.019731 | -0.0037295 | 0.0050951 | 0.012426 | 0.014844 | -0.0034105 | 0.00414 | 0.040237 | 0.15013 | 0.46008 | 0.43781 | 0.41507 | 0.36455 | 0.10099 | 0.01994 | -0.005628 | -0.0071273 | -0.0088704 | -0.015348 | 71.3896 | 70.4026 | 69.5432 | 68.774 | 68.2589 | 67.64 | 67.4078 | 67.7316 | 70.0666 | 74.7187 | 79.9858 | 84.145 | 87.4438 | 89.755 | 91.2519 | 91.8094 | 92.0846 | 91.1767 | 89.2346 | 86.1578 | 82.2928 | 78.8874 | 76.763 | 75.2411 | 0.20718 | 0.1655 | 0.17706 | 0.161 | 0.14336 | 0.15476 | 0.13005 | 0.12028 | 0.12801 | 0.14149 | 0.15505 | 0.18878 | 0.16104 | 0.16115 | 0.13744 | 0.12729 | 0.11142 | 0.12577 | 0.14041 | 0.13061 | 0.14089 | 0.16589 | 0.17061 | 0.18706
Portfolio Adjusted1-in-2AllOrange County2022January Monthly Peak | Portfolio Adjusted | 1-in-2 | All | Orange County | 2022 | January Monthly Peak | 1 | 6.7249 | 6.4938 | 6.3417 | 6.4012 | 6.9135 | 8.3022 | 9.7941 | 10.4119 | 11.2487 | 11.5598 | 11.7204 | 11.6831 | 11.5147 | 11.3062 | 10.9404 | 10.2315 | 9.7178 | 9.7979 | 9.5233 | 9.1231 | 8.7602 | 8.3168 | 7.726 | 7.2782 | 0.071724 | 0.055001 | 0.04597 | 0.00933 | 0.0025607 | 0.016466 | 0.039743 | 0.036602 | -0.0022249 | -0.018091 | 0.0019073 | 0.017867 | 0.042702 | 0.13865 | 0.36668 | 0.3367 | 0.32683 | 0.3003 | 0.069441 | 0.036927 | 0.0086048 | 0.005721 | 0.01335 | -0.0064505 | 51.2494 | 50.8037 | 50.3667 | 49.8394 | 49.6515 | 49.3179 | 49.2717 | 49.2543 | 49.8029 | 51.0493 | 52.7098 | 53.8077 | 54.2984 | 55.174 | 55.6889 | 55.5929 | 55.3641 | 54.8764 | 53.8037 | 52.687 | 51.909 | 51.6982 | 51.6104 | 50.9261 | 0.18091 | 0.14582 | 0.1566 | 0.14112 | 0.12796 | 0.14279 | 0.12212 | 0.11222 | 0.118 | 0.12637 | 0.13668 | 0.16521 | 0.14008 | 0.13832 | 0.11618 | 0.1052 | 0.091721 | 0.10815 | 0.12217 | 0.11257 | 0.1196 | 0.14211 | 0.14795 | 0.1618
Portfolio Adjusted1-in-2AllOrange County2022February Monthly Peak | Portfolio Adjusted | 1-in-2 | All | Orange County | 2022 | February Monthly Peak | 2 | 6.7648 | 6.5083 | 6.3733 | 6.4408 | 6.9724 | 8.3237 | 9.6855 | 10.2898 | 11.0876 | 11.5 | 11.7911 | 11.9264 | 11.9065 | 11.8224 | 11.5679 | 10.9412 | 10.3336 | 10.0562 | 9.9269 | 9.4708 | 9.06 | 8.5185 | 7.8348 | 7.3369 | 0.072107 | 0.055144 | 0.046404 | 0.0094358 | 0.0025903 | 0.016553 | 0.039716 | 0.036562 | -0.0022221 | -0.018238 | 0.0019301 | 0.018219 | 0.043759 | 0.14283 | 0.3816 | 0.35231 | 0.34065 | 0.30681 | 0.071391 | 0.037825 | 0.0087975 | 0.0058125 | 0.013455 | -0.0064694 | 51.2801 | 51.0691 | 51.0294 | 50.7821 | 50.1967 | 50.2127 | 49.9127 | 50.2188 | 51.4246 | 54.3966 | 57.5881 | 60.378 | 61.8182 | 62.4577 | 63.0013 | 62.6905 | 62.0599 | 60.9599 | 59.1217 | 57.551 | 56.5227 | 55.4295 | 54.3514 | 53.0313 | 0.18187 | 0.14619 | 0.15808 | 0.14272 | 0.12944 | 0.14353 | 0.12201 | 0.11208 | 0.11783 | 0.12738 | 0.13831 | 0.16847 | 0.14355 | 0.14251 | 0.12031 | 0.10922 | 0.094871 | 0.1103 | 0.1256 | 0.11531 | 0.12228 | 0.14438 | 0.14912 | 0.16227
Portfolio Adjusted1-in-2AllOrange County2022March Monthly Peak | Portfolio Adjusted | 1-in-2 | All | Orange County | 2022 | March Monthly Peak | 3 | 6.9513 | 6.687 | 6.4817 | 6.5448 | 7.029 | 8.3523 | 9.7713 | 10.3582 | 11.0632 | 11.4849 | 11.8286 | 11.9902 | 11.9996 | 11.9803 | 11.7911 | 11.2514 | 10.6305 | 9.9654 | 9.6669 | 9.7127 | 9.3352 | 8.7866 | 8.0705 | 7.5248 | 0.074486 | 0.056945 | 0.047334 | 0.009645 | 0.0026285 | 0.016675 | 0.040014 | 0.036738 | -0.0022253 | -0.018264 | 0.0019356 | 0.018258 | 0.044073 | 0.14453 | 0.38738 | 0.36038 | 0.34899 | 0.3064 | 0.071095 | 0.038737 | 0.0090672 | 0.0059939 | 0.013866 | -0.0066355 | 52.2339 | 51.2776 | 50.7301 | 50.5333 | 50.0891 | 49.6941 | 49.3764 | 49.6731 | 51.6714 | 53.9022 | 56.8538 | 59.7413 | 61.7945 | 63.6499 | 64.9335 | 65.5865 | 65.5197 | 64.6864 | 62.0748 | 58.7057 | 56.8869 | 55.4116 | 54.3709 | 52.8552 | 0.18787 | 0.15096 | 0.16125 | 0.14587 | 0.13134 | 0.14458 | 0.12294 | 0.11263 | 0.11799 | 0.12756 | 0.1387 | 0.16883 | 0.14459 | 0.1442 | 0.12202 | 0.11154 | 0.097052 | 0.11041 | 0.12506 | 0.11809 | 0.12603 | 0.14889 | 0.15366 | 0.16644
Portfolio Adjusted1-in-2AllOrange County2022April Monthly Peak | Portfolio Adjusted | 1-in-2 | All | Orange County | 2022 | April Monthly Peak | 4 | 7.0617 | 6.782 | 6.5673 | 6.6395 | 7.1083 | 8.4146 | 9.6723 | 10.4003 | 11.2823 | 11.9856 | 12.6138 | 13.0146 | 13.2106 | 13.3168 | 13.1624 | 12.6574 | 11.9368 | 10.9737 | 10.1617 | 10.1679 | 9.8776 | 9.2126 | 8.3743 | 7.7425 | 0.075487 | 0.057807 | 0.048165 | 0.0098548 | 0.0026792 | 0.016928 | 0.040174 | 0.037197 | -0.0022799 | -0.01904 | 0.0020402 | 0.019356 | 0.046829 | 0.15402 | 0.41708 | 0.39 | 0.37786 | 0.32837 | 0.073907 | 0.040361 | 0.0094908 | 0.0062573 | 0.014377 | -0.0068487 | 62.8469 | 61.8558 | 61.0261 | 60.4128 | 59.4194 | 58.7058 | 58.0236 | 58.1045 | 60.5369 | 64.7601 | 69.5659 | 74.4473 | 78.8936 | 81.6702 | 83.1484 | 83.8454 | 83.4307 | 82.2158 | 79.9696 | 76.9536 | 72.2416 | 69.4787 | 67.5564 | 65.6825 | 0.19039 | 0.15324 | 0.16407 | 0.14904 | 0.13386 | 0.14674 | 0.12337 | 0.11402 | 0.12088 | 0.13298 | 0.14621 | 0.17901 | 0.15367 | 0.15372 | 0.13011 | 0.11912 | 0.10368 | 0.11729 | 0.13001 | 0.12303 | 0.13192 | 0.15543 | 0.15932 | 0.17178
Portfolio Adjusted1-in-2AllOrange County2022May Monthly Peak | Portfolio Adjusted | 1-in-2 | All | Orange County | 2022 | May Monthly Peak | 5 | 7.1895 | 6.8949 | 6.6653 | 6.7295 | 7.2267 | 8.5413 | 9.6523 | 10.6318 | 11.6684 | 12.4439 | 13.1367 | 13.5287 | 13.6981 | 13.8177 | 13.652 | 13.101 | 12.3654 | 11.316 | 10.4348 | 10.2058 | 10.1466 | 9.4848 | 8.6138 | 8.0208 | 0.076641 | 0.058576 | 0.048729 | 0.0099809 | 0.0027264 | 0.017264 | 0.040559 | 0.038039 | -0.0023605 | -0.019806 | 0.0021281 | 0.020154 | 0.048693 | 0.16032 | 0.43421 | 0.40516 | 0.39204 | 0.33945 | 0.076395 | 0.041072 | 0.0097837 | 0.0064641 | 0.014819 | -0.0071135 | 65.421 | 64.3998 | 63.2803 | 62.3062 | 61.6337 | 60.774 | 60.3878 | 60.7722 | 63.5097 | 67.3541 | 71.635 | 76.0117 | 80.0926 | 82.8759 | 84.6772 | 85.6763 | 85.9296 | 85.0006 | 82.7655 | 79.8052 | 75.4917 | 72.2988 | 70.578 | 69.1012 | 0.1933 | 0.15527 | 0.16599 | 0.15095 | 0.13622 | 0.14963 | 0.12452 | 0.1166 | 0.12515 | 0.13833 | 0.1525 | 0.18639 | 0.15979 | 0.16002 | 0.13563 | 0.12392 | 0.10763 | 0.12134 | 0.13438 | 0.12518 | 0.13599 | 0.16057 | 0.16422 | 0.17842
Portfolio Adjusted1-in-2AllOrange County2022June Monthly Peak | Portfolio Adjusted | 1-in-2 | All | Orange County | 2022 | June Monthly Peak | 6 | 7.7078 | 7.3908 | 7.108 | 7.1634 | 7.6112 | 8.7925 | 9.9656 | 11.0866 | 12.1617 | 13.023 | 13.7609 | 14.161 | 14.2327 | 14.3383 | 14.2058 | 13.7616 | 13.0396 | 11.9719 | 11.1087 | 10.6685 | 10.5962 | 9.9848 | 9.0765 | 8.4578 | 0.06371 | 0.04942 | 0.039597 | 0.0036203 | -0.0052119 | 0.0056091 | 0.0267 | 0.027643 | 0.0023364 | -0.0087143 | 0.00035345 | 0.01479 | 0.044804 | 0.15258 | 0.43274 | 0.41157 | 0.3977 | 0.34656 | 0.084533 | 0.034633 | 0.0049789 | 0.0022134 | 0.0075286 | -0.009943 | 68.1323 | 67.0843 | 65.9474 | 65.1454 | 64.4682 | 63.8067 | 63.1758 | 63.7468 | 66.734 | 71.1407 | 74.9712 | 78.6282 | 81.2457 | 83.5069 | 85.1733 | 86.2778 | 86.9363 | 86.4522 | 85.0389 | 82.1882 | 78.4699 | 74.6151 | 72.2033 | 70.626 | 0.2052 | 0.16515 | 0.17512 | 0.15905 | 0.14091 | 0.15071 | 0.1253 | 0.11685 | 0.12439 | 0.13716 | 0.1503 | 0.18265 | 0.15477 | 0.15448 | 0.13136 | 0.12214 | 0.107 | 0.12085 | 0.13575 | 0.12647 | 0.13789 | 0.16414 | 0.16852 | 0.18419
Portfolio Adjusted1-in-2AllOrange County2022July Monthly Peak | Portfolio Adjusted | 1-in-2 | All | Orange County | 2022 | July Monthly Peak | 7 | 7.954 | 7.6262 | 7.3794 | 7.4365 | 7.9192 | 9.2525 | 10.5041 | 11.6348 | 12.7688 | 13.7219 | 14.5364 | 14.9737 | 15.1078 | 15.2072 | 15.119 | 14.6893 | 13.9505 | 12.8075 | 11.8045 | 11.2655 | 11.1114 | 10.439 | 9.4871 | 8.8272 | 0.027321 | 0.022724 | 0.015472 | -0.010081 | -0.021061 | -0.017959 | -0.0017454 | 0.0063775 | 0.011459 | 0.012967 | -0.0030836 | 0.0046818 | 0.039324 | 0.1454 | 0.44588 | 0.42737 | 0.40772 | 0.35967 | 0.099309 | 0.02062 | -0.0049025 | -0.0065407 | -0.0078534 | -0.014967 | 70.7282 | 70.0064 | 69.2691 | 68.5347 | 67.9113 | 67.4633 | 67.3519 | 67.7714 | 70.1534 | 74.3586 | 79.9176 | 83.5453 | 86.6749 | 89.1185 | 90.9611 | 91.6869 | 92.1319 | 91.337 | 89.6578 | 86.9915 | 83.0667 | 79.1521 | 76.6538 | 75.2588 | 0.2047 | 0.16438 | 0.17625 | 0.15973 | 0.14211 | 0.1529 | 0.12695 | 0.11718 | 0.12413 | 0.13708 | 0.15034 | 0.18284 | 0.15571 | 0.15535 | 0.13283 | 0.12408 | 0.10926 | 0.12402 | 0.13908 | 0.1286 | 0.13895 | 0.16552 | 0.17049 | 0.18617
Portfolio Adjusted1-in-2AllOrange County2022August Monthly Peak | Portfolio Adjusted | 1-in-2 | All | Orange County | 2022 | August Monthly Peak | 8 | 8.2125 | 7.8396 | 7.5715 | 7.6468 | 8.1549 | 9.5755 | 11.0097 | 12.1644 | 13.5432 | 14.6977 | 15.6341 | 16.1515 | 16.3226 | 16.4238 | 16.298 | 15.7402 | 14.8957 | 13.5989 | 12.4137 | 11.9594 | 11.6557 | 10.805 | 9.793 | 9.1167 | -0.010349 | -0.004782 | -0.0097975 | -0.024152 | -0.037232 | -0.042401 | -0.031978 | -0.016076 | 0.021494 | 0.036692 | -0.0069133 | -0.0061025 | 0.034911 | 0.14391 | 0.47359 | 0.45174 | 0.4209 | 0.37211 | 0.11411 | 0.0055256 | -0.01543 | -0.015667 | -0.023879 | -0.020057 | 75.8691 | 74.8052 | 73.9524 | 72.8529 | 72.4688 | 71.6912 | 71.3742 | 71.6733 | 74.0523 | 78.9844 | 83.8956 | 88.1806 | 91.2432 | 93.2854 | 94.6609 | 94.799 | 95.0534 | 94.0001 | 91.914 | 88.9805 | 84.5637 | 81.1319 | 79.2321 | 77.6265 | 0.21063 | 0.16834 | 0.18019 | 0.16382 | 0.1459 | 0.15753 | 0.1324 | 0.12303 | 0.13166 | 0.14645 | 0.1614 | 0.19719 | 0.16862 | 0.16871 | 0.14394 | 0.13328 | 0.1166 | 0.1314 | 0.14589 | 0.13548 | 0.14564 | 0.17115 | 0.17577 | 0.1923
Portfolio Adjusted1-in-2AllOrange County2022September Monthly Peak | Portfolio Adjusted | 1-in-2 | All | Orange County | 2022 | September Monthly Peak | 9 | 7.975 | 7.6451 | 7.4122 | 7.4783 | 7.9974 | 9.4111 | 10.9674 | 11.9603 | 13.3073 | 14.3525 | 15.213 | 15.6908 | 15.8707 | 15.9957 | 15.7881 | 15.1726 | 14.319 | 13.0415 | 12.0348 | 11.9397 | 11.3046 | 10.4956 | 9.5244 | 8.8463 | 0.016908 | 0.015113 | 0.0084828 | -0.014004 | -0.025645 | -0.024857 | -0.010209 | 0.0002786 | 0.014754 | 0.020158 | -0.0042928 | 0.0018939 | 0.040166 | 0.15302 | 0.47262 | 0.44649 | 0.41977 | 0.368 | 0.1051 | 0.017149 | -0.0078912 | -0.0091217 | -0.01233 | -0.016417 | 70.8294 | 69.7148 | 69.0041 | 68.5632 | 68.1878 | 67.5991 | 67.7295 | 67.735 | 69.3268 | 74.3916 | 81.1595 | 86.2265 | 90.6124 | 93.1103 | 94.2134 | 94.4749 | 94.2179 | 92.9187 | 90.3287 | 86.4721 | 83.0719 | 80.6512 | 78.9638 | 77.454 | 0.20542 | 0.16498 | 0.17709 | 0.16066 | 0.14331 | 0.15465 | 0.13062 | 0.12153 | 0.13091 | 0.14499 | 0.1596 | 0.19505 | 0.16693 | 0.16707 | 0.14191 | 0.1305 | 0.11375 | 0.12785 | 0.14284 | 0.13494 | 0.14249 | 0.16781 | 0.17219 | 0.18777
Portfolio Adjusted1-in-2AllOrange County2022October Monthly Peak | Portfolio Adjusted | 1-in-2 | All | Orange County | 2022 | October Monthly Peak | 10 | 7.6189 | 7.3136 | 7.0278 | 7.0498 | 7.5486 | 8.9088 | 10.4883 | 11.2592 | 12.4033 | 13.3718 | 14.2763 | 14.7966 | 15.0302 | 15.2057 | 15.0106 | 14.365 | 13.487 | 12.3203 | 11.8172 | 11.4261 | 10.7127 | 9.9617 | 9.0653 | 8.3921 | 0.037141 | 0.029829 | 0.021932 | -0.0055901 | -0.015528 | -0.010376 | 0.0069558 | 0.012741 | 0.0086981 | 0.0064161 | -0.0020901 | 0.0080846 | 0.043177 | 0.15661 | 0.4618 | 0.43292 | 0.40885 | 0.35784 | 0.097312 | 0.025592 | -0.001842 | -0.0037451 | -0.0030338 | -0.012947 | 69.9205 | 68.7676 | 68.0531 | 67.5788 | 66.8481 | 66.0504 | 66.5139 | 67.6385 | 68.245 | 72.1561 | 77.1893 | 82.0737 | 85.546 | 87.8056 | 89.4587 | 90.0444 | 89.7205 | 88.242 | 85.4854 | 81.6018 | 78.2356 | 75.5063 | 73.591 | 71.9902 | 0.19731 | 0.15858 | 0.16803 | 0.15112 | 0.13549 | 0.14736 | 0.12479 | 0.11532 | 0.12407 | 0.13813 | 0.15394 | 0.18938 | 0.163 | 0.16388 | 0.13909 | 0.12725 | 0.11031 | 0.12442 | 0.14133 | 0.13077 | 0.13634 | 0.16006 | 0.16494 | 0.17839
Portfolio Adjusted1-in-2AllOrange County2022November Monthly Peak | Portfolio Adjusted | 1-in-2 | All | Orange County | 2022 | November Monthly Peak | 11 | 7.1455 | 6.867 | 6.6788 | 6.7273 | 7.2181 | 8.5401 | 9.7437 | 10.5221 | 11.4703 | 12.1558 | 12.8084 | 13.1315 | 13.2914 | 13.3577 | 13.1117 | 12.4887 | 11.8583 | 11.5467 | 10.735 | 10.207 | 9.6814 | 9.0649 | 8.3301 | 7.7788 | 0.077353 | 0.059248 | 0.049502 | 0.010074 | 0.0027396 | 0.017172 | 0.04053 | 0.037527 | -0.002309 | -0.019374 | 0.0020833 | 0.019702 | 0.04759 | 0.1565 | 0.42218 | 0.39188 | 0.38103 | 0.34389 | 0.077335 | 0.040925 | 0.0094648 | 0.0062527 | 0.014487 | -0.0069703 | 60.0434 | 59.4608 | 59.0162 | 58.5501 | 58.0606 | 58.0777 | 57.6925 | 57.7351 | 61.7745 | 66.4434 | 72.2745 | 77.1085 | 80.6651 | 82.1404 | 82.6684 | 82.0758 | 80.0381 | 75.7546 | 71.2695 | 68.6906 | 66.6951 | 64.9973 | 63.5949 | 62.4054 | 0.19508 | 0.15704 | 0.16862 | 0.15235 | 0.13687 | 0.14884 | 0.12446 | 0.11504 | 0.12243 | 0.1353 | 0.14929 | 0.1822 | 0.15616 | 0.15618 | 0.13215 | 0.12038 | 0.10508 | 0.12267 | 0.13605 | 0.12475 | 0.13154 | 0.15531 | 0.16053 | 0.17482
Portfolio Adjusted1-in-2AllOrange County2022December Monthly Peak | Portfolio Adjusted | 1-in-2 | All | Orange County | 2022 | December Monthly Peak | 12 | 6.8991 | 6.6532 | 6.5104 | 6.5376 | 7.049 | 8.4018 | 9.8488 | 10.5369 | 11.4407 | 11.7942 | 11.9264 | 11.75 | 11.4564 | 11.186 | 10.7816 | 10.1252 | 9.7994 | 9.9087 | 9.5748 | 9.2108 | 8.834 | 8.4363 | 7.8614 | 7.3956 | 0.073091 | 0.055892 | 0.04692 | 0.0094638 | 0.0025853 | 0.016413 | 0.039388 | 0.036105 | -0.0021887 | -0.017888 | 0.001885 | 0.017536 | 0.041713 | 0.13544 | 0.35888 | 0.33239 | 0.32779 | 0.30235 | 0.069542 | 0.037007 | 0.0085982 | 0.005734 | 0.013349 | -0.006454 | 46.6957 | 45.9794 | 45.1429 | 44.1582 | 43.5197 | 42.747 | 42.5105 | 42.344 | 42.9278 | 45.6028 | 47.7931 | 49.5713 | 51.0753 | 52.1523 | 52.5878 | 52.4914 | 51.9181 | 51.0127 | 49.7365 | 48.6081 | 47.8166 | 47.0925 | 46.5443 | 45.8644 | 0.18436 | 0.14818 | 0.15984 | 0.14314 | 0.12919 | 0.14236 | 0.12106 | 0.11073 | 0.11612 | 0.125 | 0.13513 | 0.16219 | 0.13686 | 0.13513 | 0.11354 | 0.10376 | 0.09184 | 0.10874 | 0.12235 | 0.11282 | 0.11951 | 0.14244 | 0.14795 | 0.1619
Portfolio Adjusted1-in-2AllOrange County2022Typical Event Day | Portfolio Adjusted | 1-in-2 | All | Orange County | 2022 | Typical Event Day | 8 | 8.0798 | 7.7126 | 7.4505 | 7.5274 | 8.0292 | 9.4279 | 10.8291 | 11.8828 | 13.1082 | 14.0986 | 14.9075 | 15.3561 | 15.4983 | 15.6204 | 15.5268 | 15.0271 | 14.2377 | 13.023 | 11.9446 | 11.5342 | 11.2916 | 10.4864 | 9.521 | 8.8832 | 0.025276 | 0.021155 | 0.01395 | -0.011092 | -0.022336 | -0.019788 | -0.0037403 | 0.0051098 | 0.012462 | 0.014887 | -0.0034203 | 0.004152 | 0.040354 | 0.15056 | 0.46126 | 0.43891 | 0.4161 | 0.36547 | 0.10128 | 0.019998 | -0.0056442 | -0.0071479 | -0.0088961 | -0.015392 | 71.3897 | 70.4027 | 69.5433 | 68.774 | 68.259 | 67.6401 | 67.4078 | 67.7316 | 70.0666 | 74.7188 | 79.986 | 84.1451 | 87.444 | 89.7553 | 91.2522 | 91.8097 | 92.0849 | 91.177 | 89.2349 | 86.1581 | 82.2931 | 78.8876 | 76.7632 | 75.2413 | 0.20778 | 0.16597 | 0.17757 | 0.16146 | 0.14377 | 0.1552 | 0.13042 | 0.12063 | 0.12838 | 0.14189 | 0.15549 | 0.18932 | 0.16151 | 0.16161 | 0.13783 | 0.12765 | 0.11174 | 0.12614 | 0.14081 | 0.13099 | 0.1413 | 0.16637 | 0.1711 | 0.1876
Portfolio Adjusted1-in-2AllOrange County2023January Monthly Peak | Portfolio Adjusted | 1-in-2 | All | Orange County | 2023 | January Monthly Peak | 1 | 6.7369 | 6.5053 | 6.3528 | 6.4124 | 6.926 | 8.318 | 9.8129 | 10.4321 | 11.2698 | 11.5808 | 11.7416 | 11.7043 | 11.5356 | 11.3268 | 10.9602 | 10.2499 | 9.7349 | 9.8146 | 9.5395 | 9.1389 | 8.7754 | 8.3314 | 7.7396 | 7.2911 | 0.071931 | 0.05516 | 0.046103 | 0.0093569 | 0.0025681 | 0.016514 | 0.039857 | 0.036708 | -0.0022313 | -0.018143 | 0.0019128 | 0.017918 | 0.042826 | 0.13905 | 0.36765 | 0.33758 | 0.32768 | 0.30108 | 0.069642 | 0.037034 | 0.0086296 | 0.0057376 | 0.013389 | -0.0064691 | 51.2495 | 50.8038 | 50.3668 | 49.8395 | 49.6516 | 49.318 | 49.2719 | 49.2545 | 49.8031 | 51.0494 | 52.7099 | 53.8078 | 54.2985 | 55.1741 | 55.689 | 55.5931 | 55.3642 | 54.8765 | 53.8038 | 52.6871 | 51.9091 | 51.6983 | 51.6105 | 50.9262 | 0.18143 | 0.14624 | 0.15706 | 0.14153 | 0.12833 | 0.1432 | 0.12248 | 0.11255 | 0.11834 | 0.12673 | 0.13707 | 0.16569 | 0.14048 | 0.13872 | 0.11652 | 0.1055 | 0.091985 | 0.10846 | 0.12252 | 0.11289 | 0.11994 | 0.14252 | 0.14838 | 0.16227
Portfolio Adjusted1-in-2AllOrange County2023February Monthly Peak | Portfolio Adjusted | 1-in-2 | All | Orange County | 2023 | February Monthly Peak | 2 | 6.7768 | 6.5198 | 6.3846 | 6.4522 | 6.985 | 8.3396 | 9.7043 | 10.31 | 11.1087 | 11.5212 | 11.8126 | 11.948 | 11.928 | 11.8436 | 11.5883 | 10.9602 | 10.3513 | 10.0733 | 9.9436 | 9.4869 | 9.0756 | 8.5333 | 7.8485 | 7.3499 | 0.072316 | 0.055304 | 0.046538 | 0.0094631 | 0.0025978 | 0.0166 | 0.039831 | 0.036667 | -0.0022285 | -0.018291 | 0.0019357 | 0.018271 | 0.043885 | 0.14325 | 0.3826 | 0.35322 | 0.34153 | 0.3076 | 0.071597 | 0.037935 | 0.0088229 | 0.0058293 | 0.013494 | -0.0064881 | 51.2802 | 51.0692 | 51.0296 | 50.7823 | 50.1968 | 50.2128 | 49.9128 | 50.219 | 51.4248 | 54.3967 | 57.5883 | 60.3781 | 61.8183 | 62.4579 | 63.0015 | 62.6907 | 62.06 | 60.9601 | 59.1218 | 57.5511 | 56.5229 | 55.4296 | 54.3516 | 53.0314 | 0.1824 | 0.14662 | 0.15853 | 0.14313 | 0.12981 | 0.14394 | 0.12236 | 0.11241 | 0.11817 | 0.12775 | 0.1387 | 0.16895 | 0.14397 | 0.14292 | 0.12066 | 0.10953 | 0.095144 | 0.11061 | 0.12597 | 0.11564 | 0.12263 | 0.1448 | 0.14955 | 0.16274
Portfolio Adjusted1-in-2AllOrange County2023March Monthly Peak | Portfolio Adjusted | 1-in-2 | All | Orange County | 2023 | March Monthly Peak | 3 | 6.9637 | 6.6989 | 6.4932 | 6.5564 | 7.0418 | 8.3683 | 9.7903 | 10.3785 | 11.0843 | 11.5062 | 11.8501 | 12.0119 | 12.0212 | 12.0017 | 11.8118 | 11.2708 | 10.6486 | 9.9825 | 9.6834 | 9.7292 | 9.3512 | 8.8018 | 8.0846 | 7.5381 | 0.074701 | 0.057109 | 0.047471 | 0.0096728 | 0.0026361 | 0.016724 | 0.04013 | 0.036844 | -0.0022317 | -0.018317 | 0.0019412 | 0.01831 | 0.044201 | 0.14494 | 0.3884 | 0.36131 | 0.34988 | 0.3072 | 0.0713 | 0.038849 | 0.0090934 | 0.0060112 | 0.013906 | -0.0066547 | 52.234 | 51.2777 | 50.7302 | 50.5333 | 50.0892 | 49.6942 | 49.3765 | 49.6732 | 51.6715 | 53.9023 | 56.854 | 59.7415 | 61.7947 | 63.6501 | 64.9337 | 65.5867 | 65.5199 | 64.6866 | 62.075 | 58.7059 | 56.8871 | 55.4117 | 54.3711 | 52.8554 | 0.18841 | 0.15139 | 0.16171 | 0.14629 | 0.13172 | 0.145 | 0.12329 | 0.11295 | 0.11833 | 0.12792 | 0.1391 | 0.16932 | 0.145 | 0.14461 | 0.12237 | 0.11186 | 0.097331 | 0.11072 | 0.12542 | 0.11843 | 0.12639 | 0.14932 | 0.15411 | 0.16692
Portfolio Adjusted1-in-2AllOrange County2023April Monthly Peak | Portfolio Adjusted | 1-in-2 | All | Orange County | 2023 | April Monthly Peak | 4 | 7.0743 | 6.7941 | 6.579 | 6.6513 | 7.1214 | 8.4308 | 9.6913 | 10.4208 | 11.3039 | 12.0077 | 12.6365 | 13.0375 | 13.2335 | 13.3396 | 13.1844 | 12.6781 | 11.9561 | 10.9918 | 10.1789 | 10.1851 | 9.8944 | 9.2285 | 8.389 | 7.7562 | 0.075705 | 0.057974 | 0.048304 | 0.0098832 | 0.002687 | 0.016976 | 0.04029 | 0.037304 | -0.0022865 | -0.019095 | 0.0020461 | 0.019412 | 0.046964 | 0.15446 | 0.41817 | 0.391 | 0.37882 | 0.32922 | 0.074121 | 0.040478 | 0.0095182 | 0.0062754 | 0.014418 | -0.0068685 | 62.847 | 61.8558 | 61.0261 | 60.4129 | 59.4195 | 58.7058 | 58.0236 | 58.1045 | 60.5369 | 64.7601 | 69.566 | 74.4475 | 78.8938 | 81.6704 | 83.1487 | 83.8457 | 83.4311 | 82.2162 | 79.9699 | 76.9539 | 72.2419 | 69.4789 | 67.5566 | 65.6826 | 0.19094 | 0.15368 | 0.16455 | 0.14947 | 0.13425 | 0.14716 | 0.12373 | 0.11435 | 0.12123 | 0.13336 | 0.14663 | 0.17953 | 0.15412 | 0.15417 | 0.13049 | 0.11946 | 0.10398 | 0.11762 | 0.13038 | 0.12339 | 0.1323 | 0.15588 | 0.15978 | 0.17228
Portfolio Adjusted1-in-2AllOrange County2023May Monthly Peak | Portfolio Adjusted | 1-in-2 | All | Orange County | 2023 | May Monthly Peak | 5 | 7.2022 | 6.9072 | 6.6771 | 6.7416 | 7.24 | 8.5579 | 9.6715 | 10.6528 | 11.6908 | 12.467 | 13.1603 | 13.5526 | 13.7219 | 13.8414 | 13.6749 | 13.1225 | 12.3854 | 11.3347 | 10.4526 | 10.2233 | 10.1638 | 9.5012 | 8.6289 | 8.0351 | 0.076862 | 0.058745 | 0.048869 | 0.01001 | 0.0027343 | 0.017314 | 0.040676 | 0.038149 | -0.0023673 | -0.019863 | 0.0021342 | 0.020212 | 0.048834 | 0.16079 | 0.43535 | 0.40619 | 0.39304 | 0.34033 | 0.076615 | 0.04119 | 0.0098119 | 0.0064828 | 0.014862 | -0.0071341 | 65.4211 | 64.3999 | 63.2804 | 62.3063 | 61.6338 | 60.774 | 60.3879 | 60.7722 | 63.5097 | 67.3541 | 71.6351 | 76.0119 | 80.0928 | 82.8761 | 84.6775 | 85.6766 | 85.9299 | 85.0009 | 82.7658 | 79.8054 | 75.4919 | 72.2989 | 70.5782 | 69.1014 | 0.19386 | 0.15572 | 0.16647 | 0.15138 | 0.13661 | 0.15006 | 0.12488 | 0.11694 | 0.12551 | 0.13872 | 0.15294 | 0.18693 | 0.16025 | 0.16048 | 0.13602 | 0.12428 | 0.10794 | 0.12169 | 0.13477 | 0.12554 | 0.13638 | 0.16103 | 0.1647 | 0.17893
Portfolio Adjusted1-in-2AllOrange County2023June Monthly Peak | Portfolio Adjusted | 1-in-2 | All | Orange County | 2023 | June Monthly Peak | 6 | 7.7217 | 7.4042 | 7.1209 | 7.1764 | 7.6254 | 8.8097 | 9.9855 | 11.1082 | 12.1846 | 13.0465 | 13.7848 | 14.185 | 14.2564 | 14.3618 | 14.2286 | 13.7833 | 13.06 | 11.991 | 11.1271 | 10.6867 | 10.6142 | 10.0021 | 9.0924 | 8.473 | 0.063894 | 0.049563 | 0.039712 | 0.0036307 | -0.005227 | 0.0056253 | 0.026777 | 0.027723 | 0.0023431 | -0.0087395 | 0.00035447 | 0.014833 | 0.044934 | 0.15302 | 0.43385 | 0.4126 | 0.39869 | 0.34744 | 0.084777 | 0.034733 | 0.0049933 | 0.0022198 | 0.0075503 | -0.0099717 | 68.1324 | 67.0844 | 65.9475 | 65.1455 | 64.4682 | 63.8067 | 63.1758 | 63.7469 | 66.7341 | 71.1408 | 74.9713 | 78.6284 | 81.2459 | 83.5071 | 85.1736 | 86.2781 | 86.9366 | 86.4525 | 85.0392 | 82.1885 | 78.4701 | 74.6153 | 72.2035 | 70.6261 | 0.2058 | 0.16563 | 0.17563 | 0.15951 | 0.14132 | 0.15114 | 0.12566 | 0.11718 | 0.12475 | 0.13755 | 0.15073 | 0.18318 | 0.15521 | 0.15492 | 0.13173 | 0.12249 | 0.10731 | 0.1212 | 0.13614 | 0.12684 | 0.13829 | 0.16461 | 0.169 | 0.18472
Portfolio Adjusted1-in-2AllOrange County2023July Monthly Peak | Portfolio Adjusted | 1-in-2 | All | Orange County | 2023 | July Monthly Peak | 7 | 7.9683 | 7.6399 | 7.3928 | 7.45 | 7.9339 | 9.2705 | 10.5249 | 11.6571 | 12.7923 | 13.7461 | 14.561 | 14.9984 | 15.1323 | 15.2315 | 15.1427 | 14.712 | 13.9719 | 12.8277 | 11.824 | 11.2846 | 11.1301 | 10.4569 | 9.5037 | 8.843 | 0.0274 | 0.02279 | 0.015517 | -0.01011 | -0.021122 | -0.01801 | -0.0017504 | 0.0063959 | 0.011492 | 0.013005 | -0.0030925 | 0.0046953 | 0.039437 | 0.14582 | 0.44703 | 0.42844 | 0.40873 | 0.36058 | 0.099596 | 0.020679 | -0.0049166 | -0.0065596 | -0.0078761 | -0.015011 | 70.7283 | 70.0065 | 69.2692 | 68.5348 | 67.9114 | 67.4633 | 67.3519 | 67.7714 | 70.1535 | 74.3586 | 79.9177 | 83.5455 | 86.6751 | 89.1188 | 90.9614 | 91.6872 | 92.1322 | 91.3373 | 89.6581 | 86.9918 | 83.067 | 79.1524 | 76.654 | 75.2589 | 0.20529 | 0.16486 | 0.17676 | 0.16019 | 0.14252 | 0.15334 | 0.12732 | 0.11752 | 0.12449 | 0.13748 | 0.15077 | 0.18336 | 0.15616 | 0.1558 | 0.13321 | 0.12443 | 0.10957 | 0.12438 | 0.13948 | 0.12897 | 0.13935 | 0.166 | 0.17098 | 0.1867
Portfolio Adjusted1-in-2AllOrange County2023August Monthly Peak | Portfolio Adjusted | 1-in-2 | All | Orange County | 2023 | August Monthly Peak | 8 | 8.2271 | 7.8536 | 7.585 | 7.6606 | 8.1699 | 9.5939 | 11.0313 | 12.1878 | 13.568 | 14.7234 | 15.6604 | 16.178 | 16.3491 | 16.4501 | 16.3236 | 15.7645 | 14.9184 | 13.6203 | 12.4341 | 11.9794 | 11.6752 | 10.8235 | 9.8101 | 9.1329 | -0.010379 | -0.0047958 | -0.0098258 | -0.024221 | -0.03734 | -0.042524 | -0.03207 | -0.016123 | 0.021556 | 0.036798 | -0.0069333 | -0.0061201 | 0.035011 | 0.14432 | 0.4748 | 0.45287 | 0.42194 | 0.37305 | 0.11444 | 0.0055416 | -0.015474 | -0.015712 | -0.023948 | -0.020115 | 75.8692 | 74.8053 | 73.9525 | 72.853 | 72.4689 | 71.6913 | 71.3743 | 71.6734 | 74.0524 | 78.9845 | 83.8957 | 88.1808 | 91.2435 | 93.2857 | 94.6612 | 94.7993 | 95.0537 | 94.0004 | 91.9142 | 88.9808 | 84.564 | 81.1321 | 79.2323 | 77.6266 | 0.21124 | 0.16882 | 0.18071 | 0.16429 | 0.14632 | 0.15799 | 0.13278 | 0.12339 | 0.13204 | 0.14687 | 0.16187 | 0.19776 | 0.1691 | 0.16919 | 0.14435 | 0.13366 | 0.11694 | 0.13177 | 0.14631 | 0.13586 | 0.14605 | 0.17164 | 0.17627 | 0.19286
Portfolio Adjusted1-in-2AllOrange County2023September Monthly Peak | Portfolio Adjusted | 1-in-2 | All | Orange County | 2023 | September Monthly Peak | 9 | 7.9894 | 7.6589 | 7.4256 | 7.4919 | 8.0123 | 9.4293 | 10.9888 | 11.9836 | 13.3322 | 14.3781 | 15.2392 | 15.7173 | 15.8971 | 16.0219 | 15.8136 | 15.1966 | 14.3414 | 13.0624 | 12.0549 | 11.9598 | 11.3238 | 10.5139 | 9.5412 | 8.8623 | 0.016957 | 0.015157 | 0.0085073 | -0.014044 | -0.025719 | -0.024929 | -0.010238 | 0.0002794 | 0.014796 | 0.020216 | -0.0043052 | 0.0018994 | 0.040282 | 0.15347 | 0.47384 | 0.44761 | 0.42081 | 0.36893 | 0.1054 | 0.017198 | -0.007914 | -0.009148 | -0.012365 | -0.016464 | 70.8295 | 69.7148 | 69.0041 | 68.5632 | 68.1878 | 67.5992 | 67.7295 | 67.7351 | 69.3269 | 74.3917 | 81.1597 | 86.2268 | 90.6126 | 93.1106 | 94.2137 | 94.4752 | 94.2182 | 92.919 | 90.329 | 86.4723 | 83.0722 | 80.6515 | 78.964 | 77.4542 | 0.20601 | 0.16545 | 0.1776 | 0.16113 | 0.14372 | 0.1551 | 0.13099 | 0.12188 | 0.13128 | 0.14541 | 0.16006 | 0.19561 | 0.16741 | 0.16755 | 0.14232 | 0.13088 | 0.11407 | 0.12821 | 0.14325 | 0.13533 | 0.1429 | 0.16829 | 0.17269 | 0.18831
Portfolio Adjusted1-in-2AllOrange County2023October Monthly Peak | Portfolio Adjusted | 1-in-2 | All | Orange County | 2023 | October Monthly Peak | 10 | 7.6326 | 7.3268 | 7.0404 | 7.0625 | 7.5626 | 8.926 | 10.5086 | 11.2811 | 12.4267 | 13.396 | 14.3014 | 14.8221 | 15.0558 | 15.2313 | 15.0354 | 14.3883 | 13.5086 | 12.3405 | 11.8369 | 11.4454 | 10.731 | 9.979 | 9.0813 | 8.4072 | 0.037248 | 0.029916 | 0.021995 | -0.0056063 | -0.015573 | -0.010406 | 0.0069759 | 0.012778 | 0.0087232 | 0.0064347 | -0.0020961 | 0.008108 | 0.043301 | 0.15706 | 0.463 | 0.43402 | 0.40987 | 0.35876 | 0.097593 | 0.025666 | -0.0018473 | -0.0037559 | -0.0030426 | -0.012985 | 69.9206 | 68.7677 | 68.0532 | 67.5789 | 66.8482 | 66.0505 | 66.5141 | 67.6386 | 68.2451 | 72.1562 | 77.1894 | 82.0738 | 85.5462 | 87.8058 | 89.4589 | 90.0446 | 89.7207 | 88.2423 | 85.4857 | 81.6021 | 78.2358 | 75.5064 | 73.5911 | 71.9903 | 0.19788 | 0.15904 | 0.16852 | 0.15156 | 0.13588 | 0.14779 | 0.12514 | 0.11565 | 0.12443 | 0.13853 | 0.15438 | 0.18992 | 0.16346 | 0.16435 | 0.13948 | 0.12762 | 0.11062 | 0.12477 | 0.14173 | 0.13115 | 0.13673 | 0.16052 | 0.16542 | 0.17891
Portfolio Adjusted1-in-2AllOrange County2023November Monthly Peak | Portfolio Adjusted | 1-in-2 | All | Orange County | 2023 | November Monthly Peak | 11 | 7.1583 | 6.8794 | 6.6908 | 6.7395 | 7.2315 | 8.5566 | 9.7629 | 10.5427 | 11.4922 | 12.1784 | 12.8316 | 13.1548 | 13.3147 | 13.3809 | 13.1341 | 12.5096 | 11.8778 | 11.5656 | 10.753 | 10.2245 | 9.6981 | 9.0808 | 8.3448 | 7.7928 | 0.077577 | 0.059419 | 0.049645 | 0.010103 | 0.0027475 | 0.017222 | 0.040648 | 0.037635 | -0.0023157 | -0.01943 | 0.0020894 | 0.019759 | 0.047727 | 0.15695 | 0.42329 | 0.39288 | 0.38199 | 0.34478 | 0.077559 | 0.041043 | 0.0094921 | 0.0062708 | 0.014529 | -0.0069905 | 60.0435 | 59.4609 | 59.0163 | 58.5502 | 58.0606 | 58.0778 | 57.6926 | 57.7352 | 61.7746 | 66.4436 | 72.2747 | 77.1088 | 80.6654 | 82.1407 | 82.6687 | 82.076 | 80.0384 | 75.7549 | 71.2697 | 68.6908 | 66.6953 | 64.9975 | 63.595 | 62.4056 | 0.19565 | 0.15749 | 0.16911 | 0.15279 | 0.13726 | 0.14927 | 0.12481 | 0.11537 | 0.12278 | 0.13569 | 0.14972 | 0.18272 | 0.1566 | 0.15663 | 0.13253 | 0.12072 | 0.10538 | 0.12302 | 0.13645 | 0.12511 | 0.13192 | 0.15575 | 0.16099 | 0.17532
Portfolio Adjusted1-in-2AllOrange County2023December Monthly Peak | Portfolio Adjusted | 1-in-2 | All | Orange County | 2023 | December Monthly Peak | 12 | 6.9112 | 6.6648 | 6.5218 | 6.549 | 7.0616 | 8.4176 | 9.8674 | 10.5568 | 11.4614 | 11.8149 | 11.9473 | 11.7708 | 11.4769 | 11.206 | 10.8009 | 10.1433 | 9.8165 | 9.9255 | 9.591 | 9.2266 | 8.8492 | 8.4508 | 7.875 | 7.4086 | 0.073302 | 0.056053 | 0.047056 | 0.0094911 | 0.0025928 | 0.01646 | 0.039502 | 0.036209 | -0.002195 | -0.01794 | 0.0018905 | 0.017587 | 0.041833 | 0.13583 | 0.35983 | 0.33326 | 0.32864 | 0.30313 | 0.069743 | 0.037114 | 0.0086231 | 0.0057505 | 0.013388 | -0.0064727 | 46.6958 | 45.9796 | 45.1431 | 44.1584 | 43.5199 | 42.7471 | 42.5106 | 42.3441 | 42.928 | 45.603 | 47.7932 | 49.5714 | 51.0754 | 52.1524 | 52.5879 | 52.4915 | 51.9183 | 51.0128 | 49.7367 | 48.6083 | 47.8168 | 47.0926 | 46.5444 | 45.8645 | 0.18489 | 0.14861 | 0.1603 | 0.14356 | 0.12957 | 0.14276 | 0.1214 | 0.11105 | 0.11646 | 0.12536 | 0.13552 | 0.16265 | 0.13725 | 0.13552 | 0.11387 | 0.10406 | 0.092104 | 0.10905 | 0.1227 | 0.11314 | 0.11986 | 0.14285 | 0.14838 | 0.16236
Portfolio Adjusted1-in-2AllOrange County2023Typical Event Day | Portfolio Adjusted | 1-in-2 | All | Orange County | 2023 | Typical Event Day | 8 | 8.0943 | 7.7265 | 7.4639 | 7.5411 | 8.0441 | 9.4461 | 10.8504 | 11.9058 | 13.1325 | 14.1236 | 14.933 | 15.3817 | 15.5238 | 15.6457 | 15.5515 | 15.0505 | 14.2596 | 13.0435 | 11.9643 | 11.5537 | 11.3107 | 10.5044 | 9.5377 | 8.8991 | 0.025349 | 0.021216 | 0.013991 | -0.011124 | -0.022401 | -0.019845 | -0.0037511 | 0.0051246 | 0.012498 | 0.01493 | -0.0034302 | 0.004164 | 0.04047 | 0.151 | 0.46245 | 0.44001 | 0.41713 | 0.3664 | 0.10157 | 0.020056 | -0.0056605 | -0.0071685 | -0.0089218 | -0.015436 | 71.3898 | 70.4028 | 69.5433 | 68.7741 | 68.2591 | 67.6401 | 67.4079 | 67.7317 | 70.0667 | 74.7189 | 79.9861 | 84.1453 | 87.4443 | 89.7556 | 91.2525 | 91.81 | 92.0852 | 91.1773 | 89.2351 | 86.1583 | 82.2933 | 78.8878 | 76.7634 | 75.2415 | 0.20838 | 0.16645 | 0.17808 | 0.16193 | 0.14419 | 0.15565 | 0.1308 | 0.12097 | 0.12875 | 0.1423 | 0.15594 | 0.18987 | 0.16197 | 0.16208 | 0.13823 | 0.12802 | 0.11206 | 0.1265 | 0.14122 | 0.13137 | 0.1417 | 0.16685 | 0.17159 | 0.18814
Portfolio Adjusted1-in-2AllOrange County2024January Monthly Peak | Portfolio Adjusted | 1-in-2 | All | Orange County | 2024 | January Monthly Peak | 1 | 6.7488 | 6.5169 | 6.364 | 6.4237 | 6.9385 | 8.3338 | 9.8318 | 10.4523 | 11.2909 | 11.6019 | 11.7628 | 11.7255 | 11.5567 | 11.3474 | 10.98 | 10.2683 | 9.7521 | 9.8314 | 9.5557 | 9.1547 | 8.7906 | 8.3459 | 7.7532 | 7.3041 | 0.072139 | 0.05532 | 0.046236 | 0.009384 | 0.0025755 | 0.016562 | 0.039973 | 0.036814 | -0.0022378 | -0.018196 | 0.0019183 | 0.01797 | 0.042949 | 0.13945 | 0.36863 | 0.33846 | 0.32853 | 0.30186 | 0.069843 | 0.037141 | 0.0086546 | 0.0057541 | 0.013427 | -0.0064878 | 51.2496 | 50.8039 | 50.3669 | 49.8396 | 49.6518 | 49.3181 | 49.272 | 49.2546 | 49.8032 | 51.0496 | 52.71 | 53.8079 | 54.2987 | 55.1742 | 55.6892 | 55.5932 | 55.3643 | 54.8766 | 53.8039 | 52.6872 | 51.9092 | 51.6984 | 51.6106 | 50.9263 | 0.18195 | 0.14666 | 0.15751 | 0.14193 | 0.1287 | 0.14361 | 0.12283 | 0.11287 | 0.11868 | 0.1271 | 0.13747 | 0.16617 | 0.14089 | 0.13912 | 0.11685 | 0.1058 | 0.092249 | 0.10877 | 0.12287 | 0.11322 | 0.12029 | 0.14293 | 0.1488 | 0.16273
Portfolio Adjusted1-in-2AllOrange County2024February Monthly Peak | Portfolio Adjusted | 1-in-2 | All | Orange County | 2024 | February Monthly Peak | 2 | 6.7888 | 6.5313 | 6.3959 | 6.4636 | 6.9976 | 8.3555 | 9.7231 | 10.3302 | 11.1299 | 11.5425 | 11.8341 | 11.9697 | 11.9495 | 11.8648 | 11.6089 | 10.9793 | 10.3691 | 10.0903 | 9.9602 | 9.5031 | 9.0911 | 8.5481 | 7.8623 | 7.3629 | 0.072524 | 0.055463 | 0.046672 | 0.0094904 | 0.0026053 | 0.016648 | 0.039946 | 0.036773 | -0.002235 | -0.018344 | 0.0019413 | 0.018324 | 0.044012 | 0.14366 | 0.38361 | 0.35414 | 0.34241 | 0.3084 | 0.071804 | 0.038044 | 0.0088484 | 0.0058461 | 0.013533 | -0.0065068 | 51.2804 | 51.0694 | 51.0297 | 50.7824 | 50.197 | 50.213 | 49.913 | 50.2191 | 51.4249 | 54.3969 | 57.5884 | 60.3782 | 61.8184 | 62.458 | 63.0016 | 62.6908 | 62.0602 | 60.9602 | 59.122 | 57.5513 | 56.523 | 55.4297 | 54.3517 | 53.0315 | 0.18292 | 0.14704 | 0.15899 | 0.14354 | 0.13018 | 0.14436 | 0.12271 | 0.11273 | 0.11851 | 0.12812 | 0.1391 | 0.16944 | 0.14438 | 0.14333 | 0.12101 | 0.10985 | 0.095417 | 0.11093 | 0.12633 | 0.11598 | 0.12299 | 0.14522 | 0.14998 | 0.16321
Portfolio Adjusted1-in-2AllOrange County2024March Monthly Peak | Portfolio Adjusted | 1-in-2 | All | Orange County | 2024 | March Monthly Peak | 3 | 6.9761 | 6.7109 | 6.5047 | 6.5681 | 7.0546 | 8.3844 | 9.8093 | 10.3988 | 11.1054 | 11.5274 | 11.8717 | 12.0336 | 12.0429 | 12.0232 | 11.8326 | 11.2903 | 10.6667 | 9.9996 | 9.7001 | 9.7458 | 9.3673 | 8.8171 | 8.0988 | 7.5515 | 0.074917 | 0.057274 | 0.047608 | 0.0097008 | 0.0026437 | 0.016772 | 0.040246 | 0.03695 | -0.0022382 | -0.01837 | 0.0019468 | 0.018363 | 0.044328 | 0.14536 | 0.38942 | 0.36224 | 0.35078 | 0.308 | 0.071506 | 0.038962 | 0.0091197 | 0.0060285 | 0.013946 | -0.0066739 | 52.234 | 51.2777 | 50.7302 | 50.5334 | 50.0893 | 49.6942 | 49.3765 | 49.6732 | 51.6715 | 53.9024 | 56.8541 | 59.7416 | 61.7949 | 63.6503 | 64.9339 | 65.5869 | 65.5201 | 64.6869 | 62.0752 | 58.7061 | 56.8873 | 55.4119 | 54.3712 | 52.8555 | 0.18895 | 0.15183 | 0.16218 | 0.14672 | 0.1321 | 0.14542 | 0.12364 | 0.11327 | 0.11867 | 0.12829 | 0.1395 | 0.1698 | 0.14542 | 0.14503 | 0.12272 | 0.11218 | 0.09761 | 0.11104 | 0.12578 | 0.11877 | 0.12675 | 0.14975 | 0.15455 | 0.1674
Portfolio Adjusted1-in-2AllOrange County2024April Monthly Peak | Portfolio Adjusted | 1-in-2 | All | Orange County | 2024 | April Monthly Peak | 4 | 7.0868 | 6.8062 | 6.5907 | 6.6633 | 7.1345 | 8.4471 | 9.7104 | 10.4414 | 11.3256 | 12.0299 | 12.6592 | 13.0605 | 13.2565 | 13.3624 | 13.2065 | 12.6988 | 11.9754 | 11.0099 | 10.1962 | 10.2024 | 9.9112 | 9.2444 | 8.4037 | 7.77 | 0.075924 | 0.058142 | 0.048444 | 0.0099118 | 0.0026947 | 0.017025 | 0.040406 | 0.037412 | -0.0022931 | -0.01915 | 0.002052 | 0.019468 | 0.0471 | 0.15491 | 0.41926 | 0.39199 | 0.37978 | 0.33007 | 0.074335 | 0.040595 | 0.0095457 | 0.0062935 | 0.01446 | -0.0068883 | 62.8471 | 61.8559 | 61.0262 | 60.4129 | 59.4195 | 58.7058 | 58.0236 | 58.1045 | 60.5369 | 64.7602 | 69.5661 | 74.4476 | 78.894 | 81.6707 | 83.149 | 83.846 | 83.4314 | 82.2165 | 79.9702 | 76.9542 | 72.2421 | 69.479 | 67.5567 | 65.6828 | 0.19149 | 0.15412 | 0.16502 | 0.1499 | 0.13464 | 0.14758 | 0.12409 | 0.11468 | 0.12158 | 0.13374 | 0.14705 | 0.18004 | 0.15456 | 0.15461 | 0.13086 | 0.11981 | 0.10427 | 0.11796 | 0.13076 | 0.12374 | 0.13268 | 0.15633 | 0.16024 | 0.17278
Portfolio Adjusted1-in-2AllOrange County2024May Monthly Peak | Portfolio Adjusted | 1-in-2 | All | Orange County | 2024 | May Monthly Peak | 5 | 7.215 | 6.9194 | 6.689 | 6.7536 | 7.2534 | 8.5745 | 9.6908 | 10.6738 | 11.7132 | 12.49 | 13.184 | 13.5765 | 13.7458 | 13.8652 | 13.6979 | 13.144 | 12.4055 | 11.3534 | 10.4704 | 10.2409 | 10.1811 | 9.5177 | 8.644 | 8.0494 | 0.077084 | 0.058914 | 0.04901 | 0.010039 | 0.0027422 | 0.017364 | 0.040793 | 0.038259 | -0.0023741 | -0.019921 | 0.0021404 | 0.020271 | 0.048975 | 0.16125 | 0.43648 | 0.40723 | 0.39403 | 0.34121 | 0.076837 | 0.041309 | 0.0098403 | 0.0065015 | 0.014905 | -0.0071547 | 65.4212 | 64.4 | 63.2804 | 62.3063 | 61.6338 | 60.7741 | 60.3879 | 60.7723 | 63.5097 | 67.3542 | 71.6351 | 76.012 | 80.093 | 82.8763 | 84.6778 | 85.6769 | 85.9302 | 85.0012 | 82.7661 | 79.8057 | 75.4921 | 72.2991 | 70.5784 | 69.1015 | 0.19442 | 0.15617 | 0.16695 | 0.15182 | 0.13701 | 0.1505 | 0.12524 | 0.11727 | 0.12588 | 0.13912 | 0.15338 | 0.18747 | 0.16071 | 0.16094 | 0.13641 | 0.12463 | 0.10825 | 0.12204 | 0.13515 | 0.12591 | 0.13677 | 0.16149 | 0.16517 | 0.17945
Portfolio Adjusted1-in-2AllOrange County2024June Monthly Peak | Portfolio Adjusted | 1-in-2 | All | Orange County | 2024 | June Monthly Peak | 6 | 7.7357 | 7.4176 | 7.1337 | 7.1895 | 7.6396 | 8.8269 | 10.0055 | 11.1299 | 12.2075 | 13.07 | 13.8088 | 14.2091 | 14.2801 | 14.3854 | 14.2515 | 13.8051 | 13.0805 | 12.0102 | 11.1457 | 10.705 | 10.6323 | 10.0194 | 9.1084 | 8.4882 | 0.064078 | 0.049706 | 0.039826 | 0.0036412 | -0.0052421 | 0.0056415 | 0.026855 | 0.027803 | 0.0023499 | -0.0087647 | 0.00035549 | 0.014875 | 0.045063 | 0.15346 | 0.43497 | 0.41365 | 0.39969 | 0.34833 | 0.085022 | 0.034833 | 0.0050077 | 0.0022262 | 0.0075721 | -0.01 | 68.1325 | 67.0845 | 65.9476 | 65.1456 | 64.4683 | 63.8067 | 63.1758 | 63.7469 | 66.7341 | 71.1409 | 74.9714 | 78.6285 | 81.2461 | 83.5073 | 85.1738 | 86.2784 | 86.9369 | 86.4527 | 85.0394 | 82.1887 | 78.4704 | 74.6155 | 72.2036 | 70.6263 | 0.20639 | 0.1661 | 0.17613 | 0.15997 | 0.14172 | 0.15157 | 0.12602 | 0.11752 | 0.12511 | 0.13795 | 0.15117 | 0.18371 | 0.15566 | 0.15537 | 0.13211 | 0.12284 | 0.10761 | 0.12154 | 0.13653 | 0.1272 | 0.13869 | 0.16508 | 0.16949 | 0.18525
Portfolio Adjusted1-in-2AllOrange County2024July Monthly Peak | Portfolio Adjusted | 1-in-2 | All | Orange County | 2024 | July Monthly Peak | 7 | 7.9827 | 7.6537 | 7.4061 | 7.4636 | 7.9487 | 9.2885 | 10.5457 | 11.6795 | 12.8158 | 13.7702 | 14.5856 | 15.0232 | 15.1569 | 15.2558 | 15.1665 | 14.7347 | 13.9934 | 12.848 | 11.8436 | 11.3037 | 11.1489 | 10.4749 | 9.5204 | 8.8588 | 0.027479 | 0.022855 | 0.015562 | -0.010139 | -0.021183 | -0.018062 | -0.0017554 | 0.0064144 | 0.011526 | 0.013042 | -0.0031014 | 0.0047088 | 0.039551 | 0.14624 | 0.44817 | 0.42951 | 0.40974 | 0.3615 | 0.099883 | 0.020739 | -0.0049308 | -0.0065785 | -0.0078988 | -0.015054 | 70.7284 | 70.0066 | 69.2693 | 68.5349 | 67.9115 | 67.4634 | 67.352 | 67.7714 | 70.1535 | 74.3587 | 79.9179 | 83.5457 | 86.6753 | 89.1191 | 90.9617 | 91.6875 | 92.1325 | 91.3376 | 89.6584 | 86.9921 | 83.0673 | 79.1526 | 76.6541 | 75.2591 | 0.20588 | 0.16533 | 0.17727 | 0.16065 | 0.14293 | 0.15378 | 0.12769 | 0.11786 | 0.12484 | 0.13787 | 0.1512 | 0.18389 | 0.15661 | 0.15625 | 0.1336 | 0.12479 | 0.10989 | 0.12474 | 0.13988 | 0.12934 | 0.13975 | 0.16648 | 0.17147 | 0.18724
Portfolio Adjusted1-in-2AllOrange County2024August Monthly Peak | Portfolio Adjusted | 1-in-2 | All | Orange County | 2024 | August Monthly Peak | 8 | 8.2418 | 7.8677 | 7.5986 | 7.6745 | 8.185 | 9.6124 | 11.0529 | 12.2112 | 13.5928 | 14.7491 | 15.6868 | 16.2046 | 16.3756 | 16.4764 | 16.3492 | 15.7889 | 14.9413 | 13.6416 | 12.4545 | 11.9995 | 11.6948 | 10.842 | 9.8272 | 9.1493 | -0.010409 | -0.0048096 | -0.0098542 | -0.024291 | -0.037447 | -0.042647 | -0.032162 | -0.016169 | 0.021618 | 0.036905 | -0.0069533 | -0.0061378 | 0.035113 | 0.14474 | 0.47602 | 0.454 | 0.42298 | 0.37399 | 0.11477 | 0.0055576 | -0.015519 | -0.015757 | -0.024017 | -0.020173 | 75.8694 | 74.8054 | 73.9526 | 72.8531 | 72.469 | 71.6914 | 71.3744 | 71.6735 | 74.0525 | 78.9846 | 83.8958 | 88.181 | 91.2437 | 93.286 | 94.6615 | 94.7996 | 95.054 | 94.0007 | 91.9145 | 88.981 | 84.5642 | 81.1323 | 79.2325 | 77.6268 | 0.21185 | 0.16931 | 0.18123 | 0.16476 | 0.14675 | 0.15844 | 0.13316 | 0.12374 | 0.13242 | 0.14729 | 0.16233 | 0.19833 | 0.16959 | 0.16968 | 0.14476 | 0.13404 | 0.11727 | 0.13215 | 0.14673 | 0.13626 | 0.14647 | 0.17214 | 0.17678 | 0.19341
Portfolio Adjusted1-in-2AllOrange County2024September Monthly Peak | Portfolio Adjusted | 1-in-2 | All | Orange County | 2024 | September Monthly Peak | 9 | 8.0038 | 7.6728 | 7.4391 | 7.5056 | 8.0272 | 9.4475 | 11.0102 | 12.0068 | 13.3571 | 14.4038 | 15.2655 | 15.7438 | 15.9235 | 16.0482 | 15.8391 | 15.2206 | 14.3638 | 13.0834 | 12.075 | 11.9799 | 11.3431 | 10.5322 | 9.5581 | 8.8784 | 0.017006 | 0.0152 | 0.0085319 | -0.014085 | -0.025793 | -0.025001 | -0.010268 | 0.00028021 | 0.014839 | 0.020275 | -0.0043176 | 0.0019048 | 0.040398 | 0.15391 | 0.47507 | 0.44874 | 0.42186 | 0.36987 | 0.10571 | 0.017248 | -0.0079368 | -0.0091744 | -0.012401 | -0.016512 | 70.8295 | 69.7149 | 69.0042 | 68.5633 | 68.1879 | 67.5992 | 67.7296 | 67.7352 | 69.3269 | 74.3918 | 81.1599 | 86.227 | 90.6129 | 93.1109 | 94.214 | 94.4755 | 94.2185 | 92.9193 | 90.3293 | 86.4726 | 83.0725 | 80.6517 | 78.9642 | 77.4544 | 0.20661 | 0.16593 | 0.17811 | 0.16159 | 0.14414 | 0.15555 | 0.13137 | 0.12223 | 0.13166 | 0.14583 | 0.16052 | 0.19617 | 0.16789 | 0.16803 | 0.14272 | 0.13125 | 0.1144 | 0.12858 | 0.14366 | 0.13572 | 0.14331 | 0.16878 | 0.17319 | 0.18885
Portfolio Adjusted1-in-2AllOrange County2024October Monthly Peak | Portfolio Adjusted | 1-in-2 | All | Orange County | 2024 | October Monthly Peak | 10 | 7.6463 | 7.34 | 7.0531 | 7.0752 | 7.5766 | 8.9433 | 10.5289 | 11.303 | 12.4501 | 13.4202 | 14.3266 | 14.8477 | 15.0815 | 15.2569 | 15.0603 | 14.4116 | 13.5302 | 12.3608 | 11.8567 | 11.4647 | 10.7493 | 9.9963 | 9.0974 | 8.4223 | 0.037355 | 0.030002 | 0.022059 | -0.0056225 | -0.015618 | -0.010436 | 0.006996 | 0.012815 | 0.0087484 | 0.0064533 | -0.0021022 | 0.0081314 | 0.043426 | 0.15751 | 0.4642 | 0.43512 | 0.4109 | 0.35968 | 0.097875 | 0.02574 | -0.0018527 | -0.0037668 | -0.0030514 | -0.013022 | 69.9208 | 68.7678 | 68.0533 | 67.5791 | 66.8483 | 66.0506 | 66.5142 | 67.6388 | 68.2453 | 72.1564 | 77.1895 | 82.0739 | 85.5464 | 87.806 | 89.4591 | 90.0448 | 89.721 | 88.2425 | 85.4859 | 81.6023 | 78.236 | 75.5066 | 73.5913 | 71.9905 | 0.19845 | 0.15949 | 0.169 | 0.152 | 0.13628 | 0.14821 | 0.1255 | 0.11598 | 0.12478 | 0.13893 | 0.15483 | 0.19047 | 0.16393 | 0.16483 | 0.13988 | 0.12799 | 0.11094 | 0.12513 | 0.14214 | 0.13152 | 0.13713 | 0.16099 | 0.1659 | 0.17942
Portfolio Adjusted1-in-2AllOrange County2024November Monthly Peak | Portfolio Adjusted | 1-in-2 | All | Orange County | 2024 | November Monthly Peak | 11 | 7.1712 | 6.8919 | 6.7029 | 6.7517 | 7.2449 | 8.5731 | 9.7822 | 10.5635 | 11.5142 | 12.201 | 12.8548 | 13.1782 | 13.3381 | 13.4041 | 13.1566 | 12.5305 | 11.8974 | 11.5846 | 10.771 | 10.242 | 9.7149 | 9.0967 | 8.3597 | 7.8069 | 0.077801 | 0.059591 | 0.049788 | 0.010132 | 0.0027554 | 0.017271 | 0.040765 | 0.037744 | -0.0023224 | -0.019486 | 0.0020954 | 0.019816 | 0.047865 | 0.1574 | 0.42439 | 0.39389 | 0.38297 | 0.34566 | 0.077783 | 0.041162 | 0.0095195 | 0.0062889 | 0.014571 | -0.0070107 | 60.0435 | 59.461 | 59.0164 | 58.5503 | 58.0607 | 58.0779 | 57.6927 | 57.7353 | 61.7747 | 66.4437 | 72.2748 | 77.109 | 80.6656 | 82.1409 | 82.6689 | 82.0763 | 80.0386 | 75.7552 | 71.27 | 68.691 | 66.6955 | 64.9977 | 63.5952 | 62.4057 | 0.19621 | 0.15794 | 0.1696 | 0.15323 | 0.13766 | 0.1497 | 0.12517 | 0.1157 | 0.12314 | 0.13608 | 0.15015 | 0.18325 | 0.15706 | 0.15708 | 0.13291 | 0.12107 | 0.10568 | 0.12337 | 0.13684 | 0.12547 | 0.1323 | 0.1562 | 0.16146 | 0.17583
Portfolio Adjusted1-in-2AllOrange County2024December Monthly Peak | Portfolio Adjusted | 1-in-2 | All | Orange County | 2024 | December Monthly Peak | 12 | 6.9233 | 6.6765 | 6.5332 | 6.5604 | 7.0742 | 8.4333 | 9.886 | 10.5767 | 11.4822 | 11.8357 | 11.9683 | 11.7916 | 11.4974 | 11.2262 | 10.8202 | 10.1615 | 9.8337 | 9.9423 | 9.6073 | 9.2425 | 8.8645 | 8.4654 | 7.8886 | 7.4216 | 0.073514 | 0.056215 | 0.047192 | 0.0095185 | 0.0026003 | 0.016508 | 0.039616 | 0.036314 | -0.0022013 | -0.017992 | 0.001896 | 0.017638 | 0.041954 | 0.13622 | 0.36078 | 0.33413 | 0.32949 | 0.30392 | 0.069945 | 0.037221 | 0.008648 | 0.0057671 | 0.013427 | -0.0064914 | 46.6959 | 45.9797 | 45.1432 | 44.1585 | 43.5201 | 42.7473 | 42.5108 | 42.3443 | 42.9281 | 45.6031 | 47.7933 | 49.5715 | 51.0756 | 52.1526 | 52.5881 | 52.4917 | 51.9185 | 51.013 | 49.7368 | 48.6084 | 47.8169 | 47.0927 | 46.5445 | 45.8646 | 0.18542 | 0.14904 | 0.16077 | 0.14397 | 0.12994 | 0.14317 | 0.12175 | 0.11137 | 0.11679 | 0.12572 | 0.13591 | 0.16312 | 0.13765 | 0.13591 | 0.1142 | 0.10436 | 0.092369 | 0.10937 | 0.12306 | 0.11347 | 0.1202 | 0.14326 | 0.14881 | 0.16283
Portfolio Adjusted1-in-2AllOrange County2024Typical Event Day | Portfolio Adjusted | 1-in-2 | All | Orange County | 2024 | Typical Event Day | 8 | 8.1089 | 7.7405 | 7.4774 | 7.5548 | 8.059 | 9.4644 | 10.8719 | 11.9288 | 13.1569 | 14.1487 | 14.9586 | 15.4074 | 15.5493 | 15.671 | 15.5762 | 15.074 | 14.2816 | 13.0642 | 11.9841 | 11.5731 | 11.3297 | 10.5225 | 9.5544 | 8.9151 | 0.025422 | 0.021278 | 0.014031 | -0.011156 | -0.022465 | -0.019902 | -0.003762 | 0.0051394 | 0.012534 | 0.014973 | -0.0034401 | 0.004176 | 0.040587 | 0.15143 | 0.46364 | 0.44112 | 0.41817 | 0.36733 | 0.10186 | 0.020113 | -0.0056769 | -0.0071892 | -0.0089475 | -0.015481 | 71.39 | 70.4029 | 69.5434 | 68.7742 | 68.2591 | 67.6402 | 67.4079 | 67.7317 | 70.0668 | 74.719 | 79.9863 | 84.1455 | 87.4445 | 89.7558 | 91.2528 | 91.8102 | 92.0855 | 91.1776 | 89.2354 | 86.1586 | 82.2936 | 78.888 | 76.7636 | 75.2416 | 0.20898 | 0.16693 | 0.17859 | 0.16239 | 0.1446 | 0.1561 | 0.13117 | 0.12132 | 0.12912 | 0.14271 | 0.15639 | 0.19041 | 0.16243 | 0.16254 | 0.13862 | 0.12838 | 0.11238 | 0.12686 | 0.14163 | 0.13174 | 0.14211 | 0.16733 | 0.17209 | 0.18868
Portfolio Adjusted1-in-2AllOrange County2025January Monthly Peak | Portfolio Adjusted | 1-in-2 | All | Orange County | 2025 | January Monthly Peak | 1 | 6.7608 | 6.5284 | 6.3752 | 6.435 | 6.9511 | 8.3497 | 9.8507 | 10.4726 | 11.3121 | 11.623 | 11.7842 | 11.7468 | 11.5777 | 11.3681 | 10.9999 | 10.2868 | 9.7694 | 9.8482 | 9.572 | 9.1706 | 8.8059 | 8.3606 | 7.7669 | 7.3171 | 0.072347 | 0.055479 | 0.04637 | 0.009411 | 0.002583 | 0.016609 | 0.040088 | 0.03692 | -0.0022442 | -0.018248 | 0.0019238 | 0.018022 | 0.043073 | 0.13986 | 0.3696 | 0.33935 | 0.32938 | 0.30265 | 0.070045 | 0.037248 | 0.0086796 | 0.0057708 | 0.013466 | -0.0065065 | 51.2497 | 50.804 | 50.3671 | 49.8397 | 49.6519 | 49.3182 | 49.2721 | 49.2547 | 49.8033 | 51.0497 | 52.7101 | 53.808 | 54.2988 | 55.1743 | 55.6893 | 55.5933 | 55.3644 | 54.8767 | 53.804 | 52.6873 | 51.9093 | 51.6985 | 51.6107 | 50.9265 | 0.18248 | 0.14708 | 0.15796 | 0.14234 | 0.12907 | 0.14403 | 0.12318 | 0.11319 | 0.11902 | 0.12746 | 0.13786 | 0.16665 | 0.14129 | 0.13952 | 0.11719 | 0.10611 | 0.092515 | 0.10908 | 0.12323 | 0.11354 | 0.12063 | 0.14334 | 0.14923 | 0.1632
Portfolio Adjusted1-in-2AllOrange County2025February Monthly Peak | Portfolio Adjusted | 1-in-2 | All | Orange County | 2025 | February Monthly Peak | 2 | 6.8008 | 6.5429 | 6.4072 | 6.475 | 7.0103 | 8.3715 | 9.742 | 10.3504 | 11.151 | 11.5638 | 11.8557 | 11.9914 | 11.9711 | 11.8861 | 11.6294 | 10.9984 | 10.3869 | 10.1075 | 9.9769 | 9.5193 | 9.1068 | 8.5629 | 7.876 | 7.376 | 0.072734 | 0.055623 | 0.046807 | 0.0095178 | 0.0026128 | 0.016696 | 0.040061 | 0.036879 | -0.0022414 | -0.018397 | 0.0019469 | 0.018377 | 0.044139 | 0.14407 | 0.38462 | 0.35505 | 0.34329 | 0.3092 | 0.072011 | 0.038154 | 0.0088739 | 0.005863 | 0.013572 | -0.0065256 | 51.2805 | 51.0695 | 51.0299 | 50.7826 | 50.1971 | 50.2131 | 49.9131 | 50.2193 | 51.4251 | 54.397 | 57.5885 | 60.3784 | 61.8185 | 62.4581 | 63.0017 | 62.6909 | 62.0603 | 60.9604 | 59.1221 | 57.5514 | 56.5232 | 55.4299 | 54.3518 | 53.0316 | 0.18345 | 0.14746 | 0.15945 | 0.14395 | 0.13056 | 0.14477 | 0.12307 | 0.11305 | 0.11885 | 0.12848 | 0.1395 | 0.16993 | 0.1448 | 0.14374 | 0.12135 | 0.11016 | 0.095691 | 0.11125 | 0.12669 | 0.11631 | 0.12334 | 0.14564 | 0.15041 | 0.16368
Portfolio Adjusted1-in-2AllOrange County2025March Monthly Peak | Portfolio Adjusted | 1-in-2 | All | Orange County | 2025 | March Monthly Peak | 3 | 6.9885 | 6.7228 | 6.5162 | 6.5798 | 7.0675 | 8.4004 | 9.8283 | 10.4192 | 11.1267 | 11.5488 | 11.8934 | 12.0553 | 12.0646 | 12.0447 | 11.8534 | 11.3098 | 10.6849 | 10.0168 | 9.7167 | 9.7624 | 9.3834 | 8.8324 | 8.113 | 7.5649 | 0.075133 | 0.057439 | 0.047745 | 0.0097288 | 0.0026514 | 0.01682 | 0.040362 | 0.037057 | -0.0022446 | -0.018423 | 0.0019525 | 0.018416 | 0.044456 | 0.14578 | 0.39044 | 0.36318 | 0.35168 | 0.3088 | 0.071712 | 0.039074 | 0.009146 | 0.0060459 | 0.013986 | -0.0066932 | 52.2341 | 51.2778 | 50.7303 | 50.5335 | 50.0893 | 49.6943 | 49.3766 | 49.6733 | 51.6716 | 53.9025 | 56.8543 | 59.7418 | 61.795 | 63.6505 | 64.9341 | 65.5871 | 65.5204 | 64.6871 | 62.0755 | 58.7063 | 56.8874 | 55.412 | 54.3713 | 52.8556 | 0.1895 | 0.15226 | 0.16264 | 0.14714 | 0.13248 | 0.14583 | 0.124 | 0.1136 | 0.11902 | 0.12866 | 0.1399 | 0.17029 | 0.14584 | 0.14545 | 0.12308 | 0.11251 | 0.097891 | 0.11136 | 0.12614 | 0.11911 | 0.12712 | 0.15018 | 0.155 | 0.16789
Portfolio Adjusted1-in-2AllOrange County2025April Monthly Peak | Portfolio Adjusted | 1-in-2 | All | Orange County | 2025 | April Monthly Peak | 4 | 7.0994 | 6.8184 | 6.6024 | 6.6752 | 7.1477 | 8.4635 | 9.7295 | 10.462 | 11.3473 | 12.0521 | 12.682 | 13.0835 | 13.2796 | 13.3853 | 13.2286 | 12.7196 | 11.9948 | 11.0281 | 10.2135 | 10.2197 | 9.928 | 9.2604 | 8.4184 | 7.7838 | 0.076143 | 0.05831 | 0.048584 | 0.0099404 | 0.0027025 | 0.017075 | 0.040523 | 0.03752 | -0.0022997 | -0.019206 | 0.002058 | 0.019524 | 0.047236 | 0.15535 | 0.42035 | 0.39299 | 0.38074 | 0.33092 | 0.074549 | 0.040712 | 0.0095733 | 0.0063116 | 0.014502 | -0.0069082 | 62.8472 | 61.8559 | 61.0262 | 60.4129 | 59.4195 | 58.7058 | 58.0236 | 58.1045 | 60.537 | 64.7602 | 69.5662 | 74.4478 | 78.8942 | 81.6709 | 83.1493 | 83.8463 | 83.4317 | 82.2168 | 79.9705 | 76.9545 | 72.2424 | 69.4792 | 67.5569 | 65.6829 | 0.19204 | 0.15456 | 0.1655 | 0.15033 | 0.13502 | 0.14801 | 0.12444 | 0.11501 | 0.12193 | 0.13413 | 0.14747 | 0.18056 | 0.155 | 0.15505 | 0.13124 | 0.12015 | 0.10457 | 0.1183 | 0.13114 | 0.1241 | 0.13306 | 0.15678 | 0.1607 | 0.17327
Portfolio Adjusted1-in-2AllOrange County2025May Monthly Peak | Portfolio Adjusted | 1-in-2 | All | Orange County | 2025 | May Monthly Peak | 5 | 7.2278 | 6.9317 | 6.7009 | 6.7657 | 7.2667 | 8.5912 | 9.7101 | 10.6949 | 11.7358 | 12.5132 | 13.2078 | 13.6005 | 13.7698 | 13.889 | 13.721 | 13.1656 | 12.4256 | 11.3723 | 10.4883 | 10.2585 | 10.1985 | 9.5342 | 8.6592 | 8.0638 | 0.077307 | 0.059085 | 0.049152 | 0.010068 | 0.0027501 | 0.017414 | 0.040911 | 0.03837 | -0.002381 | -0.019978 | 0.0021466 | 0.020329 | 0.049117 | 0.16172 | 0.43762 | 0.40827 | 0.39503 | 0.34209 | 0.077058 | 0.041429 | 0.0098687 | 0.0065203 | 0.014948 | -0.0071753 | 65.4213 | 64.4001 | 63.2805 | 62.3064 | 61.6339 | 60.7741 | 60.3879 | 60.7723 | 63.5097 | 67.3542 | 71.6352 | 76.0122 | 80.0932 | 82.8766 | 84.678 | 85.6772 | 85.9305 | 85.0015 | 82.7663 | 79.8059 | 75.4923 | 72.2993 | 70.5785 | 69.1016 | 0.19498 | 0.15662 | 0.16744 | 0.15226 | 0.1374 | 0.15093 | 0.1256 | 0.11761 | 0.12624 | 0.13952 | 0.15382 | 0.18801 | 0.16117 | 0.1614 | 0.1368 | 0.12499 | 0.10856 | 0.12239 | 0.13554 | 0.12627 | 0.13716 | 0.16196 | 0.16565 | 0.17997
Portfolio Adjusted1-in-2AllOrange County2025June Monthly Peak | Portfolio Adjusted | 1-in-2 | All | Orange County | 2025 | June Monthly Peak | 6 | 7.7497 | 7.4311 | 7.1467 | 7.2027 | 7.6538 | 8.8442 | 10.0255 | 11.1516 | 12.2305 | 13.0936 | 13.8329 | 14.2332 | 14.3039 | 14.409 | 14.2744 | 13.8269 | 13.101 | 12.0294 | 11.1642 | 10.7233 | 10.6504 | 10.0368 | 9.1244 | 8.5034 | 0.064263 | 0.049849 | 0.039941 | 0.0036517 | -0.0052572 | 0.0056578 | 0.026932 | 0.027883 | 0.0023567 | -0.00879 | 0.00035652 | 0.014918 | 0.045193 | 0.1539 | 0.4361 | 0.41469 | 0.40069 | 0.34922 | 0.085268 | 0.034934 | 0.0050221 | 0.0022326 | 0.007594 | -0.010029 | 68.1326 | 67.0846 | 65.9477 | 65.1456 | 64.4683 | 63.8068 | 63.1759 | 63.7469 | 66.7342 | 71.1409 | 74.9715 | 78.6287 | 81.2463 | 83.5076 | 85.1741 | 86.2787 | 86.9372 | 86.453 | 85.0397 | 82.189 | 78.4706 | 74.6157 | 72.2038 | 70.6264 | 0.20699 | 0.16658 | 0.17664 | 0.16043 | 0.14213 | 0.15201 | 0.12638 | 0.11786 | 0.12547 | 0.13835 | 0.1516 | 0.18423 | 0.1561 | 0.15581 | 0.13249 | 0.1232 | 0.10792 | 0.12189 | 0.13692 | 0.12757 | 0.13909 | 0.16556 | 0.16998 | 0.18579
Portfolio Adjusted1-in-2AllOrange County2025July Monthly Peak | Portfolio Adjusted | 1-in-2 | All | Orange County | 2025 | July Monthly Peak | 7 | 7.9971 | 7.6675 | 7.4195 | 7.4772 | 7.9635 | 9.3066 | 10.5666 | 11.7019 | 12.8394 | 13.7945 | 14.6104 | 15.048 | 15.1815 | 15.2803 | 15.1903 | 14.7576 | 14.015 | 12.8683 | 11.8632 | 11.3229 | 11.1677 | 10.493 | 9.5371 | 8.8747 | 0.027558 | 0.022921 | 0.015607 | -0.010168 | -0.021244 | -0.018115 | -0.0017605 | 0.0064329 | 0.011559 | 0.01308 | -0.0031104 | 0.0047224 | 0.039665 | 0.14666 | 0.44932 | 0.43059 | 0.41076 | 0.36242 | 0.10017 | 0.020799 | -0.0049451 | -0.0065975 | -0.0079216 | -0.015097 | 70.7286 | 70.0068 | 69.2694 | 68.535 | 67.9115 | 67.4634 | 67.352 | 67.7715 | 70.1535 | 74.3588 | 79.9181 | 83.5458 | 86.6756 | 89.1194 | 90.962 | 91.6878 | 92.1328 | 91.3379 | 89.6587 | 86.9924 | 83.0675 | 79.1528 | 76.6543 | 75.2593 | 0.20647 | 0.16581 | 0.17778 | 0.16112 | 0.14334 | 0.15423 | 0.12805 | 0.1182 | 0.1252 | 0.13827 | 0.15164 | 0.18442 | 0.15706 | 0.1567 | 0.13398 | 0.12514 | 0.1102 | 0.12509 | 0.14028 | 0.12971 | 0.14015 | 0.16696 | 0.17196 | 0.18778
Portfolio Adjusted1-in-2AllOrange County2025August Monthly Peak | Portfolio Adjusted | 1-in-2 | All | Orange County | 2025 | August Monthly Peak | 8 | 8.2565 | 7.8818 | 7.6123 | 7.6884 | 8.2002 | 9.6309 | 11.0746 | 12.2347 | 13.6178 | 14.7749 | 15.7133 | 16.2313 | 16.4022 | 16.5028 | 16.375 | 15.8133 | 14.9642 | 13.6631 | 12.475 | 12.0196 | 11.7144 | 10.8606 | 9.8443 | 9.1656 | -0.010439 | -0.0048235 | -0.0098826 | -0.024361 | -0.037556 | -0.04277 | -0.032255 | -0.016216 | 0.021681 | 0.037011 | -0.0069734 | -0.0061555 | 0.035214 | 0.14516 | 0.47724 | 0.45514 | 0.42402 | 0.37494 | 0.1151 | 0.0055736 | -0.015564 | -0.015803 | -0.024086 | -0.020231 | 75.8695 | 74.8055 | 73.9528 | 72.8532 | 72.4691 | 71.6915 | 71.3745 | 71.6736 | 74.0526 | 78.9847 | 83.896 | 88.1812 | 91.2439 | 93.2862 | 94.6618 | 94.7999 | 95.0543 | 94.0009 | 91.9148 | 88.9813 | 84.5645 | 81.1325 | 79.2326 | 77.6269 | 0.21246 | 0.1698 | 0.18175 | 0.16524 | 0.14717 | 0.1589 | 0.13355 | 0.1241 | 0.1328 | 0.14772 | 0.1628 | 0.1989 | 0.17007 | 0.17017 | 0.14518 | 0.13442 | 0.11761 | 0.13253 | 0.14716 | 0.13665 | 0.1469 | 0.17263 | 0.17729 | 0.19397
Portfolio Adjusted1-in-2AllOrange County2025September Monthly Peak | Portfolio Adjusted | 1-in-2 | All | Orange County | 2025 | September Monthly Peak | 9 | 8.0183 | 7.6867 | 7.4526 | 7.5193 | 8.0422 | 9.4658 | 11.0317 | 12.0302 | 13.3821 | 14.4295 | 15.2918 | 15.7704 | 15.9501 | 16.0746 | 15.8647 | 15.2448 | 14.3864 | 13.1044 | 12.0952 | 12 | 11.3625 | 10.5505 | 9.575 | 8.8944 | 0.017055 | 0.015244 | 0.0085565 | -0.014125 | -0.025868 | -0.025073 | -0.010297 | 0.00028102 | 0.014882 | 0.020333 | -0.0043301 | 0.0019103 | 0.040515 | 0.15435 | 0.47629 | 0.44987 | 0.42291 | 0.37081 | 0.10601 | 0.017298 | -0.0079598 | -0.0092009 | -0.012437 | -0.016559 | 70.8296 | 69.715 | 69.0043 | 68.5634 | 68.1879 | 67.5993 | 67.7297 | 67.7352 | 69.327 | 74.3919 | 81.1601 | 86.2273 | 90.6132 | 93.1112 | 94.2143 | 94.4757 | 94.2188 | 92.9196 | 90.3296 | 86.4729 | 83.0727 | 80.652 | 78.9645 | 77.4546 | 0.2072 | 0.16641 | 0.17863 | 0.16206 | 0.14455 | 0.15599 | 0.13175 | 0.12258 | 0.13204 | 0.14625 | 0.16098 | 0.19673 | 0.16837 | 0.16851 | 0.14313 | 0.13163 | 0.11473 | 0.12895 | 0.14408 | 0.13611 | 0.14372 | 0.16926 | 0.17369 | 0.1894
Portfolio Adjusted1-in-2AllOrange County2025October Monthly Peak | Portfolio Adjusted | 1-in-2 | All | Orange County | 2025 | October Monthly Peak | 10 | 7.6601 | 7.3533 | 7.0658 | 7.088 | 7.5906 | 8.9606 | 10.5493 | 11.3249 | 12.4736 | 13.4446 | 14.3519 | 14.8734 | 15.1072 | 15.2827 | 15.0852 | 14.435 | 13.5519 | 12.3811 | 11.8765 | 11.4841 | 10.7677 | 10.0137 | 9.1135 | 8.4374 | 0.037463 | 0.030089 | 0.022123 | -0.0056387 | -0.015663 | -0.010466 | 0.0070162 | 0.012852 | 0.0087737 | 0.0064719 | -0.0021082 | 0.0081549 | 0.043552 | 0.15797 | 0.46541 | 0.43622 | 0.41193 | 0.3606 | 0.098158 | 0.025814 | -0.001858 | -0.0037777 | -0.0030602 | -0.01306 | 69.9209 | 68.7679 | 68.0534 | 67.5792 | 66.8484 | 66.0507 | 66.5143 | 67.639 | 68.2455 | 72.1565 | 77.1897 | 82.0741 | 85.5465 | 87.8062 | 89.4593 | 90.0451 | 89.7212 | 88.2428 | 85.4862 | 81.6025 | 78.2361 | 75.5068 | 73.5914 | 71.9906 | 0.19902 | 0.15995 | 0.16949 | 0.15244 | 0.13667 | 0.14864 | 0.12586 | 0.11632 | 0.12514 | 0.13933 | 0.15527 | 0.19102 | 0.16441 | 0.1653 | 0.14029 | 0.12835 | 0.11126 | 0.12549 | 0.14255 | 0.1319 | 0.13752 | 0.16145 | 0.16637 | 0.17994
Portfolio Adjusted1-in-2AllOrange County2025November Monthly Peak | Portfolio Adjusted | 1-in-2 | All | Orange County | 2025 | November Monthly Peak | 11 | 7.1842 | 6.9043 | 6.715 | 6.7639 | 7.2583 | 8.5897 | 9.8015 | 10.5843 | 11.5362 | 12.2236 | 12.8781 | 13.2017 | 13.3616 | 13.4274 | 13.1791 | 12.5516 | 11.9171 | 11.6036 | 10.7891 | 10.2595 | 9.7317 | 9.1127 | 8.3745 | 7.8209 | 0.078025 | 0.059763 | 0.049932 | 0.010162 | 0.0027634 | 0.017321 | 0.040883 | 0.037853 | -0.0023291 | -0.019542 | 0.0021014 | 0.019873 | 0.048003 | 0.15786 | 0.4255 | 0.3949 | 0.38394 | 0.34655 | 0.078007 | 0.04128 | 0.009547 | 0.006307 | 0.014613 | -0.0070309 | 60.0436 | 59.461 | 59.0165 | 58.5503 | 58.0608 | 58.078 | 57.6928 | 57.7354 | 61.7748 | 66.4438 | 72.275 | 77.1092 | 80.6659 | 82.1412 | 82.6692 | 82.0766 | 80.0389 | 75.7554 | 71.2703 | 68.6912 | 66.6957 | 64.9979 | 63.5954 | 62.4059 | 0.19678 | 0.1584 | 0.17009 | 0.15367 | 0.13806 | 0.15013 | 0.12553 | 0.11603 | 0.12349 | 0.13648 | 0.15058 | 0.18378 | 0.15751 | 0.15753 | 0.13329 | 0.12142 | 0.10599 | 0.12373 | 0.13723 | 0.12583 | 0.13268 | 0.15665 | 0.16192 | 0.17634
Portfolio Adjusted1-in-2AllOrange County2025December Monthly Peak | Portfolio Adjusted | 1-in-2 | All | Orange County | 2025 | December Monthly Peak | 12 | 6.9355 | 6.6883 | 6.5446 | 6.5718 | 7.0869 | 8.4491 | 9.9048 | 10.5967 | 11.503 | 11.8565 | 11.9893 | 11.8125 | 11.5179 | 11.2464 | 10.8396 | 10.1797 | 9.851 | 9.9592 | 9.6236 | 9.2583 | 8.8797 | 8.4801 | 7.9023 | 7.4346 | 0.073726 | 0.056378 | 0.047328 | 0.009546 | 0.0026078 | 0.016555 | 0.039731 | 0.036419 | -0.0022077 | -0.018044 | 0.0019014 | 0.017688 | 0.042075 | 0.13662 | 0.36173 | 0.335 | 0.33035 | 0.3047 | 0.070147 | 0.037329 | 0.0086729 | 0.0057838 | 0.013465 | -0.0065101 | 46.696 | 45.9799 | 45.1434 | 44.1587 | 43.5203 | 42.7475 | 42.5109 | 42.3444 | 42.9283 | 45.6032 | 47.7935 | 49.5716 | 51.0757 | 52.1527 | 52.5882 | 52.4919 | 51.9186 | 51.0131 | 49.737 | 48.6086 | 47.8171 | 47.0929 | 46.5446 | 45.8647 | 0.18596 | 0.14947 | 0.16123 | 0.14438 | 0.13031 | 0.14358 | 0.1221 | 0.11169 | 0.11713 | 0.12608 | 0.1363 | 0.16359 | 0.13804 | 0.1363 | 0.11453 | 0.10466 | 0.092635 | 0.10968 | 0.12341 | 0.1138 | 0.12055 | 0.14367 | 0.14923 | 0.1633
Portfolio Adjusted1-in-2AllOrange County2025Typical Event Day | Portfolio Adjusted | 1-in-2 | All | Orange County | 2025 | Typical Event Day | 8 | 8.1235 | 7.7545 | 7.4909 | 7.5686 | 8.074 | 9.4828 | 10.8933 | 11.952 | 13.1813 | 14.1738 | 14.9842 | 15.4331 | 15.5749 | 15.6965 | 15.601 | 15.0975 | 14.3037 | 13.0849 | 12.004 | 11.5927 | 11.3489 | 10.5407 | 9.5712 | 8.9311 | 0.025495 | 0.021339 | 0.014071 | -0.011188 | -0.02253 | -0.01996 | -0.0037728 | 0.0051542 | 0.01257 | 0.015017 | -0.00345 | 0.0041881 | 0.040704 | 0.15187 | 0.46483 | 0.44222 | 0.41921 | 0.36826 | 0.10216 | 0.020172 | -0.0056933 | -0.00721 | -0.0089734 | -0.015526 | 71.3901 | 70.403 | 69.5435 | 68.7743 | 68.2592 | 67.6402 | 67.408 | 67.7318 | 70.0668 | 74.7191 | 79.9864 | 84.1457 | 87.4447 | 89.7561 | 91.253 | 91.8105 | 92.0858 | 91.1779 | 89.2357 | 86.1589 | 82.2938 | 78.8883 | 76.7638 | 75.2418 | 0.20958 | 0.16741 | 0.17911 | 0.16286 | 0.14502 | 0.15654 | 0.13155 | 0.12167 | 0.12949 | 0.14312 | 0.15684 | 0.19096 | 0.1629 | 0.16301 | 0.13902 | 0.12875 | 0.1127 | 0.12723 | 0.14203 | 0.13212 | 0.14252 | 0.16781 | 0.17259 | 0.18923
Portfolio Adjusted1-in-2AllOrange County2026January Monthly Peak | Portfolio Adjusted | 1-in-2 | All | Orange County | 2026 | January Monthly Peak | 1 | 6.7728 | 6.54 | 6.3865 | 6.4463 | 6.9637 | 8.3656 | 9.8696 | 10.4929 | 11.3334 | 11.6442 | 11.8055 | 11.7682 | 11.5989 | 11.3889 | 11.0198 | 10.3053 | 9.7867 | 9.865 | 9.5883 | 9.1864 | 8.8213 | 8.3752 | 7.7806 | 7.3302 | 0.072556 | 0.05564 | 0.046504 | 0.0094382 | 0.0025904 | 0.016657 | 0.040204 | 0.037027 | -0.0022507 | -0.018301 | 0.0019294 | 0.018074 | 0.043198 | 0.14026 | 0.37058 | 0.34023 | 0.33023 | 0.30344 | 0.070247 | 0.037356 | 0.0087046 | 0.0057874 | 0.013505 | -0.0065253 | 51.2499 | 50.8041 | 50.3672 | 49.8398 | 49.652 | 49.3183 | 49.2722 | 49.2548 | 49.8034 | 51.0498 | 52.7102 | 53.8082 | 54.2989 | 55.1744 | 55.6894 | 55.5934 | 55.3645 | 54.8768 | 53.804 | 52.6874 | 51.9094 | 51.6986 | 51.6108 | 50.9266 | 0.183 | 0.1475 | 0.15842 | 0.14275 | 0.12944 | 0.14444 | 0.12353 | 0.11352 | 0.11936 | 0.12783 | 0.13826 | 0.16713 | 0.1417 | 0.13992 | 0.11753 | 0.10641 | 0.09278 | 0.1094 | 0.12358 | 0.11387 | 0.12098 | 0.14375 | 0.14966 | 0.16367
Portfolio Adjusted1-in-2AllOrange County2026February Monthly Peak | Portfolio Adjusted | 1-in-2 | All | Orange County | 2026 | February Monthly Peak | 2 | 6.8129 | 6.5545 | 6.4185 | 6.4865 | 7.0231 | 8.3875 | 9.761 | 10.3708 | 11.1723 | 11.5852 | 11.8773 | 12.0132 | 11.9928 | 11.9075 | 11.65 | 11.0176 | 10.4047 | 10.1247 | 9.9937 | 9.5356 | 9.1224 | 8.5778 | 7.8899 | 7.3891 | 0.072944 | 0.055784 | 0.046942 | 0.0095453 | 0.0026203 | 0.016745 | 0.040177 | 0.036986 | -0.0022479 | -0.01845 | 0.0019525 | 0.01843 | 0.044267 | 0.14449 | 0.38563 | 0.35597 | 0.34417 | 0.31 | 0.072219 | 0.038264 | 0.0088995 | 0.0058799 | 0.013612 | -0.0065444 | 51.2806 | 51.0697 | 51.03 | 50.7828 | 50.1973 | 50.2133 | 49.9133 | 50.2194 | 51.4252 | 54.3972 | 57.5887 | 60.3785 | 61.8187 | 62.4582 | 63.0018 | 62.6911 | 62.0605 | 60.9605 | 59.1223 | 57.5516 | 56.5233 | 55.43 | 54.3519 | 53.0317 | 0.18398 | 0.14789 | 0.15991 | 0.14437 | 0.13093 | 0.14519 | 0.12342 | 0.11338 | 0.11919 | 0.12885 | 0.1399 | 0.17042 | 0.14521 | 0.14415 | 0.1217 | 0.11048 | 0.095966 | 0.11157 | 0.12706 | 0.11664 | 0.12369 | 0.14606 | 0.15085 | 0.16415
Portfolio Adjusted1-in-2AllOrange County2026March Monthly Peak | Portfolio Adjusted | 1-in-2 | All | Orange County | 2026 | March Monthly Peak | 3 | 7.001 | 6.7348 | 6.5278 | 6.5915 | 7.0804 | 8.4166 | 9.8474 | 10.4396 | 11.1479 | 11.5702 | 11.9151 | 12.0772 | 12.0864 | 12.0663 | 11.8743 | 11.3294 | 10.7032 | 10.034 | 9.7334 | 9.779 | 9.3996 | 8.8478 | 8.1272 | 7.5783 | 0.07535 | 0.057605 | 0.047883 | 0.0097569 | 0.002659 | 0.016869 | 0.040478 | 0.037164 | -0.0022511 | -0.018476 | 0.0019581 | 0.018469 | 0.044585 | 0.1462 | 0.39147 | 0.36412 | 0.35258 | 0.3096 | 0.071919 | 0.039187 | 0.0091724 | 0.0060634 | 0.014027 | -0.0067125 | 52.2342 | 51.2779 | 50.7303 | 50.5335 | 50.0894 | 49.6943 | 49.3766 | 49.6734 | 51.6717 | 53.9026 | 56.8544 | 59.742 | 61.7952 | 63.6506 | 64.9343 | 65.5873 | 65.5206 | 64.6874 | 62.0757 | 58.7065 | 56.8876 | 55.4121 | 54.3715 | 52.8557 | 0.19004 | 0.1527 | 0.16311 | 0.14756 | 0.13286 | 0.14625 | 0.12435 | 0.11393 | 0.11936 | 0.12903 | 0.1403 | 0.17078 | 0.14626 | 0.14586 | 0.12343 | 0.11283 | 0.098172 | 0.11168 | 0.12651 | 0.11945 | 0.12748 | 0.15061 | 0.15544 | 0.16837
Portfolio Adjusted1-in-2AllOrange County2026April Monthly Peak | Portfolio Adjusted | 1-in-2 | All | Orange County | 2026 | April Monthly Peak | 4 | 7.1121 | 6.8305 | 6.6142 | 6.6872 | 7.1608 | 8.4799 | 9.7487 | 10.4827 | 11.3691 | 12.0745 | 12.7049 | 13.1066 | 13.3027 | 13.4083 | 13.2508 | 12.7404 | 12.0142 | 11.0463 | 10.2308 | 10.237 | 9.9449 | 9.2764 | 8.4332 | 7.7977 | 0.076363 | 0.058478 | 0.048724 | 0.0099691 | 0.0027103 | 0.017124 | 0.04064 | 0.037628 | -0.0023063 | -0.019261 | 0.0020639 | 0.019581 | 0.047372 | 0.1558 | 0.42145 | 0.39399 | 0.3817 | 0.33177 | 0.074765 | 0.040829 | 0.0096009 | 0.0063299 | 0.014543 | -0.0069282 | 62.8473 | 61.856 | 61.0263 | 60.413 | 59.4195 | 58.7059 | 58.0237 | 58.1045 | 60.537 | 64.7603 | 69.5663 | 74.4479 | 78.8944 | 81.6712 | 83.1496 | 83.8466 | 83.4321 | 82.2172 | 79.9708 | 76.9548 | 72.2426 | 69.4794 | 67.5571 | 65.683 | 0.1926 | 0.15501 | 0.16598 | 0.15077 | 0.13541 | 0.14843 | 0.1248 | 0.11534 | 0.12228 | 0.13452 | 0.1479 | 0.18108 | 0.15545 | 0.1555 | 0.13161 | 0.12049 | 0.10487 | 0.11864 | 0.13151 | 0.12446 | 0.13345 | 0.15723 | 0.16117 | 0.17377
Portfolio Adjusted1-in-2AllOrange County2026May Monthly Peak | Portfolio Adjusted | 1-in-2 | All | Orange County | 2026 | May Monthly Peak | 5 | 7.2406 | 6.9441 | 6.7128 | 6.7779 | 7.2801 | 8.6079 | 9.7295 | 10.7161 | 11.7583 | 12.5364 | 13.2316 | 13.6246 | 13.7938 | 13.9129 | 13.7442 | 13.1873 | 12.4458 | 11.3911 | 10.5063 | 10.2762 | 10.2159 | 9.5508 | 8.6744 | 8.0782 | 0.07753 | 0.059255 | 0.049294 | 0.010097 | 0.0027581 | 0.017464 | 0.041029 | 0.03848 | -0.0023879 | -0.020036 | 0.0021528 | 0.020388 | 0.049258 | 0.16218 | 0.43876 | 0.40931 | 0.39603 | 0.34297 | 0.077281 | 0.041548 | 0.0098972 | 0.0065391 | 0.014991 | -0.007196 | 65.4214 | 64.4001 | 63.2806 | 62.3064 | 61.6339 | 60.7741 | 60.3879 | 60.7723 | 63.5098 | 67.3543 | 71.6353 | 76.0123 | 80.0934 | 82.8768 | 84.6783 | 85.6775 | 85.9308 | 85.0018 | 82.7666 | 79.8062 | 75.4925 | 72.2995 | 70.5787 | 69.1018 | 0.19554 | 0.15707 | 0.16792 | 0.15269 | 0.1378 | 0.15136 | 0.12596 | 0.11795 | 0.1266 | 0.13992 | 0.15426 | 0.18855 | 0.16164 | 0.16187 | 0.1372 | 0.12535 | 0.10887 | 0.12274 | 0.13593 | 0.12663 | 0.13756 | 0.16242 | 0.16613 | 0.18049
Portfolio Adjusted1-in-2AllOrange County2026June Monthly Peak | Portfolio Adjusted | 1-in-2 | All | Orange County | 2026 | June Monthly Peak | 6 | 7.7637 | 7.4447 | 7.1596 | 7.2159 | 7.6681 | 8.8615 | 10.0456 | 11.1734 | 12.2536 | 13.1172 | 13.857 | 14.2574 | 14.3278 | 14.4326 | 14.2974 | 13.8488 | 13.1216 | 12.0487 | 11.1828 | 10.7416 | 10.6686 | 10.0542 | 9.1405 | 8.5187 | 0.064449 | 0.049993 | 0.040057 | 0.0036623 | -0.0052724 | 0.0056742 | 0.02701 | 0.027964 | 0.0023635 | -0.0088154 | 0.00035755 | 0.014961 | 0.045324 | 0.15435 | 0.43722 | 0.41574 | 0.40169 | 0.35011 | 0.085514 | 0.035035 | 0.0050366 | 0.0022391 | 0.0076159 | -0.010058 | 68.1327 | 67.0847 | 65.9478 | 65.1457 | 64.4683 | 63.8068 | 63.1759 | 63.7469 | 66.7342 | 71.141 | 74.9716 | 78.6288 | 81.2465 | 83.5078 | 85.1744 | 86.279 | 86.9374 | 86.4533 | 85.04 | 82.1892 | 78.4708 | 74.6159 | 72.204 | 70.6265 | 0.20758 | 0.16706 | 0.17715 | 0.16089 | 0.14254 | 0.15245 | 0.12674 | 0.1182 | 0.12583 | 0.13874 | 0.15204 | 0.18476 | 0.15655 | 0.15626 | 0.13287 | 0.12355 | 0.10823 | 0.12224 | 0.13732 | 0.12793 | 0.13949 | 0.16604 | 0.17047 | 0.18632
Portfolio Adjusted1-in-2AllOrange County2026July Monthly Peak | Portfolio Adjusted | 1-in-2 | All | Orange County | 2026 | July Monthly Peak | 7 | 8.0115 | 7.6814 | 7.433 | 7.4908 | 7.9783 | 9.3247 | 10.5876 | 11.7244 | 12.8631 | 13.8188 | 14.6352 | 15.0729 | 15.2062 | 15.3047 | 15.2142 | 14.7805 | 14.0366 | 12.8887 | 11.8828 | 11.3421 | 11.1865 | 10.5111 | 9.5538 | 8.8906 | 0.027638 | 0.022988 | 0.015652 | -0.010198 | -0.021305 | -0.018167 | -0.0017656 | 0.0064515 | 0.011592 | 0.013118 | -0.0031194 | 0.0047361 | 0.03978 | 0.14708 | 0.45047 | 0.43167 | 0.41177 | 0.36334 | 0.10046 | 0.020859 | -0.0049593 | -0.0066166 | -0.0079445 | -0.015141 | 70.7287 | 70.0069 | 69.2695 | 68.5351 | 67.9116 | 67.4635 | 67.352 | 67.7715 | 70.1536 | 74.3588 | 79.9182 | 83.546 | 86.6758 | 89.1196 | 90.9623 | 91.6881 | 92.1331 | 91.3382 | 89.659 | 86.9927 | 83.0678 | 79.153 | 76.6545 | 75.2594 | 0.20707 | 0.16628 | 0.1783 | 0.16158 | 0.14375 | 0.15467 | 0.12842 | 0.11854 | 0.12556 | 0.13866 | 0.15207 | 0.18495 | 0.15751 | 0.15715 | 0.13436 | 0.1255 | 0.11052 | 0.12545 | 0.14069 | 0.13008 | 0.14056 | 0.16744 | 0.17246 | 0.18832
Portfolio Adjusted1-in-2AllOrange County2026August Monthly Peak | Portfolio Adjusted | 1-in-2 | All | Orange County | 2026 | August Monthly Peak | 8 | 8.2713 | 7.8959 | 7.6259 | 7.7023 | 8.2153 | 9.6495 | 11.0963 | 12.2582 | 13.6428 | 14.8008 | 15.7398 | 16.2581 | 16.4288 | 16.5293 | 16.4008 | 15.8378 | 14.9871 | 13.6846 | 12.4955 | 12.0398 | 11.7341 | 10.8792 | 9.8615 | 9.182 | -0.010469 | -0.0048374 | -0.0099112 | -0.024432 | -0.037664 | -0.042893 | -0.032348 | -0.016263 | 0.021743 | 0.037118 | -0.0069935 | -0.0061733 | 0.035316 | 0.14558 | 0.47846 | 0.45628 | 0.42507 | 0.37589 | 0.11543 | 0.0055897 | -0.015609 | -0.015848 | -0.024156 | -0.02029 | 75.8697 | 74.8057 | 73.9529 | 72.8533 | 72.4692 | 71.6916 | 71.3746 | 71.6736 | 74.0526 | 78.9849 | 83.8961 | 88.1814 | 91.2441 | 93.2865 | 94.662 | 94.8002 | 95.0545 | 94.0012 | 91.915 | 88.9815 | 84.5647 | 81.1327 | 79.2328 | 77.6271 | 0.21307 | 0.17029 | 0.18228 | 0.16572 | 0.14759 | 0.15935 | 0.13393 | 0.12445 | 0.13318 | 0.14814 | 0.16326 | 0.19947 | 0.17056 | 0.17065 | 0.14559 | 0.13481 | 0.11794 | 0.13291 | 0.14758 | 0.13704 | 0.14732 | 0.17313 | 0.1778 | 0.19453
Portfolio Adjusted1-in-2AllOrange County2026September Monthly Peak | Portfolio Adjusted | 1-in-2 | All | Orange County | 2026 | September Monthly Peak | 9 | 8.0328 | 7.7006 | 7.4661 | 7.533 | 8.0572 | 9.4842 | 11.0533 | 12.0536 | 13.4071 | 14.4553 | 15.3183 | 15.7971 | 15.9767 | 16.101 | 15.8903 | 15.2689 | 14.4089 | 13.1255 | 12.1154 | 12.0203 | 11.3819 | 10.5689 | 9.592 | 8.9106 | 0.017105 | 0.015288 | 0.0085812 | -0.014166 | -0.025943 | -0.025145 | -0.010327 | 0.00028183 | 0.014925 | 0.020392 | -0.0043426 | 0.0019159 | 0.040632 | 0.1548 | 0.47752 | 0.45101 | 0.42396 | 0.37176 | 0.10632 | 0.017347 | -0.0079827 | -0.0092275 | -0.012473 | -0.016607 | 70.8297 | 69.715 | 69.0043 | 68.5634 | 68.188 | 67.5993 | 67.7297 | 67.7353 | 69.327 | 74.392 | 81.1603 | 86.2275 | 90.6135 | 93.1115 | 94.2146 | 94.476 | 94.2191 | 92.9199 | 90.3299 | 86.4732 | 83.073 | 80.6523 | 78.9647 | 77.4548 | 0.2078 | 0.16689 | 0.17914 | 0.16252 | 0.14497 | 0.15644 | 0.13213 | 0.12293 | 0.13242 | 0.14667 | 0.16144 | 0.1973 | 0.16886 | 0.16899 | 0.14354 | 0.132 | 0.11505 | 0.12932 | 0.14449 | 0.1365 | 0.14414 | 0.16975 | 0.17419 | 0.18994
Portfolio Adjusted1-in-2AllOrange County2026October Monthly Peak | Portfolio Adjusted | 1-in-2 | All | Orange County | 2026 | October Monthly Peak | 10 | 7.6739 | 7.3666 | 7.0785 | 7.1008 | 7.6046 | 8.9779 | 10.5697 | 11.347 | 12.4972 | 13.469 | 14.3772 | 14.8991 | 15.133 | 15.3084 | 15.1102 | 14.4584 | 13.5737 | 12.4015 | 11.8964 | 11.5036 | 10.7861 | 10.0311 | 9.1296 | 8.4526 | 0.037572 | 0.030175 | 0.022187 | -0.005655 | -0.015708 | -0.010496 | 0.0070365 | 0.012889 | 0.008799 | 0.0064906 | -0.0021143 | 0.0081784 | 0.043678 | 0.15842 | 0.46661 | 0.43733 | 0.41297 | 0.36152 | 0.098441 | 0.025889 | -0.0018634 | -0.0037886 | -0.003069 | -0.013098 | 69.9211 | 68.768 | 68.0535 | 67.5793 | 66.8485 | 66.0508 | 66.5145 | 67.6392 | 68.2456 | 72.1567 | 77.1898 | 82.0742 | 85.5467 | 87.8064 | 89.4595 | 90.0453 | 89.7215 | 88.2431 | 85.4865 | 81.6027 | 78.2363 | 75.507 | 73.5916 | 71.9907 | 0.1996 | 0.16041 | 0.16998 | 0.15287 | 0.13706 | 0.14907 | 0.12623 | 0.11665 | 0.1255 | 0.13973 | 0.15572 | 0.19157 | 0.16488 | 0.16578 | 0.14069 | 0.12872 | 0.11158 | 0.12585 | 0.14296 | 0.13228 | 0.13792 | 0.16192 | 0.16685 | 0.18046
Portfolio Adjusted1-in-2AllOrange County2026November Monthly Peak | Portfolio Adjusted | 1-in-2 | All | Orange County | 2026 | November Monthly Peak | 11 | 7.1971 | 6.9168 | 6.7271 | 6.7762 | 7.2718 | 8.6063 | 9.8208 | 10.6052 | 11.5583 | 12.2463 | 12.9014 | 13.2252 | 13.3851 | 13.4508 | 13.2017 | 12.5727 | 11.9368 | 11.6227 | 10.8073 | 10.2771 | 9.7486 | 9.1287 | 8.3894 | 7.8351 | 0.078251 | 0.059936 | 0.050076 | 0.010191 | 0.0027714 | 0.017371 | 0.041001 | 0.037962 | -0.0023358 | -0.019599 | 0.0021075 | 0.01993 | 0.048142 | 0.15831 | 0.42661 | 0.39591 | 0.38492 | 0.34744 | 0.078233 | 0.0414 | 0.0095746 | 0.0063252 | 0.014655 | -0.0070512 | 60.0436 | 59.4611 | 59.0165 | 58.5504 | 58.0608 | 58.0781 | 57.6929 | 57.7355 | 61.7749 | 66.4439 | 72.2752 | 77.1094 | 80.6661 | 82.1414 | 82.6695 | 82.0768 | 80.0392 | 75.7557 | 71.2705 | 68.6915 | 66.6959 | 64.998 | 63.5956 | 62.406 | 0.19734 | 0.15885 | 0.17058 | 0.15412 | 0.13845 | 0.15056 | 0.12589 | 0.11637 | 0.12385 | 0.13687 | 0.15102 | 0.18431 | 0.15796 | 0.15799 | 0.13368 | 0.12177 | 0.10629 | 0.12409 | 0.13763 | 0.12619 | 0.13306 | 0.1571 | 0.16239 | 0.17684
Portfolio Adjusted1-in-2AllOrange County2026December Monthly Peak | Portfolio Adjusted | 1-in-2 | All | Orange County | 2026 | December Monthly Peak | 12 | 6.9478 | 6.7 | 6.5561 | 6.5833 | 7.0996 | 8.465 | 9.9235 | 10.6167 | 11.5239 | 11.8774 | 12.0104 | 11.8334 | 11.5386 | 11.2667 | 10.8591 | 10.198 | 9.8683 | 9.9762 | 9.6399 | 9.2743 | 8.8951 | 8.4948 | 7.916 | 7.4476 | 0.073939 | 0.05654 | 0.047465 | 0.0095736 | 0.0026153 | 0.016603 | 0.039845 | 0.036524 | -0.002214 | -0.018096 | 0.0019069 | 0.01774 | 0.042196 | 0.13701 | 0.36269 | 0.33587 | 0.3312 | 0.3055 | 0.070349 | 0.037436 | 0.008698 | 0.0058005 | 0.013504 | -0.0065289 | 46.6962 | 45.98 | 45.1435 | 44.1589 | 43.5204 | 42.7476 | 42.5111 | 42.3446 | 42.9284 | 45.6034 | 47.7936 | 49.5718 | 51.0758 | 52.1528 | 52.5884 | 52.492 | 51.9188 | 51.0133 | 49.7371 | 48.6087 | 47.8172 | 47.093 | 46.5447 | 45.8648 | 0.18649 | 0.1499 | 0.1617 | 0.1448 | 0.13069 | 0.144 | 0.12245 | 0.11201 | 0.11746 | 0.12645 | 0.13669 | 0.16406 | 0.13844 | 0.13669 | 0.11486 | 0.10496 | 0.092901 | 0.11 | 0.12376 | 0.11412 | 0.1209 | 0.14409 | 0.14966 | 0.16377
Portfolio Adjusted1-in-2AllOrange County2026Typical Event Day | Portfolio Adjusted | 1-in-2 | All | Orange County | 2026 | Typical Event Day | 8 | 8.1382 | 7.7685 | 7.5044 | 7.5824 | 8.0891 | 9.5011 | 10.9148 | 11.9752 | 13.2058 | 14.199 | 15.0099 | 15.459 | 15.6006 | 15.722 | 15.6258 | 15.1211 | 14.3258 | 13.1056 | 12.0239 | 11.6123 | 11.3681 | 10.5589 | 9.588 | 8.9472 | 0.025569 | 0.021401 | 0.014112 | -0.011221 | -0.022595 | -0.020017 | -0.0037837 | 0.0051691 | 0.012607 | 0.01506 | -0.00346 | 0.0042002 | 0.040822 | 0.15231 | 0.46602 | 0.44333 | 0.42025 | 0.3692 | 0.10245 | 0.02023 | -0.0057097 | -0.0072308 | -0.0089993 | -0.01557 | 71.3902 | 70.4031 | 69.5436 | 68.7744 | 68.2593 | 67.6403 | 67.4081 | 67.7319 | 70.0669 | 74.7192 | 79.9866 | 84.1459 | 87.445 | 89.7564 | 91.2533 | 91.8108 | 92.0861 | 91.1782 | 89.236 | 86.1592 | 82.2941 | 78.8885 | 76.764 | 75.242 | 0.21018 | 0.16789 | 0.17962 | 0.16333 | 0.14544 | 0.15699 | 0.13193 | 0.12202 | 0.12986 | 0.14353 | 0.15729 | 0.19151 | 0.16337 | 0.16348 | 0.13942 | 0.12912 | 0.11302 | 0.12759 | 0.14244 | 0.1325 | 0.14293 | 0.1683 | 0.17308 | 0.18977
Portfolio Adjusted1-in-10AllSouth of Lugo2015January Monthly Peak | Portfolio Adjusted | 1-in-10 | All | South of Lugo | 2015 | January Monthly Peak | 1 | 97.0954 | 94.7515 | 92.1596 | 91.8424 | 97.0141 | 111.7376 | 136.288 | 151.628 | 161.0228 | 167.8015 | 167.7165 | 167.3019 | 162.8874 | 163.2329 | 159.7756 | 153.3003 | 147.7285 | 149.4511 | 143.6156 | 139.6485 | 132.035 | 124.243 | 113.8579 | 105.0797 | -0.30497 | 0.0018531 | 0.027218 | -0.53578 | -1.4335 | -0.80663 | -0.55792 | -0.0058943 | -0.31808 | 0.24951 | 0.49165 | 1.0725 | 1.8663 | 2.0419 | 4.1962 | 3.732 | 3.6087 | 3.4727 | 2.5456 | 2.2905 | 1.6111 | 1.2204 | 0.59646 | 0.2091 | 48.7296 | 47.8879 | 46.9977 | 46.8036 | 46.1961 | 46.271 | 46.0261 | 45.8228 | 45.7814 | 48.733 | 51.8249 | 53.2169 | 54.8092 | 55.7299 | 55.5991 | 54.5499 | 52.9429 | 51.6935 | 50.1481 | 48.059 | 46.7916 | 45.9024 | 45.79 | 45.3644 | 4.0187 | 3.8765 | 4.2093 | 4.9637 | 4.5206 | 4.7543 | 4.3105 | 4.5543 | 5.5651 | 6.141 | 5.7135 | 4.7576 | 5.0118 | 5.0132 | 4.1743 | 4.1558 | 3.6597 | 3.9085 | 3.9489 | 4.7541 | 5.0902 | 5.2662 | 4.6555 | 3.8106
Portfolio Adjusted1-in-10AllSouth of Lugo2015February Monthly Peak | Portfolio Adjusted | 1-in-10 | All | South of Lugo | 2015 | February Monthly Peak | 2 | 101.9356 | 98.9713 | 95.338 | 95.9495 | 101.1129 | 117.3525 | 141.0994 | 156.5784 | 167.9403 | 176.7051 | 181.3215 | 185.0023 | 183.4269 | 184.8778 | 182.2348 | 174.3532 | 166.5221 | 162.9055 | 155.2363 | 148.5027 | 140.3325 | 129.918 | 118.1802 | 110.1787 | -0.32018 | 0.0019356 | 0.028157 | -0.55974 | -1.494 | -0.84716 | -0.57762 | -0.0060867 | -0.33174 | 0.26275 | 0.53153 | 1.186 | 2.1017 | 2.3127 | 4.786 | 4.2445 | 4.0678 | 3.7853 | 2.7515 | 2.4358 | 1.7123 | 1.2762 | 0.6191 | 0.21924 | 54.5512 | 53.4637 | 52.3299 | 51.5505 | 51.9605 | 51.2159 | 48.1182 | 51.3293 | 53.6215 | 56.172 | 58.7204 | 59.1981 | 60.3955 | 62.0331 | 63.0636 | 63.5396 | 62.6202 | 61.9136 | 60.5668 | 58.9026 | 57.4316 | 56.0539 | 55.6385 | 54.3869 | 4.219 | 4.0491 | 4.3545 | 5.1857 | 4.7116 | 4.9933 | 4.4627 | 4.703 | 5.8042 | 6.4669 | 6.1769 | 5.261 | 5.6438 | 5.6779 | 4.7611 | 4.7265 | 4.1253 | 4.2604 | 4.2684 | 5.0555 | 5.4101 | 5.5068 | 4.8322 | 3.9955
Portfolio Adjusted1-in-10AllSouth of Lugo2015March Monthly Peak | Portfolio Adjusted | 1-in-10 | All | South of Lugo | 2015 | March Monthly Peak | 3 | 108.0329 | 103.2918 | 98.9721 | 99.0739 | 105.0179 | 123.0016 | 148.158 | 165.76 | 179.1777 | 191.7244 | 200.578 | 205.5154 | 204.5966 | 206.942 | 205.2061 | 196.8137 | 187.6287 | 179.0639 | 166.7951 | 161.4859 | 152.0131 | 140.6362 | 126.3517 | 116.7089 | -0.33933 | 0.0020201 | 0.02923 | -0.57797 | -1.5517 | -0.88794 | -0.60652 | -0.0064436 | -0.35394 | 0.28508 | 0.58798 | 1.3175 | 2.3442 | 2.5887 | 5.3893 | 4.7913 | 4.5834 | 4.1608 | 2.9564 | 2.6487 | 1.8549 | 1.3815 | 0.66191 | 0.23224 | 61.6511 | 60.0766 | 59.0058 | 57.7962 | 56.8118 | 55.8486 | 55.1722 | 54.8127 | 56.3476 | 59.935 | 64.0638 | 68.5774 | 72.906 | 74.4456 | 75.2523 | 74.9991 | 73.8436 | 72.1439 | 71.0738 | 69.4824 | 66.8472 | 64.3666 | 61.9879 | 60.0817 | 4.4714 | 4.2259 | 4.5205 | 5.3546 | 4.8936 | 5.2336 | 4.686 | 4.9788 | 6.1926 | 7.0165 | 6.8329 | 5.8443 | 6.2952 | 6.3555 | 5.3612 | 5.3354 | 4.6482 | 4.683 | 4.5862 | 5.4975 | 5.8604 | 5.9611 | 5.1663 | 4.2323
Portfolio Adjusted1-in-10AllSouth of Lugo2015April Monthly Peak | Portfolio Adjusted | 1-in-10 | All | South of Lugo | 2015 | April Monthly Peak | 4 | 114.1251 | 109.8238 | 105.782 | 106.1213 | 113.6529 | 132.3596 | 157.9425 | 177.8523 | 197.1128 | 214.3535 | 228.2508 | 233.7557 | 232.7227 | 235.0389 | 231.4518 | 222.3084 | 210.9477 | 197.9518 | 179.4392 | 172.8409 | 163.9774 | 151.1061 | 136.8224 | 126.1824 | -0.45233 | -0.039231 | -0.1093 | -0.39529 | -1.336 | -1.1927 | -0.95734 | -0.68026 | -0.38837 | 0.30391 | 0.65595 | 0.59962 | 1.4941 | 1.9237 | 4.6991 | 4.1408 | 3.9955 | 3.504 | 2.1423 | 1.4328 | 1.2465 | 1.1794 | 0.54518 | 0.28728 | 70.8161 | 69.7236 | 68.1326 | 66.495 | 65.094 | 64.2257 | 63.7688 | 63.8636 | 66.5494 | 72.1305 | 77.2163 | 82.3925 | 85.7062 | 87.2219 | 86.2612 | 86.0588 | 86.1119 | 85.9806 | 84.5475 | 80.3969 | 75.4854 | 71.1383 | 68.7461 | 67.5417 | 4.5525 | 4.3305 | 4.6566 | 5.5278 | 5.1042 | 5.4279 | 4.8146 | 5.1486 | 6.5658 | 7.5607 | 7.4942 | 6.4068 | 6.9014 | 6.9571 | 5.828 | 5.8084 | 5.0367 | 4.9895 | 4.7553 | 5.671 | 6.0929 | 6.173 | 5.3919 | 4.4102
Portfolio Adjusted1-in-10AllSouth of Lugo2015May Monthly Peak | Portfolio Adjusted | 1-in-10 | All | South of Lugo | 2015 | May Monthly Peak | 5 | 113.8817 | 109.3688 | 105.8465 | 106.7564 | 114.7383 | 134.4327 | 159.5186 | 182.7199 | 203.0292 | 220.768 | 235.3927 | 239.586 | 237.3823 | 239.1706 | 235.0084 | 224.8555 | 212.642 | 200.3086 | 180.7532 | 171.7424 | 164.8615 | 151.7817 | 137.5085 | 126.9163 | -0.49074 | -0.056387 | -0.16847 | -0.30304 | -1.2031 | -1.3126 | -1.0988 | -0.98962 | -0.3996 | 0.30659 | 0.67077 | 0.22738 | 1.0214 | 1.5229 | 4.1826 | 3.6479 | 3.5372 | 3.0797 | 1.7185 | 0.83816 | 0.93443 | 1.0559 | 0.47545 | 0.30426 | 71.2408 | 69.8363 | 68.4277 | 68.0658 | 67.7908 | 67.5084 | 67.468 | 67.6063 | 70.9436 | 76.4487 | 81.1138 | 84.3856 | 86.1013 | 86.6825 | 87.4444 | 87.5475 | 87.3819 | 86.3312 | 86.0575 | 83.5181 | 79.1313 | 74.2776 | 71.5272 | 69.1738 | 4.5378 | 4.3078 | 4.6543 | 5.5547 | 5.1473 | 5.5068 | 4.8572 | 5.2836 | 6.7554 | 7.7783 | 7.7201 | 6.5593 | 7.0318 | 7.0716 | 5.911 | 5.8684 | 5.0715 | 5.0434 | 4.7848 | 5.6288 | 6.1189 | 6.1937 | 5.413 | 4.431
Portfolio Adjusted1-in-10AllSouth of Lugo2015June Monthly Peak | Portfolio Adjusted | 1-in-10 | All | South of Lugo | 2015 | June Monthly Peak | 6 | 116.5603 | 111.8831 | 108.2478 | 108.8578 | 117.0275 | 136.1688 | 159.6902 | 181.5885 | 197.9904 | 213.5483 | 225.6213 | 226.6282 | 221.6997 | 223.3689 | 220.8883 | 214.2316 | 204.0744 | 193.3091 | 175.2486 | 167.5352 | 161.6817 | 150.0724 | 136.1798 | 126.4092 | -0.4118 | -0.017902 | -0.03657 | -0.52564 | -1.5607 | -1.0993 | -0.80347 | -0.3347 | -0.39063 | 0.3105 | 0.65519 | 1.0375 | 2.0079 | 2.3338 | 5.1738 | 4.6316 | 4.4515 | 3.9819 | 2.623 | 2.1002 | 1.6184 | 1.3298 | 0.63201 | 0.26882 | 65.6235 | 65.1654 | 65.1883 | 64.8775 | 63.4948 | 62.4673 | 62.0354 | 63.7598 | 66.7341 | 70.6295 | 75.2333 | 79.7675 | 81.9686 | 82.2137 | 82.7369 | 83.0238 | 84.2225 | 83.195 | 83.1469 | 79.2956 | 74.8085 | 71.471 | 69.3593 | 68.4911 | 4.7133 | 4.472 | 4.8303 | 5.7479 | 5.3277 | 5.6605 | 4.9345 | 5.3286 | 6.6853 | 7.6353 | 7.5092 | 6.2964 | 6.6644 | 6.7021 | 5.6381 | 5.6739 | 4.9392 | 4.9392 | 4.7077 | 5.5722 | 6.0897 | 6.2146 | 5.44 | 4.4786
Portfolio Adjusted1-in-10AllSouth of Lugo2015July Monthly Peak | Portfolio Adjusted | 1-in-10 | All | South of Lugo | 2015 | July Monthly Peak | 7 | 119.7121 | 114.7067 | 110.9333 | 112.1021 | 120.6526 | 142.2093 | 167.4747 | 189.3115 | 205.9758 | 219.155 | 229.996 | 230.9052 | 226.99 | 228.8221 | 226.1616 | 219.7061 | 210.5999 | 199.0506 | 180.0753 | 170.8531 | 164.5974 | 152.9598 | 139.168 | 129.9219 | -0.48114 | -0.043901 | -0.1246 | -0.40157 | -1.3936 | -1.2987 | -1.0374 | -0.77262 | -0.40576 | 0.30969 | 0.66007 | 0.5322 | 1.3799 | 1.8058 | 4.5004 | 4.0073 | 3.9107 | 3.4488 | 2.0793 | 1.3225 | 1.1999 | 1.1729 | 0.54272 | 0.29832 | 70.3668 | 69.0666 | 68.3889 | 67.9467 | 67.6242 | 67.2967 | 67.6421 | 68.5562 | 70.9371 | 74.9841 | 79.5644 | 82.4444 | 81.3556 | 80.9287 | 83.365 | 83.8125 | 83.0012 | 82.35 | 81.2331 | 79.45 | 76.03 | 73.2256 | 71.7894 | 70.8974 | 4.7717 | 4.5195 | 4.8796 | 5.8348 | 5.4144 | 5.8273 | 5.1012 | 5.476 | 6.8557 | 7.724 | 7.5456 | 6.3237 | 6.7261 | 6.7678 | 5.6904 | 5.7359 | 5.0245 | 5.0133 | 4.7684 | 5.6015 | 6.1111 | 6.2439 | 5.4801 | 4.5374
Portfolio Adjusted1-in-10AllSouth of Lugo2015August Monthly Peak | Portfolio Adjusted | 1-in-10 | All | South of Lugo | 2015 | August Monthly Peak | 8 | 124.93 | 120.1789 | 116.1463 | 117.517 | 125.4107 | 149.7588 | 176.7609 | 197.5576 | 215.8465 | 231.0838 | 243.5428 | 245.5904 | 241.2963 | 243.2517 | 240.643 | 233.0388 | 223.217 | 210.9781 | 189.8099 | 181.5811 | 172.9289 | 161.1752 | 146.3956 | 136.011 | -0.55923 | -0.071163 | -0.21623 | -0.28322 | -1.238 | -1.5168 | -1.2883 | -1.222 | -0.4246 | 0.31767 | 0.69115 | 0.041147 | 0.79119 | 1.3351 | 3.9914 | 3.5099 | 3.4641 | 3.0064 | 1.5814 | 0.58679 | 0.81847 | 1.0551 | 0.46887 | 0.33399 | 71.2224 | 70.6 | 70.0442 | 69.5329 | 69.2947 | 69.5636 | 69.7351 | 69.9029 | 72.26 | 76.2494 | 79.6913 | 83.6031 | 85.7344 | 87.1219 | 87.4994 | 89.1919 | 91.2969 | 92.9844 | 92.7469 | 88.7575 | 82.3606 | 78.6169 | 76.6481 | 74.1537 | 4.9912 | 4.7461 | 5.1207 | 6.1308 | 5.6409 | 6.1509 | 5.3965 | 5.7278 | 7.2009 | 8.1633 | 8.0085 | 6.7414 | 7.1666 | 7.2113 | 6.0687 | 6.098 | 5.3378 | 5.326 | 5.0378 | 5.967 | 6.4353 | 6.5944 | 5.778 | 4.7611
Portfolio Adjusted1-in-10AllSouth of Lugo2015September Monthly Peak | Portfolio Adjusted | 1-in-10 | All | South of Lugo | 2015 | September Monthly Peak | 9 | 122.7967 | 118.4153 | 114.8488 | 116.3937 | 123.8101 | 149.4418 | 178.955 | 201.5807 | 224.8498 | 243.0707 | 256.7437 | 259.084 | 256.0068 | 257.7144 | 252.3073 | 242.2829 | 229.5743 | 216.0486 | 194.3157 | 188.2532 | 176.1218 | 162.0326 | 145.9692 | 134.8828 | -0.61927 | -0.10086 | -0.31893 | -0.11142 | -0.96458 | -1.698 | -1.5468 | -1.7727 | -0.44153 | 0.32257 | 0.71842 | -0.64296 | -0.049106 | 0.64662 | 3.1489 | 2.6947 | 2.6949 | 2.2548 | 0.84433 | -0.44378 | 0.27537 | 0.83544 | 0.34139 | 0.35787 | 76.3932 | 75.6337 | 74.7473 | 73.8075 | 72.9049 | 72.6477 | 72.5842 | 72.8392 | 74.9106 | 78.9906 | 82.5663 | 86.8356 | 89.81 | 91.18 | 90.9248 | 90.9397 | 90.9329 | 89.9031 | 88.5181 | 84.8194 | 80.5206 | 77.355 | 75.1706 | 73.7219 | 5.0238 | 4.7887 | 5.1851 | 6.218 | 5.7027 | 6.2852 | 5.5947 | 5.9848 | 7.6813 | 8.7929 | 8.6453 | 7.2826 | 7.7861 | 7.8235 | 6.5157 | 6.4922 | 5.6217 | 5.585 | 5.2813 | 6.3348 | 6.7115 | 6.7887 | 5.8995 | 4.8349
Portfolio Adjusted1-in-10AllSouth of Lugo2015October Monthly Peak | Portfolio Adjusted | 1-in-10 | All | South of Lugo | 2015 | October Monthly Peak | 10 | 116.5805 | 113.6555 | 109.5157 | 110.4226 | 117.3147 | 137.6989 | 165.1612 | 184.9388 | 202.7212 | 221.2139 | 235.7799 | 240.3312 | 239.5671 | 241.5181 | 237.87 | 226.4271 | 214.3428 | 200.1127 | 186.4335 | 176.6028 | 165.7902 | 152.9178 | 137.5318 | 126.155 | -0.4738 | -0.04584 | -0.13096 | -0.38282 | -1.3357 | -1.271 | -1.0409 | -0.79304 | -0.3993 | 0.31177 | 0.67592 | 0.50341 | 1.3903 | 1.849 | 4.6559 | 4.0591 | 3.9159 | 3.4067 | 2.0938 | 1.2887 | 1.1669 | 1.1557 | 0.52691 | 0.29165 | 71.3172 | 70.3528 | 69.2874 | 68.1807 | 67.0397 | 66.7522 | 66.7812 | 66.7081 | 67.8725 | 70.9343 | 75.3102 | 80.1423 | 84.3319 | 86.6206 | 86.9687 | 86.8144 | 86.3181 | 85.3019 | 82.6336 | 78.5021 | 74.7016 | 72.5452 | 71.0199 | 69.8876 | 4.6447 | 4.476 | 4.815 | 5.7448 | 5.2622 | 5.6399 | 5.0284 | 5.3471 | 6.7443 | 7.793 | 7.7318 | 6.5788 | 7.0956 | 7.1401 | 5.9822 | 5.9086 | 5.1114 | 5.0378 | 4.9345 | 5.7873 | 6.1526 | 6.2393 | 5.4132 | 4.4038
Portfolio Adjusted1-in-10AllSouth of Lugo2015November Monthly Peak | Portfolio Adjusted | 1-in-10 | All | South of Lugo | 2015 | November Monthly Peak | 11 | 110.3212 | 106.1591 | 102.6146 | 104.5152 | 111.1343 | 128.7282 | 152.7501 | 172.7249 | 191.7324 | 210.1879 | 223.6616 | 227.4383 | 225.9112 | 227.0305 | 221.2297 | 209.4047 | 199.4699 | 192.7766 | 176.3251 | 166.1657 | 156.6166 | 143.3998 | 129.5465 | 119.2223 | -0.42904 | -0.034301 | -0.093687 | -0.40926 | -1.3368 | -1.1391 | -0.89866 | -0.60145 | -0.37786 | 0.29932 | 0.64393 | 0.66259 | 1.5534 | 1.9471 | 4.6109 | 4.0089 | 3.8772 | 3.509 | 2.1975 | 1.4995 | 1.2557 | 1.1454 | 0.5309 | 0.26834 | 69.0601 | 67.2417 | 66.6156 | 64.9755 | 64.1224 | 63.0681 | 62.6252 | 63.2429 | 66.0459 | 71.7899 | 78.4631 | 83.7288 | 86.0794 | 87.6594 | 88.2256 | 86.8438 | 84.6088 | 82.0838 | 79.7356 | 76.9789 | 75.0341 | 73.2298 | 71.082 | 69.5449 | 4.4069 | 4.1918 | 4.5235 | 5.4518 | 4.9981 | 5.2864 | 4.6628 | 5.0071 | 6.3955 | 7.4241 | 7.3538 | 6.2423 | 6.7087 | 6.7295 | 5.5784 | 5.4789 | 4.7693 | 4.8659 | 4.6793 | 5.4596 | 5.8275 | 5.8664 | 5.1123 | 4.1728
Portfolio Adjusted1-in-10AllSouth of Lugo2015December Monthly Peak | Portfolio Adjusted | 1-in-10 | All | South of Lugo | 2015 | December Monthly Peak | 12 | 98.1289 | 95.4994 | 91.9999 | 92.2556 | 96.1089 | 110.7127 | 134.5575 | 149.5265 | 160.0637 | 167.9786 | 167.8551 | 166.9834 | 162.6944 | 162.0274 | 159.2696 | 152.9714 | 150.1651 | 152.0786 | 145.8811 | 141.263 | 134.1492 | 125.1747 | 113.5759 | 104.214 | -0.30822 | 0.0018677 | 0.027171 | -0.53819 | -1.4201 | -0.79923 | -0.55084 | -0.0058126 | -0.31618 | 0.24977 | 0.49205 | 1.0705 | 1.8641 | 2.0268 | 4.1829 | 3.724 | 3.6682 | 3.5337 | 2.5857 | 2.317 | 1.6369 | 1.2296 | 0.59498 | 0.20738 | 48.0612 | 47.0369 | 46.7885 | 47.2211 | 47.7854 | 47.2932 | 48.4599 | 48.7211 | 49.5359 | 50.6771 | 51.6796 | 53.1943 | 54.8839 | 54.4417 | 54.2567 | 53.901 | 53.3169 | 52.0063 | 50.8597 | 48.9994 | 46.7173 | 47.0328 | 46.9968 | 46.1659 | 4.0615 | 3.9071 | 4.202 | 4.9861 | 4.4785 | 4.7107 | 4.2558 | 4.4912 | 5.532 | 6.1475 | 5.7182 | 4.7486 | 5.0059 | 4.9761 | 4.1611 | 4.1469 | 3.7201 | 3.9773 | 4.0112 | 4.809 | 5.1718 | 5.3057 | 4.6439 | 3.7792
Portfolio Adjusted1-in-10AllSouth of Lugo2015Typical Event Day | Portfolio Adjusted | 1-in-10 | All | South of Lugo | 2015 | Typical Event Day | 8 | 124.4273 | 119.6652 | 115.6007 | 116.8444 | 124.6516 | 148.8033 | 175.533 | 195.9535 | 213.3837 | 227.8604 | 239.8318 | 241.8212 | 237.5474 | 239.4987 | 237.1314 | 229.7862 | 220.2345 | 208.3312 | 187.7888 | 179.9542 | 171.6452 | 160.1169 | 145.2984 | 135.0428 | -0.53104 | -0.059431 | -0.17628 | -0.34405 | -1.326 | -1.4395 | -1.1918 | -1.024 | -0.42003 | 0.31723 | 0.68412 | 0.2762 | 1.0822 | 1.577 | 4.2914 | 3.7939 | 3.7242 | 3.261 | 1.8399 | 0.95154 | 1.0125 | 1.1301 | 0.51153 | 0.32179 | 70.9015 | 70.1164 | 69.5922 | 69.0412 | 68.3296 | 67.9938 | 67.9992 | 68.7645 | 71.2105 | 75.2134 | 79.2638 | 83.1627 | 84.7171 | 85.3611 | 86.1315 | 86.742 | 87.3634 | 87.1081 | 86.4112 | 83.0806 | 78.4299 | 75.1671 | 73.2419 | 71.816 | 4.9563 | 4.7117 | 5.0815 | 6.0776 | 5.5901 | 6.0935 | 5.3431 | 5.6644 | 7.0975 | 8.0255 | 7.863 | 6.6183 | 7.0343 | 7.0789 | 5.9624 | 5.9951 | 5.2508 | 5.2436 | 4.9694 | 5.8959 | 6.3686 | 6.5317 | 5.7177 | 4.7131
Portfolio Adjusted1-in-10AllSouth of Lugo2016January Monthly Peak | Portfolio Adjusted | 1-in-10 | All | South of Lugo | 2016 | January Monthly Peak | 1 | 97.0954 | 94.7515 | 92.1596 | 91.8424 | 97.0141 | 111.7376 | 136.288 | 151.628 | 161.0228 | 167.8015 | 167.7165 | 167.3019 | 162.8874 | 163.2329 | 159.7756 | 153.3003 | 147.7285 | 149.4511 | 143.6156 | 139.6485 | 132.035 | 124.243 | 113.8579 | 105.0797 | -0.30497 | 0.0018531 | 0.027218 | -0.53578 | -1.4335 | -0.80663 | -0.55792 | -0.0058943 | -0.31808 | 0.24951 | 0.49165 | 1.0725 | 1.8663 | 2.0419 | 4.1962 | 3.732 | 3.6087 | 3.4727 | 2.5456 | 2.2905 | 1.6111 | 1.2204 | 0.59646 | 0.2091 | 48.7296 | 47.8879 | 46.9977 | 46.8036 | 46.1961 | 46.271 | 46.0261 | 45.8228 | 45.7814 | 48.733 | 51.8249 | 53.2169 | 54.8092 | 55.7299 | 55.5991 | 54.5499 | 52.9429 | 51.6935 | 50.1481 | 48.059 | 46.7916 | 45.9024 | 45.79 | 45.3644 | 4.0187 | 3.8765 | 4.2093 | 4.9637 | 4.5206 | 4.7543 | 4.3105 | 4.5543 | 5.5651 | 6.141 | 5.7135 | 4.7576 | 5.0118 | 5.0132 | 4.1743 | 4.1558 | 3.6597 | 3.9085 | 3.9489 | 4.7541 | 5.0902 | 5.2662 | 4.6555 | 3.8106
Portfolio Adjusted1-in-10AllSouth of Lugo2016February Monthly Peak | Portfolio Adjusted | 1-in-10 | All | South of Lugo | 2016 | February Monthly Peak | 2 | 101.9356 | 98.9713 | 95.338 | 95.9495 | 101.1129 | 117.3525 | 141.0994 | 156.5784 | 167.9403 | 176.7051 | 181.3215 | 185.0023 | 183.4269 | 184.8778 | 182.2348 | 174.3532 | 166.5221 | 162.9055 | 155.2363 | 148.5027 | 140.3325 | 129.918 | 118.1802 | 110.1787 | -0.32018 | 0.0019356 | 0.028157 | -0.55974 | -1.494 | -0.84716 | -0.57762 | -0.0060867 | -0.33174 | 0.26275 | 0.53153 | 1.186 | 2.1017 | 2.3127 | 4.786 | 4.2445 | 4.0678 | 3.7853 | 2.7515 | 2.4358 | 1.7123 | 1.2762 | 0.6191 | 0.21924 | 54.5512 | 53.4637 | 52.3299 | 51.5505 | 51.9605 | 51.2159 | 48.1182 | 51.3293 | 53.6215 | 56.172 | 58.7204 | 59.1981 | 60.3955 | 62.0331 | 63.0636 | 63.5396 | 62.6202 | 61.9136 | 60.5668 | 58.9026 | 57.4316 | 56.0539 | 55.6385 | 54.3869 | 4.219 | 4.0491 | 4.3545 | 5.1857 | 4.7116 | 4.9933 | 4.4627 | 4.703 | 5.8042 | 6.4669 | 6.1769 | 5.261 | 5.6438 | 5.6779 | 4.7611 | 4.7265 | 4.1253 | 4.2604 | 4.2684 | 5.0555 | 5.4101 | 5.5068 | 4.8322 | 3.9955
Portfolio Adjusted1-in-10AllSouth of Lugo2016March Monthly Peak | Portfolio Adjusted | 1-in-10 | All | South of Lugo | 2016 | March Monthly Peak | 3 | 108.0329 | 103.2918 | 98.9721 | 99.0739 | 105.0179 | 123.0016 | 148.158 | 165.76 | 179.1777 | 191.7244 | 200.578 | 205.5154 | 204.5966 | 206.942 | 205.2061 | 196.8137 | 187.6287 | 179.0639 | 166.7951 | 161.4859 | 152.0131 | 140.6362 | 126.3517 | 116.7089 | -0.33933 | 0.0020201 | 0.02923 | -0.57797 | -1.5517 | -0.88794 | -0.60652 | -0.0064436 | -0.35394 | 0.28508 | 0.58798 | 1.3175 | 2.3442 | 2.5887 | 5.3893 | 4.7913 | 4.5834 | 4.1608 | 2.9564 | 2.6487 | 1.8549 | 1.3815 | 0.66191 | 0.23224 | 61.6511 | 60.0766 | 59.0058 | 57.7962 | 56.8118 | 55.8486 | 55.1722 | 54.8127 | 56.3476 | 59.935 | 64.0638 | 68.5774 | 72.906 | 74.4456 | 75.2523 | 74.9991 | 73.8436 | 72.1439 | 71.0738 | 69.4824 | 66.8472 | 64.3666 | 61.9879 | 60.0817 | 4.4714 | 4.2259 | 4.5205 | 5.3546 | 4.8936 | 5.2336 | 4.686 | 4.9788 | 6.1926 | 7.0165 | 6.8329 | 5.8443 | 6.2952 | 6.3555 | 5.3612 | 5.3354 | 4.6482 | 4.683 | 4.5862 | 5.4975 | 5.8604 | 5.9611 | 5.1663 | 4.2323
Portfolio Adjusted1-in-10AllSouth of Lugo2016April Monthly Peak | Portfolio Adjusted | 1-in-10 | All | South of Lugo | 2016 | April Monthly Peak | 4 | 114.1251 | 109.8238 | 105.782 | 106.1213 | 113.6529 | 132.3596 | 157.9425 | 177.8523 | 197.1128 | 214.3535 | 228.2508 | 233.7557 | 232.7227 | 235.0389 | 231.4518 | 222.3084 | 210.9477 | 197.9518 | 179.4392 | 172.8409 | 163.9774 | 151.1061 | 136.8224 | 126.1824 | -0.45233 | -0.039231 | -0.1093 | -0.39529 | -1.336 | -1.1927 | -0.95734 | -0.68026 | -0.38837 | 0.30391 | 0.65595 | 0.59962 | 1.4941 | 1.9237 | 4.6991 | 4.1408 | 3.9955 | 3.504 | 2.1423 | 1.4328 | 1.2465 | 1.1794 | 0.54518 | 0.28728 | 70.8161 | 69.7236 | 68.1326 | 66.495 | 65.094 | 64.2257 | 63.7688 | 63.8636 | 66.5494 | 72.1305 | 77.2163 | 82.3925 | 85.7062 | 87.2219 | 86.2612 | 86.0588 | 86.1119 | 85.9806 | 84.5475 | 80.3969 | 75.4854 | 71.1383 | 68.7461 | 67.5417 | 4.5525 | 4.3305 | 4.6566 | 5.5278 | 5.1042 | 5.4279 | 4.8146 | 5.1486 | 6.5658 | 7.5607 | 7.4942 | 6.4068 | 6.9014 | 6.9571 | 5.828 | 5.8084 | 5.0367 | 4.9895 | 4.7553 | 5.671 | 6.0929 | 6.173 | 5.3919 | 4.4102
Portfolio Adjusted1-in-10AllSouth of Lugo2016May Monthly Peak | Portfolio Adjusted | 1-in-10 | All | South of Lugo | 2016 | May Monthly Peak | 5 | 113.8817 | 109.3688 | 105.8465 | 106.7564 | 114.7383 | 134.4327 | 159.5186 | 182.7199 | 203.0292 | 220.768 | 235.3927 | 239.586 | 237.3823 | 239.1706 | 235.0084 | 224.8555 | 212.642 | 200.3086 | 180.7532 | 171.7424 | 164.8615 | 151.7817 | 137.5085 | 126.9163 | -0.49074 | -0.056387 | -0.16847 | -0.30304 | -1.2031 | -1.3126 | -1.0988 | -0.98962 | -0.3996 | 0.30659 | 0.67077 | 0.22738 | 1.0214 | 1.5229 | 4.1826 | 3.6479 | 3.5372 | 3.0797 | 1.7185 | 0.83816 | 0.93443 | 1.0559 | 0.47545 | 0.30426 | 71.2408 | 69.8363 | 68.4277 | 68.0658 | 67.7908 | 67.5084 | 67.468 | 67.6063 | 70.9436 | 76.4487 | 81.1138 | 84.3856 | 86.1013 | 86.6825 | 87.4444 | 87.5475 | 87.3819 | 86.3312 | 86.0575 | 83.5181 | 79.1313 | 74.2776 | 71.5272 | 69.1738 | 4.5378 | 4.3078 | 4.6543 | 5.5547 | 5.1473 | 5.5068 | 4.8572 | 5.2836 | 6.7554 | 7.7783 | 7.7201 | 6.5593 | 7.0318 | 7.0716 | 5.911 | 5.8684 | 5.0715 | 5.0434 | 4.7848 | 5.6288 | 6.1189 | 6.1937 | 5.413 | 4.431
Portfolio Adjusted1-in-10AllSouth of Lugo2016June Monthly Peak | Portfolio Adjusted | 1-in-10 | All | South of Lugo | 2016 | June Monthly Peak | 6 | 116.5603 | 111.8831 | 108.2478 | 108.8578 | 117.0275 | 136.1688 | 159.6902 | 181.5885 | 197.9904 | 213.5483 | 225.6213 | 226.6282 | 221.6997 | 223.3689 | 220.8883 | 214.2316 | 204.0744 | 193.3091 | 175.2486 | 167.5352 | 161.6817 | 150.0724 | 136.1798 | 126.4092 | -0.4118 | -0.017902 | -0.03657 | -0.52564 | -1.5607 | -1.0993 | -0.80347 | -0.3347 | -0.39063 | 0.3105 | 0.65519 | 1.0375 | 2.0079 | 2.3338 | 5.1738 | 4.6316 | 4.4515 | 3.9819 | 2.623 | 2.1002 | 1.6184 | 1.3298 | 0.63201 | 0.26882 | 65.6235 | 65.1654 | 65.1883 | 64.8775 | 63.4948 | 62.4673 | 62.0354 | 63.7598 | 66.7341 | 70.6295 | 75.2333 | 79.7675 | 81.9686 | 82.2137 | 82.7369 | 83.0238 | 84.2225 | 83.195 | 83.1469 | 79.2956 | 74.8085 | 71.471 | 69.3593 | 68.4911 | 4.7133 | 4.472 | 4.8303 | 5.7479 | 5.3277 | 5.6605 | 4.9345 | 5.3286 | 6.6853 | 7.6353 | 7.5092 | 6.2964 | 6.6644 | 6.7021 | 5.6381 | 5.6739 | 4.9392 | 4.9392 | 4.7077 | 5.5722 | 6.0897 | 6.2146 | 5.44 | 4.4786
Portfolio Adjusted1-in-10AllSouth of Lugo2016July Monthly Peak | Portfolio Adjusted | 1-in-10 | All | South of Lugo | 2016 | July Monthly Peak | 7 | 119.7121 | 114.7067 | 110.9333 | 112.1021 | 120.6526 | 142.2093 | 167.4747 | 189.3115 | 205.9758 | 219.155 | 229.996 | 230.9052 | 226.99 | 228.8221 | 226.1616 | 219.7061 | 210.5999 | 199.0506 | 180.0753 | 170.8531 | 164.5974 | 152.9598 | 139.168 | 129.9219 | -0.48114 | -0.043901 | -0.1246 | -0.40157 | -1.3936 | -1.2987 | -1.0374 | -0.77262 | -0.40576 | 0.30969 | 0.66007 | 0.5322 | 1.3799 | 1.8058 | 4.5004 | 4.0073 | 3.9107 | 3.4488 | 2.0793 | 1.3225 | 1.1999 | 1.1729 | 0.54272 | 0.29832 | 70.3668 | 69.0666 | 68.3889 | 67.9467 | 67.6242 | 67.2967 | 67.6421 | 68.5562 | 70.9371 | 74.9841 | 79.5644 | 82.4444 | 81.3556 | 80.9287 | 83.365 | 83.8125 | 83.0012 | 82.35 | 81.2331 | 79.45 | 76.03 | 73.2256 | 71.7894 | 70.8974 | 4.7717 | 4.5195 | 4.8796 | 5.8348 | 5.4144 | 5.8273 | 5.1012 | 5.476 | 6.8557 | 7.724 | 7.5456 | 6.3237 | 6.7261 | 6.7678 | 5.6904 | 5.7359 | 5.0245 | 5.0133 | 4.7684 | 5.6015 | 6.1111 | 6.2439 | 5.4801 | 4.5374
Portfolio Adjusted1-in-10AllSouth of Lugo2016August Monthly Peak | Portfolio Adjusted | 1-in-10 | All | South of Lugo | 2016 | August Monthly Peak | 8 | 124.93 | 120.1789 | 116.1463 | 117.517 | 125.4107 | 149.7588 | 176.7609 | 197.5576 | 215.8465 | 231.0838 | 243.5428 | 245.5904 | 241.2963 | 243.2517 | 240.643 | 233.0388 | 223.217 | 210.9781 | 189.8099 | 181.5811 | 172.9289 | 161.1752 | 146.3956 | 136.011 | -0.55923 | -0.071163 | -0.21623 | -0.28322 | -1.238 | -1.5168 | -1.2883 | -1.222 | -0.4246 | 0.31767 | 0.69115 | 0.041147 | 0.79119 | 1.3351 | 3.9914 | 3.5099 | 3.4641 | 3.0064 | 1.5814 | 0.58679 | 0.81847 | 1.0551 | 0.46887 | 0.33399 | 71.2224 | 70.6 | 70.0442 | 69.5329 | 69.2947 | 69.5636 | 69.7351 | 69.9029 | 72.26 | 76.2494 | 79.6913 | 83.6031 | 85.7344 | 87.1219 | 87.4994 | 89.1919 | 91.2969 | 92.9844 | 92.7469 | 88.7575 | 82.3606 | 78.6169 | 76.6481 | 74.1537 | 4.9912 | 4.7461 | 5.1207 | 6.1308 | 5.6409 | 6.1509 | 5.3965 | 5.7278 | 7.2009 | 8.1633 | 8.0085 | 6.7414 | 7.1666 | 7.2113 | 6.0687 | 6.098 | 5.3378 | 5.326 | 5.0378 | 5.967 | 6.4353 | 6.5944 | 5.778 | 4.7611
Portfolio Adjusted1-in-10AllSouth of Lugo2016September Monthly Peak | Portfolio Adjusted | 1-in-10 | All | South of Lugo | 2016 | September Monthly Peak | 9 | 122.7967 | 118.4153 | 114.8488 | 116.3937 | 123.8101 | 149.4418 | 178.955 | 201.5807 | 224.8498 | 243.0707 | 256.7437 | 259.084 | 256.0068 | 257.7144 | 252.3073 | 242.2829 | 229.5743 | 216.0486 | 194.3157 | 188.2532 | 176.1218 | 162.0326 | 145.9692 | 134.8828 | -0.61927 | -0.10086 | -0.31893 | -0.11142 | -0.96458 | -1.698 | -1.5468 | -1.7727 | -0.44153 | 0.32257 | 0.71842 | -0.64296 | -0.049106 | 0.64662 | 3.1489 | 2.6947 | 2.6949 | 2.2548 | 0.84433 | -0.44378 | 0.27537 | 0.83544 | 0.34139 | 0.35787 | 76.3932 | 75.6337 | 74.7473 | 73.8075 | 72.9049 | 72.6477 | 72.5842 | 72.8392 | 74.9106 | 78.9906 | 82.5663 | 86.8356 | 89.81 | 91.18 | 90.9248 | 90.9397 | 90.9329 | 89.9031 | 88.5181 | 84.8194 | 80.5206 | 77.355 | 75.1706 | 73.7219 | 5.0238 | 4.7887 | 5.1851 | 6.218 | 5.7027 | 6.2852 | 5.5947 | 5.9848 | 7.6813 | 8.7929 | 8.6453 | 7.2826 | 7.7861 | 7.8235 | 6.5157 | 6.4922 | 5.6217 | 5.585 | 5.2813 | 6.3348 | 6.7115 | 6.7887 | 5.8995 | 4.8349
Portfolio Adjusted1-in-10AllSouth of Lugo2016October Monthly Peak | Portfolio Adjusted | 1-in-10 | All | South of Lugo | 2016 | October Monthly Peak | 10 | 116.5805 | 113.6555 | 109.5157 | 110.4226 | 117.3147 | 137.6989 | 165.1612 | 184.9388 | 202.7212 | 221.2139 | 235.7799 | 240.3312 | 239.5671 | 241.5181 | 237.87 | 226.4271 | 214.3428 | 200.1127 | 186.4335 | 176.6028 | 165.7902 | 152.9178 | 137.5318 | 126.155 | -0.4738 | -0.04584 | -0.13096 | -0.38282 | -1.3357 | -1.271 | -1.0409 | -0.79304 | -0.3993 | 0.31177 | 0.67592 | 0.50341 | 1.3903 | 1.849 | 4.6559 | 4.0591 | 3.9159 | 3.4067 | 2.0938 | 1.2887 | 1.1669 | 1.1557 | 0.52691 | 0.29165 | 71.3172 | 70.3528 | 69.2874 | 68.1807 | 67.0397 | 66.7522 | 66.7812 | 66.7081 | 67.8725 | 70.9343 | 75.3102 | 80.1423 | 84.3319 | 86.6206 | 86.9687 | 86.8144 | 86.3181 | 85.3019 | 82.6336 | 78.5021 | 74.7016 | 72.5452 | 71.0199 | 69.8876 | 4.6447 | 4.476 | 4.815 | 5.7448 | 5.2622 | 5.6399 | 5.0284 | 5.3471 | 6.7443 | 7.793 | 7.7318 | 6.5788 | 7.0956 | 7.1401 | 5.9822 | 5.9086 | 5.1114 | 5.0378 | 4.9345 | 5.7873 | 6.1526 | 6.2393 | 5.4132 | 4.4038
Portfolio Adjusted1-in-10AllSouth of Lugo2016November Monthly Peak | Portfolio Adjusted | 1-in-10 | All | South of Lugo | 2016 | November Monthly Peak | 11 | 110.3212 | 106.1591 | 102.6146 | 104.5152 | 111.1343 | 128.7282 | 152.7501 | 172.7249 | 191.7324 | 210.1879 | 223.6616 | 227.4383 | 225.9112 | 227.0305 | 221.2297 | 209.4047 | 199.4699 | 192.7766 | 176.3251 | 166.1657 | 156.6166 | 143.3998 | 129.5465 | 119.2223 | -0.42904 | -0.034301 | -0.093687 | -0.40926 | -1.3368 | -1.1391 | -0.89866 | -0.60145 | -0.37786 | 0.29932 | 0.64393 | 0.66259 | 1.5534 | 1.9471 | 4.6109 | 4.0089 | 3.8772 | 3.509 | 2.1975 | 1.4995 | 1.2557 | 1.1454 | 0.5309 | 0.26834 | 69.0601 | 67.2417 | 66.6156 | 64.9755 | 64.1224 | 63.0681 | 62.6252 | 63.2429 | 66.0459 | 71.7899 | 78.4631 | 83.7288 | 86.0794 | 87.6594 | 88.2256 | 86.8438 | 84.6088 | 82.0838 | 79.7356 | 76.9789 | 75.0341 | 73.2298 | 71.082 | 69.5449 | 4.4069 | 4.1918 | 4.5235 | 5.4518 | 4.9981 | 5.2864 | 4.6628 | 5.0071 | 6.3955 | 7.4241 | 7.3538 | 6.2423 | 6.7087 | 6.7295 | 5.5784 | 5.4789 | 4.7693 | 4.8659 | 4.6793 | 5.4596 | 5.8275 | 5.8664 | 5.1123 | 4.1728
Portfolio Adjusted1-in-10AllSouth of Lugo2016December Monthly Peak | Portfolio Adjusted | 1-in-10 | All | South of Lugo | 2016 | December Monthly Peak | 12 | 98.1289 | 95.4994 | 91.9999 | 92.2556 | 96.1089 | 110.7127 | 134.5575 | 149.5265 | 160.0637 | 167.9786 | 167.8551 | 166.9834 | 162.6944 | 162.0274 | 159.2696 | 152.9714 | 150.1651 | 152.0786 | 145.8811 | 141.263 | 134.1492 | 125.1747 | 113.5759 | 104.214 | -0.30822 | 0.0018677 | 0.027171 | -0.53819 | -1.4201 | -0.79923 | -0.55084 | -0.0058126 | -0.31618 | 0.24977 | 0.49205 | 1.0705 | 1.8641 | 2.0268 | 4.1829 | 3.724 | 3.6682 | 3.5337 | 2.5857 | 2.317 | 1.6369 | 1.2296 | 0.59498 | 0.20738 | 48.0612 | 47.0369 | 46.7885 | 47.2211 | 47.7854 | 47.2932 | 48.4599 | 48.7211 | 49.5359 | 50.6771 | 51.6796 | 53.1943 | 54.8839 | 54.4417 | 54.2567 | 53.901 | 53.3169 | 52.0063 | 50.8597 | 48.9994 | 46.7173 | 47.0328 | 46.9968 | 46.1659 | 4.0615 | 3.9071 | 4.202 | 4.9861 | 4.4785 | 4.7107 | 4.2558 | 4.4912 | 5.532 | 6.1475 | 5.7182 | 4.7486 | 5.0059 | 4.9761 | 4.1611 | 4.1469 | 3.7201 | 3.9773 | 4.0112 | 4.809 | 5.1718 | 5.3057 | 4.6439 | 3.7792
Portfolio Adjusted1-in-10AllSouth of Lugo2016Typical Event Day | Portfolio Adjusted | 1-in-10 | All | South of Lugo | 2016 | Typical Event Day | 8 | 124.4273 | 119.6652 | 115.6007 | 116.8444 | 124.6516 | 148.8033 | 175.533 | 195.9535 | 213.3837 | 227.8604 | 239.8318 | 241.8212 | 237.5474 | 239.4987 | 237.1314 | 229.7862 | 220.2345 | 208.3312 | 187.7888 | 179.9542 | 171.6452 | 160.1169 | 145.2984 | 135.0428 | -0.53104 | -0.059431 | -0.17628 | -0.34405 | -1.326 | -1.4395 | -1.1918 | -1.024 | -0.42003 | 0.31723 | 0.68412 | 0.2762 | 1.0822 | 1.577 | 4.2914 | 3.7939 | 3.7242 | 3.261 | 1.8399 | 0.95154 | 1.0125 | 1.1301 | 0.51153 | 0.32179 | 70.9015 | 70.1164 | 69.5922 | 69.0412 | 68.3296 | 67.9938 | 67.9992 | 68.7645 | 71.2105 | 75.2134 | 79.2638 | 83.1627 | 84.7171 | 85.3611 | 86.1315 | 86.742 | 87.3634 | 87.1081 | 86.4112 | 83.0806 | 78.4299 | 75.1671 | 73.2419 | 71.816 | 4.9563 | 4.7117 | 5.0815 | 6.0776 | 5.5901 | 6.0935 | 5.3431 | 5.6644 | 7.0975 | 8.0255 | 7.863 | 6.6183 | 7.0343 | 7.0789 | 5.9624 | 5.9951 | 5.2508 | 5.2436 | 4.9694 | 5.8959 | 6.3686 | 6.5317 | 5.7177 | 4.7131
Portfolio Adjusted1-in-10AllSouth of Lugo2017January Monthly Peak | Portfolio Adjusted | 1-in-10 | All | South of Lugo | 2017 | January Monthly Peak | 1 | 97.0954 | 94.7515 | 92.1596 | 91.8424 | 97.0141 | 111.7375 | 136.288 | 151.628 | 161.0228 | 167.8015 | 167.7165 | 167.3019 | 162.8874 | 163.2329 | 159.7756 | 153.3003 | 147.7285 | 149.4511 | 143.6157 | 139.6485 | 132.035 | 124.243 | 113.8579 | 105.0797 | -0.30497 | 0.0018531 | 0.027218 | -0.53578 | -1.4335 | -0.80663 | -0.55792 | -0.0058943 | -0.31808 | 0.24951 | 0.49165 | 1.0725 | 1.8663 | 2.0419 | 4.1962 | 3.732 | 3.6087 | 3.4727 | 2.5456 | 2.2905 | 1.6111 | 1.2204 | 0.59646 | 0.2091 | 48.7296 | 47.8879 | 46.9977 | 46.8036 | 46.1961 | 46.271 | 46.0261 | 45.8228 | 45.7814 | 48.733 | 51.8249 | 53.2169 | 54.8092 | 55.7299 | 55.5991 | 54.5499 | 52.9429 | 51.6935 | 50.1481 | 48.059 | 46.7916 | 45.9024 | 45.79 | 45.3644 | 4.0187 | 3.8765 | 4.2093 | 4.9637 | 4.5206 | 4.7543 | 4.3105 | 4.5543 | 5.5651 | 6.141 | 5.7135 | 4.7576 | 5.0118 | 5.0132 | 4.1743 | 4.1558 | 3.6597 | 3.9085 | 3.9489 | 4.7541 | 5.0902 | 5.2662 | 4.6555 | 3.8106
Portfolio Adjusted1-in-10AllSouth of Lugo2017February Monthly Peak | Portfolio Adjusted | 1-in-10 | All | South of Lugo | 2017 | February Monthly Peak | 2 | 101.9356 | 98.9713 | 95.338 | 95.9495 | 101.1129 | 117.3525 | 141.0994 | 156.5784 | 167.9403 | 176.7051 | 181.3215 | 185.0023 | 183.4269 | 184.8778 | 182.2348 | 174.3532 | 166.5221 | 162.9055 | 155.2363 | 148.5027 | 140.3325 | 129.918 | 118.1802 | 110.1787 | -0.32018 | 0.0019356 | 0.028157 | -0.55974 | -1.494 | -0.84716 | -0.57762 | -0.0060867 | -0.33174 | 0.26275 | 0.53153 | 1.186 | 2.1017 | 2.3127 | 4.786 | 4.2445 | 4.0678 | 3.7853 | 2.7515 | 2.4358 | 1.7123 | 1.2762 | 0.6191 | 0.21924 | 54.5512 | 53.4638 | 52.3299 | 51.5505 | 51.9605 | 51.2159 | 48.1183 | 51.3293 | 53.6215 | 56.172 | 58.7204 | 59.1981 | 60.3955 | 62.0331 | 63.0636 | 63.5396 | 62.6202 | 61.9136 | 60.5668 | 58.9026 | 57.4316 | 56.0539 | 55.6385 | 54.3869 | 4.219 | 4.0491 | 4.3545 | 5.1857 | 4.7116 | 4.9933 | 4.4627 | 4.703 | 5.8042 | 6.4669 | 6.1769 | 5.261 | 5.6438 | 5.6779 | 4.7611 | 4.7265 | 4.1253 | 4.2604 | 4.2684 | 5.0555 | 5.4101 | 5.5068 | 4.8322 | 3.9955
Portfolio Adjusted1-in-10AllSouth of Lugo2017March Monthly Peak | Portfolio Adjusted | 1-in-10 | All | South of Lugo | 2017 | March Monthly Peak | 3 | 108.033 | 103.2918 | 98.9721 | 99.0739 | 105.0179 | 123.0016 | 148.158 | 165.76 | 179.1777 | 191.7244 | 200.578 | 205.5154 | 204.5966 | 206.942 | 205.2061 | 196.8137 | 187.6286 | 179.0639 | 166.7951 | 161.4859 | 152.013 | 140.6362 | 126.3517 | 116.7089 | -0.33933 | 0.0020201 | 0.02923 | -0.57797 | -1.5517 | -0.88794 | -0.60652 | -0.0064436 | -0.35394 | 0.28508 | 0.58798 | 1.3175 | 2.3442 | 2.5887 | 5.3893 | 4.7913 | 4.5834 | 4.1608 | 2.9564 | 2.6487 | 1.8549 | 1.3815 | 0.66191 | 0.23224 | 61.6511 | 60.0766 | 59.0057 | 57.7962 | 56.8118 | 55.8486 | 55.1722 | 54.8128 | 56.3476 | 59.935 | 64.0638 | 68.5774 | 72.906 | 74.4456 | 75.2523 | 74.9991 | 73.8436 | 72.1439 | 71.0738 | 69.4824 | 66.8472 | 64.3666 | 61.9879 | 60.0817 | 4.4714 | 4.2259 | 4.5205 | 5.3546 | 4.8936 | 5.2336 | 4.686 | 4.9787 | 6.1926 | 7.0165 | 6.8329 | 5.8443 | 6.2952 | 6.3555 | 5.3612 | 5.3354 | 4.6482 | 4.683 | 4.5862 | 5.4975 | 5.8604 | 5.9611 | 5.1663 | 4.2323
Portfolio Adjusted1-in-10AllSouth of Lugo2017April Monthly Peak | Portfolio Adjusted | 1-in-10 | All | South of Lugo | 2017 | April Monthly Peak | 4 | 114.1251 | 109.8238 | 105.782 | 106.1213 | 113.6528 | 132.3596 | 157.9425 | 177.8523 | 197.1128 | 214.3535 | 228.2508 | 233.7557 | 232.7227 | 235.0389 | 231.4518 | 222.3084 | 210.9477 | 197.9518 | 179.4392 | 172.8409 | 163.9774 | 151.1061 | 136.8224 | 126.1824 | -0.45233 | -0.039231 | -0.1093 | -0.39529 | -1.336 | -1.1927 | -0.95734 | -0.68026 | -0.38837 | 0.30391 | 0.65595 | 0.59962 | 1.4941 | 1.9237 | 4.6991 | 4.1408 | 3.9955 | 3.504 | 2.1423 | 1.4328 | 1.2465 | 1.1794 | 0.54518 | 0.28728 | 70.8161 | 69.7236 | 68.1326 | 66.495 | 65.094 | 64.2258 | 63.7688 | 63.8636 | 66.5494 | 72.1305 | 77.2162 | 82.3925 | 85.7063 | 87.2219 | 86.2613 | 86.0587 | 86.1119 | 85.9806 | 84.5475 | 80.3969 | 75.4854 | 71.1383 | 68.7461 | 67.5418 | 4.5525 | 4.3305 | 4.6566 | 5.5278 | 5.1042 | 5.4279 | 4.8146 | 5.1486 | 6.5658 | 7.5607 | 7.4942 | 6.4068 | 6.9014 | 6.9571 | 5.828 | 5.8084 | 5.0367 | 4.9895 | 4.7553 | 5.671 | 6.0929 | 6.173 | 5.3919 | 4.4102
Portfolio Adjusted1-in-10AllSouth of Lugo2017May Monthly Peak | Portfolio Adjusted | 1-in-10 | All | South of Lugo | 2017 | May Monthly Peak | 5 | 113.8817 | 109.3688 | 105.8465 | 106.7564 | 114.7383 | 134.4327 | 159.5186 | 182.7199 | 203.0292 | 220.768 | 235.3927 | 239.586 | 237.3823 | 239.1706 | 235.0084 | 224.8555 | 212.642 | 200.3086 | 180.7532 | 171.7424 | 164.8615 | 151.7817 | 137.5085 | 126.9163 | -0.49074 | -0.056387 | -0.16847 | -0.30304 | -1.2031 | -1.3126 | -1.0988 | -0.98962 | -0.3996 | 0.30659 | 0.67077 | 0.22738 | 1.0214 | 1.5229 | 4.1826 | 3.6479 | 3.5372 | 3.0797 | 1.7185 | 0.83816 | 0.93443 | 1.0559 | 0.47545 | 0.30426 | 71.2407 | 69.8363 | 68.4278 | 68.0657 | 67.7908 | 67.5084 | 67.468 | 67.6063 | 70.9436 | 76.4488 | 81.1137 | 84.3856 | 86.1013 | 86.6825 | 87.4444 | 87.5475 | 87.3819 | 86.3313 | 86.0575 | 83.5181 | 79.1313 | 74.2776 | 71.5272 | 69.1738 | 4.5378 | 4.3078 | 4.6543 | 5.5547 | 5.1473 | 5.5068 | 4.8572 | 5.2836 | 6.7554 | 7.7783 | 7.7201 | 6.5593 | 7.0318 | 7.0716 | 5.911 | 5.8684 | 5.0715 | 5.0434 | 4.7848 | 5.6288 | 6.1189 | 6.1937 | 5.413 | 4.431
Portfolio Adjusted1-in-10AllSouth of Lugo2017June Monthly Peak | Portfolio Adjusted | 1-in-10 | All | South of Lugo | 2017 | June Monthly Peak | 6 | 116.5603 | 111.8831 | 108.2478 | 108.8578 | 117.0275 | 136.1688 | 159.6902 | 181.5885 | 197.9904 | 213.5483 | 225.6214 | 226.6282 | 221.6997 | 223.3689 | 220.8883 | 214.2316 | 204.0744 | 193.3091 | 175.2486 | 167.5352 | 161.6817 | 150.0724 | 136.1798 | 126.4092 | -0.4118 | -0.017902 | -0.03657 | -0.52564 | -1.5607 | -1.0993 | -0.80347 | -0.3347 | -0.39063 | 0.3105 | 0.65519 | 1.0375 | 2.0079 | 2.3338 | 5.1738 | 4.6316 | 4.4515 | 3.9819 | 2.623 | 2.1002 | 1.6184 | 1.3298 | 0.63201 | 0.26882 | 65.6235 | 65.1654 | 65.1883 | 64.8775 | 63.4948 | 62.4673 | 62.0354 | 63.7598 | 66.7341 | 70.6295 | 75.2333 | 79.7675 | 81.9686 | 82.2137 | 82.7369 | 83.0237 | 84.2225 | 83.195 | 83.1469 | 79.2956 | 74.8085 | 71.471 | 69.3593 | 68.4911 | 4.7133 | 4.472 | 4.8303 | 5.7479 | 5.3277 | 5.6605 | 4.9345 | 5.3286 | 6.6853 | 7.6353 | 7.5092 | 6.2964 | 6.6644 | 6.7021 | 5.6381 | 5.6739 | 4.9392 | 4.9392 | 4.7077 | 5.5722 | 6.0897 | 6.2146 | 5.44 | 4.4786
Portfolio Adjusted1-in-10AllSouth of Lugo2017July Monthly Peak | Portfolio Adjusted | 1-in-10 | All | South of Lugo | 2017 | July Monthly Peak | 7 | 119.712 | 114.7067 | 110.9333 | 112.1021 | 120.6526 | 142.2093 | 167.4747 | 189.3115 | 205.9758 | 219.155 | 229.996 | 230.9052 | 226.99 | 228.8222 | 226.1616 | 219.7061 | 210.5999 | 199.0506 | 180.0753 | 170.8531 | 164.5974 | 152.9598 | 139.168 | 129.9219 | -0.48114 | -0.043901 | -0.1246 | -0.40157 | -1.3936 | -1.2987 | -1.0374 | -0.77262 | -0.40576 | 0.30969 | 0.66007 | 0.5322 | 1.3799 | 1.8058 | 4.5004 | 4.0073 | 3.9107 | 3.4488 | 2.0793 | 1.3225 | 1.1999 | 1.1729 | 0.54272 | 0.29832 | 70.3667 | 69.0666 | 68.3889 | 67.9468 | 67.6242 | 67.2967 | 67.6421 | 68.5563 | 70.9371 | 74.9841 | 79.5644 | 82.4444 | 81.3556 | 80.9287 | 83.365 | 83.8125 | 83.0012 | 82.35 | 81.2331 | 79.45 | 76.03 | 73.2256 | 71.7894 | 70.8974 | 4.7717 | 4.5195 | 4.8796 | 5.8348 | 5.4144 | 5.8273 | 5.1012 | 5.476 | 6.8557 | 7.724 | 7.5456 | 6.3237 | 6.7261 | 6.7678 | 5.6904 | 5.7359 | 5.0245 | 5.0133 | 4.7684 | 5.6015 | 6.1111 | 6.2439 | 5.4801 | 4.5374
Portfolio Adjusted1-in-10AllSouth of Lugo2017August Monthly Peak | Portfolio Adjusted | 1-in-10 | All | South of Lugo | 2017 | August Monthly Peak | 8 | 124.9301 | 120.1789 | 116.1463 | 117.517 | 125.4107 | 149.7588 | 176.7609 | 197.5576 | 215.8465 | 231.0837 | 243.5428 | 245.5904 | 241.2963 | 243.2517 | 240.6431 | 233.0388 | 223.217 | 210.9781 | 189.8099 | 181.5811 | 172.9289 | 161.1752 | 146.3956 | 136.011 | -0.55923 | -0.071163 | -0.21623 | -0.28322 | -1.238 | -1.5168 | -1.2883 | -1.222 | -0.4246 | 0.31767 | 0.69115 | 0.041147 | 0.79119 | 1.3351 | 3.9914 | 3.5099 | 3.4641 | 3.0064 | 1.5814 | 0.58679 | 0.81847 | 1.0551 | 0.46887 | 0.33399 | 71.2224 | 70.6 | 70.0443 | 69.5329 | 69.2947 | 69.5636 | 69.7351 | 69.9029 | 72.26 | 76.2494 | 79.6912 | 83.6031 | 85.7344 | 87.1219 | 87.4994 | 89.1919 | 91.2969 | 92.9844 | 92.7469 | 88.7575 | 82.3606 | 78.6169 | 76.6481 | 74.1537 | 4.9912 | 4.7461 | 5.1207 | 6.1308 | 5.6409 | 6.1509 | 5.3965 | 5.7278 | 7.2009 | 8.1633 | 8.0085 | 6.7414 | 7.1666 | 7.2113 | 6.0687 | 6.098 | 5.3378 | 5.326 | 5.0378 | 5.967 | 6.4353 | 6.5944 | 5.778 | 4.7611
Portfolio Adjusted1-in-10AllSouth of Lugo2017September Monthly Peak | Portfolio Adjusted | 1-in-10 | All | South of Lugo | 2017 | September Monthly Peak | 9 | 122.7967 | 118.4153 | 114.8488 | 116.3937 | 123.8101 | 149.4418 | 178.955 | 201.5807 | 224.8498 | 243.0707 | 256.7437 | 259.084 | 256.0068 | 257.7144 | 252.3073 | 242.2829 | 229.5743 | 216.0486 | 194.3158 | 188.2532 | 176.1218 | 162.0326 | 145.9692 | 134.8828 | -0.61927 | -0.10086 | -0.31893 | -0.11142 | -0.96458 | -1.698 | -1.5468 | -1.7727 | -0.44153 | 0.32257 | 0.71842 | -0.64296 | -0.049106 | 0.64662 | 3.1489 | 2.6947 | 2.6949 | 2.2548 | 0.84433 | -0.44378 | 0.27537 | 0.83544 | 0.34139 | 0.35787 | 76.3933 | 75.6337 | 74.7473 | 73.8075 | 72.9049 | 72.6477 | 72.5842 | 72.8392 | 74.9106 | 78.9906 | 82.5663 | 86.8356 | 89.81 | 91.18 | 90.9248 | 90.9397 | 90.9329 | 89.9031 | 88.5181 | 84.8194 | 80.5206 | 77.355 | 75.1706 | 73.7219 | 5.0238 | 4.7887 | 5.1851 | 6.218 | 5.7027 | 6.2852 | 5.5947 | 5.9848 | 7.6813 | 8.7929 | 8.6453 | 7.2826 | 7.7861 | 7.8235 | 6.5157 | 6.4922 | 5.6217 | 5.585 | 5.2813 | 6.3348 | 6.7115 | 6.7887 | 5.8995 | 4.8349
Portfolio Adjusted1-in-10AllSouth of Lugo2017October Monthly Peak | Portfolio Adjusted | 1-in-10 | All | South of Lugo | 2017 | October Monthly Peak | 10 | 116.5804 | 113.6555 | 109.5157 | 110.4226 | 117.3147 | 137.6989 | 165.1612 | 184.9388 | 202.7212 | 221.2139 | 235.7799 | 240.3312 | 239.5671 | 241.5181 | 237.87 | 226.4271 | 214.3428 | 200.1127 | 186.4335 | 176.6028 | 165.7902 | 152.9178 | 137.5318 | 126.155 | -0.4738 | -0.04584 | -0.13096 | -0.38282 | -1.3357 | -1.271 | -1.0409 | -0.79304 | -0.3993 | 0.31177 | 0.67592 | 0.50341 | 1.3903 | 1.849 | 4.6559 | 4.0591 | 3.9159 | 3.4067 | 2.0938 | 1.2887 | 1.1669 | 1.1557 | 0.52691 | 0.29165 | 71.3172 | 70.3527 | 69.2874 | 68.1807 | 67.0397 | 66.7522 | 66.7812 | 66.7081 | 67.8725 | 70.9343 | 75.3103 | 80.1423 | 84.3319 | 86.6206 | 86.9687 | 86.8144 | 86.3181 | 85.3019 | 82.6336 | 78.5021 | 74.7016 | 72.5452 | 71.0199 | 69.8876 | 4.6447 | 4.476 | 4.815 | 5.7448 | 5.2622 | 5.6399 | 5.0284 | 5.3471 | 6.7443 | 7.793 | 7.7318 | 6.5788 | 7.0956 | 7.1401 | 5.9822 | 5.9086 | 5.1114 | 5.0378 | 4.9345 | 5.7873 | 6.1526 | 6.2393 | 5.4132 | 4.4038
Portfolio Adjusted1-in-10AllSouth of Lugo2017November Monthly Peak | Portfolio Adjusted | 1-in-10 | All | South of Lugo | 2017 | November Monthly Peak | 11 | 110.3212 | 106.1591 | 102.6146 | 104.5152 | 111.1343 | 128.7282 | 152.7502 | 172.7249 | 191.7324 | 210.1879 | 223.6617 | 227.4384 | 225.9112 | 227.0305 | 221.2297 | 209.4047 | 199.4699 | 192.7766 | 176.3251 | 166.1657 | 156.6166 | 143.3998 | 129.5465 | 119.2223 | -0.42904 | -0.034301 | -0.093687 | -0.40926 | -1.3368 | -1.1391 | -0.89866 | -0.60145 | -0.37786 | 0.29932 | 0.64393 | 0.66259 | 1.5534 | 1.9471 | 4.6109 | 4.0089 | 3.8772 | 3.509 | 2.1975 | 1.4995 | 1.2557 | 1.1454 | 0.5309 | 0.26834 | 69.0601 | 67.2417 | 66.6156 | 64.9755 | 64.1224 | 63.0681 | 62.6252 | 63.2429 | 66.0459 | 71.7899 | 78.4631 | 83.7288 | 86.0794 | 87.6594 | 88.2256 | 86.8438 | 84.6087 | 82.0837 | 79.7356 | 76.9789 | 75.0341 | 73.2298 | 71.082 | 69.5449 | 4.4069 | 4.1918 | 4.5235 | 5.4518 | 4.9981 | 5.2864 | 4.6628 | 5.0071 | 6.3955 | 7.4241 | 7.3538 | 6.2423 | 6.7087 | 6.7295 | 5.5784 | 5.4789 | 4.7693 | 4.8659 | 4.6793 | 5.4596 | 5.8275 | 5.8664 | 5.1123 | 4.1728
Portfolio Adjusted1-in-10AllSouth of Lugo2017December Monthly Peak | Portfolio Adjusted | 1-in-10 | All | South of Lugo | 2017 | December Monthly Peak | 12 | 98.1289 | 95.4994 | 91.9999 | 92.2556 | 96.1089 | 110.7127 | 134.5575 | 149.5265 | 160.0637 | 167.9786 | 167.8552 | 166.9834 | 162.6944 | 162.0274 | 159.2696 | 152.9714 | 150.1651 | 152.0786 | 145.8811 | 141.263 | 134.1492 | 125.1747 | 113.5759 | 104.214 | -0.30822 | 0.0018677 | 0.027171 | -0.53819 | -1.4201 | -0.79923 | -0.55084 | -0.0058126 | -0.31618 | 0.24977 | 0.49205 | 1.0705 | 1.8641 | 2.0268 | 4.1829 | 3.724 | 3.6682 | 3.5337 | 2.5857 | 2.317 | 1.6369 | 1.2296 | 0.59498 | 0.20738 | 48.0612 | 47.0369 | 46.7885 | 47.2211 | 47.7854 | 47.2933 | 48.4599 | 48.7211 | 49.5359 | 50.6771 | 51.6796 | 53.1943 | 54.8839 | 54.4417 | 54.2567 | 53.901 | 53.3169 | 52.0063 | 50.8597 | 48.9994 | 46.7172 | 47.0328 | 46.9967 | 46.1659 | 4.0615 | 3.9071 | 4.202 | 4.9861 | 4.4785 | 4.7107 | 4.2558 | 4.4912 | 5.532 | 6.1475 | 5.7182 | 4.7486 | 5.0059 | 4.9761 | 4.1611 | 4.1469 | 3.7201 | 3.9773 | 4.0112 | 4.809 | 5.1718 | 5.3057 | 4.6439 | 3.7792
Portfolio Adjusted1-in-10AllSouth of Lugo2017Typical Event Day | Portfolio Adjusted | 1-in-10 | All | South of Lugo | 2017 | Typical Event Day | 8 | 124.4273 | 119.6652 | 115.6007 | 116.8444 | 124.6516 | 148.8033 | 175.5331 | 195.9536 | 213.3837 | 227.8604 | 239.8318 | 241.8212 | 237.5474 | 239.4987 | 237.1314 | 229.7862 | 220.2345 | 208.3312 | 187.7888 | 179.9542 | 171.6452 | 160.1169 | 145.2984 | 135.0428 | -0.53104 | -0.059431 | -0.17628 | -0.34405 | -1.326 | -1.4395 | -1.1918 | -1.024 | -0.42003 | 0.31723 | 0.68412 | 0.2762 | 1.0822 | 1.577 | 4.2914 | 3.7939 | 3.7242 | 3.261 | 1.8399 | 0.95154 | 1.0125 | 1.1301 | 0.51153 | 0.32179 | 70.9015 | 70.1164 | 69.5922 | 69.0412 | 68.3296 | 67.9938 | 67.9992 | 68.7645 | 71.2105 | 75.2134 | 79.2638 | 83.1627 | 84.7171 | 85.3611 | 86.1315 | 86.742 | 87.3634 | 87.1081 | 86.4112 | 83.0806 | 78.4299 | 75.1671 | 73.2419 | 71.816 | 4.9563 | 4.7117 | 5.0815 | 6.0776 | 5.5901 | 6.0935 | 5.3431 | 5.6644 | 7.0975 | 8.0255 | 7.863 | 6.6183 | 7.0343 | 7.0789 | 5.9624 | 5.9951 | 5.2508 | 5.2436 | 4.9694 | 5.8959 | 6.3686 | 6.5317 | 5.7177 | 4.7131
Portfolio Adjusted1-in-10AllSouth of Lugo2018January Monthly Peak | Portfolio Adjusted | 1-in-10 | All | South of Lugo | 2018 | January Monthly Peak | 1 | 97.0954 | 94.7515 | 92.1596 | 91.8424 | 97.0141 | 111.7375 | 136.288 | 151.628 | 161.0228 | 167.8015 | 167.7165 | 167.3019 | 162.8874 | 163.2329 | 159.7756 | 153.3003 | 147.7285 | 149.4511 | 143.6156 | 139.6485 | 132.035 | 124.243 | 113.8579 | 105.0797 | -0.30497 | 0.0018531 | 0.027218 | -0.53578 | -1.4335 | -0.80663 | -0.55792 | -0.0058943 | -0.31808 | 0.24951 | 0.49165 | 1.0725 | 1.8663 | 2.0419 | 4.1962 | 3.732 | 3.6087 | 3.4727 | 2.5456 | 2.2905 | 1.6111 | 1.2204 | 0.59646 | 0.2091 | 48.7296 | 47.8879 | 46.9977 | 46.8036 | 46.1961 | 46.271 | 46.0261 | 45.8228 | 45.7814 | 48.733 | 51.8249 | 53.2169 | 54.8092 | 55.7299 | 55.5991 | 54.5499 | 52.9429 | 51.6935 | 50.1481 | 48.059 | 46.7916 | 45.9024 | 45.79 | 45.3644 | 4.0187 | 3.8765 | 4.2093 | 4.9637 | 4.5206 | 4.7543 | 4.3105 | 4.5543 | 5.5651 | 6.141 | 5.7135 | 4.7576 | 5.0118 | 5.0132 | 4.1743 | 4.1558 | 3.6597 | 3.9085 | 3.9489 | 4.7541 | 5.0902 | 5.2662 | 4.6555 | 3.8106
Portfolio Adjusted1-in-10AllSouth of Lugo2018February Monthly Peak | Portfolio Adjusted | 1-in-10 | All | South of Lugo | 2018 | February Monthly Peak | 2 | 101.9356 | 98.9713 | 95.338 | 95.9495 | 101.1129 | 117.3525 | 141.0994 | 156.5784 | 167.9404 | 176.7051 | 181.3215 | 185.0023 | 183.4269 | 184.8778 | 182.2348 | 174.3532 | 166.5221 | 162.9055 | 155.2363 | 148.5027 | 140.3325 | 129.918 | 118.1802 | 110.1787 | -0.32018 | 0.0019356 | 0.028157 | -0.55974 | -1.494 | -0.84716 | -0.57762 | -0.0060867 | -0.33174 | 0.26275 | 0.53153 | 1.186 | 2.1017 | 2.3127 | 4.786 | 4.2445 | 4.0678 | 3.7853 | 2.7515 | 2.4358 | 1.7123 | 1.2762 | 0.6191 | 0.21924 | 54.5512 | 53.4637 | 52.3299 | 51.5505 | 51.9605 | 51.2159 | 48.1183 | 51.3293 | 53.6215 | 56.172 | 58.7204 | 59.1981 | 60.3955 | 62.0331 | 63.0636 | 63.5396 | 62.6202 | 61.9136 | 60.5668 | 58.9026 | 57.4316 | 56.0539 | 55.6385 | 54.3869 | 4.219 | 4.0491 | 4.3545 | 5.1857 | 4.7116 | 4.9933 | 4.4627 | 4.703 | 5.8042 | 6.4669 | 6.1769 | 5.261 | 5.6438 | 5.6779 | 4.7611 | 4.7265 | 4.1253 | 4.2604 | 4.2684 | 5.0555 | 5.4101 | 5.5068 | 4.8322 | 3.9955
Portfolio Adjusted1-in-10AllSouth of Lugo2018March Monthly Peak | Portfolio Adjusted | 1-in-10 | All | South of Lugo | 2018 | March Monthly Peak | 3 | 108.033 | 103.2918 | 98.9721 | 99.0739 | 105.0179 | 123.0016 | 148.158 | 165.76 | 179.1777 | 191.7244 | 200.578 | 205.5154 | 204.5967 | 206.942 | 205.2061 | 196.8137 | 187.6287 | 179.0639 | 166.7951 | 161.4859 | 152.013 | 140.6362 | 126.3517 | 116.709 | -0.33933 | 0.0020201 | 0.02923 | -0.57797 | -1.5517 | -0.88794 | -0.60652 | -0.0064436 | -0.35394 | 0.28508 | 0.58798 | 1.3175 | 2.3442 | 2.5887 | 5.3893 | 4.7913 | 4.5834 | 4.1608 | 2.9564 | 2.6487 | 1.8549 | 1.3815 | 0.66191 | 0.23224 | 61.6511 | 60.0766 | 59.0057 | 57.7962 | 56.8118 | 55.8486 | 55.1722 | 54.8128 | 56.3476 | 59.935 | 64.0638 | 68.5774 | 72.906 | 74.4456 | 75.2523 | 74.9991 | 73.8436 | 72.1439 | 71.0738 | 69.4824 | 66.8472 | 64.3666 | 61.9879 | 60.0817 | 4.4714 | 4.2259 | 4.5205 | 5.3546 | 4.8936 | 5.2336 | 4.686 | 4.9787 | 6.1926 | 7.0165 | 6.8329 | 5.8443 | 6.2952 | 6.3555 | 5.3612 | 5.3354 | 4.6482 | 4.683 | 4.5862 | 5.4975 | 5.8604 | 5.9611 | 5.1663 | 4.2323
Portfolio Adjusted1-in-10AllSouth of Lugo2018April Monthly Peak | Portfolio Adjusted | 1-in-10 | All | South of Lugo | 2018 | April Monthly Peak | 4 | 3.904 | 3.7515 | 3.6151 | 3.5832 | 3.7074 | 4.1043 | 4.6545 | 5.2211 | 6.1701 | 7.0976 | 7.8715 | 8.3414 | 8.5294 | 8.7189 | 8.7274 | 8.5542 | 8.1859 | 7.469 | 6.5971 | 6.3307 | 6.0486 | 5.4877 | 4.8324 | 4.2986 | -0.0045075 | -0.00039094 | -0.0010892 | -0.0039391 | -0.013314 | -0.011885 | -0.0095399 | -0.0067789 | -0.0038702 | 0.0030285 | 0.0065366 | 0.0059753 | 0.014889 | 0.01917 | 0.09487 | 0.094835 | 0.094652 | 0.0765 | 0.021348 | 0.014278 | 0.012421 | 0.011752 | 0.0054328 | 0.0028628 | 70.0714 | 69.1252 | 67.5533 | 65.9909 | 64.6469 | 63.7939 | 63.4284 | 63.5051 | 66.2255 | 71.8497 | 77.2465 | 82.3236 | 85.2128 | 85.8305 | 84.9421 | 84.9351 | 84.8511 | 84.9912 | 83.6494 | 79.6566 | 74.9501 | 70.2262 | 67.936 | 67.0108 | 0.045901 | 0.043867 | 0.046729 | 0.055362 | 0.051201 | 0.054853 | 0.048613 | 0.051784 | 0.065939 | 0.075927 | 0.07541 | 0.064825 | 0.069722 | 0.070301 | 0.059181 | 0.058859 | 0.051146 | 0.050504 | 0.048007 | 0.057047 | 0.061242 | 0.061916 | 0.054176 | 0.04451
Portfolio Adjusted1-in-10AllSouth of Lugo2018May Monthly Peak | Portfolio Adjusted | 1-in-10 | All | South of Lugo | 2018 | May Monthly Peak | 5 | 3.9507 | 3.7925 | 3.666 | 3.6417 | 3.781 | 4.1993 | 4.6867 | 5.4032 | 6.4273 | 7.3844 | 8.1678 | 8.6314 | 8.8007 | 8.9405 | 8.9172 | 8.7207 | 8.3075 | 7.5858 | 6.7173 | 6.3113 | 6.1572 | 5.5739 | 4.9055 | 4.3692 | -0.0048902 | -0.0005619 | -0.0016788 | -0.0030199 | -0.011989 | -0.01308 | -0.01095 | -0.0098616 | -0.003982 | 0.0030552 | 0.0066843 | 0.0022659 | 0.010178 | 0.015175 | 0.090687 | 0.090961 | 0.090962 | 0.072972 | 0.017124 | 0.0083523 | 0.0093117 | 0.010522 | 0.0047379 | 0.0030319 | 70.6603 | 69.5924 | 68.4955 | 68.2028 | 67.8247 | 67.4448 | 67.6226 | 67.6364 | 70.8962 | 76.1082 | 80.6859 | 84.0932 | 85.3453 | 85.4372 | 86.2488 | 86.4324 | 86.5115 | 85.6185 | 85.0281 | 82.6355 | 78.4178 | 73.8881 | 71.3925 | 69.0149 | 0.045778 | 0.043672 | 0.046719 | 0.05564 | 0.051642 | 0.055656 | 0.049016 | 0.053152 | 0.067861 | 0.078132 | 0.0777 | 0.066401 | 0.071074 | 0.071482 | 0.060047 | 0.059494 | 0.051522 | 0.051059 | 0.048326 | 0.056625 | 0.061524 | 0.062136 | 0.054402 | 0.04474
Portfolio Adjusted1-in-10AllSouth of Lugo2018June Monthly Peak | Portfolio Adjusted | 1-in-10 | All | South of Lugo | 2018 | June Monthly Peak | 6 | 3.9653 | 3.8062 | 3.6948 | 3.6697 | 3.8095 | 4.2043 | 4.6886 | 5.3893 | 6.3255 | 7.2269 | 7.9789 | 8.3872 | 8.4944 | 8.6595 | 8.6689 | 8.5134 | 8.1431 | 7.4543 | 6.6259 | 6.1454 | 5.9896 | 5.5023 | 4.8563 | 4.3263 | -0.0041036 | -0.00017839 | -0.00036442 | -0.0052381 | -0.015553 | -0.010954 | -0.0080066 | -0.0033353 | -0.0038926 | 0.0030941 | 0.0065291 | 0.010339 | 0.020009 | 0.023257 | 0.099709 | 0.099915 | 0.099385 | 0.081499 | 0.026138 | 0.020929 | 0.016127 | 0.013252 | 0.006298 | 0.0026788 | 65.7178 | 65.3801 | 65.6132 | 65.747 | 64.8041 | 63.858 | 63.2899 | 64.0889 | 66.5398 | 70.0784 | 74.8506 | 79.0447 | 80.6722 | 80.5382 | 81.2583 | 81.8121 | 83.1078 | 82.4941 | 82.4068 | 78.2185 | 73.7465 | 70.8013 | 69.0512 | 68.3514 | 0.047497 | 0.045268 | 0.048462 | 0.057557 | 0.053432 | 0.057156 | 0.049767 | 0.053596 | 0.067155 | 0.076697 | 0.075593 | 0.063782 | 0.067419 | 0.067817 | 0.057344 | 0.057558 | 0.050203 | 0.050019 | 0.047558 | 0.056034 | 0.061196 | 0.06233 | 0.054658 | 0.045191
Portfolio Adjusted1-in-10AllSouth of Lugo2018July Monthly Peak | Portfolio Adjusted | 1-in-10 | All | South of Lugo | 2018 | July Monthly Peak | 7 | 4.1218 | 3.9286 | 3.8044 | 3.7883 | 3.9408 | 4.4217 | 4.9642 | 5.7083 | 6.7 | 7.5893 | 8.3418 | 8.7589 | 8.8998 | 9.07 | 9.0913 | 8.9288 | 8.5806 | 7.8802 | 6.989 | 6.4489 | 6.2572 | 5.7466 | 5.0876 | 4.5454 | -0.0047946 | -0.00043748 | -0.0012417 | -0.0040016 | -0.013888 | -0.012941 | -0.010338 | -0.0076992 | -0.0040435 | 0.0030861 | 0.0065776 | 0.0053034 | 0.01375 | 0.017995 | 0.09527 | 0.096538 | 0.0972 | 0.078958 | 0.020721 | 0.013179 | 0.011957 | 0.011688 | 0.0054082 | 0.0029728 | 69.9002 | 68.6973 | 68.1918 | 67.8291 | 67.5005 | 67.2225 | 67.5759 | 68.4992 | 70.8547 | 74.9409 | 79.4133 | 81.901 | 80.5846 | 79.9793 | 82.4033 | 82.8289 | 82.2472 | 81.6938 | 80.4849 | 78.5762 | 75.4174 | 72.8474 | 71.6401 | 70.9706 | 0.048112 | 0.045776 | 0.04897 | 0.058436 | 0.054312 | 0.058864 | 0.051492 | 0.05512 | 0.068913 | 0.07765 | 0.076043 | 0.064171 | 0.068147 | 0.068584 | 0.057995 | 0.058286 | 0.051162 | 0.050858 | 0.048242 | 0.056387 | 0.061461 | 0.062661 | 0.055101 | 0.045832
Portfolio Adjusted1-in-10AllSouth of Lugo2018August Monthly Peak | Portfolio Adjusted | 1-in-10 | All | South of Lugo | 2018 | August Monthly Peak | 8 | 4.25 | 4.055 | 3.9252 | 3.9061 | 4.0419 | 4.5756 | 5.208 | 5.948 | 7.0585 | 8.0608 | 8.8985 | 9.3866 | 9.5226 | 9.686 | 9.7047 | 9.5608 | 9.1839 | 8.3969 | 7.3825 | 6.8932 | 6.5812 | 5.9693 | 5.2792 | 4.6938 | -0.0055728 | -0.00070914 | -0.0021547 | -0.0028224 | -0.012337 | -0.015115 | -0.012838 | -0.012177 | -0.0042312 | 0.0031656 | 0.0068873 | 0.00041004 | 0.0078842 | 0.013304 | 0.093231 | 0.095443 | 0.096787 | 0.077535 | 0.015758 | 0.0058474 | 0.0081561 | 0.010514 | 0.0046723 | 0.0033282 | 70.9458 | 70.3356 | 69.8606 | 69.4135 | 69.2183 | 69.4722 | 69.5911 | 69.8104 | 72.1256 | 76.1863 | 79.5028 | 83.2458 | 84.8867 | 85.7299 | 86.347 | 88.192 | 90.1212 | 91.916 | 91.7877 | 87.7277 | 81.6312 | 77.8339 | 75.8118 | 73.6396 | 0.050303 | 0.048034 | 0.051374 | 0.061384 | 0.056568 | 0.062074 | 0.054464 | 0.057649 | 0.07239 | 0.082079 | 0.080726 | 0.068442 | 0.072633 | 0.073095 | 0.061863 | 0.062001 | 0.054389 | 0.054046 | 0.050971 | 0.060078 | 0.064725 | 0.066159 | 0.058073 | 0.048063
Portfolio Adjusted1-in-10AllSouth of Lugo2018September Monthly Peak | Portfolio Adjusted | 1-in-10 | All | South of Lugo | 2018 | September Monthly Peak | 9 | 4.2815 | 4.1114 | 3.9812 | 3.9648 | 4.1073 | 4.6702 | 5.4476 | 6.1423 | 7.4366 | 8.5595 | 9.3839 | 9.8883 | 10.0246 | 10.1428 | 10.0866 | 9.846 | 9.3528 | 8.4766 | 7.4072 | 7.1251 | 6.6125 | 5.9913 | 5.2524 | 4.6792 | -0.006171 | -0.001005 | -0.0031782 | -0.0011103 | -0.0096121 | -0.016921 | -0.015414 | -0.017665 | -0.0043999 | 0.0032144 | 0.0071591 | -0.0064072 | -0.00048934 | 0.0064436 | 0.086538 | 0.088781 | 0.089973 | 0.070258 | 0.0084138 | -0.0044223 | 0.0027441 | 0.0083252 | 0.003402 | 0.0035662 | 75.6111 | 75.0026 | 74.3054 | 73.4337 | 72.6287 | 72.2707 | 72.2261 | 72.4965 | 74.6184 | 78.7425 | 82.5955 | 86.5434 | 89.0219 | 90.1312 | 89.8139 | 90.355 | 90.2429 | 89.7633 | 88.2909 | 84.2771 | 79.8805 | 76.7418 | 74.531 | 73.2028 | 0.050632 | 0.048478 | 0.052028 | 0.062261 | 0.057195 | 0.063438 | 0.056517 | 0.060229 | 0.07721 | 0.088396 | 0.087108 | 0.073876 | 0.078833 | 0.079204 | 0.066323 | 0.065922 | 0.057197 | 0.056593 | 0.053358 | 0.063756 | 0.067454 | 0.068085 | 0.059267 | 0.048786
Portfolio Adjusted1-in-10AllSouth of Lugo2018October Monthly Peak | Portfolio Adjusted | 1-in-10 | All | South of Lugo | 2018 | October Monthly Peak | 10 | 3.9773 | 3.8299 | 3.7023 | 3.6801 | 3.8049 | 4.2538 | 4.9941 | 5.4653 | 6.4032 | 7.3896 | 8.1379 | 8.5968 | 8.7779 | 8.9599 | 8.9936 | 8.7745 | 8.3588 | 7.5295 | 6.8873 | 6.5265 | 6.0742 | 5.5229 | 4.8326 | 4.3211 | -0.0047214 | -0.00045679 | -0.0013051 | -0.0038149 | -0.01331 | -0.012665 | -0.010372 | -0.0079027 | -0.003979 | 0.0031068 | 0.0067356 | 0.0050165 | 0.013855 | 0.018425 | 0.095439 | 0.095208 | 0.094926 | 0.075818 | 0.020865 | 0.012842 | 0.011628 | 0.011517 | 0.0052507 | 0.0029063 | 70.696 | 69.7639 | 68.6907 | 67.6561 | 66.6374 | 66.3716 | 66.4134 | 66.3951 | 67.6302 | 70.649 | 74.9631 | 79.839 | 83.8988 | 85.5457 | 85.7141 | 85.7941 | 85.221 | 84.3898 | 81.6272 | 77.8091 | 74.3099 | 72.1688 | 70.5921 | 69.4997 | 0.046812 | 0.045293 | 0.048308 | 0.057521 | 0.052775 | 0.056939 | 0.05084 | 0.053791 | 0.067746 | 0.078278 | 0.077809 | 0.066584 | 0.071692 | 0.072158 | 0.060763 | 0.059905 | 0.051927 | 0.050989 | 0.049831 | 0.058236 | 0.061829 | 0.06257 | 0.054375 | 0.044446
Portfolio Adjusted1-in-10AllSouth of Lugo2018November Monthly Peak | Portfolio Adjusted | 1-in-10 | All | South of Lugo | 2018 | November Monthly Peak | 11 | 3.7766 | 3.6325 | 3.544 | 3.5494 | 3.658 | 4.1 | 4.6229 | 5.1718 | 6.1122 | 7.0313 | 7.7184 | 8.1544 | 8.311 | 8.4572 | 8.3782 | 8.1252 | 7.725 | 7.3711 | 6.6093 | 6.1265 | 5.6922 | 5.1253 | 4.5503 | 4.0946 | -0.0042754 | -0.00034181 | -0.00093359 | -0.0040783 | -0.013321 | -0.011351 | -0.0089552 | -0.0059935 | -0.0037654 | 0.0029827 | 0.0064168 | 0.0066028 | 0.01548 | 0.019403 | 0.092169 | 0.09096 | 0.09031 | 0.076155 | 0.021898 | 0.014943 | 0.012514 | 0.011414 | 0.0052904 | 0.002674 | 68.5617 | 66.7686 | 66.0129 | 64.4758 | 63.7374 | 62.6836 | 62.0524 | 62.5416 | 65.5612 | 71.4124 | 78.1952 | 83.6514 | 85.6262 | 87.032 | 87.4129 | 86.0258 | 83.9219 | 81.6139 | 79.2263 | 76.2859 | 74.4238 | 72.701 | 70.5948 | 69.0066 | 0.044435 | 0.04247 | 0.045403 | 0.054608 | 0.050149 | 0.053482 | 0.047156 | 0.050388 | 0.064254 | 0.074571 | 0.073998 | 0.063174 | 0.067783 | 0.068009 | 0.056655 | 0.055539 | 0.048425 | 0.049288 | 0.04728 | 0.054931 | 0.058548 | 0.058818 | 0.051359 | 0.042125
Portfolio Adjusted1-in-10AllSouth of Lugo2018December Monthly Peak | Portfolio Adjusted | 1-in-10 | All | South of Lugo | 2018 | December Monthly Peak | 12 | 3.5414 | 3.4481 | 3.3833 | 3.3944 | 3.4811 | 3.944 | 4.6702 | 5.0743 | 5.6933 | 6.1127 | 6.2528 | 6.2407 | 6.0941 | 6.0433 | 5.9729 | 5.7947 | 5.6809 | 5.7471 | 5.5042 | 5.2605 | 4.9775 | 4.5942 | 4.1642 | 3.7964 | -0.0030714 | 1.8612e-05 | 0.00027076 | -0.0053631 | -0.014151 | -0.0079644 | -0.0054892 | -5.7923e-05 | -0.0031508 | 0.002489 | 0.0049033 | 0.010667 | 0.018576 | 0.020198 | 0.074643 | 0.073336 | 0.074254 | 0.067181 | 0.025767 | 0.023089 | 0.016312 | 0.012253 | 0.005929 | 0.0020665 | 48.1965 | 47.3036 | 46.8837 | 47.11 | 47.6296 | 47.3416 | 48.2279 | 48.304 | 49.2756 | 50.9237 | 52.1887 | 53.5645 | 55.0376 | 54.7623 | 54.702 | 54.542 | 53.9825 | 52.6121 | 51.5272 | 49.6587 | 47.8702 | 48.1085 | 48.014 | 47.2953 | 0.040995 | 0.039655 | 0.04221 | 0.049986 | 0.045006 | 0.047893 | 0.043355 | 0.045357 | 0.055702 | 0.061841 | 0.057638 | 0.048105 | 0.050571 | 0.050245 | 0.042186 | 0.041943 | 0.037684 | 0.040227 | 0.040508 | 0.048372 | 0.051961 | 0.053202 | 0.046676 | 0.038204
Portfolio Adjusted1-in-10AllSouth of Lugo2018Typical Event Day | Portfolio Adjusted | 1-in-10 | All | South of Lugo | 2018 | Typical Event Day | 8 | 4.216 | 4.0227 | 3.8945 | 3.8746 | 4.0084 | 4.5338 | 5.1534 | 5.8696 | 6.9369 | 7.9043 | 8.7193 | 9.1949 | 9.3315 | 9.5018 | 9.5314 | 9.3941 | 9.0318 | 8.2649 | 7.2728 | 6.7986 | 6.5038 | 5.9038 | 5.2214 | 4.6458 | -0.0052919 | -0.00059224 | -0.0017567 | -0.0034285 | -0.013213 | -0.014345 | -0.011876 | -0.010205 | -0.0041856 | 0.0031612 | 0.0068173 | 0.0027523 | 0.010784 | 0.015714 | 0.09528 | 0.097195 | 0.098314 | 0.079275 | 0.018335 | 0.0094822 | 0.01009 | 0.011261 | 0.0050975 | 0.0032067 | 70.5437 | 69.8539 | 69.4927 | 69.1058 | 68.5379 | 68.2059 | 68.1708 | 68.7237 | 71.0346 | 74.987 | 79.0906 | 82.6837 | 83.7913 | 84.0947 | 84.9556 | 85.797 | 86.4298 | 86.4668 | 85.7426 | 82.1999 | 77.6689 | 74.5561 | 72.7585 | 71.5411 | 0.04995 | 0.047685 | 0.050979 | 0.060852 | 0.056059 | 0.061496 | 0.053922 | 0.057006 | 0.071344 | 0.080686 | 0.079252 | 0.067179 | 0.071283 | 0.071747 | 0.060774 | 0.060948 | 0.053498 | 0.053206 | 0.050274 | 0.059358 | 0.064051 | 0.065527 | 0.057465 | 0.047578
Portfolio Adjusted1-in-10AllSouth of Lugo2019January Monthly Peak | Portfolio Adjusted | 1-in-10 | All | South of Lugo | 2019 | January Monthly Peak | 1 | 3.5379 | 3.476 | 3.4138 | 3.4254 | 3.5258 | 3.96 | 4.7226 | 5.1522 | 5.7338 | 6.1522 | 6.2881 | 6.2216 | 6.0183 | 5.9492 | 5.8607 | 5.6501 | 5.4492 | 5.5723 | 5.4527 | 5.214 | 4.9365 | 4.5547 | 4.1401 | 3.7634 | -0.0030481 | 1.8521e-05 | 0.00027204 | -0.0053549 | -0.014327 | -0.008062 | -0.0055763 | -5.8911e-05 | -0.0031791 | 0.0024938 | 0.0049138 | 0.010719 | 0.018653 | 0.020408 | 0.074086 | 0.072245 | 0.071917 | 0.065519 | 0.025442 | 0.022893 | 0.016102 | 0.012198 | 0.0059614 | 0.0020899 | 48.6041 | 47.6664 | 46.6219 | 46.2722 | 45.6647 | 45.886 | 45.6532 | 45.3719 | 45.1278 | 48.1699 | 51.5725 | 53.032 | 54.7524 | 55.8257 | 55.6449 | 54.4937 | 53.0004 | 51.8763 | 50.4192 | 48.6596 | 47.4851 | 46.4561 | 46.2463 | 45.7606 | 0.040685 | 0.03947 | 0.042411 | 0.049914 | 0.04556 | 0.048441 | 0.044033 | 0.046126 | 0.056199 | 0.061969 | 0.05777 | 0.048325 | 0.050751 | 0.050723 | 0.042397 | 0.042109 | 0.037136 | 0.039624 | 0.040004 | 0.047963 | 0.051304 | 0.052961 | 0.046921 | 0.038605
Portfolio Adjusted1-in-10AllSouth of Lugo2019February Monthly Peak | Portfolio Adjusted | 1-in-10 | All | South of Lugo | 2019 | February Monthly Peak | 2 | 3.5681 | 3.4758 | 3.3843 | 3.3873 | 3.4762 | 3.8648 | 4.4728 | 4.8423 | 5.4069 | 5.9419 | 6.3014 | 6.4805 | 6.5128 | 6.6206 | 6.6031 | 6.4207 | 6.143 | 5.8738 | 5.7103 | 5.3986 | 5.1035 | 4.6729 | 4.1928 | 3.8 | -0.0032001 | 1.9346e-05 | 0.00028142 | -0.0055944 | -0.014932 | -0.0084671 | -0.0057731 | -6.0835e-05 | -0.0033157 | 0.0026261 | 0.0053124 | 0.011853 | 0.021005 | 0.023114 | 0.084137 | 0.082261 | 0.081261 | 0.069948 | 0.027501 | 0.024345 | 0.017114 | 0.012755 | 0.0061877 | 0.0021913 | 54.489 | 53.5166 | 52.3165 | 51.6621 | 51.8539 | 51.1888 | 48.8642 | 51.3262 | 53.196 | 55.621 | 58.6081 | 59.5124 | 60.7696 | 62.2821 | 63.1424 | 63.4315 | 62.6593 | 62.0205 | 60.717 | 59.0586 | 57.4912 | 56.1237 | 55.383 | 53.802 | 0.042653 | 0.04114 | 0.043835 | 0.052103 | 0.047429 | 0.050699 | 0.045339 | 0.047478 | 0.058463 | 0.065118 | 0.062308 | 0.05329 | 0.057064 | 0.057412 | 0.04833 | 0.047888 | 0.041856 | 0.043128 | 0.043187 | 0.050966 | 0.054492 | 0.055361 | 0.048674 | 0.040423
Portfolio Adjusted1-in-10AllSouth of Lugo2019March Monthly Peak | Portfolio Adjusted | 1-in-10 | All | South of Lugo | 2019 | March Monthly Peak | 3 | 3.6832 | 3.5539 | 3.4417 | 3.4163 | 3.5172 | 3.8905 | 4.5379 | 4.9181 | 5.5338 | 6.2117 | 6.754 | 7.0821 | 7.2173 | 7.4137 | 7.4737 | 7.3282 | 7.0504 | 6.5369 | 5.981 | 5.8189 | 5.501 | 5.0182 | 4.4388 | 3.9897 | -0.0033915 | 2.0191e-05 | 0.00029214 | -0.0057766 | -0.015509 | -0.0088747 | -0.0060619 | -6.4402e-05 | -0.0035375 | 0.0028493 | 0.0058766 | 0.013168 | 0.02343 | 0.025873 | 0.094922 | 0.093427 | 0.092638 | 0.077513 | 0.029548 | 0.026473 | 0.018539 | 0.013807 | 0.0066156 | 0.0023212 | 61.4236 | 59.8597 | 58.8353 | 57.5371 | 56.5474 | 55.5838 | 54.8135 | 54.5734 | 56.1122 | 59.934 | 64.2549 | 68.4338 | 72.39 | 73.6918 | 74.4051 | 73.869 | 72.812 | 71.2573 | 70.5664 | 69.0544 | 66.8145 | 64.2366 | 61.8966 | 60.1975 | 0.045168 | 0.04289 | 0.045488 | 0.053781 | 0.049234 | 0.053045 | 0.047532 | 0.050204 | 0.06232 | 0.070598 | 0.068867 | 0.059158 | 0.063635 | 0.064264 | 0.054434 | 0.054081 | 0.047199 | 0.047423 | 0.046354 | 0.055406 | 0.059016 | 0.059919 | 0.052023 | 0.042804
Portfolio Adjusted1-in-10AllSouth of Lugo2019April Monthly Peak | Portfolio Adjusted | 1-in-10 | All | South of Lugo | 2019 | April Monthly Peak | 4 | 5.5352 | 5.3214 | 5.1272 | 5.1007 | 5.3346 | 6.0024 | 6.9232 | 7.776 | 8.996 | 10.165 | 11.1331 | 11.6775 | 11.8474 | 12.0684 | 12.0237 | 11.7178 | 11.1868 | 10.2881 | 9.1552 | 8.7951 | 8.3859 | 7.6428 | 6.7858 | 6.1025 | -0.011135 | -0.00096578 | -0.0026907 | -0.0097311 | -0.03289 | -0.029361 | -0.023567 | -0.016746 | -0.0095608 | 0.0074815 | 0.016148 | 0.014761 | 0.036781 | 0.047357 | 0.16301 | 0.15472 | 0.15238 | 0.12723 | 0.052738 | 0.035272 | 0.030685 | 0.029033 | 0.013421 | 0.0070723 | 70.0824 | 69.134 | 67.5619 | 65.9984 | 64.6535 | 63.8003 | 63.4335 | 63.5104 | 66.2303 | 71.8539 | 77.246 | 82.3247 | 85.2201 | 85.8511 | 84.9617 | 84.9517 | 84.8698 | 85.0059 | 83.6627 | 79.6675 | 74.958 | 70.2397 | 67.9479 | 67.0186 | 0.11228 | 0.10689 | 0.11476 | 0.13619 | 0.12579 | 0.13392 | 0.11877 | 0.12693 | 0.16184 | 0.18636 | 0.18478 | 0.15811 | 0.17027 | 0.17165 | 0.14391 | 0.14337 | 0.12437 | 0.12314 | 0.11731 | 0.13982 | 0.1502 | 0.15212 | 0.13291 | 0.10879
Portfolio Adjusted1-in-10AllSouth of Lugo2019May Monthly Peak | Portfolio Adjusted | 1-in-10 | All | South of Lugo | 2019 | May Monthly Peak | 5 | 5.5777 | 5.3551 | 5.1782 | 5.1678 | 5.4232 | 6.1268 | 6.9782 | 8.0275 | 9.337 | 10.5425 | 11.5307 | 12.0495 | 12.1837 | 12.348 | 12.2634 | 11.9195 | 11.3316 | 10.4381 | 9.293 | 8.7596 | 8.506 | 7.7378 | 6.8681 | 6.1829 | -0.012081 | -0.0013881 | -0.0041473 | -0.0074602 | -0.029618 | -0.032313 | -0.02705 | -0.024362 | -0.0098371 | 0.0075475 | 0.016513 | 0.0055976 | 0.025144 | 0.037489 | 0.15125 | 0.1436 | 0.14197 | 0.11747 | 0.042304 | 0.020633 | 0.023003 | 0.025993 | 0.011704 | 0.00749 | 70.6689 | 69.596 | 68.4945 | 68.2008 | 67.8242 | 67.4457 | 67.6203 | 67.6359 | 70.8969 | 76.1132 | 80.6923 | 84.0975 | 85.3565 | 85.4556 | 86.2665 | 86.4489 | 86.5244 | 85.6291 | 85.0433 | 82.6486 | 78.4284 | 73.8938 | 71.3945 | 69.0172 | 0.11193 | 0.10634 | 0.11471 | 0.13686 | 0.12685 | 0.13587 | 0.11982 | 0.13027 | 0.16652 | 0.19173 | 0.19035 | 0.16188 | 0.1735 | 0.17449 | 0.14597 | 0.14487 | 0.12524 | 0.12447 | 0.11804 | 0.13878 | 0.15085 | 0.15264 | 0.13344 | 0.10931
Portfolio Adjusted1-in-10AllSouth of Lugo2019June Monthly Peak | Portfolio Adjusted | 1-in-10 | All | South of Lugo | 2019 | June Monthly Peak | 6 | 5.6317 | 5.4058 | 5.2421 | 5.2265 | 5.4851 | 6.1574 | 6.9826 | 7.997 | 9.1622 | 10.2805 | 11.2 | 11.6171 | 11.6499 | 11.8372 | 11.8097 | 11.5581 | 11.0429 | 10.205 | 9.1215 | 8.5339 | 8.2938 | 7.6419 | 6.7998 | 6.1331 | -0.010138 | -0.00044069 | -0.00090027 | -0.01294 | -0.038421 | -0.027061 | -0.019779 | -0.0082395 | -0.0096163 | 0.0076437 | 0.016129 | 0.025541 | 0.04943 | 0.057453 | 0.1748 | 0.16698 | 0.1638 | 0.13922 | 0.064572 | 0.051703 | 0.03984 | 0.032737 | 0.015559 | 0.0066177 | 65.7164 | 65.377 | 65.6069 | 65.7341 | 64.7848 | 63.8374 | 63.2713 | 64.0841 | 66.5427 | 70.0866 | 74.8563 | 79.0554 | 80.6914 | 80.563 | 81.2802 | 81.83 | 83.1243 | 82.5045 | 82.4178 | 78.2345 | 73.7622 | 70.8112 | 69.0557 | 68.3535 | 0.11624 | 0.11037 | 0.11904 | 0.14161 | 0.13129 | 0.13964 | 0.12171 | 0.13137 | 0.16479 | 0.1882 | 0.18516 | 0.15541 | 0.16446 | 0.1654 | 0.13926 | 0.14008 | 0.12198 | 0.12191 | 0.11615 | 0.13737 | 0.15012 | 0.15315 | 0.1341 | 0.11047
Portfolio Adjusted1-in-10AllSouth of Lugo2019July Monthly Peak | Portfolio Adjusted | 1-in-10 | All | South of Lugo | 2019 | July Monthly Peak | 7 | 5.8326 | 5.5681 | 5.39 | 5.3914 | 5.6681 | 6.461 | 7.3694 | 8.4256 | 9.6493 | 10.7205 | 11.6222 | 12.0467 | 12.1275 | 12.3223 | 12.304 | 12.0483 | 11.5705 | 10.7095 | 9.5507 | 8.882 | 8.6006 | 7.9254 | 7.072 | 6.4009 | -0.011845 | -0.0010807 | -0.0030674 | -0.0098856 | -0.034308 | -0.03197 | -0.025539 | -0.01902 | -0.0099889 | 0.0076239 | 0.016249 | 0.013101 | 0.033969 | 0.044456 | 0.16047 | 0.15442 | 0.15364 | 0.12883 | 0.051189 | 0.032557 | 0.029539 | 0.028875 | 0.01336 | 0.007344 | 69.9071 | 68.7028 | 68.1947 | 67.8308 | 67.5023 | 67.2236 | 67.5769 | 68.5 | 70.8559 | 74.9416 | 79.4155 | 81.909 | 80.596 | 79.9934 | 82.4175 | 82.8435 | 82.2584 | 81.7035 | 80.4959 | 78.5891 | 75.4265 | 72.853 | 71.6423 | 70.9695 | 0.11769 | 0.11155 | 0.12026 | 0.14375 | 0.13343 | 0.14377 | 0.12584 | 0.13502 | 0.16901 | 0.19042 | 0.18609 | 0.15613 | 0.16602 | 0.16706 | 0.14059 | 0.14165 | 0.12412 | 0.12377 | 0.11767 | 0.13812 | 0.15066 | 0.15388 | 0.1351 | 0.11194
Portfolio Adjusted1-in-10AllSouth of Lugo2019August Monthly Peak | Portfolio Adjusted | 1-in-10 | All | South of Lugo | 2019 | August Monthly Peak | 8 | 6.0361 | 5.7737 | 5.5861 | 5.5875 | 5.8382 | 6.7243 | 7.747 | 8.7838 | 10.1485 | 11.3616 | 12.3713 | 12.8825 | 12.9528 | 13.1428 | 13.1226 | 12.8683 | 12.3516 | 11.3951 | 10.0824 | 9.4786 | 9.0431 | 8.2664 | 7.3677 | 6.6373 | -0.013767 | -0.0017519 | -0.0053229 | -0.0069723 | -0.030477 | -0.037339 | -0.031714 | -0.030082 | -0.010453 | 0.0078202 | 0.017014 | 0.0010129 | 0.019477 | 0.032866 | 0.15092 | 0.14598 | 0.14662 | 0.12088 | 0.038929 | 0.014445 | 0.020149 | 0.025975 | 0.011542 | 0.008222 | 70.9499 | 70.3395 | 69.8633 | 69.4152 | 69.2195 | 69.4736 | 69.5932 | 69.8117 | 72.1276 | 76.1873 | 79.5056 | 83.2511 | 84.8992 | 85.7505 | 86.3641 | 88.2068 | 90.1386 | 91.9318 | 91.8019 | 87.7429 | 81.642 | 77.8455 | 75.8241 | 73.6472 | 0.12309 | 0.11713 | 0.1262 | 0.15104 | 0.13901 | 0.15173 | 0.13312 | 0.14123 | 0.17752 | 0.20125 | 0.19751 | 0.16646 | 0.17691 | 0.17801 | 0.14995 | 0.15061 | 0.13188 | 0.1315 | 0.12432 | 0.14714 | 0.15866 | 0.16251 | 0.14244 | 0.11745
Portfolio Adjusted1-in-10AllSouth of Lugo2019September Monthly Peak | Portfolio Adjusted | 1-in-10 | All | South of Lugo | 2019 | September Monthly Peak | 9 | 6.0355 | 5.8031 | 5.6221 | 5.6287 | 5.8789 | 6.8128 | 8.0155 | 9.0348 | 10.6543 | 12.0303 | 13.0448 | 13.5764 | 13.6651 | 13.8069 | 13.6715 | 13.2861 | 12.6121 | 11.5486 | 10.1735 | 9.8058 | 9.1212 | 8.3007 | 7.335 | 6.6062 | -0.015245 | -0.0024828 | -0.0078514 | -0.0027429 | -0.023746 | -0.041801 | -0.038079 | -0.043639 | -0.010869 | 0.0079409 | 0.017686 | -0.015828 | -0.0012089 | 0.015918 | 0.13186 | 0.12735 | 0.12853 | 0.10259 | 0.020785 | -0.010925 | 0.0067789 | 0.020566 | 0.0084043 | 0.0088099 | 75.6227 | 75.0119 | 74.3119 | 73.4392 | 72.6328 | 72.2763 | 72.2314 | 72.5015 | 74.6227 | 78.7462 | 82.5951 | 86.5477 | 89.0335 | 90.1467 | 89.8303 | 90.3637 | 90.2531 | 89.7654 | 88.2942 | 84.2851 | 79.89 | 76.7509 | 74.5404 | 73.2105 | 0.1239 | 0.11819 | 0.12779 | 0.15319 | 0.14053 | 0.15505 | 0.13803 | 0.14756 | 0.18936 | 0.21677 | 0.2132 | 0.1798 | 0.19217 | 0.19309 | 0.16095 | 0.16031 | 0.13886 | 0.13786 | 0.1303 | 0.15619 | 0.16545 | 0.16729 | 0.14542 | 0.11926
Portfolio Adjusted1-in-10AllSouth of Lugo2019October Monthly Peak | Portfolio Adjusted | 1-in-10 | All | South of Lugo | 2019 | October Monthly Peak | 10 | 5.6438 | 5.4553 | 5.2683 | 5.2599 | 5.4848 | 6.2288 | 7.3646 | 8.1215 | 9.3087 | 10.5542 | 11.507 | 12.0265 | 12.1935 | 12.4018 | 12.3809 | 11.9958 | 11.4073 | 10.3798 | 9.5446 | 9.0436 | 8.438 | 7.7043 | 6.7965 | 6.1242 | -0.011664 | -0.0011285 | -0.003224 | -0.0094242 | -0.032882 | -0.031288 | -0.025623 | -0.019523 | -0.0098297 | 0.0076749 | 0.01664 | 0.012393 | 0.034227 | 0.045517 | 0.16293 | 0.15387 | 0.15148 | 0.12512 | 0.051545 | 0.031725 | 0.028727 | 0.028451 | 0.012971 | 0.0071797 | 70.7051 | 69.7726 | 68.6995 | 67.6638 | 66.6434 | 66.3772 | 66.4188 | 66.3997 | 67.6338 | 70.6532 | 74.9682 | 79.8435 | 83.9052 | 85.5616 | 85.7327 | 85.8092 | 85.2372 | 84.4033 | 81.6421 | 77.8193 | 74.3157 | 72.1744 | 70.5984 | 69.5055 | 0.11455 | 0.11046 | 0.11866 | 0.14153 | 0.12968 | 0.13913 | 0.12408 | 0.13183 | 0.16624 | 0.19209 | 0.19064 | 0.16236 | 0.17506 | 0.17617 | 0.14772 | 0.14586 | 0.12622 | 0.12433 | 0.12174 | 0.14269 | 0.15167 | 0.15375 | 0.13343 | 0.10863
Portfolio Adjusted1-in-10AllSouth of Lugo2019November Monthly Peak | Portfolio Adjusted | 1-in-10 | All | South of Lugo | 2019 | November Monthly Peak | 11 | 5.3535 | 5.1499 | 5.0103 | 5.0437 | 5.2486 | 5.9445 | 6.8152 | 7.6516 | 8.8594 | 10.038 | 10.9144 | 11.3998 | 11.5315 | 11.6921 | 11.5284 | 11.1041 | 10.5628 | 10.1151 | 9.1211 | 8.495 | 7.9259 | 7.1717 | 6.4002 | 5.7985 | -0.010562 | -0.00084441 | -0.0023063 | -0.010075 | -0.032909 | -0.028041 | -0.022123 | -0.014806 | -0.009302 | 0.0073685 | 0.015852 | 0.016311 | 0.03824 | 0.047932 | 0.15905 | 0.14895 | 0.14636 | 0.12696 | 0.054096 | 0.036914 | 0.030913 | 0.028197 | 0.013069 | 0.0066059 | 68.569 | 66.7756 | 66.0218 | 64.4832 | 63.7431 | 62.6893 | 62.0608 | 62.552 | 65.5684 | 71.418 | 78.1991 | 83.6526 | 85.6329 | 87.0413 | 87.425 | 86.0379 | 83.932 | 81.6209 | 79.2338 | 76.2961 | 74.4329 | 72.7088 | 70.602 | 69.0146 | 0.10869 | 0.10347 | 0.11149 | 0.13432 | 0.12318 | 0.13046 | 0.11506 | 0.12346 | 0.15765 | 0.183 | 0.18131 | 0.15405 | 0.16552 | 0.16604 | 0.13775 | 0.13525 | 0.11776 | 0.1201 | 0.11545 | 0.13461 | 0.14365 | 0.14456 | 0.12602 | 0.10294
Portfolio Adjusted1-in-10AllSouth of Lugo2019December Monthly Peak | Portfolio Adjusted | 1-in-10 | All | South of Lugo | 2019 | December Monthly Peak | 12 | 4.9413 | 4.8105 | 4.6948 | 4.7096 | 4.852 | 5.5241 | 6.5925 | 7.2122 | 7.978 | 8.5083 | 8.6445 | 8.6197 | 8.4117 | 8.3518 | 8.2417 | 7.9729 | 7.8192 | 7.9129 | 7.5818 | 7.2733 | 6.8892 | 6.3788 | 5.7835 | 5.2826 | -0.0075876 | 4.5979e-05 | 0.00066888 | -0.013249 | -0.034959 | -0.019675 | -0.01356 | -0.00014309 | -0.0077837 | 0.0061488 | 0.012113 | 0.026352 | 0.04589 | 0.049896 | 0.13545 | 0.12737 | 0.12745 | 0.11849 | 0.063654 | 0.05704 | 0.040296 | 0.03027 | 0.014647 | 0.0051051 | 48.1945 | 47.2997 | 46.8823 | 47.1116 | 47.6319 | 47.3409 | 48.2314 | 48.3102 | 49.2795 | 50.9201 | 52.1812 | 53.5591 | 55.0353 | 54.7575 | 54.6954 | 54.5325 | 53.9726 | 52.6031 | 51.5173 | 49.6489 | 47.8531 | 48.0925 | 47.999 | 47.2786 | 0.10019 | 0.096469 | 0.10358 | 0.12286 | 0.1104 | 0.11634 | 0.10514 | 0.1108 | 0.13641 | 0.15157 | 0.14103 | 0.11721 | 0.1235 | 0.12276 | 0.10272 | 0.10233 | 0.091822 | 0.098145 | 0.098957 | 0.11856 | 0.12748 | 0.13074 | 0.11448 | 0.093251
Portfolio Adjusted1-in-10AllSouth of Lugo2019Typical Event Day | Portfolio Adjusted | 1-in-10 | All | South of Lugo | 2019 | Typical Event Day | 8 | 5.9951 | 5.7342 | 5.5478 | 5.5465 | 5.7939 | 6.669 | 7.675 | 8.6828 | 9.9923 | 11.1596 | 12.1398 | 12.6378 | 12.7091 | 12.9058 | 12.8999 | 12.6559 | 12.1576 | 11.2259 | 9.9444 | 9.3613 | 8.9479 | 8.1862 | 7.2945 | 6.5757 | -0.013073 | -0.0014631 | -0.0043397 | -0.0084698 | -0.032642 | -0.035437 | -0.029338 | -0.025209 | -0.01034 | 0.0078095 | 0.016841 | 0.0067994 | 0.026641 | 0.038821 | 0.15738 | 0.15191 | 0.15198 | 0.12636 | 0.045294 | 0.023425 | 0.024926 | 0.02782 | 0.012593 | 0.0079217 | 70.549 | 69.8578 | 69.4942 | 69.1048 | 68.5348 | 68.2027 | 68.1682 | 68.7243 | 71.0372 | 74.9904 | 79.0931 | 82.6908 | 83.805 | 84.1134 | 84.973 | 85.811 | 86.4436 | 86.4763 | 85.7525 | 82.2129 | 77.6802 | 74.5651 | 72.7657 | 71.5452 | 0.12223 | 0.11628 | 0.12523 | 0.14973 | 0.13775 | 0.15031 | 0.1318 | 0.13966 | 0.17497 | 0.19785 | 0.19392 | 0.16341 | 0.17364 | 0.17474 | 0.14732 | 0.14806 | 0.12973 | 0.12946 | 0.12263 | 0.14538 | 0.15701 | 0.16097 | 0.14095 | 0.11627
Portfolio Adjusted1-in-10AllSouth of Lugo2020January Monthly Peak | Portfolio Adjusted | 1-in-10 | All | South of Lugo | 2020 | January Monthly Peak | 1 | 4.9266 | 4.8309 | 4.7311 | 4.7378 | 4.9135 | 5.5598 | 6.6754 | 7.3264 | 8.0388 | 8.5516 | 8.6842 | 8.6126 | 8.3468 | 8.2838 | 8.1453 | 7.8417 | 7.5611 | 7.7079 | 7.5035 | 7.2095 | 6.8231 | 6.3313 | 5.7686 | 5.2672 | -0.0075297 | 4.5752e-05 | 0.000672 | -0.013228 | -0.035392 | -0.019915 | -0.013775 | -0.00014553 | -0.0078532 | 0.0061603 | 0.012139 | 0.02648 | 0.046079 | 0.050414 | 0.13527 | 0.12657 | 0.12441 | 0.11609 | 0.062849 | 0.056553 | 0.039777 | 0.030132 | 0.014726 | 0.0051626 | 48.606 | 47.6697 | 46.6275 | 46.2801 | 45.6726 | 45.8917 | 45.6587 | 45.3786 | 45.1375 | 48.1782 | 51.5763 | 53.0347 | 54.7533 | 55.8243 | 55.6442 | 54.4946 | 52.9995 | 51.8736 | 50.4152 | 48.6506 | 47.4748 | 46.4479 | 46.2396 | 45.7547 | 0.099425 | 0.095997 | 0.10406 | 0.12267 | 0.11176 | 0.11775 | 0.1068 | 0.11268 | 0.13763 | 0.15185 | 0.14133 | 0.11777 | 0.124 | 0.12402 | 0.10333 | 0.10283 | 0.090578 | 0.096721 | 0.097708 | 0.11755 | 0.12585 | 0.13015 | 0.1151 | 0.094288
Portfolio Adjusted1-in-10AllSouth of Lugo2020February Monthly Peak | Portfolio Adjusted | 1-in-10 | All | South of Lugo | 2020 | February Monthly Peak | 2 | 5.0282 | 4.8933 | 4.7492 | 4.7613 | 4.9255 | 5.5493 | 6.5008 | 7.0945 | 7.8194 | 8.4766 | 8.8993 | 9.1304 | 9.1387 | 9.2665 | 9.2101 | 8.9134 | 8.5235 | 8.2047 | 7.9298 | 7.5228 | 7.1108 | 6.532 | 5.8848 | 5.379 | -0.0079051 | 4.779e-05 | 0.00069518 | -0.01382 | -0.036887 | -0.020916 | -0.014261 | -0.00015028 | -0.0081906 | 0.0064872 | 0.013123 | 0.029281 | 0.051889 | 0.057099 | 0.15393 | 0.14404 | 0.14043 | 0.1251 | 0.067934 | 0.060138 | 0.042277 | 0.031509 | 0.015285 | 0.0054131 | 54.4899 | 53.5158 | 52.3167 | 51.6605 | 51.8555 | 51.1892 | 48.8531 | 51.3262 | 53.2023 | 55.6292 | 58.6098 | 59.5077 | 60.764 | 62.2784 | 63.1413 | 63.4331 | 62.6588 | 62.0189 | 60.7148 | 59.0562 | 57.4904 | 56.1226 | 55.3868 | 53.8107 | 0.10436 | 0.10024 | 0.10763 | 0.12814 | 0.11646 | 0.1236 | 0.11047 | 0.1163 | 0.14348 | 0.15985 | 0.15273 | 0.13017 | 0.1396 | 0.14045 | 0.11784 | 0.11695 | 0.1021 | 0.1054 | 0.10559 | 0.12499 | 0.13374 | 0.13609 | 0.11945 | 0.098841
Portfolio Adjusted1-in-10AllSouth of Lugo2020March Monthly Peak | Portfolio Adjusted | 1-in-10 | All | South of Lugo | 2020 | March Monthly Peak | 3 | 5.2321 | 5.0344 | 4.8597 | 4.8362 | 5.0238 | 5.6585 | 6.6697 | 7.3056 | 8.1113 | 8.9653 | 9.631 | 10.0275 | 10.1471 | 10.3754 | 10.4087 | 10.1408 | 9.7308 | 9.0977 | 8.368 | 8.1295 | 7.6757 | 7.0312 | 6.2484 | 5.6628 | -0.0083779 | 4.9876e-05 | 0.00072168 | -0.01427 | -0.038312 | -0.021923 | -0.014975 | -0.00015909 | -0.0087387 | 0.0070386 | 0.014517 | 0.032528 | 0.057878 | 0.063914 | 0.17351 | 0.16316 | 0.1593 | 0.13812 | 0.072992 | 0.065396 | 0.045796 | 0.034108 | 0.016342 | 0.0057339 | 61.427 | 59.863 | 58.8378 | 57.5409 | 56.5513 | 55.5877 | 54.8188 | 54.577 | 56.1156 | 59.934 | 64.2521 | 68.436 | 72.3977 | 73.703 | 74.4177 | 73.8857 | 72.8273 | 71.2705 | 70.5739 | 69.0607 | 66.815 | 64.2385 | 61.8979 | 60.1957 | 0.11059 | 0.10459 | 0.11173 | 0.13231 | 0.12095 | 0.12951 | 0.11597 | 0.1231 | 0.15306 | 0.17342 | 0.16893 | 0.14459 | 0.15571 | 0.15721 | 0.1327 | 0.13203 | 0.11506 | 0.11587 | 0.11344 | 0.13591 | 0.14487 | 0.14731 | 0.12771 | 0.10469
Portfolio Adjusted1-in-10AllSouth of Lugo2020April Monthly Peak | Portfolio Adjusted | 1-in-10 | All | South of Lugo | 2020 | April Monthly Peak | 4 | 5.5433 | 5.3291 | 5.1346 | 5.1082 | 5.3426 | 6.0118 | 6.9344 | 7.7886 | 9.0099 | 10.1801 | 11.1491 | 11.6939 | 11.8637 | 12.0849 | 12.0399 | 11.7334 | 11.2016 | 10.302 | 9.1677 | 8.8072 | 8.3974 | 7.6534 | 6.7954 | 6.1114 | -0.011168 | -0.0009686 | -0.0026986 | -0.0097596 | -0.032986 | -0.029446 | -0.023636 | -0.016795 | -0.0095888 | 0.0075034 | 0.016195 | 0.014804 | 0.036888 | 0.047496 | 0.16335 | 0.15501 | 0.15267 | 0.12748 | 0.052892 | 0.035376 | 0.030775 | 0.029118 | 0.01346 | 0.0070929 | 70.0825 | 69.1341 | 67.562 | 65.9984 | 64.6535 | 63.8003 | 63.4335 | 63.5104 | 66.2303 | 71.8539 | 77.246 | 82.3247 | 85.2201 | 85.8512 | 84.9618 | 84.9518 | 84.8699 | 85.006 | 83.6627 | 79.6676 | 74.958 | 70.2398 | 67.948 | 67.0187 | 0.11261 | 0.1072 | 0.1151 | 0.13659 | 0.12615 | 0.13431 | 0.11912 | 0.1273 | 0.16231 | 0.1869 | 0.18532 | 0.15857 | 0.17077 | 0.17215 | 0.14433 | 0.14379 | 0.12473 | 0.1235 | 0.11765 | 0.14023 | 0.15064 | 0.15257 | 0.1333 | 0.10911
Portfolio Adjusted1-in-10AllSouth of Lugo2020May Monthly Peak | Portfolio Adjusted | 1-in-10 | All | South of Lugo | 2020 | May Monthly Peak | 5 | 5.5857 | 5.3627 | 5.1857 | 5.1753 | 5.4313 | 6.1362 | 6.9894 | 8.0404 | 9.3513 | 10.558 | 11.5472 | 12.0663 | 12.2004 | 12.3647 | 12.2799 | 11.9352 | 11.3465 | 10.4521 | 9.3057 | 8.7717 | 8.5176 | 7.7485 | 6.8777 | 6.1918 | -0.012116 | -0.0013922 | -0.0041595 | -0.007482 | -0.029704 | -0.032407 | -0.027129 | -0.024433 | -0.0098659 | 0.0075696 | 0.016561 | 0.005614 | 0.025218 | 0.037599 | 0.15155 | 0.14386 | 0.14222 | 0.11769 | 0.042428 | 0.020694 | 0.023071 | 0.026069 | 0.011739 | 0.0075119 | 70.6689 | 69.596 | 68.4945 | 68.2008 | 67.8242 | 67.4457 | 67.6203 | 67.6359 | 70.8969 | 76.1133 | 80.6923 | 84.0975 | 85.3566 | 85.4557 | 86.2666 | 86.449 | 86.5245 | 85.6291 | 85.0434 | 82.6487 | 78.4284 | 73.8939 | 71.3945 | 69.0173 | 0.11226 | 0.10665 | 0.11505 | 0.13726 | 0.12722 | 0.13627 | 0.12017 | 0.13065 | 0.167 | 0.19229 | 0.19091 | 0.16236 | 0.17401 | 0.17499 | 0.14639 | 0.14529 | 0.1256 | 0.12483 | 0.11839 | 0.13918 | 0.15129 | 0.15308 | 0.13383 | 0.10963
Portfolio Adjusted1-in-10AllSouth of Lugo2020June Monthly Peak | Portfolio Adjusted | 1-in-10 | All | South of Lugo | 2020 | June Monthly Peak | 6 | 5.6399 | 5.4137 | 5.2498 | 5.2342 | 5.4934 | 6.167 | 6.9939 | 8.0099 | 9.1761 | 10.2955 | 11.2158 | 11.633 | 11.6654 | 11.8529 | 11.8252 | 11.573 | 11.0572 | 10.2185 | 9.1338 | 8.5457 | 8.3051 | 7.6524 | 6.8094 | 6.142 | -0.010167 | -0.00044198 | -0.0009029 | -0.012978 | -0.038534 | -0.027141 | -0.019837 | -0.0082636 | -0.0096444 | 0.0076661 | 0.016177 | 0.025615 | 0.049575 | 0.057621 | 0.17517 | 0.16731 | 0.16411 | 0.13951 | 0.064761 | 0.051854 | 0.039957 | 0.032833 | 0.015604 | 0.0066371 | 65.7164 | 65.3769 | 65.6069 | 65.734 | 64.7847 | 63.8373 | 63.2712 | 64.084 | 66.5427 | 70.0866 | 74.8563 | 79.0554 | 80.6915 | 80.5632 | 81.2803 | 81.8301 | 83.1244 | 82.5046 | 82.4178 | 78.2346 | 73.7623 | 70.8113 | 69.0558 | 68.3535 | 0.11658 | 0.11069 | 0.11939 | 0.14202 | 0.13167 | 0.14005 | 0.12206 | 0.13176 | 0.16527 | 0.18875 | 0.1857 | 0.15586 | 0.16494 | 0.16588 | 0.13966 | 0.14049 | 0.12234 | 0.12226 | 0.11649 | 0.13777 | 0.15055 | 0.15359 | 0.13449 | 0.1108
Portfolio Adjusted1-in-10AllSouth of Lugo2020July Monthly Peak | Portfolio Adjusted | 1-in-10 | All | South of Lugo | 2020 | July Monthly Peak | 7 | 5.841 | 5.5762 | 5.3977 | 5.3992 | 5.6766 | 6.471 | 7.3812 | 8.439 | 9.6638 | 10.7359 | 11.6384 | 12.0628 | 12.1434 | 12.3383 | 12.3198 | 12.0636 | 11.5852 | 10.7234 | 9.5633 | 8.894 | 8.6122 | 7.9361 | 7.0817 | 6.4101 | -0.011879 | -0.0010839 | -0.0030764 | -0.0099145 | -0.034408 | -0.032064 | -0.025614 | -0.019076 | -0.010018 | 0.0076462 | 0.016297 | 0.01314 | 0.034068 | 0.044586 | 0.16079 | 0.1547 | 0.15392 | 0.12908 | 0.051338 | 0.032652 | 0.029625 | 0.028959 | 0.013399 | 0.0073654 | 69.9072 | 68.7028 | 68.1947 | 67.8308 | 67.5023 | 67.2236 | 67.5769 | 68.5 | 70.8559 | 74.9416 | 79.4156 | 81.9091 | 80.596 | 79.9934 | 82.4176 | 82.8436 | 82.2584 | 81.7036 | 80.496 | 78.5892 | 75.4265 | 72.853 | 71.6423 | 70.9695 | 0.11803 | 0.11188 | 0.12061 | 0.14417 | 0.13382 | 0.14419 | 0.12621 | 0.13542 | 0.1695 | 0.19097 | 0.18663 | 0.15659 | 0.16651 | 0.16755 | 0.141 | 0.14206 | 0.12448 | 0.12413 | 0.11802 | 0.13852 | 0.1511 | 0.15433 | 0.13549 | 0.11227
Portfolio Adjusted1-in-10AllSouth of Lugo2020August Monthly Peak | Portfolio Adjusted | 1-in-10 | All | South of Lugo | 2020 | August Monthly Peak | 8 | 6.0448 | 5.7821 | 5.5943 | 5.5958 | 5.847 | 6.7349 | 7.7595 | 8.7977 | 10.1637 | 11.3778 | 12.3883 | 12.8996 | 12.9697 | 13.1598 | 13.1394 | 12.8846 | 12.3672 | 11.4098 | 10.0957 | 9.4913 | 9.0552 | 8.2776 | 7.378 | 6.6468 | -0.013807 | -0.001757 | -0.0053385 | -0.0069927 | -0.030567 | -0.037448 | -0.031807 | -0.03017 | -0.010483 | 0.0078431 | 0.017064 | 0.0010159 | 0.019534 | 0.032962 | 0.15121 | 0.14623 | 0.14687 | 0.1211 | 0.039043 | 0.014488 | 0.020208 | 0.026051 | 0.011576 | 0.008246 | 70.9499 | 70.3395 | 69.8633 | 69.4152 | 69.2195 | 69.4736 | 69.5933 | 69.8117 | 72.1276 | 76.1873 | 79.5056 | 83.2511 | 84.8993 | 85.7506 | 86.3642 | 88.2069 | 90.1387 | 91.9319 | 91.802 | 87.743 | 81.642 | 77.8455 | 75.8242 | 73.6473 | 0.12345 | 0.11747 | 0.12656 | 0.15148 | 0.13941 | 0.15217 | 0.13351 | 0.14164 | 0.17804 | 0.20184 | 0.19809 | 0.16694 | 0.17742 | 0.17853 | 0.15038 | 0.15105 | 0.13226 | 0.13188 | 0.12468 | 0.14756 | 0.15912 | 0.16299 | 0.14285 | 0.11779
Portfolio Adjusted1-in-10AllSouth of Lugo2020September Monthly Peak | Portfolio Adjusted | 1-in-10 | All | South of Lugo | 2020 | September Monthly Peak | 9 | 6.0442 | 5.8114 | 5.6301 | 5.6369 | 5.8876 | 6.8234 | 8.0282 | 9.0491 | 10.6701 | 12.0474 | 13.0628 | 13.5945 | 13.683 | 13.8249 | 13.6891 | 13.303 | 12.6281 | 11.5637 | 10.1871 | 9.819 | 9.1335 | 8.312 | 7.3453 | 6.6157 | -0.015289 | -0.0024901 | -0.0078744 | -0.0027509 | -0.023815 | -0.041924 | -0.038191 | -0.043766 | -0.010901 | 0.0079641 | 0.017738 | -0.015874 | -0.0012124 | 0.015965 | 0.13208 | 0.12754 | 0.12872 | 0.10275 | 0.020846 | -0.010957 | 0.0067988 | 0.020627 | 0.0084289 | 0.0088357 | 75.6227 | 75.012 | 74.312 | 73.4392 | 72.6328 | 72.2763 | 72.2315 | 72.5016 | 74.6227 | 78.7462 | 82.5951 | 86.5478 | 89.0336 | 90.1468 | 89.8304 | 90.3637 | 90.2532 | 89.7654 | 88.2942 | 84.2852 | 79.89 | 76.751 | 74.5405 | 73.2105 | 0.12426 | 0.11853 | 0.12816 | 0.15364 | 0.14094 | 0.1555 | 0.13843 | 0.14799 | 0.18991 | 0.2174 | 0.21383 | 0.18032 | 0.19273 | 0.19365 | 0.16142 | 0.16077 | 0.13926 | 0.13826 | 0.13068 | 0.15665 | 0.16593 | 0.16778 | 0.14585 | 0.11961
Portfolio Adjusted1-in-10AllSouth of Lugo2020October Monthly Peak | Portfolio Adjusted | 1-in-10 | All | South of Lugo | 2020 | October Monthly Peak | 10 | 5.652 | 5.4633 | 5.276 | 5.2677 | 5.4931 | 6.2385 | 7.3762 | 8.1346 | 9.323 | 10.5697 | 11.5235 | 12.0433 | 12.2103 | 12.4187 | 12.3976 | 12.0116 | 11.4223 | 10.3938 | 9.5577 | 9.056 | 8.4496 | 7.715 | 6.8062 | 6.1331 | -0.011698 | -0.0011318 | -0.0032334 | -0.0094517 | -0.032978 | -0.03138 | -0.025698 | -0.01958 | -0.0098585 | 0.0076974 | 0.016688 | 0.012429 | 0.034327 | 0.04565 | 0.16327 | 0.15416 | 0.15175 | 0.12536 | 0.051695 | 0.031817 | 0.028811 | 0.028535 | 0.013009 | 0.0072007 | 70.7052 | 69.7726 | 68.6995 | 67.6639 | 66.6434 | 66.3772 | 66.4188 | 66.3998 | 67.6338 | 70.6533 | 74.9682 | 79.8436 | 83.9052 | 85.5617 | 85.7328 | 85.8092 | 85.2373 | 84.4034 | 81.6422 | 77.8194 | 74.3157 | 72.1744 | 70.5984 | 69.5055 | 0.11488 | 0.11078 | 0.11901 | 0.14194 | 0.13005 | 0.13954 | 0.12444 | 0.13222 | 0.16673 | 0.19265 | 0.19119 | 0.16283 | 0.17557 | 0.17668 | 0.14815 | 0.14629 | 0.12659 | 0.12469 | 0.12209 | 0.14311 | 0.15211 | 0.1542 | 0.13382 | 0.10895
Portfolio Adjusted1-in-10AllSouth of Lugo2020November Monthly Peak | Portfolio Adjusted | 1-in-10 | All | South of Lugo | 2020 | November Monthly Peak | 11 | 5.3612 | 5.1574 | 5.0175 | 5.0511 | 5.2564 | 5.9536 | 6.8259 | 7.6638 | 8.8729 | 10.0528 | 10.9301 | 11.4158 | 11.5473 | 11.708 | 11.5439 | 11.1188 | 10.5767 | 10.1286 | 9.1334 | 8.5067 | 7.9369 | 7.1818 | 6.4093 | 5.8068 | -0.010593 | -0.00084688 | -0.0023131 | -0.010105 | -0.033005 | -0.028123 | -0.022188 | -0.01485 | -0.0093292 | 0.0073901 | 0.015898 | 0.016359 | 0.038352 | 0.048072 | 0.15938 | 0.14923 | 0.14663 | 0.12721 | 0.054255 | 0.037022 | 0.031004 | 0.02828 | 0.013108 | 0.0066253 | 68.5691 | 66.7757 | 66.0218 | 64.4833 | 63.7431 | 62.6893 | 62.0609 | 62.5521 | 65.5684 | 71.4181 | 78.1991 | 83.6526 | 85.633 | 87.0413 | 87.425 | 86.038 | 83.9321 | 81.6209 | 79.2339 | 76.2962 | 74.4329 | 72.7088 | 70.6021 | 69.0146 | 0.10901 | 0.10377 | 0.11181 | 0.13471 | 0.12354 | 0.13084 | 0.1154 | 0.12382 | 0.15811 | 0.18353 | 0.18184 | 0.1545 | 0.166 | 0.16652 | 0.13815 | 0.13564 | 0.11811 | 0.12045 | 0.11579 | 0.135 | 0.14407 | 0.14498 | 0.12638 | 0.10324
Portfolio Adjusted1-in-10AllSouth of Lugo2020December Monthly Peak | Portfolio Adjusted | 1-in-10 | All | South of Lugo | 2020 | December Monthly Peak | 12 | 4.9482 | 4.8172 | 4.7013 | 4.716 | 4.8587 | 5.5319 | 6.602 | 7.2227 | 7.9892 | 8.52 | 8.6563 | 8.6314 | 8.4231 | 8.3632 | 8.2528 | 7.9836 | 7.8297 | 7.9235 | 7.592 | 7.2832 | 6.8986 | 6.3875 | 5.7915 | 5.2899 | -0.0076098 | 4.6114e-05 | 0.00067084 | -0.013288 | -0.035062 | -0.019733 | -0.0136 | -0.00014351 | -0.0078065 | 0.0061668 | 0.012149 | 0.026429 | 0.046024 | 0.050042 | 0.13574 | 0.12763 | 0.12771 | 0.11874 | 0.06384 | 0.057207 | 0.040414 | 0.030358 | 0.01469 | 0.00512 | 48.1945 | 47.2997 | 46.8823 | 47.1116 | 47.6319 | 47.3409 | 48.2314 | 48.3102 | 49.2795 | 50.9201 | 52.1812 | 53.559 | 55.0353 | 54.7575 | 54.6954 | 54.5324 | 53.9726 | 52.6031 | 51.5173 | 49.6488 | 47.853 | 48.0925 | 47.9989 | 47.2785 | 0.10048 | 0.096749 | 0.10388 | 0.12322 | 0.11072 | 0.11668 | 0.10545 | 0.11112 | 0.13681 | 0.15201 | 0.14144 | 0.11755 | 0.12386 | 0.12312 | 0.10302 | 0.10263 | 0.092089 | 0.098431 | 0.099245 | 0.11891 | 0.12786 | 0.13113 | 0.11481 | 0.093522
Portfolio Adjusted1-in-10AllSouth of Lugo2020Typical Event Day | Portfolio Adjusted | 1-in-10 | All | South of Lugo | 2020 | Typical Event Day | 8 | 6.0038 | 5.7426 | 5.5559 | 5.5548 | 5.8027 | 6.6795 | 7.6874 | 8.6966 | 10.0073 | 11.1756 | 12.1566 | 12.6547 | 12.7257 | 12.9225 | 12.9164 | 12.6719 | 12.173 | 11.2405 | 9.9575 | 9.3739 | 8.9599 | 8.1974 | 7.3047 | 6.5852 | -0.013111 | -0.0014673 | -0.0043524 | -0.0084946 | -0.032738 | -0.035541 | -0.029424 | -0.025283 | -0.01037 | 0.0078323 | 0.016891 | 0.0068193 | 0.026719 | 0.038934 | 0.15769 | 0.15218 | 0.15224 | 0.1266 | 0.045426 | 0.023493 | 0.024999 | 0.027902 | 0.01263 | 0.0079449 | 70.549 | 69.8578 | 69.4942 | 69.1048 | 68.5348 | 68.2027 | 68.1682 | 68.7243 | 71.0372 | 74.9904 | 79.0931 | 82.6908 | 83.8051 | 84.1135 | 84.9731 | 85.8111 | 86.4437 | 86.4764 | 85.7525 | 82.213 | 77.6802 | 74.5652 | 72.7657 | 71.5452 | 0.12259 | 0.11662 | 0.12559 | 0.15017 | 0.13816 | 0.15075 | 0.13219 | 0.14007 | 0.17548 | 0.19843 | 0.19449 | 0.16389 | 0.17414 | 0.17525 | 0.14775 | 0.14849 | 0.13011 | 0.12984 | 0.12299 | 0.14581 | 0.15747 | 0.16144 | 0.14136 | 0.11661
Portfolio Adjusted1-in-10AllSouth of Lugo2021January Monthly Peak | Portfolio Adjusted | 1-in-10 | All | South of Lugo | 2021 | January Monthly Peak | 1 | 4.9334 | 4.8375 | 4.7376 | 4.7443 | 4.9203 | 5.5677 | 6.685 | 7.3371 | 8.0501 | 8.5634 | 8.696 | 8.6243 | 8.3582 | 8.2953 | 8.1565 | 7.8525 | 7.5714 | 7.7184 | 7.5136 | 7.2193 | 6.8324 | 6.34 | 5.7766 | 5.2746 | -0.0075517 | 4.5886e-05 | 0.00067397 | -0.013267 | -0.035495 | -0.019974 | -0.013815 | -0.00014595 | -0.0078762 | 0.0061783 | 0.012174 | 0.026557 | 0.046214 | 0.050562 | 0.13557 | 0.12684 | 0.12467 | 0.11634 | 0.063033 | 0.056718 | 0.039894 | 0.03022 | 0.014769 | 0.0051777 | 48.606 | 47.6697 | 46.6275 | 46.2801 | 45.6726 | 45.8918 | 45.6588 | 45.3786 | 45.1375 | 48.1783 | 51.5763 | 53.0347 | 54.7533 | 55.8243 | 55.6442 | 54.4946 | 52.9995 | 51.8736 | 50.4152 | 48.6506 | 47.4747 | 46.4478 | 46.2395 | 45.7547 | 0.099715 | 0.096276 | 0.10436 | 0.12303 | 0.11209 | 0.11809 | 0.10711 | 0.11301 | 0.13803 | 0.1523 | 0.14174 | 0.11811 | 0.12436 | 0.12438 | 0.10363 | 0.10313 | 0.090842 | 0.097003 | 0.097993 | 0.1179 | 0.12621 | 0.13053 | 0.11543 | 0.094563
Portfolio Adjusted1-in-10AllSouth of Lugo2021February Monthly Peak | Portfolio Adjusted | 1-in-10 | All | South of Lugo | 2021 | February Monthly Peak | 2 | 5.0354 | 4.9002 | 4.7559 | 4.768 | 4.9326 | 5.5576 | 6.5107 | 7.1056 | 7.8313 | 8.4891 | 8.9121 | 9.1434 | 9.1517 | 9.2795 | 9.2229 | 8.9257 | 8.5352 | 8.2162 | 7.9407 | 7.5332 | 7.1206 | 6.5411 | 5.8931 | 5.3868 | -0.0079282 | 4.793e-05 | 0.00069721 | -0.01386 | -0.036995 | -0.020977 | -0.014303 | -0.00015072 | -0.0082146 | 0.0065062 | 0.013162 | 0.029367 | 0.052041 | 0.057266 | 0.15427 | 0.14435 | 0.14073 | 0.12537 | 0.068133 | 0.060314 | 0.042401 | 0.031601 | 0.01533 | 0.0054289 | 54.4899 | 53.5158 | 52.3167 | 51.6605 | 51.8555 | 51.1892 | 48.853 | 51.3262 | 53.2024 | 55.6293 | 58.6098 | 59.5077 | 60.764 | 62.2784 | 63.1413 | 63.4331 | 62.6588 | 62.0189 | 60.7148 | 59.0562 | 57.4903 | 56.1226 | 55.3868 | 53.8108 | 0.10466 | 0.10053 | 0.10795 | 0.12851 | 0.1168 | 0.12395 | 0.1108 | 0.11664 | 0.1439 | 0.16032 | 0.15318 | 0.13055 | 0.14001 | 0.14086 | 0.11819 | 0.11729 | 0.1024 | 0.10571 | 0.1059 | 0.12536 | 0.13413 | 0.13648 | 0.1198 | 0.099129
Portfolio Adjusted1-in-10AllSouth of Lugo2021March Monthly Peak | Portfolio Adjusted | 1-in-10 | All | South of Lugo | 2021 | March Monthly Peak | 3 | 5.2397 | 5.0417 | 4.8667 | 4.8431 | 5.0312 | 5.6672 | 6.6802 | 7.3173 | 8.1239 | 8.9788 | 9.6452 | 10.042 | 10.1615 | 10.3899 | 10.4231 | 10.1546 | 9.7439 | 9.1103 | 8.3798 | 8.1408 | 7.6864 | 7.0411 | 6.2573 | 5.671 | -0.0084024 | 5.0022e-05 | 0.00072379 | -0.014312 | -0.038424 | -0.021987 | -0.015018 | -0.00015956 | -0.0087642 | 0.0070592 | 0.014559 | 0.032623 | 0.058047 | 0.064101 | 0.17389 | 0.1635 | 0.15962 | 0.13842 | 0.073206 | 0.065588 | 0.04593 | 0.034208 | 0.01639 | 0.0057507 | 61.427 | 59.863 | 58.8378 | 57.5409 | 56.5513 | 55.5878 | 54.8188 | 54.577 | 56.1157 | 59.934 | 64.2521 | 68.436 | 72.3977 | 73.703 | 74.4177 | 73.8858 | 72.8274 | 71.2705 | 70.5739 | 69.0608 | 66.815 | 64.2385 | 61.8979 | 60.1957 | 0.11091 | 0.1049 | 0.11206 | 0.13269 | 0.1213 | 0.12988 | 0.11631 | 0.12346 | 0.15351 | 0.17393 | 0.16942 | 0.14501 | 0.15616 | 0.15767 | 0.13309 | 0.13241 | 0.11539 | 0.1162 | 0.11377 | 0.13631 | 0.14529 | 0.14774 | 0.12808 | 0.105
Portfolio Adjusted1-in-10AllSouth of Lugo2021April Monthly Peak | Portfolio Adjusted | 1-in-10 | All | South of Lugo | 2021 | April Monthly Peak | 4 | 5.5513 | 5.3369 | 5.1421 | 5.1157 | 5.3506 | 6.0211 | 6.9455 | 7.8012 | 9.0238 | 10.1952 | 11.1652 | 11.7103 | 11.8801 | 12.1014 | 12.0562 | 11.749 | 11.2164 | 10.3159 | 9.1804 | 8.8193 | 8.4089 | 7.6641 | 6.805 | 6.1203 | -0.011201 | -0.00097144 | -0.0027065 | -0.0097882 | -0.033082 | -0.029533 | -0.023705 | -0.016845 | -0.0096168 | 0.0075254 | 0.016242 | 0.014848 | 0.036996 | 0.047635 | 0.16368 | 0.15531 | 0.15295 | 0.12773 | 0.053047 | 0.035479 | 0.030865 | 0.029203 | 0.0135 | 0.0071137 | 70.0826 | 69.1341 | 67.562 | 65.9984 | 64.6535 | 63.8004 | 63.4335 | 63.5105 | 66.2303 | 71.8539 | 77.246 | 82.3247 | 85.2202 | 85.8513 | 84.9618 | 84.9519 | 84.87 | 85.006 | 83.6628 | 79.6677 | 74.9581 | 70.2398 | 67.9481 | 67.0187 | 0.11294 | 0.10751 | 0.11543 | 0.13699 | 0.12652 | 0.13471 | 0.11947 | 0.12768 | 0.16278 | 0.18745 | 0.18586 | 0.15903 | 0.17126 | 0.17265 | 0.14475 | 0.14421 | 0.12509 | 0.12386 | 0.11799 | 0.14064 | 0.15108 | 0.15301 | 0.13369 | 0.10943
Portfolio Adjusted1-in-10AllSouth of Lugo2021May Monthly Peak | Portfolio Adjusted | 1-in-10 | All | South of Lugo | 2021 | May Monthly Peak | 5 | 5.5937 | 5.3704 | 5.1931 | 5.1829 | 5.4394 | 6.1457 | 7.0007 | 8.0533 | 9.3657 | 10.5736 | 11.5638 | 12.0832 | 12.217 | 12.3815 | 12.2963 | 11.951 | 11.3614 | 10.4662 | 9.3184 | 8.7837 | 8.5291 | 7.7591 | 6.8874 | 6.2007 | -0.012152 | -0.0013962 | -0.0041716 | -0.0075039 | -0.029791 | -0.032502 | -0.027208 | -0.024505 | -0.0098948 | 0.0075917 | 0.01661 | 0.0056304 | 0.025292 | 0.037709 | 0.15184 | 0.14412 | 0.14247 | 0.11791 | 0.042552 | 0.020754 | 0.023138 | 0.026146 | 0.011773 | 0.0075339 | 70.669 | 69.596 | 68.4945 | 68.2008 | 67.8242 | 67.4457 | 67.6203 | 67.6359 | 70.8969 | 76.1133 | 80.6923 | 84.0975 | 85.3566 | 85.4558 | 86.2667 | 86.4491 | 86.5245 | 85.6292 | 85.0435 | 82.6487 | 78.4285 | 73.8939 | 71.3946 | 69.0173 | 0.11258 | 0.10696 | 0.11538 | 0.13766 | 0.12759 | 0.13667 | 0.12052 | 0.13103 | 0.16749 | 0.19285 | 0.19147 | 0.16283 | 0.17451 | 0.1755 | 0.14682 | 0.14571 | 0.12597 | 0.1252 | 0.11873 | 0.13959 | 0.15173 | 0.15353 | 0.13422 | 0.10995
Portfolio Adjusted1-in-10AllSouth of Lugo2021June Monthly Peak | Portfolio Adjusted | 1-in-10 | All | South of Lugo | 2021 | June Monthly Peak | 6 | 5.6481 | 5.4215 | 5.2574 | 5.2418 | 5.5016 | 6.1766 | 7.0052 | 8.0227 | 9.1901 | 10.3105 | 11.2317 | 11.6489 | 11.6809 | 11.8685 | 11.8407 | 11.5881 | 11.0715 | 10.232 | 9.1461 | 8.5574 | 8.3165 | 7.663 | 6.819 | 6.1509 | -0.010197 | -0.00044328 | -0.00090554 | -0.013016 | -0.038646 | -0.02722 | -0.019895 | -0.0082878 | -0.0096726 | 0.0076885 | 0.016224 | 0.02569 | 0.04972 | 0.05779 | 0.17554 | 0.16764 | 0.16443 | 0.13979 | 0.064951 | 0.052006 | 0.040074 | 0.032929 | 0.01565 | 0.0066565 | 65.7164 | 65.3769 | 65.6068 | 65.734 | 64.7846 | 63.8372 | 63.2711 | 64.084 | 66.5427 | 70.0867 | 74.8563 | 79.0555 | 80.6916 | 80.5633 | 81.2804 | 81.8302 | 83.1245 | 82.5046 | 82.4179 | 78.2346 | 73.7624 | 70.8113 | 69.0558 | 68.3535 | 0.11692 | 0.11101 | 0.11974 | 0.14244 | 0.13206 | 0.14046 | 0.12242 | 0.13214 | 0.16575 | 0.1893 | 0.18624 | 0.15632 | 0.16542 | 0.16636 | 0.14007 | 0.1409 | 0.12269 | 0.12262 | 0.11683 | 0.13818 | 0.15099 | 0.15404 | 0.13488 | 0.11112
Portfolio Adjusted1-in-10AllSouth of Lugo2021July Monthly Peak | Portfolio Adjusted | 1-in-10 | All | South of Lugo | 2021 | July Monthly Peak | 7 | 5.8494 | 5.5842 | 5.4056 | 5.4071 | 5.6851 | 6.481 | 7.3931 | 8.4524 | 9.6783 | 10.7513 | 11.6545 | 12.0791 | 12.1593 | 12.3543 | 12.3356 | 12.079 | 11.5999 | 10.7374 | 9.5759 | 8.906 | 8.6237 | 7.9468 | 7.0915 | 6.4192 | -0.011914 | -0.0010871 | -0.0030854 | -0.0099435 | -0.034509 | -0.032157 | -0.025689 | -0.019131 | -0.010047 | 0.0076686 | 0.016344 | 0.013178 | 0.034168 | 0.044716 | 0.16111 | 0.15499 | 0.1542 | 0.12932 | 0.051489 | 0.032747 | 0.029712 | 0.029044 | 0.013439 | 0.007387 | 69.9072 | 68.7028 | 68.1947 | 67.8308 | 67.5023 | 67.2236 | 67.5769 | 68.5 | 70.8559 | 74.9416 | 79.4156 | 81.9091 | 80.5961 | 79.9935 | 82.4177 | 82.8436 | 82.2585 | 81.7036 | 80.496 | 78.5893 | 75.4266 | 72.853 | 71.6423 | 70.9695 | 0.11838 | 0.1122 | 0.12096 | 0.1446 | 0.13421 | 0.14461 | 0.12657 | 0.13581 | 0.16999 | 0.19153 | 0.18718 | 0.15704 | 0.16699 | 0.16803 | 0.14141 | 0.14248 | 0.12485 | 0.12449 | 0.11836 | 0.13893 | 0.15154 | 0.15478 | 0.13589 | 0.1126
Portfolio Adjusted1-in-10AllSouth of Lugo2021August Monthly Peak | Portfolio Adjusted | 1-in-10 | All | South of Lugo | 2021 | August Monthly Peak | 8 | 6.0536 | 5.7906 | 5.6025 | 5.6041 | 5.8559 | 6.7455 | 7.772 | 8.8117 | 10.179 | 11.3941 | 12.4055 | 12.9169 | 12.9866 | 13.1768 | 13.1563 | 12.9009 | 12.3828 | 11.4246 | 10.109 | 9.504 | 9.0674 | 8.289 | 7.3883 | 6.6564 | -0.013848 | -0.0017621 | -0.0053541 | -0.0070132 | -0.030656 | -0.037558 | -0.0319 | -0.030259 | -0.010514 | 0.0078661 | 0.017114 | 0.0010189 | 0.019591 | 0.033058 | 0.15149 | 0.14647 | 0.14712 | 0.12131 | 0.039157 | 0.01453 | 0.020267 | 0.026127 | 0.01161 | 0.0082701 | 70.9499 | 70.3396 | 69.8633 | 69.4152 | 69.2195 | 69.4736 | 69.5933 | 69.8117 | 72.1276 | 76.1873 | 79.5056 | 83.2512 | 84.8993 | 85.7507 | 86.3643 | 88.207 | 90.1388 | 91.932 | 91.802 | 87.7431 | 81.6421 | 77.8456 | 75.8243 | 73.6473 | 0.12381 | 0.11781 | 0.12693 | 0.15192 | 0.13982 | 0.15261 | 0.1339 | 0.14205 | 0.17855 | 0.20242 | 0.19867 | 0.16743 | 0.17794 | 0.17905 | 0.15082 | 0.15148 | 0.13265 | 0.13226 | 0.12505 | 0.14799 | 0.15958 | 0.16346 | 0.14327 | 0.11814
Portfolio Adjusted1-in-10AllSouth of Lugo2021September Monthly Peak | Portfolio Adjusted | 1-in-10 | All | South of Lugo | 2021 | September Monthly Peak | 9 | 6.0528 | 5.8197 | 5.6382 | 5.6451 | 5.8964 | 6.8339 | 8.0408 | 9.0633 | 10.686 | 12.0645 | 13.0808 | 13.6127 | 13.701 | 13.8429 | 13.7068 | 13.32 | 12.6441 | 11.5789 | 10.2007 | 9.8322 | 9.1459 | 8.3234 | 7.3555 | 6.6252 | -0.015334 | -0.0024974 | -0.0078974 | -0.0027589 | -0.023885 | -0.042046 | -0.038302 | -0.043894 | -0.010933 | 0.0079874 | 0.017789 | -0.015921 | -0.001216 | 0.016012 | 0.13231 | 0.12773 | 0.12891 | 0.10291 | 0.020907 | -0.010989 | 0.0068187 | 0.020687 | 0.0084536 | 0.0088616 | 75.6228 | 75.012 | 74.312 | 73.4393 | 72.6328 | 72.2764 | 72.2315 | 72.5016 | 74.6227 | 78.7462 | 82.5951 | 86.5478 | 89.0337 | 90.1468 | 89.8305 | 90.3638 | 90.2532 | 89.7654 | 88.2943 | 84.2852 | 79.8901 | 76.751 | 74.5405 | 73.2106 | 0.12462 | 0.11888 | 0.12853 | 0.15409 | 0.14135 | 0.15595 | 0.13884 | 0.14843 | 0.19047 | 0.21803 | 0.21445 | 0.18084 | 0.19329 | 0.19421 | 0.16189 | 0.16124 | 0.13967 | 0.13866 | 0.13106 | 0.15711 | 0.16641 | 0.16827 | 0.14627 | 0.11996
Portfolio Adjusted1-in-10AllSouth of Lugo2021October Monthly Peak | Portfolio Adjusted | 1-in-10 | All | South of Lugo | 2021 | October Monthly Peak | 10 | 5.6602 | 5.4713 | 5.2837 | 5.2754 | 5.5013 | 6.2483 | 7.3879 | 8.1476 | 9.3373 | 10.5853 | 11.5401 | 12.0603 | 12.2272 | 12.4357 | 12.4143 | 12.0275 | 11.4374 | 10.4078 | 9.5708 | 9.0684 | 8.4612 | 7.7258 | 6.8158 | 6.142 | -0.011732 | -0.0011351 | -0.0032429 | -0.0094794 | -0.033074 | -0.031471 | -0.025774 | -0.019637 | -0.0098873 | 0.0077199 | 0.016737 | 0.012465 | 0.034428 | 0.045784 | 0.1636 | 0.15445 | 0.15203 | 0.1256 | 0.051847 | 0.031911 | 0.028895 | 0.028618 | 0.013047 | 0.0072218 | 70.7052 | 69.7727 | 68.6996 | 67.6639 | 66.6434 | 66.3773 | 66.4188 | 66.3998 | 67.6338 | 70.6533 | 74.9682 | 79.8436 | 83.9053 | 85.5618 | 85.7329 | 85.8093 | 85.2374 | 84.4034 | 81.6423 | 77.8194 | 74.3158 | 72.1745 | 70.5985 | 69.5055 | 0.11522 | 0.11111 | 0.11936 | 0.14236 | 0.13043 | 0.13994 | 0.1248 | 0.1326 | 0.16721 | 0.19321 | 0.19175 | 0.16331 | 0.17609 | 0.1772 | 0.14858 | 0.14671 | 0.12696 | 0.12505 | 0.12245 | 0.14353 | 0.15255 | 0.15465 | 0.13421 | 0.10927
Portfolio Adjusted1-in-10AllSouth of Lugo2021November Monthly Peak | Portfolio Adjusted | 1-in-10 | All | South of Lugo | 2021 | November Monthly Peak | 11 | 5.369 | 5.1649 | 5.0247 | 5.0584 | 5.2643 | 5.9627 | 6.8367 | 7.676 | 8.8864 | 10.0676 | 10.9458 | 11.4318 | 11.5632 | 11.724 | 11.5594 | 11.1334 | 10.5907 | 10.1422 | 9.1458 | 8.5184 | 7.9479 | 7.1919 | 6.4184 | 5.8152 | -0.010624 | -0.00084936 | -0.0023199 | -0.010134 | -0.033102 | -0.028205 | -0.022252 | -0.014893 | -0.0093565 | 0.0074117 | 0.015945 | 0.016407 | 0.038465 | 0.048213 | 0.15971 | 0.14952 | 0.14691 | 0.12746 | 0.054413 | 0.037131 | 0.031094 | 0.028362 | 0.013146 | 0.0066447 | 68.5691 | 66.7757 | 66.0219 | 64.4833 | 63.7432 | 62.6893 | 62.0609 | 62.5521 | 65.5685 | 71.4181 | 78.1992 | 83.6526 | 85.633 | 87.0414 | 87.4251 | 86.038 | 83.9321 | 81.6209 | 79.2339 | 76.2962 | 74.433 | 72.7089 | 70.6021 | 69.0147 | 0.10933 | 0.10407 | 0.11214 | 0.13511 | 0.1239 | 0.13122 | 0.11573 | 0.12418 | 0.15857 | 0.18407 | 0.18237 | 0.15495 | 0.16649 | 0.16701 | 0.13855 | 0.13604 | 0.11845 | 0.1208 | 0.11612 | 0.1354 | 0.14449 | 0.1454 | 0.12675 | 0.10354
Portfolio Adjusted1-in-10AllSouth of Lugo2021December Monthly Peak | Portfolio Adjusted | 1-in-10 | All | South of Lugo | 2021 | December Monthly Peak | 12 | 4.9551 | 4.8239 | 4.7077 | 4.7225 | 4.8655 | 5.5397 | 6.6114 | 7.2333 | 8.0005 | 8.5319 | 8.668 | 8.6431 | 8.4346 | 8.3746 | 8.264 | 7.9943 | 7.8403 | 7.9342 | 7.6023 | 7.2932 | 6.908 | 6.3963 | 5.7995 | 5.2972 | -0.0076321 | 4.6249e-05 | 0.0006728 | -0.013327 | -0.035164 | -0.01979 | -0.01364 | -0.00014393 | -0.0078293 | 0.0061849 | 0.012184 | 0.026506 | 0.046159 | 0.050188 | 0.13604 | 0.1279 | 0.12797 | 0.11899 | 0.064027 | 0.057374 | 0.040532 | 0.030447 | 0.014733 | 0.005135 | 48.1945 | 47.2996 | 46.8823 | 47.1116 | 47.6319 | 47.3409 | 48.2314 | 48.3102 | 49.2795 | 50.92 | 52.1811 | 53.559 | 55.0353 | 54.7575 | 54.6953 | 54.5324 | 53.9725 | 52.603 | 51.5172 | 49.6488 | 47.8529 | 48.0924 | 47.9988 | 47.2784 | 0.10077 | 0.097031 | 0.10418 | 0.12358 | 0.11104 | 0.11702 | 0.10575 | 0.11145 | 0.13721 | 0.15245 | 0.14185 | 0.11789 | 0.12423 | 0.12348 | 0.10332 | 0.10293 | 0.092357 | 0.098718 | 0.099534 | 0.11926 | 0.12823 | 0.13151 | 0.11515 | 0.093794
Portfolio Adjusted1-in-10AllSouth of Lugo2021Typical Event Day | Portfolio Adjusted | 1-in-10 | All | South of Lugo | 2021 | Typical Event Day | 8 | 6.0126 | 5.751 | 5.564 | 5.563 | 5.8115 | 6.69 | 7.6999 | 8.7105 | 10.0224 | 11.1917 | 12.1734 | 12.6717 | 12.7424 | 12.9393 | 12.933 | 12.688 | 12.1884 | 11.2551 | 9.9707 | 9.3866 | 8.9719 | 8.2086 | 7.3149 | 6.5947 | -0.01315 | -0.0014716 | -0.0043651 | -0.0085194 | -0.032834 | -0.035645 | -0.02951 | -0.025357 | -0.010401 | 0.0078552 | 0.01694 | 0.0068392 | 0.026797 | 0.039048 | 0.15799 | 0.15244 | 0.1525 | 0.12683 | 0.045559 | 0.023562 | 0.025072 | 0.027983 | 0.012667 | 0.0079682 | 70.5491 | 69.8578 | 69.4942 | 69.1048 | 68.5348 | 68.2027 | 68.1682 | 68.7243 | 71.0372 | 74.9904 | 79.0931 | 82.6909 | 83.8052 | 84.1136 | 84.9732 | 85.8111 | 86.4437 | 86.4764 | 85.7526 | 82.2131 | 77.6803 | 74.5652 | 72.7657 | 71.5452 | 0.12295 | 0.11696 | 0.12596 | 0.15061 | 0.13856 | 0.15119 | 0.13257 | 0.14048 | 0.17599 | 0.19901 | 0.19506 | 0.16436 | 0.17465 | 0.17576 | 0.14818 | 0.14892 | 0.13048 | 0.13022 | 0.12335 | 0.14623 | 0.15793 | 0.16191 | 0.14177 | 0.11695
Portfolio Adjusted1-in-10AllSouth of Lugo2022January Monthly Peak | Portfolio Adjusted | 1-in-10 | All | South of Lugo | 2022 | January Monthly Peak | 1 | 4.9403 | 4.8442 | 4.7441 | 4.7507 | 4.9272 | 5.5755 | 6.6947 | 7.3478 | 8.0615 | 8.5752 | 8.7078 | 8.6361 | 8.3697 | 8.3068 | 8.1678 | 7.8633 | 7.5819 | 7.7289 | 7.5237 | 7.2291 | 6.8417 | 6.3488 | 5.7847 | 5.282 | -0.0075738 | 4.6021e-05 | 0.00067594 | -0.013306 | -0.035599 | -0.020032 | -0.013856 | -0.00014638 | -0.0078992 | 0.0061964 | 0.01221 | 0.026635 | 0.046349 | 0.05071 | 0.13587 | 0.1271 | 0.12493 | 0.11659 | 0.063217 | 0.056884 | 0.04001 | 0.030309 | 0.014813 | 0.0051928 | 48.606 | 47.6698 | 46.6275 | 46.2802 | 45.6726 | 45.8918 | 45.6588 | 45.3786 | 45.1376 | 48.1783 | 51.5763 | 53.0347 | 54.7533 | 55.8243 | 55.6442 | 54.4946 | 52.9995 | 51.8736 | 50.4152 | 48.6506 | 47.4747 | 46.4478 | 46.2395 | 45.7547 | 0.10001 | 0.096556 | 0.10467 | 0.12339 | 0.11241 | 0.11843 | 0.10742 | 0.11334 | 0.13843 | 0.15274 | 0.14215 | 0.11846 | 0.12472 | 0.12474 | 0.10393 | 0.10343 | 0.091106 | 0.097286 | 0.098278 | 0.11824 | 0.12658 | 0.13091 | 0.11577 | 0.094838
Portfolio Adjusted1-in-10AllSouth of Lugo2022February Monthly Peak | Portfolio Adjusted | 1-in-10 | All | South of Lugo | 2022 | February Monthly Peak | 2 | 5.0426 | 4.9072 | 4.7627 | 4.7748 | 4.9398 | 5.5659 | 6.5207 | 7.1167 | 7.8432 | 8.5016 | 8.9249 | 9.1565 | 9.1646 | 9.2926 | 9.2357 | 8.938 | 8.547 | 8.2276 | 7.9516 | 7.5437 | 7.1305 | 6.5503 | 5.9015 | 5.3946 | -0.0079514 | 4.807e-05 | 0.00069925 | -0.013901 | -0.037103 | -0.021039 | -0.014345 | -0.00015116 | -0.0082386 | 0.0065252 | 0.0132 | 0.029453 | 0.052194 | 0.057434 | 0.15462 | 0.14465 | 0.14102 | 0.12564 | 0.068332 | 0.060491 | 0.042525 | 0.031693 | 0.015375 | 0.0054448 | 54.4899 | 53.5158 | 52.3167 | 51.6605 | 51.8555 | 51.1892 | 48.853 | 51.3262 | 53.2024 | 55.6293 | 58.6098 | 59.5077 | 60.764 | 62.2784 | 63.1413 | 63.4331 | 62.6588 | 62.0189 | 60.7147 | 59.0562 | 57.4903 | 56.1226 | 55.3869 | 53.8108 | 0.10497 | 0.10082 | 0.10826 | 0.12889 | 0.11714 | 0.12432 | 0.11112 | 0.11698 | 0.14432 | 0.16079 | 0.15362 | 0.13093 | 0.14042 | 0.14127 | 0.11853 | 0.11763 | 0.10269 | 0.10602 | 0.10621 | 0.12572 | 0.13452 | 0.13688 | 0.12015 | 0.099418
Portfolio Adjusted1-in-10AllSouth of Lugo2022March Monthly Peak | Portfolio Adjusted | 1-in-10 | All | South of Lugo | 2022 | March Monthly Peak | 3 | 5.2473 | 5.049 | 4.8736 | 4.8501 | 5.0386 | 5.6759 | 6.6907 | 7.3291 | 8.1366 | 8.9924 | 9.6593 | 10.0565 | 10.1759 | 10.4045 | 10.4376 | 10.1685 | 9.7571 | 9.1229 | 8.3915 | 8.1522 | 7.6971 | 7.0511 | 6.2662 | 5.6793 | -0.008427 | 5.0169e-05 | 0.00072591 | -0.014353 | -0.038536 | -0.022051 | -0.015062 | -0.00016002 | -0.0087899 | 0.0070798 | 0.014602 | 0.032718 | 0.058217 | 0.064288 | 0.17428 | 0.16385 | 0.15995 | 0.13872 | 0.07342 | 0.065779 | 0.046064 | 0.034308 | 0.016438 | 0.0057675 | 61.427 | 59.863 | 58.8378 | 57.541 | 56.5513 | 55.5878 | 54.8188 | 54.577 | 56.1157 | 59.934 | 64.252 | 68.436 | 72.3978 | 73.7031 | 74.4178 | 73.8859 | 72.8275 | 71.2706 | 70.574 | 69.0608 | 66.815 | 64.2385 | 61.8979 | 60.1957 | 0.11123 | 0.1052 | 0.11238 | 0.13308 | 0.12166 | 0.13026 | 0.11665 | 0.12382 | 0.15396 | 0.17443 | 0.16992 | 0.14543 | 0.15662 | 0.15813 | 0.13348 | 0.1328 | 0.11573 | 0.11654 | 0.1141 | 0.13671 | 0.14571 | 0.14817 | 0.12845 | 0.1053
Portfolio Adjusted1-in-10AllSouth of Lugo2022April Monthly Peak | Portfolio Adjusted | 1-in-10 | All | South of Lugo | 2022 | April Monthly Peak | 4 | 5.5594 | 5.3446 | 5.1496 | 5.1232 | 5.3586 | 6.0305 | 6.9568 | 7.8138 | 9.0378 | 10.2104 | 11.1813 | 11.7268 | 11.8965 | 12.118 | 12.0725 | 11.7646 | 11.2312 | 10.3298 | 9.193 | 8.8315 | 8.4205 | 7.6747 | 6.8147 | 6.1292 | -0.011233 | -0.00097428 | -0.0027144 | -0.0098168 | -0.033179 | -0.029619 | -0.023775 | -0.016894 | -0.0096449 | 0.0075474 | 0.01629 | 0.014891 | 0.037104 | 0.047774 | 0.16402 | 0.1556 | 0.15324 | 0.12798 | 0.053202 | 0.035583 | 0.030955 | 0.029288 | 0.013539 | 0.0071345 | 70.0826 | 69.1342 | 67.562 | 65.9985 | 64.6536 | 63.8004 | 63.4335 | 63.5105 | 66.2303 | 71.8539 | 77.246 | 82.3247 | 85.2202 | 85.8514 | 84.9619 | 84.952 | 84.8701 | 85.0061 | 83.6629 | 79.6677 | 74.9581 | 70.2399 | 67.9481 | 67.0188 | 0.11327 | 0.10782 | 0.11577 | 0.13739 | 0.12689 | 0.1351 | 0.11982 | 0.12805 | 0.16326 | 0.18799 | 0.1864 | 0.15949 | 0.17176 | 0.17316 | 0.14517 | 0.14463 | 0.12546 | 0.12422 | 0.11834 | 0.14105 | 0.15152 | 0.15346 | 0.13408 | 0.10975
Portfolio Adjusted1-in-10AllSouth of Lugo2022May Monthly Peak | Portfolio Adjusted | 1-in-10 | All | South of Lugo | 2022 | May Monthly Peak | 5 | 5.6018 | 5.3782 | 5.2006 | 5.1904 | 5.4475 | 6.1553 | 7.0121 | 8.0663 | 9.38 | 10.5892 | 11.5804 | 12.1 | 12.2338 | 12.3983 | 12.3129 | 11.9668 | 11.3764 | 10.4803 | 9.3311 | 8.7959 | 8.5408 | 7.7698 | 6.8971 | 6.2097 | -0.012187 | -0.0014003 | -0.0041838 | -0.0075259 | -0.029879 | -0.032597 | -0.027288 | -0.024576 | -0.0099237 | 0.007614 | 0.016658 | 0.0056469 | 0.025366 | 0.037819 | 0.15214 | 0.14438 | 0.14272 | 0.11813 | 0.042677 | 0.020815 | 0.023206 | 0.026222 | 0.011807 | 0.007556 | 70.669 | 69.5961 | 68.4945 | 68.2007 | 67.8242 | 67.4457 | 67.6202 | 67.6359 | 70.8969 | 76.1133 | 80.6924 | 84.0976 | 85.3567 | 85.4559 | 86.2668 | 86.4492 | 86.5246 | 85.6292 | 85.0436 | 82.6488 | 78.4285 | 73.8939 | 71.3946 | 69.0173 | 0.11291 | 0.10727 | 0.11572 | 0.13806 | 0.12797 | 0.13706 | 0.12087 | 0.13141 | 0.16798 | 0.19341 | 0.19202 | 0.1633 | 0.17502 | 0.17601 | 0.14724 | 0.14614 | 0.12633 | 0.12556 | 0.11908 | 0.13999 | 0.15217 | 0.15398 | 0.13461 | 0.11027
Portfolio Adjusted1-in-10AllSouth of Lugo2022June Monthly Peak | Portfolio Adjusted | 1-in-10 | All | South of Lugo | 2022 | June Monthly Peak | 6 | 5.6563 | 5.4294 | 5.265 | 5.2495 | 5.5099 | 6.1863 | 7.0165 | 8.0356 | 9.2041 | 10.3256 | 11.2476 | 11.6649 | 11.6965 | 11.8842 | 11.8562 | 11.6031 | 11.0858 | 10.2456 | 9.1584 | 8.5693 | 8.3279 | 7.6736 | 6.8286 | 6.1599 | -0.010227 | -0.00044457 | -0.00090819 | -0.013054 | -0.038759 | -0.0273 | -0.019954 | -0.008312 | -0.0097009 | 0.007711 | 0.016271 | 0.025765 | 0.049865 | 0.057959 | 0.17592 | 0.16798 | 0.16475 | 0.14008 | 0.065141 | 0.052158 | 0.040191 | 0.033025 | 0.015696 | 0.006676 | 65.7164 | 65.3769 | 65.6068 | 65.7339 | 64.7845 | 63.8371 | 63.271 | 64.084 | 66.5427 | 70.0867 | 74.8563 | 79.0555 | 80.6917 | 80.5634 | 81.2806 | 81.8303 | 83.1246 | 82.5047 | 82.4179 | 78.2347 | 73.7624 | 70.8114 | 69.0558 | 68.3535 | 0.11726 | 0.11134 | 0.12009 | 0.14285 | 0.13244 | 0.14087 | 0.12278 | 0.13253 | 0.16623 | 0.18986 | 0.18678 | 0.15677 | 0.1659 | 0.16685 | 0.14047 | 0.14131 | 0.12305 | 0.12297 | 0.11717 | 0.13858 | 0.15143 | 0.15449 | 0.13527 | 0.11144
Portfolio Adjusted1-in-10AllSouth of Lugo2022July Monthly Peak | Portfolio Adjusted | 1-in-10 | All | South of Lugo | 2022 | July Monthly Peak | 7 | 5.8579 | 5.5923 | 5.4134 | 5.4151 | 5.6936 | 6.4911 | 7.4049 | 8.4658 | 9.6929 | 10.7668 | 11.6708 | 12.0953 | 12.1753 | 12.3704 | 12.3515 | 12.0944 | 11.6147 | 10.7514 | 9.5886 | 8.918 | 8.6353 | 7.9576 | 7.1013 | 6.4284 | -0.011949 | -0.0010903 | -0.0030944 | -0.0099726 | -0.03461 | -0.032252 | -0.025764 | -0.019187 | -0.010077 | 0.007691 | 0.016392 | 0.013217 | 0.034268 | 0.044847 | 0.16143 | 0.15527 | 0.15447 | 0.12957 | 0.051639 | 0.032843 | 0.029799 | 0.029129 | 0.013478 | 0.0074086 | 69.9072 | 68.7028 | 68.1947 | 67.8308 | 67.5023 | 67.2236 | 67.5769 | 68.5001 | 70.8559 | 74.9416 | 79.4156 | 81.9091 | 80.5961 | 79.9936 | 82.4177 | 82.8437 | 82.2585 | 81.7037 | 80.4961 | 78.5893 | 75.4266 | 72.8531 | 71.6424 | 70.9695 | 0.11872 | 0.11253 | 0.12132 | 0.14502 | 0.1346 | 0.14503 | 0.12694 | 0.13621 | 0.17049 | 0.19209 | 0.18772 | 0.1575 | 0.16748 | 0.16852 | 0.14182 | 0.14289 | 0.12521 | 0.12486 | 0.1187 | 0.13933 | 0.15199 | 0.15523 | 0.13629 | 0.11292
Portfolio Adjusted1-in-10AllSouth of Lugo2022August Monthly Peak | Portfolio Adjusted | 1-in-10 | All | South of Lugo | 2022 | August Monthly Peak | 8 | 6.0625 | 5.7991 | 5.6107 | 5.6124 | 5.8647 | 6.7561 | 7.7846 | 8.8257 | 10.1942 | 11.4104 | 12.4226 | 12.9342 | 13.0036 | 13.1939 | 13.1732 | 12.9172 | 12.3984 | 11.4394 | 10.1223 | 9.5168 | 9.0795 | 8.3003 | 7.3986 | 6.666 | -0.013888 | -0.0017673 | -0.0053698 | -0.0070337 | -0.030746 | -0.037668 | -0.031993 | -0.030347 | -0.010545 | 0.0078891 | 0.017164 | 0.0010219 | 0.019649 | 0.033155 | 0.15178 | 0.14672 | 0.14736 | 0.12152 | 0.039272 | 0.014573 | 0.020326 | 0.026203 | 0.011644 | 0.0082943 | 70.9499 | 70.3396 | 69.8633 | 69.4152 | 69.2195 | 69.4736 | 69.5933 | 69.8117 | 72.1276 | 76.1873 | 79.5057 | 83.2512 | 84.8994 | 85.7508 | 86.3643 | 88.207 | 90.1389 | 91.932 | 91.8021 | 87.7432 | 81.6421 | 77.8456 | 75.8243 | 73.6473 | 0.12417 | 0.11815 | 0.1273 | 0.15237 | 0.14023 | 0.15306 | 0.13429 | 0.14247 | 0.17908 | 0.20302 | 0.19925 | 0.16791 | 0.17845 | 0.17957 | 0.15126 | 0.15192 | 0.13303 | 0.13265 | 0.12541 | 0.14843 | 0.16005 | 0.16394 | 0.14369 | 0.11848
Portfolio Adjusted1-in-10AllSouth of Lugo2022September Monthly Peak | Portfolio Adjusted | 1-in-10 | All | South of Lugo | 2022 | September Monthly Peak | 9 | 6.0615 | 5.8281 | 5.6463 | 5.6533 | 5.9051 | 6.8445 | 8.0535 | 9.0776 | 10.7019 | 12.0816 | 13.0989 | 13.6309 | 13.719 | 13.861 | 13.7245 | 13.337 | 12.6603 | 11.5941 | 10.2144 | 9.8455 | 9.1583 | 8.3348 | 7.3658 | 6.6347 | -0.015379 | -0.0025047 | -0.0079205 | -0.002767 | -0.023955 | -0.042169 | -0.038414 | -0.044023 | -0.010965 | 0.0080108 | 0.017841 | -0.015967 | -0.0012195 | 0.016058 | 0.13253 | 0.12792 | 0.1291 | 0.10307 | 0.020968 | -0.011021 | 0.0068386 | 0.020748 | 0.0084783 | 0.0088875 | 75.6228 | 75.0121 | 74.312 | 73.4393 | 72.6328 | 72.2764 | 72.2315 | 72.5016 | 74.6228 | 78.7462 | 82.5951 | 86.5478 | 89.0337 | 90.1469 | 89.8306 | 90.3638 | 90.2533 | 89.7654 | 88.2943 | 84.2853 | 79.8901 | 76.751 | 74.5406 | 73.2106 | 0.12498 | 0.11922 | 0.12891 | 0.15454 | 0.14177 | 0.1564 | 0.13924 | 0.14886 | 0.19102 | 0.21867 | 0.21507 | 0.18137 | 0.19385 | 0.19478 | 0.16236 | 0.16171 | 0.14007 | 0.13907 | 0.13144 | 0.15757 | 0.1669 | 0.16876 | 0.1467 | 0.12031
Portfolio Adjusted1-in-10AllSouth of Lugo2022October Monthly Peak | Portfolio Adjusted | 1-in-10 | All | South of Lugo | 2022 | October Monthly Peak | 10 | 5.6684 | 5.4794 | 5.2915 | 5.2832 | 5.5097 | 6.258 | 7.3996 | 8.1608 | 9.3516 | 10.601 | 11.5568 | 12.0772 | 12.2441 | 12.4527 | 12.431 | 12.0434 | 11.4524 | 10.4219 | 9.5839 | 9.0808 | 8.4729 | 7.7366 | 6.8255 | 6.1509 | -0.011766 | -0.0011384 | -0.0032524 | -0.0095071 | -0.033171 | -0.031564 | -0.025849 | -0.019695 | -0.0099162 | 0.0077425 | 0.016786 | 0.012502 | 0.034528 | 0.045918 | 0.16393 | 0.15474 | 0.15231 | 0.12584 | 0.051998 | 0.032004 | 0.02898 | 0.028702 | 0.013085 | 0.0072429 | 70.7053 | 69.7727 | 68.6996 | 67.6639 | 66.6435 | 66.3773 | 66.4189 | 66.3998 | 67.6339 | 70.6533 | 74.9683 | 79.8436 | 83.9053 | 85.5619 | 85.733 | 85.8094 | 85.2374 | 84.4035 | 81.6423 | 77.8195 | 74.3158 | 72.1745 | 70.5985 | 69.5056 | 0.11555 | 0.11143 | 0.1197 | 0.14277 | 0.13081 | 0.14035 | 0.12516 | 0.13299 | 0.1677 | 0.19378 | 0.19231 | 0.16378 | 0.1766 | 0.17771 | 0.14902 | 0.14714 | 0.12733 | 0.12542 | 0.1228 | 0.14394 | 0.153 | 0.1551 | 0.1346 | 0.10959
Portfolio Adjusted1-in-10AllSouth of Lugo2022November Monthly Peak | Portfolio Adjusted | 1-in-10 | All | South of Lugo | 2022 | November Monthly Peak | 11 | 5.3768 | 5.1724 | 5.032 | 5.0658 | 5.2722 | 5.9718 | 6.8476 | 7.6883 | 8.9 | 10.0825 | 10.9616 | 11.4478 | 11.5791 | 11.74 | 11.575 | 11.1482 | 10.6048 | 10.1557 | 9.1582 | 8.5301 | 7.9589 | 7.202 | 6.4276 | 5.8237 | -0.010655 | -0.00085184 | -0.0023266 | -0.010164 | -0.033199 | -0.028288 | -0.022318 | -0.014937 | -0.0093839 | 0.0074334 | 0.015991 | 0.016455 | 0.038577 | 0.048354 | 0.16004 | 0.1498 | 0.14718 | 0.12771 | 0.054573 | 0.037239 | 0.031185 | 0.028445 | 0.013185 | 0.0066641 | 68.5691 | 66.7757 | 66.0219 | 64.4833 | 63.7432 | 62.6893 | 62.061 | 62.5522 | 65.5685 | 71.4181 | 78.1992 | 83.6526 | 85.633 | 87.0414 | 87.4252 | 86.0381 | 83.9322 | 81.621 | 79.2339 | 76.2963 | 74.433 | 72.7089 | 70.6021 | 69.0147 | 0.10965 | 0.10438 | 0.11247 | 0.1355 | 0.12426 | 0.1316 | 0.11607 | 0.12454 | 0.15903 | 0.1846 | 0.18291 | 0.1554 | 0.16697 | 0.16749 | 0.13895 | 0.13643 | 0.11879 | 0.12115 | 0.11646 | 0.13579 | 0.14491 | 0.14583 | 0.12712 | 0.10384
Portfolio Adjusted1-in-10AllSouth of Lugo2022December Monthly Peak | Portfolio Adjusted | 1-in-10 | All | South of Lugo | 2022 | December Monthly Peak | 12 | 4.962 | 4.8306 | 4.7142 | 4.729 | 4.8723 | 5.5475 | 6.6209 | 7.2438 | 8.0118 | 8.5437 | 8.6799 | 8.6548 | 8.446 | 8.386 | 8.2752 | 8.0051 | 7.8509 | 7.9449 | 7.6125 | 7.3031 | 6.9175 | 6.4052 | 5.8075 | 5.3045 | -0.0076544 | 4.6384e-05 | 0.00067477 | -0.013366 | -0.035267 | -0.019848 | -0.01368 | -0.00014435 | -0.0078522 | 0.006203 | 0.01222 | 0.026584 | 0.046294 | 0.050335 | 0.13634 | 0.12816 | 0.12823 | 0.11924 | 0.064214 | 0.057542 | 0.040651 | 0.030536 | 0.014776 | 0.00515 | 48.1945 | 47.2996 | 46.8823 | 47.1116 | 47.632 | 47.3409 | 48.2314 | 48.3103 | 49.2795 | 50.92 | 52.1811 | 53.559 | 55.0353 | 54.7575 | 54.6953 | 54.5324 | 53.9725 | 52.603 | 51.5172 | 49.6488 | 47.8528 | 48.0923 | 47.9987 | 47.2783 | 0.10107 | 0.097313 | 0.10449 | 0.12394 | 0.11137 | 0.11736 | 0.10606 | 0.11177 | 0.13761 | 0.1529 | 0.14226 | 0.11824 | 0.12459 | 0.12384 | 0.10362 | 0.10323 | 0.092626 | 0.099005 | 0.099824 | 0.1196 | 0.1286 | 0.13189 | 0.11548 | 0.094068
Portfolio Adjusted1-in-10AllSouth of Lugo2022Typical Event Day | Portfolio Adjusted | 1-in-10 | All | South of Lugo | 2022 | Typical Event Day | 8 | 6.0214 | 5.7595 | 5.5722 | 5.5713 | 5.8203 | 6.7006 | 7.7123 | 8.7244 | 10.0375 | 11.2078 | 12.1904 | 12.6887 | 12.7591 | 12.9561 | 12.9497 | 12.7041 | 12.2038 | 11.2697 | 9.9839 | 9.3992 | 8.984 | 8.2199 | 7.3252 | 6.6042 | -0.013188 | -0.0014759 | -0.0043779 | -0.0085443 | -0.03293 | -0.035749 | -0.029597 | -0.025431 | -0.010431 | 0.0078782 | 0.01699 | 0.0068592 | 0.026876 | 0.039163 | 0.1583 | 0.15272 | 0.15277 | 0.12706 | 0.045693 | 0.023631 | 0.025146 | 0.028065 | 0.012704 | 0.0079915 | 70.5491 | 69.8579 | 69.4942 | 69.1048 | 68.5348 | 68.2027 | 68.1682 | 68.7244 | 71.0373 | 74.9904 | 79.0932 | 82.6909 | 83.8052 | 84.1137 | 84.9733 | 85.8112 | 86.4438 | 86.4764 | 85.7526 | 82.2131 | 77.6803 | 74.5653 | 72.7658 | 71.5452 | 0.12331 | 0.1173 | 0.12633 | 0.15105 | 0.13896 | 0.15163 | 0.13296 | 0.14089 | 0.1765 | 0.19959 | 0.19562 | 0.16484 | 0.17516 | 0.17627 | 0.14861 | 0.14936 | 0.13086 | 0.13059 | 0.12371 | 0.14666 | 0.15839 | 0.16238 | 0.14219 | 0.11729
Portfolio Adjusted1-in-10AllSouth of Lugo2023January Monthly Peak | Portfolio Adjusted | 1-in-10 | All | South of Lugo | 2023 | January Monthly Peak | 1 | 4.9471 | 4.8509 | 4.7506 | 4.7572 | 4.934 | 5.5835 | 6.7043 | 7.3586 | 8.0729 | 8.5871 | 8.7197 | 8.6479 | 8.3812 | 8.3183 | 8.1791 | 7.8741 | 7.5923 | 7.7395 | 7.5338 | 7.239 | 6.851 | 6.3576 | 5.7927 | 5.2895 | -0.007596 | 4.6155e-05 | 0.00067792 | -0.013345 | -0.035703 | -0.020091 | -0.013896 | -0.00014681 | -0.0079224 | 0.0062145 | 0.012245 | 0.026713 | 0.046485 | 0.050858 | 0.13618 | 0.12737 | 0.12519 | 0.11684 | 0.063402 | 0.057051 | 0.040127 | 0.030398 | 0.014856 | 0.005208 | 48.606 | 47.6698 | 46.6276 | 46.2802 | 45.6727 | 45.8918 | 45.6588 | 45.3787 | 45.1376 | 48.1784 | 51.5763 | 53.0347 | 54.7533 | 55.8242 | 55.6442 | 54.4946 | 52.9995 | 51.8736 | 50.4151 | 48.6505 | 47.4746 | 46.4477 | 46.2395 | 45.7546 | 0.1003 | 0.096836 | 0.10497 | 0.12375 | 0.11274 | 0.11878 | 0.10774 | 0.11367 | 0.13884 | 0.15319 | 0.14257 | 0.1188 | 0.12509 | 0.1251 | 0.10423 | 0.10373 | 0.091371 | 0.097569 | 0.098565 | 0.11858 | 0.12695 | 0.13129 | 0.11611 | 0.095114
Portfolio Adjusted1-in-10AllSouth of Lugo2023February Monthly Peak | Portfolio Adjusted | 1-in-10 | All | South of Lugo | 2023 | February Monthly Peak | 2 | 5.0498 | 4.9142 | 4.7694 | 4.7816 | 4.9469 | 5.5742 | 6.5308 | 7.1278 | 7.8551 | 8.5141 | 8.9377 | 9.1696 | 9.1776 | 9.3057 | 9.2486 | 8.9503 | 8.5587 | 8.2392 | 7.9626 | 7.5542 | 7.1404 | 6.5594 | 5.9098 | 5.4024 | -0.0079746 | 4.8211e-05 | 0.0007013 | -0.013941 | -0.037212 | -0.0211 | -0.014387 | -0.0001516 | -0.0082627 | 0.0065443 | 0.013239 | 0.029539 | 0.052346 | 0.057602 | 0.15496 | 0.14496 | 0.14131 | 0.12591 | 0.068532 | 0.060668 | 0.042649 | 0.031786 | 0.01542 | 0.0054607 | 54.49 | 53.5158 | 52.3167 | 51.6605 | 51.8555 | 51.1892 | 48.8529 | 51.3262 | 53.2024 | 55.6293 | 58.6098 | 59.5077 | 60.7639 | 62.2784 | 63.1412 | 63.4331 | 62.6588 | 62.0189 | 60.7147 | 59.0562 | 57.4903 | 56.1226 | 55.3869 | 53.8109 | 0.10527 | 0.10111 | 0.10858 | 0.12927 | 0.11748 | 0.12468 | 0.11144 | 0.11732 | 0.14474 | 0.16126 | 0.15407 | 0.13131 | 0.14083 | 0.14168 | 0.11888 | 0.11798 | 0.10299 | 0.10633 | 0.10652 | 0.12609 | 0.13491 | 0.13728 | 0.1205 | 0.099708
Portfolio Adjusted1-in-10AllSouth of Lugo2023March Monthly Peak | Portfolio Adjusted | 1-in-10 | All | South of Lugo | 2023 | March Monthly Peak | 3 | 5.255 | 5.0563 | 4.8807 | 4.8572 | 5.0461 | 5.6847 | 6.7012 | 7.3409 | 8.1494 | 9.006 | 9.6736 | 10.0711 | 10.1904 | 10.4192 | 10.4521 | 10.1824 | 9.7704 | 9.1356 | 8.4033 | 8.1637 | 7.7079 | 7.061 | 6.2752 | 5.6876 | -0.0084516 | 5.0315e-05 | 0.00072803 | -0.014395 | -0.038649 | -0.022116 | -0.015106 | -0.00016049 | -0.0088156 | 0.0071005 | 0.014645 | 0.032814 | 0.058388 | 0.064476 | 0.17467 | 0.16419 | 0.16028 | 0.13902 | 0.073635 | 0.065972 | 0.046199 | 0.034408 | 0.016486 | 0.0057844 | 61.427 | 59.863 | 58.8378 | 57.541 | 56.5513 | 55.5878 | 54.8189 | 54.577 | 56.1157 | 59.934 | 64.252 | 68.436 | 72.3978 | 73.7031 | 74.4179 | 73.886 | 72.8276 | 71.2707 | 70.574 | 69.0608 | 66.815 | 64.2385 | 61.8979 | 60.1957 | 0.11156 | 0.10551 | 0.11271 | 0.13347 | 0.12201 | 0.13064 | 0.11699 | 0.12418 | 0.15441 | 0.17494 | 0.17041 | 0.14586 | 0.15707 | 0.15859 | 0.13386 | 0.13318 | 0.11606 | 0.11688 | 0.11443 | 0.13711 | 0.14614 | 0.1486 | 0.12883 | 0.10561
Portfolio Adjusted1-in-10AllSouth of Lugo2023April Monthly Peak | Portfolio Adjusted | 1-in-10 | All | South of Lugo | 2023 | April Monthly Peak | 4 | 5.5675 | 5.3524 | 5.1571 | 5.1307 | 5.3667 | 6.0399 | 6.968 | 7.8265 | 9.0518 | 10.2256 | 11.1975 | 11.7434 | 11.913 | 12.1346 | 12.0888 | 11.7803 | 11.2461 | 10.3438 | 9.2057 | 8.8437 | 8.4321 | 7.6854 | 6.8244 | 6.1381 | -0.011266 | -0.00097713 | -0.0027224 | -0.0098455 | -0.033276 | -0.029706 | -0.023844 | -0.016943 | -0.0096732 | 0.0075695 | 0.016338 | 0.014935 | 0.037213 | 0.047914 | 0.16436 | 0.1559 | 0.15352 | 0.12823 | 0.053358 | 0.035687 | 0.031046 | 0.029374 | 0.013579 | 0.0071554 | 70.0827 | 69.1342 | 67.5621 | 65.9985 | 64.6536 | 63.8004 | 63.4336 | 63.5105 | 66.2304 | 71.8539 | 77.246 | 82.3247 | 85.2202 | 85.8515 | 84.962 | 84.9521 | 84.8702 | 85.0062 | 83.6629 | 79.6678 | 74.9581 | 70.24 | 67.9482 | 67.0188 | 0.1136 | 0.10814 | 0.11611 | 0.13779 | 0.12726 | 0.13549 | 0.12016 | 0.12842 | 0.16373 | 0.18854 | 0.18694 | 0.15996 | 0.17226 | 0.17366 | 0.14559 | 0.14505 | 0.12582 | 0.12458 | 0.11868 | 0.14146 | 0.15196 | 0.15391 | 0.13447 | 0.11007
Portfolio Adjusted1-in-10AllSouth of Lugo2023May Monthly Peak | Portfolio Adjusted | 1-in-10 | All | South of Lugo | 2023 | May Monthly Peak | 5 | 5.6098 | 5.3859 | 5.2081 | 5.198 | 5.4556 | 6.1648 | 7.0234 | 8.0793 | 9.3945 | 10.6048 | 11.5971 | 12.117 | 12.2505 | 12.4152 | 12.3295 | 11.9826 | 11.3914 | 10.4944 | 9.3439 | 8.808 | 8.5524 | 7.7806 | 6.9068 | 6.2187 | -0.012223 | -0.0014044 | -0.0041961 | -0.0075479 | -0.029966 | -0.032692 | -0.027368 | -0.024648 | -0.0099527 | 0.0076362 | 0.016707 | 0.0056634 | 0.02544 | 0.03793 | 0.15244 | 0.14464 | 0.14297 | 0.11835 | 0.042801 | 0.020876 | 0.023274 | 0.026299 | 0.011842 | 0.0075781 | 70.6691 | 69.5961 | 68.4945 | 68.2007 | 67.8242 | 67.4457 | 67.6202 | 67.6359 | 70.8969 | 76.1133 | 80.6924 | 84.0976 | 85.3567 | 85.456 | 86.2669 | 86.4493 | 86.5247 | 85.6293 | 85.0436 | 82.6489 | 78.4286 | 73.894 | 71.3946 | 69.0173 | 0.11324 | 0.10758 | 0.11606 | 0.13846 | 0.12834 | 0.13746 | 0.12122 | 0.13179 | 0.16847 | 0.19398 | 0.19258 | 0.16378 | 0.17553 | 0.17653 | 0.14767 | 0.14656 | 0.1267 | 0.12593 | 0.11943 | 0.1404 | 0.15262 | 0.15443 | 0.135 | 0.11059
Portfolio Adjusted1-in-10AllSouth of Lugo2023June Monthly Peak | Portfolio Adjusted | 1-in-10 | All | South of Lugo | 2023 | June Monthly Peak | 6 | 5.6646 | 5.4374 | 5.2727 | 5.2572 | 5.5182 | 6.1959 | 7.0279 | 8.0485 | 9.2182 | 10.3408 | 11.2636 | 11.6809 | 11.7122 | 11.9 | 11.8718 | 11.6182 | 11.1002 | 10.2593 | 9.1708 | 8.5811 | 8.3393 | 7.6842 | 6.8382 | 6.1688 | -0.010257 | -0.00044587 | -0.00091085 | -0.013092 | -0.038873 | -0.02738 | -0.020012 | -0.0083363 | -0.0097293 | 0.0077335 | 0.016319 | 0.025841 | 0.050011 | 0.058128 | 0.17629 | 0.16831 | 0.16507 | 0.14036 | 0.065331 | 0.05231 | 0.040308 | 0.033122 | 0.015741 | 0.0066955 | 65.7164 | 65.3769 | 65.6068 | 65.7338 | 64.7844 | 63.837 | 63.2709 | 64.084 | 66.5427 | 70.0867 | 74.8564 | 79.0556 | 80.6918 | 80.5635 | 81.2807 | 81.8304 | 83.1247 | 82.5047 | 82.418 | 78.2348 | 73.7625 | 70.8114 | 69.0558 | 68.3535 | 0.1176 | 0.11166 | 0.12044 | 0.14327 | 0.13283 | 0.14128 | 0.12313 | 0.13291 | 0.16672 | 0.19041 | 0.18733 | 0.15723 | 0.16638 | 0.16733 | 0.14088 | 0.14172 | 0.12341 | 0.12333 | 0.11751 | 0.13898 | 0.15188 | 0.15494 | 0.13567 | 0.11177
Portfolio Adjusted1-in-10AllSouth of Lugo2023July Monthly Peak | Portfolio Adjusted | 1-in-10 | All | South of Lugo | 2023 | July Monthly Peak | 7 | 5.8664 | 5.6005 | 5.4213 | 5.423 | 5.7022 | 6.5012 | 7.4169 | 8.4793 | 9.7075 | 10.7823 | 11.687 | 12.1116 | 12.1913 | 12.3866 | 12.3674 | 12.1099 | 11.6295 | 10.7654 | 9.6013 | 8.9301 | 8.6469 | 7.9684 | 7.1111 | 6.4376 | -0.011984 | -0.0010934 | -0.0031035 | -0.010002 | -0.034711 | -0.032346 | -0.025839 | -0.019244 | -0.010106 | 0.0077135 | 0.01644 | 0.013255 | 0.034368 | 0.044978 | 0.16175 | 0.15556 | 0.15475 | 0.12982 | 0.05179 | 0.032939 | 0.029886 | 0.029214 | 0.013517 | 0.0074303 | 69.9073 | 68.7029 | 68.1947 | 67.8308 | 67.5024 | 67.2236 | 67.5769 | 68.5001 | 70.8559 | 74.9416 | 79.4156 | 81.9092 | 80.5962 | 79.9936 | 82.4178 | 82.8438 | 82.2586 | 81.7037 | 80.4962 | 78.5894 | 75.4267 | 72.8531 | 71.6424 | 70.9695 | 0.11907 | 0.11286 | 0.12167 | 0.14544 | 0.135 | 0.14545 | 0.12731 | 0.13661 | 0.17099 | 0.19265 | 0.18827 | 0.15796 | 0.16797 | 0.16901 | 0.14224 | 0.1433 | 0.12557 | 0.12522 | 0.11905 | 0.13974 | 0.15243 | 0.15569 | 0.13668 | 0.11325
Portfolio Adjusted1-in-10AllSouth of Lugo2023August Monthly Peak | Portfolio Adjusted | 1-in-10 | All | South of Lugo | 2023 | August Monthly Peak | 8 | 6.0713 | 5.8076 | 5.6189 | 5.6207 | 5.8737 | 6.7668 | 7.7972 | 8.8398 | 10.2096 | 11.4268 | 12.4398 | 12.9515 | 13.0206 | 13.211 | 13.1901 | 12.9336 | 12.4141 | 11.4543 | 10.1357 | 9.5296 | 9.0918 | 8.3117 | 7.409 | 6.6757 | -0.013929 | -0.0017725 | -0.0053855 | -0.0070543 | -0.030836 | -0.037778 | -0.032086 | -0.030436 | -0.010576 | 0.0079122 | 0.017214 | 0.0010249 | 0.019706 | 0.033252 | 0.15206 | 0.14698 | 0.14761 | 0.12174 | 0.039387 | 0.014615 | 0.020386 | 0.02628 | 0.011678 | 0.0083186 | 70.95 | 70.3396 | 69.8633 | 69.4153 | 69.2195 | 69.4736 | 69.5933 | 69.8118 | 72.1276 | 76.1873 | 79.5057 | 83.2512 | 84.8994 | 85.7509 | 86.3644 | 88.2071 | 90.1389 | 91.9321 | 91.8022 | 87.7432 | 81.6422 | 77.8457 | 75.8244 | 73.6474 | 0.12454 | 0.1185 | 0.12768 | 0.15281 | 0.14064 | 0.1535 | 0.13468 | 0.14288 | 0.1796 | 0.20361 | 0.19983 | 0.1684 | 0.17897 | 0.18009 | 0.1517 | 0.15237 | 0.13342 | 0.13304 | 0.12578 | 0.14886 | 0.16052 | 0.16442 | 0.14411 | 0.11882
Portfolio Adjusted1-in-10AllSouth of Lugo2023September Monthly Peak | Portfolio Adjusted | 1-in-10 | All | South of Lugo | 2023 | September Monthly Peak | 9 | 6.0702 | 5.8365 | 5.6545 | 5.6616 | 5.9139 | 6.8552 | 8.0663 | 9.092 | 10.7178 | 12.0988 | 13.1171 | 13.6492 | 13.737 | 13.8792 | 13.7423 | 13.354 | 12.6764 | 11.6093 | 10.2281 | 9.8588 | 9.1707 | 8.3463 | 7.3762 | 6.6442 | -0.015424 | -0.002512 | -0.0079437 | -0.0027751 | -0.024025 | -0.042293 | -0.038527 | -0.044152 | -0.010997 | 0.0080342 | 0.017894 | -0.016014 | -0.0012231 | 0.016105 | 0.13276 | 0.12811 | 0.12929 | 0.10323 | 0.02103 | -0.011053 | 0.0068586 | 0.020808 | 0.0085031 | 0.0089135 | 75.6229 | 75.0121 | 74.3121 | 73.4393 | 72.6328 | 72.2764 | 72.2315 | 72.5016 | 74.6228 | 78.7462 | 82.5951 | 86.5478 | 89.0338 | 90.147 | 89.8307 | 90.3639 | 90.2533 | 89.7655 | 88.2943 | 84.2853 | 79.8902 | 76.7511 | 74.5406 | 73.2106 | 0.12535 | 0.11957 | 0.12928 | 0.15499 | 0.14218 | 0.15686 | 0.13965 | 0.14929 | 0.19158 | 0.21931 | 0.2157 | 0.1819 | 0.19441 | 0.19534 | 0.16283 | 0.16218 | 0.14048 | 0.13947 | 0.13183 | 0.15802 | 0.16739 | 0.16926 | 0.14713 | 0.12066
Portfolio Adjusted1-in-10AllSouth of Lugo2023October Monthly Peak | Portfolio Adjusted | 1-in-10 | All | South of Lugo | 2023 | October Monthly Peak | 10 | 5.6767 | 5.4874 | 5.2992 | 5.2911 | 5.518 | 6.2678 | 7.4114 | 8.174 | 9.3661 | 10.6167 | 11.5735 | 12.0942 | 12.261 | 12.4698 | 12.4478 | 12.0594 | 11.4675 | 10.4361 | 9.5971 | 9.0933 | 8.4846 | 7.7474 | 6.8353 | 6.1598 | -0.011801 | -0.0011417 | -0.0032619 | -0.0095349 | -0.033268 | -0.031656 | -0.025925 | -0.019752 | -0.0099453 | 0.0077651 | 0.016835 | 0.012538 | 0.034629 | 0.046052 | 0.16427 | 0.15503 | 0.15259 | 0.12609 | 0.05215 | 0.032097 | 0.029064 | 0.028786 | 0.013124 | 0.0072641 | 70.7053 | 69.7728 | 68.6997 | 67.664 | 66.6435 | 66.3773 | 66.4189 | 66.3998 | 67.6339 | 70.6533 | 74.9683 | 79.8436 | 83.9053 | 85.5619 | 85.7331 | 85.8095 | 85.2375 | 84.4036 | 81.6424 | 77.8195 | 74.3158 | 72.1745 | 70.5985 | 69.5056 | 0.11589 | 0.11175 | 0.12005 | 0.14319 | 0.1312 | 0.14076 | 0.12553 | 0.13338 | 0.16819 | 0.19434 | 0.19287 | 0.16426 | 0.17711 | 0.17823 | 0.14945 | 0.14757 | 0.1277 | 0.12578 | 0.12316 | 0.14436 | 0.15344 | 0.15556 | 0.13499 | 0.1099
Portfolio Adjusted1-in-10AllSouth of Lugo2023November Monthly Peak | Portfolio Adjusted | 1-in-10 | All | South of Lugo | 2023 | November Monthly Peak | 11 | 5.3846 | 5.1799 | 5.0392 | 5.0732 | 5.28 | 5.981 | 6.8585 | 7.7006 | 8.9136 | 10.0974 | 10.9775 | 11.4639 | 11.5951 | 11.756 | 11.5906 | 11.1629 | 10.6188 | 10.1693 | 9.1707 | 8.5418 | 7.97 | 7.2122 | 6.4368 | 5.8321 | -0.010686 | -0.00085434 | -0.0023334 | -0.010193 | -0.033296 | -0.028371 | -0.022383 | -0.01498 | -0.0094113 | 0.0074551 | 0.016038 | 0.016503 | 0.03869 | 0.048495 | 0.16037 | 0.15009 | 0.14746 | 0.12796 | 0.054732 | 0.037348 | 0.031277 | 0.028529 | 0.013223 | 0.0066836 | 68.5692 | 66.7758 | 66.022 | 64.4834 | 63.7432 | 62.6894 | 62.061 | 62.5522 | 65.5685 | 71.4181 | 78.1992 | 83.6526 | 85.6331 | 87.0414 | 87.4252 | 86.0381 | 83.9322 | 81.621 | 79.234 | 76.2963 | 74.4331 | 72.7089 | 70.6022 | 69.0147 | 0.10997 | 0.10468 | 0.11279 | 0.1359 | 0.12462 | 0.13198 | 0.11641 | 0.1249 | 0.1595 | 0.18514 | 0.18344 | 0.15586 | 0.16746 | 0.16798 | 0.13936 | 0.13683 | 0.11914 | 0.12151 | 0.1168 | 0.13619 | 0.14533 | 0.14625 | 0.12749 | 0.10414
Portfolio Adjusted1-in-10AllSouth of Lugo2023December Monthly Peak | Portfolio Adjusted | 1-in-10 | All | South of Lugo | 2023 | December Monthly Peak | 12 | 4.9689 | 4.8374 | 4.7207 | 4.7355 | 4.8791 | 5.5553 | 6.6305 | 7.2544 | 8.0231 | 8.5556 | 8.6917 | 8.6666 | 8.4575 | 8.3974 | 8.2865 | 8.0159 | 7.8615 | 7.9556 | 7.6228 | 7.3131 | 6.927 | 6.414 | 5.8155 | 5.3119 | -0.0076768 | 4.652e-05 | 0.00067674 | -0.013405 | -0.03537 | -0.019906 | -0.01372 | -0.00014477 | -0.0078752 | 0.0062211 | 0.012256 | 0.026662 | 0.04643 | 0.050482 | 0.13665 | 0.12843 | 0.1285 | 0.1195 | 0.064402 | 0.05771 | 0.04077 | 0.030625 | 0.014819 | 0.0051651 | 48.1945 | 47.2996 | 46.8823 | 47.1117 | 47.632 | 47.3409 | 48.2314 | 48.3103 | 49.2795 | 50.92 | 52.1811 | 53.559 | 55.0353 | 54.7574 | 54.6953 | 54.5323 | 53.9724 | 52.6029 | 51.5171 | 49.6487 | 47.8528 | 48.0922 | 47.9987 | 47.2782 | 0.10136 | 0.097596 | 0.10479 | 0.1243 | 0.11169 | 0.1177 | 0.10637 | 0.1121 | 0.13801 | 0.15334 | 0.14268 | 0.11858 | 0.12495 | 0.1242 | 0.10392 | 0.10353 | 0.092896 | 0.099293 | 0.10012 | 0.11995 | 0.12898 | 0.13228 | 0.11582 | 0.094341
Portfolio Adjusted1-in-10AllSouth of Lugo2023Typical Event Day | Portfolio Adjusted | 1-in-10 | All | South of Lugo | 2023 | Typical Event Day | 8 | 6.0302 | 5.768 | 5.5804 | 5.5796 | 5.8291 | 6.7112 | 7.7248 | 8.7384 | 10.0526 | 11.2239 | 12.2073 | 12.7057 | 12.7758 | 12.973 | 12.9664 | 12.7203 | 12.2193 | 11.2844 | 9.9972 | 9.4119 | 8.9961 | 8.2312 | 7.3355 | 6.6138 | -0.013227 | -0.0014803 | -0.0043907 | -0.0085693 | -0.033026 | -0.035854 | -0.029683 | -0.025506 | -0.010462 | 0.0079013 | 0.017039 | 0.0068793 | 0.026954 | 0.039277 | 0.15861 | 0.15299 | 0.15304 | 0.12729 | 0.045826 | 0.0237 | 0.025219 | 0.028147 | 0.012741 | 0.0080148 | 70.5491 | 69.8579 | 69.4942 | 69.1048 | 68.5348 | 68.2027 | 68.1682 | 68.7244 | 71.0373 | 74.9905 | 79.0932 | 82.6909 | 83.8053 | 84.1138 | 84.9734 | 85.8113 | 86.4439 | 86.4765 | 85.7527 | 82.2132 | 77.6804 | 74.5653 | 72.7658 | 71.5453 | 0.12367 | 0.11764 | 0.1267 | 0.15149 | 0.13937 | 0.15207 | 0.13334 | 0.1413 | 0.17702 | 0.20017 | 0.19619 | 0.16532 | 0.17567 | 0.17679 | 0.14904 | 0.14979 | 0.13124 | 0.13097 | 0.12407 | 0.14709 | 0.15885 | 0.16285 | 0.1426 | 0.11763
Portfolio Adjusted1-in-10AllSouth of Lugo2024January Monthly Peak | Portfolio Adjusted | 1-in-10 | All | South of Lugo | 2024 | January Monthly Peak | 1 | 4.954 | 4.8576 | 4.7571 | 4.7637 | 4.9409 | 5.5914 | 6.714 | 7.3694 | 8.0843 | 8.599 | 8.7316 | 8.6598 | 8.3928 | 8.3299 | 8.1904 | 7.885 | 7.6028 | 7.7501 | 7.544 | 7.2489 | 6.8604 | 6.3664 | 5.8008 | 5.2969 | -0.0076182 | 4.629e-05 | 0.0006799 | -0.013384 | -0.035808 | -0.020149 | -0.013937 | -0.00014724 | -0.0079455 | 0.0062327 | 0.012281 | 0.026791 | 0.046621 | 0.051007 | 0.13648 | 0.12764 | 0.12545 | 0.11709 | 0.063587 | 0.057217 | 0.040245 | 0.030486 | 0.014899 | 0.0052232 | 48.606 | 47.6698 | 46.6276 | 46.2802 | 45.6727 | 45.8919 | 45.6588 | 45.3787 | 45.1377 | 48.1784 | 51.5764 | 53.0348 | 54.7533 | 55.8242 | 55.6442 | 54.4946 | 52.9995 | 51.8736 | 50.4151 | 48.6505 | 47.4746 | 46.4477 | 46.2394 | 45.7546 | 0.10059 | 0.097118 | 0.10528 | 0.12411 | 0.11307 | 0.11912 | 0.10805 | 0.114 | 0.13924 | 0.15363 | 0.14298 | 0.11915 | 0.12545 | 0.12547 | 0.10454 | 0.10403 | 0.091637 | 0.097853 | 0.098852 | 0.11893 | 0.12732 | 0.13168 | 0.11644 | 0.095391
Portfolio Adjusted1-in-10AllSouth of Lugo2024February Monthly Peak | Portfolio Adjusted | 1-in-10 | All | South of Lugo | 2024 | February Monthly Peak | 2 | 5.057 | 4.9212 | 4.7762 | 4.7884 | 4.9541 | 5.5826 | 6.5408 | 7.139 | 7.8671 | 8.5267 | 8.9506 | 9.1827 | 9.1906 | 9.3188 | 9.2616 | 8.9626 | 8.5705 | 8.2507 | 7.9736 | 7.5647 | 7.1504 | 6.5687 | 5.9182 | 5.4102 | -0.007998 | 4.8352e-05 | 0.00070335 | -0.013982 | -0.037321 | -0.021162 | -0.014429 | -0.00015204 | -0.0082869 | 0.0065634 | 0.013277 | 0.029625 | 0.052499 | 0.05777 | 0.15531 | 0.14526 | 0.1416 | 0.12619 | 0.068733 | 0.060845 | 0.042774 | 0.031879 | 0.015465 | 0.0054767 | 54.49 | 53.5158 | 52.3167 | 51.6605 | 51.8555 | 51.1892 | 48.8529 | 51.3262 | 53.2025 | 55.6294 | 58.6098 | 59.5076 | 60.7639 | 62.2783 | 63.1412 | 63.4331 | 62.6588 | 62.0189 | 60.7147 | 59.0562 | 57.4903 | 56.1226 | 55.3869 | 53.8109 | 0.10558 | 0.10141 | 0.1089 | 0.12964 | 0.11783 | 0.12504 | 0.11177 | 0.11766 | 0.14516 | 0.16173 | 0.15452 | 0.13169 | 0.14124 | 0.14209 | 0.11922 | 0.11832 | 0.10329 | 0.10664 | 0.10683 | 0.12646 | 0.13531 | 0.13768 | 0.12085 | 0.099999
Portfolio Adjusted1-in-10AllSouth of Lugo2024March Monthly Peak | Portfolio Adjusted | 1-in-10 | All | South of Lugo | 2024 | March Monthly Peak | 3 | 5.2627 | 5.0636 | 4.8877 | 4.8642 | 5.0535 | 5.6934 | 6.7118 | 7.3527 | 8.1622 | 9.0197 | 9.6878 | 10.0857 | 10.2049 | 10.4339 | 10.4666 | 10.1963 | 9.7837 | 9.1483 | 8.4152 | 8.1751 | 7.7186 | 7.071 | 6.2841 | 5.6959 | -0.0084764 | 5.0463e-05 | 0.00073016 | -0.014437 | -0.038762 | -0.022181 | -0.015151 | -0.00016096 | -0.0088414 | 0.0071213 | 0.014688 | 0.03291 | 0.058558 | 0.064665 | 0.17506 | 0.16454 | 0.16061 | 0.13932 | 0.07385 | 0.066165 | 0.046334 | 0.034509 | 0.016534 | 0.0058013 | 61.4271 | 59.863 | 58.8378 | 57.541 | 56.5514 | 55.5878 | 54.8189 | 54.577 | 56.1157 | 59.934 | 64.252 | 68.436 | 72.3978 | 73.7032 | 74.4179 | 73.8861 | 72.8276 | 71.2707 | 70.5741 | 69.0609 | 66.815 | 64.2386 | 61.898 | 60.1957 | 0.11188 | 0.10582 | 0.11304 | 0.13386 | 0.12237 | 0.13102 | 0.11733 | 0.12454 | 0.15486 | 0.17545 | 0.17091 | 0.14628 | 0.15753 | 0.15905 | 0.13425 | 0.13357 | 0.1164 | 0.11722 | 0.11476 | 0.13751 | 0.14657 | 0.14904 | 0.1292 | 0.10592
Portfolio Adjusted1-in-10AllSouth of Lugo2024April Monthly Peak | Portfolio Adjusted | 1-in-10 | All | South of Lugo | 2024 | April Monthly Peak | 4 | 5.5756 | 5.3602 | 5.1646 | 5.1382 | 5.3748 | 6.0494 | 6.9793 | 7.8392 | 9.0659 | 10.2408 | 11.2137 | 11.76 | 11.9295 | 12.1512 | 12.1052 | 11.796 | 11.261 | 10.3578 | 9.2184 | 8.856 | 8.4437 | 7.6961 | 6.8341 | 6.1471 | -0.011299 | -0.00097999 | -0.0027303 | -0.0098743 | -0.033373 | -0.029793 | -0.023914 | -0.016993 | -0.0097014 | 0.0075916 | 0.016385 | 0.014978 | 0.037322 | 0.048054 | 0.1647 | 0.1562 | 0.15381 | 0.12848 | 0.053514 | 0.035791 | 0.031136 | 0.02946 | 0.013619 | 0.0071763 | 70.0827 | 69.1342 | 67.5621 | 65.9986 | 64.6536 | 63.8005 | 63.4336 | 63.5105 | 66.2304 | 71.854 | 77.246 | 82.3247 | 85.2203 | 85.8516 | 84.9621 | 84.9522 | 84.8702 | 85.0063 | 83.663 | 79.6678 | 74.9582 | 70.24 | 67.9482 | 67.0188 | 0.11393 | 0.10845 | 0.11645 | 0.13819 | 0.12763 | 0.13589 | 0.12051 | 0.1288 | 0.16421 | 0.18909 | 0.18749 | 0.16042 | 0.17276 | 0.17417 | 0.14601 | 0.14547 | 0.12619 | 0.12494 | 0.11903 | 0.14187 | 0.1524 | 0.15436 | 0.13486 | 0.11039
Portfolio Adjusted1-in-10AllSouth of Lugo2024May Monthly Peak | Portfolio Adjusted | 1-in-10 | All | South of Lugo | 2024 | May Monthly Peak | 5 | 5.6179 | 5.3937 | 5.2156 | 5.2055 | 5.4638 | 6.1744 | 7.0348 | 8.0924 | 9.4089 | 10.6205 | 11.6138 | 12.134 | 12.2674 | 12.4322 | 12.3461 | 11.9985 | 11.4064 | 10.5086 | 9.3567 | 8.8202 | 8.5641 | 7.7913 | 6.9166 | 6.2277 | -0.012259 | -0.0014085 | -0.0042083 | -0.00757 | -0.030054 | -0.032788 | -0.027448 | -0.02472 | -0.0099819 | 0.0076586 | 0.016756 | 0.00568 | 0.025514 | 0.038041 | 0.15275 | 0.14491 | 0.14323 | 0.11857 | 0.042927 | 0.020937 | 0.023342 | 0.026376 | 0.011877 | 0.0076002 | 70.6691 | 69.5961 | 68.4945 | 68.2007 | 67.8242 | 67.4458 | 67.6202 | 67.6359 | 70.8969 | 76.1134 | 80.6924 | 84.0976 | 85.3568 | 85.4561 | 86.2669 | 86.4493 | 86.5247 | 85.6293 | 85.0437 | 82.6489 | 78.4286 | 73.894 | 71.3946 | 69.0173 | 0.11357 | 0.1079 | 0.11639 | 0.13887 | 0.12871 | 0.13786 | 0.12157 | 0.13218 | 0.16896 | 0.19454 | 0.19314 | 0.16425 | 0.17604 | 0.17704 | 0.1481 | 0.14699 | 0.12707 | 0.12629 | 0.11977 | 0.14081 | 0.15306 | 0.15488 | 0.13539 | 0.11091
Portfolio Adjusted1-in-10AllSouth of Lugo2024June Monthly Peak | Portfolio Adjusted | 1-in-10 | All | South of Lugo | 2024 | June Monthly Peak | 6 | 5.6729 | 5.4453 | 5.2804 | 5.265 | 5.5265 | 6.2056 | 7.0393 | 8.0615 | 9.2323 | 10.356 | 11.2796 | 11.697 | 11.7279 | 11.9158 | 11.8874 | 11.6333 | 11.1146 | 10.2729 | 9.1832 | 8.593 | 8.3508 | 7.6948 | 6.8479 | 6.1778 | -0.010287 | -0.00044718 | -0.00091351 | -0.01313 | -0.038987 | -0.02746 | -0.02007 | -0.0083607 | -0.0097577 | 0.0077562 | 0.016367 | 0.025916 | 0.050157 | 0.058298 | 0.17666 | 0.16864 | 0.16539 | 0.14065 | 0.065522 | 0.052463 | 0.040426 | 0.033219 | 0.015788 | 0.0067151 | 65.7163 | 65.3769 | 65.6068 | 65.7338 | 64.7843 | 63.8369 | 63.2708 | 64.0839 | 66.5427 | 70.0868 | 74.8564 | 79.0556 | 80.6919 | 80.5636 | 81.2808 | 81.8304 | 83.1247 | 82.5048 | 82.418 | 78.2349 | 73.7626 | 70.8115 | 69.0559 | 68.3535 | 0.11794 | 0.11198 | 0.12079 | 0.14369 | 0.13322 | 0.14169 | 0.12349 | 0.1333 | 0.1672 | 0.19097 | 0.18787 | 0.15769 | 0.16687 | 0.16782 | 0.14129 | 0.14213 | 0.12376 | 0.12369 | 0.11785 | 0.13939 | 0.15232 | 0.1554 | 0.13606 | 0.11209
Portfolio Adjusted1-in-10AllSouth of Lugo2024July Monthly Peak | Portfolio Adjusted | 1-in-10 | All | South of Lugo | 2024 | July Monthly Peak | 7 | 5.8749 | 5.6086 | 5.4291 | 5.431 | 5.7108 | 6.5114 | 7.4288 | 8.4928 | 9.7222 | 10.7979 | 11.7033 | 12.128 | 12.2073 | 12.4027 | 12.3834 | 12.1254 | 11.6444 | 10.7795 | 9.614 | 8.9422 | 8.6586 | 7.9792 | 7.121 | 6.4468 | -0.012019 | -0.0010966 | -0.0031125 | -0.010031 | -0.034813 | -0.03244 | -0.025915 | -0.0193 | -0.010136 | 0.0077361 | 0.016488 | 0.013294 | 0.034469 | 0.04511 | 0.16208 | 0.15585 | 0.15503 | 0.13007 | 0.051942 | 0.033036 | 0.029974 | 0.029299 | 0.013557 | 0.007452 | 69.9073 | 68.7029 | 68.1948 | 67.8309 | 67.5024 | 67.2236 | 67.5769 | 68.5001 | 70.8559 | 74.9416 | 79.4156 | 81.9092 | 80.5962 | 79.9937 | 82.4179 | 82.8439 | 82.2586 | 81.7037 | 80.4962 | 78.5895 | 75.4267 | 72.8531 | 71.6424 | 70.9695 | 0.11941 | 0.11318 | 0.12202 | 0.14587 | 0.13539 | 0.14587 | 0.12768 | 0.137 | 0.17149 | 0.19321 | 0.18882 | 0.15842 | 0.16845 | 0.1695 | 0.14265 | 0.14372 | 0.12594 | 0.12558 | 0.1194 | 0.14014 | 0.15287 | 0.15614 | 0.13708 | 0.11358
Portfolio Adjusted1-in-10AllSouth of Lugo2024August Monthly Peak | Portfolio Adjusted | 1-in-10 | All | South of Lugo | 2024 | August Monthly Peak | 8 | 6.0802 | 5.8162 | 5.6272 | 5.6291 | 5.8826 | 6.7774 | 7.8098 | 8.8539 | 10.2249 | 11.4432 | 12.4571 | 12.9689 | 13.0376 | 13.2282 | 13.2071 | 12.9501 | 12.4299 | 11.4692 | 10.1491 | 9.5425 | 9.104 | 8.3231 | 7.4193 | 6.6853 | -0.013969 | -0.0017776 | -0.0054013 | -0.0070749 | -0.030926 | -0.037888 | -0.03218 | -0.030525 | -0.010606 | 0.0079353 | 0.017265 | 0.0010279 | 0.019764 | 0.033349 | 0.15235 | 0.14723 | 0.14786 | 0.12195 | 0.039502 | 0.014658 | 0.020445 | 0.026357 | 0.011712 | 0.0083429 | 70.95 | 70.3396 | 69.8634 | 69.4153 | 69.2195 | 69.4736 | 69.5933 | 69.8118 | 72.1276 | 76.1873 | 79.5057 | 83.2512 | 84.8995 | 85.751 | 86.3645 | 88.2072 | 90.139 | 91.9322 | 91.8023 | 87.7433 | 81.6422 | 77.8458 | 75.8244 | 73.6474 | 0.1249 | 0.11884 | 0.12805 | 0.15326 | 0.14105 | 0.15395 | 0.13507 | 0.1433 | 0.18012 | 0.2042 | 0.20041 | 0.16889 | 0.17949 | 0.18062 | 0.15214 | 0.15281 | 0.13381 | 0.13342 | 0.12614 | 0.14929 | 0.16098 | 0.1649 | 0.14453 | 0.11917
Portfolio Adjusted1-in-10AllSouth of Lugo2024September Monthly Peak | Portfolio Adjusted | 1-in-10 | All | South of Lugo | 2024 | September Monthly Peak | 9 | 6.0789 | 5.8449 | 5.6626 | 5.6699 | 5.9227 | 6.8658 | 8.079 | 9.1063 | 10.7338 | 12.1161 | 13.1353 | 13.6676 | 13.7551 | 13.8974 | 13.7601 | 13.3711 | 12.6926 | 11.6246 | 10.2419 | 9.8721 | 9.1832 | 8.3578 | 7.3865 | 6.6538 | -0.015469 | -0.0025194 | -0.0079669 | -0.0027832 | -0.024095 | -0.042416 | -0.038639 | -0.044281 | -0.011029 | 0.0080577 | 0.017946 | -0.016061 | -0.0012267 | 0.016152 | 0.13298 | 0.1283 | 0.12948 | 0.10339 | 0.021091 | -0.011086 | 0.0068787 | 0.020869 | 0.008528 | 0.0089396 | 75.6229 | 75.0122 | 74.3121 | 73.4393 | 72.6329 | 72.2764 | 72.2316 | 72.5017 | 74.6228 | 78.7462 | 82.5951 | 86.5478 | 89.0338 | 90.1471 | 89.8307 | 90.3639 | 90.2534 | 89.7655 | 88.2943 | 84.2853 | 79.8902 | 76.7511 | 74.5407 | 73.2107 | 0.12571 | 0.11992 | 0.12966 | 0.15544 | 0.14259 | 0.15732 | 0.14005 | 0.14973 | 0.19214 | 0.21995 | 0.21633 | 0.18243 | 0.19498 | 0.19591 | 0.1633 | 0.16265 | 0.14089 | 0.13988 | 0.13221 | 0.15849 | 0.16787 | 0.16975 | 0.14755 | 0.12101
Portfolio Adjusted1-in-10AllSouth of Lugo2024October Monthly Peak | Portfolio Adjusted | 1-in-10 | All | South of Lugo | 2024 | October Monthly Peak | 10 | 5.685 | 5.4955 | 5.307 | 5.2989 | 5.5263 | 6.2777 | 7.4232 | 8.1872 | 9.3805 | 10.6324 | 11.5902 | 12.1113 | 12.278 | 12.4869 | 12.4647 | 12.0754 | 11.4827 | 10.4502 | 9.6103 | 9.1058 | 8.4964 | 7.7582 | 6.8451 | 6.1688 | -0.011835 | -0.0011451 | -0.0032714 | -0.0095628 | -0.033366 | -0.031748 | -0.026 | -0.01981 | -0.0099743 | 0.0077878 | 0.016884 | 0.012575 | 0.034731 | 0.046187 | 0.1646 | 0.15532 | 0.15287 | 0.12633 | 0.052303 | 0.032191 | 0.029149 | 0.02887 | 0.013162 | 0.0072854 | 70.7054 | 69.7728 | 68.6997 | 67.664 | 66.6435 | 66.3773 | 66.4189 | 66.3998 | 67.6339 | 70.6533 | 74.9683 | 79.8436 | 83.9054 | 85.562 | 85.7332 | 85.8095 | 85.2376 | 84.4036 | 81.6425 | 77.8196 | 74.3159 | 72.1745 | 70.5986 | 69.5056 | 0.11623 | 0.11208 | 0.1204 | 0.14361 | 0.13158 | 0.14117 | 0.12589 | 0.13377 | 0.16868 | 0.19491 | 0.19343 | 0.16474 | 0.17763 | 0.17875 | 0.14988 | 0.148 | 0.12807 | 0.12615 | 0.12352 | 0.14479 | 0.15389 | 0.15601 | 0.13539 | 0.11023
Portfolio Adjusted1-in-10AllSouth of Lugo2024November Monthly Peak | Portfolio Adjusted | 1-in-10 | All | South of Lugo | 2024 | November Monthly Peak | 11 | 5.3924 | 5.1874 | 5.0465 | 5.0806 | 5.2879 | 5.9901 | 6.8694 | 7.7129 | 8.9273 | 10.1124 | 10.9934 | 11.4801 | 11.6111 | 11.7721 | 11.6063 | 11.1777 | 10.6329 | 10.183 | 9.1832 | 8.5536 | 7.9811 | 7.2223 | 6.446 | 5.8406 | -0.010717 | -0.00085684 | -0.0023403 | -0.010223 | -0.033393 | -0.028454 | -0.022448 | -0.015024 | -0.0094388 | 0.007477 | 0.016085 | 0.016551 | 0.038803 | 0.048637 | 0.1607 | 0.15038 | 0.14774 | 0.12822 | 0.054892 | 0.037457 | 0.031368 | 0.028612 | 0.013262 | 0.0067031 | 68.5692 | 66.7758 | 66.022 | 64.4834 | 63.7432 | 62.6894 | 62.0611 | 62.5523 | 65.5686 | 71.4182 | 78.1992 | 83.6526 | 85.6331 | 87.0415 | 87.4253 | 86.0382 | 83.9323 | 81.621 | 79.234 | 76.2964 | 74.4331 | 72.709 | 70.6022 | 69.0148 | 0.11029 | 0.10498 | 0.11312 | 0.13629 | 0.12499 | 0.13237 | 0.11675 | 0.12527 | 0.15996 | 0.18568 | 0.18397 | 0.15631 | 0.16795 | 0.16847 | 0.13976 | 0.13723 | 0.11949 | 0.12186 | 0.11714 | 0.13659 | 0.14575 | 0.14668 | 0.12787 | 0.10445
Portfolio Adjusted1-in-10AllSouth of Lugo2024December Monthly Peak | Portfolio Adjusted | 1-in-10 | All | South of Lugo | 2024 | December Monthly Peak | 12 | 4.9759 | 4.8442 | 4.7272 | 4.7421 | 4.8859 | 5.5632 | 6.64 | 7.2651 | 8.0345 | 8.5675 | 8.7036 | 8.6785 | 8.469 | 8.4089 | 8.2978 | 8.0267 | 7.8721 | 7.9664 | 7.6332 | 7.3231 | 6.9365 | 6.4229 | 5.8235 | 5.3193 | -0.0076993 | 4.6656e-05 | 0.00067872 | -0.013444 | -0.035474 | -0.019965 | -0.01376 | -0.0001452 | -0.0078982 | 0.0062393 | 0.012291 | 0.02674 | 0.046565 | 0.05063 | 0.13695 | 0.1287 | 0.12876 | 0.11975 | 0.06459 | 0.057879 | 0.040889 | 0.030715 | 0.014863 | 0.0051802 | 48.1944 | 47.2996 | 46.8823 | 47.1117 | 47.632 | 47.3409 | 48.2314 | 48.3103 | 49.2796 | 50.92 | 52.181 | 53.5589 | 55.0352 | 54.7574 | 54.6952 | 54.5323 | 53.9724 | 52.6029 | 51.5171 | 49.6487 | 47.8527 | 48.0921 | 47.9986 | 47.2782 | 0.10166 | 0.09788 | 0.1051 | 0.12467 | 0.11202 | 0.11804 | 0.10668 | 0.11242 | 0.13841 | 0.15379 | 0.14309 | 0.11892 | 0.12531 | 0.12456 | 0.10422 | 0.10383 | 0.093166 | 0.099582 | 0.10041 | 0.1203 | 0.12935 | 0.13266 | 0.11616 | 0.094616
Portfolio Adjusted1-in-10AllSouth of Lugo2024Typical Event Day | Portfolio Adjusted | 1-in-10 | All | South of Lugo | 2024 | Typical Event Day | 8 | 6.0391 | 5.7765 | 5.5886 | 5.5879 | 5.838 | 6.7218 | 7.7374 | 8.7524 | 10.0678 | 11.2401 | 12.2243 | 12.7229 | 12.7926 | 12.9899 | 12.9832 | 12.7365 | 12.2349 | 11.2991 | 10.0104 | 9.4247 | 9.0083 | 8.2426 | 7.3458 | 6.6234 | -0.013265 | -0.0014846 | -0.0044035 | -0.0085944 | -0.033123 | -0.035958 | -0.02977 | -0.02558 | -0.010492 | 0.0079244 | 0.017089 | 0.0068994 | 0.027033 | 0.039392 | 0.15892 | 0.15326 | 0.1533 | 0.12753 | 0.04596 | 0.023769 | 0.025293 | 0.02823 | 0.012778 | 0.0080383 | 70.5492 | 69.8579 | 69.4942 | 69.1048 | 68.5347 | 68.2026 | 68.1682 | 68.7244 | 71.0373 | 74.9905 | 79.0932 | 82.691 | 83.8054 | 84.1139 | 84.9735 | 85.8114 | 86.4439 | 86.4765 | 85.7527 | 82.2133 | 77.6804 | 74.5654 | 72.7658 | 71.5453 | 0.12403 | 0.11798 | 0.12707 | 0.15193 | 0.13978 | 0.15251 | 0.13373 | 0.14171 | 0.17753 | 0.20075 | 0.19677 | 0.1658 | 0.17618 | 0.1773 | 0.14947 | 0.15023 | 0.13162 | 0.13136 | 0.12443 | 0.14751 | 0.15931 | 0.16333 | 0.14302 | 0.11797
Portfolio Adjusted1-in-10AllSouth of Lugo2025January Monthly Peak | Portfolio Adjusted | 1-in-10 | All | South of Lugo | 2025 | January Monthly Peak | 1 | 4.9609 | 4.8644 | 4.7637 | 4.7703 | 4.9478 | 5.5993 | 6.7237 | 7.3802 | 8.0958 | 8.6109 | 8.7435 | 8.6717 | 8.4044 | 8.3415 | 8.2017 | 7.8959 | 7.6133 | 7.7607 | 7.5542 | 7.2588 | 6.8697 | 6.3752 | 5.8089 | 5.3044 | -0.0076405 | 4.6426e-05 | 0.00068189 | -0.013423 | -0.035913 | -0.020208 | -0.013978 | -0.00014767 | -0.0079688 | 0.006251 | 0.012317 | 0.026869 | 0.046757 | 0.051156 | 0.13678 | 0.12791 | 0.12571 | 0.11734 | 0.063773 | 0.057385 | 0.040362 | 0.030576 | 0.014943 | 0.0052385 | 48.606 | 47.6698 | 46.6276 | 46.2803 | 45.6728 | 45.8919 | 45.6589 | 45.3787 | 45.1377 | 48.1784 | 51.5764 | 53.0348 | 54.7533 | 55.8242 | 55.6442 | 54.4946 | 52.9995 | 51.8735 | 50.4151 | 48.6504 | 47.4745 | 46.4477 | 46.2394 | 45.7546 | 0.10088 | 0.0974 | 0.10559 | 0.12447 | 0.1134 | 0.11947 | 0.10836 | 0.11433 | 0.13965 | 0.15408 | 0.1434 | 0.11949 | 0.12582 | 0.12583 | 0.10484 | 0.10434 | 0.091904 | 0.098138 | 0.09914 | 0.11928 | 0.12769 | 0.13206 | 0.11678 | 0.095669
Portfolio Adjusted1-in-10AllSouth of Lugo2025February Monthly Peak | Portfolio Adjusted | 1-in-10 | All | South of Lugo | 2025 | February Monthly Peak | 2 | 5.0643 | 4.9283 | 4.783 | 4.7952 | 4.9613 | 5.5909 | 6.5509 | 7.1502 | 7.8791 | 8.5393 | 8.9635 | 9.1959 | 9.2037 | 9.3319 | 9.2745 | 8.975 | 8.5824 | 8.2623 | 7.9846 | 7.5753 | 7.1604 | 6.5779 | 5.9266 | 5.4181 | -0.0080214 | 4.8493e-05 | 0.00070541 | -0.014023 | -0.03743 | -0.021224 | -0.014471 | -0.00015249 | -0.0083111 | 0.0065826 | 0.013316 | 0.029712 | 0.052653 | 0.057939 | 0.15565 | 0.14557 | 0.1419 | 0.12646 | 0.068934 | 0.061023 | 0.042899 | 0.031972 | 0.01551 | 0.0054927 | 54.49 | 53.5157 | 52.3167 | 51.6604 | 51.8555 | 51.1892 | 48.8528 | 51.3262 | 53.2025 | 55.6294 | 58.6098 | 59.5076 | 60.7639 | 62.2783 | 63.1412 | 63.4331 | 62.6588 | 62.0189 | 60.7147 | 59.0562 | 57.4903 | 56.1226 | 55.3869 | 53.8109 | 0.10589 | 0.1017 | 0.10921 | 0.13002 | 0.11817 | 0.1254 | 0.11209 | 0.11801 | 0.14559 | 0.1622 | 0.15497 | 0.13208 | 0.14165 | 0.14251 | 0.11957 | 0.11866 | 0.10359 | 0.10695 | 0.10714 | 0.12683 | 0.1357 | 0.13809 | 0.12121 | 0.10029
Portfolio Adjusted1-in-10AllSouth of Lugo2025March Monthly Peak | Portfolio Adjusted | 1-in-10 | All | South of Lugo | 2025 | March Monthly Peak | 3 | 5.2704 | 5.071 | 4.8947 | 4.8713 | 5.061 | 5.7022 | 6.7224 | 7.3646 | 8.175 | 9.0334 | 9.7021 | 10.1003 | 10.2195 | 10.4486 | 10.4812 | 10.2103 | 9.797 | 9.161 | 8.427 | 8.1866 | 7.7295 | 7.081 | 6.2931 | 5.7042 | -0.0085012 | 5.061e-05 | 0.0007323 | -0.01448 | -0.038875 | -0.022245 | -0.015195 | -0.00016143 | -0.0088672 | 0.0071421 | 0.01473 | 0.033006 | 0.05873 | 0.064854 | 0.17545 | 0.16488 | 0.16094 | 0.13962 | 0.074066 | 0.066358 | 0.04647 | 0.03461 | 0.016583 | 0.0058183 | 61.4271 | 59.863 | 58.8379 | 57.541 | 56.5514 | 55.5878 | 54.8189 | 54.577 | 56.1157 | 59.934 | 64.252 | 68.436 | 72.3979 | 73.7033 | 74.418 | 73.8861 | 72.8277 | 71.2708 | 70.5741 | 69.0609 | 66.815 | 64.2386 | 61.898 | 60.1957 | 0.11221 | 0.10613 | 0.11337 | 0.13425 | 0.12272 | 0.1314 | 0.11767 | 0.1249 | 0.15531 | 0.17597 | 0.17141 | 0.14671 | 0.15799 | 0.15951 | 0.13465 | 0.13396 | 0.11674 | 0.11756 | 0.1151 | 0.13791 | 0.14699 | 0.14947 | 0.12958 | 0.10623
Portfolio Adjusted1-in-10AllSouth of Lugo2025April Monthly Peak | Portfolio Adjusted | 1-in-10 | All | South of Lugo | 2025 | April Monthly Peak | 4 | 5.5837 | 5.3681 | 5.1721 | 5.1458 | 5.3829 | 6.0588 | 6.9906 | 7.8519 | 9.08 | 10.2561 | 11.23 | 11.7766 | 11.946 | 12.1679 | 12.1217 | 11.8118 | 11.276 | 10.3719 | 9.2312 | 8.8683 | 8.4554 | 7.7069 | 6.8438 | 6.1561 | -0.011332 | -0.00098285 | -0.0027383 | -0.0099032 | -0.033471 | -0.02988 | -0.023984 | -0.017043 | -0.0097298 | 0.0076138 | 0.016433 | 0.015022 | 0.037431 | 0.048195 | 0.16504 | 0.15649 | 0.1541 | 0.12873 | 0.053671 | 0.035896 | 0.031228 | 0.029546 | 0.013658 | 0.0071973 | 70.0828 | 69.1343 | 67.5622 | 65.9986 | 64.6537 | 63.8005 | 63.4336 | 63.5106 | 66.2304 | 71.854 | 77.246 | 82.3247 | 85.2203 | 85.8517 | 84.9622 | 84.9522 | 84.8703 | 85.0063 | 83.6631 | 79.6679 | 74.9582 | 70.2401 | 67.9483 | 67.0189 | 0.11426 | 0.10877 | 0.11679 | 0.1386 | 0.12801 | 0.13628 | 0.12087 | 0.12917 | 0.16469 | 0.18964 | 0.18803 | 0.16089 | 0.17327 | 0.17467 | 0.14644 | 0.1459 | 0.12656 | 0.12531 | 0.11937 | 0.14228 | 0.15285 | 0.15481 | 0.13526 | 0.11071
Portfolio Adjusted1-in-10AllSouth of Lugo2025May Monthly Peak | Portfolio Adjusted | 1-in-10 | All | South of Lugo | 2025 | May Monthly Peak | 5 | 5.626 | 5.4015 | 5.2232 | 5.2132 | 5.472 | 6.184 | 7.0462 | 8.1055 | 9.4234 | 10.6363 | 11.6306 | 12.151 | 12.2842 | 12.4492 | 12.3628 | 12.0145 | 11.4215 | 10.5228 | 9.3696 | 8.8324 | 8.5758 | 7.8021 | 6.9264 | 6.2367 | -0.012294 | -0.0014127 | -0.0042207 | -0.0075921 | -0.030142 | -0.032884 | -0.027528 | -0.024793 | -0.010011 | 0.007681 | 0.016805 | 0.0056966 | 0.025589 | 0.038152 | 0.15305 | 0.14517 | 0.14348 | 0.11879 | 0.043052 | 0.020998 | 0.02341 | 0.026453 | 0.011911 | 0.0076225 | 70.6691 | 69.5961 | 68.4945 | 68.2007 | 67.8242 | 67.4458 | 67.6202 | 67.6359 | 70.8969 | 76.1134 | 80.6925 | 84.0976 | 85.3568 | 85.4561 | 86.267 | 86.4494 | 86.5248 | 85.6294 | 85.0438 | 82.649 | 78.4287 | 73.894 | 71.3946 | 69.0173 | 0.1139 | 0.10821 | 0.11673 | 0.13927 | 0.12909 | 0.13826 | 0.12193 | 0.13256 | 0.16945 | 0.19511 | 0.19371 | 0.16473 | 0.17655 | 0.17756 | 0.14853 | 0.14741 | 0.12744 | 0.12666 | 0.12012 | 0.14122 | 0.15351 | 0.15533 | 0.13579 | 0.11124
Portfolio Adjusted1-in-10AllSouth of Lugo2025June Monthly Peak | Portfolio Adjusted | 1-in-10 | All | South of Lugo | 2025 | June Monthly Peak | 6 | 5.6812 | 5.4533 | 5.2881 | 5.2727 | 5.5349 | 6.2154 | 7.0508 | 8.0745 | 9.2464 | 10.3712 | 11.2957 | 11.7131 | 11.7436 | 11.9316 | 11.903 | 11.6485 | 11.1291 | 10.2867 | 9.1956 | 8.6049 | 8.3622 | 7.7055 | 6.8576 | 6.1868 | -0.010317 | -0.00044849 | -0.00091619 | -0.013169 | -0.039101 | -0.02754 | -0.020129 | -0.0083852 | -0.0097863 | 0.0077788 | 0.016414 | 0.025992 | 0.050304 | 0.058469 | 0.17704 | 0.16898 | 0.16571 | 0.14094 | 0.065714 | 0.052617 | 0.040544 | 0.033316 | 0.015834 | 0.0067348 | 65.7163 | 65.3769 | 65.6067 | 65.7337 | 64.7842 | 63.8368 | 63.2707 | 64.0839 | 66.5428 | 70.0868 | 74.8564 | 79.0557 | 80.692 | 80.5638 | 81.2809 | 81.8305 | 83.1248 | 82.5048 | 82.4181 | 78.235 | 73.7627 | 70.8115 | 69.0559 | 68.3535 | 0.11829 | 0.11231 | 0.12114 | 0.14411 | 0.13361 | 0.1421 | 0.12385 | 0.13369 | 0.16769 | 0.19152 | 0.18842 | 0.15815 | 0.16735 | 0.16831 | 0.1417 | 0.14254 | 0.12412 | 0.12405 | 0.11819 | 0.13979 | 0.15276 | 0.15585 | 0.13646 | 0.11242
Portfolio Adjusted1-in-10AllSouth of Lugo2025July Monthly Peak | Portfolio Adjusted | 1-in-10 | All | South of Lugo | 2025 | July Monthly Peak | 7 | 5.8834 | 5.6168 | 5.4371 | 5.439 | 5.7194 | 6.5215 | 7.4408 | 8.5063 | 9.7369 | 10.8135 | 11.7197 | 12.1444 | 12.2234 | 12.4189 | 12.3994 | 12.141 | 11.6593 | 10.7936 | 9.6268 | 8.9543 | 8.6703 | 7.9901 | 7.1309 | 6.4561 | -0.012054 | -0.0010999 | -0.0031216 | -0.01006 | -0.034914 | -0.032535 | -0.02599 | -0.019356 | -0.010166 | 0.0077587 | 0.016537 | 0.013333 | 0.034569 | 0.045242 | 0.1624 | 0.15614 | 0.15532 | 0.13031 | 0.052094 | 0.033132 | 0.030061 | 0.029385 | 0.013597 | 0.0074738 | 69.9073 | 68.7029 | 68.1948 | 67.8309 | 67.5024 | 67.2237 | 67.5769 | 68.5001 | 70.8559 | 74.9416 | 79.4156 | 81.9093 | 80.5963 | 79.9938 | 82.4179 | 82.8439 | 82.2587 | 81.7038 | 80.4963 | 78.5895 | 75.4267 | 72.8531 | 71.6424 | 70.9695 | 0.11976 | 0.11351 | 0.12238 | 0.14629 | 0.13578 | 0.1463 | 0.12805 | 0.1374 | 0.17199 | 0.19377 | 0.18937 | 0.15888 | 0.16894 | 0.17 | 0.14306 | 0.14414 | 0.1263 | 0.12595 | 0.11974 | 0.14055 | 0.15332 | 0.1566 | 0.13748 | 0.11391
Portfolio Adjusted1-in-10AllSouth of Lugo2025August Monthly Peak | Portfolio Adjusted | 1-in-10 | All | South of Lugo | 2025 | August Monthly Peak | 8 | 6.0891 | 5.8247 | 5.6354 | 5.6375 | 5.8915 | 6.7882 | 7.8225 | 8.868 | 10.2403 | 11.4596 | 12.4744 | 12.9863 | 13.0547 | 13.2454 | 13.2241 | 12.9665 | 12.4457 | 11.4842 | 10.1626 | 9.5554 | 9.1163 | 8.3346 | 7.4298 | 6.695 | -0.01401 | -0.0017828 | -0.0054171 | -0.0070956 | -0.031016 | -0.037999 | -0.032274 | -0.030614 | -0.010637 | 0.0079585 | 0.017315 | 0.0010309 | 0.019821 | 0.033447 | 0.15264 | 0.14748 | 0.1481 | 0.12217 | 0.039618 | 0.014701 | 0.020505 | 0.026434 | 0.011746 | 0.0083673 | 70.95 | 70.3396 | 69.8634 | 69.4153 | 69.2195 | 69.4736 | 69.5933 | 69.8118 | 72.1277 | 76.1873 | 79.5057 | 83.2513 | 84.8996 | 85.7511 | 86.3646 | 88.2073 | 90.1391 | 91.9323 | 91.8023 | 87.7434 | 81.6423 | 77.8458 | 75.8245 | 73.6475 | 0.12526 | 0.11919 | 0.12842 | 0.15371 | 0.14146 | 0.1544 | 0.13546 | 0.14372 | 0.18065 | 0.2048 | 0.20099 | 0.16938 | 0.18002 | 0.18114 | 0.15258 | 0.15325 | 0.13419 | 0.13381 | 0.12651 | 0.14973 | 0.16145 | 0.16538 | 0.14495 | 0.11952
Portfolio Adjusted1-in-10AllSouth of Lugo2025September Monthly Peak | Portfolio Adjusted | 1-in-10 | All | South of Lugo | 2025 | September Monthly Peak | 9 | 6.0876 | 5.8533 | 5.6708 | 5.6782 | 5.9316 | 6.8765 | 8.0918 | 9.1208 | 10.7499 | 12.1334 | 13.1535 | 13.686 | 13.7733 | 13.9157 | 13.778 | 13.3883 | 12.7089 | 11.6399 | 10.2557 | 9.8854 | 9.1957 | 8.3693 | 7.3969 | 6.6634 | -0.015514 | -0.0025267 | -0.0079902 | -0.0027914 | -0.024165 | -0.04254 | -0.038752 | -0.04441 | -0.011062 | 0.0080813 | 0.017998 | -0.016108 | -0.0012302 | 0.0162 | 0.13321 | 0.12849 | 0.12967 | 0.10355 | 0.021153 | -0.011118 | 0.0068988 | 0.02093 | 0.0085529 | 0.0089657 | 75.623 | 75.0122 | 74.3121 | 73.4394 | 72.6329 | 72.2765 | 72.2316 | 72.5017 | 74.6228 | 78.7463 | 82.5951 | 86.5479 | 89.0339 | 90.1472 | 89.8308 | 90.364 | 90.2534 | 89.7655 | 88.2943 | 84.2854 | 79.8903 | 76.7512 | 74.5407 | 73.2107 | 0.12608 | 0.12027 | 0.13004 | 0.15589 | 0.14301 | 0.15778 | 0.14046 | 0.15016 | 0.1927 | 0.22059 | 0.21696 | 0.18296 | 0.19555 | 0.19648 | 0.16378 | 0.16312 | 0.1413 | 0.14028 | 0.13259 | 0.15895 | 0.16836 | 0.17024 | 0.14799 | 0.12136
Portfolio Adjusted1-in-10AllSouth of Lugo2025October Monthly Peak | Portfolio Adjusted | 1-in-10 | All | South of Lugo | 2025 | October Monthly Peak | 10 | 5.6933 | 5.5036 | 5.3148 | 5.3068 | 5.5347 | 6.2875 | 7.435 | 8.2004 | 9.395 | 10.6482 | 11.607 | 12.1284 | 12.295 | 12.5041 | 12.4816 | 12.0915 | 11.4979 | 10.4644 | 9.6236 | 9.1184 | 8.5082 | 7.7691 | 6.8548 | 6.1778 | -0.01187 | -0.0011484 | -0.003281 | -0.0095908 | -0.033463 | -0.031841 | -0.026076 | -0.019868 | -0.010004 | 0.0078106 | 0.016934 | 0.012612 | 0.034832 | 0.046322 | 0.16494 | 0.15562 | 0.15316 | 0.12658 | 0.052456 | 0.032286 | 0.029235 | 0.028954 | 0.013201 | 0.0073067 | 70.7054 | 69.7729 | 68.6998 | 67.6641 | 66.6435 | 66.3774 | 66.419 | 66.3999 | 67.6339 | 70.6534 | 74.9683 | 79.8437 | 83.9054 | 85.5621 | 85.7333 | 85.8096 | 85.2377 | 84.4037 | 81.6425 | 77.8196 | 74.3159 | 72.1746 | 70.5986 | 69.5056 | 0.11657 | 0.11241 | 0.12076 | 0.14403 | 0.13196 | 0.14158 | 0.12626 | 0.13416 | 0.16917 | 0.19548 | 0.194 | 0.16522 | 0.17815 | 0.17927 | 0.15032 | 0.14843 | 0.12844 | 0.12652 | 0.12388 | 0.14521 | 0.15434 | 0.15646 | 0.13578 | 0.11055
Portfolio Adjusted1-in-10AllSouth of Lugo2025November Monthly Peak | Portfolio Adjusted | 1-in-10 | All | South of Lugo | 2025 | November Monthly Peak | 11 | 5.4003 | 5.195 | 5.0538 | 5.0881 | 5.2959 | 5.9993 | 6.8803 | 7.7253 | 8.941 | 10.1274 | 11.0093 | 11.4963 | 11.6272 | 11.7882 | 11.622 | 11.1926 | 10.6471 | 10.1967 | 9.1957 | 8.5654 | 7.9922 | 7.2325 | 6.4552 | 5.8491 | -0.010749 | -0.00085934 | -0.0023471 | -0.010253 | -0.033491 | -0.028537 | -0.022514 | -0.015068 | -0.0094664 | 0.0074988 | 0.016132 | 0.0166 | 0.038917 | 0.048779 | 0.16103 | 0.15067 | 0.14802 | 0.12847 | 0.055053 | 0.037567 | 0.03146 | 0.028696 | 0.013301 | 0.0067227 | 68.5693 | 66.7758 | 66.022 | 64.4834 | 63.7433 | 62.6894 | 62.0611 | 62.5523 | 65.5686 | 71.4182 | 78.1992 | 83.6526 | 85.6331 | 87.0415 | 87.4253 | 86.0383 | 83.9323 | 81.6211 | 79.2341 | 76.2964 | 74.4331 | 72.709 | 70.6022 | 69.0148 | 0.11061 | 0.10529 | 0.11345 | 0.13669 | 0.12535 | 0.13275 | 0.11709 | 0.12563 | 0.16043 | 0.18622 | 0.18451 | 0.15676 | 0.16843 | 0.16896 | 0.14017 | 0.13763 | 0.11983 | 0.12222 | 0.11748 | 0.13698 | 0.14618 | 0.14711 | 0.12824 | 0.10475
Portfolio Adjusted1-in-10AllSouth of Lugo2025December Monthly Peak | Portfolio Adjusted | 1-in-10 | All | South of Lugo | 2025 | December Monthly Peak | 12 | 4.9829 | 4.851 | 4.7338 | 4.7486 | 4.8927 | 5.5711 | 6.6496 | 7.2757 | 8.0458 | 8.5794 | 8.7155 | 8.6903 | 8.4806 | 8.4204 | 8.3091 | 8.0376 | 7.8828 | 7.9772 | 7.6435 | 7.3331 | 6.946 | 6.4318 | 5.8316 | 5.3267 | -0.0077218 | 4.6792e-05 | 0.00068071 | -0.013483 | -0.035578 | -0.020023 | -0.0138 | -0.00014562 | -0.0079213 | 0.0062575 | 0.012327 | 0.026818 | 0.046702 | 0.050778 | 0.13725 | 0.12897 | 0.12903 | 0.12001 | 0.064779 | 0.058048 | 0.041009 | 0.030805 | 0.014906 | 0.0051953 | 48.1944 | 47.2996 | 46.8823 | 47.1117 | 47.632 | 47.3409 | 48.2315 | 48.3103 | 49.2796 | 50.92 | 52.181 | 53.5589 | 55.0352 | 54.7574 | 54.6952 | 54.5322 | 53.9723 | 52.6028 | 51.517 | 49.6486 | 47.8526 | 48.0921 | 47.9985 | 47.2781 | 0.10195 | 0.098164 | 0.1054 | 0.12503 | 0.11234 | 0.11839 | 0.10699 | 0.11275 | 0.13881 | 0.15424 | 0.14351 | 0.11927 | 0.12568 | 0.12492 | 0.10453 | 0.10413 | 0.093437 | 0.099872 | 0.1007 | 0.12065 | 0.12973 | 0.13305 | 0.1165 | 0.094892
Portfolio Adjusted1-in-10AllSouth of Lugo2025Typical Event Day | Portfolio Adjusted | 1-in-10 | All | South of Lugo | 2025 | Typical Event Day | 8 | 6.0479 | 5.785 | 5.5969 | 5.5962 | 5.8469 | 6.7324 | 7.7499 | 8.7664 | 10.0831 | 11.2563 | 12.2414 | 12.74 | 12.8095 | 13.0069 | 12.9999 | 12.7528 | 12.2505 | 11.3139 | 10.0238 | 9.4375 | 9.0205 | 8.254 | 7.3561 | 6.633 | -0.013304 | -0.0014889 | -0.0044164 | -0.0086195 | -0.033219 | -0.036064 | -0.029857 | -0.025655 | -0.010523 | 0.0079475 | 0.017139 | 0.0069196 | 0.027112 | 0.039507 | 0.15923 | 0.15353 | 0.15357 | 0.12776 | 0.046095 | 0.023839 | 0.025367 | 0.028312 | 0.012815 | 0.0080618 | 70.5492 | 69.8579 | 69.4943 | 69.1048 | 68.5347 | 68.2026 | 68.1681 | 68.7244 | 71.0373 | 74.9905 | 79.0932 | 82.691 | 83.8054 | 84.114 | 84.9736 | 85.8114 | 86.444 | 86.4766 | 85.7528 | 82.2133 | 77.6805 | 74.5654 | 72.7659 | 71.5453 | 0.12439 | 0.11833 | 0.12744 | 0.15237 | 0.14019 | 0.15296 | 0.13412 | 0.14213 | 0.17805 | 0.20134 | 0.19734 | 0.16628 | 0.17669 | 0.17782 | 0.1499 | 0.15066 | 0.13201 | 0.13174 | 0.12479 | 0.14794 | 0.15978 | 0.16381 | 0.14343 | 0.11831
Portfolio Adjusted1-in-10AllSouth of Lugo2026January Monthly Peak | Portfolio Adjusted | 1-in-10 | All | South of Lugo | 2026 | January Monthly Peak | 1 | 4.9678 | 4.8711 | 4.7702 | 4.7768 | 4.9547 | 5.6073 | 6.7334 | 7.391 | 8.1073 | 8.6228 | 8.7554 | 8.6836 | 8.416 | 8.3532 | 8.2131 | 7.9068 | 7.6238 | 7.7713 | 7.5644 | 7.2688 | 6.8791 | 6.3841 | 5.817 | 5.3119 | -0.0076628 | 4.6561e-05 | 0.00068388 | -0.013462 | -0.036018 | -0.020267 | -0.014018 | -0.0001481 | -0.0079921 | 0.0062692 | 0.012353 | 0.026948 | 0.046894 | 0.051305 | 0.13709 | 0.12818 | 0.12597 | 0.1176 | 0.06396 | 0.057553 | 0.04048 | 0.030665 | 0.014987 | 0.0052538 | 48.6061 | 47.6698 | 46.6277 | 46.2803 | 45.6728 | 45.8919 | 45.6589 | 45.3788 | 45.1378 | 48.1785 | 51.5764 | 53.0348 | 54.7533 | 55.8242 | 55.6442 | 54.4946 | 52.9995 | 51.8735 | 50.4151 | 48.6504 | 47.4745 | 46.4476 | 46.2394 | 45.7545 | 0.10118 | 0.097683 | 0.1059 | 0.12484 | 0.11373 | 0.11982 | 0.10868 | 0.11467 | 0.14005 | 0.15453 | 0.14382 | 0.11984 | 0.12618 | 0.1262 | 0.10515 | 0.10464 | 0.092172 | 0.098424 | 0.099428 | 0.11963 | 0.12806 | 0.13245 | 0.11713 | 0.095948
Portfolio Adjusted1-in-10AllSouth of Lugo2026February Monthly Peak | Portfolio Adjusted | 1-in-10 | All | South of Lugo | 2026 | February Monthly Peak | 2 | 5.0716 | 4.9354 | 4.7898 | 4.8021 | 4.9685 | 5.5993 | 6.561 | 7.1614 | 7.8911 | 8.5519 | 8.9765 | 9.2091 | 9.2167 | 9.3451 | 9.2875 | 8.9875 | 8.5942 | 8.2739 | 7.9957 | 7.5859 | 7.1704 | 6.5872 | 5.9351 | 5.4259 | -0.0080448 | 4.8635e-05 | 0.00070747 | -0.014064 | -0.037539 | -0.021286 | -0.014513 | -0.00015294 | -0.0083354 | 0.0066019 | 0.013355 | 0.029799 | 0.052807 | 0.058109 | 0.156 | 0.14588 | 0.14219 | 0.12673 | 0.069135 | 0.061202 | 0.043024 | 0.032066 | 0.015556 | 0.0055088 | 54.49 | 53.5157 | 52.3167 | 51.6604 | 51.8555 | 51.1892 | 48.8528 | 51.3262 | 53.2025 | 55.6295 | 58.6099 | 59.5076 | 60.7639 | 62.2783 | 63.1412 | 63.4331 | 62.6588 | 62.0189 | 60.7147 | 59.0562 | 57.4903 | 56.1226 | 55.3869 | 53.811 | 0.1062 | 0.102 | 0.10953 | 0.1304 | 0.11852 | 0.12577 | 0.11242 | 0.11835 | 0.14601 | 0.16267 | 0.15542 | 0.13246 | 0.14206 | 0.14292 | 0.11992 | 0.11901 | 0.1039 | 0.10726 | 0.10745 | 0.12719 | 0.1361 | 0.13849 | 0.12156 | 0.10058
Portfolio Adjusted1-in-10AllSouth of Lugo2026March Monthly Peak | Portfolio Adjusted | 1-in-10 | All | South of Lugo | 2026 | March Monthly Peak | 3 | 5.2781 | 5.0784 | 4.9018 | 4.8783 | 5.0685 | 5.711 | 6.733 | 7.3765 | 8.1878 | 9.0471 | 9.7165 | 10.115 | 10.2341 | 10.4634 | 10.4958 | 10.2243 | 9.8104 | 9.1738 | 8.4389 | 8.1981 | 7.7403 | 7.091 | 6.3022 | 5.7125 | -0.008526 | 5.0758e-05 | 0.00073444 | -0.014522 | -0.038989 | -0.022311 | -0.015239 | -0.0001619 | -0.0088932 | 0.007163 | 0.014774 | 0.033103 | 0.058901 | 0.065044 | 0.17584 | 0.16523 | 0.16128 | 0.13992 | 0.074283 | 0.066552 | 0.046606 | 0.034711 | 0.016631 | 0.0058353 | 61.4271 | 59.8631 | 58.8379 | 57.541 | 56.5514 | 55.5879 | 54.8189 | 54.5771 | 56.1157 | 59.934 | 64.252 | 68.436 | 72.3979 | 73.7033 | 74.418 | 73.8862 | 72.8278 | 71.2709 | 70.5741 | 69.0609 | 66.815 | 64.2386 | 61.898 | 60.1957 | 0.11253 | 0.10643 | 0.1137 | 0.13464 | 0.12308 | 0.13179 | 0.11801 | 0.12527 | 0.15576 | 0.17648 | 0.17191 | 0.14713 | 0.15845 | 0.15998 | 0.13504 | 0.13435 | 0.11708 | 0.11791 | 0.11543 | 0.13831 | 0.14742 | 0.14991 | 0.12996 | 0.10654
Portfolio Adjusted1-in-10AllSouth of Lugo2026April Monthly Peak | Portfolio Adjusted | 1-in-10 | All | South of Lugo | 2026 | April Monthly Peak | 4 | 5.5919 | 5.3759 | 5.1797 | 5.1534 | 5.391 | 6.0683 | 7.0019 | 7.8647 | 9.0941 | 10.2715 | 11.2463 | 11.7933 | 11.9626 | 12.1847 | 12.1381 | 11.8276 | 11.291 | 10.386 | 9.244 | 8.8806 | 8.467 | 7.7176 | 6.8536 | 6.1651 | -0.011365 | -0.00098573 | -0.0027463 | -0.0099322 | -0.033569 | -0.029967 | -0.024054 | -0.017092 | -0.0097583 | 0.0076361 | 0.016481 | 0.015066 | 0.03754 | 0.048336 | 0.16538 | 0.15679 | 0.15439 | 0.12899 | 0.053828 | 0.036001 | 0.031319 | 0.029633 | 0.013698 | 0.0072183 | 70.0828 | 69.1343 | 67.5622 | 65.9986 | 64.6537 | 63.8005 | 63.4336 | 63.5106 | 66.2304 | 71.854 | 77.246 | 82.3247 | 85.2203 | 85.8518 | 84.9623 | 84.9523 | 84.8704 | 85.0064 | 83.6631 | 79.6679 | 74.9583 | 70.2402 | 67.9484 | 67.0189 | 0.11459 | 0.10908 | 0.11713 | 0.139 | 0.12838 | 0.13668 | 0.12122 | 0.12955 | 0.16517 | 0.1902 | 0.18858 | 0.16136 | 0.17377 | 0.17518 | 0.14686 | 0.14632 | 0.12692 | 0.12567 | 0.11972 | 0.1427 | 0.15329 | 0.15526 | 0.13565 | 0.11103
Portfolio Adjusted1-in-10AllSouth of Lugo2026May Monthly Peak | Portfolio Adjusted | 1-in-10 | All | South of Lugo | 2026 | May Monthly Peak | 5 | 5.6342 | 5.4093 | 5.2307 | 5.2208 | 5.4802 | 6.1937 | 7.0577 | 8.1186 | 9.438 | 10.6521 | 11.6474 | 12.1681 | 12.3011 | 12.4662 | 12.3795 | 12.0305 | 11.4366 | 10.5371 | 9.3824 | 8.8446 | 8.5875 | 7.8129 | 6.9362 | 6.2458 | -0.01233 | -0.0014168 | -0.004233 | -0.0076143 | -0.03023 | -0.03298 | -0.027609 | -0.024865 | -0.01004 | 0.0077034 | 0.016854 | 0.0057132 | 0.025664 | 0.038264 | 0.15335 | 0.14543 | 0.14374 | 0.11902 | 0.043178 | 0.02106 | 0.023479 | 0.02653 | 0.011946 | 0.0076448 | 70.6692 | 69.5961 | 68.4944 | 68.2007 | 67.8242 | 67.4458 | 67.6202 | 67.6359 | 70.8969 | 76.1134 | 80.6925 | 84.0976 | 85.3569 | 85.4562 | 86.2671 | 86.4495 | 86.5249 | 85.6295 | 85.0439 | 82.6491 | 78.4288 | 73.894 | 71.3946 | 69.0173 | 0.11423 | 0.10853 | 0.11707 | 0.13968 | 0.12947 | 0.13867 | 0.12228 | 0.13295 | 0.16995 | 0.19568 | 0.19427 | 0.16521 | 0.17707 | 0.17807 | 0.14896 | 0.14784 | 0.12781 | 0.12703 | 0.12047 | 0.14163 | 0.15396 | 0.15578 | 0.13618 | 0.11156
Portfolio Adjusted1-in-10AllSouth of Lugo2026June Monthly Peak | Portfolio Adjusted | 1-in-10 | All | South of Lugo | 2026 | June Monthly Peak | 6 | 5.6895 | 5.4613 | 5.2959 | 5.2805 | 5.5433 | 6.2252 | 7.0622 | 8.0875 | 9.2606 | 10.3865 | 11.3118 | 11.7292 | 11.7594 | 11.9475 | 11.9187 | 11.6637 | 11.1436 | 10.3004 | 9.2081 | 8.6168 | 8.3738 | 7.7162 | 6.8673 | 6.1958 | -0.010347 | -0.0004498 | -0.00091887 | -0.013207 | -0.039215 | -0.027621 | -0.020188 | -0.0084097 | -0.0098149 | 0.0078016 | 0.016463 | 0.026068 | 0.050451 | 0.05864 | 0.17741 | 0.16931 | 0.16603 | 0.14123 | 0.065906 | 0.052771 | 0.040663 | 0.033413 | 0.01588 | 0.0067544 | 65.7163 | 65.3769 | 65.6067 | 65.7336 | 64.7841 | 63.8367 | 63.2706 | 64.0839 | 66.5428 | 70.0869 | 74.8565 | 79.0557 | 80.6921 | 80.5639 | 81.281 | 81.8306 | 83.1249 | 82.5049 | 82.4181 | 78.235 | 73.7628 | 70.8116 | 69.0559 | 68.3535 | 0.11863 | 0.11264 | 0.12149 | 0.14453 | 0.134 | 0.14252 | 0.12421 | 0.13408 | 0.16818 | 0.19208 | 0.18897 | 0.15861 | 0.16784 | 0.1688 | 0.14211 | 0.14296 | 0.12449 | 0.12441 | 0.11854 | 0.1402 | 0.15321 | 0.1563 | 0.13686 | 0.11275
Portfolio Adjusted1-in-10AllSouth of Lugo2026July Monthly Peak | Portfolio Adjusted | 1-in-10 | All | South of Lugo | 2026 | July Monthly Peak | 7 | 5.8919 | 5.625 | 5.445 | 5.447 | 5.7281 | 6.5317 | 7.4528 | 8.5199 | 9.7517 | 10.8292 | 11.7361 | 12.1608 | 12.2396 | 12.4352 | 12.4155 | 12.1566 | 11.6742 | 10.8077 | 9.6396 | 8.9665 | 8.682 | 8.001 | 7.1408 | 6.4653 | -0.012089 | -0.0011031 | -0.0031308 | -0.01009 | -0.035016 | -0.032631 | -0.026066 | -0.019413 | -0.010195 | 0.0077814 | 0.016585 | 0.013372 | 0.034671 | 0.045374 | 0.16273 | 0.15643 | 0.1556 | 0.13056 | 0.052246 | 0.033229 | 0.030149 | 0.029471 | 0.013636 | 0.0074957 | 69.9074 | 68.703 | 68.1948 | 67.8309 | 67.5024 | 67.2237 | 67.5769 | 68.5001 | 70.856 | 74.9416 | 79.4156 | 81.9093 | 80.5964 | 79.9938 | 82.418 | 82.844 | 82.2588 | 81.7038 | 80.4963 | 78.5896 | 75.4268 | 72.8532 | 71.6424 | 70.9695 | 0.12011 | 0.11384 | 0.12274 | 0.14672 | 0.13618 | 0.14673 | 0.12843 | 0.1378 | 0.17249 | 0.19434 | 0.18992 | 0.15934 | 0.16944 | 0.17049 | 0.14348 | 0.14456 | 0.12667 | 0.12631 | 0.12009 | 0.14096 | 0.15377 | 0.15705 | 0.13788 | 0.11425
Portfolio Adjusted1-in-10AllSouth of Lugo2026August Monthly Peak | Portfolio Adjusted | 1-in-10 | All | South of Lugo | 2026 | August Monthly Peak | 8 | 6.098 | 5.8333 | 5.6437 | 5.6459 | 5.9005 | 6.7989 | 7.8352 | 8.8822 | 10.2558 | 11.4761 | 12.4918 | 13.0038 | 13.0719 | 13.2627 | 13.2412 | 12.9831 | 12.4615 | 11.4992 | 10.1761 | 9.5683 | 9.1286 | 8.3461 | 7.4402 | 6.7047 | -0.014051 | -0.001788 | -0.0054329 | -0.0071163 | -0.031107 | -0.03811 | -0.032369 | -0.030704 | -0.010669 | 0.0079818 | 0.017366 | 0.0010339 | 0.019879 | 0.033545 | 0.15293 | 0.14773 | 0.14835 | 0.12239 | 0.039733 | 0.014744 | 0.020565 | 0.026511 | 0.011781 | 0.0083918 | 70.95 | 70.3397 | 69.8634 | 69.4153 | 69.2195 | 69.4736 | 69.5933 | 69.8118 | 72.1277 | 76.1873 | 79.5057 | 83.2513 | 84.8996 | 85.7512 | 86.3647 | 88.2073 | 90.1392 | 91.9323 | 91.8024 | 87.7435 | 81.6424 | 77.8459 | 75.8246 | 73.6475 | 0.12563 | 0.11954 | 0.1288 | 0.15416 | 0.14187 | 0.15485 | 0.13586 | 0.14414 | 0.18117 | 0.20539 | 0.20158 | 0.16988 | 0.18054 | 0.18167 | 0.15302 | 0.1537 | 0.13458 | 0.1342 | 0.12688 | 0.15016 | 0.16192 | 0.16586 | 0.14537 | 0.11987
Portfolio Adjusted1-in-10AllSouth of Lugo2026September Monthly Peak | Portfolio Adjusted | 1-in-10 | All | South of Lugo | 2026 | September Monthly Peak | 9 | 6.0964 | 5.8618 | 5.679 | 5.6865 | 5.9404 | 6.8872 | 8.1047 | 9.1352 | 10.7659 | 12.1508 | 13.1718 | 13.7044 | 13.7915 | 13.934 | 13.7959 | 13.4055 | 12.7252 | 11.6553 | 10.2695 | 9.8989 | 9.2083 | 8.3808 | 7.4073 | 6.6731 | -0.01556 | -0.0025341 | -0.0080136 | -0.0027995 | -0.024236 | -0.042665 | -0.038866 | -0.04454 | -0.011094 | 0.0081049 | 0.018051 | -0.016155 | -0.0012338 | 0.016247 | 0.13343 | 0.12869 | 0.12986 | 0.10371 | 0.021215 | -0.011151 | 0.006919 | 0.020991 | 0.0085779 | 0.0089919 | 75.6231 | 75.0123 | 74.3122 | 73.4394 | 72.6329 | 72.2765 | 72.2316 | 72.5017 | 74.6228 | 78.7463 | 82.5951 | 86.5479 | 89.034 | 90.1472 | 89.8309 | 90.364 | 90.2535 | 89.7655 | 88.2943 | 84.2854 | 79.8903 | 76.7512 | 74.5408 | 73.2107 | 0.12645 | 0.12062 | 0.13042 | 0.15635 | 0.14343 | 0.15823 | 0.14087 | 0.1506 | 0.19326 | 0.22123 | 0.21759 | 0.18349 | 0.19612 | 0.19705 | 0.16425 | 0.1636 | 0.14171 | 0.14069 | 0.13298 | 0.15941 | 0.16886 | 0.17074 | 0.14842 | 0.12172
Portfolio Adjusted1-in-10AllSouth of Lugo2026October Monthly Peak | Portfolio Adjusted | 1-in-10 | All | South of Lugo | 2026 | October Monthly Peak | 10 | 5.7016 | 5.5117 | 5.3227 | 5.3147 | 5.5431 | 6.2974 | 7.4468 | 8.2137 | 9.4095 | 10.664 | 11.6239 | 12.1455 | 12.3121 | 12.5213 | 12.4985 | 12.1076 | 11.5131 | 10.4787 | 9.6369 | 9.131 | 8.52 | 7.78 | 6.8647 | 6.1868 | -0.011905 | -0.0011518 | -0.0032906 | -0.0096188 | -0.033561 | -0.031934 | -0.026153 | -0.019926 | -0.010033 | 0.0078335 | 0.016983 | 0.012649 | 0.034934 | 0.046457 | 0.16528 | 0.15591 | 0.15344 | 0.12683 | 0.052609 | 0.03238 | 0.02932 | 0.029039 | 0.013239 | 0.007328 | 70.7055 | 69.7729 | 68.6998 | 67.6641 | 66.6436 | 66.3774 | 66.419 | 66.3999 | 67.6339 | 70.6534 | 74.9684 | 79.8437 | 83.9054 | 85.5622 | 85.7334 | 85.8097 | 85.2378 | 84.4038 | 81.6426 | 77.8197 | 74.3159 | 72.1746 | 70.5986 | 69.5057 | 0.11691 | 0.11273 | 0.12111 | 0.14445 | 0.13235 | 0.14199 | 0.12663 | 0.13455 | 0.16967 | 0.19605 | 0.19456 | 0.1657 | 0.17866 | 0.17979 | 0.15076 | 0.14886 | 0.12881 | 0.12688 | 0.12424 | 0.14563 | 0.15479 | 0.15692 | 0.13618 | 0.11087
Portfolio Adjusted1-in-10AllSouth of Lugo2026November Monthly Peak | Portfolio Adjusted | 1-in-10 | All | South of Lugo | 2026 | November Monthly Peak | 11 | 5.4082 | 5.2026 | 5.0612 | 5.0956 | 5.3038 | 6.0086 | 6.8912 | 7.7377 | 8.9547 | 10.1424 | 11.0253 | 11.5125 | 11.6433 | 11.8044 | 11.6378 | 11.2075 | 10.6613 | 10.2104 | 9.2082 | 8.5772 | 8.0034 | 7.2428 | 6.4644 | 5.8576 | -0.01078 | -0.00086186 | -0.002354 | -0.010283 | -0.033589 | -0.02862 | -0.02258 | -0.015112 | -0.0094941 | 0.0075208 | 0.016179 | 0.016648 | 0.03903 | 0.048922 | 0.16137 | 0.15096 | 0.1483 | 0.12872 | 0.055214 | 0.037677 | 0.031552 | 0.02878 | 0.013339 | 0.0067424 | 68.5693 | 66.7759 | 66.0221 | 64.4835 | 63.7433 | 62.6895 | 62.0611 | 62.5524 | 65.5686 | 71.4182 | 78.1993 | 83.6526 | 85.6332 | 87.0416 | 87.4254 | 86.0383 | 83.9324 | 81.6211 | 79.2341 | 76.2965 | 74.4332 | 72.7091 | 70.6023 | 69.0149 | 0.11093 | 0.1056 | 0.11378 | 0.13709 | 0.12572 | 0.13314 | 0.11743 | 0.126 | 0.1609 | 0.18677 | 0.18505 | 0.15722 | 0.16892 | 0.16945 | 0.14058 | 0.13803 | 0.12018 | 0.12257 | 0.11782 | 0.13738 | 0.14661 | 0.14754 | 0.12861 | 0.10506
Portfolio Adjusted1-in-10AllSouth of Lugo2026December Monthly Peak | Portfolio Adjusted | 1-in-10 | All | South of Lugo | 2026 | December Monthly Peak | 12 | 4.9899 | 4.8578 | 4.7403 | 4.7552 | 4.8996 | 5.579 | 6.6592 | 7.2864 | 8.0573 | 8.5914 | 8.7275 | 8.7022 | 8.4922 | 8.432 | 8.3204 | 8.0485 | 7.8934 | 7.988 | 7.6539 | 7.3432 | 6.9556 | 6.4407 | 5.8397 | 5.3341 | -0.0077444 | 4.6929e-05 | 0.0006827 | -0.013523 | -0.035682 | -0.020082 | -0.01384 | -0.00014605 | -0.0079445 | 0.0062759 | 0.012363 | 0.026896 | 0.046838 | 0.050927 | 0.13756 | 0.12924 | 0.12929 | 0.12027 | 0.064969 | 0.058218 | 0.041129 | 0.030895 | 0.01495 | 0.0052105 | 48.1944 | 47.2995 | 46.8823 | 47.1117 | 47.632 | 47.3409 | 48.2315 | 48.3104 | 49.2796 | 50.92 | 52.1809 | 53.5589 | 55.0352 | 54.7574 | 54.6952 | 54.5322 | 53.9723 | 52.6028 | 51.517 | 49.6486 | 47.8525 | 48.092 | 47.9984 | 47.278 | 0.10225 | 0.09845 | 0.10571 | 0.1254 | 0.11267 | 0.11873 | 0.1073 | 0.11308 | 0.13922 | 0.15469 | 0.14393 | 0.11962 | 0.12604 | 0.12529 | 0.10483 | 0.10443 | 0.093709 | 0.10016 | 0.10099 | 0.12101 | 0.13011 | 0.13344 | 0.11684 | 0.095168
Portfolio Adjusted1-in-10AllSouth of Lugo2026Typical Event Day | Portfolio Adjusted | 1-in-10 | All | South of Lugo | 2026 | Typical Event Day | 8 | 6.0568 | 5.7936 | 5.6051 | 5.6046 | 5.8558 | 6.7431 | 7.7626 | 8.7804 | 10.0983 | 11.2726 | 12.2585 | 12.7572 | 12.8264 | 13.0239 | 13.0168 | 12.7691 | 12.2661 | 11.3287 | 10.0371 | 9.4503 | 9.0327 | 8.2654 | 7.3665 | 6.6427 | -0.013343 | -0.0014933 | -0.0044293 | -0.0086447 | -0.033317 | -0.036169 | -0.029945 | -0.02573 | -0.010554 | 0.0079708 | 0.017189 | 0.0069398 | 0.027192 | 0.039623 | 0.15954 | 0.1538 | 0.15384 | 0.128 | 0.04623 | 0.023909 | 0.025441 | 0.028395 | 0.012853 | 0.0080854 | 70.5492 | 69.8579 | 69.4943 | 69.1048 | 68.5347 | 68.2026 | 68.1681 | 68.7244 | 71.0373 | 74.9905 | 79.0932 | 82.691 | 83.8055 | 84.114 | 84.9737 | 85.8115 | 86.4441 | 86.4766 | 85.7528 | 82.2134 | 77.6806 | 74.5655 | 72.7659 | 71.5453 | 0.12475 | 0.11867 | 0.12781 | 0.15282 | 0.14059 | 0.1534 | 0.13451 | 0.14254 | 0.17857 | 0.20192 | 0.19791 | 0.16677 | 0.1772 | 0.17833 | 0.15034 | 0.1511 | 0.13239 | 0.13212 | 0.12515 | 0.14838 | 0.16024 | 0.16428 | 0.14385 | 0.11866
Portfolio Adjusted1-in-2AllSouth of Lugo2015January Monthly Peak | Portfolio Adjusted | 1-in-2 | All | South of Lugo | 2015 | January Monthly Peak | 1 | 99.6484 | 96.8281 | 94.0697 | 93.9355 | 99.9388 | 115.8687 | 140.1807 | 156.0675 | 166.567 | 175.4319 | 180.0906 | 182.2642 | 179.7354 | 180.7899 | 177.0743 | 169.2098 | 161.8106 | 160.9426 | 151.1464 | 145.0891 | 137.3288 | 128.3988 | 116.383 | 107.4082 | -0.31299 | 0.0018937 | 0.027782 | -0.54799 | -1.4767 | -0.83645 | -0.57386 | -0.0060669 | -0.32903 | 0.26086 | 0.52792 | 1.1684 | 2.0594 | 2.2615 | 4.6505 | 4.1193 | 3.9527 | 3.7397 | 2.679 | 2.3798 | 1.6757 | 1.2613 | 0.60969 | 0.21373 | 56.7264 | 56.0296 | 55.7205 | 55.4596 | 54.8197 | 54.5864 | 55.1533 | 55.1781 | 55.7682 | 56.9162 | 58.3259 | 58.9398 | 59.9826 | 60.8897 | 61.6724 | 61.2851 | 61.6421 | 61.3703 | 60.3536 | 59.2241 | 58.6248 | 58.2149 | 57.2759 | 56.1134 | 4.1243 | 3.9615 | 4.2966 | 5.0769 | 4.6569 | 4.9301 | 4.4337 | 4.6876 | 5.7567 | 6.4203 | 6.135 | 5.1831 | 5.5302 | 5.5524 | 4.6262 | 4.5871 | 4.0086 | 4.2091 | 4.1559 | 4.9393 | 5.2943 | 5.4424 | 4.7587 | 3.8951
Portfolio Adjusted1-in-2AllSouth of Lugo2015February Monthly Peak | Portfolio Adjusted | 1-in-2 | All | South of Lugo | 2015 | February Monthly Peak | 2 | 102.0684 | 99.0831 | 95.4434 | 96.0678 | 101.2716 | 117.5725 | 141.3186 | 156.8357 | 168.2783 | 177.1642 | 182.0112 | 185.8103 | 184.3189 | 185.8018 | 183.1384 | 175.1851 | 167.2622 | 163.5172 | 155.6475 | 148.8058 | 140.6166 | 130.1429 | 118.3333 | 110.3182 | -0.32059 | 0.0019378 | 0.028188 | -0.56043 | -1.4964 | -0.84875 | -0.57852 | -0.0060967 | -0.33241 | 0.26343 | 0.53355 | 1.1911 | 2.1119 | 2.3242 | 4.8098 | 4.2648 | 4.0859 | 3.7995 | 2.7588 | 2.4407 | 1.7158 | 1.2784 | 0.6199 | 0.21952 | 52.2509 | 51.5097 | 51.2054 | 50.8398 | 50.3756 | 49.9551 | 49.5925 | 49.8292 | 51.2148 | 54.8916 | 59.1801 | 63.3735 | 65.018 | 65.9598 | 66.1513 | 65.0371 | 64.1345 | 63.6399 | 61.1774 | 59.2534 | 58.4942 | 57.4992 | 56.3976 | 55.0309 | 4.2245 | 4.0537 | 4.3593 | 5.1921 | 4.719 | 5.0026 | 4.4697 | 4.7107 | 5.8159 | 6.4837 | 6.2004 | 5.284 | 5.6713 | 5.7063 | 4.7847 | 4.7491 | 4.1436 | 4.2764 | 4.2797 | 5.0658 | 5.4211 | 5.5163 | 4.8385 | 4.0006
Portfolio Adjusted1-in-2AllSouth of Lugo2015March Monthly Peak | Portfolio Adjusted | 1-in-2 | All | South of Lugo | 2015 | March Monthly Peak | 3 | 105.6709 | 101.2059 | 96.9385 | 96.7279 | 102.0241 | 118.9562 | 143.8311 | 160.5051 | 171.8926 | 181.9594 | 187.1259 | 190.3788 | 188.3311 | 190.2336 | 189.036 | 181.9061 | 174.2708 | 167.8284 | 158.9815 | 155.5787 | 146.7359 | 136.4141 | 123.0722 | 113.7533 | -0.33191 | 0.0019793 | 0.028629 | -0.56428 | -1.5075 | -0.85874 | -0.5888 | -0.0062394 | -0.33955 | 0.27056 | 0.54854 | 1.2204 | 2.1579 | 2.3797 | 4.9647 | 4.4284 | 4.2571 | 3.8997 | 2.8179 | 2.5518 | 1.7905 | 1.34 | 0.64473 | 0.22636 | 54.4139 | 53.2356 | 52.7396 | 52.7467 | 52.3766 | 51.8724 | 51.3923 | 51.7394 | 53.2482 | 54.7177 | 56.9487 | 59.9962 | 62.4948 | 64.4911 | 65.2576 | 65.7249 | 64.9497 | 63.8063 | 60.8853 | 58.5288 | 57.737 | 56.8692 | 55.6922 | 54.0971 | 4.3736 | 4.1406 | 4.4276 | 5.2278 | 4.7541 | 5.0615 | 4.5491 | 4.8209 | 5.9408 | 6.6591 | 6.3747 | 5.4139 | 5.7947 | 5.8424 | 4.9387 | 4.9313 | 4.3173 | 4.3892 | 4.3714 | 5.2964 | 5.657 | 5.7821 | 5.0322 | 4.1252
Portfolio Adjusted1-in-2AllSouth of Lugo2015April Monthly Peak | Portfolio Adjusted | 1-in-2 | All | South of Lugo | 2015 | April Monthly Peak | 4 | 110.4593 | 106.2806 | 102.1311 | 101.7196 | 108.4718 | 125.6666 | 149.8799 | 167.565 | 181.8016 | 194.1723 | 203.6519 | 207.8617 | 206.221 | 208.2459 | 206.0506 | 198.824 | 189.6063 | 179.394 | 165.7415 | 162.0508 | 155.0831 | 143.8532 | 129.9802 | 120.1066 | -0.34695 | 0.0020786 | 0.030163 | -0.5934 | -1.6028 | -0.90718 | -0.61357 | -0.0065138 | -0.35912 | 0.28872 | 0.59699 | 1.3325 | 2.3628 | 2.605 | 5.4115 | 4.8403 | 4.6317 | 4.1684 | 2.9377 | 2.658 | 1.8923 | 1.4131 | 0.68092 | 0.239 | 60.9525 | 60.4065 | 59.7591 | 59.3544 | 58.5072 | 57.9537 | 57.7076 | 57.8011 | 59.533 | 62.7702 | 66.6293 | 70.4531 | 73.8482 | 74.8501 | 74.4911 | 73.8659 | 72.3789 | 71.0422 | 69.3934 | 67.7446 | 64.9622 | 64.3025 | 63.1247 | 61.4716 | 4.5718 | 4.3482 | 4.6648 | 5.4976 | 5.0545 | 5.347 | 4.7404 | 5.033 | 6.2833 | 7.1061 | 6.9377 | 5.911 | 6.3452 | 6.3956 | 5.3833 | 5.3899 | 4.6972 | 4.6916 | 4.5573 | 5.5167 | 5.9788 | 6.0974 | 5.3147 | 4.3556
Portfolio Adjusted1-in-2AllSouth of Lugo2015May Monthly Peak | Portfolio Adjusted | 1-in-2 | All | South of Lugo | 2015 | May Monthly Peak | 5 | 110.039 | 105.5962 | 101.9249 | 101.9968 | 109.205 | 127.3375 | 150.8094 | 171.5287 | 186.2135 | 198.6521 | 208.8954 | 211.9834 | 209.3614 | 210.9201 | 208.3232 | 200.1715 | 190.1541 | 180.6413 | 166.0941 | 160.1214 | 155.4034 | 144.045 | 130.0012 | 120.2628 | -0.34563 | 0.0020652 | 0.030102 | -0.59502 | -1.6136 | -0.91924 | -0.61737 | -0.0066679 | -0.36784 | 0.29538 | 0.61236 | 1.3589 | 2.3988 | 2.6384 | 5.4712 | 4.8731 | 4.6451 | 4.1974 | 2.944 | 2.6264 | 1.8962 | 1.415 | 0.68103 | 0.23931 | 62.8794 | 61.915 | 60.9338 | 60.5554 | 60.293 | 59.5548 | 59.5799 | 60.233 | 62.3733 | 65.0538 | 68.6214 | 71.9969 | 74.8519 | 75.5249 | 75.2622 | 75.2369 | 75.7789 | 75.9491 | 74.869 | 72.3678 | 68.5004 | 65.7524 | 65.021 | 64.2369 | 4.5544 | 4.3202 | 4.6553 | 5.5125 | 5.0887 | 5.4181 | 4.7698 | 5.152 | 6.4357 | 7.27 | 7.1163 | 6.0282 | 6.4418 | 6.4777 | 5.4426 | 5.4264 | 4.7107 | 4.7242 | 4.5669 | 5.451 | 5.9912 | 6.1056 | 5.3155 | 4.3612
Portfolio Adjusted1-in-2AllSouth of Lugo2015June Monthly Peak | Portfolio Adjusted | 1-in-2 | All | South of Lugo | 2015 | June Monthly Peak | 6 | 115.3454 | 110.7022 | 107.0271 | 107.3826 | 115.2989 | 133.9417 | 156.9891 | 178.1332 | 192.8299 | 206.7517 | 217.3887 | 217.9947 | 212.8895 | 214.4706 | 212.4632 | 206.4409 | 196.9883 | 187.1346 | 170.6751 | 163.9243 | 158.7188 | 147.6536 | 133.8745 | 124.3636 | -0.3623 | 0.0021651 | 0.031609 | -0.62644 | -1.7036 | -0.96692 | -0.64267 | -0.0069246 | -0.38091 | 0.30743 | 0.63726 | 1.3975 | 2.4392 | 2.6829 | 5.5799 | 5.0257 | 4.812 | 4.3483 | 3.0252 | 2.6887 | 1.9367 | 1.4504 | 0.70132 | 0.24747 | 64.8581 | 64.3278 | 63.4826 | 63.0662 | 62.8187 | 62.5645 | 62.3159 | 62.7413 | 64.9521 | 68.5311 | 71.4727 | 73.8772 | 74.6316 | 75.6033 | 75.8796 | 76.8419 | 78.3089 | 78.6266 | 78.3242 | 75.655 | 72.3631 | 68.8082 | 66.8489 | 66.1971 | 4.774 | 4.5291 | 4.8884 | 5.8036 | 5.3727 | 5.6991 | 4.9653 | 5.3504 | 6.6644 | 7.5665 | 7.4056 | 6.1992 | 6.5504 | 6.5867 | 5.5508 | 5.5964 | 4.8801 | 4.8941 | 4.6929 | 5.5805 | 6.119 | 6.2585 | 5.4739 | 4.5099
Portfolio Adjusted1-in-2AllSouth of Lugo2015July Monthly Peak | Portfolio Adjusted | 1-in-2 | All | South of Lugo | 2015 | July Monthly Peak | 7 | 118.5499 | 113.5499 | 109.7217 | 110.6234 | 118.9515 | 140.0421 | 164.7712 | 185.8169 | 200.6835 | 212.2071 | 221.7902 | 222.4332 | 218.4507 | 220.2338 | 218.0754 | 212.2229 | 203.7673 | 193.0447 | 175.5608 | 167.2548 | 161.7006 | 150.5838 | 136.8071 | 127.8328 | -0.41753 | -0.017599 | -0.035128 | -0.53727 | -1.5912 | -1.1272 | -0.82472 | -0.33313 | -0.39595 | 0.30874 | 0.64424 | 1.0297 | 1.9931 | 2.3137 | 5.1252 | 4.6043 | 4.4596 | 3.9906 | 2.6412 | 2.1148 | 1.6284 | 1.3384 | 0.63721 | 0.27136 | 65.1427 | 65.0924 | 65.2588 | 65.4773 | 65.3977 | 65.1419 | 64.9588 | 65.3678 | 67.5737 | 70.6997 | 74.6703 | 77.8419 | 79.2769 | 80.3362 | 81.4188 | 81.7938 | 82.6094 | 82.3287 | 81.2425 | 78.6678 | 74.8187 | 71.4273 | 69.7586 | 68.7709 | 4.7962 | 4.541 | 4.8986 | 5.8442 | 5.4181 | 5.8245 | 5.0941 | 5.4555 | 6.7797 | 7.5913 | 7.3855 | 6.183 | 6.5701 | 6.6115 | 5.5692 | 5.6236 | 4.9343 | 4.935 | 4.7186 | 5.5657 | 6.0936 | 6.239 | 5.4679 | 4.5314
Portfolio Adjusted1-in-2AllSouth of Lugo2015August Monthly Peak | Portfolio Adjusted | 1-in-2 | All | South of Lugo | 2015 | August Monthly Peak | 8 | 124.8766 | 120.1241 | 116.088 | 117.445 | 125.3296 | 149.657 | 176.6295 | 197.3857 | 215.582 | 230.7377 | 243.1458 | 245.1881 | 240.8969 | 242.8522 | 240.2696 | 232.6928 | 222.8996 | 210.696 | 189.594 | 181.4071 | 172.792 | 161.0622 | 146.2778 | 135.9071 | -0.55624 | -0.069917 | -0.21198 | -0.28969 | -1.2474 | -1.5085 | -1.278 | -1.2009 | -0.42411 | 0.31762 | 0.69039 | 0.066358 | 0.82241 | 1.361 | 4.0236 | 3.5403 | 3.492 | 3.0337 | 1.609 | 0.62569 | 0.83913 | 1.0631 | 0.47341 | 0.33269 | 72.1547 | 71.3154 | 70.6184 | 69.5798 | 69.2688 | 68.599 | 68.3423 | 68.8512 | 71.0599 | 75.7081 | 80.9138 | 84.7288 | 86.5362 | 87.3181 | 88.2463 | 87.95 | 89.17 | 88.3788 | 86.7637 | 84.1125 | 79.007 | 76.0158 | 74.512 | 73.3246 | 4.9867 | 4.7417 | 5.1157 | 6.1242 | 5.6347 | 6.1438 | 5.39 | 5.7201 | 7.1887 | 8.1473 | 7.9917 | 6.7273 | 7.1514 | 7.1961 | 6.0565 | 6.0862 | 5.3277 | 5.3164 | 5.0297 | 5.9585 | 6.4272 | 6.5867 | 5.7707 | 4.7552
Portfolio Adjusted1-in-2AllSouth of Lugo2015September Monthly Peak | Portfolio Adjusted | 1-in-2 | All | South of Lugo | 2015 | September Monthly Peak | 9 | 119.9455 | 115.4925 | 111.7391 | 112.5547 | 119.4884 | 144.0097 | 171.9483 | 192.4154 | 210.7542 | 224.6297 | 235.5788 | 237.6322 | 234.7071 | 236.4043 | 232.3835 | 223.8269 | 212.6418 | 201.0028 | 182.8038 | 178.9748 | 168.8194 | 156.009 | 139.6907 | 129.3443 | -0.46368 | -0.036087 | -0.097822 | -0.44745 | -1.4475 | -1.267 | -1.002 | -0.64943 | -0.41538 | 0.32032 | 0.67862 | 0.71811 | 1.6473 | 2.0563 | 4.8826 | 4.3211 | 4.1662 | 3.6901 | 2.3081 | 1.6561 | 1.3755 | 1.255 | 0.57742 | 0.29008 | 68.3139 | 67.6901 | 66.9984 | 66.0589 | 65.5714 | 65.3749 | 65.3134 | 65.0267 | 66.6913 | 70.6795 | 75.1042 | 79.5254 | 83.8469 | 85.9556 | 86.8725 | 86.6381 | 86.4334 | 85.0854 | 82.7191 | 80.0792 | 77.4594 | 75.9612 | 74.9803 | 74.1657 | 4.7939 | 4.5627 | 4.9283 | 5.8742 | 5.3766 | 5.917 | 5.2516 | 5.5808 | 7.0337 | 7.9383 | 7.7496 | 6.5255 | 6.9736 | 7.011 | 5.8627 | 5.8592 | 5.0869 | 5.0762 | 4.8537 | 5.8836 | 6.2848 | 6.3855 | 5.5155 | 4.5294
Portfolio Adjusted1-in-2AllSouth of Lugo2015October Monthly Peak | Portfolio Adjusted | 1-in-2 | All | South of Lugo | 2015 | October Monthly Peak | 10 | 116.2133 | 113.2865 | 109.1272 | 109.9466 | 116.7711 | 137.0095 | 164.2916 | 183.8102 | 201.0029 | 218.9607 | 233.1445 | 237.627 | 236.8547 | 238.7949 | 235.3118 | 224.0589 | 212.1772 | 198.2023 | 184.9891 | 175.4473 | 164.8669 | 152.1591 | 136.7657 | 125.4778 | -0.45426 | -0.037632 | -0.10312 | -0.42495 | -1.3961 | -1.2183 | -0.97434 | -0.65681 | -0.3961 | 0.31145 | 0.6709 | 0.67027 | 1.5999 | 2.0231 | 4.8707 | 4.2586 | 4.0961 | 3.5813 | 2.2797 | 1.549 | 1.3036 | 1.208 | 0.55635 | 0.28329 | 68.3463 | 67.8702 | 66.9308 | 65.957 | 65.475 | 64.1381 | 63.7991 | 63.9776 | 65.5974 | 69.9474 | 76.3038 | 82.0144 | 85.67 | 87.2994 | 88.8537 | 87.8856 | 86.2913 | 83.765 | 81.5594 | 79.2144 | 76.7434 | 74.6058 | 72.8322 | 71.1619 | 4.6404 | 4.4714 | 4.8086 | 5.7327 | 5.2495 | 5.6242 | 5.0131 | 5.3263 | 6.702 | 7.7308 | 7.6624 | 6.5193 | 7.0308 | 7.0753 | 5.931 | 5.8599 | 5.071 | 5.0008 | 4.9072 | 5.7622 | 6.1319 | 6.2221 | 5.395 | 4.3899
Portfolio Adjusted1-in-2AllSouth of Lugo2015November Monthly Peak | Portfolio Adjusted | 1-in-2 | All | South of Lugo | 2015 | November Monthly Peak | 11 | 106.2367 | 102.2462 | 98.6033 | 99.6977 | 105.4226 | 121.3182 | 143.9208 | 161.5064 | 175.1302 | 188.2762 | 196.6787 | 198.8617 | 196.5267 | 197.2762 | 192.9625 | 183.2781 | 175.7609 | 172.2276 | 161.2426 | 154.3286 | 146.7871 | 135.3986 | 122.1232 | 112.6228 | -0.33369 | 0.0019997 | 0.029121 | -0.58161 | -1.5577 | -0.87579 | -0.58917 | -0.0062783 | -0.34595 | 0.27995 | 0.57655 | 1.2748 | 2.2518 | 2.4678 | 5.0678 | 4.4618 | 4.2935 | 4.0019 | 2.858 | 2.5313 | 1.7911 | 1.33 | 0.63976 | 0.22411 | 57.8147 | 56.5789 | 55.8429 | 55.2164 | 54.4598 | 53.8299 | 53.3339 | 53.6189 | 57.3527 | 60.4243 | 66.0916 | 71.3922 | 75.3944 | 76.9806 | 76.6573 | 75.7636 | 73.0739 | 68.9498 | 65.1404 | 63.4858 | 62.3358 | 61.1149 | 60.0121 | 59.3196 | 4.397 | 4.1831 | 4.5036 | 5.3883 | 4.9125 | 5.162 | 4.552 | 4.851 | 6.0527 | 6.8903 | 6.7001 | 5.6551 | 6.0469 | 6.0587 | 5.0413 | 4.9685 | 4.3542 | 4.5042 | 4.4335 | 5.2538 | 5.659 | 5.7391 | 4.9934 | 4.0842
Portfolio Adjusted1-in-2AllSouth of Lugo2015December Monthly Peak | Portfolio Adjusted | 1-in-2 | All | South of Lugo | 2015 | December Monthly Peak | 12 | 98.2896 | 95.6243 | 92.1108 | 92.373 | 96.2829 | 110.9649 | 134.777 | 149.7656 | 160.3368 | 168.3637 | 168.5636 | 167.8798 | 163.7311 | 163.1163 | 160.3528 | 153.9663 | 151.04 | 152.7807 | 146.3254 | 141.5748 | 134.4691 | 125.423 | 113.7017 | 104.3324 | -0.30872 | 0.0018702 | 0.027204 | -0.53887 | -1.4227 | -0.80105 | -0.55174 | -0.0058219 | -0.31672 | 0.25035 | 0.49413 | 1.0762 | 1.876 | 2.0405 | 4.2113 | 3.7482 | 3.6896 | 3.55 | 2.5936 | 2.3221 | 1.6408 | 1.232 | 0.59564 | 0.20761 | 51.2927 | 49.9594 | 47.862 | 46.9356 | 46.2184 | 45.4347 | 45.506 | 45.4882 | 46.2826 | 49.4775 | 52.7121 | 54.8214 | 56.2467 | 56.5737 | 57.3696 | 57.252 | 56.3672 | 55.2045 | 53.9409 | 53.3516 | 52.6511 | 51.4025 | 50.4916 | 49.4041 | 4.0681 | 3.9122 | 4.2071 | 4.9924 | 4.4866 | 4.7215 | 4.2628 | 4.4983 | 5.5414 | 6.1616 | 5.7423 | 4.7741 | 5.0378 | 5.0096 | 4.1894 | 4.1738 | 3.7418 | 3.9956 | 4.0234 | 4.8197 | 5.1841 | 5.3162 | 4.6491 | 3.7835
Portfolio Adjusted1-in-2AllSouth of Lugo2015Typical Event Day | Portfolio Adjusted | 1-in-2 | All | South of Lugo | 2015 | Typical Event Day | 8 | 123.1088 | 118.34 | 114.2054 | 115.1348 | 122.6993 | 146.3271 | 172.4093 | 191.8994 | 207.2113 | 219.7668 | 230.366 | 232.1088 | 227.8065 | 229.7189 | 227.9446 | 221.2818 | 212.4573 | 201.4704 | 182.6011 | 175.8037 | 168.3292 | 157.3919 | 142.5464 | 132.6102 | -0.45677 | -0.028546 | -0.071291 | -0.50361 | -1.5565 | -1.2378 | -0.94059 | -0.51032 | -0.40859 | 0.31626 | 0.66611 | 0.87018 | 1.8158 | 2.186 | 5.0462 | 4.5112 | 4.383 | 3.9096 | 2.5053 | 1.8964 | 1.518 | 1.3262 | 0.62302 | 0.29021 | 67.6173 | 67.1064 | 66.5895 | 66.0455 | 65.7642 | 65.4201 | 65.2326 | 65.4968 | 67.5692 | 71.4046 | 75.5403 | 78.9933 | 81.0729 | 82.3033 | 83.1043 | 83.3059 | 84.1304 | 83.6049 | 82.2624 | 79.6286 | 75.912 | 73.0531 | 71.525 | 70.6146 | 4.9424 | 4.6962 | 5.0597 | 6.0358 | 5.5459 | 6.0392 | 5.2893 | 5.5909 | 6.9465 | 7.8013 | 7.6121 | 6.4024 | 6.7989 | 6.8433 | 5.7765 | 5.8186 | 5.1053 | 5.1108 | 4.8701 | 5.8053 | 6.2947 | 6.471 | 5.6535 | 4.6646
Portfolio Adjusted1-in-2AllSouth of Lugo2016January Monthly Peak | Portfolio Adjusted | 1-in-2 | All | South of Lugo | 2016 | January Monthly Peak | 1 | 99.6484 | 96.8281 | 94.0697 | 93.9355 | 99.9388 | 115.8687 | 140.1807 | 156.0675 | 166.567 | 175.4319 | 180.0906 | 182.2642 | 179.7354 | 180.7899 | 177.0743 | 169.2098 | 161.8106 | 160.9426 | 151.1464 | 145.0891 | 137.3288 | 128.3988 | 116.383 | 107.4082 | -0.31299 | 0.0018937 | 0.027782 | -0.54799 | -1.4767 | -0.83645 | -0.57386 | -0.0060669 | -0.32903 | 0.26086 | 0.52792 | 1.1684 | 2.0594 | 2.2615 | 4.6505 | 4.1193 | 3.9527 | 3.7397 | 2.679 | 2.3798 | 1.6757 | 1.2613 | 0.60969 | 0.21373 | 56.7264 | 56.0296 | 55.7205 | 55.4596 | 54.8197 | 54.5864 | 55.1533 | 55.1781 | 55.7682 | 56.9162 | 58.3259 | 58.9398 | 59.9826 | 60.8897 | 61.6724 | 61.2851 | 61.6421 | 61.3703 | 60.3536 | 59.2241 | 58.6248 | 58.2149 | 57.2759 | 56.1134 | 4.1243 | 3.9615 | 4.2966 | 5.0769 | 4.6569 | 4.9301 | 4.4337 | 4.6876 | 5.7567 | 6.4203 | 6.135 | 5.1831 | 5.5302 | 5.5524 | 4.6262 | 4.5871 | 4.0086 | 4.2091 | 4.1559 | 4.9393 | 5.2943 | 5.4424 | 4.7587 | 3.8951
Portfolio Adjusted1-in-2AllSouth of Lugo2016February Monthly Peak | Portfolio Adjusted | 1-in-2 | All | South of Lugo | 2016 | February Monthly Peak | 2 | 102.0684 | 99.0831 | 95.4434 | 96.0678 | 101.2716 | 117.5725 | 141.3186 | 156.8357 | 168.2783 | 177.1642 | 182.0112 | 185.8103 | 184.3189 | 185.8018 | 183.1384 | 175.1851 | 167.2622 | 163.5172 | 155.6475 | 148.8058 | 140.6166 | 130.1429 | 118.3333 | 110.3182 | -0.32059 | 0.0019378 | 0.028188 | -0.56043 | -1.4964 | -0.84875 | -0.57852 | -0.0060967 | -0.33241 | 0.26343 | 0.53355 | 1.1911 | 2.1119 | 2.3242 | 4.8098 | 4.2648 | 4.0859 | 3.7995 | 2.7588 | 2.4407 | 1.7158 | 1.2784 | 0.6199 | 0.21952 | 52.2509 | 51.5097 | 51.2054 | 50.8398 | 50.3756 | 49.9551 | 49.5925 | 49.8292 | 51.2148 | 54.8916 | 59.1801 | 63.3735 | 65.018 | 65.9598 | 66.1513 | 65.0371 | 64.1345 | 63.6399 | 61.1774 | 59.2534 | 58.4942 | 57.4992 | 56.3976 | 55.0309 | 4.2245 | 4.0537 | 4.3593 | 5.1921 | 4.719 | 5.0026 | 4.4697 | 4.7107 | 5.8159 | 6.4837 | 6.2004 | 5.284 | 5.6713 | 5.7063 | 4.7847 | 4.7491 | 4.1436 | 4.2764 | 4.2797 | 5.0658 | 5.4211 | 5.5163 | 4.8385 | 4.0006
Portfolio Adjusted1-in-2AllSouth of Lugo2016March Monthly Peak | Portfolio Adjusted | 1-in-2 | All | South of Lugo | 2016 | March Monthly Peak | 3 | 105.6709 | 101.2059 | 96.9385 | 96.7279 | 102.0241 | 118.9562 | 143.8311 | 160.5051 | 171.8926 | 181.9594 | 187.1259 | 190.3788 | 188.3311 | 190.2336 | 189.036 | 181.9061 | 174.2708 | 167.8284 | 158.9815 | 155.5787 | 146.7359 | 136.4141 | 123.0722 | 113.7533 | -0.33191 | 0.0019793 | 0.028629 | -0.56428 | -1.5075 | -0.85874 | -0.5888 | -0.0062394 | -0.33955 | 0.27056 | 0.54854 | 1.2204 | 2.1579 | 2.3797 | 4.9647 | 4.4284 | 4.2571 | 3.8997 | 2.8179 | 2.5518 | 1.7905 | 1.34 | 0.64473 | 0.22636 | 54.4139 | 53.2356 | 52.7396 | 52.7467 | 52.3766 | 51.8724 | 51.3923 | 51.7394 | 53.2482 | 54.7177 | 56.9487 | 59.9962 | 62.4948 | 64.4911 | 65.2576 | 65.7249 | 64.9497 | 63.8063 | 60.8853 | 58.5288 | 57.737 | 56.8692 | 55.6922 | 54.0971 | 4.3736 | 4.1406 | 4.4276 | 5.2278 | 4.7541 | 5.0615 | 4.5491 | 4.8209 | 5.9408 | 6.6591 | 6.3747 | 5.4139 | 5.7947 | 5.8424 | 4.9387 | 4.9313 | 4.3173 | 4.3892 | 4.3714 | 5.2964 | 5.657 | 5.7821 | 5.0322 | 4.1252
Portfolio Adjusted1-in-2AllSouth of Lugo2016April Monthly Peak | Portfolio Adjusted | 1-in-2 | All | South of Lugo | 2016 | April Monthly Peak | 4 | 110.4593 | 106.2806 | 102.1311 | 101.7196 | 108.4718 | 125.6666 | 149.8799 | 167.565 | 181.8016 | 194.1723 | 203.6519 | 207.8617 | 206.221 | 208.2459 | 206.0506 | 198.824 | 189.6063 | 179.394 | 165.7415 | 162.0508 | 155.0831 | 143.8532 | 129.9802 | 120.1066 | -0.34695 | 0.0020786 | 0.030163 | -0.5934 | -1.6028 | -0.90718 | -0.61357 | -0.0065138 | -0.35912 | 0.28872 | 0.59699 | 1.3325 | 2.3628 | 2.605 | 5.4115 | 4.8403 | 4.6317 | 4.1684 | 2.9377 | 2.658 | 1.8923 | 1.4131 | 0.68092 | 0.239 | 60.9525 | 60.4065 | 59.7591 | 59.3544 | 58.5072 | 57.9537 | 57.7076 | 57.8011 | 59.533 | 62.7702 | 66.6293 | 70.4531 | 73.8482 | 74.8501 | 74.4911 | 73.8659 | 72.3789 | 71.0422 | 69.3934 | 67.7446 | 64.9622 | 64.3025 | 63.1247 | 61.4716 | 4.5718 | 4.3482 | 4.6648 | 5.4976 | 5.0545 | 5.347 | 4.7404 | 5.033 | 6.2833 | 7.1061 | 6.9377 | 5.911 | 6.3452 | 6.3956 | 5.3833 | 5.3899 | 4.6972 | 4.6916 | 4.5573 | 5.5167 | 5.9788 | 6.0974 | 5.3147 | 4.3556
Portfolio Adjusted1-in-2AllSouth of Lugo2016May Monthly Peak | Portfolio Adjusted | 1-in-2 | All | South of Lugo | 2016 | May Monthly Peak | 5 | 110.039 | 105.5962 | 101.9249 | 101.9968 | 109.205 | 127.3375 | 150.8094 | 171.5287 | 186.2135 | 198.6521 | 208.8954 | 211.9834 | 209.3614 | 210.9201 | 208.3232 | 200.1715 | 190.1541 | 180.6413 | 166.0941 | 160.1214 | 155.4034 | 144.045 | 130.0012 | 120.2628 | -0.34563 | 0.0020652 | 0.030102 | -0.59502 | -1.6136 | -0.91924 | -0.61737 | -0.0066679 | -0.36784 | 0.29538 | 0.61236 | 1.3589 | 2.3988 | 2.6384 | 5.4712 | 4.8731 | 4.6451 | 4.1974 | 2.944 | 2.6264 | 1.8962 | 1.415 | 0.68103 | 0.23931 | 62.8794 | 61.915 | 60.9338 | 60.5554 | 60.293 | 59.5548 | 59.5799 | 60.233 | 62.3733 | 65.0538 | 68.6214 | 71.9969 | 74.8519 | 75.5249 | 75.2622 | 75.2369 | 75.7789 | 75.9491 | 74.869 | 72.3678 | 68.5004 | 65.7524 | 65.021 | 64.2369 | 4.5544 | 4.3202 | 4.6553 | 5.5125 | 5.0887 | 5.4181 | 4.7698 | 5.152 | 6.4357 | 7.27 | 7.1163 | 6.0282 | 6.4418 | 6.4777 | 5.4426 | 5.4264 | 4.7107 | 4.7242 | 4.5669 | 5.451 | 5.9912 | 6.1056 | 5.3155 | 4.3612
Portfolio Adjusted1-in-2AllSouth of Lugo2016June Monthly Peak | Portfolio Adjusted | 1-in-2 | All | South of Lugo | 2016 | June Monthly Peak | 6 | 115.3454 | 110.7022 | 107.0271 | 107.3826 | 115.2989 | 133.9417 | 156.9891 | 178.1332 | 192.8299 | 206.7517 | 217.3887 | 217.9947 | 212.8895 | 214.4706 | 212.4632 | 206.4409 | 196.9883 | 187.1346 | 170.6751 | 163.9243 | 158.7188 | 147.6536 | 133.8745 | 124.3636 | -0.3623 | 0.0021651 | 0.031609 | -0.62644 | -1.7036 | -0.96692 | -0.64267 | -0.0069246 | -0.38091 | 0.30743 | 0.63726 | 1.3975 | 2.4392 | 2.6829 | 5.5799 | 5.0257 | 4.812 | 4.3483 | 3.0252 | 2.6887 | 1.9367 | 1.4504 | 0.70132 | 0.24747 | 64.8581 | 64.3278 | 63.4826 | 63.0662 | 62.8187 | 62.5645 | 62.3159 | 62.7413 | 64.9521 | 68.5311 | 71.4727 | 73.8772 | 74.6316 | 75.6033 | 75.8796 | 76.8419 | 78.3089 | 78.6266 | 78.3242 | 75.655 | 72.3631 | 68.8082 | 66.8489 | 66.1971 | 4.774 | 4.5291 | 4.8884 | 5.8036 | 5.3727 | 5.6991 | 4.9653 | 5.3504 | 6.6644 | 7.5665 | 7.4056 | 6.1992 | 6.5504 | 6.5867 | 5.5508 | 5.5964 | 4.8801 | 4.8941 | 4.6929 | 5.5805 | 6.119 | 6.2585 | 5.4739 | 4.5099
Portfolio Adjusted1-in-2AllSouth of Lugo2016July Monthly Peak | Portfolio Adjusted | 1-in-2 | All | South of Lugo | 2016 | July Monthly Peak | 7 | 118.5499 | 113.5499 | 109.7217 | 110.6234 | 118.9515 | 140.0421 | 164.7712 | 185.8169 | 200.6835 | 212.2071 | 221.7902 | 222.4332 | 218.4507 | 220.2338 | 218.0754 | 212.2229 | 203.7673 | 193.0447 | 175.5608 | 167.2548 | 161.7006 | 150.5838 | 136.8071 | 127.8328 | -0.41753 | -0.017599 | -0.035128 | -0.53727 | -1.5912 | -1.1272 | -0.82472 | -0.33313 | -0.39595 | 0.30874 | 0.64424 | 1.0297 | 1.9931 | 2.3137 | 5.1252 | 4.6043 | 4.4596 | 3.9906 | 2.6412 | 2.1148 | 1.6284 | 1.3384 | 0.63721 | 0.27136 | 65.1427 | 65.0924 | 65.2588 | 65.4773 | 65.3977 | 65.1419 | 64.9588 | 65.3678 | 67.5737 | 70.6997 | 74.6703 | 77.8419 | 79.2769 | 80.3362 | 81.4188 | 81.7938 | 82.6094 | 82.3287 | 81.2425 | 78.6678 | 74.8187 | 71.4273 | 69.7586 | 68.7709 | 4.7962 | 4.541 | 4.8986 | 5.8442 | 5.4181 | 5.8245 | 5.0941 | 5.4555 | 6.7797 | 7.5913 | 7.3855 | 6.183 | 6.5701 | 6.6115 | 5.5692 | 5.6236 | 4.9343 | 4.935 | 4.7186 | 5.5657 | 6.0936 | 6.239 | 5.4679 | 4.5314
Portfolio Adjusted1-in-2AllSouth of Lugo2016August Monthly Peak | Portfolio Adjusted | 1-in-2 | All | South of Lugo | 2016 | August Monthly Peak | 8 | 124.8766 | 120.1241 | 116.088 | 117.445 | 125.3296 | 149.657 | 176.6295 | 197.3857 | 215.582 | 230.7377 | 243.1458 | 245.1881 | 240.8969 | 242.8522 | 240.2696 | 232.6928 | 222.8996 | 210.696 | 189.594 | 181.4071 | 172.792 | 161.0622 | 146.2778 | 135.9071 | -0.55624 | -0.069917 | -0.21198 | -0.28969 | -1.2474 | -1.5085 | -1.278 | -1.2009 | -0.42411 | 0.31762 | 0.69039 | 0.066358 | 0.82241 | 1.361 | 4.0236 | 3.5403 | 3.492 | 3.0337 | 1.609 | 0.62569 | 0.83913 | 1.0631 | 0.47341 | 0.33269 | 72.1547 | 71.3154 | 70.6184 | 69.5798 | 69.2688 | 68.599 | 68.3423 | 68.8512 | 71.0599 | 75.7081 | 80.9138 | 84.7288 | 86.5362 | 87.3181 | 88.2463 | 87.95 | 89.17 | 88.3788 | 86.7637 | 84.1125 | 79.007 | 76.0158 | 74.512 | 73.3246 | 4.9867 | 4.7417 | 5.1157 | 6.1242 | 5.6347 | 6.1438 | 5.39 | 5.7201 | 7.1887 | 8.1473 | 7.9917 | 6.7273 | 7.1514 | 7.1961 | 6.0565 | 6.0862 | 5.3277 | 5.3164 | 5.0297 | 5.9585 | 6.4272 | 6.5867 | 5.7707 | 4.7552
Portfolio Adjusted1-in-2AllSouth of Lugo2016September Monthly Peak | Portfolio Adjusted | 1-in-2 | All | South of Lugo | 2016 | September Monthly Peak | 9 | 119.9455 | 115.4925 | 111.7391 | 112.5547 | 119.4884 | 144.0097 | 171.9483 | 192.4154 | 210.7542 | 224.6297 | 235.5788 | 237.6322 | 234.7071 | 236.4043 | 232.3835 | 223.8269 | 212.6418 | 201.0028 | 182.8038 | 178.9748 | 168.8194 | 156.009 | 139.6907 | 129.3443 | -0.46368 | -0.036087 | -0.097822 | -0.44745 | -1.4475 | -1.267 | -1.002 | -0.64943 | -0.41538 | 0.32032 | 0.67862 | 0.71811 | 1.6473 | 2.0563 | 4.8826 | 4.3211 | 4.1662 | 3.6901 | 2.3081 | 1.6561 | 1.3755 | 1.255 | 0.57742 | 0.29008 | 68.3139 | 67.6901 | 66.9984 | 66.0589 | 65.5714 | 65.3749 | 65.3134 | 65.0267 | 66.6913 | 70.6795 | 75.1042 | 79.5254 | 83.8469 | 85.9556 | 86.8725 | 86.6381 | 86.4334 | 85.0854 | 82.7191 | 80.0792 | 77.4594 | 75.9612 | 74.9803 | 74.1657 | 4.7939 | 4.5627 | 4.9283 | 5.8742 | 5.3766 | 5.917 | 5.2516 | 5.5808 | 7.0337 | 7.9383 | 7.7496 | 6.5255 | 6.9736 | 7.011 | 5.8627 | 5.8592 | 5.0869 | 5.0762 | 4.8537 | 5.8836 | 6.2848 | 6.3855 | 5.5155 | 4.5294
Portfolio Adjusted1-in-2AllSouth of Lugo2016October Monthly Peak | Portfolio Adjusted | 1-in-2 | All | South of Lugo | 2016 | October Monthly Peak | 10 | 116.2133 | 113.2865 | 109.1272 | 109.9466 | 116.7711 | 137.0095 | 164.2916 | 183.8102 | 201.0029 | 218.9607 | 233.1445 | 237.627 | 236.8547 | 238.7949 | 235.3118 | 224.0589 | 212.1772 | 198.2023 | 184.9891 | 175.4473 | 164.8669 | 152.1591 | 136.7657 | 125.4778 | -0.45426 | -0.037632 | -0.10312 | -0.42495 | -1.3961 | -1.2183 | -0.97434 | -0.65681 | -0.3961 | 0.31145 | 0.6709 | 0.67027 | 1.5999 | 2.0231 | 4.8707 | 4.2586 | 4.0961 | 3.5813 | 2.2797 | 1.549 | 1.3036 | 1.208 | 0.55635 | 0.28329 | 68.3463 | 67.8702 | 66.9308 | 65.957 | 65.475 | 64.1381 | 63.7991 | 63.9776 | 65.5974 | 69.9474 | 76.3038 | 82.0144 | 85.67 | 87.2994 | 88.8537 | 87.8856 | 86.2913 | 83.765 | 81.5594 | 79.2144 | 76.7434 | 74.6058 | 72.8322 | 71.1619 | 4.6404 | 4.4714 | 4.8086 | 5.7327 | 5.2495 | 5.6242 | 5.0131 | 5.3263 | 6.702 | 7.7308 | 7.6624 | 6.5193 | 7.0308 | 7.0753 | 5.931 | 5.8599 | 5.071 | 5.0008 | 4.9072 | 5.7622 | 6.1319 | 6.2221 | 5.395 | 4.3899
Portfolio Adjusted1-in-2AllSouth of Lugo2016November Monthly Peak | Portfolio Adjusted | 1-in-2 | All | South of Lugo | 2016 | November Monthly Peak | 11 | 106.2367 | 102.2462 | 98.6033 | 99.6977 | 105.4226 | 121.3182 | 143.9208 | 161.5064 | 175.1302 | 188.2762 | 196.6787 | 198.8617 | 196.5267 | 197.2762 | 192.9625 | 183.2781 | 175.7609 | 172.2276 | 161.2426 | 154.3286 | 146.7871 | 135.3986 | 122.1232 | 112.6228 | -0.33369 | 0.0019997 | 0.029121 | -0.58161 | -1.5577 | -0.87579 | -0.58917 | -0.0062783 | -0.34595 | 0.27995 | 0.57655 | 1.2748 | 2.2518 | 2.4678 | 5.0678 | 4.4618 | 4.2935 | 4.0019 | 2.858 | 2.5313 | 1.7911 | 1.33 | 0.63976 | 0.22411 | 57.8147 | 56.5789 | 55.8429 | 55.2164 | 54.4598 | 53.8299 | 53.3339 | 53.6189 | 57.3527 | 60.4243 | 66.0916 | 71.3922 | 75.3944 | 76.9806 | 76.6573 | 75.7636 | 73.0739 | 68.9498 | 65.1404 | 63.4858 | 62.3358 | 61.1149 | 60.0121 | 59.3196 | 4.397 | 4.1831 | 4.5036 | 5.3883 | 4.9125 | 5.162 | 4.552 | 4.851 | 6.0527 | 6.8903 | 6.7001 | 5.6551 | 6.0469 | 6.0587 | 5.0413 | 4.9685 | 4.3542 | 4.5042 | 4.4335 | 5.2538 | 5.659 | 5.7391 | 4.9934 | 4.0842
Portfolio Adjusted1-in-2AllSouth of Lugo2016December Monthly Peak | Portfolio Adjusted | 1-in-2 | All | South of Lugo | 2016 | December Monthly Peak | 12 | 98.2896 | 95.6243 | 92.1108 | 92.373 | 96.2829 | 110.9649 | 134.777 | 149.7656 | 160.3368 | 168.3637 | 168.5636 | 167.8798 | 163.7311 | 163.1163 | 160.3528 | 153.9663 | 151.04 | 152.7807 | 146.3254 | 141.5748 | 134.4691 | 125.423 | 113.7017 | 104.3324 | -0.30872 | 0.0018702 | 0.027204 | -0.53887 | -1.4227 | -0.80105 | -0.55174 | -0.0058219 | -0.31672 | 0.25035 | 0.49413 | 1.0762 | 1.876 | 2.0405 | 4.2113 | 3.7482 | 3.6896 | 3.55 | 2.5936 | 2.3221 | 1.6408 | 1.232 | 0.59564 | 0.20761 | 51.2927 | 49.9594 | 47.862 | 46.9356 | 46.2184 | 45.4347 | 45.506 | 45.4882 | 46.2826 | 49.4775 | 52.7121 | 54.8214 | 56.2467 | 56.5737 | 57.3696 | 57.252 | 56.3672 | 55.2045 | 53.9409 | 53.3516 | 52.6511 | 51.4025 | 50.4916 | 49.4041 | 4.0681 | 3.9122 | 4.2071 | 4.9924 | 4.4866 | 4.7215 | 4.2628 | 4.4983 | 5.5414 | 6.1616 | 5.7423 | 4.7741 | 5.0378 | 5.0096 | 4.1894 | 4.1738 | 3.7418 | 3.9956 | 4.0234 | 4.8197 | 5.1841 | 5.3162 | 4.6491 | 3.7835
Portfolio Adjusted1-in-2AllSouth of Lugo2016Typical Event Day | Portfolio Adjusted | 1-in-2 | All | South of Lugo | 2016 | Typical Event Day | 8 | 123.1088 | 118.34 | 114.2054 | 115.1348 | 122.6993 | 146.3271 | 172.4093 | 191.8994 | 207.2113 | 219.7668 | 230.366 | 232.1088 | 227.8065 | 229.7189 | 227.9446 | 221.2818 | 212.4573 | 201.4704 | 182.6011 | 175.8037 | 168.3292 | 157.3919 | 142.5464 | 132.6102 | -0.45677 | -0.028546 | -0.071291 | -0.50361 | -1.5565 | -1.2378 | -0.94059 | -0.51032 | -0.40859 | 0.31626 | 0.66611 | 0.87018 | 1.8158 | 2.186 | 5.0462 | 4.5112 | 4.383 | 3.9096 | 2.5053 | 1.8964 | 1.518 | 1.3262 | 0.62302 | 0.29021 | 67.6173 | 67.1064 | 66.5895 | 66.0455 | 65.7642 | 65.4201 | 65.2326 | 65.4968 | 67.5692 | 71.4046 | 75.5403 | 78.9933 | 81.0729 | 82.3033 | 83.1043 | 83.3059 | 84.1304 | 83.6049 | 82.2624 | 79.6286 | 75.912 | 73.0531 | 71.525 | 70.6146 | 4.9424 | 4.6962 | 5.0597 | 6.0358 | 5.5459 | 6.0392 | 5.2893 | 5.5909 | 6.9465 | 7.8013 | 7.6121 | 6.4024 | 6.7989 | 6.8433 | 5.7765 | 5.8186 | 5.1053 | 5.1108 | 4.8701 | 5.8053 | 6.2947 | 6.471 | 5.6535 | 4.6646
Portfolio Adjusted1-in-2AllSouth of Lugo2017January Monthly Peak | Portfolio Adjusted | 1-in-2 | All | South of Lugo | 2017 | January Monthly Peak | 1 | 99.6484 | 96.8281 | 94.0697 | 93.9355 | 99.9388 | 115.8687 | 140.1807 | 156.0675 | 166.567 | 175.4319 | 180.0906 | 182.2642 | 179.7354 | 180.7899 | 177.0743 | 169.2098 | 161.8106 | 160.9426 | 151.1465 | 145.0891 | 137.3288 | 128.3988 | 116.383 | 107.4082 | -0.31299 | 0.0018937 | 0.027782 | -0.54799 | -1.4767 | -0.83645 | -0.57386 | -0.0060669 | -0.32903 | 0.26086 | 0.52792 | 1.1684 | 2.0594 | 2.2615 | 4.6505 | 4.1193 | 3.9527 | 3.7397 | 2.679 | 2.3798 | 1.6757 | 1.2613 | 0.60969 | 0.21373 | 56.7264 | 56.0296 | 55.7205 | 55.4596 | 54.8197 | 54.5864 | 55.1533 | 55.1781 | 55.7682 | 56.9162 | 58.3259 | 58.9398 | 59.9826 | 60.8897 | 61.6724 | 61.2851 | 61.6421 | 61.3703 | 60.3536 | 59.2241 | 58.6248 | 58.2149 | 57.2759 | 56.1134 | 4.1243 | 3.9615 | 4.2966 | 5.0769 | 4.6569 | 4.9301 | 4.4337 | 4.6876 | 5.7567 | 6.4203 | 6.135 | 5.1831 | 5.5302 | 5.5524 | 4.6262 | 4.5871 | 4.0086 | 4.2091 | 4.1559 | 4.9393 | 5.2943 | 5.4424 | 4.7587 | 3.8951
Portfolio Adjusted1-in-2AllSouth of Lugo2017February Monthly Peak | Portfolio Adjusted | 1-in-2 | All | South of Lugo | 2017 | February Monthly Peak | 2 | 102.0684 | 99.0832 | 95.4434 | 96.0678 | 101.2716 | 117.5725 | 141.3186 | 156.8357 | 168.2783 | 177.1642 | 182.0112 | 185.8103 | 184.3189 | 185.8018 | 183.1384 | 175.1851 | 167.2622 | 163.5172 | 155.6475 | 148.8058 | 140.6166 | 130.1429 | 118.3333 | 110.3182 | -0.32059 | 0.0019378 | 0.028188 | -0.56043 | -1.4964 | -0.84875 | -0.57852 | -0.0060967 | -0.33241 | 0.26343 | 0.53355 | 1.1911 | 2.1119 | 2.3242 | 4.8098 | 4.2648 | 4.0859 | 3.7995 | 2.7588 | 2.4407 | 1.7158 | 1.2784 | 0.6199 | 0.21952 | 52.2509 | 51.5097 | 51.2054 | 50.8398 | 50.3756 | 49.9551 | 49.5925 | 49.8293 | 51.2148 | 54.8916 | 59.1801 | 63.3735 | 65.018 | 65.9598 | 66.1513 | 65.0371 | 64.1345 | 63.6399 | 61.1774 | 59.2534 | 58.4942 | 57.4992 | 56.3976 | 55.0309 | 4.2245 | 4.0537 | 4.3593 | 5.1921 | 4.719 | 5.0026 | 4.4697 | 4.7107 | 5.8159 | 6.4837 | 6.2004 | 5.284 | 5.6713 | 5.7063 | 4.7847 | 4.7491 | 4.1436 | 4.2764 | 4.2797 | 5.0658 | 5.4211 | 5.5163 | 4.8385 | 4.0006
Portfolio Adjusted1-in-2AllSouth of Lugo2017March Monthly Peak | Portfolio Adjusted | 1-in-2 | All | South of Lugo | 2017 | March Monthly Peak | 3 | 105.6709 | 101.2058 | 96.9385 | 96.7279 | 102.0241 | 118.9562 | 143.8311 | 160.5051 | 171.8926 | 181.9594 | 187.1259 | 190.3788 | 188.3311 | 190.2336 | 189.036 | 181.9061 | 174.2708 | 167.8284 | 158.9815 | 155.5787 | 146.7359 | 136.4141 | 123.0722 | 113.7533 | -0.33191 | 0.0019793 | 0.028629 | -0.56428 | -1.5075 | -0.85874 | -0.5888 | -0.0062394 | -0.33955 | 0.27056 | 0.54854 | 1.2204 | 2.1579 | 2.3797 | 4.9647 | 4.4284 | 4.2571 | 3.8997 | 2.8179 | 2.5518 | 1.7905 | 1.34 | 0.64473 | 0.22636 | 54.4139 | 53.2356 | 52.7396 | 52.7467 | 52.3766 | 51.8724 | 51.3923 | 51.7394 | 53.2482 | 54.7178 | 56.9487 | 59.9962 | 62.4948 | 64.4911 | 65.2576 | 65.7249 | 64.9498 | 63.8063 | 60.8852 | 58.5288 | 57.737 | 56.8692 | 55.6923 | 54.0971 | 4.3736 | 4.1406 | 4.4276 | 5.2278 | 4.7541 | 5.0615 | 4.5491 | 4.8209 | 5.9408 | 6.6591 | 6.3747 | 5.4139 | 5.7947 | 5.8424 | 4.9387 | 4.9313 | 4.3173 | 4.3892 | 4.3714 | 5.2964 | 5.657 | 5.7821 | 5.0322 | 4.1252
Portfolio Adjusted1-in-2AllSouth of Lugo2017April Monthly Peak | Portfolio Adjusted | 1-in-2 | All | South of Lugo | 2017 | April Monthly Peak | 4 | 110.4593 | 106.2806 | 102.1311 | 101.7196 | 108.4718 | 125.6666 | 149.8799 | 167.565 | 181.8016 | 194.1723 | 203.6519 | 207.8617 | 206.221 | 208.2459 | 206.0506 | 198.824 | 189.6063 | 179.394 | 165.7415 | 162.0508 | 155.0831 | 143.8532 | 129.9802 | 120.1067 | -0.34695 | 0.0020786 | 0.030163 | -0.5934 | -1.6028 | -0.90718 | -0.61357 | -0.0065138 | -0.35912 | 0.28872 | 0.59699 | 1.3325 | 2.3628 | 2.605 | 5.4115 | 4.8403 | 4.6317 | 4.1684 | 2.9377 | 2.658 | 1.8923 | 1.4131 | 0.68092 | 0.239 | 60.9525 | 60.4065 | 59.7591 | 59.3544 | 58.5072 | 57.9537 | 57.7076 | 57.8011 | 59.533 | 62.7702 | 66.6293 | 70.4531 | 73.8483 | 74.8501 | 74.4911 | 73.8659 | 72.3789 | 71.0422 | 69.3934 | 67.7446 | 64.9622 | 64.3025 | 63.1248 | 61.4716 | 4.5718 | 4.3482 | 4.6648 | 5.4976 | 5.0545 | 5.347 | 4.7404 | 5.033 | 6.2833 | 7.1061 | 6.9377 | 5.911 | 6.3452 | 6.3956 | 5.3833 | 5.3899 | 4.6972 | 4.6916 | 4.5573 | 5.5167 | 5.9788 | 6.0974 | 5.3147 | 4.3556
Portfolio Adjusted1-in-2AllSouth of Lugo2017May Monthly Peak | Portfolio Adjusted | 1-in-2 | All | South of Lugo | 2017 | May Monthly Peak | 5 | 110.039 | 105.5962 | 101.9249 | 101.9968 | 109.205 | 127.3375 | 150.8094 | 171.5287 | 186.2135 | 198.6521 | 208.8954 | 211.9834 | 209.3614 | 210.9201 | 208.3232 | 200.1715 | 190.1541 | 180.6413 | 166.0941 | 160.1214 | 155.4034 | 144.045 | 130.0013 | 120.2628 | -0.34563 | 0.0020652 | 0.030102 | -0.59502 | -1.6136 | -0.91924 | -0.61737 | -0.0066679 | -0.36784 | 0.29538 | 0.61236 | 1.3589 | 2.3988 | 2.6384 | 5.4712 | 4.8731 | 4.6451 | 4.1974 | 2.944 | 2.6263 | 1.8962 | 1.415 | 0.68103 | 0.23931 | 62.8794 | 61.915 | 60.9337 | 60.5554 | 60.293 | 59.5548 | 59.5799 | 60.233 | 62.3733 | 65.0538 | 68.6214 | 71.9969 | 74.8519 | 75.5249 | 75.2622 | 75.2369 | 75.7789 | 75.9491 | 74.869 | 72.3678 | 68.5004 | 65.7524 | 65.021 | 64.2369 | 4.5544 | 4.3202 | 4.6553 | 5.5125 | 5.0887 | 5.4181 | 4.7698 | 5.152 | 6.4357 | 7.27 | 7.1163 | 6.0282 | 6.4418 | 6.4777 | 5.4426 | 5.4264 | 4.7107 | 4.7242 | 4.5669 | 5.451 | 5.9912 | 6.1056 | 5.3155 | 4.3612
Portfolio Adjusted1-in-2AllSouth of Lugo2017June Monthly Peak | Portfolio Adjusted | 1-in-2 | All | South of Lugo | 2017 | June Monthly Peak | 6 | 115.3454 | 110.7022 | 107.0271 | 107.3827 | 115.2989 | 133.9417 | 156.9891 | 178.1333 | 192.8298 | 206.7517 | 217.3887 | 217.9947 | 212.8895 | 214.4706 | 212.4632 | 206.4409 | 196.9883 | 187.1346 | 170.6751 | 163.9243 | 158.7188 | 147.6536 | 133.8745 | 124.3636 | -0.3623 | 0.0021651 | 0.031609 | -0.62644 | -1.7036 | -0.96692 | -0.64267 | -0.0069246 | -0.38091 | 0.30743 | 0.63726 | 1.3975 | 2.4392 | 2.6829 | 5.5799 | 5.0257 | 4.812 | 4.3483 | 3.0252 | 2.6887 | 1.9367 | 1.4504 | 0.70132 | 0.24747 | 64.8581 | 64.3278 | 63.4826 | 63.0662 | 62.8188 | 62.5645 | 62.3159 | 62.7413 | 64.9521 | 68.5311 | 71.4728 | 73.8772 | 74.6316 | 75.6033 | 75.8796 | 76.8419 | 78.3089 | 78.6266 | 78.3242 | 75.655 | 72.3631 | 68.8082 | 66.8489 | 66.1971 | 4.774 | 4.5291 | 4.8884 | 5.8036 | 5.3727 | 5.6991 | 4.9653 | 5.3504 | 6.6644 | 7.5665 | 7.4056 | 6.1992 | 6.5504 | 6.5867 | 5.5508 | 5.5964 | 4.8801 | 4.8941 | 4.6929 | 5.5805 | 6.119 | 6.2585 | 5.4739 | 4.5099
Portfolio Adjusted1-in-2AllSouth of Lugo2017July Monthly Peak | Portfolio Adjusted | 1-in-2 | All | South of Lugo | 2017 | July Monthly Peak | 7 | 118.5499 | 113.5499 | 109.7217 | 110.6234 | 118.9516 | 140.0421 | 164.7712 | 185.8169 | 200.6835 | 212.2071 | 221.7902 | 222.4332 | 218.4507 | 220.2338 | 218.0754 | 212.2229 | 203.7673 | 193.0447 | 175.5608 | 167.2548 | 161.7006 | 150.5838 | 136.8071 | 127.8328 | -0.41753 | -0.017599 | -0.035128 | -0.53727 | -1.5912 | -1.1272 | -0.82472 | -0.33313 | -0.39595 | 0.30874 | 0.64424 | 1.0297 | 1.9931 | 2.3137 | 5.1252 | 4.6043 | 4.4596 | 3.9906 | 2.6412 | 2.1148 | 1.6284 | 1.3384 | 0.63721 | 0.27136 | 65.1427 | 65.0924 | 65.2587 | 65.4773 | 65.3977 | 65.1419 | 64.9588 | 65.3678 | 67.5738 | 70.6997 | 74.6702 | 77.8419 | 79.2769 | 80.3362 | 81.4187 | 81.7938 | 82.6094 | 82.3288 | 81.2425 | 78.6677 | 74.8187 | 71.4273 | 69.7586 | 68.7709 | 4.7962 | 4.541 | 4.8986 | 5.8442 | 5.4181 | 5.8245 | 5.0941 | 5.4555 | 6.7797 | 7.5913 | 7.3855 | 6.183 | 6.5701 | 6.6115 | 5.5692 | 5.6236 | 4.9343 | 4.935 | 4.7186 | 5.5657 | 6.0936 | 6.239 | 5.4679 | 4.5314
Portfolio Adjusted1-in-2AllSouth of Lugo2017August Monthly Peak | Portfolio Adjusted | 1-in-2 | All | South of Lugo | 2017 | August Monthly Peak | 8 | 124.8766 | 120.1241 | 116.088 | 117.445 | 125.3296 | 149.657 | 176.6295 | 197.3857 | 215.582 | 230.7377 | 243.1458 | 245.1881 | 240.897 | 242.8522 | 240.2696 | 232.6928 | 222.8996 | 210.696 | 189.594 | 181.4071 | 172.792 | 161.0622 | 146.2778 | 135.9071 | -0.55624 | -0.069917 | -0.21198 | -0.28969 | -1.2474 | -1.5085 | -1.278 | -1.2009 | -0.42411 | 0.31762 | 0.69039 | 0.066358 | 0.82241 | 1.361 | 4.0236 | 3.5403 | 3.492 | 3.0337 | 1.609 | 0.62569 | 0.83913 | 1.0631 | 0.47341 | 0.33269 | 72.1547 | 71.3154 | 70.6184 | 69.5798 | 69.2688 | 68.599 | 68.3423 | 68.8512 | 71.0599 | 75.7081 | 80.9137 | 84.7287 | 86.5363 | 87.3181 | 88.2462 | 87.95 | 89.17 | 88.3787 | 86.7638 | 84.1125 | 79.007 | 76.0157 | 74.512 | 73.3246 | 4.9867 | 4.7417 | 5.1157 | 6.1242 | 5.6347 | 6.1438 | 5.39 | 5.7201 | 7.1887 | 8.1473 | 7.9917 | 6.7273 | 7.1514 | 7.1961 | 6.0565 | 6.0862 | 5.3277 | 5.3164 | 5.0297 | 5.9585 | 6.4272 | 6.5867 | 5.7707 | 4.7552
Portfolio Adjusted1-in-2AllSouth of Lugo2017September Monthly Peak | Portfolio Adjusted | 1-in-2 | All | South of Lugo | 2017 | September Monthly Peak | 9 | 119.9455 | 115.4925 | 111.7391 | 112.5547 | 119.4884 | 144.0097 | 171.9483 | 192.4154 | 210.7542 | 224.6296 | 235.5789 | 237.6322 | 234.7071 | 236.4044 | 232.3835 | 223.8269 | 212.6418 | 201.0028 | 182.8038 | 178.9748 | 168.8194 | 156.009 | 139.6907 | 129.3443 | -0.46368 | -0.036087 | -0.097822 | -0.44745 | -1.4475 | -1.267 | -1.002 | -0.64943 | -0.41538 | 0.32032 | 0.67862 | 0.71811 | 1.6473 | 2.0563 | 4.8826 | 4.3211 | 4.1662 | 3.6901 | 2.3081 | 1.6561 | 1.3755 | 1.255 | 0.57742 | 0.29008 | 68.3139 | 67.6901 | 66.9984 | 66.0589 | 65.5714 | 65.3749 | 65.3134 | 65.0267 | 66.6912 | 70.6795 | 75.1043 | 79.5254 | 83.8469 | 85.9556 | 86.8725 | 86.6381 | 86.4334 | 85.0854 | 82.7191 | 80.0792 | 77.4594 | 75.9612 | 74.9803 | 74.1657 | 4.7939 | 4.5627 | 4.9283 | 5.8742 | 5.3766 | 5.917 | 5.2516 | 5.5808 | 7.0337 | 7.9383 | 7.7496 | 6.5255 | 6.9736 | 7.011 | 5.8627 | 5.8592 | 5.0869 | 5.0762 | 4.8537 | 5.8836 | 6.2848 | 6.3855 | 5.5155 | 4.5294
Portfolio Adjusted1-in-2AllSouth of Lugo2017October Monthly Peak | Portfolio Adjusted | 1-in-2 | All | South of Lugo | 2017 | October Monthly Peak | 10 | 116.2133 | 113.2865 | 109.1273 | 109.9466 | 116.7711 | 137.0095 | 164.2916 | 183.8102 | 201.0029 | 218.9607 | 233.1445 | 237.627 | 236.8547 | 238.7949 | 235.3118 | 224.0589 | 212.1772 | 198.2023 | 184.9891 | 175.4473 | 164.8669 | 152.1591 | 136.7657 | 125.4778 | -0.45426 | -0.037632 | -0.10312 | -0.42495 | -1.3961 | -1.2183 | -0.97434 | -0.65681 | -0.3961 | 0.31145 | 0.6709 | 0.67027 | 1.5999 | 2.0231 | 4.8707 | 4.2586 | 4.0961 | 3.5813 | 2.2797 | 1.549 | 1.3036 | 1.208 | 0.55635 | 0.28329 | 68.3463 | 67.8703 | 66.9307 | 65.957 | 65.475 | 64.1381 | 63.7991 | 63.9776 | 65.5974 | 69.9474 | 76.3037 | 82.0144 | 85.67 | 87.2994 | 88.8538 | 87.8856 | 86.2912 | 83.765 | 81.5594 | 79.2144 | 76.7434 | 74.6058 | 72.8322 | 71.1619 | 4.6404 | 4.4714 | 4.8086 | 5.7327 | 5.2495 | 5.6242 | 5.0131 | 5.3263 | 6.702 | 7.7308 | 7.6624 | 6.5193 | 7.0308 | 7.0753 | 5.931 | 5.8599 | 5.071 | 5.0008 | 4.9072 | 5.7622 | 6.1319 | 6.2221 | 5.395 | 4.3899
Portfolio Adjusted1-in-2AllSouth of Lugo2017November Monthly Peak | Portfolio Adjusted | 1-in-2 | All | South of Lugo | 2017 | November Monthly Peak | 11 | 106.2367 | 102.2462 | 98.6033 | 99.6977 | 105.4226 | 121.3182 | 143.9208 | 161.5064 | 175.1302 | 188.2762 | 196.6787 | 198.8617 | 196.5267 | 197.2762 | 192.9626 | 183.2781 | 175.7609 | 172.2276 | 161.2426 | 154.3286 | 146.7871 | 135.3986 | 122.1232 | 112.6228 | -0.33369 | 0.0019997 | 0.029121 | -0.58161 | -1.5577 | -0.87579 | -0.58917 | -0.0062783 | -0.34595 | 0.27995 | 0.57655 | 1.2748 | 2.2518 | 2.4678 | 5.0678 | 4.4618 | 4.2935 | 4.0019 | 2.858 | 2.5313 | 1.7911 | 1.33 | 0.63976 | 0.22411 | 57.8147 | 56.5789 | 55.8429 | 55.2164 | 54.4598 | 53.8299 | 53.3339 | 53.6189 | 57.3527 | 60.4242 | 66.0916 | 71.3922 | 75.3944 | 76.9806 | 76.6573 | 75.7636 | 73.0739 | 68.9498 | 65.1404 | 63.4858 | 62.3358 | 61.1149 | 60.0121 | 59.3196 | 4.397 | 4.1831 | 4.5036 | 5.3883 | 4.9125 | 5.162 | 4.552 | 4.851 | 6.0527 | 6.8903 | 6.7001 | 5.6551 | 6.0469 | 6.0587 | 5.0413 | 4.9685 | 4.3542 | 4.5042 | 4.4335 | 5.2538 | 5.659 | 5.7391 | 4.9934 | 4.0842
Portfolio Adjusted1-in-2AllSouth of Lugo2017December Monthly Peak | Portfolio Adjusted | 1-in-2 | All | South of Lugo | 2017 | December Monthly Peak | 12 | 98.2896 | 95.6243 | 92.1108 | 92.373 | 96.2829 | 110.9649 | 134.777 | 149.7656 | 160.3368 | 168.3637 | 168.5636 | 167.8798 | 163.7311 | 163.1163 | 160.3528 | 153.9663 | 151.0401 | 152.7807 | 146.3254 | 141.5748 | 134.4691 | 125.423 | 113.7017 | 104.3324 | -0.30872 | 0.0018702 | 0.027204 | -0.53887 | -1.4227 | -0.80105 | -0.55174 | -0.0058219 | -0.31672 | 0.25035 | 0.49413 | 1.0762 | 1.876 | 2.0405 | 4.2113 | 3.7482 | 3.6896 | 3.55 | 2.5936 | 2.3221 | 1.6408 | 1.232 | 0.59564 | 0.20761 | 51.2927 | 49.9594 | 47.862 | 46.9356 | 46.2184 | 45.4347 | 45.506 | 45.4882 | 46.2826 | 49.4775 | 52.7121 | 54.8214 | 56.2467 | 56.5737 | 57.3696 | 57.252 | 56.3672 | 55.2045 | 53.9409 | 53.3516 | 52.6511 | 51.4025 | 50.4916 | 49.4041 | 4.0681 | 3.9122 | 4.2071 | 4.9924 | 4.4866 | 4.7215 | 4.2628 | 4.4983 | 5.5414 | 6.1616 | 5.7423 | 4.7741 | 5.0378 | 5.0096 | 4.1894 | 4.1738 | 3.7418 | 3.9956 | 4.0234 | 4.8197 | 5.1841 | 5.3162 | 4.6491 | 3.7835
Portfolio Adjusted1-in-2AllSouth of Lugo2017Typical Event Day | Portfolio Adjusted | 1-in-2 | All | South of Lugo | 2017 | Typical Event Day | 8 | 123.1088 | 118.34 | 114.2054 | 115.1348 | 122.6993 | 146.3271 | 172.4093 | 191.8993 | 207.2113 | 219.7668 | 230.366 | 232.1088 | 227.8065 | 229.7189 | 227.9446 | 221.2818 | 212.4573 | 201.4704 | 182.6011 | 175.8037 | 168.3292 | 157.3919 | 142.5464 | 132.6102 | -0.45677 | -0.028546 | -0.071291 | -0.50361 | -1.5565 | -1.2378 | -0.94059 | -0.51032 | -0.40859 | 0.31626 | 0.66611 | 0.87018 | 1.8158 | 2.186 | 5.0462 | 4.5112 | 4.383 | 3.9096 | 2.5053 | 1.8964 | 1.518 | 1.3262 | 0.62302 | 0.29021 | 67.6173 | 67.1064 | 66.5895 | 66.0455 | 65.7642 | 65.4201 | 65.2326 | 65.4968 | 67.5692 | 71.4046 | 75.5402 | 78.9933 | 81.0729 | 82.3033 | 83.1043 | 83.3059 | 84.1304 | 83.6049 | 82.2624 | 79.6286 | 75.912 | 73.0531 | 71.525 | 70.6146 | 4.9424 | 4.6962 | 5.0597 | 6.0358 | 5.5459 | 6.0392 | 5.2893 | 5.5909 | 6.9465 | 7.8013 | 7.6121 | 6.4024 | 6.7989 | 6.8433 | 5.7765 | 5.8186 | 5.1053 | 5.1108 | 4.8701 | 5.8053 | 6.2947 | 6.471 | 5.6535 | 4.6646
Portfolio Adjusted1-in-2AllSouth of Lugo2018January Monthly Peak | Portfolio Adjusted | 1-in-2 | All | South of Lugo | 2018 | January Monthly Peak | 1 | 99.6484 | 96.8281 | 94.0697 | 93.9355 | 99.9388 | 115.8687 | 140.1807 | 156.0675 | 166.567 | 175.4319 | 180.0906 | 182.2642 | 179.7354 | 180.7899 | 177.0743 | 169.2098 | 161.8105 | 160.9426 | 151.1464 | 145.0891 | 137.3288 | 128.3988 | 116.383 | 107.4082 | -0.31299 | 0.0018937 | 0.027782 | -0.54799 | -1.4767 | -0.83645 | -0.57386 | -0.0060669 | -0.32903 | 0.26086 | 0.52792 | 1.1684 | 2.0594 | 2.2615 | 4.6505 | 4.1193 | 3.9527 | 3.7397 | 2.679 | 2.3798 | 1.6757 | 1.2613 | 0.60969 | 0.21373 | 56.7264 | 56.0296 | 55.7205 | 55.4596 | 54.8197 | 54.5864 | 55.1533 | 55.1781 | 55.7682 | 56.9162 | 58.3259 | 58.9398 | 59.9826 | 60.8897 | 61.6724 | 61.2851 | 61.6421 | 61.3703 | 60.3536 | 59.2241 | 58.6248 | 58.2149 | 57.2759 | 56.1134 | 4.1243 | 3.9615 | 4.2966 | 5.0769 | 4.6569 | 4.9301 | 4.4337 | 4.6876 | 5.7567 | 6.4203 | 6.135 | 5.1831 | 5.5302 | 5.5524 | 4.6262 | 4.5871 | 4.0086 | 4.2091 | 4.1559 | 4.9393 | 5.2943 | 5.4424 | 4.7587 | 3.8951
Portfolio Adjusted1-in-2AllSouth of Lugo2018February Monthly Peak | Portfolio Adjusted | 1-in-2 | All | South of Lugo | 2018 | February Monthly Peak | 2 | 102.0684 | 99.0832 | 95.4434 | 96.0678 | 101.2716 | 117.5725 | 141.3186 | 156.8357 | 168.2783 | 177.1642 | 182.0112 | 185.8103 | 184.3189 | 185.8018 | 183.1384 | 175.1851 | 167.2622 | 163.5172 | 155.6475 | 148.8058 | 140.6166 | 130.1429 | 118.3333 | 110.3182 | -0.32059 | 0.0019378 | 0.028188 | -0.56043 | -1.4964 | -0.84875 | -0.57852 | -0.0060967 | -0.33241 | 0.26343 | 0.53355 | 1.1911 | 2.1119 | 2.3242 | 4.8098 | 4.2648 | 4.0859 | 3.7995 | 2.7588 | 2.4407 | 1.7158 | 1.2784 | 0.6199 | 0.21952 | 52.2509 | 51.5097 | 51.2054 | 50.8398 | 50.3756 | 49.9551 | 49.5925 | 49.8292 | 51.2148 | 54.8916 | 59.1801 | 63.3735 | 65.018 | 65.9598 | 66.1513 | 65.0371 | 64.1345 | 63.6399 | 61.1774 | 59.2534 | 58.4942 | 57.4993 | 56.3976 | 55.0309 | 4.2245 | 4.0537 | 4.3593 | 5.1921 | 4.719 | 5.0026 | 4.4697 | 4.7107 | 5.8159 | 6.4837 | 6.2004 | 5.284 | 5.6713 | 5.7063 | 4.7847 | 4.7491 | 4.1436 | 4.2764 | 4.2797 | 5.0658 | 5.4211 | 5.5163 | 4.8385 | 4.0006
Portfolio Adjusted1-in-2AllSouth of Lugo2018March Monthly Peak | Portfolio Adjusted | 1-in-2 | All | South of Lugo | 2018 | March Monthly Peak | 3 | 105.6709 | 101.2058 | 96.9385 | 96.7279 | 102.0241 | 118.9562 | 143.8311 | 160.5051 | 171.8926 | 181.9594 | 187.1259 | 190.3788 | 188.3311 | 190.2336 | 189.036 | 181.9061 | 174.2708 | 167.8284 | 158.9816 | 155.5787 | 146.7359 | 136.4141 | 123.0722 | 113.7533 | -0.33191 | 0.0019793 | 0.028629 | -0.56428 | -1.5075 | -0.85874 | -0.5888 | -0.0062394 | -0.33955 | 0.27056 | 0.54854 | 1.2204 | 2.1579 | 2.3797 | 4.9647 | 4.4284 | 4.2571 | 3.8997 | 2.8179 | 2.5518 | 1.7905 | 1.34 | 0.64473 | 0.22636 | 54.4139 | 53.2356 | 52.7396 | 52.7467 | 52.3766 | 51.8724 | 51.3923 | 51.7394 | 53.2482 | 54.7177 | 56.9487 | 59.9962 | 62.4948 | 64.4911 | 65.2576 | 65.7249 | 64.9498 | 63.8063 | 60.8852 | 58.5288 | 57.737 | 56.8692 | 55.6922 | 54.0971 | 4.3736 | 4.1406 | 4.4276 | 5.2278 | 4.7541 | 5.0615 | 4.5491 | 4.8209 | 5.9408 | 6.6591 | 6.3747 | 5.4139 | 5.7947 | 5.8424 | 4.9387 | 4.9313 | 4.3173 | 4.3892 | 4.3714 | 5.2964 | 5.657 | 5.7821 | 5.0322 | 4.1252
Portfolio Adjusted1-in-2AllSouth of Lugo2018April Monthly Peak | Portfolio Adjusted | 1-in-2 | All | South of Lugo | 2018 | April Monthly Peak | 4 | 3.7211 | 3.5855 | 3.4615 | 3.4302 | 3.5409 | 3.907 | 4.4116 | 4.8742 | 5.5963 | 6.2931 | 6.87 | 7.1993 | 7.3224 | 7.4955 | 7.5458 | 7.4093 | 7.1379 | 6.5841 | 5.9186 | 5.7636 | 5.5808 | 5.1037 | 4.5151 | 4.0393 | -0.0034574 | 2.0713e-05 | 0.00030058 | -0.0059133 | -0.015972 | -0.0090401 | -0.0061142 | -6.491e-05 | -0.0035787 | 0.0028771 | 0.005949 | 0.013279 | 0.023546 | 0.025959 | 0.095461 | 0.094374 | 0.093639 | 0.077838 | 0.029275 | 0.026487 | 0.018857 | 0.014081 | 0.0067854 | 0.0023817 | 60.7564 | 60.2671 | 59.6918 | 59.2953 | 58.5277 | 58.0028 | 57.6924 | 57.7572 | 59.3204 | 62.4624 | 66.3895 | 70.1426 | 72.9177 | 73.4836 | 73.335 | 72.6712 | 71.1676 | 69.9897 | 68.868 | 67.2669 | 64.9319 | 64.7372 | 63.6667 | 61.5403 | 0.046041 | 0.04398 | 0.046781 | 0.05504 | 0.050682 | 0.054004 | 0.047826 | 0.050577 | 0.063045 | 0.071293 | 0.069723 | 0.059674 | 0.06397 | 0.064493 | 0.054517 | 0.054479 | 0.047566 | 0.047384 | 0.045923 | 0.05542 | 0.06003 | 0.061109 | 0.053354 | 0.043905
Portfolio Adjusted1-in-2AllSouth of Lugo2018May Monthly Peak | Portfolio Adjusted | 1-in-2 | All | South of Lugo | 2018 | May Monthly Peak | 5 | 3.7362 | 3.5944 | 3.4809 | 3.4554 | 3.58 | 3.9564 | 4.3802 | 4.9644 | 5.7202 | 6.4251 | 7.0101 | 7.3401 | 7.4632 | 7.6072 | 7.6401 | 7.4859 | 7.1785 | 6.6246 | 5.9603 | 5.6719 | 5.6311 | 5.1376 | 4.5367 | 4.0661 | -0.0034442 | 2.058e-05 | 0.00029997 | -0.0059294 | -0.01608 | -0.0091603 | -0.0061521 | -6.6446e-05 | -0.0036655 | 0.0029435 | 0.0061022 | 0.013542 | 0.023904 | 0.026292 | 0.096517 | 0.095148 | 0.09407 | 0.078336 | 0.029337 | 0.026172 | 0.018896 | 0.0141 | 0.0067865 | 0.0023847 | 62.7607 | 61.8934 | 61.0757 | 60.6851 | 60.4506 | 59.8424 | 59.7919 | 60.3899 | 62.4081 | 65.0717 | 68.3828 | 71.9141 | 74.1594 | 74.3367 | 74.1437 | 74.3561 | 75.1494 | 75.0966 | 73.8135 | 71.3668 | 67.9697 | 65.4135 | 64.6164 | 63.9225 | 0.04588 | 0.043718 | 0.046693 | 0.055192 | 0.051028 | 0.054709 | 0.048076 | 0.051765 | 0.064572 | 0.072934 | 0.071509 | 0.060857 | 0.064952 | 0.065326 | 0.055122 | 0.054858 | 0.047709 | 0.047713 | 0.046028 | 0.054752 | 0.060163 | 0.061194 | 0.053369 | 0.043973
Portfolio Adjusted1-in-2AllSouth of Lugo2018June Monthly Peak | Portfolio Adjusted | 1-in-2 | All | South of Lugo | 2018 | June Monthly Peak | 6 | 3.8989 | 3.7456 | 3.6384 | 3.6135 | 3.7486 | 4.1315 | 4.5979 | 5.2594 | 6.1129 | 6.9331 | 7.6183 | 7.9796 | 8.0675 | 8.2302 | 8.2556 | 8.1132 | 7.777 | 7.1443 | 6.3853 | 5.9432 | 5.8231 | 5.365 | 4.7419 | 4.2327 | -0.0036103 | 2.1575e-05 | 0.00031499 | -0.0062425 | -0.016977 | -0.0096354 | -0.0064042 | -6.9004e-05 | -0.0037958 | 0.0030635 | 0.0063503 | 0.013926 | 0.024307 | 0.026735 | 0.10147 | 0.10122 | 0.10039 | 0.083277 | 0.030146 | 0.026793 | 0.019299 | 0.014453 | 0.0069887 | 0.0024661 | 64.8949 | 64.3067 | 63.5525 | 63.1566 | 62.9366 | 62.7326 | 62.5567 | 62.9309 | 65.0239 | 68.2671 | 71.1676 | 73.3 | 73.9518 | 74.5252 | 74.8126 | 76.0613 | 77.284 | 77.5762 | 77.351 | 74.8251 | 71.8981 | 68.4805 | 66.6587 | 66.1102 | 0.048078 | 0.045806 | 0.049026 | 0.058101 | 0.053868 | 0.057515 | 0.050048 | 0.053785 | 0.06691 | 0.075963 | 0.074497 | 0.06272 | 0.066191 | 0.066576 | 0.056374 | 0.056696 | 0.049529 | 0.049505 | 0.047362 | 0.056079 | 0.061454 | 0.062743 | 0.054971 | 0.045475
Portfolio Adjusted1-in-2AllSouth of Lugo2018July Monthly Peak | Portfolio Adjusted | 1-in-2 | All | South of Lugo | 2018 | July Monthly Peak | 7 | 4.0515 | 3.8629 | 3.7427 | 3.7258 | 3.8736 | 4.3396 | 4.8591 | 5.5576 | 6.4608 | 7.2715 | 7.966 | 8.3462 | 8.4784 | 8.655 | 8.6963 | 8.5474 | 8.2322 | 7.5817 | 6.7492 | 6.2448 | 6.0896 | 5.6066 | 4.9673 | 4.4462 | -0.0041608 | -0.00017537 | -0.00035005 | -0.005354 | -0.015856 | -0.011233 | -0.0082184 | -0.0033197 | -0.0039457 | 0.0030766 | 0.0064199 | 0.010261 | 0.019862 | 0.023057 | 0.099332 | 0.10001 | 0.10022 | 0.082557 | 0.02632 | 0.021074 | 0.016228 | 0.013337 | 0.0063498 | 0.0027041 | 65.3772 | 65.2752 | 65.399 | 65.632 | 65.5882 | 65.3416 | 65.17 | 65.483 | 67.4517 | 70.4059 | 74.1679 | 77.059 | 78.3633 | 79.0148 | 80.1625 | 80.7557 | 81.5439 | 81.3775 | 80.52 | 77.9262 | 74.0801 | 70.9272 | 69.5806 | 68.7712 | 0.048333 | 0.045961 | 0.049146 | 0.058519 | 0.054337 | 0.05881 | 0.051392 | 0.054885 | 0.068115 | 0.076277 | 0.074382 | 0.062675 | 0.066504 | 0.06694 | 0.056695 | 0.057085 | 0.050188 | 0.050018 | 0.047698 | 0.055994 | 0.061255 | 0.062589 | 0.054956 | 0.045745
Portfolio Adjusted1-in-2AllSouth of Lugo2018August Monthly Peak | Portfolio Adjusted | 1-in-2 | All | South of Lugo | 2018 | August Monthly Peak | 8 | 4.2428 | 4.0482 | 3.9188 | 3.8996 | 4.0351 | 4.5672 | 5.1969 | 5.9318 | 7.0331 | 8.0281 | 8.8611 | 9.3463 | 9.4825 | 9.6477 | 9.6687 | 9.526 | 9.1522 | 8.3697 | 7.3596 | 6.8733 | 6.565 | 5.9556 | 5.2673 | 4.684 | -0.0055429 | -0.00069673 | -0.0021124 | -0.0028868 | -0.01243 | -0.015033 | -0.012735 | -0.011967 | -0.0042263 | 0.0031651 | 0.0068798 | 0.00066126 | 0.0081954 | 0.013563 | 0.093343 | 0.095502 | 0.096821 | 0.077623 | 0.016033 | 0.006235 | 0.008362 | 0.010594 | 0.0047175 | 0.0033152 | 71.5557 | 70.7168 | 70.024 | 68.9272 | 68.5855 | 68.1296 | 67.8853 | 68.2209 | 70.6526 | 75.3946 | 80.7028 | 84.4296 | 85.6494 | 86.2197 | 87.2295 | 87.2933 | 88.4684 | 87.4273 | 86.1162 | 83.3458 | 78.0191 | 74.9954 | 73.6985 | 72.7414 | 0.050257 | 0.047988 | 0.051323 | 0.061317 | 0.056505 | 0.062002 | 0.054396 | 0.057569 | 0.072263 | 0.081913 | 0.080551 | 0.068289 | 0.072472 | 0.072934 | 0.061731 | 0.061874 | 0.054281 | 0.053944 | 0.050886 | 0.059989 | 0.064642 | 0.066081 | 0.057998 | 0.048002
Portfolio Adjusted1-in-2AllSouth of Lugo2018September Monthly Peak | Portfolio Adjusted | 1-in-2 | All | South of Lugo | 2018 | September Monthly Peak | 9 | 4.079 | 3.9186 | 3.798 | 3.777 | 3.9075 | 4.421 | 5.1212 | 5.6733 | 6.7103 | 7.627 | 8.32 | 8.7524 | 8.896 | 9.0578 | 9.0669 | 8.865 | 8.4581 | 7.6997 | 6.7585 | 6.5651 | 6.1541 | 5.603 | 4.9093 | 4.3942 | -0.0046207 | -0.00035961 | -0.0009748 | -0.0044589 | -0.014424 | -0.012626 | -0.0099854 | -0.0064716 | -0.0041393 | 0.0031921 | 0.0067625 | 0.007156 | 0.016415 | 0.020492 | 0.098258 | 0.0986 | 0.098328 | 0.079835 | 0.023 | 0.016503 | 0.013707 | 0.012506 | 0.005754 | 0.0028906 | 68.0727 | 67.3231 | 66.737 | 65.8829 | 65.4172 | 65.1858 | 65.1388 | 64.9518 | 66.7862 | 70.7155 | 75.1813 | 79.6505 | 82.8892 | 84.5298 | 85.5394 | 85.496 | 85.3862 | 84.3166 | 82.0146 | 79.4951 | 77.0021 | 75.6991 | 74.7592 | 73.8126 | 0.048306 | 0.046185 | 0.049448 | 0.05882 | 0.05393 | 0.059729 | 0.053042 | 0.056136 | 0.070663 | 0.079765 | 0.078037 | 0.066127 | 0.070552 | 0.070943 | 0.059646 | 0.059464 | 0.05173 | 0.051419 | 0.049013 | 0.059191 | 0.063148 | 0.064029 | 0.055403 | 0.0457
Portfolio Adjusted1-in-2AllSouth of Lugo2018October Monthly Peak | Portfolio Adjusted | 1-in-2 | All | South of Lugo | 2018 | October Monthly Peak | 10 | 3.9566 | 3.8105 | 3.6839 | 3.6613 | 3.7847 | 4.2289 | 4.962 | 5.4194 | 6.3314 | 7.2955 | 8.028 | 8.4776 | 8.6573 | 8.842 | 8.8817 | 8.6669 | 8.2604 | 7.4447 | 6.8184 | 6.4676 | 6.0258 | 5.4823 | 4.7972 | 4.2918 | -0.0045267 | -0.00037501 | -0.0010276 | -0.0042346 | -0.013912 | -0.01214 | -0.0097094 | -0.0065452 | -0.0039472 | 0.0031036 | 0.0066856 | 0.0066793 | 0.015943 | 0.02016 | 0.096979 | 0.096512 | 0.096049 | 0.077061 | 0.022717 | 0.015436 | 0.012991 | 0.012038 | 0.0055441 | 0.002823 | 68.093 | 67.5208 | 66.5422 | 65.6449 | 65.1672 | 63.9281 | 63.4295 | 63.5235 | 65.0225 | 69.6504 | 76.0081 | 81.6472 | 84.9707 | 86.5841 | 88.3406 | 87.3788 | 85.8868 | 83.0228 | 80.9314 | 78.4115 | 76.0017 | 74.0913 | 72.5155 | 70.6416 | 0.046764 | 0.045241 | 0.048242 | 0.057399 | 0.052646 | 0.056777 | 0.05068 | 0.053576 | 0.067315 | 0.077646 | 0.077102 | 0.065968 | 0.071027 | 0.071493 | 0.060233 | 0.0594 | 0.051508 | 0.050608 | 0.049548 | 0.057977 | 0.061616 | 0.062394 | 0.054189 | 0.044301
Portfolio Adjusted1-in-2AllSouth of Lugo2018November Monthly Peak | Portfolio Adjusted | 1-in-2 | All | South of Lugo | 2018 | November Monthly Peak | 11 | 3.5848 | 3.4601 | 3.3853 | 3.3923 | 3.4861 | 3.8984 | 4.3781 | 4.8229 | 5.5267 | 6.1951 | 6.6603 | 6.9342 | 7.0089 | 7.1272 | 7.0888 | 6.8746 | 6.5797 | 6.4079 | 5.88 | 5.5202 | 5.1913 | 4.7164 | 4.2164 | 3.8225 | -0.0033252 | 1.9927e-05 | 0.00029019 | -0.0057957 | -0.015523 | -0.0087273 | -0.0058711 | -6.2564e-05 | -0.0034474 | 0.0027898 | 0.0057453 | 0.012704 | 0.022439 | 0.024591 | 0.089614 | 0.087372 | 0.086439 | 0.075341 | 0.02848 | 0.025225 | 0.017848 | 0.013254 | 0.0063752 | 0.0022333 | 58.1528 | 57.0848 | 56.3402 | 55.5917 | 54.7605 | 54.1864 | 53.6164 | 53.8144 | 57.2164 | 60.4177 | 65.8916 | 71.0549 | 74.8519 | 75.992 | 75.4332 | 74.643 | 71.9616 | 68.2111 | 64.9193 | 63.6056 | 62.6078 | 61.2752 | 60.2358 | 59.5431 | 0.044285 | 0.042323 | 0.045177 | 0.053956 | 0.049274 | 0.052207 | 0.04601 | 0.048782 | 0.060763 | 0.069149 | 0.067343 | 0.057107 | 0.060972 | 0.061104 | 0.051061 | 0.050232 | 0.044082 | 0.045524 | 0.044714 | 0.052789 | 0.056795 | 0.057497 | 0.050123 | 0.041182
Portfolio Adjusted1-in-2AllSouth of Lugo2018December Monthly Peak | Portfolio Adjusted | 1-in-2 | All | South of Lugo | 2018 | December Monthly Peak | 12 | 3.54 | 3.4457 | 3.3803 | 3.3908 | 3.4779 | 3.9387 | 4.6609 | 5.0607 | 5.677 | 6.1012 | 6.2515 | 6.2496 | 6.1128 | 6.0697 | 6.0021 | 5.8237 | 5.7078 | 5.767 | 5.5125 | 5.2649 | 4.9816 | 4.596 | 4.1625 | 3.7944 | -0.0030765 | 1.8636e-05 | 0.00027109 | -0.0053699 | -0.014177 | -0.0079825 | -0.0054981 | -5.8015e-05 | -0.0031562 | 0.0024947 | 0.004924 | 0.010724 | 0.018694 | 0.020333 | 0.075084 | 0.073749 | 0.07464 | 0.067441 | 0.025845 | 0.02314 | 0.016351 | 0.012277 | 0.0059356 | 0.0020689 | 51.331 | 49.8545 | 47.944 | 47.076 | 46.2431 | 45.6012 | 45.6454 | 45.4015 | 46.1636 | 49.3683 | 52.7136 | 54.7782 | 56.0806 | 56.4249 | 57.2608 | 57.3335 | 56.5107 | 55.2864 | 53.964 | 53.3685 | 52.6477 | 51.4655 | 50.5083 | 49.3776 | 0.04106 | 0.039704 | 0.042259 | 0.050047 | 0.045085 | 0.047993 | 0.043417 | 0.045422 | 0.05579 | 0.061976 | 0.057873 | 0.048353 | 0.050886 | 0.050578 | 0.042469 | 0.042214 | 0.037901 | 0.040411 | 0.040628 | 0.048477 | 0.052083 | 0.053306 | 0.046726 | 0.038245
Portfolio Adjusted1-in-2AllSouth of Lugo2018Typical Event Day | Portfolio Adjusted | 1-in-2 | All | South of Lugo | 2018 | Typical Event Day | 8 | 4.1301 | 3.9419 | 3.8183 | 3.7971 | 3.9255 | 4.4317 | 5.0216 | 5.6803 | 6.6391 | 7.5135 | 8.2632 | 8.6988 | 8.8298 | 9.0118 | 9.067 | 8.9462 | 8.6229 | 7.9131 | 6.9863 | 6.5536 | 6.3028 | 5.7351 | 5.0751 | 4.5249 | -0.0045517 | -0.00028447 | -0.00071042 | -0.0050186 | -0.01551 | -0.012335 | -0.009373 | -0.0050854 | -0.0040716 | 0.0031516 | 0.0066378 | 0.0086714 | 0.018095 | 0.021784 | 0.10026 | 0.10142 | 0.10199 | 0.083601 | 0.024966 | 0.018898 | 0.015127 | 0.013216 | 0.0062085 | 0.0028919 | 67.4751 | 66.9055 | 66.4281 | 65.8996 | 65.6319 | 65.3474 | 65.1877 | 65.3966 | 67.4786 | 71.1958 | 75.3049 | 78.6098 | 80.2134 | 81.0724 | 81.936 | 82.4016 | 83.1706 | 82.6744 | 81.5005 | 78.898 | 75.2498 | 72.5256 | 71.1743 | 70.3588 | 0.049788 | 0.047501 | 0.050748 | 0.060425 | 0.055606 | 0.060928 | 0.053355 | 0.056238 | 0.069792 | 0.078394 | 0.076677 | 0.06492 | 0.068837 | 0.069304 | 0.058821 | 0.0591 | 0.051964 | 0.051819 | 0.049234 | 0.058414 | 0.063281 | 0.064899 | 0.056802 | 0.047068
Portfolio Adjusted1-in-2AllSouth of Lugo2019January Monthly Peak | Portfolio Adjusted | 1-in-2 | All | South of Lugo | 2019 | January Monthly Peak | 1 | 3.5291 | 3.4467 | 3.3752 | 3.3741 | 3.4805 | 3.8763 | 4.5734 | 4.9327 | 5.4891 | 6.0137 | 6.3459 | 6.4721 | 6.454 | 6.5308 | 6.4895 | 6.2769 | 6.0309 | 6.012 | 5.664 | 5.3487 | 5.0561 | 4.6241 | 4.1443 | 3.7559 | -0.0031283 | 1.8927e-05 | 0.00027767 | -0.005477 | -0.014759 | -0.00836 | -0.0057355 | -6.0636e-05 | -0.0032885 | 0.0026072 | 0.0052764 | 0.011678 | 0.020583 | 0.022603 | 0.082282 | 0.080194 | 0.07943 | 0.070655 | 0.026776 | 0.023785 | 0.016748 | 0.012606 | 0.0060936 | 0.0021362 | 56.7676 | 55.9846 | 55.5694 | 55.2404 | 54.0464 | 54.0023 | 55.0097 | 55.3648 | 56.048 | 57.223 | 58.691 | 59.1275 | 60.2037 | 61.1873 | 61.6908 | 61.3947 | 61.8106 | 61.5728 | 60.1761 | 59.0446 | 58.5388 | 58.178 | 57.2973 | 56.2221 | 0.041715 | 0.040277 | 0.043261 | 0.051022 | 0.046891 | 0.050087 | 0.045129 | 0.047355 | 0.058016 | 0.064676 | 0.061909 | 0.052529 | 0.055937 | 0.056158 | 0.046984 | 0.046489 | 0.040691 | 0.04267 | 0.042076 | 0.049811 | 0.053339 | 0.054715 | 0.047937 | 0.039427
Portfolio Adjusted1-in-2AllSouth of Lugo2019February Monthly Peak | Portfolio Adjusted | 1-in-2 | All | South of Lugo | 2019 | February Monthly Peak | 2 | 3.5692 | 3.4762 | 3.3844 | 3.3871 | 3.4763 | 3.8641 | 4.4706 | 4.8389 | 5.4045 | 5.9442 | 6.3109 | 6.4964 | 6.5342 | 6.646 | 6.6294 | 6.4465 | 6.1668 | 5.8925 | 5.7211 | 5.4063 | 5.1102 | 4.6776 | 4.1951 | 3.8015 | -0.0032042 | 1.9368e-05 | 0.00028173 | -0.0056013 | -0.014956 | -0.008483 | -0.0057821 | -6.0935e-05 | -0.0033223 | 0.0026329 | 0.0053326 | 0.011905 | 0.021108 | 0.02323 | 0.084513 | 0.082617 | 0.081594 | 0.070185 | 0.027573 | 0.024394 | 0.017149 | 0.012777 | 0.0061957 | 0.0021941 | 52.3366 | 51.5949 | 51.1819 | 50.7125 | 50.3423 | 49.9171 | 49.4831 | 49.6263 | 51.1096 | 54.8295 | 59.1474 | 63.2495 | 64.9122 | 65.7834 | 65.712 | 64.4969 | 63.9366 | 63.6792 | 61.0359 | 59.033 | 58.2423 | 57.2528 | 56.2293 | 55.0276 | 0.042707 | 0.041184 | 0.043882 | 0.052166 | 0.047502 | 0.050789 | 0.045405 | 0.047553 | 0.058577 | 0.065284 | 0.062541 | 0.053519 | 0.057339 | 0.057696 | 0.048567 | 0.048115 | 0.042041 | 0.043289 | 0.043301 | 0.051069 | 0.054601 | 0.055456 | 0.048736 | 0.040473
Portfolio Adjusted1-in-2AllSouth of Lugo2019March Monthly Peak | Portfolio Adjusted | 1-in-2 | All | South of Lugo | 2019 | March Monthly Peak | 3 | 3.6333 | 3.5188 | 3.4146 | 3.3953 | 3.4892 | 3.8712 | 4.5361 | 4.9188 | 5.4796 | 6.0392 | 6.4303 | 6.6259 | 6.6548 | 6.778 | 6.8281 | 6.6948 | 6.467 | 6.0686 | 5.6814 | 5.5885 | 5.3068 | 4.8724 | 4.3437 | 3.917 | -0.0033173 | 1.9783e-05 | 0.00028614 | -0.0056398 | -0.015067 | -0.0085828 | -0.0058849 | -6.236e-05 | -0.0033937 | 0.0027042 | 0.0054825 | 0.012198 | 0.021567 | 0.023784 | 0.087058 | 0.085719 | 0.085321 | 0.072209 | 0.028164 | 0.025505 | 0.017895 | 0.013393 | 0.0064438 | 0.0022624 | 54.3481 | 53.2229 | 52.6591 | 52.6679 | 52.2701 | 51.7783 | 51.432 | 51.8361 | 53.2251 | 54.8493 | 57.2134 | 59.8466 | 62.2347 | 64.1168 | 64.9832 | 65.2743 | 64.5306 | 63.3408 | 60.6451 | 58.5433 | 57.752 | 56.7674 | 55.4923 | 54.0166 | 0.044192 | 0.042045 | 0.044564 | 0.052521 | 0.04785 | 0.051367 | 0.046212 | 0.048658 | 0.059826 | 0.067035 | 0.064282 | 0.054824 | 0.058581 | 0.059065 | 0.050127 | 0.049963 | 0.043816 | 0.044433 | 0.044179 | 0.053377 | 0.056969 | 0.058122 | 0.05068 | 0.041731
Portfolio Adjusted1-in-2AllSouth of Lugo2019April Monthly Peak | Portfolio Adjusted | 1-in-2 | All | South of Lugo | 2019 | April Monthly Peak | 4 | 5.3008 | 5.1054 | 4.9219 | 4.8849 | 5.0939 | 5.7091 | 6.5645 | 7.282 | 8.2042 | 9.0737 | 9.7823 | 10.1691 | 10.2661 | 10.4666 | 10.4837 | 10.2423 | 9.8384 | 9.1417 | 8.284 | 8.0767 | 7.7934 | 7.1572 | 6.3719 | 5.7571 | -0.0085411 | 5.117e-05 | 0.00074254 | -0.014608 | -0.039456 | -0.022333 | -0.015105 | -0.00016035 | -0.0088408 | 0.0071076 | 0.014696 | 0.032803 | 0.058167 | 0.064129 | 0.17414 | 0.16461 | 0.1608 | 0.13838 | 0.07232 | 0.065433 | 0.046584 | 0.034787 | 0.016763 | 0.0058836 | 60.7593 | 60.2692 | 59.6928 | 59.2961 | 58.5274 | 58.0021 | 57.6926 | 57.7578 | 59.3235 | 62.467 | 66.393 | 70.1472 | 72.9314 | 73.5038 | 73.3521 | 72.6889 | 71.1855 | 70.0052 | 68.8758 | 67.274 | 64.9324 | 64.7308 | 63.6587 | 61.5393 | 0.11274 | 0.1073 | 0.11495 | 0.13544 | 0.12455 | 0.13192 | 0.11693 | 0.12407 | 0.15485 | 0.17512 | 0.17102 | 0.14582 | 0.15649 | 0.15774 | 0.13287 | 0.13299 | 0.11593 | 0.11575 | 0.11239 | 0.13598 | 0.14736 | 0.15024 | 0.13099 | 0.10742
Portfolio Adjusted1-in-2AllSouth of Lugo2019May Monthly Peak | Portfolio Adjusted | 1-in-2 | All | South of Lugo | 2019 | May Monthly Peak | 5 | 5.3095 | 5.1041 | 4.9379 | 4.9139 | 5.1433 | 5.7824 | 6.5473 | 7.4296 | 8.3915 | 9.2701 | 9.998 | 10.3688 | 10.4513 | 10.6162 | 10.6102 | 10.3376 | 9.8865 | 9.2001 | 8.3302 | 7.9577 | 7.8477 | 7.1934 | 6.3936 | 5.7858 | -0.0085086 | 5.084e-05 | 0.00074104 | -0.014648 | -0.039723 | -0.02263 | -0.015198 | -0.00016415 | -0.0090553 | 0.0072716 | 0.015075 | 0.033454 | 0.059053 | 0.064952 | 0.17606 | 0.16586 | 0.16142 | 0.1393 | 0.072474 | 0.064654 | 0.046681 | 0.034833 | 0.016765 | 0.0058913 | 62.7624 | 61.8937 | 61.0736 | 60.6832 | 60.4483 | 59.8381 | 59.7888 | 60.3876 | 62.4076 | 65.0714 | 68.3864 | 71.9154 | 74.1696 | 74.3543 | 74.1603 | 74.3691 | 75.1587 | 75.1092 | 73.8292 | 71.3817 | 67.9775 | 65.4185 | 64.6223 | 63.9271 | 0.11231 | 0.10662 | 0.11472 | 0.13581 | 0.1254 | 0.13366 | 0.11764 | 0.127 | 0.15861 | 0.17916 | 0.17542 | 0.14871 | 0.15888 | 0.15977 | 0.13434 | 0.13389 | 0.11627 | 0.11655 | 0.11263 | 0.13436 | 0.14767 | 0.15044 | 0.13101 | 0.10757
Portfolio Adjusted1-in-2AllSouth of Lugo2019June Monthly Peak | Portfolio Adjusted | 1-in-2 | All | South of Lugo | 2019 | June Monthly Peak | 6 | 5.5483 | 5.3285 | 5.1686 | 5.1492 | 5.3995 | 6.0527 | 6.8533 | 7.8179 | 8.8763 | 9.8905 | 10.7229 | 11.0878 | 11.0989 | 11.2825 | 11.2779 | 11.0485 | 10.5773 | 9.8082 | 8.8168 | 8.2813 | 8.0859 | 7.4709 | 6.653 | 6.0106 | -0.0089189 | 5.3299e-05 | 0.00077814 | -0.015421 | -0.04194 | -0.023803 | -0.015821 | -0.00017047 | -0.0093771 | 0.0075681 | 0.015688 | 0.034402 | 0.060048 | 0.066046 | 0.18255 | 0.17411 | 0.17012 | 0.1464 | 0.074472 | 0.06619 | 0.047677 | 0.035706 | 0.017265 | 0.0060921 | 64.8943 | 64.307 | 63.5515 | 63.1552 | 62.9349 | 62.7301 | 62.5531 | 62.9281 | 65.0228 | 68.271 | 71.1721 | 73.3086 | 73.9619 | 74.5412 | 74.8283 | 76.0729 | 77.2991 | 77.5917 | 77.3654 | 74.8373 | 71.9049 | 68.4854 | 66.6615 | 66.1115 | 0.11772 | 0.11176 | 0.12046 | 0.14298 | 0.13239 | 0.14058 | 0.12246 | 0.1319 | 0.16426 | 0.18649 | 0.18258 | 0.15298 | 0.16162 | 0.16252 | 0.13707 | 0.13814 | 0.12049 | 0.12077 | 0.11576 | 0.13756 | 0.15082 | 0.15422 | 0.13492 | 0.11123
Portfolio Adjusted1-in-2AllSouth of Lugo2019July Monthly Peak | Portfolio Adjusted | 1-in-2 | All | South of Lugo | 2019 | July Monthly Peak | 7 | 5.7461 | 5.4863 | 5.3112 | 5.3078 | 5.5768 | 6.348 | 7.2258 | 8.2254 | 9.3353 | 10.3046 | 11.1306 | 11.5147 | 11.586 | 11.7863 | 11.7951 | 11.5618 | 11.1261 | 10.3265 | 9.2477 | 8.6277 | 8.3927 | 7.7523 | 6.9186 | 6.2723 | -0.010279 | -0.00043324 | -0.00086476 | -0.013226 | -0.039171 | -0.027749 | -0.020303 | -0.0082008 | -0.0097474 | 0.0076005 | 0.01586 | 0.025348 | 0.049066 | 0.056959 | 0.17371 | 0.16667 | 0.16474 | 0.1404 | 0.06502 | 0.052061 | 0.040088 | 0.032948 | 0.015686 | 0.0066803 | 65.3738 | 65.2725 | 65.3969 | 65.6297 | 65.5854 | 65.3387 | 65.1669 | 65.4813 | 67.4535 | 70.4102 | 74.1754 | 77.0706 | 78.3769 | 79.0343 | 80.1811 | 80.7711 | 81.5597 | 81.3916 | 80.5307 | 77.9371 | 74.091 | 70.9346 | 69.5832 | 68.7712 | 0.11828 | 0.11207 | 0.12072 | 0.14398 | 0.13352 | 0.14369 | 0.12565 | 0.13451 | 0.16712 | 0.18713 | 0.18212 | 0.15263 | 0.16215 | 0.16318 | 0.13757 | 0.13885 | 0.12187 | 0.12182 | 0.11643 | 0.13722 | 0.15022 | 0.15375 | 0.13479 | 0.11178
Portfolio Adjusted1-in-2AllSouth of Lugo2019August Monthly Peak | Portfolio Adjusted | 1-in-2 | All | South of Lugo | 2019 | August Monthly Peak | 8 | 6.0282 | 5.7662 | 5.5789 | 5.5801 | 5.8303 | 6.7145 | 7.7341 | 8.7653 | 10.1196 | 11.3242 | 12.3286 | 12.8368 | 12.9075 | 13.0991 | 13.0816 | 12.8289 | 12.3157 | 11.3641 | 10.0567 | 9.4564 | 9.0252 | 8.2512 | 7.3543 | 6.6261 | -0.013693 | -0.0017212 | -0.0052185 | -0.0071315 | -0.030708 | -0.037137 | -0.031461 | -0.029563 | -0.010441 | 0.0078191 | 0.016996 | 0.0016336 | 0.020246 | 0.033505 | 0.15151 | 0.14649 | 0.14707 | 0.12137 | 0.039609 | 0.015403 | 0.020657 | 0.026171 | 0.011654 | 0.0081899 | 71.5646 | 70.7257 | 70.0328 | 68.9369 | 68.5956 | 68.1365 | 67.8921 | 68.2302 | 70.6586 | 75.3993 | 80.706 | 84.434 | 85.6625 | 86.2359 | 87.2446 | 87.303 | 88.4788 | 87.4414 | 86.1258 | 83.3571 | 78.0337 | 75.0105 | 73.7105 | 72.75 | 0.12298 | 0.11702 | 0.12607 | 0.15088 | 0.13885 | 0.15155 | 0.13296 | 0.14104 | 0.17722 | 0.20085 | 0.1971 | 0.1661 | 0.17653 | 0.17763 | 0.14964 | 0.15031 | 0.13163 | 0.13126 | 0.12412 | 0.14692 | 0.15846 | 0.16232 | 0.14225 | 0.11731
Portfolio Adjusted1-in-2AllSouth of Lugo2019September Monthly Peak | Portfolio Adjusted | 1-in-2 | All | South of Lugo | 2019 | September Monthly Peak | 9 | 5.7938 | 5.5699 | 5.3956 | 5.3869 | 5.6181 | 6.4869 | 7.5903 | 8.4371 | 9.7301 | 10.8386 | 11.6834 | 12.1398 | 12.238 | 12.4225 | 12.372 | 12.0465 | 11.48 | 10.5606 | 9.3639 | 9.1167 | 8.5616 | 7.829 | 6.9041 | 6.2435 | -0.011415 | -0.00088838 | -0.0024081 | -0.011015 | -0.035634 | -0.03119 | -0.024668 | -0.015987 | -0.010226 | 0.0078856 | 0.016706 | 0.017678 | 0.040552 | 0.050622 | 0.16907 | 0.16109 | 0.15853 | 0.13327 | 0.05682 | 0.04077 | 0.033862 | 0.030896 | 0.014215 | 0.007141 | 68.0762 | 67.3285 | 66.7409 | 65.8855 | 65.4195 | 65.1886 | 65.1414 | 64.9529 | 66.7848 | 70.715 | 75.1802 | 79.6487 | 82.9034 | 84.5509 | 85.5591 | 85.5129 | 85.4017 | 84.328 | 82.025 | 79.5037 | 77.0088 | 75.703 | 74.7625 | 73.8179 | 0.11822 | 0.11261 | 0.12146 | 0.14472 | 0.1325 | 0.14597 | 0.12956 | 0.13759 | 0.17338 | 0.19568 | 0.1911 | 0.16108 | 0.17209 | 0.17302 | 0.14481 | 0.14467 | 0.12564 | 0.12529 | 0.11974 | 0.14506 | 0.15492 | 0.15735 | 0.13595 | 0.11173
Portfolio Adjusted1-in-2AllSouth of Lugo2019October Monthly Peak | Portfolio Adjusted | 1-in-2 | All | South of Lugo | 2019 | October Monthly Peak | 10 | 5.618 | 5.4307 | 5.2444 | 5.2343 | 5.4569 | 6.1941 | 7.3201 | 8.0596 | 9.2125 | 10.4281 | 11.3597 | 11.8691 | 12.0346 | 12.2453 | 12.2329 | 11.8547 | 11.2784 | 10.2679 | 9.4553 | 8.9685 | 8.3767 | 7.6531 | 6.7503 | 6.0853 | -0.011183 | -0.00092641 | -0.0025387 | -0.010461 | -0.034369 | -0.02999 | -0.023986 | -0.016169 | -0.0097511 | 0.0076671 | 0.016516 | 0.0165 | 0.039386 | 0.049803 | 0.16763 | 0.15811 | 0.15525 | 0.12892 | 0.05612 | 0.038132 | 0.032092 | 0.029737 | 0.013696 | 0.0069739 | 68.0967 | 67.526 | 66.548 | 65.6495 | 65.1718 | 63.9312 | 63.4349 | 63.5302 | 65.031 | 69.6548 | 76.0124 | 81.6527 | 84.981 | 86.5947 | 88.3482 | 87.3863 | 85.8928 | 83.0338 | 80.9407 | 78.4234 | 76.0126 | 74.0989 | 72.5201 | 70.6493 | 0.11444 | 0.11035 | 0.1185 | 0.14123 | 0.12936 | 0.13874 | 0.1237 | 0.13132 | 0.1652 | 0.19055 | 0.18892 | 0.16089 | 0.17346 | 0.17457 | 0.14646 | 0.14465 | 0.12522 | 0.12341 | 0.12106 | 0.14207 | 0.15116 | 0.15333 | 0.13298 | 0.10829
Portfolio Adjusted1-in-2AllSouth of Lugo2019November Monthly Peak | Portfolio Adjusted | 1-in-2 | All | South of Lugo | 2019 | November Monthly Peak | 11 | 5.1041 | 4.9221 | 4.7946 | 4.8176 | 4.9947 | 5.6363 | 6.4434 | 7.1418 | 8.0368 | 8.8899 | 9.4726 | 9.7747 | 9.8138 | 9.9415 | 9.8397 | 9.4854 | 9.0836 | 8.8621 | 8.1794 | 7.7226 | 7.287 | 6.6505 | 5.9614 | 5.4328 | -0.0082146 | 4.9227e-05 | 0.00071689 | -0.014318 | -0.038347 | -0.02156 | -0.014504 | -0.00015456 | -0.0085163 | 0.0068918 | 0.014193 | 0.031383 | 0.055433 | 0.060751 | 0.16329 | 0.15211 | 0.1487 | 0.13345 | 0.070357 | 0.062315 | 0.044092 | 0.032742 | 0.015749 | 0.005517 | 58.1478 | 57.0773 | 56.3328 | 55.5862 | 54.7561 | 54.1812 | 53.6122 | 53.8115 | 57.2184 | 60.4178 | 65.8945 | 71.0599 | 74.8599 | 76.0066 | 75.4513 | 74.6596 | 71.9781 | 68.222 | 64.9225 | 63.6038 | 62.6038 | 61.2729 | 60.2325 | 59.5398 | 0.10843 | 0.10323 | 0.11099 | 0.13275 | 0.12106 | 0.12738 | 0.11231 | 0.11959 | 0.14918 | 0.16981 | 0.16517 | 0.13951 | 0.14914 | 0.14944 | 0.12443 | 0.1226 | 0.10746 | 0.11114 | 0.10935 | 0.12951 | 0.13947 | 0.1414 | 0.12307 | 0.10073
Portfolio Adjusted1-in-2AllSouth of Lugo2019December Monthly Peak | Portfolio Adjusted | 1-in-2 | All | South of Lugo | 2019 | December Monthly Peak | 12 | 4.9423 | 4.8099 | 4.6936 | 4.7078 | 4.8514 | 5.5227 | 6.5866 | 7.2023 | 7.966 | 8.5027 | 8.6537 | 8.6417 | 8.4456 | 8.394 | 8.2864 | 8.0162 | 7.8587 | 7.9428 | 7.5965 | 7.2822 | 6.8981 | 6.3842 | 5.7837 | 5.2824 | -0.0076001 | 4.6039e-05 | 0.00066969 | -0.013266 | -0.035023 | -0.01972 | -0.013582 | -0.00014332 | -0.007797 | 0.0061629 | 0.012164 | 0.026493 | 0.046183 | 0.050231 | 0.1363 | 0.12813 | 0.12814 | 0.11898 | 0.063848 | 0.057166 | 0.040392 | 0.03033 | 0.014663 | 0.0051109 | 51.3304 | 49.8561 | 47.9428 | 47.074 | 46.2427 | 45.5988 | 45.6433 | 45.4028 | 46.1654 | 49.3699 | 52.7136 | 54.7789 | 56.083 | 56.4271 | 57.2624 | 57.3323 | 56.5085 | 55.2852 | 53.9637 | 53.3683 | 52.6477 | 51.4646 | 50.5081 | 49.378 | 0.10035 | 0.096594 | 0.1037 | 0.12302 | 0.1106 | 0.11661 | 0.10531 | 0.11097 | 0.13664 | 0.15191 | 0.14162 | 0.11783 | 0.12429 | 0.12358 | 0.10342 | 0.103 | 0.092356 | 0.098597 | 0.099257 | 0.11883 | 0.12779 | 0.131 | 0.11461 | 0.093356
Portfolio Adjusted1-in-2AllSouth of Lugo2019Typical Event Day | Portfolio Adjusted | 1-in-2 | All | South of Lugo | 2019 | Typical Event Day | 8 | 5.8909 | 5.635 | 5.452 | 5.4449 | 5.6833 | 6.5318 | 7.4989 | 8.4363 | 9.6076 | 10.6549 | 11.5504 | 12.0053 | 12.0707 | 12.2783 | 12.3063 | 12.0888 | 11.6396 | 10.7777 | 9.5854 | 9.0585 | 8.7008 | 7.9796 | 7.1097 | 6.4205 | -0.011245 | -0.00070274 | -0.001755 | -0.012398 | -0.038316 | -0.030472 | -0.023155 | -0.012563 | -0.010059 | 0.0077856 | 0.016398 | 0.021422 | 0.044702 | 0.053815 | 0.17346 | 0.16669 | 0.16535 | 0.14023 | 0.061675 | 0.046686 | 0.037368 | 0.032648 | 0.015337 | 0.0071442 | 67.4772 | 66.9084 | 66.4305 | 65.9018 | 65.6338 | 65.3485 | 65.1884 | 65.3981 | 67.4799 | 71.1989 | 75.3084 | 78.6155 | 80.2261 | 81.0906 | 81.9533 | 82.415 | 83.1848 | 82.6882 | 81.5117 | 78.9088 | 75.2596 | 72.5334 | 71.1795 | 70.3626 | 0.12188 | 0.11589 | 0.12469 | 0.1487 | 0.13666 | 0.14897 | 0.13047 | 0.13784 | 0.17123 | 0.19231 | 0.18772 | 0.15806 | 0.1678 | 0.1689 | 0.1427 | 0.14368 | 0.12611 | 0.12617 | 0.12017 | 0.14313 | 0.15518 | 0.15946 | 0.13936 | 0.11506
Portfolio Adjusted1-in-2AllSouth of Lugo2020January Monthly Peak | Portfolio Adjusted | 1-in-2 | All | South of Lugo | 2020 | January Monthly Peak | 1 | 4.9558 | 4.8328 | 4.7214 | 4.7183 | 4.9122 | 5.5386 | 6.5863 | 7.176 | 7.88 | 8.5285 | 8.9248 | 9.0814 | 9.026 | 9.1173 | 9.0216 | 8.6954 | 8.3431 | 8.3117 | 7.8234 | 7.4229 | 7.0194 | 6.4614 | 5.8103 | 5.2945 | -0.0077277 | 4.6755e-05 | 0.00068593 | -0.01353 | -0.036459 | -0.020652 | -0.014168 | -0.00014979 | -0.0081236 | 0.0064404 | 0.013034 | 0.028848 | 0.050845 | 0.055837 | 0.15009 | 0.14015 | 0.13692 | 0.12512 | 0.066144 | 0.058756 | 0.041372 | 0.03114 | 0.015053 | 0.0052769 | 56.767 | 55.9852 | 55.5716 | 55.2437 | 54.0579 | 54.0109 | 55.0118 | 55.362 | 56.0439 | 57.2185 | 58.6856 | 59.1247 | 60.2004 | 61.1829 | 61.6905 | 61.3931 | 61.8081 | 61.5698 | 60.1788 | 59.0473 | 58.54 | 58.1786 | 57.297 | 56.2204 | 0.10202 | 0.098077 | 0.10621 | 0.12546 | 0.11511 | 0.12204 | 0.10979 | 0.11593 | 0.14232 | 0.15871 | 0.1517 | 0.12826 | 0.1368 | 0.13735 | 0.11452 | 0.11351 | 0.099218 | 0.10416 | 0.10282 | 0.12212 | 0.13088 | 0.1345 | 0.11764 | 0.096364
Portfolio Adjusted1-in-2AllSouth of Lugo2020February Monthly Peak | Portfolio Adjusted | 1-in-2 | All | South of Lugo | 2020 | February Monthly Peak | 2 | 5.0312 | 4.8953 | 4.7508 | 4.7627 | 4.9279 | 5.552 | 6.5019 | 7.095 | 7.822 | 8.4857 | 8.9188 | 9.158 | 9.1731 | 9.3053 | 9.2494 | 8.9512 | 8.558 | 8.2322 | 7.9465 | 7.5349 | 7.1216 | 6.5399 | 5.8893 | 5.3826 | -0.0079154 | 4.7844e-05 | 0.00069595 | -0.013837 | -0.036945 | -0.020955 | -0.014283 | -0.00015053 | -0.0082071 | 0.006504 | 0.013173 | 0.029409 | 0.052142 | 0.057384 | 0.15465 | 0.14469 | 0.14103 | 0.12554 | 0.068114 | 0.060261 | 0.042363 | 0.031563 | 0.015305 | 0.0054199 | 52.3353 | 51.5936 | 51.1822 | 50.7144 | 50.3428 | 49.9177 | 49.4848 | 49.6293 | 51.1112 | 54.8304 | 59.1479 | 63.2513 | 64.9138 | 65.786 | 65.7186 | 64.505 | 63.9396 | 63.6786 | 61.038 | 59.0363 | 58.246 | 57.2565 | 56.2318 | 55.0276 | 0.10449 | 0.10035 | 0.10775 | 0.1283 | 0.11664 | 0.12383 | 0.11064 | 0.11649 | 0.14377 | 0.16027 | 0.15331 | 0.13074 | 0.14028 | 0.14115 | 0.11843 | 0.11751 | 0.10255 | 0.1058 | 0.10587 | 0.12525 | 0.13401 | 0.13632 | 0.11961 | 0.098966
Portfolio Adjusted1-in-2AllSouth of Lugo2020March Monthly Peak | Portfolio Adjusted | 1-in-2 | All | South of Lugo | 2020 | March Monthly Peak | 3 | 5.1479 | 4.9688 | 4.8028 | 4.7806 | 4.9517 | 5.5794 | 6.6037 | 7.2282 | 7.9497 | 8.6504 | 9.1125 | 9.3534 | 9.3515 | 9.5011 | 9.5327 | 9.2956 | 8.9577 | 8.4696 | 7.9568 | 7.8149 | 7.406 | 6.8249 | 6.106 | 5.5474 | -0.0081947 | 4.8869e-05 | 0.00070685 | -0.013932 | -0.03722 | -0.021202 | -0.014537 | -0.00015405 | -0.0083834 | 0.0066801 | 0.013543 | 0.030132 | 0.053277 | 0.058753 | 0.15946 | 0.15018 | 0.14724 | 0.12902 | 0.069573 | 0.063004 | 0.044206 | 0.033084 | 0.015918 | 0.0055887 | 54.3491 | 53.2231 | 52.6603 | 52.6691 | 52.2717 | 51.7797 | 51.4314 | 51.8346 | 53.2254 | 54.8473 | 57.2095 | 59.8488 | 62.2386 | 64.1223 | 64.9873 | 65.281 | 64.5368 | 63.3477 | 60.6487 | 58.5431 | 57.7517 | 56.7689 | 55.4953 | 54.0178 | 0.10817 | 0.10249 | 0.10944 | 0.12918 | 0.11751 | 0.12527 | 0.11261 | 0.11921 | 0.14685 | 0.1646 | 0.15761 | 0.13395 | 0.14333 | 0.14451 | 0.12224 | 0.12202 | 0.10686 | 0.10859 | 0.10812 | 0.13094 | 0.13984 | 0.14289 | 0.1244 | 0.10205
Portfolio Adjusted1-in-2AllSouth of Lugo2020April Monthly Peak | Portfolio Adjusted | 1-in-2 | All | South of Lugo | 2020 | April Monthly Peak | 4 | 5.3086 | 5.1129 | 4.929 | 4.892 | 5.1015 | 5.7179 | 6.5751 | 7.2938 | 8.217 | 9.0873 | 9.7967 | 10.1837 | 10.2806 | 10.4812 | 10.4981 | 10.2562 | 9.8517 | 9.1543 | 8.2956 | 8.088 | 7.8043 | 7.1673 | 6.3811 | 5.7656 | -0.0085661 | 5.132e-05 | 0.00074471 | -0.014651 | -0.039572 | -0.022398 | -0.015149 | -0.00016082 | -0.0088666 | 0.0071284 | 0.014739 | 0.032899 | 0.058338 | 0.064316 | 0.17453 | 0.16496 | 0.16113 | 0.13868 | 0.072531 | 0.065625 | 0.046721 | 0.034888 | 0.016812 | 0.0059008 | 60.7593 | 60.2692 | 59.6928 | 59.2961 | 58.5274 | 58.0021 | 57.6926 | 57.7578 | 59.3235 | 62.467 | 66.3931 | 70.1472 | 72.9315 | 73.5039 | 73.3522 | 72.689 | 71.1856 | 70.0053 | 68.8758 | 67.274 | 64.9324 | 64.7308 | 63.6587 | 61.5393 | 0.11307 | 0.10761 | 0.11529 | 0.13583 | 0.12492 | 0.1323 | 0.11727 | 0.12443 | 0.1553 | 0.17564 | 0.17152 | 0.14624 | 0.15695 | 0.1582 | 0.13325 | 0.13338 | 0.11627 | 0.11608 | 0.11272 | 0.13638 | 0.14779 | 0.15068 | 0.13137 | 0.10773
Portfolio Adjusted1-in-2AllSouth of Lugo2020May Monthly Peak | Portfolio Adjusted | 1-in-2 | All | South of Lugo | 2020 | May Monthly Peak | 5 | 5.3172 | 5.1115 | 4.9451 | 4.921 | 5.151 | 5.7914 | 6.558 | 7.4417 | 8.4046 | 9.2841 | 10.0127 | 10.3837 | 10.466 | 10.631 | 10.6248 | 10.3517 | 9.8998 | 9.2127 | 8.3419 | 7.9689 | 7.8586 | 7.2036 | 6.4027 | 5.7942 | -0.0085335 | 5.0989e-05 | 0.00074321 | -0.014691 | -0.039839 | -0.022696 | -0.015243 | -0.00016463 | -0.0090818 | 0.0072929 | 0.015119 | 0.033551 | 0.059226 | 0.065142 | 0.17645 | 0.16621 | 0.16176 | 0.1396 | 0.072686 | 0.064844 | 0.046817 | 0.034935 | 0.016814 | 0.0059085 | 62.7624 | 61.8937 | 61.0736 | 60.6832 | 60.4483 | 59.8381 | 59.7888 | 60.3876 | 62.4076 | 65.0714 | 68.3864 | 71.9154 | 74.1697 | 74.3544 | 74.1604 | 74.3692 | 75.1588 | 75.1093 | 73.8292 | 71.3817 | 67.9776 | 65.4185 | 64.6224 | 63.9271 | 0.11264 | 0.10693 | 0.11506 | 0.1362 | 0.12576 | 0.13405 | 0.11798 | 0.12737 | 0.15907 | 0.17969 | 0.17593 | 0.14914 | 0.15934 | 0.16024 | 0.13473 | 0.13428 | 0.11661 | 0.11689 | 0.11296 | 0.13475 | 0.1481 | 0.15088 | 0.1314 | 0.10788
Portfolio Adjusted1-in-2AllSouth of Lugo2020June Monthly Peak | Portfolio Adjusted | 1-in-2 | All | South of Lugo | 2020 | June Monthly Peak | 6 | 5.5564 | 5.3363 | 5.1761 | 5.1568 | 5.4077 | 6.0622 | 6.8644 | 7.8305 | 8.8899 | 9.905 | 10.7382 | 11.1031 | 11.1138 | 11.2975 | 11.2928 | 11.0629 | 10.5911 | 9.8213 | 8.8287 | 8.2928 | 8.097 | 7.4812 | 6.6624 | 6.0193 | -0.008945 | 5.3455e-05 | 0.00078041 | -0.015466 | -0.042062 | -0.023873 | -0.015867 | -0.00017097 | -0.0094045 | 0.0075903 | 0.015734 | 0.034503 | 0.060224 | 0.066239 | 0.18295 | 0.17446 | 0.17046 | 0.14671 | 0.07469 | 0.066384 | 0.047816 | 0.03581 | 0.017315 | 0.00611 | 64.8943 | 64.307 | 63.5515 | 63.1552 | 62.9348 | 62.7301 | 62.5531 | 62.9281 | 65.0228 | 68.271 | 71.1721 | 73.3086 | 73.9619 | 74.5412 | 74.8284 | 76.0729 | 77.2992 | 77.5918 | 77.3655 | 74.8374 | 71.905 | 68.4854 | 66.6615 | 66.1115 | 0.11807 | 0.11209 | 0.12082 | 0.14339 | 0.13278 | 0.14099 | 0.12281 | 0.13228 | 0.16474 | 0.18703 | 0.18312 | 0.15343 | 0.16209 | 0.16299 | 0.13747 | 0.13854 | 0.12084 | 0.12112 | 0.1161 | 0.13796 | 0.15126 | 0.15467 | 0.13532 | 0.11156
Portfolio Adjusted1-in-2AllSouth of Lugo2020July Monthly Peak | Portfolio Adjusted | 1-in-2 | All | South of Lugo | 2020 | July Monthly Peak | 7 | 5.7544 | 5.4943 | 5.3189 | 5.3156 | 5.5851 | 6.3578 | 7.2374 | 8.2385 | 9.3495 | 10.3195 | 11.1462 | 11.5303 | 11.6013 | 11.8017 | 11.8103 | 11.5766 | 11.1403 | 10.34 | 9.2599 | 8.6395 | 8.404 | 7.7628 | 6.9281 | 6.2813 | -0.010309 | -0.00043451 | -0.00086729 | -0.013265 | -0.039285 | -0.02783 | -0.020362 | -0.0082248 | -0.0097759 | 0.0076227 | 0.015906 | 0.025422 | 0.04921 | 0.057125 | 0.17408 | 0.167 | 0.16506 | 0.14068 | 0.06521 | 0.052213 | 0.040206 | 0.033045 | 0.015732 | 0.0066998 | 65.3737 | 65.2725 | 65.3969 | 65.6297 | 65.5854 | 65.3386 | 65.1668 | 65.4813 | 67.4535 | 70.4103 | 74.1754 | 77.0706 | 78.3769 | 79.0344 | 80.1812 | 80.7711 | 81.5598 | 81.3916 | 80.5307 | 77.9372 | 74.0911 | 70.9346 | 69.5833 | 68.7712 | 0.11863 | 0.1124 | 0.12108 | 0.1444 | 0.13391 | 0.14411 | 0.12602 | 0.1349 | 0.16761 | 0.18767 | 0.18265 | 0.15307 | 0.16262 | 0.16365 | 0.13797 | 0.13926 | 0.12223 | 0.12217 | 0.11677 | 0.13762 | 0.15066 | 0.1542 | 0.13518 | 0.11211
Portfolio Adjusted1-in-2AllSouth of Lugo2020August Monthly Peak | Portfolio Adjusted | 1-in-2 | All | South of Lugo | 2020 | August Monthly Peak | 8 | 6.037 | 5.7746 | 5.5871 | 5.5884 | 5.8391 | 6.725 | 7.7466 | 8.7792 | 10.1348 | 11.3404 | 12.3456 | 12.8539 | 12.9243 | 13.1161 | 13.0984 | 12.8451 | 12.3312 | 11.3788 | 10.0699 | 9.4691 | 9.0373 | 8.2625 | 7.3645 | 6.6356 | -0.013733 | -0.0017262 | -0.0052337 | -0.0071524 | -0.030797 | -0.037245 | -0.031553 | -0.02965 | -0.010471 | 0.0078419 | 0.017046 | 0.0016384 | 0.020305 | 0.033603 | 0.1518 | 0.14674 | 0.14732 | 0.12159 | 0.039725 | 0.015448 | 0.020718 | 0.026247 | 0.011688 | 0.0082139 | 71.5646 | 70.7257 | 70.0328 | 68.9369 | 68.5957 | 68.1366 | 67.8921 | 68.2302 | 70.6586 | 75.3993 | 80.706 | 84.434 | 85.6625 | 86.236 | 87.2446 | 87.303 | 88.4789 | 87.4415 | 86.1259 | 83.3572 | 78.0338 | 75.0105 | 73.7106 | 72.75 | 0.12334 | 0.11736 | 0.12644 | 0.15132 | 0.13926 | 0.15199 | 0.13335 | 0.14145 | 0.17773 | 0.20144 | 0.19767 | 0.16659 | 0.17704 | 0.17815 | 0.15008 | 0.15075 | 0.13201 | 0.13164 | 0.12448 | 0.14735 | 0.15892 | 0.1628 | 0.14267 | 0.11765
Portfolio Adjusted1-in-2AllSouth of Lugo2020September Monthly Peak | Portfolio Adjusted | 1-in-2 | All | South of Lugo | 2020 | September Monthly Peak | 9 | 5.8022 | 5.578 | 5.4034 | 5.3949 | 5.6265 | 6.4971 | 7.6024 | 8.4507 | 9.745 | 10.8544 | 11.6999 | 12.1565 | 12.2545 | 12.439 | 12.3882 | 12.0621 | 11.4949 | 10.5746 | 9.3768 | 9.1293 | 8.5734 | 7.84 | 6.9139 | 6.2526 | -0.011448 | -0.00089098 | -0.0024152 | -0.011047 | -0.035738 | -0.031281 | -0.02474 | -0.016034 | -0.010255 | 0.0079087 | 0.016755 | 0.01773 | 0.040671 | 0.05077 | 0.16941 | 0.1614 | 0.15883 | 0.13353 | 0.056986 | 0.040889 | 0.033961 | 0.030986 | 0.014256 | 0.0071619 | 68.0763 | 67.3285 | 66.7409 | 65.8855 | 65.4195 | 65.1886 | 65.1414 | 64.9529 | 66.7848 | 70.715 | 75.1802 | 79.6487 | 82.9034 | 84.551 | 85.5592 | 85.513 | 85.4018 | 84.328 | 82.0251 | 79.5038 | 77.0089 | 75.703 | 74.7625 | 73.8179 | 0.11857 | 0.11294 | 0.12181 | 0.14514 | 0.13288 | 0.14639 | 0.12994 | 0.13799 | 0.17388 | 0.19625 | 0.19165 | 0.16155 | 0.17259 | 0.17352 | 0.14523 | 0.14509 | 0.126 | 0.12566 | 0.12009 | 0.14548 | 0.15537 | 0.15781 | 0.13635 | 0.11205
Portfolio Adjusted1-in-2AllSouth of Lugo2020October Monthly Peak | Portfolio Adjusted | 1-in-2 | All | South of Lugo | 2020 | October Monthly Peak | 10 | 5.6262 | 5.4387 | 5.2521 | 5.2421 | 5.4651 | 6.2038 | 7.3317 | 8.0726 | 9.2267 | 10.4435 | 11.3761 | 11.8857 | 12.0512 | 12.262 | 12.2494 | 11.8704 | 11.2933 | 10.2818 | 9.4683 | 8.9808 | 8.3882 | 7.6638 | 6.7599 | 6.0941 | -0.011216 | -0.00092912 | -0.0025461 | -0.010492 | -0.034469 | -0.030078 | -0.024056 | -0.016216 | -0.0097797 | 0.0076895 | 0.016564 | 0.016549 | 0.039501 | 0.049949 | 0.16798 | 0.15841 | 0.15554 | 0.12918 | 0.056284 | 0.038244 | 0.032186 | 0.029825 | 0.013736 | 0.0069943 | 68.0967 | 67.526 | 66.548 | 65.6495 | 65.1718 | 63.9312 | 63.435 | 63.5303 | 65.0311 | 69.6548 | 76.0125 | 81.6527 | 84.9811 | 86.5947 | 88.3483 | 87.3863 | 85.8929 | 83.0339 | 80.9407 | 78.4234 | 76.0127 | 74.0989 | 72.5202 | 70.6493 | 0.11478 | 0.11067 | 0.11885 | 0.14165 | 0.12974 | 0.13915 | 0.12406 | 0.1317 | 0.16568 | 0.19111 | 0.18948 | 0.16135 | 0.17397 | 0.17507 | 0.14688 | 0.14507 | 0.12559 | 0.12377 | 0.12141 | 0.14249 | 0.1516 | 0.15378 | 0.13337 | 0.1086
Portfolio Adjusted1-in-2AllSouth of Lugo2020November Monthly Peak | Portfolio Adjusted | 1-in-2 | All | South of Lugo | 2020 | November Monthly Peak | 11 | 5.1116 | 4.9293 | 4.8015 | 4.8246 | 5.0021 | 5.6448 | 6.4535 | 7.1532 | 8.0492 | 8.9032 | 9.4864 | 9.7887 | 9.8276 | 9.9553 | 9.8532 | 9.4983 | 9.0959 | 8.8741 | 8.1907 | 7.7334 | 7.2973 | 6.66 | 5.97 | 5.4407 | -0.0082386 | 4.9371e-05 | 0.00071899 | -0.01436 | -0.038459 | -0.021623 | -0.014546 | -0.00015501 | -0.0085413 | 0.006912 | 0.014235 | 0.031475 | 0.055595 | 0.060928 | 0.16365 | 0.15243 | 0.14901 | 0.13374 | 0.070563 | 0.062498 | 0.044221 | 0.032838 | 0.015795 | 0.0055331 | 58.1478 | 57.0773 | 56.3328 | 55.5861 | 54.7561 | 54.1811 | 53.6122 | 53.8114 | 57.2184 | 60.4178 | 65.8945 | 71.06 | 74.8599 | 76.0067 | 75.4514 | 74.6597 | 71.9782 | 68.2221 | 64.9225 | 63.6038 | 62.6038 | 61.2729 | 60.2324 | 59.5398 | 0.10875 | 0.10353 | 0.11131 | 0.13314 | 0.12141 | 0.12775 | 0.11264 | 0.11994 | 0.14961 | 0.17031 | 0.16565 | 0.13992 | 0.14958 | 0.14987 | 0.12479 | 0.12295 | 0.10778 | 0.11146 | 0.10967 | 0.12989 | 0.13988 | 0.14182 | 0.12343 | 0.10103
Portfolio Adjusted1-in-2AllSouth of Lugo2020December Monthly Peak | Portfolio Adjusted | 1-in-2 | All | South of Lugo | 2020 | December Monthly Peak | 12 | 4.9492 | 4.8166 | 4.7 | 4.7142 | 4.8581 | 5.5304 | 6.5961 | 7.2128 | 7.9772 | 8.5145 | 8.6656 | 8.6535 | 8.457 | 8.4054 | 8.2977 | 8.027 | 7.8693 | 7.9535 | 7.6067 | 7.2922 | 6.9075 | 6.393 | 5.7917 | 5.2897 | -0.0076223 | 4.6174e-05 | 0.00067165 | -0.013305 | -0.035125 | -0.019778 | -0.013622 | -0.00014374 | -0.0078198 | 0.006181 | 0.0122 | 0.026571 | 0.046318 | 0.050378 | 0.1366 | 0.1284 | 0.1284 | 0.11924 | 0.064035 | 0.057333 | 0.040511 | 0.030419 | 0.014706 | 0.0051258 | 51.3304 | 49.8561 | 47.9428 | 47.074 | 46.2427 | 45.5988 | 45.6433 | 45.4028 | 46.1654 | 49.3699 | 52.7136 | 54.7789 | 56.083 | 56.4271 | 57.2624 | 57.3323 | 56.5085 | 55.2852 | 53.9636 | 53.3683 | 52.6477 | 51.4645 | 50.5081 | 49.378 | 0.10064 | 0.096874 | 0.104 | 0.12338 | 0.11092 | 0.11694 | 0.10562 | 0.1113 | 0.13704 | 0.15235 | 0.14203 | 0.11818 | 0.12465 | 0.12394 | 0.10372 | 0.1033 | 0.092625 | 0.098885 | 0.099547 | 0.11917 | 0.12816 | 0.13139 | 0.11494 | 0.093627
Portfolio Adjusted1-in-2AllSouth of Lugo2020Typical Event Day | Portfolio Adjusted | 1-in-2 | All | South of Lugo | 2020 | Typical Event Day | 8 | 5.8996 | 5.6433 | 5.4601 | 5.453 | 5.692 | 6.5421 | 7.5111 | 8.4499 | 9.6222 | 10.6703 | 11.5665 | 12.0215 | 12.0866 | 12.2943 | 12.3223 | 12.1042 | 11.6544 | 10.7918 | 9.5982 | 9.0708 | 8.7126 | 7.9906 | 7.1197 | 6.4299 | -0.011277 | -0.0007048 | -0.0017602 | -0.012434 | -0.038429 | -0.030561 | -0.023223 | -0.0126 | -0.010088 | 0.0078084 | 0.016446 | 0.021484 | 0.044832 | 0.053972 | 0.17381 | 0.16701 | 0.16566 | 0.1405 | 0.061855 | 0.046823 | 0.037478 | 0.032744 | 0.015382 | 0.0071651 | 67.4772 | 66.9085 | 66.4305 | 65.9018 | 65.6338 | 65.3485 | 65.1884 | 65.3981 | 67.4799 | 71.1989 | 75.3084 | 78.6155 | 80.2262 | 81.0907 | 81.9534 | 82.415 | 83.1849 | 82.6882 | 81.5118 | 78.9089 | 75.2597 | 72.5334 | 71.1795 | 70.3626 | 0.12224 | 0.11623 | 0.12505 | 0.14913 | 0.13706 | 0.1494 | 0.13085 | 0.13824 | 0.17173 | 0.19287 | 0.18826 | 0.15852 | 0.16829 | 0.1694 | 0.14312 | 0.1441 | 0.12648 | 0.12654 | 0.12052 | 0.14355 | 0.15563 | 0.15993 | 0.13977 | 0.1154
Portfolio Adjusted1-in-2AllSouth of Lugo2021January Monthly Peak | Portfolio Adjusted | 1-in-2 | All | South of Lugo | 2021 | January Monthly Peak | 1 | 4.9628 | 4.8396 | 4.728 | 4.7249 | 4.9193 | 5.5468 | 6.5962 | 7.1871 | 7.8918 | 8.5408 | 8.9375 | 9.0942 | 9.0387 | 9.1301 | 9.034 | 8.7073 | 8.3545 | 8.323 | 7.834 | 7.4331 | 7.0291 | 6.4704 | 5.8185 | 5.302 | -0.0077503 | 4.6892e-05 | 0.00068794 | -0.013569 | -0.036566 | -0.020712 | -0.01421 | -0.00015023 | -0.0081474 | 0.0064593 | 0.013072 | 0.028932 | 0.050994 | 0.056 | 0.15042 | 0.14044 | 0.13721 | 0.12538 | 0.066338 | 0.058928 | 0.041493 | 0.031231 | 0.015097 | 0.0052924 | 56.767 | 55.9852 | 55.5716 | 55.2437 | 54.0579 | 54.011 | 55.0118 | 55.362 | 56.0439 | 57.2184 | 58.6856 | 59.1247 | 60.2004 | 61.1828 | 61.6905 | 61.3931 | 61.8081 | 61.5698 | 60.1788 | 59.0473 | 58.5401 | 58.1786 | 57.297 | 56.2204 | 0.10232 | 0.098363 | 0.10652 | 0.12582 | 0.11545 | 0.1224 | 0.11011 | 0.11627 | 0.14274 | 0.15918 | 0.15215 | 0.12863 | 0.1372 | 0.13775 | 0.11485 | 0.11384 | 0.099507 | 0.10446 | 0.10312 | 0.12248 | 0.13126 | 0.13489 | 0.11798 | 0.096645
Portfolio Adjusted1-in-2AllSouth of Lugo2021February Monthly Peak | Portfolio Adjusted | 1-in-2 | All | South of Lugo | 2021 | February Monthly Peak | 2 | 5.0384 | 4.9023 | 4.7575 | 4.7695 | 4.9351 | 5.5602 | 6.5119 | 7.1061 | 7.8339 | 8.4982 | 8.9317 | 9.1711 | 9.1861 | 9.3183 | 9.2623 | 8.9635 | 8.5697 | 8.2437 | 7.9574 | 7.5453 | 7.1314 | 6.549 | 5.8976 | 5.3904 | -0.0079385 | 4.7984e-05 | 0.00069798 | -0.013877 | -0.037053 | -0.021017 | -0.014325 | -0.00015097 | -0.0082311 | 0.0065231 | 0.013212 | 0.029495 | 0.052294 | 0.057552 | 0.155 | 0.145 | 0.14132 | 0.12581 | 0.068313 | 0.060438 | 0.042486 | 0.031656 | 0.01535 | 0.0054358 | 52.3353 | 51.5936 | 51.1822 | 50.7144 | 50.3428 | 49.9177 | 49.4848 | 49.6294 | 51.1112 | 54.8304 | 59.1479 | 63.2513 | 64.9138 | 65.786 | 65.7186 | 64.505 | 63.9396 | 63.6786 | 61.038 | 59.0363 | 58.246 | 57.2565 | 56.2318 | 55.0276 | 0.1048 | 0.10064 | 0.10807 | 0.12867 | 0.11698 | 0.12419 | 0.11097 | 0.11683 | 0.14419 | 0.16074 | 0.15376 | 0.13112 | 0.14069 | 0.14156 | 0.11877 | 0.11785 | 0.10285 | 0.10611 | 0.10618 | 0.12561 | 0.1344 | 0.13672 | 0.11996 | 0.099255
Portfolio Adjusted1-in-2AllSouth of Lugo2021March Monthly Peak | Portfolio Adjusted | 1-in-2 | All | South of Lugo | 2021 | March Monthly Peak | 3 | 5.1554 | 4.976 | 4.8097 | 4.7874 | 4.9589 | 5.5878 | 6.6138 | 7.2396 | 7.9619 | 8.6632 | 9.1256 | 9.3668 | 9.3647 | 9.5144 | 9.546 | 9.3083 | 8.97 | 8.4814 | 7.968 | 7.8258 | 7.4164 | 6.8345 | 6.1147 | 5.5554 | -0.0082187 | 4.9012e-05 | 0.00070892 | -0.013973 | -0.037328 | -0.021264 | -0.01458 | -0.0001545 | -0.0084079 | 0.0066996 | 0.013583 | 0.03022 | 0.053433 | 0.058925 | 0.15981 | 0.1505 | 0.14755 | 0.1293 | 0.069777 | 0.063188 | 0.044335 | 0.033181 | 0.015965 | 0.005605 | 54.3491 | 53.2231 | 52.6603 | 52.6691 | 52.2717 | 51.7797 | 51.4314 | 51.8346 | 53.2254 | 54.8473 | 57.2095 | 59.8488 | 62.2386 | 64.1224 | 64.9873 | 65.2811 | 64.5369 | 63.3477 | 60.6487 | 58.5431 | 57.7517 | 56.7689 | 55.4953 | 54.0178 | 0.10849 | 0.10279 | 0.10976 | 0.12956 | 0.11785 | 0.12564 | 0.11294 | 0.11956 | 0.14728 | 0.16508 | 0.15807 | 0.13434 | 0.14375 | 0.14493 | 0.12259 | 0.12237 | 0.10717 | 0.10891 | 0.10844 | 0.13132 | 0.14025 | 0.14331 | 0.12476 | 0.10234
Portfolio Adjusted1-in-2AllSouth of Lugo2021April Monthly Peak | Portfolio Adjusted | 1-in-2 | All | South of Lugo | 2021 | April Monthly Peak | 4 | 5.3163 | 5.1204 | 4.9362 | 4.8992 | 5.1091 | 5.7268 | 6.5857 | 7.3057 | 8.2298 | 9.1011 | 9.811 | 10.1983 | 10.2951 | 10.4959 | 10.5126 | 10.2702 | 9.865 | 9.1669 | 8.3073 | 8.0994 | 7.8152 | 7.1775 | 6.3902 | 5.774 | -0.0085911 | 5.147e-05 | 0.00074689 | -0.014694 | -0.039688 | -0.022463 | -0.015193 | -0.00016129 | -0.0088926 | 0.0071493 | 0.014783 | 0.032995 | 0.058508 | 0.064504 | 0.17491 | 0.16531 | 0.16146 | 0.13898 | 0.072744 | 0.065817 | 0.046857 | 0.03499 | 0.016861 | 0.0059181 | 60.7593 | 60.2692 | 59.6928 | 59.2961 | 58.5274 | 58.0021 | 57.6926 | 57.7578 | 59.3236 | 62.467 | 66.3931 | 70.1472 | 72.9316 | 73.504 | 73.3523 | 72.6891 | 71.1857 | 70.0054 | 68.8758 | 67.2741 | 64.9324 | 64.7307 | 63.6586 | 61.5393 | 0.1134 | 0.10792 | 0.11562 | 0.13623 | 0.12528 | 0.13269 | 0.11761 | 0.12479 | 0.15575 | 0.17615 | 0.17202 | 0.14667 | 0.15741 | 0.15867 | 0.13364 | 0.13377 | 0.11661 | 0.11642 | 0.11305 | 0.13678 | 0.14822 | 0.15112 | 0.13176 | 0.10805
Portfolio Adjusted1-in-2AllSouth of Lugo2021May Monthly Peak | Portfolio Adjusted | 1-in-2 | All | South of Lugo | 2021 | May Monthly Peak | 5 | 5.325 | 5.1189 | 4.9522 | 4.9282 | 5.1587 | 5.8004 | 6.5687 | 7.4539 | 8.4178 | 9.2981 | 10.0274 | 10.3986 | 10.4807 | 10.6459 | 10.6395 | 10.3657 | 9.9132 | 9.2254 | 8.3536 | 7.9802 | 7.8695 | 7.2137 | 6.4119 | 5.8027 | -0.0085584 | 5.1138e-05 | 0.00074538 | -0.014734 | -0.039956 | -0.022762 | -0.015287 | -0.00016511 | -0.0091084 | 0.0073142 | 0.015163 | 0.03365 | 0.059399 | 0.065333 | 0.17685 | 0.16656 | 0.16209 | 0.1399 | 0.072898 | 0.065033 | 0.046954 | 0.035037 | 0.016864 | 0.0059258 | 62.7625 | 61.8937 | 61.0736 | 60.6832 | 60.4483 | 59.8381 | 59.7887 | 60.3876 | 62.4076 | 65.0714 | 68.3864 | 71.9154 | 74.1697 | 74.3545 | 74.1605 | 74.3693 | 75.1588 | 75.1094 | 73.8293 | 71.3818 | 67.9776 | 65.4186 | 64.6224 | 63.9272 | 0.11297 | 0.10724 | 0.11539 | 0.1366 | 0.12613 | 0.13444 | 0.11832 | 0.12774 | 0.15953 | 0.18021 | 0.17645 | 0.14958 | 0.15981 | 0.1607 | 0.13512 | 0.13468 | 0.11695 | 0.11723 | 0.11329 | 0.13515 | 0.14853 | 0.15132 | 0.13178 | 0.10819
Portfolio Adjusted1-in-2AllSouth of Lugo2021June Monthly Peak | Portfolio Adjusted | 1-in-2 | All | South of Lugo | 2021 | June Monthly Peak | 6 | 5.5646 | 5.3441 | 5.1837 | 5.1644 | 5.4158 | 6.0716 | 6.8755 | 7.8431 | 8.9035 | 9.9196 | 10.7535 | 11.1184 | 11.1287 | 11.3126 | 11.3077 | 11.0774 | 10.6049 | 9.8344 | 8.8407 | 8.3043 | 8.1082 | 7.4916 | 6.6718 | 6.0281 | -0.0089711 | 5.3611e-05 | 0.0007827 | -0.015512 | -0.042185 | -0.023943 | -0.015914 | -0.00017147 | -0.009432 | 0.0076125 | 0.01578 | 0.034604 | 0.0604 | 0.066433 | 0.18335 | 0.17482 | 0.1708 | 0.14702 | 0.074909 | 0.066578 | 0.047956 | 0.035915 | 0.017366 | 0.0061278 | 64.8943 | 64.307 | 63.5515 | 63.1552 | 62.9348 | 62.73 | 62.5531 | 62.9281 | 65.0228 | 68.2711 | 71.1721 | 73.3086 | 73.962 | 74.5413 | 74.8285 | 76.073 | 77.2993 | 77.5919 | 77.3655 | 74.8375 | 71.905 | 68.4854 | 66.6616 | 66.1115 | 0.11841 | 0.11241 | 0.12117 | 0.14381 | 0.13317 | 0.1414 | 0.12317 | 0.13267 | 0.16522 | 0.18758 | 0.18365 | 0.15388 | 0.16256 | 0.16347 | 0.13787 | 0.13894 | 0.12119 | 0.12148 | 0.11644 | 0.13837 | 0.1517 | 0.15512 | 0.13571 | 0.11188
Portfolio Adjusted1-in-2AllSouth of Lugo2021July Monthly Peak | Portfolio Adjusted | 1-in-2 | All | South of Lugo | 2021 | July Monthly Peak | 7 | 5.7628 | 5.5023 | 5.3267 | 5.3234 | 5.5935 | 6.3677 | 7.2491 | 8.2517 | 9.3636 | 10.3344 | 11.1618 | 11.5459 | 11.6166 | 11.8172 | 11.8256 | 11.5915 | 11.1546 | 10.3536 | 9.2723 | 8.6512 | 8.4153 | 7.7734 | 6.9378 | 6.2903 | -0.010339 | -0.00043578 | -0.00086983 | -0.013304 | -0.0394 | -0.027912 | -0.020422 | -0.0082489 | -0.0098045 | 0.007645 | 0.015953 | 0.025497 | 0.049354 | 0.057293 | 0.17445 | 0.16733 | 0.16538 | 0.14097 | 0.065401 | 0.052366 | 0.040323 | 0.033141 | 0.015778 | 0.0067194 | 65.3737 | 65.2725 | 65.3969 | 65.6296 | 65.5853 | 65.3386 | 65.1668 | 65.4813 | 67.4535 | 70.4103 | 74.1754 | 77.0707 | 78.377 | 79.0345 | 80.1813 | 80.7712 | 81.5599 | 81.3917 | 80.5308 | 77.9373 | 74.0911 | 70.9347 | 69.5833 | 68.7712 | 0.11897 | 0.11272 | 0.12143 | 0.14482 | 0.1343 | 0.14453 | 0.12639 | 0.13529 | 0.1681 | 0.18822 | 0.18319 | 0.15352 | 0.16309 | 0.16413 | 0.13837 | 0.13966 | 0.12258 | 0.12253 | 0.11711 | 0.13803 | 0.1511 | 0.15465 | 0.13558 | 0.11244
Portfolio Adjusted1-in-2AllSouth of Lugo2021August Monthly Peak | Portfolio Adjusted | 1-in-2 | All | South of Lugo | 2021 | August Monthly Peak | 8 | 6.0458 | 5.7831 | 5.5953 | 5.5966 | 5.848 | 6.7356 | 7.7591 | 8.7932 | 10.15 | 11.3566 | 12.3627 | 12.8711 | 12.9412 | 13.1331 | 13.1152 | 12.8614 | 12.3468 | 11.3936 | 10.0832 | 9.4819 | 9.0494 | 8.2738 | 7.3748 | 6.6452 | -0.013773 | -0.0017313 | -0.0052491 | -0.0071733 | -0.030888 | -0.037354 | -0.031645 | -0.029736 | -0.010502 | 0.0078649 | 0.017095 | 0.0016432 | 0.020365 | 0.033701 | 0.15208 | 0.14699 | 0.14756 | 0.1218 | 0.039841 | 0.015493 | 0.020779 | 0.026324 | 0.011722 | 0.0082379 | 71.5647 | 70.7258 | 70.0328 | 68.937 | 68.5957 | 68.1366 | 67.8921 | 68.2303 | 70.6587 | 75.3993 | 80.706 | 84.434 | 85.6626 | 86.2361 | 87.2447 | 87.3031 | 88.4789 | 87.4415 | 86.1259 | 83.3572 | 78.0338 | 75.0106 | 73.7107 | 72.7501 | 0.1237 | 0.1177 | 0.12681 | 0.15176 | 0.13966 | 0.15244 | 0.13373 | 0.14186 | 0.17825 | 0.20203 | 0.19825 | 0.16707 | 0.17756 | 0.17867 | 0.15051 | 0.15119 | 0.13239 | 0.13202 | 0.12485 | 0.14778 | 0.15938 | 0.16327 | 0.14309 | 0.11799
Portfolio Adjusted1-in-2AllSouth of Lugo2021September Monthly Peak | Portfolio Adjusted | 1-in-2 | All | South of Lugo | 2021 | September Monthly Peak | 9 | 5.8107 | 5.5861 | 5.4113 | 5.4028 | 5.635 | 6.5073 | 7.6146 | 8.4643 | 9.7598 | 10.8703 | 11.7165 | 12.1732 | 12.2709 | 12.4556 | 12.4045 | 12.0778 | 11.5098 | 10.5888 | 9.3896 | 9.1419 | 8.5853 | 7.8509 | 6.9237 | 6.2617 | -0.011482 | -0.00089359 | -0.0024223 | -0.01108 | -0.035843 | -0.031373 | -0.024812 | -0.016081 | -0.010285 | 0.0079318 | 0.016804 | 0.017782 | 0.04079 | 0.050919 | 0.16976 | 0.16171 | 0.15913 | 0.13379 | 0.057153 | 0.041009 | 0.034061 | 0.031077 | 0.014298 | 0.0071828 | 68.0763 | 67.3286 | 66.7409 | 65.8855 | 65.4195 | 65.1886 | 65.1414 | 64.9529 | 66.7848 | 70.715 | 75.1802 | 79.6486 | 82.9035 | 84.5511 | 85.5593 | 85.5131 | 85.4019 | 84.3281 | 82.0251 | 79.5038 | 77.0089 | 75.7031 | 74.7625 | 73.8179 | 0.11892 | 0.11326 | 0.12217 | 0.14557 | 0.13327 | 0.14682 | 0.13032 | 0.1384 | 0.17439 | 0.19683 | 0.19221 | 0.16202 | 0.1731 | 0.17403 | 0.14565 | 0.14551 | 0.12637 | 0.12602 | 0.12044 | 0.14591 | 0.15583 | 0.15827 | 0.13675 | 0.11238
Portfolio Adjusted1-in-2AllSouth of Lugo2021October Monthly Peak | Portfolio Adjusted | 1-in-2 | All | South of Lugo | 2021 | October Monthly Peak | 10 | 5.6344 | 5.4467 | 5.2598 | 5.2498 | 5.4733 | 6.2134 | 7.3433 | 8.0856 | 9.2409 | 10.459 | 11.3925 | 11.9024 | 12.0679 | 12.2788 | 12.2659 | 11.8861 | 11.3081 | 10.2957 | 9.4813 | 8.9931 | 8.3998 | 7.6745 | 6.7695 | 6.103 | -0.011248 | -0.00093184 | -0.0025535 | -0.010522 | -0.03457 | -0.030166 | -0.024127 | -0.016264 | -0.0098083 | 0.007712 | 0.016613 | 0.016597 | 0.039616 | 0.050095 | 0.16833 | 0.15872 | 0.15583 | 0.12943 | 0.056449 | 0.038356 | 0.03228 | 0.029912 | 0.013776 | 0.0070148 | 68.0968 | 67.5261 | 66.5481 | 65.6496 | 65.1718 | 63.9312 | 63.435 | 63.5303 | 65.0311 | 69.6548 | 76.0125 | 81.6527 | 84.9811 | 86.5948 | 88.3483 | 87.3863 | 85.8929 | 83.0339 | 80.9407 | 78.4235 | 76.0127 | 74.099 | 72.5202 | 70.6494 | 0.11511 | 0.11099 | 0.1192 | 0.14206 | 0.13012 | 0.13955 | 0.12442 | 0.13208 | 0.16616 | 0.19167 | 0.19003 | 0.16182 | 0.17448 | 0.17558 | 0.14731 | 0.1455 | 0.12595 | 0.12413 | 0.12177 | 0.1429 | 0.15204 | 0.15422 | 0.13376 | 0.10892
Portfolio Adjusted1-in-2AllSouth of Lugo2021November Monthly Peak | Portfolio Adjusted | 1-in-2 | All | South of Lugo | 2021 | November Monthly Peak | 11 | 5.1191 | 4.9365 | 4.8084 | 4.8316 | 5.0096 | 5.6534 | 6.4637 | 7.1647 | 8.0615 | 8.9165 | 9.5003 | 9.8027 | 9.8414 | 9.9692 | 9.8668 | 9.5111 | 9.1082 | 8.8862 | 8.202 | 7.7443 | 7.3076 | 6.6695 | 5.9786 | 5.4486 | -0.0082627 | 4.9516e-05 | 0.00072109 | -0.014402 | -0.038572 | -0.021686 | -0.014589 | -0.00015546 | -0.0085663 | 0.0069322 | 0.014276 | 0.031567 | 0.055758 | 0.061107 | 0.16402 | 0.15275 | 0.14932 | 0.13403 | 0.070769 | 0.062681 | 0.044351 | 0.032934 | 0.015842 | 0.0055493 | 58.1477 | 57.0772 | 56.3327 | 55.5861 | 54.756 | 54.1811 | 53.6122 | 53.8114 | 57.2184 | 60.4178 | 65.8946 | 71.06 | 74.86 | 76.0068 | 75.4514 | 74.6598 | 71.9782 | 68.2221 | 64.9226 | 63.6038 | 62.6038 | 61.2728 | 60.2324 | 59.5398 | 0.10906 | 0.10383 | 0.11163 | 0.13353 | 0.12177 | 0.12812 | 0.11297 | 0.12029 | 0.15005 | 0.17081 | 0.16613 | 0.14033 | 0.15001 | 0.15031 | 0.12516 | 0.12331 | 0.10809 | 0.11178 | 0.10999 | 0.13026 | 0.14028 | 0.14223 | 0.12379 | 0.10132
Portfolio Adjusted1-in-2AllSouth of Lugo2021December Monthly Peak | Portfolio Adjusted | 1-in-2 | All | South of Lugo | 2021 | December Monthly Peak | 12 | 4.9561 | 4.8233 | 4.7065 | 4.7207 | 4.8649 | 5.5383 | 6.6056 | 7.2234 | 7.9885 | 8.5263 | 8.6774 | 8.6653 | 8.4685 | 8.4169 | 8.3089 | 8.0378 | 7.8799 | 7.9642 | 7.617 | 7.3021 | 6.9169 | 6.4018 | 5.7997 | 5.297 | -0.0076446 | 4.6309e-05 | 0.00067361 | -0.013344 | -0.035228 | -0.019835 | -0.013662 | -0.00014416 | -0.0078427 | 0.006199 | 0.012236 | 0.026649 | 0.046453 | 0.050525 | 0.1369 | 0.12867 | 0.12867 | 0.11949 | 0.064222 | 0.057501 | 0.040629 | 0.030508 | 0.014749 | 0.0051408 | 51.3304 | 49.8561 | 47.9428 | 47.0739 | 46.2427 | 45.5988 | 45.6433 | 45.4028 | 46.1654 | 49.3699 | 52.7136 | 54.7789 | 56.083 | 56.4271 | 57.2624 | 57.3323 | 56.5085 | 55.2852 | 53.9636 | 53.3683 | 52.6477 | 51.4645 | 50.5081 | 49.378 | 0.10094 | 0.097156 | 0.10431 | 0.12374 | 0.11124 | 0.11728 | 0.10592 | 0.11162 | 0.13744 | 0.1528 | 0.14245 | 0.11852 | 0.12501 | 0.1243 | 0.10402 | 0.1036 | 0.092895 | 0.099172 | 0.099837 | 0.11952 | 0.12853 | 0.13177 | 0.11528 | 0.0939
Portfolio Adjusted1-in-2AllSouth of Lugo2021Typical Event Day | Portfolio Adjusted | 1-in-2 | All | South of Lugo | 2021 | Typical Event Day | 8 | 5.9083 | 5.6517 | 5.4681 | 5.4611 | 5.7007 | 6.5525 | 7.5233 | 8.4635 | 9.6368 | 10.6858 | 11.5827 | 12.0378 | 12.1026 | 12.3104 | 12.3382 | 12.1197 | 11.6693 | 10.8059 | 9.611 | 9.0831 | 8.7244 | 8.0017 | 7.1297 | 6.4392 | -0.01131 | -0.00070686 | -0.0017653 | -0.01247 | -0.038541 | -0.03065 | -0.023291 | -0.012636 | -0.010117 | 0.0078313 | 0.016494 | 0.021547 | 0.044964 | 0.05413 | 0.17418 | 0.16733 | 0.16597 | 0.14078 | 0.062036 | 0.04696 | 0.037587 | 0.032839 | 0.015427 | 0.0071861 | 67.4772 | 66.9085 | 66.4305 | 65.9018 | 65.6339 | 65.3485 | 65.1884 | 65.3981 | 67.48 | 71.1989 | 75.3084 | 78.6155 | 80.2263 | 81.0908 | 81.9535 | 82.4151 | 83.185 | 82.6883 | 81.5118 | 78.9089 | 75.2597 | 72.5334 | 71.1795 | 70.3627 | 0.12259 | 0.11656 | 0.12542 | 0.14957 | 0.13746 | 0.14984 | 0.13123 | 0.13865 | 0.17223 | 0.19343 | 0.18881 | 0.15898 | 0.16878 | 0.16989 | 0.14353 | 0.14452 | 0.12685 | 0.1269 | 0.12087 | 0.14397 | 0.15609 | 0.1604 | 0.14017 | 0.11573
Portfolio Adjusted1-in-2AllSouth of Lugo2022January Monthly Peak | Portfolio Adjusted | 1-in-2 | All | South of Lugo | 2022 | January Monthly Peak | 1 | 4.9698 | 4.8464 | 4.7346 | 4.7316 | 4.9263 | 5.555 | 6.6061 | 7.1981 | 7.9036 | 8.5532 | 8.9502 | 9.1071 | 9.0513 | 9.1428 | 9.0465 | 8.7192 | 8.3659 | 8.3343 | 7.8447 | 7.4433 | 7.0388 | 6.4795 | 5.8267 | 5.3096 | -0.007773 | 4.7029e-05 | 0.00068995 | -0.013609 | -0.036673 | -0.020773 | -0.014251 | -0.00015067 | -0.0081712 | 0.0064782 | 0.013111 | 0.029017 | 0.051143 | 0.056164 | 0.15076 | 0.14074 | 0.13749 | 0.12565 | 0.066532 | 0.0591 | 0.041614 | 0.031323 | 0.015141 | 0.0053079 | 56.767 | 55.9852 | 55.5716 | 55.2437 | 54.058 | 54.011 | 55.0118 | 55.362 | 56.0439 | 57.2184 | 58.6855 | 59.1247 | 60.2004 | 61.1828 | 61.6905 | 61.393 | 61.8081 | 61.5697 | 60.1788 | 59.0473 | 58.5401 | 58.1786 | 57.297 | 56.2204 | 0.10262 | 0.098649 | 0.10683 | 0.12619 | 0.11579 | 0.12276 | 0.11043 | 0.11661 | 0.14315 | 0.15964 | 0.15259 | 0.129 | 0.1376 | 0.13815 | 0.11518 | 0.11417 | 0.099797 | 0.10477 | 0.10342 | 0.12284 | 0.13165 | 0.13528 | 0.11833 | 0.096926
Portfolio Adjusted1-in-2AllSouth of Lugo2022February Monthly Peak | Portfolio Adjusted | 1-in-2 | All | South of Lugo | 2022 | February Monthly Peak | 2 | 5.0456 | 4.9092 | 4.7643 | 4.7763 | 4.9422 | 5.5686 | 6.5219 | 7.1173 | 7.8459 | 8.5107 | 8.9445 | 9.1843 | 9.1991 | 9.3314 | 9.2752 | 8.9758 | 8.5815 | 8.2552 | 7.9684 | 7.5558 | 7.1414 | 6.5582 | 5.9059 | 5.3982 | -0.0079617 | 4.8124e-05 | 0.00070003 | -0.013918 | -0.037162 | -0.021078 | -0.014367 | -0.00015141 | -0.0082552 | 0.0065422 | 0.01325 | 0.029581 | 0.052447 | 0.057721 | 0.15534 | 0.14531 | 0.14162 | 0.12609 | 0.068513 | 0.060614 | 0.042611 | 0.031748 | 0.015395 | 0.0054517 | 52.3353 | 51.5936 | 51.1822 | 50.7144 | 50.3428 | 49.9177 | 49.4848 | 49.6294 | 51.1112 | 54.8304 | 59.1479 | 63.2513 | 64.9138 | 65.786 | 65.7186 | 64.505 | 63.9396 | 63.6786 | 61.038 | 59.0363 | 58.2461 | 57.2565 | 56.2319 | 55.0276 | 0.1051 | 0.10093 | 0.10838 | 0.12905 | 0.11733 | 0.12455 | 0.11129 | 0.11717 | 0.14461 | 0.16121 | 0.15421 | 0.1315 | 0.1411 | 0.14197 | 0.11912 | 0.11819 | 0.10315 | 0.10642 | 0.10649 | 0.12598 | 0.13479 | 0.13712 | 0.12031 | 0.099544
Portfolio Adjusted1-in-2AllSouth of Lugo2022March Monthly Peak | Portfolio Adjusted | 1-in-2 | All | South of Lugo | 2022 | March Monthly Peak | 3 | 5.1628 | 4.9831 | 4.8165 | 4.7943 | 4.9661 | 5.5962 | 6.624 | 7.251 | 7.974 | 8.6761 | 9.1389 | 9.3803 | 9.378 | 9.5279 | 9.5593 | 9.3212 | 8.9823 | 8.4932 | 7.9792 | 7.8368 | 7.4267 | 6.8441 | 6.1233 | 5.5634 | -0.0082427 | 4.9155e-05 | 0.00071099 | -0.014014 | -0.037438 | -0.021326 | -0.014623 | -0.00015495 | -0.0084325 | 0.0067192 | 0.013623 | 0.030309 | 0.053589 | 0.059097 | 0.16017 | 0.15081 | 0.14785 | 0.12958 | 0.069981 | 0.063373 | 0.044465 | 0.033278 | 0.016011 | 0.0056214 | 54.3491 | 53.2231 | 52.6603 | 52.6691 | 52.2717 | 51.7797 | 51.4314 | 51.8346 | 53.2254 | 54.8473 | 57.2095 | 59.8488 | 62.2386 | 64.1224 | 64.9874 | 65.2811 | 64.5369 | 63.3478 | 60.6487 | 58.5431 | 57.7517 | 56.7689 | 55.4953 | 54.0178 | 0.1088 | 0.10309 | 0.11008 | 0.12993 | 0.1182 | 0.12601 | 0.11327 | 0.11991 | 0.14771 | 0.16556 | 0.15853 | 0.13473 | 0.14417 | 0.14536 | 0.12295 | 0.12273 | 0.10748 | 0.10922 | 0.10875 | 0.13171 | 0.14066 | 0.14372 | 0.12512 | 0.10264
Portfolio Adjusted1-in-2AllSouth of Lugo2022April Monthly Peak | Portfolio Adjusted | 1-in-2 | All | South of Lugo | 2022 | April Monthly Peak | 4 | 5.3242 | 5.1279 | 4.9435 | 4.9064 | 5.1168 | 5.7357 | 6.5964 | 7.3176 | 8.2427 | 9.1148 | 9.8254 | 10.213 | 10.3097 | 10.5105 | 10.5271 | 10.2842 | 9.8784 | 9.1795 | 8.319 | 8.1109 | 7.8261 | 7.1876 | 6.3994 | 5.7825 | -0.0086163 | 5.162e-05 | 0.00074908 | -0.014737 | -0.039804 | -0.022529 | -0.015237 | -0.00016177 | -0.0089186 | 0.0071702 | 0.014826 | 0.033092 | 0.05868 | 0.064693 | 0.1753 | 0.16565 | 0.1618 | 0.13927 | 0.072956 | 0.066009 | 0.046995 | 0.035093 | 0.01691 | 0.0059354 | 60.7593 | 60.2692 | 59.6928 | 59.2962 | 58.5274 | 58.0021 | 57.6926 | 57.7578 | 59.3236 | 62.467 | 66.3931 | 70.1472 | 72.9316 | 73.5041 | 73.3524 | 72.6892 | 71.1858 | 70.0055 | 68.8759 | 67.2741 | 64.9324 | 64.7307 | 63.6586 | 61.5393 | 0.11373 | 0.10824 | 0.11596 | 0.13663 | 0.12565 | 0.13307 | 0.11796 | 0.12516 | 0.15621 | 0.17666 | 0.17252 | 0.1471 | 0.15787 | 0.15913 | 0.13403 | 0.13416 | 0.11695 | 0.11676 | 0.11338 | 0.13718 | 0.14866 | 0.15156 | 0.13214 | 0.10836
Portfolio Adjusted1-in-2AllSouth of Lugo2022May Monthly Peak | Portfolio Adjusted | 1-in-2 | All | South of Lugo | 2022 | May Monthly Peak | 5 | 5.3327 | 5.1264 | 4.9594 | 4.9354 | 5.1664 | 5.8094 | 6.5794 | 7.4661 | 8.431 | 9.3122 | 10.0422 | 10.4136 | 10.4955 | 10.6607 | 10.6541 | 10.3798 | 9.9266 | 9.2381 | 8.3653 | 7.9915 | 7.8805 | 7.2239 | 6.4211 | 5.8112 | -0.0085835 | 5.1288e-05 | 0.00074756 | -0.014777 | -0.040073 | -0.022829 | -0.015332 | -0.00016559 | -0.009135 | 0.0073356 | 0.015207 | 0.033748 | 0.059573 | 0.065524 | 0.17724 | 0.16691 | 0.16242 | 0.1402 | 0.073112 | 0.065224 | 0.047092 | 0.03514 | 0.016913 | 0.0059431 | 62.7625 | 61.8937 | 61.0736 | 60.6832 | 60.4483 | 59.8381 | 59.7887 | 60.3876 | 62.4076 | 65.0714 | 68.3864 | 71.9154 | 74.1698 | 74.3545 | 74.1605 | 74.3693 | 75.1589 | 75.1094 | 73.8294 | 71.3819 | 67.9777 | 65.4186 | 64.6224 | 63.9272 | 0.1133 | 0.10755 | 0.11573 | 0.137 | 0.1265 | 0.13484 | 0.11867 | 0.12811 | 0.16 | 0.18074 | 0.17696 | 0.15001 | 0.16027 | 0.16117 | 0.13551 | 0.13507 | 0.11729 | 0.11757 | 0.11362 | 0.13554 | 0.14897 | 0.15176 | 0.13216 | 0.10851
Portfolio Adjusted1-in-2AllSouth of Lugo2022June Monthly Peak | Portfolio Adjusted | 1-in-2 | All | South of Lugo | 2022 | June Monthly Peak | 6 | 5.5727 | 5.3519 | 5.1912 | 5.172 | 5.424 | 6.0811 | 6.8867 | 7.8558 | 8.9172 | 9.9342 | 10.7688 | 11.1338 | 11.1437 | 11.3277 | 11.3226 | 11.0919 | 10.6187 | 9.8476 | 8.8527 | 8.3159 | 8.1194 | 7.502 | 6.6813 | 6.0369 | -0.0089974 | 5.3768e-05 | 0.00078499 | -0.015557 | -0.042309 | -0.024013 | -0.01596 | -0.00017197 | -0.0094596 | 0.0076347 | 0.015826 | 0.034705 | 0.060577 | 0.066627 | 0.18375 | 0.17518 | 0.17115 | 0.14733 | 0.075128 | 0.066773 | 0.048096 | 0.03602 | 0.017417 | 0.0061458 | 64.8943 | 64.307 | 63.5515 | 63.1552 | 62.9348 | 62.73 | 62.5531 | 62.9281 | 65.0228 | 68.2711 | 71.1722 | 73.3087 | 73.962 | 74.5414 | 74.8286 | 76.0731 | 77.2994 | 77.5919 | 77.3656 | 74.8375 | 71.905 | 68.4855 | 66.6616 | 66.1115 | 0.11876 | 0.11274 | 0.12152 | 0.14423 | 0.13355 | 0.14182 | 0.12353 | 0.13306 | 0.1657 | 0.18813 | 0.18419 | 0.15432 | 0.16303 | 0.16394 | 0.13827 | 0.13935 | 0.12155 | 0.12183 | 0.11678 | 0.13877 | 0.15215 | 0.15557 | 0.13611 | 0.11221
Portfolio Adjusted1-in-2AllSouth of Lugo2022July Monthly Peak | Portfolio Adjusted | 1-in-2 | All | South of Lugo | 2022 | July Monthly Peak | 7 | 5.7712 | 5.5103 | 5.3344 | 5.3312 | 5.602 | 6.3777 | 7.2608 | 8.2649 | 9.3779 | 10.3494 | 11.1774 | 11.5616 | 11.632 | 11.8326 | 11.8409 | 11.6064 | 11.1689 | 10.3671 | 9.2846 | 8.663 | 8.4267 | 7.784 | 6.9474 | 6.2993 | -0.010369 | -0.00043706 | -0.00087237 | -0.013343 | -0.039515 | -0.027993 | -0.020481 | -0.008273 | -0.0098332 | 0.0076674 | 0.015999 | 0.025571 | 0.049498 | 0.05746 | 0.17481 | 0.16766 | 0.16569 | 0.14125 | 0.065592 | 0.052519 | 0.040441 | 0.033238 | 0.015825 | 0.0067391 | 65.3737 | 65.2725 | 65.3969 | 65.6296 | 65.5853 | 65.3386 | 65.1668 | 65.4813 | 67.4535 | 70.4103 | 74.1755 | 77.0708 | 78.3771 | 79.0346 | 80.1814 | 80.7713 | 81.5599 | 81.3918 | 80.5308 | 77.9373 | 74.0912 | 70.9347 | 69.5833 | 68.7712 | 0.11932 | 0.11305 | 0.12178 | 0.14525 | 0.13469 | 0.14495 | 0.12675 | 0.13569 | 0.16859 | 0.18877 | 0.18372 | 0.15397 | 0.16357 | 0.16461 | 0.13878 | 0.14007 | 0.12294 | 0.12289 | 0.11745 | 0.13843 | 0.15154 | 0.1551 | 0.13597 | 0.11276
Portfolio Adjusted1-in-2AllSouth of Lugo2022August Monthly Peak | Portfolio Adjusted | 1-in-2 | All | South of Lugo | 2022 | August Monthly Peak | 8 | 6.0546 | 5.7916 | 5.6035 | 5.605 | 5.8568 | 6.7462 | 7.7717 | 8.8072 | 10.1652 | 11.3729 | 12.3798 | 12.8884 | 12.9581 | 13.1502 | 13.1321 | 12.8777 | 12.3624 | 11.4084 | 10.0965 | 9.4946 | 9.0615 | 8.2851 | 7.3851 | 6.6548 | -0.013814 | -0.0017363 | -0.0052644 | -0.0071943 | -0.030978 | -0.037463 | -0.031738 | -0.029823 | -0.010532 | 0.0078879 | 0.017145 | 0.001648 | 0.020424 | 0.0338 | 0.15237 | 0.14724 | 0.14781 | 0.12202 | 0.039958 | 0.015539 | 0.020839 | 0.026401 | 0.011757 | 0.008262 | 71.5647 | 70.7258 | 70.0329 | 68.937 | 68.5958 | 68.1366 | 67.8922 | 68.2303 | 70.6587 | 75.3993 | 80.706 | 84.4341 | 85.6627 | 86.2362 | 87.2448 | 87.3031 | 88.479 | 87.4416 | 86.126 | 83.3573 | 78.0339 | 75.0107 | 73.7107 | 72.7501 | 0.12406 | 0.11805 | 0.12718 | 0.1522 | 0.14007 | 0.15288 | 0.13412 | 0.14228 | 0.17877 | 0.20261 | 0.19883 | 0.16756 | 0.17807 | 0.17919 | 0.15095 | 0.15163 | 0.13278 | 0.13241 | 0.12521 | 0.14821 | 0.15985 | 0.16375 | 0.1435 | 0.11833
Portfolio Adjusted1-in-2AllSouth of Lugo2022September Monthly Peak | Portfolio Adjusted | 1-in-2 | All | South of Lugo | 2022 | September Monthly Peak | 9 | 5.8191 | 5.5943 | 5.4192 | 5.4108 | 5.6434 | 6.5175 | 7.6268 | 8.478 | 9.7748 | 10.8861 | 11.7331 | 12.1899 | 12.2875 | 12.4723 | 12.4208 | 12.0935 | 11.5247 | 10.6029 | 9.4025 | 9.1545 | 8.5972 | 7.8619 | 6.9336 | 6.2708 | -0.011515 | -0.0008962 | -0.0024293 | -0.011112 | -0.035947 | -0.031465 | -0.024885 | -0.016128 | -0.010316 | 0.007955 | 0.016853 | 0.017834 | 0.040909 | 0.051068 | 0.17011 | 0.16202 | 0.15942 | 0.13406 | 0.05732 | 0.041129 | 0.03416 | 0.031168 | 0.01434 | 0.0072038 | 68.0763 | 67.3286 | 66.7409 | 65.8855 | 65.4195 | 65.1886 | 65.1414 | 64.9529 | 66.7848 | 70.7149 | 75.1802 | 79.6486 | 82.9036 | 84.5512 | 85.5594 | 85.5132 | 85.402 | 84.3281 | 82.0252 | 79.5039 | 77.0089 | 75.7031 | 74.7626 | 73.8179 | 0.11926 | 0.11359 | 0.12252 | 0.14599 | 0.13366 | 0.14724 | 0.1307 | 0.1388 | 0.1749 | 0.1974 | 0.19277 | 0.16249 | 0.1736 | 0.17453 | 0.14608 | 0.14593 | 0.12674 | 0.12639 | 0.12079 | 0.14633 | 0.15628 | 0.15873 | 0.13715 | 0.11271
Portfolio Adjusted1-in-2AllSouth of Lugo2022October Monthly Peak | Portfolio Adjusted | 1-in-2 | All | South of Lugo | 2022 | October Monthly Peak | 10 | 5.6426 | 5.4547 | 5.2675 | 5.2576 | 5.4816 | 6.2232 | 7.3549 | 8.0987 | 9.2551 | 10.4745 | 11.409 | 11.9192 | 12.0846 | 12.2956 | 12.2825 | 11.9018 | 11.3231 | 10.3096 | 9.4943 | 9.0055 | 8.4114 | 7.6852 | 6.7792 | 6.1118 | -0.011281 | -0.00093456 | -0.002561 | -0.010553 | -0.034671 | -0.030254 | -0.024197 | -0.016311 | -0.009837 | 0.0077346 | 0.016661 | 0.016646 | 0.039732 | 0.050242 | 0.16867 | 0.15902 | 0.15613 | 0.12969 | 0.056614 | 0.038468 | 0.032375 | 0.029999 | 0.013817 | 0.0070353 | 68.0968 | 67.5261 | 66.5481 | 65.6496 | 65.1719 | 63.9313 | 63.435 | 63.5303 | 65.0312 | 69.6548 | 76.0125 | 81.6527 | 84.9812 | 86.5948 | 88.3483 | 87.3864 | 85.8929 | 83.034 | 80.9408 | 78.4236 | 76.0128 | 74.099 | 72.5202 | 70.6494 | 0.11545 | 0.11131 | 0.11954 | 0.14247 | 0.1305 | 0.13996 | 0.12478 | 0.13247 | 0.16665 | 0.19223 | 0.19058 | 0.1623 | 0.17498 | 0.1761 | 0.14774 | 0.14592 | 0.12632 | 0.12449 | 0.12212 | 0.14332 | 0.15248 | 0.15467 | 0.13415 | 0.10924
Portfolio Adjusted1-in-2AllSouth of Lugo2022November Monthly Peak | Portfolio Adjusted | 1-in-2 | All | South of Lugo | 2022 | November Monthly Peak | 11 | 5.1266 | 4.9437 | 4.8154 | 4.8387 | 5.017 | 5.662 | 6.4739 | 7.1761 | 8.074 | 8.9298 | 9.5142 | 9.8167 | 9.8552 | 9.9831 | 9.8804 | 9.524 | 9.1206 | 8.8983 | 8.2134 | 7.7552 | 7.318 | 6.6791 | 5.9872 | 5.4566 | -0.0082869 | 4.9661e-05 | 0.0007232 | -0.014444 | -0.038685 | -0.02175 | -0.014632 | -0.00015592 | -0.0085913 | 0.0069525 | 0.014318 | 0.031659 | 0.055921 | 0.061285 | 0.16438 | 0.15307 | 0.14962 | 0.13431 | 0.070976 | 0.062864 | 0.044481 | 0.03303 | 0.015888 | 0.0055656 | 58.1477 | 57.0772 | 56.3327 | 55.5861 | 54.756 | 54.1811 | 53.6122 | 53.8114 | 57.2185 | 60.4178 | 65.8946 | 71.06 | 74.86 | 76.0068 | 75.4515 | 74.6599 | 71.9783 | 68.2222 | 64.9226 | 63.6038 | 62.6038 | 61.2728 | 60.2324 | 59.5398 | 0.10938 | 0.10413 | 0.11196 | 0.13392 | 0.12212 | 0.1285 | 0.1133 | 0.12064 | 0.15049 | 0.17131 | 0.16662 | 0.14074 | 0.15045 | 0.15075 | 0.12552 | 0.12367 | 0.1084 | 0.11211 | 0.11031 | 0.13064 | 0.14069 | 0.14265 | 0.12415 | 0.10162
Portfolio Adjusted1-in-2AllSouth of Lugo2022December Monthly Peak | Portfolio Adjusted | 1-in-2 | All | South of Lugo | 2022 | December Monthly Peak | 12 | 4.9631 | 4.8301 | 4.713 | 4.7272 | 4.8717 | 5.5461 | 6.6151 | 7.234 | 7.9998 | 8.5382 | 8.6893 | 8.6771 | 8.4801 | 8.4284 | 8.3202 | 8.0486 | 7.8905 | 7.9749 | 7.6273 | 7.3121 | 6.9264 | 6.4107 | 5.8077 | 5.3044 | -0.007667 | 4.6445e-05 | 0.00067558 | -0.013383 | -0.035331 | -0.019893 | -0.013702 | -0.00014458 | -0.0078656 | 0.0062172 | 0.012271 | 0.026727 | 0.046589 | 0.050673 | 0.13721 | 0.12894 | 0.12893 | 0.11975 | 0.06441 | 0.057669 | 0.040748 | 0.030597 | 0.014792 | 0.0051559 | 51.3304 | 49.8561 | 47.9427 | 47.0739 | 46.2427 | 45.5987 | 45.6433 | 45.4028 | 46.1654 | 49.3699 | 52.7136 | 54.7789 | 56.0831 | 56.4271 | 57.2624 | 57.3323 | 56.5085 | 55.2852 | 53.9636 | 53.3683 | 52.6477 | 51.4645 | 50.5081 | 49.378 | 0.10123 | 0.097439 | 0.10461 | 0.1241 | 0.11157 | 0.11762 | 0.10623 | 0.11195 | 0.13784 | 0.15324 | 0.14286 | 0.11887 | 0.12538 | 0.12467 | 0.10432 | 0.1039 | 0.093165 | 0.099461 | 0.10013 | 0.11987 | 0.12891 | 0.13215 | 0.11561 | 0.094173
Portfolio Adjusted1-in-2AllSouth of Lugo2022Typical Event Day | Portfolio Adjusted | 1-in-2 | All | South of Lugo | 2022 | Typical Event Day | 8 | 5.917 | 5.6601 | 5.4762 | 5.4693 | 5.7093 | 6.5629 | 7.5356 | 8.4771 | 9.6515 | 10.7013 | 11.599 | 12.0542 | 12.1186 | 12.3266 | 12.3543 | 12.1353 | 11.6842 | 10.8201 | 9.6238 | 9.0955 | 8.7362 | 8.0128 | 7.1398 | 6.4486 | -0.011343 | -0.00070893 | -0.0017705 | -0.012507 | -0.038654 | -0.03074 | -0.023359 | -0.012673 | -0.010147 | 0.0078542 | 0.016542 | 0.02161 | 0.045095 | 0.054288 | 0.17454 | 0.16765 | 0.16629 | 0.14106 | 0.062218 | 0.047097 | 0.037697 | 0.032935 | 0.015472 | 0.0072071 | 67.4773 | 66.9085 | 66.4305 | 65.9018 | 65.6339 | 65.3485 | 65.1884 | 65.3981 | 67.48 | 71.1989 | 75.3085 | 78.6155 | 80.2263 | 81.0908 | 81.9535 | 82.4152 | 83.1851 | 82.6884 | 81.5119 | 78.909 | 75.2598 | 72.5335 | 71.1795 | 70.3627 | 0.12295 | 0.1169 | 0.12578 | 0.15 | 0.13786 | 0.15027 | 0.13161 | 0.13905 | 0.17273 | 0.194 | 0.18936 | 0.15944 | 0.16927 | 0.17038 | 0.14395 | 0.14494 | 0.12721 | 0.12727 | 0.12122 | 0.14439 | 0.15654 | 0.16087 | 0.14058 | 0.11607
Portfolio Adjusted1-in-2AllSouth of Lugo2023January Monthly Peak | Portfolio Adjusted | 1-in-2 | All | South of Lugo | 2023 | January Monthly Peak | 1 | 4.9769 | 4.8533 | 4.7413 | 4.7382 | 4.9334 | 5.5632 | 6.616 | 7.2092 | 7.9154 | 8.5656 | 8.963 | 9.12 | 9.0641 | 9.1556 | 9.059 | 8.7312 | 8.3773 | 8.3457 | 7.8553 | 7.4535 | 7.0485 | 6.4885 | 5.8349 | 5.3172 | -0.0077957 | 4.7167e-05 | 0.00069197 | -0.013649 | -0.03678 | -0.020833 | -0.014293 | -0.00015111 | -0.0081951 | 0.0064971 | 0.013149 | 0.029102 | 0.051293 | 0.056328 | 0.15109 | 0.14103 | 0.13777 | 0.12592 | 0.066727 | 0.059273 | 0.041736 | 0.031414 | 0.015185 | 0.0053234 | 56.767 | 55.9852 | 55.5716 | 55.2437 | 54.058 | 54.0111 | 55.0118 | 55.362 | 56.0438 | 57.2184 | 58.6855 | 59.1246 | 60.2004 | 61.1828 | 61.6905 | 61.393 | 61.8081 | 61.5697 | 60.1788 | 59.0473 | 58.5401 | 58.1786 | 57.297 | 56.2204 | 0.10292 | 0.098936 | 0.10714 | 0.12656 | 0.11613 | 0.12311 | 0.11075 | 0.11695 | 0.14357 | 0.16011 | 0.15304 | 0.12938 | 0.138 | 0.13855 | 0.11552 | 0.1145 | 0.10009 | 0.10507 | 0.10372 | 0.1232 | 0.13203 | 0.13568 | 0.11867 | 0.097209
Portfolio Adjusted1-in-2AllSouth of Lugo2023February Monthly Peak | Portfolio Adjusted | 1-in-2 | All | South of Lugo | 2023 | February Monthly Peak | 2 | 5.0528 | 4.9163 | 4.771 | 4.7831 | 4.9494 | 5.5769 | 6.5319 | 7.1284 | 7.8578 | 8.5233 | 8.9574 | 9.1974 | 9.2121 | 9.3446 | 9.2882 | 8.9882 | 8.5933 | 8.2668 | 7.9794 | 7.5664 | 7.1513 | 6.5674 | 5.9143 | 5.406 | -0.007985 | 4.8265e-05 | 0.00070207 | -0.013959 | -0.03727 | -0.02114 | -0.014409 | -0.00015185 | -0.0082793 | 0.0065613 | 0.013289 | 0.029668 | 0.052601 | 0.05789 | 0.15569 | 0.14561 | 0.14191 | 0.12636 | 0.068714 | 0.060792 | 0.042735 | 0.031841 | 0.01544 | 0.0054676 | 52.3353 | 51.5936 | 51.1822 | 50.7144 | 50.3428 | 49.9177 | 49.4848 | 49.6294 | 51.1112 | 54.8304 | 59.1479 | 63.2514 | 64.9138 | 65.786 | 65.7187 | 64.5051 | 63.9396 | 63.6786 | 61.0381 | 59.0363 | 58.2461 | 57.2565 | 56.2319 | 55.0276 | 0.10541 | 0.10123 | 0.1087 | 0.12943 | 0.11767 | 0.12491 | 0.11161 | 0.11751 | 0.14503 | 0.16168 | 0.15466 | 0.13188 | 0.14151 | 0.14239 | 0.11946 | 0.11854 | 0.10345 | 0.10673 | 0.1068 | 0.12635 | 0.13519 | 0.13752 | 0.12066 | 0.099834
Portfolio Adjusted1-in-2AllSouth of Lugo2023March Monthly Peak | Portfolio Adjusted | 1-in-2 | All | South of Lugo | 2023 | March Monthly Peak | 3 | 5.1703 | 4.9903 | 4.8234 | 4.8011 | 4.9734 | 5.6047 | 6.6342 | 7.2624 | 7.9863 | 8.689 | 9.1521 | 9.3938 | 9.3914 | 9.5413 | 9.5727 | 9.334 | 8.9946 | 8.5051 | 7.9905 | 7.8478 | 7.4371 | 6.8538 | 6.1321 | 5.5715 | -0.0082668 | 4.9299e-05 | 0.00071307 | -0.014055 | -0.037547 | -0.021389 | -0.014665 | -0.0001554 | -0.0084572 | 0.0067389 | 0.013663 | 0.030397 | 0.053746 | 0.05927 | 0.16053 | 0.15113 | 0.14816 | 0.12986 | 0.070185 | 0.063559 | 0.044595 | 0.033375 | 0.016058 | 0.0056379 | 54.3491 | 53.2231 | 52.6603 | 52.6691 | 52.2717 | 51.7797 | 51.4314 | 51.8346 | 53.2254 | 54.8473 | 57.2095 | 59.8488 | 62.2386 | 64.1224 | 64.9874 | 65.2811 | 64.5369 | 63.3478 | 60.6487 | 58.5431 | 57.7517 | 56.7689 | 55.4954 | 54.0178 | 0.10912 | 0.10339 | 0.1104 | 0.13031 | 0.11854 | 0.12637 | 0.1136 | 0.12026 | 0.14814 | 0.16605 | 0.159 | 0.13512 | 0.14459 | 0.14578 | 0.12331 | 0.12309 | 0.10779 | 0.10954 | 0.10907 | 0.13209 | 0.14107 | 0.14414 | 0.12549 | 0.10294
Portfolio Adjusted1-in-2AllSouth of Lugo2023April Monthly Peak | Portfolio Adjusted | 1-in-2 | All | South of Lugo | 2023 | April Monthly Peak | 4 | 5.332 | 5.1354 | 4.9507 | 4.9136 | 5.1245 | 5.7447 | 6.607 | 7.3295 | 8.2557 | 9.1286 | 9.8399 | 10.2277 | 10.3242 | 10.5253 | 10.5417 | 10.2982 | 9.8918 | 9.1922 | 8.3307 | 8.1223 | 7.8371 | 7.1978 | 6.4086 | 5.791 | -0.0086415 | 5.1771e-05 | 0.00075127 | -0.01478 | -0.03992 | -0.022595 | -0.015282 | -0.00016224 | -0.0089447 | 0.0071912 | 0.014869 | 0.033189 | 0.058851 | 0.064882 | 0.17569 | 0.166 | 0.16213 | 0.13957 | 0.07317 | 0.066203 | 0.047132 | 0.035195 | 0.01696 | 0.0059528 | 60.7593 | 60.2692 | 59.6928 | 59.2962 | 58.5274 | 58.0021 | 57.6926 | 57.7578 | 59.3236 | 62.4671 | 66.3931 | 70.1473 | 72.9317 | 73.5042 | 73.3524 | 72.6893 | 71.1859 | 70.0055 | 68.8759 | 67.2741 | 64.9324 | 64.7307 | 63.6585 | 61.5393 | 0.11406 | 0.10855 | 0.1163 | 0.13703 | 0.12602 | 0.13346 | 0.1183 | 0.12552 | 0.15666 | 0.17718 | 0.17303 | 0.14753 | 0.15833 | 0.15959 | 0.13442 | 0.13455 | 0.11729 | 0.1171 | 0.11371 | 0.13758 | 0.14909 | 0.152 | 0.13253 | 0.10868
Portfolio Adjusted1-in-2AllSouth of Lugo2023May Monthly Peak | Portfolio Adjusted | 1-in-2 | All | South of Lugo | 2023 | May Monthly Peak | 5 | 5.3405 | 5.1339 | 4.9667 | 4.9427 | 5.1741 | 5.8185 | 6.5901 | 7.4783 | 8.4443 | 9.3263 | 10.057 | 10.4286 | 10.5103 | 10.6757 | 10.6689 | 10.394 | 9.94 | 9.2509 | 8.377 | 8.0028 | 7.8915 | 7.234 | 6.4303 | 5.8198 | -0.0086086 | 5.1438e-05 | 0.00074975 | -0.01482 | -0.04019 | -0.022896 | -0.015377 | -0.00016608 | -0.0091617 | 0.0073571 | 0.015252 | 0.033847 | 0.059747 | 0.065716 | 0.17763 | 0.16726 | 0.16276 | 0.1405 | 0.073325 | 0.065414 | 0.047229 | 0.035242 | 0.016962 | 0.0059605 | 62.7625 | 61.8937 | 61.0735 | 60.6832 | 60.4482 | 59.838 | 59.7887 | 60.3876 | 62.4076 | 65.0714 | 68.3864 | 71.9154 | 74.1698 | 74.3546 | 74.1606 | 74.3694 | 75.1589 | 75.1095 | 73.8295 | 71.3819 | 67.9777 | 65.4186 | 64.6225 | 63.9272 | 0.11363 | 0.10786 | 0.11607 | 0.1374 | 0.12687 | 0.13523 | 0.11901 | 0.12849 | 0.16047 | 0.18126 | 0.17748 | 0.15045 | 0.16074 | 0.16164 | 0.13591 | 0.13546 | 0.11763 | 0.11791 | 0.11395 | 0.13594 | 0.1494 | 0.15221 | 0.13255 | 0.10882
Portfolio Adjusted1-in-2AllSouth of Lugo2023June Monthly Peak | Portfolio Adjusted | 1-in-2 | All | South of Lugo | 2023 | June Monthly Peak | 6 | 5.5809 | 5.3598 | 5.1988 | 5.1796 | 5.4321 | 6.0907 | 6.8978 | 7.8685 | 8.9309 | 9.9489 | 10.7842 | 11.1492 | 11.1587 | 11.3428 | 11.3376 | 11.1064 | 10.6326 | 9.8608 | 8.8648 | 8.3275 | 8.1306 | 7.5125 | 6.6908 | 6.0457 | -0.0090237 | 5.3925e-05 | 0.00078728 | -0.015603 | -0.042433 | -0.024083 | -0.016007 | -0.00017247 | -0.0094873 | 0.0076571 | 0.015872 | 0.034807 | 0.060754 | 0.066822 | 0.18415 | 0.17555 | 0.1715 | 0.14765 | 0.075348 | 0.066968 | 0.048237 | 0.036125 | 0.017468 | 0.0061637 | 64.8943 | 64.307 | 63.5515 | 63.1552 | 62.9348 | 62.73 | 62.5531 | 62.9281 | 65.0228 | 68.2711 | 71.1722 | 73.3087 | 73.9621 | 74.5415 | 74.8287 | 76.0731 | 77.2994 | 77.592 | 77.3657 | 74.8376 | 71.9051 | 68.4855 | 66.6616 | 66.1115 | 0.1191 | 0.11307 | 0.12188 | 0.14465 | 0.13394 | 0.14223 | 0.12389 | 0.13344 | 0.16618 | 0.18868 | 0.18472 | 0.15477 | 0.16351 | 0.16442 | 0.13867 | 0.13975 | 0.1219 | 0.12218 | 0.11712 | 0.13918 | 0.15259 | 0.15603 | 0.1365 | 0.11254
Portfolio Adjusted1-in-2AllSouth of Lugo2023July Monthly Peak | Portfolio Adjusted | 1-in-2 | All | South of Lugo | 2023 | July Monthly Peak | 7 | 5.7796 | 5.5183 | 5.3422 | 5.3391 | 5.6104 | 6.3876 | 7.2725 | 8.2781 | 9.3921 | 10.3645 | 11.1931 | 11.5773 | 11.6474 | 11.8482 | 11.8563 | 11.6214 | 11.1833 | 10.3807 | 9.297 | 8.6748 | 8.4381 | 7.7947 | 6.9571 | 6.3084 | -0.0104 | -0.00043833 | -0.00087493 | -0.013382 | -0.039631 | -0.028075 | -0.020541 | -0.0082972 | -0.009862 | 0.0076898 | 0.016046 | 0.025646 | 0.049643 | 0.057628 | 0.17518 | 0.16799 | 0.16601 | 0.14154 | 0.065784 | 0.052673 | 0.04056 | 0.033335 | 0.015871 | 0.0067588 | 65.3737 | 65.2725 | 65.3969 | 65.6296 | 65.5853 | 65.3386 | 65.1668 | 65.4813 | 67.4535 | 70.4103 | 74.1755 | 77.0708 | 78.3771 | 79.0347 | 80.1815 | 80.7714 | 81.56 | 81.3919 | 80.5309 | 77.9374 | 74.0912 | 70.9347 | 69.5833 | 68.7712 | 0.11967 | 0.11338 | 0.12214 | 0.14567 | 0.13508 | 0.14537 | 0.12712 | 0.13608 | 0.16908 | 0.18932 | 0.18426 | 0.15441 | 0.16405 | 0.16508 | 0.13918 | 0.14048 | 0.1233 | 0.12324 | 0.11779 | 0.13883 | 0.15198 | 0.15556 | 0.13637 | 0.11309
Portfolio Adjusted1-in-2AllSouth of Lugo2023August Monthly Peak | Portfolio Adjusted | 1-in-2 | All | South of Lugo | 2023 | August Monthly Peak | 8 | 6.0634 | 5.8001 | 5.6117 | 5.6133 | 5.8657 | 6.7569 | 7.7842 | 8.8212 | 10.1805 | 11.3893 | 12.397 | 12.9057 | 12.9751 | 13.1673 | 13.149 | 12.8941 | 12.3781 | 11.4232 | 10.1099 | 9.5074 | 9.0737 | 8.2965 | 7.3955 | 6.6645 | -0.013854 | -0.0017414 | -0.0052798 | -0.0072153 | -0.031069 | -0.037573 | -0.031831 | -0.029911 | -0.010563 | 0.007911 | 0.017196 | 0.0016528 | 0.020484 | 0.033899 | 0.15266 | 0.14749 | 0.14806 | 0.12224 | 0.040074 | 0.015584 | 0.0209 | 0.026478 | 0.011791 | 0.0082862 | 71.5648 | 70.7259 | 70.0329 | 68.9371 | 68.5958 | 68.1367 | 67.8922 | 68.2304 | 70.6587 | 75.3993 | 80.706 | 84.4341 | 85.6627 | 86.2362 | 87.2449 | 87.3032 | 88.479 | 87.4417 | 86.126 | 83.3573 | 78.034 | 75.0108 | 73.7108 | 72.7502 | 0.12442 | 0.11839 | 0.12755 | 0.15265 | 0.14048 | 0.15333 | 0.13452 | 0.14269 | 0.17929 | 0.20321 | 0.19941 | 0.16805 | 0.17859 | 0.17971 | 0.15139 | 0.15207 | 0.13316 | 0.13279 | 0.12557 | 0.14865 | 0.16031 | 0.16423 | 0.14392 | 0.11868
Portfolio Adjusted1-in-2AllSouth of Lugo2023September Monthly Peak | Portfolio Adjusted | 1-in-2 | All | South of Lugo | 2023 | September Monthly Peak | 9 | 5.8276 | 5.6025 | 5.4271 | 5.4187 | 5.6519 | 6.5277 | 7.639 | 8.4917 | 9.7898 | 10.9021 | 11.7498 | 12.2067 | 12.304 | 12.4889 | 12.4372 | 12.1093 | 11.5397 | 10.6171 | 9.4154 | 9.1671 | 8.6091 | 7.873 | 6.9434 | 6.28 | -0.011549 | -0.00089882 | -0.0024365 | -0.011145 | -0.036053 | -0.031557 | -0.024958 | -0.016175 | -0.010346 | 0.0079783 | 0.016902 | 0.017886 | 0.041029 | 0.051217 | 0.17046 | 0.16233 | 0.15972 | 0.13432 | 0.057488 | 0.041249 | 0.03426 | 0.031259 | 0.014382 | 0.0072249 | 68.0763 | 67.3286 | 66.7409 | 65.8855 | 65.4196 | 65.1886 | 65.1414 | 64.9529 | 66.7848 | 70.7149 | 75.1802 | 79.6486 | 82.9036 | 84.5513 | 85.5595 | 85.5132 | 85.402 | 84.3282 | 82.0252 | 79.5039 | 77.009 | 75.7031 | 74.7626 | 73.818 | 0.11961 | 0.11392 | 0.12288 | 0.14642 | 0.13405 | 0.14767 | 0.13108 | 0.13921 | 0.17541 | 0.19798 | 0.19334 | 0.16296 | 0.1741 | 0.17504 | 0.1465 | 0.14636 | 0.12711 | 0.12676 | 0.12114 | 0.14676 | 0.15674 | 0.1592 | 0.13755 | 0.11303
Portfolio Adjusted1-in-2AllSouth of Lugo2023October Monthly Peak | Portfolio Adjusted | 1-in-2 | All | South of Lugo | 2023 | October Monthly Peak | 10 | 5.6508 | 5.4627 | 5.2753 | 5.2654 | 5.4899 | 6.2329 | 7.3666 | 8.1118 | 9.2694 | 10.49 | 11.4255 | 11.936 | 12.1013 | 12.3125 | 12.2991 | 11.9176 | 11.338 | 10.3236 | 9.5074 | 9.0179 | 8.4231 | 7.696 | 6.7889 | 6.1207 | -0.011314 | -0.0009373 | -0.0025685 | -0.010584 | -0.034773 | -0.030343 | -0.024268 | -0.016359 | -0.0098657 | 0.0077572 | 0.01671 | 0.016694 | 0.039848 | 0.050389 | 0.16902 | 0.15933 | 0.15642 | 0.12995 | 0.05678 | 0.038581 | 0.032469 | 0.030087 | 0.013857 | 0.0070559 | 68.0968 | 67.5261 | 66.5481 | 65.6496 | 65.1719 | 63.9313 | 63.4351 | 63.5304 | 65.0312 | 69.6548 | 76.0125 | 81.6528 | 84.9812 | 86.5949 | 88.3484 | 87.3864 | 85.8929 | 83.034 | 80.9408 | 78.4236 | 76.0129 | 74.0991 | 72.5202 | 70.6494 | 0.11578 | 0.11164 | 0.11989 | 0.14289 | 0.13088 | 0.14037 | 0.12514 | 0.13286 | 0.16713 | 0.19279 | 0.19114 | 0.16277 | 0.17549 | 0.17661 | 0.14817 | 0.14634 | 0.12669 | 0.12486 | 0.12248 | 0.14374 | 0.15293 | 0.15513 | 0.13454 | 0.10956
Portfolio Adjusted1-in-2AllSouth of Lugo2023November Monthly Peak | Portfolio Adjusted | 1-in-2 | All | South of Lugo | 2023 | November Monthly Peak | 11 | 5.1341 | 4.951 | 4.8224 | 4.8457 | 5.0245 | 5.6706 | 6.4841 | 7.1876 | 8.0864 | 8.9432 | 9.5282 | 9.8308 | 9.8692 | 9.997 | 9.894 | 9.537 | 9.133 | 8.9105 | 8.2248 | 7.7661 | 7.3283 | 6.6886 | 5.9959 | 5.4646 | -0.0083111 | 4.9806e-05 | 0.00072532 | -0.014486 | -0.038798 | -0.021813 | -0.014674 | -0.00015637 | -0.0086164 | 0.0069728 | 0.01436 | 0.031752 | 0.056085 | 0.061465 | 0.16475 | 0.15339 | 0.14993 | 0.1346 | 0.071184 | 0.063048 | 0.044611 | 0.033127 | 0.015934 | 0.0055818 | 58.1477 | 57.0772 | 56.3327 | 55.586 | 54.756 | 54.1811 | 53.6122 | 53.8114 | 57.2185 | 60.4178 | 65.8946 | 71.06 | 74.8601 | 76.0069 | 75.4516 | 74.6599 | 71.9784 | 68.2222 | 64.9226 | 63.6038 | 62.6037 | 61.2728 | 60.2324 | 59.5398 | 0.1097 | 0.10444 | 0.11229 | 0.13431 | 0.12248 | 0.12887 | 0.11363 | 0.121 | 0.15093 | 0.17181 | 0.1671 | 0.14115 | 0.15089 | 0.15119 | 0.12589 | 0.12403 | 0.10872 | 0.11244 | 0.11063 | 0.13103 | 0.1411 | 0.14306 | 0.12451 | 0.10191
Portfolio Adjusted1-in-2AllSouth of Lugo2023December Monthly Peak | Portfolio Adjusted | 1-in-2 | All | South of Lugo | 2023 | December Monthly Peak | 12 | 4.97 | 4.8369 | 4.7195 | 4.7338 | 4.8785 | 5.5539 | 6.6247 | 7.2446 | 8.0112 | 8.5501 | 8.7012 | 8.6889 | 8.4916 | 8.4399 | 8.3316 | 8.0595 | 7.9012 | 7.9857 | 7.6376 | 7.3221 | 6.9359 | 6.4195 | 5.8157 | 5.3117 | -0.0076894 | 4.658e-05 | 0.00067756 | -0.013422 | -0.035434 | -0.019952 | -0.013742 | -0.00014501 | -0.0078886 | 0.0062354 | 0.012307 | 0.026805 | 0.046725 | 0.050822 | 0.13751 | 0.12921 | 0.1292 | 0.12 | 0.064598 | 0.057838 | 0.040867 | 0.030686 | 0.014836 | 0.005171 | 51.3304 | 49.8561 | 47.9427 | 47.0739 | 46.2427 | 45.5987 | 45.6433 | 45.4028 | 46.1654 | 49.3699 | 52.7136 | 54.7789 | 56.0831 | 56.4272 | 57.2625 | 57.3323 | 56.5085 | 55.2852 | 53.9636 | 53.3683 | 52.6477 | 51.4645 | 50.5081 | 49.378 | 0.10153 | 0.097722 | 0.10492 | 0.12446 | 0.11189 | 0.11797 | 0.10654 | 0.11227 | 0.13824 | 0.15369 | 0.14328 | 0.11921 | 0.12574 | 0.12503 | 0.10463 | 0.1042 | 0.093436 | 0.099751 | 0.10042 | 0.12022 | 0.12928 | 0.13254 | 0.11595 | 0.094448
Portfolio Adjusted1-in-2AllSouth of Lugo2023Typical Event Day | Portfolio Adjusted | 1-in-2 | All | South of Lugo | 2023 | Typical Event Day | 8 | 5.9257 | 5.6684 | 5.4843 | 5.4774 | 5.7181 | 6.5733 | 7.5479 | 8.4908 | 9.6662 | 10.7169 | 11.6153 | 12.0706 | 12.1347 | 12.3428 | 12.3703 | 12.1508 | 11.6992 | 10.8343 | 9.6367 | 9.1079 | 8.7481 | 8.0239 | 7.1499 | 6.458 | -0.011377 | -0.000711 | -0.0017757 | -0.012544 | -0.038767 | -0.03083 | -0.023427 | -0.01271 | -0.010177 | 0.0078771 | 0.016591 | 0.021674 | 0.045227 | 0.054447 | 0.1749 | 0.16797 | 0.1666 | 0.14134 | 0.0624 | 0.047235 | 0.037808 | 0.033032 | 0.015518 | 0.0072282 | 67.4773 | 66.9085 | 66.4306 | 65.9018 | 65.6339 | 65.3485 | 65.1884 | 65.3982 | 67.48 | 71.1989 | 75.3085 | 78.6156 | 80.2264 | 81.0909 | 81.9536 | 82.4152 | 83.1851 | 82.6884 | 81.5119 | 78.909 | 75.2598 | 72.5335 | 71.1796 | 70.3627 | 0.12331 | 0.11724 | 0.12615 | 0.15044 | 0.13826 | 0.15071 | 0.13199 | 0.13946 | 0.17324 | 0.19456 | 0.18992 | 0.1599 | 0.16976 | 0.17088 | 0.14437 | 0.14536 | 0.12758 | 0.12764 | 0.12157 | 0.14481 | 0.157 | 0.16134 | 0.14099 | 0.11641
Portfolio Adjusted1-in-2AllSouth of Lugo2024January Monthly Peak | Portfolio Adjusted | 1-in-2 | All | South of Lugo | 2024 | January Monthly Peak | 1 | 4.984 | 4.8602 | 4.748 | 4.7449 | 4.9405 | 5.5714 | 6.626 | 7.2203 | 7.9272 | 8.5781 | 8.9758 | 9.1329 | 9.0768 | 9.1684 | 9.0716 | 8.7431 | 8.3888 | 8.3571 | 7.866 | 7.4638 | 7.0582 | 6.4977 | 5.8432 | 5.3249 | -0.0078185 | 4.7305e-05 | 0.00069399 | -0.013689 | -0.036887 | -0.020894 | -0.014335 | -0.00015155 | -0.0082191 | 0.0065161 | 0.013187 | 0.029187 | 0.051443 | 0.056493 | 0.15143 | 0.14133 | 0.13806 | 0.12619 | 0.066922 | 0.059447 | 0.041858 | 0.031506 | 0.01523 | 0.005339 | 56.767 | 55.9852 | 55.5716 | 55.2437 | 54.0581 | 54.0111 | 55.0118 | 55.362 | 56.0438 | 57.2184 | 58.6855 | 59.1246 | 60.2004 | 61.1828 | 61.6905 | 61.393 | 61.8081 | 61.5697 | 60.1788 | 59.0473 | 58.5401 | 58.1786 | 57.297 | 56.2204 | 0.10322 | 0.099224 | 0.10745 | 0.12693 | 0.11646 | 0.12347 | 0.11107 | 0.11729 | 0.14399 | 0.16057 | 0.15348 | 0.12976 | 0.1384 | 0.13896 | 0.11585 | 0.11484 | 0.10038 | 0.10538 | 0.10403 | 0.12356 | 0.13242 | 0.13607 | 0.11902 | 0.097492
Portfolio Adjusted1-in-2AllSouth of Lugo2024February Monthly Peak | Portfolio Adjusted | 1-in-2 | All | South of Lugo | 2024 | February Monthly Peak | 2 | 5.0601 | 4.9233 | 4.7778 | 4.7899 | 4.9566 | 5.5853 | 6.542 | 7.1396 | 7.8698 | 8.5359 | 8.9703 | 9.2106 | 9.2252 | 9.3578 | 9.3012 | 9.0006 | 8.6052 | 8.2784 | 7.9905 | 7.5769 | 7.1613 | 6.5766 | 5.9227 | 5.4138 | -0.0080084 | 4.8406e-05 | 0.00070413 | -0.013999 | -0.037379 | -0.021202 | -0.014451 | -0.00015229 | -0.0083035 | 0.0065805 | 0.013328 | 0.029755 | 0.052755 | 0.058059 | 0.15604 | 0.14592 | 0.1422 | 0.12663 | 0.068915 | 0.060969 | 0.04286 | 0.031934 | 0.015485 | 0.0054836 | 52.3353 | 51.5936 | 51.1822 | 50.7144 | 50.3428 | 49.9177 | 49.4848 | 49.6294 | 51.1112 | 54.8304 | 59.1479 | 63.2514 | 64.9138 | 65.786 | 65.7187 | 64.5051 | 63.9396 | 63.6786 | 61.0381 | 59.0363 | 58.2461 | 57.2565 | 56.2319 | 55.0276 | 0.10572 | 0.10152 | 0.10902 | 0.1298 | 0.11801 | 0.12527 | 0.11194 | 0.11786 | 0.14545 | 0.16215 | 0.15511 | 0.13227 | 0.14192 | 0.1428 | 0.11981 | 0.11888 | 0.10375 | 0.10704 | 0.10711 | 0.12671 | 0.13558 | 0.13792 | 0.12101 | 0.10012
Portfolio Adjusted1-in-2AllSouth of Lugo2024March Monthly Peak | Portfolio Adjusted | 1-in-2 | All | South of Lugo | 2024 | March Monthly Peak | 3 | 5.1778 | 4.9975 | 4.8303 | 4.808 | 4.9806 | 5.6131 | 6.6445 | 7.2738 | 7.9985 | 8.702 | 9.1654 | 9.4073 | 9.4047 | 9.5548 | 9.5861 | 9.3469 | 9.0069 | 8.517 | 8.0018 | 7.8589 | 7.4475 | 6.8635 | 6.1408 | 5.5796 | -0.008291 | 4.9443e-05 | 0.00071516 | -0.014096 | -0.037657 | -0.021451 | -0.014708 | -0.00015586 | -0.0084819 | 0.0067586 | 0.013702 | 0.030486 | 0.053903 | 0.059444 | 0.16089 | 0.15145 | 0.14847 | 0.13014 | 0.070391 | 0.063744 | 0.044726 | 0.033473 | 0.016105 | 0.0056544 | 54.3491 | 53.2231 | 52.6603 | 52.6691 | 52.2717 | 51.7797 | 51.4314 | 51.8346 | 53.2254 | 54.8473 | 57.2094 | 59.8488 | 62.2386 | 64.1225 | 64.9874 | 65.2812 | 64.537 | 63.3478 | 60.6487 | 58.5431 | 57.7517 | 56.7689 | 55.4954 | 54.0178 | 0.10944 | 0.10369 | 0.11072 | 0.13069 | 0.11889 | 0.12674 | 0.11393 | 0.12061 | 0.14857 | 0.16653 | 0.15946 | 0.13552 | 0.14501 | 0.1462 | 0.12367 | 0.12345 | 0.1081 | 0.10986 | 0.10939 | 0.13247 | 0.14148 | 0.14457 | 0.12585 | 0.10324
Portfolio Adjusted1-in-2AllSouth of Lugo2024April Monthly Peak | Portfolio Adjusted | 1-in-2 | All | South of Lugo | 2024 | April Monthly Peak | 4 | 5.3398 | 5.143 | 4.958 | 4.9208 | 5.1322 | 5.7536 | 6.6177 | 7.3415 | 8.2686 | 9.1424 | 9.8543 | 10.2425 | 10.3389 | 10.54 | 10.5563 | 10.3123 | 9.9052 | 9.2049 | 8.3425 | 8.1338 | 7.8481 | 7.208 | 6.4179 | 5.7996 | -0.0086667 | 5.1923e-05 | 0.00075347 | -0.014823 | -0.040037 | -0.022661 | -0.015327 | -0.00016271 | -0.0089708 | 0.0072122 | 0.014913 | 0.033286 | 0.059023 | 0.065072 | 0.17608 | 0.16635 | 0.16246 | 0.13988 | 0.073384 | 0.066396 | 0.04727 | 0.035298 | 0.017009 | 0.0059702 | 60.7594 | 60.2692 | 59.6928 | 59.2962 | 58.5274 | 58.0021 | 57.6926 | 57.7578 | 59.3236 | 62.4671 | 66.3931 | 70.1473 | 72.9318 | 73.5043 | 73.3525 | 72.6894 | 71.186 | 70.0056 | 68.876 | 67.2742 | 64.9324 | 64.7306 | 63.6585 | 61.5393 | 0.11439 | 0.10887 | 0.11664 | 0.13743 | 0.12638 | 0.13385 | 0.11864 | 0.12589 | 0.15712 | 0.1777 | 0.17353 | 0.14796 | 0.15879 | 0.16006 | 0.13481 | 0.13494 | 0.11763 | 0.11744 | 0.11404 | 0.13798 | 0.14952 | 0.15245 | 0.13291 | 0.109
Portfolio Adjusted1-in-2AllSouth of Lugo2024May Monthly Peak | Portfolio Adjusted | 1-in-2 | All | South of Lugo | 2024 | May Monthly Peak | 5 | 5.3484 | 5.1414 | 4.9739 | 4.9499 | 5.1819 | 5.8276 | 6.6009 | 7.4905 | 8.4575 | 9.3404 | 10.0718 | 10.4436 | 10.5252 | 10.6906 | 10.6836 | 10.4081 | 9.9535 | 9.2637 | 8.3888 | 8.0142 | 7.9025 | 7.2443 | 6.4395 | 5.8283 | -0.0086338 | 5.1588e-05 | 0.00075194 | -0.014863 | -0.040308 | -0.022962 | -0.015422 | -0.00016656 | -0.0091885 | 0.0073786 | 0.015297 | 0.033946 | 0.059922 | 0.065908 | 0.17803 | 0.16761 | 0.16309 | 0.14081 | 0.07354 | 0.065606 | 0.047367 | 0.035345 | 0.017012 | 0.0059779 | 62.7625 | 61.8937 | 61.0735 | 60.6832 | 60.4482 | 59.838 | 59.7887 | 60.3876 | 62.4076 | 65.0714 | 68.3865 | 71.9154 | 74.1699 | 74.3547 | 74.1607 | 74.3695 | 75.159 | 75.1096 | 73.8295 | 71.382 | 67.9777 | 65.4186 | 64.6225 | 63.9272 | 0.11396 | 0.10818 | 0.11641 | 0.1378 | 0.12724 | 0.13562 | 0.11936 | 0.12886 | 0.16093 | 0.18179 | 0.17799 | 0.15089 | 0.16121 | 0.16211 | 0.1363 | 0.13586 | 0.11797 | 0.11826 | 0.11428 | 0.13633 | 0.14984 | 0.15265 | 0.13294 | 0.10914
Portfolio Adjusted1-in-2AllSouth of Lugo2024June Monthly Peak | Portfolio Adjusted | 1-in-2 | All | South of Lugo | 2024 | June Monthly Peak | 6 | 5.5891 | 5.3677 | 5.2064 | 5.1872 | 5.4404 | 6.1002 | 6.9091 | 7.8812 | 8.9446 | 9.9636 | 10.7996 | 11.1647 | 11.1738 | 11.358 | 11.3526 | 11.121 | 10.6465 | 9.874 | 8.8769 | 8.3391 | 8.1418 | 7.5229 | 6.7003 | 6.0545 | -0.0090501 | 5.4083e-05 | 0.00078959 | -0.015648 | -0.042557 | -0.024153 | -0.016054 | -0.00017298 | -0.009515 | 0.0076795 | 0.015919 | 0.034908 | 0.060932 | 0.067017 | 0.18456 | 0.17591 | 0.17184 | 0.14796 | 0.075568 | 0.067164 | 0.048378 | 0.036231 | 0.017519 | 0.0061818 | 64.8943 | 64.307 | 63.5515 | 63.1552 | 62.9348 | 62.73 | 62.553 | 62.9281 | 65.0228 | 68.2711 | 71.1722 | 73.3088 | 73.9621 | 74.5416 | 74.8287 | 76.0732 | 77.2995 | 77.5921 | 77.3658 | 74.8376 | 71.9051 | 68.4855 | 66.6616 | 66.1115 | 0.11945 | 0.1134 | 0.12223 | 0.14508 | 0.13434 | 0.14264 | 0.12425 | 0.13383 | 0.16667 | 0.18923 | 0.18526 | 0.15522 | 0.16398 | 0.1649 | 0.13907 | 0.14016 | 0.12225 | 0.12254 | 0.11746 | 0.13958 | 0.15304 | 0.15648 | 0.1369 | 0.11286
Portfolio Adjusted1-in-2AllSouth of Lugo2024July Monthly Peak | Portfolio Adjusted | 1-in-2 | All | South of Lugo | 2024 | July Monthly Peak | 7 | 5.788 | 5.5264 | 5.35 | 5.3469 | 5.6189 | 6.3976 | 7.2843 | 8.2914 | 9.4064 | 10.3796 | 11.2088 | 11.593 | 11.6628 | 11.8637 | 11.8717 | 11.6363 | 11.1976 | 10.3944 | 9.3094 | 8.6867 | 8.4496 | 7.8053 | 6.9668 | 6.3174 | -0.01043 | -0.00043962 | -0.00087749 | -0.013421 | -0.039747 | -0.028157 | -0.020601 | -0.0083215 | -0.0098908 | 0.0077123 | 0.016093 | 0.025721 | 0.049788 | 0.057797 | 0.17555 | 0.16832 | 0.16634 | 0.14183 | 0.065977 | 0.052827 | 0.040678 | 0.033433 | 0.015917 | 0.0067785 | 65.3737 | 65.2725 | 65.3969 | 65.6296 | 65.5853 | 65.3386 | 65.1668 | 65.4812 | 67.4536 | 70.4103 | 74.1756 | 77.0709 | 78.3772 | 79.0348 | 80.1816 | 80.7714 | 81.5601 | 81.3919 | 80.5309 | 77.9374 | 74.0913 | 70.9348 | 69.5833 | 68.7712 | 0.12002 | 0.11371 | 0.1225 | 0.1461 | 0.13548 | 0.14579 | 0.12749 | 0.13648 | 0.16957 | 0.18987 | 0.18479 | 0.15486 | 0.16452 | 0.16556 | 0.13958 | 0.14088 | 0.12366 | 0.1236 | 0.11813 | 0.13924 | 0.15242 | 0.15601 | 0.13677 | 0.11342
Portfolio Adjusted1-in-2AllSouth of Lugo2024August Monthly Peak | Portfolio Adjusted | 1-in-2 | All | South of Lugo | 2024 | August Monthly Peak | 8 | 6.0723 | 5.8086 | 5.62 | 5.6216 | 5.8747 | 6.7676 | 7.7969 | 8.8353 | 10.1959 | 11.4057 | 12.4143 | 12.9231 | 12.9921 | 13.1844 | 13.166 | 12.9105 | 12.3939 | 11.4381 | 10.1233 | 9.5203 | 9.086 | 8.3079 | 7.4059 | 6.6741 | -0.013895 | -0.0017465 | -0.0052953 | -0.0072364 | -0.031159 | -0.037683 | -0.031924 | -0.029998 | -0.010594 | 0.0079341 | 0.017246 | 0.0016576 | 0.020544 | 0.033998 | 0.15295 | 0.14775 | 0.14831 | 0.12245 | 0.040192 | 0.01563 | 0.020961 | 0.026556 | 0.011826 | 0.0083104 | 71.5648 | 70.7259 | 70.033 | 68.9371 | 68.5959 | 68.1367 | 67.8922 | 68.2304 | 70.6587 | 75.3994 | 80.706 | 84.4341 | 85.6628 | 86.2363 | 87.2449 | 87.3032 | 88.4791 | 87.4417 | 86.1261 | 83.3574 | 78.034 | 75.0108 | 73.7108 | 72.7502 | 0.12479 | 0.11873 | 0.12792 | 0.15309 | 0.14089 | 0.15377 | 0.13491 | 0.14311 | 0.17982 | 0.2038 | 0.19999 | 0.16853 | 0.17911 | 0.18023 | 0.15183 | 0.15251 | 0.13355 | 0.13318 | 0.12594 | 0.14908 | 0.16078 | 0.16471 | 0.14434 | 0.11902
Portfolio Adjusted1-in-2AllSouth of Lugo2024September Monthly Peak | Portfolio Adjusted | 1-in-2 | All | South of Lugo | 2024 | September Monthly Peak | 9 | 5.8362 | 5.6107 | 5.4351 | 5.4267 | 5.6604 | 6.538 | 7.6513 | 8.5054 | 9.8048 | 10.918 | 11.7665 | 12.2235 | 12.3207 | 12.5057 | 12.4537 | 12.1251 | 11.5547 | 10.6313 | 9.4284 | 9.1798 | 8.6211 | 7.884 | 6.9534 | 6.2892 | -0.011583 | -0.00090145 | -0.0024436 | -0.011177 | -0.036158 | -0.031649 | -0.025031 | -0.016223 | -0.010376 | 0.0080016 | 0.016952 | 0.017938 | 0.041149 | 0.051367 | 0.17082 | 0.16264 | 0.16002 | 0.13459 | 0.057656 | 0.04137 | 0.03436 | 0.03135 | 0.014424 | 0.007246 | 68.0763 | 67.3287 | 66.741 | 65.8855 | 65.4196 | 65.1887 | 65.1414 | 64.9529 | 66.7848 | 70.7149 | 75.1802 | 79.6486 | 82.9037 | 84.5514 | 85.5596 | 85.5133 | 85.4021 | 84.3283 | 82.0253 | 79.5039 | 77.009 | 75.7031 | 74.7626 | 73.818 | 0.11996 | 0.11426 | 0.12324 | 0.14685 | 0.13444 | 0.1481 | 0.13146 | 0.13961 | 0.17592 | 0.19855 | 0.1939 | 0.16343 | 0.17461 | 0.17555 | 0.14693 | 0.14678 | 0.12747 | 0.12713 | 0.1215 | 0.14719 | 0.15719 | 0.15966 | 0.13795 | 0.11336
Portfolio Adjusted1-in-2AllSouth of Lugo2024October Monthly Peak | Portfolio Adjusted | 1-in-2 | All | South of Lugo | 2024 | October Monthly Peak | 10 | 5.6591 | 5.4708 | 5.283 | 5.2732 | 5.4982 | 6.2427 | 7.3784 | 8.1249 | 9.2837 | 10.5056 | 11.442 | 11.9529 | 12.1181 | 12.3294 | 12.3158 | 11.9335 | 11.353 | 10.3377 | 9.5205 | 9.0303 | 8.4348 | 7.7068 | 6.7986 | 6.1297 | -0.011347 | -0.00094004 | -0.002576 | -0.010615 | -0.034875 | -0.030432 | -0.024339 | -0.016407 | -0.0098946 | 0.0077799 | 0.016759 | 0.016743 | 0.039965 | 0.050536 | 0.16938 | 0.15963 | 0.15671 | 0.13021 | 0.056946 | 0.038693 | 0.032564 | 0.030175 | 0.013898 | 0.0070765 | 68.0968 | 67.5261 | 66.5481 | 65.6496 | 65.1719 | 63.9313 | 63.4351 | 63.5304 | 65.0313 | 69.6549 | 76.0125 | 81.6528 | 84.9813 | 86.5949 | 88.3484 | 87.3864 | 85.893 | 83.0341 | 80.9409 | 78.4237 | 76.0129 | 74.0991 | 72.5203 | 70.6495 | 0.11612 | 0.11196 | 0.12024 | 0.14331 | 0.13126 | 0.14077 | 0.12551 | 0.13324 | 0.16762 | 0.19335 | 0.19169 | 0.16324 | 0.176 | 0.17712 | 0.1486 | 0.14677 | 0.12705 | 0.12522 | 0.12283 | 0.14416 | 0.15337 | 0.15558 | 0.13493 | 0.10988
Portfolio Adjusted1-in-2AllSouth of Lugo2024November Monthly Peak | Portfolio Adjusted | 1-in-2 | All | South of Lugo | 2024 | November Monthly Peak | 11 | 5.1416 | 4.9582 | 4.8294 | 4.8528 | 5.032 | 5.6792 | 6.4944 | 7.1992 | 8.0989 | 8.9566 | 9.5421 | 9.8449 | 9.8831 | 10.011 | 9.9077 | 9.55 | 9.1455 | 8.9227 | 8.2362 | 7.777 | 7.3388 | 6.6983 | 6.0046 | 5.4726 | -0.0083354 | 4.9952e-05 | 0.00072744 | -0.014528 | -0.038911 | -0.021877 | -0.014717 | -0.00015683 | -0.0086416 | 0.0069932 | 0.014402 | 0.031845 | 0.056249 | 0.061644 | 0.16511 | 0.15371 | 0.15024 | 0.13489 | 0.071392 | 0.063232 | 0.044741 | 0.033224 | 0.015981 | 0.0055982 | 58.1477 | 57.0771 | 56.3326 | 55.586 | 54.756 | 54.181 | 53.6121 | 53.8114 | 57.2185 | 60.4178 | 65.8946 | 71.0601 | 74.8601 | 76.007 | 75.4517 | 74.66 | 71.9785 | 68.2223 | 64.9226 | 63.6038 | 62.6037 | 61.2728 | 60.2324 | 59.5397 | 0.11002 | 0.10474 | 0.11262 | 0.1347 | 0.12284 | 0.12924 | 0.11396 | 0.12135 | 0.15137 | 0.17231 | 0.16759 | 0.14156 | 0.15133 | 0.15163 | 0.12625 | 0.12439 | 0.10904 | 0.11276 | 0.11096 | 0.13141 | 0.14152 | 0.14348 | 0.12488 | 0.10221
Portfolio Adjusted1-in-2AllSouth of Lugo2024December Monthly Peak | Portfolio Adjusted | 1-in-2 | All | South of Lugo | 2024 | December Monthly Peak | 12 | 4.977 | 4.8436 | 4.726 | 4.7403 | 4.8853 | 5.5618 | 6.6342 | 7.2552 | 8.0226 | 8.562 | 8.7131 | 8.7008 | 8.5032 | 8.4515 | 8.3429 | 8.0704 | 7.9119 | 7.9966 | 7.648 | 7.3321 | 6.9454 | 6.4284 | 5.8238 | 5.3191 | -0.0077119 | 4.6717e-05 | 0.00067954 | -0.013461 | -0.035538 | -0.02001 | -0.013782 | -0.00014543 | -0.0079117 | 0.0062536 | 0.012343 | 0.026883 | 0.046862 | 0.05097 | 0.13781 | 0.12948 | 0.12946 | 0.12026 | 0.064787 | 0.058007 | 0.040987 | 0.030776 | 0.014879 | 0.0051861 | 51.3304 | 49.8561 | 47.9427 | 47.0739 | 46.2427 | 45.5987 | 45.6433 | 45.4028 | 46.1654 | 49.37 | 52.7136 | 54.7789 | 56.0831 | 56.4272 | 57.2625 | 57.3323 | 56.5085 | 55.2852 | 53.9636 | 53.3683 | 52.6477 | 51.4645 | 50.5081 | 49.378 | 0.10182 | 0.098006 | 0.10522 | 0.12482 | 0.11222 | 0.11831 | 0.10685 | 0.1126 | 0.13864 | 0.15414 | 0.1437 | 0.11956 | 0.12611 | 0.12539 | 0.10493 | 0.1045 | 0.093708 | 0.10004 | 0.10071 | 0.12057 | 0.12966 | 0.13293 | 0.11629 | 0.094723
Portfolio Adjusted1-in-2AllSouth of Lugo2024Typical Event Day | Portfolio Adjusted | 1-in-2 | All | South of Lugo | 2024 | Typical Event Day | 8 | 5.9345 | 5.6769 | 5.4924 | 5.4856 | 5.7268 | 6.5837 | 7.5602 | 8.5045 | 9.681 | 10.7325 | 11.6316 | 12.087 | 12.1508 | 12.359 | 12.3864 | 12.1665 | 11.7142 | 10.8485 | 9.6496 | 9.1204 | 8.7601 | 8.0351 | 7.16 | 6.4674 | -0.01141 | -0.00071308 | -0.0017808 | -0.01258 | -0.03888 | -0.03092 | -0.023496 | -0.012748 | -0.010207 | 0.0079002 | 0.016639 | 0.021737 | 0.045359 | 0.054606 | 0.17526 | 0.1683 | 0.16692 | 0.14163 | 0.062582 | 0.047373 | 0.037918 | 0.033128 | 0.015563 | 0.0072493 | 67.4773 | 66.9085 | 66.4306 | 65.9019 | 65.6339 | 65.3485 | 65.1884 | 65.3982 | 67.48 | 71.1989 | 75.3085 | 78.6156 | 80.2265 | 81.091 | 81.9537 | 82.4153 | 83.1852 | 82.6885 | 81.512 | 78.9091 | 75.2599 | 72.5336 | 71.1796 | 70.3627 | 0.12367 | 0.11758 | 0.12652 | 0.15088 | 0.13867 | 0.15115 | 0.13238 | 0.13986 | 0.17374 | 0.19513 | 0.19047 | 0.16037 | 0.17026 | 0.17138 | 0.14479 | 0.14578 | 0.12795 | 0.12801 | 0.12193 | 0.14523 | 0.15745 | 0.16181 | 0.1414 | 0.11675
Portfolio Adjusted1-in-2AllSouth of Lugo2025January Monthly Peak | Portfolio Adjusted | 1-in-2 | All | South of Lugo | 2025 | January Monthly Peak | 1 | 4.9911 | 4.8671 | 4.7546 | 4.7516 | 4.9476 | 5.5797 | 6.636 | 7.2315 | 7.9391 | 8.5906 | 8.9886 | 9.1459 | 9.0896 | 9.1813 | 9.0841 | 8.7552 | 8.4003 | 8.3685 | 7.8768 | 7.4741 | 7.068 | 6.5068 | 5.8515 | 5.3325 | -0.0078414 | 4.7443e-05 | 0.00069602 | -0.013729 | -0.036995 | -0.020955 | -0.014377 | -0.00015199 | -0.0082431 | 0.0065352 | 0.013226 | 0.029272 | 0.051593 | 0.056658 | 0.15177 | 0.14163 | 0.13834 | 0.12646 | 0.067117 | 0.059621 | 0.041981 | 0.031598 | 0.015274 | 0.0053546 | 56.767 | 55.9853 | 55.5717 | 55.2437 | 54.0582 | 54.0111 | 55.0119 | 55.362 | 56.0438 | 57.2184 | 58.6854 | 59.1246 | 60.2004 | 61.1828 | 61.6905 | 61.393 | 61.8081 | 61.5697 | 60.1788 | 59.0474 | 58.5401 | 58.1786 | 57.297 | 56.2204 | 0.10352 | 0.099512 | 0.10776 | 0.1273 | 0.1168 | 0.12383 | 0.11139 | 0.11763 | 0.14441 | 0.16104 | 0.15393 | 0.13013 | 0.13881 | 0.13936 | 0.11619 | 0.11517 | 0.10067 | 0.10568 | 0.10433 | 0.12392 | 0.1328 | 0.13647 | 0.11937 | 0.097776
Portfolio Adjusted1-in-2AllSouth of Lugo2025February Monthly Peak | Portfolio Adjusted | 1-in-2 | All | South of Lugo | 2025 | February Monthly Peak | 2 | 5.0674 | 4.9304 | 4.7846 | 4.7967 | 4.9638 | 5.5937 | 6.5521 | 7.1508 | 7.8818 | 8.5485 | 8.9833 | 9.2238 | 9.2383 | 9.371 | 9.3142 | 9.0131 | 8.6171 | 8.29 | 8.0015 | 7.5875 | 7.1713 | 6.5859 | 5.9311 | 5.4217 | -0.0080318 | 4.8548e-05 | 0.00070619 | -0.01404 | -0.037489 | -0.021264 | -0.014494 | -0.00015274 | -0.0083278 | 0.0065997 | 0.013367 | 0.029842 | 0.052909 | 0.058229 | 0.15639 | 0.14623 | 0.1425 | 0.12691 | 0.069116 | 0.061148 | 0.042986 | 0.032028 | 0.01553 | 0.0054997 | 52.3353 | 51.5936 | 51.1822 | 50.7144 | 50.3428 | 49.9177 | 49.4848 | 49.6294 | 51.1112 | 54.8304 | 59.1479 | 63.2514 | 64.9138 | 65.786 | 65.7187 | 64.5052 | 63.9396 | 63.6786 | 61.0381 | 59.0363 | 58.2461 | 57.2566 | 56.2319 | 55.0276 | 0.10602 | 0.10182 | 0.10933 | 0.13018 | 0.11836 | 0.12564 | 0.11226 | 0.1182 | 0.14588 | 0.16262 | 0.15556 | 0.13265 | 0.14234 | 0.14322 | 0.12016 | 0.11923 | 0.10405 | 0.10735 | 0.10742 | 0.12708 | 0.13598 | 0.13832 | 0.12136 | 0.10042
Portfolio Adjusted1-in-2AllSouth of Lugo2025March Monthly Peak | Portfolio Adjusted | 1-in-2 | All | South of Lugo | 2025 | March Monthly Peak | 3 | 5.1854 | 5.0047 | 4.8372 | 4.8149 | 4.9879 | 5.6216 | 6.6548 | 7.2853 | 8.0108 | 8.7149 | 9.1788 | 9.4208 | 9.4181 | 9.5684 | 9.5995 | 9.3598 | 9.0193 | 8.529 | 8.0131 | 7.8699 | 7.4579 | 6.8732 | 6.1496 | 5.5877 | -0.0083153 | 4.9588e-05 | 0.00071725 | -0.014137 | -0.037767 | -0.021514 | -0.014751 | -0.00015631 | -0.0085067 | 0.0067784 | 0.013743 | 0.030575 | 0.054061 | 0.059618 | 0.16125 | 0.15177 | 0.14877 | 0.13043 | 0.070597 | 0.063931 | 0.044856 | 0.033571 | 0.016152 | 0.0056709 | 54.3491 | 53.2231 | 52.6603 | 52.6691 | 52.2717 | 51.7797 | 51.4314 | 51.8346 | 53.2254 | 54.8473 | 57.2094 | 59.8488 | 62.2387 | 64.1225 | 64.9874 | 65.2812 | 64.537 | 63.3479 | 60.6488 | 58.5431 | 57.7517 | 56.7689 | 55.4954 | 54.0178 | 0.10976 | 0.10399 | 0.11105 | 0.13108 | 0.11923 | 0.12711 | 0.11426 | 0.12096 | 0.14901 | 0.16702 | 0.15993 | 0.13591 | 0.14543 | 0.14663 | 0.12403 | 0.12381 | 0.10842 | 0.11018 | 0.10971 | 0.13286 | 0.14189 | 0.14499 | 0.12622 | 0.10354
Portfolio Adjusted1-in-2AllSouth of Lugo2025April Monthly Peak | Portfolio Adjusted | 1-in-2 | All | South of Lugo | 2025 | April Monthly Peak | 4 | 5.3477 | 5.1506 | 4.9652 | 4.9281 | 5.14 | 5.7626 | 6.6285 | 7.3535 | 8.2816 | 9.1563 | 9.8689 | 10.2573 | 10.3536 | 10.5549 | 10.571 | 10.3264 | 9.9186 | 9.2177 | 8.3543 | 8.1454 | 7.8591 | 7.2182 | 6.4271 | 5.8082 | -0.0086921 | 5.2075e-05 | 0.00075567 | -0.014866 | -0.040154 | -0.022727 | -0.015372 | -0.00016319 | -0.0089971 | 0.0072333 | 0.014956 | 0.033383 | 0.059196 | 0.065262 | 0.17648 | 0.1667 | 0.1628 | 0.14018 | 0.073598 | 0.06659 | 0.047408 | 0.035402 | 0.017059 | 0.0059876 | 60.7594 | 60.2693 | 59.6928 | 59.2962 | 58.5274 | 58.0021 | 57.6926 | 57.7578 | 59.3236 | 62.4671 | 66.3931 | 70.1473 | 72.9318 | 73.5044 | 73.3526 | 72.6895 | 71.1861 | 70.0057 | 68.876 | 67.2742 | 64.9324 | 64.7306 | 63.6585 | 61.5393 | 0.11472 | 0.10919 | 0.11698 | 0.13783 | 0.12675 | 0.13424 | 0.11899 | 0.12625 | 0.15758 | 0.17821 | 0.17404 | 0.14839 | 0.15925 | 0.16052 | 0.13521 | 0.13533 | 0.11797 | 0.11778 | 0.11437 | 0.13838 | 0.14996 | 0.15289 | 0.1333 | 0.10931
Portfolio Adjusted1-in-2AllSouth of Lugo2025May Monthly Peak | Portfolio Adjusted | 1-in-2 | All | South of Lugo | 2025 | May Monthly Peak | 5 | 5.3562 | 5.1489 | 4.9812 | 4.9572 | 5.1897 | 5.8367 | 6.6117 | 7.5028 | 8.4709 | 9.3546 | 10.0867 | 10.4588 | 10.5401 | 10.7056 | 10.6984 | 10.4224 | 9.967 | 9.2766 | 8.4006 | 8.0256 | 7.9136 | 7.2545 | 6.4488 | 5.8369 | -0.008659 | 5.1739e-05 | 0.00075414 | -0.014907 | -0.040425 | -0.02303 | -0.015467 | -0.00016705 | -0.0092154 | 0.0074002 | 0.015341 | 0.034045 | 0.060097 | 0.066101 | 0.17843 | 0.16796 | 0.16343 | 0.14111 | 0.073755 | 0.065798 | 0.047506 | 0.035449 | 0.017062 | 0.0059954 | 62.7625 | 61.8937 | 61.0735 | 60.6832 | 60.4482 | 59.838 | 59.7887 | 60.3875 | 62.4076 | 65.0714 | 68.3865 | 71.9154 | 74.1699 | 74.3548 | 74.1608 | 74.3695 | 75.159 | 75.1096 | 73.8296 | 71.3821 | 67.9778 | 65.4187 | 64.6225 | 63.9272 | 0.11429 | 0.10849 | 0.11675 | 0.13821 | 0.12761 | 0.13602 | 0.11971 | 0.12924 | 0.1614 | 0.18232 | 0.17851 | 0.15133 | 0.16168 | 0.16259 | 0.1367 | 0.13625 | 0.11832 | 0.1186 | 0.11462 | 0.13673 | 0.15027 | 0.1531 | 0.13332 | 0.10946
Portfolio Adjusted1-in-2AllSouth of Lugo2025June Monthly Peak | Portfolio Adjusted | 1-in-2 | All | South of Lugo | 2025 | June Monthly Peak | 6 | 5.5973 | 5.3756 | 5.2141 | 5.1949 | 5.4486 | 6.1098 | 6.9203 | 7.8939 | 8.9584 | 9.9783 | 10.8151 | 11.1802 | 11.1889 | 11.3732 | 11.3677 | 11.1357 | 10.6605 | 9.8873 | 8.889 | 8.3508 | 8.1531 | 7.5334 | 6.7098 | 6.0634 | -0.0090766 | 5.4241e-05 | 0.0007919 | -0.015694 | -0.042681 | -0.024224 | -0.016101 | -0.00017348 | -0.0095429 | 0.0077019 | 0.015965 | 0.035011 | 0.06111 | 0.067213 | 0.18496 | 0.17627 | 0.17219 | 0.14827 | 0.075789 | 0.06736 | 0.04852 | 0.036337 | 0.01757 | 0.0061999 | 64.8943 | 64.307 | 63.5515 | 63.1552 | 62.9348 | 62.73 | 62.553 | 62.928 | 65.0228 | 68.2711 | 71.1722 | 73.3088 | 73.9622 | 74.5416 | 74.8288 | 76.0732 | 77.2996 | 77.5922 | 77.3658 | 74.8377 | 71.9051 | 68.4855 | 66.6616 | 66.1115 | 0.1198 | 0.11373 | 0.12259 | 0.1455 | 0.13473 | 0.14306 | 0.12462 | 0.13422 | 0.16716 | 0.18978 | 0.1858 | 0.15567 | 0.16446 | 0.16538 | 0.13948 | 0.14057 | 0.12261 | 0.1229 | 0.1178 | 0.13999 | 0.15348 | 0.15694 | 0.1373 | 0.11319
Portfolio Adjusted1-in-2AllSouth of Lugo2025July Monthly Peak | Portfolio Adjusted | 1-in-2 | All | South of Lugo | 2025 | July Monthly Peak | 7 | 5.7964 | 5.5345 | 5.3578 | 5.3548 | 5.6274 | 6.4076 | 7.2961 | 8.3047 | 9.4207 | 10.3947 | 11.2246 | 11.6088 | 11.6783 | 11.8793 | 11.8871 | 11.6514 | 11.2121 | 10.4081 | 9.3219 | 8.6985 | 8.4611 | 7.816 | 6.9765 | 6.3266 | -0.01046 | -0.0004409 | -0.00088005 | -0.01346 | -0.039863 | -0.02824 | -0.020662 | -0.0083458 | -0.0099197 | 0.0077349 | 0.01614 | 0.025796 | 0.049934 | 0.057966 | 0.17592 | 0.16865 | 0.16666 | 0.14211 | 0.06617 | 0.052981 | 0.040797 | 0.033531 | 0.015964 | 0.0067984 | 65.3737 | 65.2724 | 65.3969 | 65.6296 | 65.5853 | 65.3386 | 65.1668 | 65.4812 | 67.4536 | 70.4104 | 74.1756 | 77.0709 | 78.3773 | 79.0349 | 80.1817 | 80.7715 | 81.5602 | 81.392 | 80.531 | 77.9375 | 74.0913 | 70.9348 | 69.5833 | 68.7712 | 0.12037 | 0.11404 | 0.12285 | 0.14652 | 0.13587 | 0.14622 | 0.12787 | 0.13688 | 0.17007 | 0.19043 | 0.18533 | 0.15531 | 0.165 | 0.16605 | 0.13999 | 0.14129 | 0.12401 | 0.12396 | 0.11848 | 0.13964 | 0.15287 | 0.15647 | 0.13717 | 0.11375
Portfolio Adjusted1-in-2AllSouth of Lugo2025August Monthly Peak | Portfolio Adjusted | 1-in-2 | All | South of Lugo | 2025 | August Monthly Peak | 8 | 6.0812 | 5.8172 | 5.6282 | 5.63 | 5.8836 | 6.7783 | 7.8095 | 8.8494 | 10.2113 | 11.4221 | 12.4316 | 12.9405 | 13.0092 | 13.2017 | 13.183 | 12.927 | 12.4096 | 11.453 | 10.1368 | 9.5332 | 9.0982 | 8.3194 | 7.4163 | 6.6838 | -0.013935 | -0.0017516 | -0.0053107 | -0.0072576 | -0.031251 | -0.037793 | -0.032017 | -0.030086 | -0.010625 | 0.0079573 | 0.017296 | 0.0016625 | 0.020604 | 0.034097 | 0.15324 | 0.148 | 0.14856 | 0.12267 | 0.040309 | 0.015675 | 0.021023 | 0.026634 | 0.01186 | 0.0083347 | 71.5649 | 70.726 | 70.033 | 68.9371 | 68.5959 | 68.1368 | 67.8923 | 68.2305 | 70.6588 | 75.3994 | 80.706 | 84.4341 | 85.6629 | 86.2364 | 87.245 | 87.3033 | 88.4791 | 87.4418 | 86.1261 | 83.3575 | 78.0341 | 75.0109 | 73.7109 | 72.7503 | 0.12515 | 0.11908 | 0.1283 | 0.15354 | 0.1413 | 0.15422 | 0.1353 | 0.14353 | 0.18034 | 0.20439 | 0.20057 | 0.16902 | 0.17963 | 0.18076 | 0.15227 | 0.15295 | 0.13394 | 0.13357 | 0.12631 | 0.14951 | 0.16125 | 0.16519 | 0.14476 | 0.11937
Portfolio Adjusted1-in-2AllSouth of Lugo2025September Monthly Peak | Portfolio Adjusted | 1-in-2 | All | South of Lugo | 2025 | September Monthly Peak | 9 | 5.8447 | 5.6189 | 5.443 | 5.4348 | 5.6689 | 6.5483 | 7.6636 | 8.5192 | 9.8198 | 10.934 | 11.7833 | 12.2404 | 12.3373 | 12.5224 | 12.4701 | 12.141 | 11.5698 | 10.6456 | 9.4413 | 9.1925 | 8.6331 | 7.8951 | 6.9633 | 6.2984 | -0.011617 | -0.00090409 | -0.0024507 | -0.01121 | -0.036264 | -0.031742 | -0.025104 | -0.01627 | -0.010406 | 0.0080251 | 0.017001 | 0.017991 | 0.041269 | 0.051517 | 0.17117 | 0.16295 | 0.16032 | 0.13485 | 0.057825 | 0.041491 | 0.034461 | 0.031442 | 0.014466 | 0.0072672 | 68.0763 | 67.3287 | 66.741 | 65.8855 | 65.4196 | 65.1887 | 65.1414 | 64.9529 | 66.7848 | 70.7149 | 75.1802 | 79.6486 | 82.9038 | 84.5515 | 85.5597 | 85.5134 | 85.4022 | 84.3283 | 82.0253 | 79.504 | 77.009 | 75.7031 | 74.7626 | 73.818 | 0.12031 | 0.11459 | 0.1236 | 0.14727 | 0.13484 | 0.14854 | 0.13184 | 0.14002 | 0.17644 | 0.19913 | 0.19446 | 0.16391 | 0.17512 | 0.17606 | 0.14735 | 0.14721 | 0.12785 | 0.1275 | 0.12185 | 0.14762 | 0.15765 | 0.16013 | 0.13835 | 0.11369
Portfolio Adjusted1-in-2AllSouth of Lugo2025October Monthly Peak | Portfolio Adjusted | 1-in-2 | All | South of Lugo | 2025 | October Monthly Peak | 10 | 5.6674 | 5.4789 | 5.2908 | 5.281 | 5.5065 | 6.2525 | 7.3901 | 8.1381 | 9.2981 | 10.5212 | 11.4587 | 11.9698 | 12.1349 | 12.3464 | 12.3325 | 11.9494 | 11.3681 | 10.3518 | 9.5337 | 9.0428 | 8.4465 | 7.7176 | 6.8083 | 6.1386 | -0.011381 | -0.00094279 | -0.0025836 | -0.010646 | -0.034977 | -0.030521 | -0.02441 | -0.016455 | -0.0099235 | 0.0078027 | 0.016808 | 0.016792 | 0.040082 | 0.050684 | 0.16973 | 0.15994 | 0.15701 | 0.13046 | 0.057112 | 0.038807 | 0.03266 | 0.030263 | 0.013938 | 0.0070972 | 68.0968 | 67.5262 | 66.5482 | 65.6497 | 65.1719 | 63.9313 | 63.4351 | 63.5304 | 65.0313 | 69.6549 | 76.0126 | 81.6528 | 84.9813 | 86.595 | 88.3485 | 87.3865 | 85.893 | 83.0341 | 80.9409 | 78.4237 | 76.013 | 74.0991 | 72.5203 | 70.6495 | 0.11646 | 0.11229 | 0.12059 | 0.14373 | 0.13164 | 0.14118 | 0.12587 | 0.13363 | 0.16811 | 0.19391 | 0.19225 | 0.16372 | 0.17652 | 0.17764 | 0.14903 | 0.1472 | 0.12742 | 0.12558 | 0.12319 | 0.14458 | 0.15382 | 0.15603 | 0.13533 | 0.1102
Portfolio Adjusted1-in-2AllSouth of Lugo2025November Monthly Peak | Portfolio Adjusted | 1-in-2 | All | South of Lugo | 2025 | November Monthly Peak | 11 | 5.1492 | 4.9655 | 4.8364 | 4.8599 | 5.0395 | 5.6879 | 6.5047 | 7.2107 | 8.1114 | 8.97 | 9.5562 | 9.8591 | 9.8971 | 10.0251 | 9.9214 | 9.563 | 9.158 | 8.935 | 8.2477 | 7.788 | 7.3492 | 6.7079 | 6.0133 | 5.4806 | -0.0083598 | 5.0098e-05 | 0.00072957 | -0.014571 | -0.039025 | -0.021941 | -0.01476 | -0.00015729 | -0.0086669 | 0.0070137 | 0.014444 | 0.031938 | 0.056413 | 0.061825 | 0.16548 | 0.15404 | 0.15055 | 0.13518 | 0.071601 | 0.063417 | 0.044872 | 0.033321 | 0.016028 | 0.0056145 | 58.1476 | 57.0771 | 56.3326 | 55.586 | 54.7559 | 54.181 | 53.6121 | 53.8114 | 57.2185 | 60.4178 | 65.8946 | 71.0601 | 74.8601 | 76.0071 | 75.4518 | 74.6601 | 71.9786 | 68.2224 | 64.9226 | 63.6037 | 62.6037 | 61.2728 | 60.2324 | 59.5397 | 0.11034 | 0.10505 | 0.11294 | 0.13509 | 0.1232 | 0.12962 | 0.11429 | 0.1217 | 0.15181 | 0.17281 | 0.16808 | 0.14197 | 0.15177 | 0.15207 | 0.12662 | 0.12475 | 0.10935 | 0.11309 | 0.11128 | 0.13179 | 0.14193 | 0.1439 | 0.12524 | 0.10251
Portfolio Adjusted1-in-2AllSouth of Lugo2025December Monthly Peak | Portfolio Adjusted | 1-in-2 | All | South of Lugo | 2025 | December Monthly Peak | 12 | 4.984 | 4.8504 | 4.7326 | 4.7469 | 4.8922 | 5.5697 | 6.6438 | 7.2659 | 8.034 | 8.574 | 8.7251 | 8.7128 | 8.5149 | 8.4631 | 8.3543 | 8.0813 | 7.9226 | 8.0074 | 7.6584 | 7.3422 | 6.955 | 6.4373 | 5.8319 | 5.3266 | -0.0077344 | 4.6853e-05 | 0.00068153 | -0.0135 | -0.035642 | -0.020069 | -0.013823 | -0.00014585 | -0.0079348 | 0.0062719 | 0.012379 | 0.026962 | 0.046999 | 0.051119 | 0.13812 | 0.12975 | 0.12973 | 0.12051 | 0.064977 | 0.058176 | 0.041107 | 0.030866 | 0.014922 | 0.0052012 | 51.3304 | 49.8561 | 47.9427 | 47.0739 | 46.2427 | 45.5987 | 45.6432 | 45.4028 | 46.1655 | 49.37 | 52.7136 | 54.7789 | 56.0831 | 56.4272 | 57.2625 | 57.3323 | 56.5085 | 55.2852 | 53.9636 | 53.3683 | 52.6477 | 51.4645 | 50.5081 | 49.378 | 0.10212 | 0.098291 | 0.10553 | 0.12519 | 0.11255 | 0.11865 | 0.10716 | 0.11293 | 0.13905 | 0.15459 | 0.14411 | 0.11991 | 0.12648 | 0.12576 | 0.10524 | 0.10481 | 0.093981 | 0.10033 | 0.101 | 0.12092 | 0.13004 | 0.13331 | 0.11663 | 0.094998
Portfolio Adjusted1-in-2AllSouth of Lugo2025Typical Event Day | Portfolio Adjusted | 1-in-2 | All | South of Lugo | 2025 | Typical Event Day | 8 | 5.9433 | 5.6853 | 5.5006 | 5.4938 | 5.7356 | 6.5942 | 7.5725 | 8.5182 | 9.6958 | 10.7482 | 11.648 | 12.1035 | 12.1669 | 12.3753 | 12.4026 | 12.1821 | 11.7292 | 10.8628 | 9.6626 | 9.1329 | 8.772 | 8.0463 | 7.1701 | 6.4769 | -0.011443 | -0.00071517 | -0.0017861 | -0.012617 | -0.038994 | -0.03101 | -0.023564 | -0.012785 | -0.010236 | 0.0079233 | 0.016688 | 0.021801 | 0.045492 | 0.054766 | 0.17563 | 0.16862 | 0.16723 | 0.14191 | 0.062765 | 0.047512 | 0.038029 | 0.033225 | 0.015609 | 0.0072706 | 67.4773 | 66.9085 | 66.4306 | 65.9019 | 65.6339 | 65.3485 | 65.1884 | 65.3982 | 67.48 | 71.199 | 75.3085 | 78.6156 | 80.2265 | 81.0911 | 81.9538 | 82.4154 | 83.1853 | 82.6886 | 81.5121 | 78.9092 | 75.2599 | 72.5336 | 71.1796 | 70.3627 | 0.12403 | 0.11793 | 0.12689 | 0.15132 | 0.13907 | 0.15159 | 0.13276 | 0.14027 | 0.17425 | 0.1957 | 0.19102 | 0.16083 | 0.17075 | 0.17187 | 0.14521 | 0.14621 | 0.12833 | 0.12839 | 0.12228 | 0.14566 | 0.15791 | 0.16228 | 0.14182 | 0.11709
Portfolio Adjusted1-in-2AllSouth of Lugo2026January Monthly Peak | Portfolio Adjusted | 1-in-2 | All | South of Lugo | 2026 | January Monthly Peak | 1 | 4.9982 | 4.874 | 4.7614 | 4.7583 | 4.9548 | 5.588 | 6.6461 | 7.2427 | 7.9511 | 8.6032 | 9.0014 | 9.1589 | 9.1024 | 9.1942 | 9.0968 | 8.7672 | 8.4118 | 8.38 | 7.8875 | 7.4845 | 7.0778 | 6.5159 | 5.8598 | 5.3402 | -0.0078643 | 4.7582e-05 | 0.00069806 | -0.013769 | -0.037103 | -0.021017 | -0.014419 | -0.00015244 | -0.0082673 | 0.0065543 | 0.013265 | 0.029358 | 0.051744 | 0.056824 | 0.1521 | 0.14193 | 0.13863 | 0.12673 | 0.067314 | 0.059795 | 0.042103 | 0.031691 | 0.015319 | 0.0053702 | 56.767 | 55.9853 | 55.5717 | 55.2437 | 54.0582 | 54.0112 | 55.0119 | 55.3619 | 56.0438 | 57.2183 | 58.6854 | 59.1246 | 60.2003 | 61.1827 | 61.6905 | 61.393 | 61.808 | 61.5697 | 60.1788 | 59.0474 | 58.5401 | 58.1786 | 57.297 | 56.2204 | 0.10382 | 0.099802 | 0.10808 | 0.12767 | 0.11714 | 0.12419 | 0.11172 | 0.11798 | 0.14483 | 0.16151 | 0.15438 | 0.13051 | 0.13921 | 0.13977 | 0.11653 | 0.1155 | 0.10096 | 0.10599 | 0.10463 | 0.12428 | 0.13319 | 0.13687 | 0.11971 | 0.098061
Portfolio Adjusted1-in-2AllSouth of Lugo2026February Monthly Peak | Portfolio Adjusted | 1-in-2 | All | South of Lugo | 2026 | February Monthly Peak | 2 | 5.0747 | 4.9374 | 4.7914 | 4.8036 | 4.971 | 5.6021 | 6.5622 | 7.1621 | 7.8939 | 8.5612 | 8.9963 | 9.2371 | 9.2515 | 9.3843 | 9.3272 | 9.0256 | 8.629 | 8.3017 | 8.0126 | 7.5981 | 7.1813 | 6.5952 | 5.9396 | 5.4296 | -0.0080553 | 4.869e-05 | 0.00070825 | -0.014081 | -0.037598 | -0.021326 | -0.014536 | -0.00015319 | -0.0083522 | 0.006619 | 0.013406 | 0.029929 | 0.053064 | 0.058399 | 0.15674 | 0.14654 | 0.1428 | 0.12719 | 0.069318 | 0.061327 | 0.043112 | 0.032121 | 0.015576 | 0.0055157 | 52.3353 | 51.5936 | 51.1822 | 50.7144 | 50.3428 | 49.9177 | 49.4848 | 49.6294 | 51.1112 | 54.8304 | 59.1479 | 63.2514 | 64.9138 | 65.7861 | 65.7188 | 64.5052 | 63.9396 | 63.6786 | 61.0381 | 59.0364 | 58.2461 | 57.2566 | 56.2319 | 55.0276 | 0.10633 | 0.10211 | 0.10965 | 0.13056 | 0.1187 | 0.126 | 0.11259 | 0.11854 | 0.1463 | 0.1631 | 0.15601 | 0.13304 | 0.14275 | 0.14363 | 0.12051 | 0.11958 | 0.10436 | 0.10766 | 0.10774 | 0.12745 | 0.13637 | 0.13873 | 0.12172 | 0.10071
Portfolio Adjusted1-in-2AllSouth of Lugo2026March Monthly Peak | Portfolio Adjusted | 1-in-2 | All | South of Lugo | 2026 | March Monthly Peak | 3 | 5.1929 | 5.0119 | 4.8441 | 4.8218 | 4.9952 | 5.6301 | 6.6651 | 7.2968 | 8.0231 | 8.728 | 9.1921 | 9.4344 | 9.4316 | 9.582 | 9.613 | 9.3728 | 9.0317 | 8.5409 | 8.0244 | 7.881 | 7.4684 | 6.8829 | 6.1583 | 5.5958 | -0.0083396 | 4.9733e-05 | 0.00071935 | -0.014178 | -0.037878 | -0.021577 | -0.014794 | -0.00015677 | -0.0085316 | 0.0067982 | 0.013783 | 0.030665 | 0.054219 | 0.059792 | 0.16161 | 0.15209 | 0.14908 | 0.13071 | 0.070803 | 0.064118 | 0.044988 | 0.033669 | 0.0162 | 0.0056875 | 54.3491 | 53.2231 | 52.6603 | 52.6691 | 52.2717 | 51.7797 | 51.4314 | 51.8346 | 53.2254 | 54.8473 | 57.2094 | 59.8488 | 62.2387 | 64.1225 | 64.9874 | 65.2812 | 64.537 | 63.3479 | 60.6488 | 58.5431 | 57.7517 | 56.7689 | 55.4954 | 54.0178 | 0.11008 | 0.10429 | 0.11137 | 0.13146 | 0.11958 | 0.12748 | 0.11459 | 0.12131 | 0.14944 | 0.1675 | 0.16039 | 0.13631 | 0.14586 | 0.14706 | 0.12439 | 0.12417 | 0.10873 | 0.1105 | 0.11003 | 0.13325 | 0.1423 | 0.14541 | 0.12659 | 0.10384
Portfolio Adjusted1-in-2AllSouth of Lugo2026April Monthly Peak | Portfolio Adjusted | 1-in-2 | All | South of Lugo | 2026 | April Monthly Peak | 4 | 5.3556 | 5.1582 | 4.9725 | 4.9353 | 5.1478 | 5.7716 | 6.6392 | 7.3656 | 8.2947 | 9.1702 | 9.8834 | 10.2721 | 10.3683 | 10.5697 | 10.5856 | 10.3406 | 9.9321 | 9.2305 | 8.3661 | 8.1569 | 7.8702 | 7.2285 | 6.4364 | 5.8167 | -0.0087175 | 5.2227e-05 | 0.00075788 | -0.01491 | -0.040271 | -0.022794 | -0.015417 | -0.00016367 | -0.0090234 | 0.0072545 | 0.015 | 0.033481 | 0.059369 | 0.065453 | 0.17687 | 0.16705 | 0.16313 | 0.14048 | 0.073814 | 0.066785 | 0.047547 | 0.035505 | 0.017109 | 0.0060051 | 60.7594 | 60.2693 | 59.6928 | 59.2962 | 58.5274 | 58.0021 | 57.6926 | 57.7578 | 59.3236 | 62.4671 | 66.3932 | 70.1473 | 72.9319 | 73.5045 | 73.3527 | 72.6895 | 71.1861 | 70.0058 | 68.876 | 67.2742 | 64.9324 | 64.7306 | 63.6584 | 61.5392 | 0.11506 | 0.1095 | 0.11732 | 0.13823 | 0.12712 | 0.13463 | 0.11934 | 0.12662 | 0.15804 | 0.17873 | 0.17454 | 0.14882 | 0.15972 | 0.16099 | 0.1356 | 0.13572 | 0.11832 | 0.11813 | 0.1147 | 0.13879 | 0.1504 | 0.15334 | 0.13369 | 0.10963
Portfolio Adjusted1-in-2AllSouth of Lugo2026May Monthly Peak | Portfolio Adjusted | 1-in-2 | All | South of Lugo | 2026 | May Monthly Peak | 5 | 5.3641 | 5.1565 | 4.9885 | 4.9645 | 5.1975 | 5.8458 | 6.6225 | 7.5152 | 8.4842 | 9.3688 | 10.1017 | 10.4739 | 10.555 | 10.7207 | 10.7133 | 10.4366 | 9.9805 | 9.2894 | 8.4125 | 8.037 | 7.9246 | 7.2648 | 6.4581 | 5.8455 | -0.0086843 | 5.1891e-05 | 0.00075635 | -0.01495 | -0.040544 | -0.023097 | -0.015512 | -0.00016754 | -0.0092424 | 0.0074218 | 0.015386 | 0.034145 | 0.060273 | 0.066294 | 0.17882 | 0.16832 | 0.16376 | 0.14141 | 0.073971 | 0.06599 | 0.047645 | 0.035552 | 0.017112 | 0.006013 | 62.7625 | 61.8937 | 61.0735 | 60.6832 | 60.4482 | 59.838 | 59.7887 | 60.3875 | 62.4076 | 65.0714 | 68.3865 | 71.9154 | 74.17 | 74.3549 | 74.1609 | 74.3696 | 75.1591 | 75.1097 | 73.8297 | 71.3822 | 67.9778 | 65.4187 | 64.6225 | 63.9273 | 0.11463 | 0.10881 | 0.11709 | 0.13861 | 0.12798 | 0.13641 | 0.12006 | 0.12961 | 0.16187 | 0.18286 | 0.17903 | 0.15177 | 0.16215 | 0.16306 | 0.1371 | 0.13665 | 0.11866 | 0.11895 | 0.11495 | 0.13713 | 0.15071 | 0.15354 | 0.13371 | 0.10978
Portfolio Adjusted1-in-2AllSouth of Lugo2026June Monthly Peak | Portfolio Adjusted | 1-in-2 | All | South of Lugo | 2026 | June Monthly Peak | 6 | 5.6056 | 5.3835 | 5.2217 | 5.2025 | 5.4568 | 6.1194 | 6.9316 | 7.9067 | 8.9722 | 9.9931 | 10.8306 | 11.1957 | 11.2041 | 11.3885 | 11.3828 | 11.1503 | 10.6745 | 9.9006 | 8.9011 | 8.3625 | 8.1644 | 7.544 | 6.7194 | 6.0723 | -0.0091031 | 5.44e-05 | 0.00079421 | -0.01574 | -0.042806 | -0.024295 | -0.016148 | -0.00017399 | -0.0095708 | 0.0077245 | 0.016012 | 0.035113 | 0.061289 | 0.06741 | 0.18537 | 0.17664 | 0.17254 | 0.14859 | 0.076011 | 0.067557 | 0.048661 | 0.036443 | 0.017621 | 0.006218 | 64.8943 | 64.307 | 63.5515 | 63.1552 | 62.9348 | 62.73 | 62.553 | 62.928 | 65.0228 | 68.2711 | 71.1723 | 73.3088 | 73.9622 | 74.5417 | 74.8289 | 76.0733 | 77.2997 | 77.5922 | 77.3659 | 74.8378 | 71.9052 | 68.4856 | 66.6616 | 66.1115 | 0.12015 | 0.11406 | 0.12295 | 0.14593 | 0.13512 | 0.14348 | 0.12498 | 0.13462 | 0.16764 | 0.19033 | 0.18634 | 0.15613 | 0.16494 | 0.16586 | 0.13988 | 0.14097 | 0.12297 | 0.12325 | 0.11815 | 0.1404 | 0.15393 | 0.1574 | 0.1377 | 0.11352
Portfolio Adjusted1-in-2AllSouth of Lugo2026July Monthly Peak | Portfolio Adjusted | 1-in-2 | All | South of Lugo | 2026 | July Monthly Peak | 7 | 5.8049 | 5.5426 | 5.3657 | 5.3627 | 5.6359 | 6.4177 | 7.3079 | 8.318 | 9.4351 | 10.4098 | 11.2404 | 11.6247 | 11.6939 | 11.895 | 11.9026 | 11.6665 | 11.2265 | 10.4218 | 9.3344 | 8.7104 | 8.4726 | 7.8268 | 6.9863 | 6.3357 | -0.010491 | -0.00044219 | -0.00088263 | -0.0135 | -0.03998 | -0.028322 | -0.020722 | -0.0083702 | -0.0099487 | 0.0077575 | 0.016187 | 0.025872 | 0.05008 | 0.058135 | 0.1763 | 0.16899 | 0.16698 | 0.1424 | 0.066363 | 0.053136 | 0.040917 | 0.033629 | 0.016011 | 0.0068183 | 65.3736 | 65.2724 | 65.3969 | 65.6296 | 65.5853 | 65.3386 | 65.1668 | 65.4812 | 67.4536 | 70.4104 | 74.1756 | 77.071 | 78.3773 | 79.035 | 80.1818 | 80.7716 | 81.5602 | 81.3921 | 80.531 | 77.9375 | 74.0914 | 70.9349 | 69.5833 | 68.7712 | 0.12072 | 0.11437 | 0.12321 | 0.14695 | 0.13627 | 0.14665 | 0.12824 | 0.13728 | 0.17056 | 0.19098 | 0.18587 | 0.15577 | 0.16548 | 0.16653 | 0.1404 | 0.1417 | 0.12438 | 0.12432 | 0.11882 | 0.14005 | 0.15331 | 0.15692 | 0.13757 | 0.11408
Portfolio Adjusted1-in-2AllSouth of Lugo2026August Monthly Peak | Portfolio Adjusted | 1-in-2 | All | South of Lugo | 2026 | August Monthly Peak | 8 | 6.0902 | 5.8258 | 5.6365 | 5.6384 | 5.8926 | 6.789 | 7.8222 | 8.8636 | 10.2267 | 11.4386 | 12.4489 | 12.9579 | 13.0263 | 13.2189 | 13.2001 | 12.9435 | 12.4255 | 11.468 | 10.1503 | 9.5461 | 9.1105 | 8.3309 | 7.4267 | 6.6935 | -0.013976 | -0.0017567 | -0.0053263 | -0.0072788 | -0.031342 | -0.037904 | -0.032111 | -0.030174 | -0.010656 | 0.0079806 | 0.017347 | 0.0016673 | 0.020664 | 0.034197 | 0.15353 | 0.14825 | 0.14881 | 0.12289 | 0.040427 | 0.015721 | 0.021084 | 0.026712 | 0.011895 | 0.0083591 | 71.5649 | 70.726 | 70.0331 | 68.9372 | 68.596 | 68.1368 | 67.8923 | 68.2305 | 70.6588 | 75.3994 | 80.7061 | 84.4341 | 85.6629 | 86.2365 | 87.2451 | 87.3033 | 88.4792 | 87.4419 | 86.1262 | 83.3575 | 78.0342 | 75.011 | 73.711 | 72.7503 | 0.12551 | 0.11943 | 0.12867 | 0.15399 | 0.14171 | 0.15467 | 0.13569 | 0.14394 | 0.18087 | 0.20499 | 0.20115 | 0.16952 | 0.18015 | 0.18128 | 0.15271 | 0.1534 | 0.13433 | 0.13396 | 0.12667 | 0.14995 | 0.16172 | 0.16567 | 0.14519 | 0.11972
Portfolio Adjusted1-in-2AllSouth of Lugo2026September Monthly Peak | Portfolio Adjusted | 1-in-2 | All | South of Lugo | 2026 | September Monthly Peak | 9 | 5.8533 | 5.6272 | 5.451 | 5.4428 | 5.6775 | 6.5586 | 7.676 | 8.533 | 9.8349 | 10.9501 | 11.8001 | 12.2574 | 12.354 | 12.5393 | 12.4867 | 12.1569 | 11.5849 | 10.6599 | 9.4544 | 9.2053 | 8.6451 | 7.9063 | 6.9733 | 6.3077 | -0.011651 | -0.00090673 | -0.0024579 | -0.011243 | -0.03637 | -0.031835 | -0.025177 | -0.016318 | -0.010437 | 0.0080485 | 0.017051 | 0.018043 | 0.04139 | 0.051668 | 0.17152 | 0.16326 | 0.16062 | 0.13512 | 0.057994 | 0.041612 | 0.034562 | 0.031534 | 0.014508 | 0.0072885 | 68.0764 | 67.3287 | 66.741 | 65.8856 | 65.4196 | 65.1887 | 65.1415 | 64.9529 | 66.7848 | 70.7149 | 75.1801 | 79.6486 | 82.9038 | 84.5516 | 85.5598 | 85.5135 | 85.4023 | 84.3284 | 82.0254 | 79.504 | 77.0091 | 75.7032 | 74.7626 | 73.818 | 0.12066 | 0.11492 | 0.12396 | 0.1477 | 0.13523 | 0.14897 | 0.13223 | 0.14043 | 0.17695 | 0.19971 | 0.19503 | 0.16439 | 0.17563 | 0.17658 | 0.14778 | 0.14764 | 0.12822 | 0.12787 | 0.1222 | 0.14805 | 0.15811 | 0.1606 | 0.13875 | 0.11403
Portfolio Adjusted1-in-2AllSouth of Lugo2026October Monthly Peak | Portfolio Adjusted | 1-in-2 | All | South of Lugo | 2026 | October Monthly Peak | 10 | 5.6757 | 5.487 | 5.2986 | 5.2889 | 5.5149 | 6.2623 | 7.4019 | 8.1513 | 9.3125 | 10.5368 | 11.4753 | 11.9868 | 12.1518 | 12.3634 | 12.3492 | 11.9653 | 11.3832 | 10.3659 | 9.5469 | 9.0553 | 8.4582 | 7.7284 | 6.8181 | 6.1476 | -0.011414 | -0.00094555 | -0.0025911 | -0.010677 | -0.035079 | -0.03061 | -0.024481 | -0.016503 | -0.0099526 | 0.0078255 | 0.016857 | 0.016841 | 0.040199 | 0.050832 | 0.17008 | 0.16025 | 0.1573 | 0.13072 | 0.057279 | 0.03892 | 0.032755 | 0.030352 | 0.013979 | 0.007118 | 68.0968 | 67.5262 | 66.5482 | 65.6497 | 65.172 | 63.9313 | 63.4351 | 63.5305 | 65.0313 | 69.6549 | 76.0126 | 81.6528 | 84.9814 | 86.595 | 88.3485 | 87.3865 | 85.893 | 83.0342 | 80.941 | 78.4238 | 76.013 | 74.0992 | 72.5203 | 70.6495 | 0.1168 | 0.11261 | 0.12095 | 0.14415 | 0.13203 | 0.1416 | 0.12624 | 0.13402 | 0.1686 | 0.19448 | 0.19281 | 0.16419 | 0.17703 | 0.17816 | 0.14946 | 0.14763 | 0.12779 | 0.12595 | 0.12355 | 0.145 | 0.15427 | 0.15649 | 0.13572 | 0.11052
Portfolio Adjusted1-in-2AllSouth of Lugo2026November Monthly Peak | Portfolio Adjusted | 1-in-2 | All | South of Lugo | 2026 | November Monthly Peak | 11 | 5.1568 | 4.9728 | 4.8435 | 4.867 | 5.0471 | 5.6966 | 6.515 | 7.2223 | 8.1239 | 8.9835 | 9.5702 | 9.8733 | 9.9111 | 10.0391 | 9.9352 | 9.576 | 9.1705 | 8.9472 | 8.2592 | 7.799 | 7.3597 | 6.7176 | 6.022 | 5.4887 | -0.0083843 | 5.0244e-05 | 0.0007317 | -0.014613 | -0.039139 | -0.022005 | -0.014804 | -0.00015775 | -0.0086923 | 0.0070342 | 0.014486 | 0.032031 | 0.056578 | 0.062005 | 0.16585 | 0.15436 | 0.15086 | 0.13547 | 0.07181 | 0.063603 | 0.045003 | 0.033418 | 0.016075 | 0.005631 | 58.1476 | 57.077 | 56.3326 | 55.586 | 54.7559 | 54.181 | 53.6121 | 53.8114 | 57.2185 | 60.4178 | 65.8946 | 71.0601 | 74.8602 | 76.0071 | 75.4519 | 74.6602 | 71.9786 | 68.2224 | 64.9226 | 63.6037 | 62.6037 | 61.2728 | 60.2323 | 59.5397 | 0.11066 | 0.10535 | 0.11327 | 0.13549 | 0.12355 | 0.13 | 0.11462 | 0.12206 | 0.15225 | 0.17331 | 0.16857 | 0.14238 | 0.15221 | 0.15251 | 0.12699 | 0.12512 | 0.10967 | 0.11342 | 0.1116 | 0.13218 | 0.14234 | 0.14432 | 0.12561 | 0.10281
Portfolio Adjusted1-in-2AllSouth of Lugo2026December Monthly Peak | Portfolio Adjusted | 1-in-2 | All | South of Lugo | 2026 | December Monthly Peak | 12 | 4.991 | 4.8573 | 4.7391 | 4.7535 | 4.8991 | 5.5776 | 6.6535 | 7.2766 | 8.0454 | 8.586 | 8.7371 | 8.7247 | 8.5265 | 8.4747 | 8.3657 | 8.0923 | 7.9334 | 8.0183 | 7.6688 | 7.3523 | 6.9646 | 6.4463 | 5.84 | 5.334 | -0.0077571 | 4.699e-05 | 0.00068352 | -0.01354 | -0.035746 | -0.020127 | -0.013863 | -0.00014628 | -0.007958 | 0.0062902 | 0.012416 | 0.027041 | 0.047137 | 0.051269 | 0.13842 | 0.13002 | 0.13 | 0.12077 | 0.065167 | 0.058347 | 0.041227 | 0.030956 | 0.014966 | 0.0052165 | 51.3304 | 49.8562 | 47.9427 | 47.0739 | 46.2427 | 45.5987 | 45.6432 | 45.4029 | 46.1655 | 49.37 | 52.7136 | 54.7789 | 56.0831 | 56.4272 | 57.2625 | 57.3323 | 56.5085 | 55.2852 | 53.9636 | 53.3683 | 52.6477 | 51.4645 | 50.5081 | 49.378 | 0.10242 | 0.098577 | 0.10584 | 0.12555 | 0.11288 | 0.119 | 0.10747 | 0.11326 | 0.13945 | 0.15504 | 0.14453 | 0.12026 | 0.12685 | 0.12613 | 0.10554 | 0.10511 | 0.094254 | 0.10062 | 0.1013 | 0.12127 | 0.13042 | 0.1337 | 0.11697 | 0.095275
Portfolio Adjusted1-in-2AllSouth of Lugo2026Typical Event Day | Portfolio Adjusted | 1-in-2 | All | South of Lugo | 2026 | Typical Event Day | 8 | 5.9521 | 5.6938 | 5.5087 | 5.5021 | 5.7444 | 6.6047 | 7.5849 | 8.532 | 9.7106 | 10.7639 | 11.6645 | 12.12 | 12.1831 | 12.3916 | 12.4188 | 12.1979 | 11.7443 | 10.8772 | 9.6756 | 9.1454 | 8.784 | 8.0575 | 7.1803 | 6.4863 | -0.011477 | -0.00071726 | -0.0017913 | -0.012654 | -0.039108 | -0.031101 | -0.023633 | -0.012822 | -0.010266 | 0.0079465 | 0.016737 | 0.021864 | 0.045625 | 0.054926 | 0.176 | 0.16895 | 0.16755 | 0.14219 | 0.062949 | 0.04765 | 0.03814 | 0.033322 | 0.015654 | 0.0072918 | 67.4773 | 66.9086 | 66.4306 | 65.9019 | 65.6339 | 65.3485 | 65.1884 | 65.3982 | 67.48 | 71.199 | 75.3085 | 78.6156 | 80.2266 | 81.0912 | 81.9539 | 82.4154 | 83.1853 | 82.6886 | 81.5121 | 78.9092 | 75.26 | 72.5336 | 71.1796 | 70.3628 | 0.12439 | 0.11827 | 0.12726 | 0.15176 | 0.13948 | 0.15203 | 0.13315 | 0.14068 | 0.17476 | 0.19627 | 0.19158 | 0.1613 | 0.17125 | 0.17237 | 0.14563 | 0.14663 | 0.1287 | 0.12876 | 0.12264 | 0.14608 | 0.15837 | 0.16275 | 0.14223 | 0.11743
Portfolio Adjusted1-in-10AllOther2015January Monthly Peak | Portfolio Adjusted | 1-in-10 | All | Other | 2015 | January Monthly Peak | 1 | 124.0506 | 120.573 | 117.2342 | 117.7733 | 126.6044 | 148.3505 | 177.8109 | 194.9828 | 203.8489 | 203.4822 | 204.2861 | 200.3302 | 192.8734 | 192.5922 | 184.6201 | 176.0061 | 168.5954 | 166.4853 | 163.7274 | 157.3205 | 151.8793 | 146.3883 | 137.642 | 131.7168 | -0.43414 | -0.84891 | -0.52843 | -0.15315 | -0.096615 | -1.3175 | -0.56451 | -0.50063 | -0.42358 | -0.16819 | -0.083657 | 0.060153 | 0.08292 | 0.76324 | 4.8041 | 4.6953 | 3.7251 | 3.2614 | 0.066526 | -1.2073 | -1.4844 | -1.5059 | -1.3069 | -1.3481 | 44.995 | 44.2335 | 43.5126 | 43.0005 | 42.6075 | 42.3247 | 42.1643 | 41.8712 | 42.4274 | 44.7288 | 47.4058 | 49.7792 | 51.7142 | 52.3213 | 52.5409 | 52.4412 | 51.5435 | 50.2477 | 48.4205 | 46.7966 | 45.5047 | 44.7125 | 44.059 | 43.3612 | 2.8635 | 2.5404 | 2.79 | 3.3427 | 4.3757 | 3.5224 | 3.4665 | 3.6384 | 3.9202 | 3.6707 | 3.5066 | 3.827 | 3.8733 | 4.201 | 4.5277 | 4.4675 | 4.4226 | 3.9566 | 3.3819 | 3.3429 | 2.9859 | 2.9924 | 3.1437 | 3.0841
Portfolio Adjusted1-in-10AllOther2015February Monthly Peak | Portfolio Adjusted | 1-in-10 | All | Other | 2015 | February Monthly Peak | 2 | 126.0506 | 122.6859 | 118.9915 | 119.2704 | 126.9806 | 147.6426 | 176.1947 | 191.5569 | 200.2726 | 201.7929 | 205.6917 | 205.5983 | 201.5911 | 204.1661 | 198.4622 | 187.6014 | 177.4177 | 171.8725 | 168.8683 | 161.8436 | 156.1695 | 149.7821 | 140.2626 | 133.8324 | -0.44114 | -0.86379 | -0.53635 | -0.15509 | -0.096902 | -1.3112 | -0.55938 | -0.49183 | -0.41615 | -0.16679 | -0.084232 | 0.061735 | 0.086668 | 0.8091 | 5.1643 | 5.0047 | 3.9201 | 3.3669 | 0.068615 | -1.242 | -1.5264 | -1.5408 | -1.3318 | -1.3697 | 52.1342 | 51.383 | 50.6227 | 50.1277 | 49.9752 | 49.2561 | 48.2087 | 48.6509 | 49.9937 | 52.0803 | 54.316 | 55.8483 | 57.6381 | 59.1637 | 60.1083 | 60.3437 | 59.5355 | 58.7266 | 56.9099 | 55.0277 | 53.5354 | 52.3124 | 51.7092 | 50.8362 | 2.9096 | 2.5849 | 2.8318 | 3.3851 | 4.3887 | 3.5056 | 3.435 | 3.5745 | 3.8514 | 3.6402 | 3.5308 | 3.9277 | 4.0484 | 4.4534 | 4.8672 | 4.7618 | 4.654 | 4.0846 | 3.4881 | 3.439 | 3.0703 | 3.0618 | 3.2035 | 3.1336
Portfolio Adjusted1-in-10AllOther2015March Monthly Peak | Portfolio Adjusted | 1-in-10 | All | Other | 2015 | March Monthly Peak | 3 | 130.5158 | 127.0279 | 123.2178 | 122.3986 | 129.2918 | 148.8351 | 177.9277 | 194.0049 | 201.926 | 205.5957 | 212.7565 | 215.4057 | 214.1221 | 217.429 | 212.5463 | 201.7437 | 189.5491 | 179.3249 | 174.4302 | 171.0918 | 165.411 | 157.4299 | 147.3822 | 140.4068 | -0.45677 | -0.89435 | -0.5554 | -0.15916 | -0.098665 | -1.3218 | -0.56488 | -0.49812 | -0.41959 | -0.16994 | -0.087126 | 0.06468 | 0.092055 | 0.86166 | 5.5308 | 5.3819 | 4.1881 | 3.5129 | 0.070875 | -1.313 | -1.6167 | -1.6195 | -1.3994 | -1.437 | 59.5886 | 58.2272 | 57.6691 | 57.0244 | 56.0957 | 55.2337 | 54.507 | 54.2213 | 55.4975 | 59.4103 | 64.2869 | 68.8273 | 72.3159 | 74.1592 | 75.2161 | 75.8716 | 75.7264 | 74.2574 | 72.2489 | 69.5896 | 66.2799 | 63.8104 | 61.6515 | 59.9631 | 3.0127 | 2.6764 | 2.9324 | 3.4739 | 4.4686 | 3.5339 | 3.4688 | 3.6202 | 3.8832 | 3.7088 | 3.652 | 4.115 | 4.3 | 4.7427 | 5.2126 | 5.1208 | 4.9722 | 4.2618 | 3.6029 | 3.6356 | 3.252 | 3.2182 | 3.3661 | 3.2875
Portfolio Adjusted1-in-10AllOther2015April Monthly Peak | Portfolio Adjusted | 1-in-10 | All | Other | 2015 | April Monthly Peak | 4 | 135.255 | 131.543 | 127.7472 | 126.9422 | 134.5422 | 154.7847 | 181.194 | 200.5151 | 213.4797 | 221.6611 | 231.8093 | 234.9949 | 234.7979 | 237.9066 | 232.3605 | 220.0274 | 205.6498 | 191.2776 | 181.1143 | 178.3151 | 174.2215 | 165.5791 | 154.7818 | 147.7176 | -0.45186 | -0.63999 | -0.41377 | -0.25489 | -0.25721 | -0.91358 | -0.52942 | -0.76502 | -0.57253 | -0.39886 | -0.62082 | -0.302 | -0.15721 | 1.1479 | 6.0384 | 6.1011 | 5.077 | 4.274 | 0.97058 | -0.50919 | -0.89227 | -1.1209 | -1.2493 | -1.3671 | 69.4145 | 68.2991 | 66.8827 | 66.0582 | 65.1604 | 64.1178 | 63.4733 | 63.5078 | 66.6179 | 72.0741 | 77.3108 | 82.2921 | 85.5069 | 87.5139 | 88.5178 | 88.8738 | 88.4979 | 87.3991 | 85.3489 | 81.6086 | 77.1285 | 73.5847 | 71.1319 | 69.2612 | 2.9248 | 2.5964 | 2.8481 | 3.3752 | 4.3563 | 3.443 | 3.3093 | 3.5052 | 3.846 | 3.746 | 3.7277 | 4.2056 | 4.4173 | 4.8615 | 5.3385 | 5.232 | 5.0537 | 4.2586 | 3.5046 | 3.5496 | 3.2087 | 3.1709 | 3.3118 | 3.2402
Portfolio Adjusted1-in-10AllOther2015May Monthly Peak | Portfolio Adjusted | 1-in-10 | All | Other | 2015 | May Monthly Peak | 5 | 135.9592 | 132.5307 | 129.3917 | 128.7043 | 136.9558 | 157.7347 | 183.6358 | 206.8274 | 222.0985 | 232.8587 | 243.5985 | 246.6208 | 245.1454 | 247.4565 | 241.1702 | 227.5165 | 212.2582 | 195.9739 | 184.3243 | 179.113 | 176.1563 | 167.7813 | 157.2501 | 150.1524 | -0.44323 | -0.49825 | -0.33567 | -0.30471 | -0.34178 | -0.69219 | -0.51295 | -0.92026 | -0.66383 | -0.53415 | -0.93327 | -0.51567 | -0.30113 | 1.3024 | 6.2631 | 6.4304 | 5.5198 | 4.6534 | 1.4518 | -0.072796 | -0.48563 | -0.8359 | -1.1555 | -1.3149 | 72.935 | 71.2912 | 70.0046 | 69.0612 | 68.1979 | 67.2663 | 67.0037 | 67.3963 | 70.7558 | 76.0575 | 80.9328 | 84.3473 | 87.2869 | 89.2499 | 90.3494 | 90.6504 | 89.7335 | 88.1949 | 86.8 | 84.2016 | 80.3099 | 76.5589 | 74.1935 | 71.932 | 2.9328 | 2.6095 | 2.8777 | 3.4137 | 4.4235 | 3.5 | 3.3456 | 3.6067 | 3.9914 | 3.9255 | 3.9076 | 4.4028 | 4.6006 | 5.0442 | 5.5273 | 5.3967 | 5.2033 | 4.3524 | 3.558 | 3.5568 | 3.2364 | 3.2051 | 3.3563 | 3.2855
Portfolio Adjusted1-in-10AllOther2015June Monthly Peak | Portfolio Adjusted | 1-in-10 | All | Other | 2015 | June Monthly Peak | 6 | 139.955 | 136.1646 | 132.7423 | 131.7765 | 139.6964 | 159.3341 | 183.9015 | 204.5987 | 217.1322 | 224.7263 | 234.2488 | 235.9795 | 231.3648 | 232.7401 | 226.543 | 216.5731 | 204.3127 | 190.8272 | 183.1354 | 177.2894 | 175.9897 | 168.4144 | 157.4659 | 150.8015 | -0.46451 | -0.62181 | -0.40683 | -0.27739 | -0.28909 | -0.87529 | -0.53095 | -0.81564 | -0.60033 | -0.43439 | -0.70029 | -0.35462 | -0.18983 | 1.1505 | 5.8861 | 6.0366 | 5.1166 | 4.3361 | 1.1059 | -0.389 | -0.78894 | -1.0588 | -1.2402 | -1.3754 | 69.7435 | 68.6278 | 67.8003 | 66.8872 | 65.8108 | 64.7786 | 64.2621 | 65.4967 | 69.0302 | 73.6747 | 78.5135 | 82.8144 | 85.6246 | 87.5198 | 88.6857 | 88.8759 | 89.0441 | 87.9623 | 86.933 | 84.5212 | 80.8202 | 77.0516 | 74.7856 | 73.0864 | 3.0178 | 2.68 | 2.951 | 3.4938 | 4.5102 | 3.534 | 3.3491 | 3.5664 | 3.9006 | 3.7869 | 3.7561 | 4.2111 | 4.3403 | 4.7423 | 5.19 | 5.1351 | 5.0065 | 4.2364 | 3.5336 | 3.5191 | 3.2321 | 3.2159 | 3.3596 | 3.2983
Portfolio Adjusted1-in-10AllOther2015July Monthly Peak | Portfolio Adjusted | 1-in-10 | All | Other | 2015 | July Monthly Peak | 7 | 142.7786 | 139.4129 | 136.6917 | 135.4962 | 144.0849 | 164.8779 | 190.574 | 210.4468 | 222.3118 | 230.4679 | 239.41 | 240.1607 | 234.9678 | 237.0303 | 230.8504 | 221.032 | 208.9615 | 196.0579 | 187.0345 | 182.0238 | 181.1442 | 173.2155 | 161.6204 | 154.0725 | -0.46021 | -0.45388 | -0.31444 | -0.34299 | -0.39791 | -0.60977 | -0.52117 | -0.99719 | -0.69557 | -0.58061 | -1.043 | -0.59036 | -0.34847 | 1.2948 | 5.9932 | 6.301 | 5.5595 | 4.7805 | 1.6877 | 0.12919 | -0.30417 | -0.72185 | -1.1343 | -1.3143 | 75.1081 | 73.6704 | 72.4857 | 71.3948 | 70.6575 | 70.0245 | 69.7272 | 70.1872 | 72.8308 | 77.2529 | 81.858 | 85.4504 | 87.2165 | 88.0065 | 89.1882 | 89.9104 | 89.6091 | 88.9302 | 87.5956 | 85.34 | 81.9122 | 78.7203 | 76.6742 | 75.3381 | 3.0992 | 2.7622 | 3.0591 | 3.6163 | 4.6829 | 3.6814 | 3.4938 | 3.6928 | 4.0203 | 3.9096 | 3.8645 | 4.3143 | 4.4373 | 4.862 | 5.3239 | 5.2758 | 5.1546 | 4.3816 | 3.6329 | 3.6372 | 3.3489 | 3.3297 | 3.4712 | 3.3924
Portfolio Adjusted1-in-10AllOther2015August Monthly Peak | Portfolio Adjusted | 1-in-10 | All | Other | 2015 | August Monthly Peak | 8 | 146.5909 | 142.8676 | 139.3826 | 139.0625 | 148.1288 | 170.1097 | 198.6726 | 221.0005 | 235.8613 | 245.5478 | 255.7432 | 257.8256 | 253.3203 | 255.7978 | 248.5826 | 235.6809 | 219.7197 | 203.6082 | 193.653 | 188.8091 | 185.8658 | 177.31 | 165.9217 | 158.5884 | -0.46533 | -0.36948 | -0.26622 | -0.3823 | -0.46144 | -0.47318 | -0.52785 | -1.1321 | -0.7818 | -0.69211 | -1.2927 | -0.75958 | -0.4614 | 1.4652 | 6.4509 | 6.7949 | 6.021 | 5.1372 | 2.0426 | 0.414 | -0.045979 | -0.54699 | -1.0918 | -1.305 | 74.6993 | 73.8648 | 73.0073 | 72.2747 | 71.5936 | 71.1846 | 70.8677 | 71.086 | 73.6384 | 78.4862 | 82.8865 | 87.0035 | 89.9544 | 91.8978 | 93.0144 | 94.0565 | 94.3686 | 93.5684 | 92.7071 | 90.1118 | 86.0869 | 83.0266 | 80.9507 | 78.8564 | 3.2304 | 2.8737 | 3.1668 | 3.768 | 4.8876 | 3.856 | 3.6977 | 3.937 | 4.3303 | 4.2288 | 4.191 | 4.7022 | 4.8567 | 5.3268 | 5.8201 | 5.7111 | 5.5025 | 4.6196 | 3.8187 | 3.8302 | 3.4885 | 3.4603 | 3.6178 | 3.5449
Portfolio Adjusted1-in-10AllOther2015September Monthly Peak | Portfolio Adjusted | 1-in-10 | All | Other | 2015 | September Monthly Peak | 9 | 145.5904 | 142.7474 | 139.6212 | 139.5216 | 149.5586 | 171.5703 | 202.4812 | 226.385 | 246.4957 | 259.3136 | 270.3144 | 272.2904 | 266.3441 | 268.9103 | 261.1487 | 245.7021 | 227.1726 | 209.1549 | 198.3864 | 194.7778 | 188.1102 | 179.6401 | 166.1911 | 158.5847 | -0.45688 | -0.29839 | -0.2263 | -0.40606 | -0.50505 | -0.36076 | -0.5263 | -1.224 | -0.85098 | -0.78841 | -1.5062 | -0.90059 | -0.55187 | 1.5932 | 6.775 | 7.1427 | 6.3595 | 5.4085 | 2.3164 | 0.64101 | 0.15294 | -0.41017 | -1.0397 | -1.2695 | 76.9624 | 75.8514 | 74.7984 | 74.1532 | 73.4153 | 72.9323 | 72.6523 | 72.6411 | 74.5556 | 78.9248 | 83.6001 | 87.9513 | 91.2703 | 93.5985 | 94.3613 | 94.3576 | 93.5634 | 91.995 | 90.2741 | 87.29 | 83.4499 | 80.4761 | 78.2129 | 76.5193 | 3.2596 | 2.9171 | 3.2228 | 3.8408 | 5.0135 | 3.9511 | 3.8287 | 4.0972 | 4.5977 | 4.5371 | 4.5004 | 5.0452 | 5.1878 | 5.6892 | 6.2119 | 6.0489 | 5.7799 | 4.8211 | 3.9745 | 4.0143 | 3.5869 | 3.5617 | 3.6815 | 3.6014
Portfolio Adjusted1-in-10AllOther2015October Monthly Peak | Portfolio Adjusted | 1-in-10 | All | Other | 2015 | October Monthly Peak | 10 | 141.5799 | 137.7375 | 134.198 | 133.2962 | 141.6312 | 162.7911 | 193.0775 | 212.6965 | 227.9063 | 239.3623 | 250.4003 | 255.06 | 253.601 | 256.3974 | 250.0421 | 235.9717 | 218.2299 | 202.0847 | 194.581 | 187.6367 | 180.6116 | 171.8992 | 159.9745 | 152.4707 | -0.4653 | -0.56763 | -0.37643 | -0.2999 | -0.32641 | -0.79497 | -0.54744 | -0.90227 | -0.65831 | -0.51037 | -0.86492 | -0.46611 | -0.26518 | 1.3127 | 6.4949 | 6.6282 | 5.581 | 4.706 | 1.3724 | -0.22653 | -0.63757 | -0.9569 | -1.2133 | -1.36 | 72.2214 | 71.0551 | 70.3259 | 69.3262 | 68.3269 | 67.4486 | 67.183 | 66.7784 | 67.4026 | 71.2519 | 76.4638 | 82.074 | 86.6388 | 89.3541 | 90.2257 | 90.546 | 90.0706 | 88.7099 | 85.5822 | 81.0303 | 77.2766 | 74.8768 | 73.18 | 71.6094 | 3.049 | 2.7075 | 2.9797 | 3.5296 | 4.567 | 3.6062 | 3.5118 | 3.7029 | 4.089 | 4.0285 | 4.0101 | 4.5459 | 4.7515 | 5.2178 | 5.7211 | 5.5881 | 5.3409 | 4.4807 | 3.7498 | 3.7199 | 3.3128 | 3.2784 | 3.4088 | 3.3307
Portfolio Adjusted1-in-10AllOther2015November Monthly Peak | Portfolio Adjusted | 1-in-10 | All | Other | 2015 | November Monthly Peak | 11 | 134.219 | 130.9148 | 127.1291 | 126.1925 | 134.5655 | 155.7904 | 182.3252 | 200.8457 | 213.7354 | 222.1146 | 231.3507 | 234.8502 | 233.5656 | 236.1748 | 229.2996 | 216.4049 | 203.7446 | 194.3828 | 183.9091 | 175.655 | 168.8331 | 160.7162 | 150.8607 | 144.6757 | -0.45175 | -0.68169 | -0.43712 | -0.23935 | -0.23296 | -0.99246 | -0.53998 | -0.72689 | -0.55293 | -0.36571 | -0.53709 | -0.24329 | -0.11602 | 1.1075 | 5.9601 | 5.9649 | 4.9469 | 4.2593 | 0.84238 | -0.63464 | -0.98814 | -1.1769 | -1.2514 | -1.3613 | 68.9321 | 67.6238 | 66.9139 | 65.7319 | 65.0891 | 64.3072 | 63.6657 | 63.7386 | 65.9412 | 70.7958 | 76.7148 | 81.3378 | 84.4011 | 85.8745 | 86.7901 | 86.5511 | 84.7413 | 81.9134 | 78.8573 | 75.5931 | 73.2156 | 71.5236 | 69.8075 | 68.5946 | 2.9177 | 2.5976 | 2.8492 | 3.3729 | 4.3799 | 3.4835 | 3.3474 | 3.5294 | 3.8708 | 3.7733 | 3.7398 | 4.225 | 4.4172 | 4.8514 | 5.2958 | 5.1728 | 5.0332 | 4.3504 | 3.5774 | 3.515 | 3.1258 | 3.0939 | 3.2448 | 3.1901
Portfolio Adjusted1-in-10AllOther2015December Monthly Peak | Portfolio Adjusted | 1-in-10 | All | Other | 2015 | December Monthly Peak | 12 | 124.8181 | 121.0703 | 117.7481 | 116.9808 | 125.1331 | 146.0488 | 173.5292 | 189.4729 | 198.2893 | 199.5469 | 200.7501 | 197.5894 | 191.6303 | 191.2295 | 183.7489 | 175.425 | 169.7797 | 166.6175 | 163.1509 | 157.3943 | 152.3338 | 147.0893 | 137.8928 | 131.4749 | -0.43683 | -0.85241 | -0.53075 | -0.15212 | -0.095492 | -1.2971 | -0.55092 | -0.48648 | -0.41203 | -0.16494 | -0.082209 | 0.05933 | 0.082385 | 0.75784 | 4.7814 | 4.6798 | 3.7513 | 3.264 | 0.066292 | -1.2079 | -1.4889 | -1.5131 | -1.3093 | -1.3456 | 45.8173 | 45.143 | 44.7731 | 44.5366 | 44.3799 | 44.0969 | 44.5106 | 44.6156 | 45.1071 | 46.8101 | 48.8146 | 50.7358 | 52.1539 | 52.5269 | 52.5344 | 52.4715 | 52.0224 | 50.8772 | 49.5848 | 48.4071 | 47.1914 | 46.5176 | 46.2466 | 45.6658 | 2.8812 | 2.5509 | 2.8023 | 3.3202 | 4.3249 | 3.4678 | 3.3831 | 3.5356 | 3.8133 | 3.5997 | 3.4459 | 3.7747 | 3.8483 | 4.1712 | 4.5064 | 4.4527 | 4.4536 | 3.9598 | 3.37 | 3.3445 | 2.9949 | 3.0068 | 3.1494 | 3.0784
Portfolio Adjusted1-in-10AllOther2015Typical Event Day | Portfolio Adjusted | 1-in-10 | All | Other | 2015 | Typical Event Day | 8 | 145.7555 | 142.0587 | 138.4038 | 138.0466 | 147.0146 | 168.8267 | 197.1945 | 218.8481 | 232.7793 | 241.6382 | 251.3898 | 253.4296 | 249.0475 | 251.6281 | 244.7062 | 232.1125 | 216.4735 | 200.8427 | 191.3629 | 186.681 | 183.9268 | 175.5035 | 164.3499 | 157.1223 | -0.46841 | -0.44389 | -0.30781 | -0.35533 | -0.41617 | -0.5941 | -0.53627 | -1.0534 | -0.73678 | -0.6229 | -1.1296 | -0.64716 | -0.38584 | 1.3876 | 6.3524 | 6.6316 | 5.7932 | 4.9305 | 1.7838 | 0.18665 | -0.25733 | -0.69422 | -1.1394 | -1.331 | 74.1283 | 73.0036 | 72.0229 | 71.1775 | 70.3693 | 69.73 | 69.3773 | 69.8528 | 72.5138 | 77.0847 | 81.7145 | 85.8049 | 88.5165 | 90.2556 | 91.3124 | 91.8001 | 91.6463 | 90.614 | 89.3774 | 86.8157 | 83.0673 | 79.8187 | 77.6559 | 75.95 | 3.1713 | 2.8213 | 3.1047 | 3.6931 | 4.7894 | 3.7784 | 3.6237 | 3.8493 | 4.2195 | 4.1088 | 4.0674 | 4.5635 | 4.7143 | 5.1736 | 5.6568 | 5.5533 | 5.3525 | 4.4991 | 3.7258 | 3.7391 | 3.4084 | 3.3816 | 3.5382 | 3.4677
Portfolio Adjusted1-in-10AllOther2016January Monthly Peak | Portfolio Adjusted | 1-in-10 | All | Other | 2016 | January Monthly Peak | 1 | 124.0506 | 120.573 | 117.2342 | 117.7733 | 126.6044 | 148.3505 | 177.8109 | 194.9828 | 203.8489 | 203.4822 | 204.2861 | 200.3302 | 192.8734 | 192.5922 | 184.6201 | 176.0061 | 168.5954 | 166.4853 | 163.7274 | 157.3205 | 151.8793 | 146.3883 | 137.642 | 131.7168 | -0.43414 | -0.84891 | -0.52843 | -0.15315 | -0.096615 | -1.3175 | -0.56451 | -0.50063 | -0.42358 | -0.16819 | -0.083657 | 0.060153 | 0.08292 | 0.76324 | 4.8041 | 4.6953 | 3.7251 | 3.2614 | 0.066526 | -1.2073 | -1.4844 | -1.5059 | -1.3069 | -1.3481 | 44.995 | 44.2335 | 43.5126 | 43.0005 | 42.6075 | 42.3247 | 42.1643 | 41.8712 | 42.4274 | 44.7288 | 47.4058 | 49.7792 | 51.7142 | 52.3213 | 52.5409 | 52.4412 | 51.5435 | 50.2477 | 48.4205 | 46.7966 | 45.5047 | 44.7125 | 44.059 | 43.3612 | 2.8635 | 2.5404 | 2.79 | 3.3427 | 4.3757 | 3.5224 | 3.4665 | 3.6384 | 3.9202 | 3.6707 | 3.5066 | 3.827 | 3.8733 | 4.201 | 4.5277 | 4.4675 | 4.4226 | 3.9566 | 3.3819 | 3.3429 | 2.9859 | 2.9924 | 3.1437 | 3.0841
Portfolio Adjusted1-in-10AllOther2016February Monthly Peak | Portfolio Adjusted | 1-in-10 | All | Other | 2016 | February Monthly Peak | 2 | 126.0506 | 122.6859 | 118.9915 | 119.2704 | 126.9806 | 147.6426 | 176.1947 | 191.5569 | 200.2726 | 201.7929 | 205.6917 | 205.5983 | 201.5911 | 204.1661 | 198.4622 | 187.6014 | 177.4177 | 171.8725 | 168.8683 | 161.8436 | 156.1695 | 149.7821 | 140.2626 | 133.8324 | -0.44114 | -0.86379 | -0.53635 | -0.15509 | -0.096902 | -1.3112 | -0.55938 | -0.49183 | -0.41615 | -0.16679 | -0.084232 | 0.061735 | 0.086668 | 0.8091 | 5.1643 | 5.0047 | 3.9201 | 3.3669 | 0.068615 | -1.242 | -1.5264 | -1.5408 | -1.3318 | -1.3697 | 52.1342 | 51.383 | 50.6227 | 50.1277 | 49.9752 | 49.2561 | 48.2087 | 48.6509 | 49.9937 | 52.0803 | 54.316 | 55.8483 | 57.6381 | 59.1637 | 60.1083 | 60.3437 | 59.5355 | 58.7266 | 56.9099 | 55.0277 | 53.5354 | 52.3124 | 51.7092 | 50.8362 | 2.9096 | 2.5849 | 2.8318 | 3.3851 | 4.3887 | 3.5056 | 3.435 | 3.5745 | 3.8514 | 3.6402 | 3.5308 | 3.9277 | 4.0484 | 4.4534 | 4.8672 | 4.7618 | 4.654 | 4.0846 | 3.4881 | 3.439 | 3.0703 | 3.0618 | 3.2035 | 3.1336
Portfolio Adjusted1-in-10AllOther2016March Monthly Peak | Portfolio Adjusted | 1-in-10 | All | Other | 2016 | March Monthly Peak | 3 | 130.5158 | 127.0279 | 123.2178 | 122.3986 | 129.2918 | 148.8351 | 177.9277 | 194.0049 | 201.926 | 205.5957 | 212.7565 | 215.4057 | 214.1221 | 217.429 | 212.5463 | 201.7437 | 189.5491 | 179.3249 | 174.4302 | 171.0918 | 165.411 | 157.4299 | 147.3822 | 140.4068 | -0.45677 | -0.89435 | -0.5554 | -0.15916 | -0.098665 | -1.3218 | -0.56488 | -0.49812 | -0.41959 | -0.16994 | -0.087126 | 0.06468 | 0.092055 | 0.86166 | 5.5308 | 5.3819 | 4.1881 | 3.5129 | 0.070875 | -1.313 | -1.6167 | -1.6195 | -1.3994 | -1.437 | 59.5886 | 58.2272 | 57.6691 | 57.0244 | 56.0957 | 55.2337 | 54.507 | 54.2213 | 55.4975 | 59.4103 | 64.2869 | 68.8273 | 72.3159 | 74.1592 | 75.2161 | 75.8716 | 75.7264 | 74.2574 | 72.2489 | 69.5896 | 66.2799 | 63.8104 | 61.6515 | 59.9631 | 3.0127 | 2.6764 | 2.9324 | 3.4739 | 4.4686 | 3.5339 | 3.4688 | 3.6202 | 3.8832 | 3.7088 | 3.652 | 4.115 | 4.3 | 4.7427 | 5.2126 | 5.1208 | 4.9722 | 4.2618 | 3.6029 | 3.6356 | 3.252 | 3.2182 | 3.3661 | 3.2875
Portfolio Adjusted1-in-10AllOther2016April Monthly Peak | Portfolio Adjusted | 1-in-10 | All | Other | 2016 | April Monthly Peak | 4 | 135.255 | 131.543 | 127.7472 | 126.9422 | 134.5422 | 154.7847 | 181.194 | 200.5151 | 213.4797 | 221.6611 | 231.8093 | 234.9949 | 234.7979 | 237.9066 | 232.3605 | 220.0274 | 205.6498 | 191.2776 | 181.1143 | 178.3151 | 174.2215 | 165.5791 | 154.7818 | 147.7176 | -0.45186 | -0.63999 | -0.41377 | -0.25489 | -0.25721 | -0.91358 | -0.52942 | -0.76502 | -0.57253 | -0.39886 | -0.62082 | -0.302 | -0.15721 | 1.1479 | 6.0384 | 6.1011 | 5.077 | 4.274 | 0.97058 | -0.50919 | -0.89227 | -1.1209 | -1.2493 | -1.3671 | 69.4145 | 68.2991 | 66.8827 | 66.0582 | 65.1604 | 64.1178 | 63.4733 | 63.5078 | 66.6179 | 72.0741 | 77.3108 | 82.2921 | 85.5069 | 87.5139 | 88.5178 | 88.8738 | 88.4979 | 87.3991 | 85.3489 | 81.6086 | 77.1285 | 73.5847 | 71.1319 | 69.2612 | 2.9248 | 2.5964 | 2.8481 | 3.3752 | 4.3563 | 3.443 | 3.3093 | 3.5052 | 3.846 | 3.746 | 3.7277 | 4.2056 | 4.4173 | 4.8615 | 5.3385 | 5.232 | 5.0537 | 4.2586 | 3.5046 | 3.5496 | 3.2087 | 3.1709 | 3.3118 | 3.2402
Portfolio Adjusted1-in-10AllOther2016May Monthly Peak | Portfolio Adjusted | 1-in-10 | All | Other | 2016 | May Monthly Peak | 5 | 135.9592 | 132.5307 | 129.3917 | 128.7043 | 136.9558 | 157.7347 | 183.6358 | 206.8274 | 222.0985 | 232.8587 | 243.5985 | 246.6208 | 245.1454 | 247.4565 | 241.1702 | 227.5165 | 212.2582 | 195.9739 | 184.3243 | 179.113 | 176.1563 | 167.7813 | 157.2501 | 150.1524 | -0.44323 | -0.49825 | -0.33567 | -0.30471 | -0.34178 | -0.69219 | -0.51295 | -0.92026 | -0.66383 | -0.53415 | -0.93327 | -0.51567 | -0.30113 | 1.3024 | 6.2631 | 6.4304 | 5.5198 | 4.6534 | 1.4518 | -0.072796 | -0.48563 | -0.8359 | -1.1555 | -1.3149 | 72.935 | 71.2912 | 70.0046 | 69.0612 | 68.1979 | 67.2663 | 67.0037 | 67.3963 | 70.7558 | 76.0575 | 80.9328 | 84.3473 | 87.2869 | 89.2499 | 90.3494 | 90.6504 | 89.7335 | 88.1949 | 86.8 | 84.2016 | 80.3099 | 76.5589 | 74.1935 | 71.932 | 2.9328 | 2.6095 | 2.8777 | 3.4137 | 4.4235 | 3.5 | 3.3456 | 3.6067 | 3.9914 | 3.9255 | 3.9076 | 4.4028 | 4.6006 | 5.0442 | 5.5273 | 5.3967 | 5.2033 | 4.3524 | 3.558 | 3.5568 | 3.2364 | 3.2051 | 3.3563 | 3.2855
Portfolio Adjusted1-in-10AllOther2016June Monthly Peak | Portfolio Adjusted | 1-in-10 | All | Other | 2016 | June Monthly Peak | 6 | 139.955 | 136.1646 | 132.7423 | 131.7765 | 139.6964 | 159.3341 | 183.9015 | 204.5987 | 217.1322 | 224.7263 | 234.2488 | 235.9795 | 231.3648 | 232.7401 | 226.543 | 216.5731 | 204.3127 | 190.8272 | 183.1354 | 177.2894 | 175.9897 | 168.4144 | 157.4659 | 150.8015 | -0.46451 | -0.62181 | -0.40683 | -0.27739 | -0.28909 | -0.87529 | -0.53095 | -0.81564 | -0.60033 | -0.43439 | -0.70029 | -0.35462 | -0.18983 | 1.1505 | 5.8861 | 6.0366 | 5.1166 | 4.3361 | 1.1059 | -0.389 | -0.78894 | -1.0588 | -1.2402 | -1.3754 | 69.7435 | 68.6278 | 67.8003 | 66.8872 | 65.8108 | 64.7786 | 64.2621 | 65.4967 | 69.0302 | 73.6747 | 78.5135 | 82.8144 | 85.6246 | 87.5198 | 88.6857 | 88.8759 | 89.0441 | 87.9623 | 86.933 | 84.5212 | 80.8202 | 77.0516 | 74.7856 | 73.0864 | 3.0178 | 2.68 | 2.951 | 3.4938 | 4.5102 | 3.534 | 3.3491 | 3.5664 | 3.9006 | 3.7869 | 3.7561 | 4.2111 | 4.3403 | 4.7423 | 5.19 | 5.1351 | 5.0065 | 4.2364 | 3.5336 | 3.5191 | 3.2321 | 3.2159 | 3.3596 | 3.2983
Portfolio Adjusted1-in-10AllOther2016July Monthly Peak | Portfolio Adjusted | 1-in-10 | All | Other | 2016 | July Monthly Peak | 7 | 142.7786 | 139.4129 | 136.6917 | 135.4962 | 144.0849 | 164.8779 | 190.574 | 210.4468 | 222.3118 | 230.4679 | 239.41 | 240.1607 | 234.9678 | 237.0303 | 230.8504 | 221.032 | 208.9615 | 196.0579 | 187.0345 | 182.0238 | 181.1442 | 173.2155 | 161.6204 | 154.0725 | -0.46021 | -0.45388 | -0.31444 | -0.34299 | -0.39791 | -0.60977 | -0.52117 | -0.99719 | -0.69557 | -0.58061 | -1.043 | -0.59036 | -0.34847 | 1.2948 | 5.9932 | 6.301 | 5.5595 | 4.7805 | 1.6877 | 0.12919 | -0.30417 | -0.72185 | -1.1343 | -1.3143 | 75.1081 | 73.6704 | 72.4857 | 71.3948 | 70.6575 | 70.0245 | 69.7272 | 70.1872 | 72.8308 | 77.2529 | 81.858 | 85.4504 | 87.2165 | 88.0065 | 89.1882 | 89.9104 | 89.6091 | 88.9302 | 87.5956 | 85.34 | 81.9122 | 78.7203 | 76.6742 | 75.3381 | 3.0992 | 2.7622 | 3.0591 | 3.6163 | 4.6829 | 3.6814 | 3.4938 | 3.6928 | 4.0203 | 3.9096 | 3.8645 | 4.3143 | 4.4373 | 4.862 | 5.3239 | 5.2758 | 5.1546 | 4.3816 | 3.6329 | 3.6372 | 3.3489 | 3.3297 | 3.4712 | 3.3924
Portfolio Adjusted1-in-10AllOther2016August Monthly Peak | Portfolio Adjusted | 1-in-10 | All | Other | 2016 | August Monthly Peak | 8 | 146.5909 | 142.8676 | 139.3826 | 139.0625 | 148.1288 | 170.1097 | 198.6726 | 221.0005 | 235.8613 | 245.5478 | 255.7432 | 257.8256 | 253.3203 | 255.7978 | 248.5826 | 235.6809 | 219.7197 | 203.6082 | 193.653 | 188.8091 | 185.8658 | 177.31 | 165.9217 | 158.5884 | -0.46533 | -0.36948 | -0.26622 | -0.3823 | -0.46144 | -0.47318 | -0.52785 | -1.1321 | -0.7818 | -0.69211 | -1.2927 | -0.75958 | -0.4614 | 1.4652 | 6.4509 | 6.7949 | 6.021 | 5.1372 | 2.0426 | 0.414 | -0.045979 | -0.54699 | -1.0918 | -1.305 | 74.6993 | 73.8648 | 73.0073 | 72.2747 | 71.5936 | 71.1846 | 70.8677 | 71.086 | 73.6384 | 78.4862 | 82.8865 | 87.0035 | 89.9544 | 91.8978 | 93.0144 | 94.0565 | 94.3686 | 93.5684 | 92.7071 | 90.1118 | 86.0869 | 83.0266 | 80.9507 | 78.8564 | 3.2304 | 2.8737 | 3.1668 | 3.768 | 4.8876 | 3.856 | 3.6977 | 3.937 | 4.3303 | 4.2288 | 4.191 | 4.7022 | 4.8567 | 5.3268 | 5.8201 | 5.7111 | 5.5025 | 4.6196 | 3.8187 | 3.8302 | 3.4885 | 3.4603 | 3.6178 | 3.5449
Portfolio Adjusted1-in-10AllOther2016September Monthly Peak | Portfolio Adjusted | 1-in-10 | All | Other | 2016 | September Monthly Peak | 9 | 145.5904 | 142.7474 | 139.6212 | 139.5216 | 149.5586 | 171.5703 | 202.4812 | 226.385 | 246.4957 | 259.3136 | 270.3144 | 272.2904 | 266.3441 | 268.9103 | 261.1487 | 245.7021 | 227.1726 | 209.1549 | 198.3864 | 194.7778 | 188.1102 | 179.6401 | 166.1911 | 158.5847 | -0.45688 | -0.29839 | -0.2263 | -0.40606 | -0.50505 | -0.36076 | -0.5263 | -1.224 | -0.85098 | -0.78841 | -1.5062 | -0.90059 | -0.55187 | 1.5932 | 6.775 | 7.1427 | 6.3595 | 5.4085 | 2.3164 | 0.64101 | 0.15294 | -0.41017 | -1.0397 | -1.2695 | 76.9624 | 75.8514 | 74.7984 | 74.1532 | 73.4153 | 72.9323 | 72.6523 | 72.6411 | 74.5556 | 78.9248 | 83.6001 | 87.9513 | 91.2703 | 93.5985 | 94.3613 | 94.3576 | 93.5634 | 91.995 | 90.2741 | 87.29 | 83.4499 | 80.4761 | 78.2129 | 76.5193 | 3.2596 | 2.9171 | 3.2228 | 3.8408 | 5.0135 | 3.9511 | 3.8287 | 4.0972 | 4.5977 | 4.5371 | 4.5004 | 5.0452 | 5.1878 | 5.6892 | 6.2119 | 6.0489 | 5.7799 | 4.8211 | 3.9745 | 4.0143 | 3.5869 | 3.5617 | 3.6815 | 3.6014
Portfolio Adjusted1-in-10AllOther2016October Monthly Peak | Portfolio Adjusted | 1-in-10 | All | Other | 2016 | October Monthly Peak | 10 | 141.5799 | 137.7375 | 134.198 | 133.2962 | 141.6312 | 162.7911 | 193.0775 | 212.6965 | 227.9063 | 239.3623 | 250.4003 | 255.06 | 253.601 | 256.3974 | 250.0421 | 235.9717 | 218.2299 | 202.0847 | 194.581 | 187.6367 | 180.6116 | 171.8992 | 159.9745 | 152.4707 | -0.4653 | -0.56763 | -0.37643 | -0.2999 | -0.32641 | -0.79497 | -0.54744 | -0.90227 | -0.65831 | -0.51037 | -0.86492 | -0.46611 | -0.26518 | 1.3127 | 6.4949 | 6.6282 | 5.581 | 4.706 | 1.3724 | -0.22653 | -0.63757 | -0.9569 | -1.2133 | -1.36 | 72.2214 | 71.0551 | 70.3259 | 69.3262 | 68.3269 | 67.4486 | 67.183 | 66.7784 | 67.4026 | 71.2519 | 76.4638 | 82.074 | 86.6388 | 89.3541 | 90.2257 | 90.546 | 90.0706 | 88.7099 | 85.5822 | 81.0303 | 77.2766 | 74.8768 | 73.18 | 71.6094 | 3.049 | 2.7075 | 2.9797 | 3.5296 | 4.567 | 3.6062 | 3.5118 | 3.7029 | 4.089 | 4.0285 | 4.0101 | 4.5459 | 4.7515 | 5.2178 | 5.7211 | 5.5881 | 5.3409 | 4.4807 | 3.7498 | 3.7199 | 3.3128 | 3.2784 | 3.4088 | 3.3307
Portfolio Adjusted1-in-10AllOther2016November Monthly Peak | Portfolio Adjusted | 1-in-10 | All | Other | 2016 | November Monthly Peak | 11 | 134.219 | 130.9148 | 127.1291 | 126.1925 | 134.5655 | 155.7904 | 182.3252 | 200.8457 | 213.7354 | 222.1146 | 231.3507 | 234.8502 | 233.5656 | 236.1748 | 229.2996 | 216.4049 | 203.7446 | 194.3828 | 183.9091 | 175.655 | 168.8331 | 160.7162 | 150.8607 | 144.6757 | -0.45175 | -0.68169 | -0.43712 | -0.23935 | -0.23296 | -0.99246 | -0.53998 | -0.72689 | -0.55293 | -0.36571 | -0.53709 | -0.24329 | -0.11602 | 1.1075 | 5.9601 | 5.9649 | 4.9469 | 4.2593 | 0.84238 | -0.63464 | -0.98814 | -1.1769 | -1.2514 | -1.3613 | 68.9321 | 67.6238 | 66.9139 | 65.7319 | 65.0891 | 64.3072 | 63.6657 | 63.7386 | 65.9412 | 70.7958 | 76.7148 | 81.3378 | 84.4011 | 85.8745 | 86.7901 | 86.5511 | 84.7413 | 81.9134 | 78.8573 | 75.5931 | 73.2156 | 71.5236 | 69.8075 | 68.5946 | 2.9177 | 2.5976 | 2.8492 | 3.3729 | 4.3799 | 3.4835 | 3.3474 | 3.5294 | 3.8708 | 3.7733 | 3.7398 | 4.225 | 4.4172 | 4.8514 | 5.2958 | 5.1728 | 5.0332 | 4.3504 | 3.5774 | 3.515 | 3.1258 | 3.0939 | 3.2448 | 3.1901
Portfolio Adjusted1-in-10AllOther2016December Monthly Peak | Portfolio Adjusted | 1-in-10 | All | Other | 2016 | December Monthly Peak | 12 | 124.8181 | 121.0703 | 117.7481 | 116.9808 | 125.1331 | 146.0488 | 173.5292 | 189.4729 | 198.2893 | 199.5469 | 200.7501 | 197.5894 | 191.6303 | 191.2295 | 183.7489 | 175.425 | 169.7797 | 166.6175 | 163.1509 | 157.3943 | 152.3338 | 147.0893 | 137.8928 | 131.4749 | -0.43683 | -0.85241 | -0.53075 | -0.15212 | -0.095492 | -1.2971 | -0.55092 | -0.48648 | -0.41203 | -0.16494 | -0.082209 | 0.05933 | 0.082385 | 0.75784 | 4.7814 | 4.6798 | 3.7513 | 3.264 | 0.066292 | -1.2079 | -1.4889 | -1.5131 | -1.3093 | -1.3456 | 45.8173 | 45.143 | 44.7731 | 44.5366 | 44.3799 | 44.0969 | 44.5106 | 44.6156 | 45.1071 | 46.8101 | 48.8146 | 50.7358 | 52.1539 | 52.5269 | 52.5344 | 52.4715 | 52.0224 | 50.8772 | 49.5848 | 48.4071 | 47.1914 | 46.5176 | 46.2466 | 45.6658 | 2.8812 | 2.5509 | 2.8023 | 3.3202 | 4.3249 | 3.4678 | 3.3831 | 3.5356 | 3.8133 | 3.5997 | 3.4459 | 3.7747 | 3.8483 | 4.1712 | 4.5064 | 4.4527 | 4.4536 | 3.9598 | 3.37 | 3.3445 | 2.9949 | 3.0068 | 3.1494 | 3.0784
Portfolio Adjusted1-in-10AllOther2016Typical Event Day | Portfolio Adjusted | 1-in-10 | All | Other | 2016 | Typical Event Day | 8 | 145.7555 | 142.0587 | 138.4038 | 138.0466 | 147.0146 | 168.8267 | 197.1945 | 218.8481 | 232.7793 | 241.6382 | 251.3898 | 253.4296 | 249.0475 | 251.6281 | 244.7062 | 232.1125 | 216.4735 | 200.8427 | 191.3629 | 186.681 | 183.9268 | 175.5035 | 164.3499 | 157.1223 | -0.46841 | -0.44389 | -0.30781 | -0.35533 | -0.41617 | -0.5941 | -0.53627 | -1.0534 | -0.73678 | -0.6229 | -1.1296 | -0.64716 | -0.38584 | 1.3876 | 6.3524 | 6.6316 | 5.7932 | 4.9305 | 1.7838 | 0.18665 | -0.25733 | -0.69422 | -1.1394 | -1.331 | 74.1283 | 73.0036 | 72.0229 | 71.1775 | 70.3693 | 69.73 | 69.3773 | 69.8528 | 72.5138 | 77.0847 | 81.7145 | 85.8049 | 88.5165 | 90.2556 | 91.3124 | 91.8001 | 91.6463 | 90.614 | 89.3774 | 86.8157 | 83.0673 | 79.8187 | 77.6559 | 75.95 | 3.1713 | 2.8213 | 3.1047 | 3.6931 | 4.7894 | 3.7784 | 3.6237 | 3.8493 | 4.2195 | 4.1088 | 4.0674 | 4.5635 | 4.7143 | 5.1736 | 5.6568 | 5.5533 | 5.3525 | 4.4991 | 3.7258 | 3.7391 | 3.4084 | 3.3816 | 3.5382 | 3.4677
Portfolio Adjusted1-in-10AllOther2017January Monthly Peak | Portfolio Adjusted | 1-in-10 | All | Other | 2017 | January Monthly Peak | 1 | 124.0506 | 120.573 | 117.2342 | 117.7733 | 126.6044 | 148.3505 | 177.8109 | 194.9828 | 203.8489 | 203.4822 | 204.2861 | 200.3302 | 192.8734 | 192.5922 | 184.6201 | 176.0061 | 168.5954 | 166.4853 | 163.7274 | 157.3205 | 151.8793 | 146.3883 | 137.642 | 131.7168 | -0.43414 | -0.84891 | -0.52843 | -0.15315 | -0.096615 | -1.3175 | -0.56451 | -0.50063 | -0.42358 | -0.16819 | -0.083657 | 0.060153 | 0.08292 | 0.76324 | 4.8041 | 4.6953 | 3.7251 | 3.2614 | 0.066526 | -1.2073 | -1.4844 | -1.5059 | -1.3069 | -1.3481 | 44.995 | 44.2335 | 43.5126 | 43.0005 | 42.6075 | 42.3247 | 42.1643 | 41.8712 | 42.4274 | 44.7288 | 47.4058 | 49.7792 | 51.7142 | 52.3213 | 52.5409 | 52.4412 | 51.5435 | 50.2477 | 48.4205 | 46.7966 | 45.5047 | 44.7125 | 44.059 | 43.3612 | 2.8635 | 2.5404 | 2.79 | 3.3427 | 4.3757 | 3.5224 | 3.4665 | 3.6384 | 3.9202 | 3.6707 | 3.5066 | 3.827 | 3.8733 | 4.201 | 4.5277 | 4.4675 | 4.4226 | 3.9566 | 3.3819 | 3.3429 | 2.9859 | 2.9924 | 3.1437 | 3.0841
Portfolio Adjusted1-in-10AllOther2017February Monthly Peak | Portfolio Adjusted | 1-in-10 | All | Other | 2017 | February Monthly Peak | 2 | 126.0506 | 122.6859 | 118.9915 | 119.2704 | 126.9806 | 147.6426 | 176.1947 | 191.5569 | 200.2726 | 201.7929 | 205.6917 | 205.5983 | 201.5911 | 204.1661 | 198.4622 | 187.6014 | 177.4177 | 171.8725 | 168.8683 | 161.8436 | 156.1695 | 149.7821 | 140.2626 | 133.8324 | -0.44114 | -0.86379 | -0.53635 | -0.15509 | -0.096902 | -1.3112 | -0.55938 | -0.49183 | -0.41615 | -0.16679 | -0.084232 | 0.061735 | 0.086668 | 0.8091 | 5.1643 | 5.0047 | 3.9201 | 3.3669 | 0.068615 | -1.242 | -1.5264 | -1.5408 | -1.3318 | -1.3697 | 52.1342 | 51.383 | 50.6227 | 50.1277 | 49.9752 | 49.2561 | 48.2087 | 48.6509 | 49.9937 | 52.0803 | 54.316 | 55.8483 | 57.6381 | 59.1637 | 60.1083 | 60.3437 | 59.5355 | 58.7266 | 56.9099 | 55.0277 | 53.5354 | 52.3124 | 51.7092 | 50.8362 | 2.9096 | 2.5849 | 2.8318 | 3.3851 | 4.3887 | 3.5056 | 3.435 | 3.5745 | 3.8514 | 3.6402 | 3.5308 | 3.9277 | 4.0484 | 4.4534 | 4.8672 | 4.7618 | 4.654 | 4.0846 | 3.4881 | 3.439 | 3.0703 | 3.0618 | 3.2035 | 3.1336
Portfolio Adjusted1-in-10AllOther2017March Monthly Peak | Portfolio Adjusted | 1-in-10 | All | Other | 2017 | March Monthly Peak | 3 | 130.5158 | 127.0279 | 123.2178 | 122.3986 | 129.2918 | 148.8351 | 177.9277 | 194.0049 | 201.926 | 205.5957 | 212.7565 | 215.4057 | 214.1221 | 217.4291 | 212.5463 | 201.7437 | 189.5491 | 179.3249 | 174.4302 | 171.0918 | 165.411 | 157.4299 | 147.3822 | 140.4068 | -0.45677 | -0.89435 | -0.5554 | -0.15916 | -0.098665 | -1.3218 | -0.56488 | -0.49812 | -0.41959 | -0.16994 | -0.087126 | 0.06468 | 0.092055 | 0.86166 | 5.5308 | 5.3819 | 4.1881 | 3.5129 | 0.070875 | -1.313 | -1.6167 | -1.6195 | -1.3994 | -1.437 | 59.5886 | 58.2272 | 57.6691 | 57.0244 | 56.0957 | 55.2337 | 54.507 | 54.2213 | 55.4975 | 59.4103 | 64.2869 | 68.8273 | 72.3159 | 74.1592 | 75.2161 | 75.8716 | 75.7264 | 74.2574 | 72.2489 | 69.5896 | 66.2799 | 63.8104 | 61.6515 | 59.9631 | 3.0127 | 2.6764 | 2.9324 | 3.4739 | 4.4686 | 3.5339 | 3.4688 | 3.6202 | 3.8832 | 3.7088 | 3.652 | 4.115 | 4.3 | 4.7427 | 5.2126 | 5.1208 | 4.9722 | 4.2618 | 3.6029 | 3.6356 | 3.252 | 3.2182 | 3.3661 | 3.2875
Portfolio Adjusted1-in-10AllOther2017April Monthly Peak | Portfolio Adjusted | 1-in-10 | All | Other | 2017 | April Monthly Peak | 4 | 135.255 | 131.543 | 127.7472 | 126.9422 | 134.5422 | 154.7847 | 181.194 | 200.5151 | 213.4797 | 221.6611 | 231.8093 | 234.9949 | 234.7979 | 237.9066 | 232.3605 | 220.0274 | 205.6498 | 191.2776 | 181.1143 | 178.3151 | 174.2215 | 165.5791 | 154.7818 | 147.7176 | -0.45186 | -0.63999 | -0.41377 | -0.25489 | -0.25721 | -0.91358 | -0.52942 | -0.76502 | -0.57253 | -0.39886 | -0.62082 | -0.302 | -0.15721 | 1.1479 | 6.0384 | 6.1011 | 5.077 | 4.274 | 0.97058 | -0.50919 | -0.89227 | -1.1209 | -1.2493 | -1.3671 | 69.4145 | 68.2991 | 66.8827 | 66.0582 | 65.1604 | 64.1178 | 63.4733 | 63.5078 | 66.6179 | 72.0741 | 77.3108 | 82.2921 | 85.5069 | 87.5139 | 88.5178 | 88.8738 | 88.4979 | 87.3991 | 85.3489 | 81.6086 | 77.1285 | 73.5847 | 71.1319 | 69.2612 | 2.9248 | 2.5964 | 2.8481 | 3.3752 | 4.3563 | 3.443 | 3.3093 | 3.5052 | 3.846 | 3.746 | 3.7277 | 4.2056 | 4.4173 | 4.8615 | 5.3385 | 5.232 | 5.0537 | 4.2586 | 3.5046 | 3.5496 | 3.2087 | 3.1709 | 3.3118 | 3.2402
Portfolio Adjusted1-in-10AllOther2017May Monthly Peak | Portfolio Adjusted | 1-in-10 | All | Other | 2017 | May Monthly Peak | 5 | 135.9592 | 132.5307 | 129.3917 | 128.7043 | 136.9558 | 157.7347 | 183.6358 | 206.8275 | 222.0985 | 232.8587 | 243.5985 | 246.6208 | 245.1454 | 247.4565 | 241.1702 | 227.5165 | 212.2582 | 195.9739 | 184.3243 | 179.113 | 176.1563 | 167.7813 | 157.2501 | 150.1524 | -0.44323 | -0.49825 | -0.33567 | -0.30471 | -0.34178 | -0.69219 | -0.51295 | -0.92026 | -0.66383 | -0.53415 | -0.93327 | -0.51567 | -0.30113 | 1.3024 | 6.2631 | 6.4304 | 5.5198 | 4.6534 | 1.4518 | -0.072796 | -0.48563 | -0.8359 | -1.1555 | -1.3149 | 72.935 | 71.2912 | 70.0046 | 69.0612 | 68.1979 | 67.2663 | 67.0037 | 67.3963 | 70.7558 | 76.0575 | 80.9328 | 84.3473 | 87.2869 | 89.2499 | 90.3494 | 90.6504 | 89.7335 | 88.1949 | 86.8001 | 84.2016 | 80.3099 | 76.5589 | 74.1936 | 71.932 | 2.9328 | 2.6095 | 2.8777 | 3.4137 | 4.4235 | 3.5 | 3.3456 | 3.6067 | 3.9914 | 3.9255 | 3.9076 | 4.4028 | 4.6006 | 5.0442 | 5.5273 | 5.3967 | 5.2033 | 4.3524 | 3.558 | 3.5568 | 3.2364 | 3.2051 | 3.3563 | 3.2855
Portfolio Adjusted1-in-10AllOther2017June Monthly Peak | Portfolio Adjusted | 1-in-10 | All | Other | 2017 | June Monthly Peak | 6 | 139.955 | 136.1646 | 132.7423 | 131.7765 | 139.6964 | 159.3341 | 183.9015 | 204.5987 | 217.1322 | 224.7263 | 234.2487 | 235.9795 | 231.3648 | 232.7401 | 226.543 | 216.5731 | 204.3127 | 190.8272 | 183.1354 | 177.2894 | 175.9897 | 168.4144 | 157.4659 | 150.8015 | -0.46451 | -0.62181 | -0.40683 | -0.27739 | -0.28909 | -0.87529 | -0.53095 | -0.81564 | -0.60033 | -0.43439 | -0.70029 | -0.35462 | -0.18983 | 1.1505 | 5.8861 | 6.0366 | 5.1166 | 4.3361 | 1.1059 | -0.389 | -0.78894 | -1.0588 | -1.2402 | -1.3754 | 69.7435 | 68.6278 | 67.8003 | 66.8872 | 65.8108 | 64.7786 | 64.2621 | 65.4967 | 69.0302 | 73.6747 | 78.5135 | 82.8144 | 85.6246 | 87.5198 | 88.6857 | 88.8759 | 89.0441 | 87.9623 | 86.933 | 84.5212 | 80.8202 | 77.0516 | 74.7856 | 73.0864 | 3.0178 | 2.68 | 2.951 | 3.4938 | 4.5102 | 3.534 | 3.3491 | 3.5664 | 3.9006 | 3.7869 | 3.7561 | 4.2111 | 4.3403 | 4.7423 | 5.19 | 5.1351 | 5.0065 | 4.2364 | 3.5336 | 3.5191 | 3.2321 | 3.2159 | 3.3596 | 3.2983
Portfolio Adjusted1-in-10AllOther2017July Monthly Peak | Portfolio Adjusted | 1-in-10 | All | Other | 2017 | July Monthly Peak | 7 | 142.7786 | 139.4129 | 136.6917 | 135.4962 | 144.0849 | 164.8779 | 190.574 | 210.4468 | 222.3118 | 230.4679 | 239.41 | 240.1606 | 234.9678 | 237.0303 | 230.8504 | 221.032 | 208.9615 | 196.0579 | 187.0345 | 182.0238 | 181.1442 | 173.2155 | 161.6204 | 154.0725 | -0.46021 | -0.45388 | -0.31444 | -0.34299 | -0.39791 | -0.60977 | -0.52117 | -0.99719 | -0.69557 | -0.58061 | -1.043 | -0.59036 | -0.34847 | 1.2948 | 5.9932 | 6.301 | 5.5595 | 4.7805 | 1.6877 | 0.12919 | -0.30417 | -0.72185 | -1.1343 | -1.3143 | 75.1081 | 73.6704 | 72.4857 | 71.3948 | 70.6575 | 70.0245 | 69.7272 | 70.1872 | 72.8308 | 77.2529 | 81.858 | 85.4504 | 87.2165 | 88.0065 | 89.1882 | 89.9104 | 89.6091 | 88.9302 | 87.5956 | 85.34 | 81.9122 | 78.7203 | 76.6742 | 75.3381 | 3.0992 | 2.7622 | 3.0591 | 3.6163 | 4.6829 | 3.6814 | 3.4938 | 3.6928 | 4.0203 | 3.9096 | 3.8645 | 4.3143 | 4.4373 | 4.862 | 5.3239 | 5.2758 | 5.1546 | 4.3816 | 3.6329 | 3.6372 | 3.3489 | 3.3297 | 3.4712 | 3.3924
Portfolio Adjusted1-in-10AllOther2017August Monthly Peak | Portfolio Adjusted | 1-in-10 | All | Other | 2017 | August Monthly Peak | 8 | 146.5909 | 142.8676 | 139.3826 | 139.0625 | 148.1288 | 170.1097 | 198.6726 | 221.0005 | 235.8613 | 245.5478 | 255.7432 | 257.8256 | 253.3203 | 255.7978 | 248.5826 | 235.6809 | 219.7197 | 203.6082 | 193.653 | 188.8091 | 185.8658 | 177.31 | 165.9217 | 158.5884 | -0.46533 | -0.36948 | -0.26622 | -0.3823 | -0.46144 | -0.47318 | -0.52785 | -1.1321 | -0.7818 | -0.69211 | -1.2927 | -0.75958 | -0.4614 | 1.4652 | 6.4509 | 6.7949 | 6.021 | 5.1372 | 2.0426 | 0.414 | -0.045979 | -0.54699 | -1.0918 | -1.305 | 74.6993 | 73.8648 | 73.0073 | 72.2747 | 71.5936 | 71.1846 | 70.8677 | 71.086 | 73.6384 | 78.4862 | 82.8865 | 87.0035 | 89.9544 | 91.8978 | 93.0144 | 94.0565 | 94.3686 | 93.5684 | 92.7071 | 90.1118 | 86.0869 | 83.0266 | 80.9507 | 78.8564 | 3.2304 | 2.8737 | 3.1668 | 3.768 | 4.8876 | 3.856 | 3.6977 | 3.937 | 4.3303 | 4.2288 | 4.191 | 4.7022 | 4.8567 | 5.3268 | 5.8201 | 5.7111 | 5.5025 | 4.6196 | 3.8187 | 3.8302 | 3.4885 | 3.4603 | 3.6178 | 3.5449
Portfolio Adjusted1-in-10AllOther2017September Monthly Peak | Portfolio Adjusted | 1-in-10 | All | Other | 2017 | September Monthly Peak | 9 | 145.5904 | 142.7474 | 139.6212 | 139.5216 | 149.5586 | 171.5703 | 202.4812 | 226.385 | 246.4957 | 259.3136 | 270.3144 | 272.2904 | 266.3441 | 268.9103 | 261.1486 | 245.7021 | 227.1726 | 209.1549 | 198.3864 | 194.7778 | 188.1102 | 179.6401 | 166.1911 | 158.5847 | -0.45688 | -0.29839 | -0.2263 | -0.40606 | -0.50505 | -0.36076 | -0.5263 | -1.224 | -0.85098 | -0.78841 | -1.5062 | -0.90059 | -0.55187 | 1.5932 | 6.775 | 7.1427 | 6.3595 | 5.4085 | 2.3164 | 0.64101 | 0.15294 | -0.41017 | -1.0397 | -1.2695 | 76.9624 | 75.8514 | 74.7984 | 74.1532 | 73.4154 | 72.9323 | 72.6523 | 72.6412 | 74.5556 | 78.9248 | 83.6001 | 87.9513 | 91.2703 | 93.5985 | 94.3613 | 94.3575 | 93.5634 | 91.995 | 90.2741 | 87.29 | 83.4499 | 80.4761 | 78.2129 | 76.5193 | 3.2596 | 2.9171 | 3.2228 | 3.8408 | 5.0135 | 3.9511 | 3.8287 | 4.0972 | 4.5977 | 4.5371 | 4.5004 | 5.0452 | 5.1878 | 5.6892 | 6.2119 | 6.0489 | 5.7799 | 4.8211 | 3.9745 | 4.0143 | 3.5869 | 3.5617 | 3.6815 | 3.6014
Portfolio Adjusted1-in-10AllOther2017October Monthly Peak | Portfolio Adjusted | 1-in-10 | All | Other | 2017 | October Monthly Peak | 10 | 141.5799 | 137.7375 | 134.198 | 133.2962 | 141.6312 | 162.7911 | 193.0775 | 212.6965 | 227.9063 | 239.3623 | 250.4003 | 255.06 | 253.601 | 256.3974 | 250.0421 | 235.9717 | 218.2299 | 202.0847 | 194.581 | 187.6367 | 180.6116 | 171.8992 | 159.9745 | 152.4707 | -0.4653 | -0.56763 | -0.37643 | -0.2999 | -0.32641 | -0.79497 | -0.54744 | -0.90227 | -0.65831 | -0.51037 | -0.86492 | -0.46611 | -0.26518 | 1.3127 | 6.4949 | 6.6282 | 5.581 | 4.706 | 1.3724 | -0.22653 | -0.63757 | -0.9569 | -1.2133 | -1.36 | 72.2214 | 71.0551 | 70.3259 | 69.3262 | 68.3269 | 67.4486 | 67.183 | 66.7783 | 67.4026 | 71.2519 | 76.4638 | 82.074 | 86.6388 | 89.3541 | 90.2257 | 90.546 | 90.0705 | 88.7099 | 85.5822 | 81.0303 | 77.2766 | 74.8768 | 73.18 | 71.6094 | 3.049 | 2.7075 | 2.9797 | 3.5296 | 4.567 | 3.6062 | 3.5118 | 3.7029 | 4.089 | 4.0285 | 4.0101 | 4.5459 | 4.7515 | 5.2178 | 5.7211 | 5.5881 | 5.3409 | 4.4807 | 3.7498 | 3.7199 | 3.3128 | 3.2784 | 3.4088 | 3.3307
Portfolio Adjusted1-in-10AllOther2017November Monthly Peak | Portfolio Adjusted | 1-in-10 | All | Other | 2017 | November Monthly Peak | 11 | 134.219 | 130.9148 | 127.1291 | 126.1925 | 134.5655 | 155.7904 | 182.3251 | 200.8457 | 213.7354 | 222.1146 | 231.3507 | 234.8502 | 233.5656 | 236.1748 | 229.2996 | 216.4049 | 203.7446 | 194.3828 | 183.9091 | 175.655 | 168.8331 | 160.7162 | 150.8607 | 144.6757 | -0.45175 | -0.68169 | -0.43712 | -0.23935 | -0.23296 | -0.99246 | -0.53998 | -0.72689 | -0.55293 | -0.36571 | -0.53709 | -0.24329 | -0.11602 | 1.1075 | 5.9601 | 5.9649 | 4.9469 | 4.2593 | 0.84238 | -0.63464 | -0.98814 | -1.1769 | -1.2514 | -1.3613 | 68.9321 | 67.6238 | 66.9139 | 65.7319 | 65.0891 | 64.3072 | 63.6657 | 63.7386 | 65.9412 | 70.7958 | 76.7148 | 81.3378 | 84.4011 | 85.8745 | 86.7901 | 86.5511 | 84.7413 | 81.9134 | 78.8573 | 75.5931 | 73.2156 | 71.5236 | 69.8075 | 68.5946 | 2.9177 | 2.5976 | 2.8492 | 3.3729 | 4.3799 | 3.4835 | 3.3474 | 3.5294 | 3.8708 | 3.7733 | 3.7398 | 4.225 | 4.4172 | 4.8514 | 5.2958 | 5.1728 | 5.0332 | 4.3504 | 3.5774 | 3.515 | 3.1258 | 3.0939 | 3.2448 | 3.1901
Portfolio Adjusted1-in-10AllOther2017December Monthly Peak | Portfolio Adjusted | 1-in-10 | All | Other | 2017 | December Monthly Peak | 12 | 124.8181 | 121.0703 | 117.748 | 116.9808 | 125.1331 | 146.0488 | 173.5292 | 189.4729 | 198.2893 | 199.547 | 200.7501 | 197.5894 | 191.6303 | 191.2295 | 183.7489 | 175.425 | 169.7797 | 166.6175 | 163.1509 | 157.3943 | 152.3338 | 147.0893 | 137.8928 | 131.4749 | -0.43683 | -0.85241 | -0.53075 | -0.15212 | -0.095492 | -1.2971 | -0.55092 | -0.48648 | -0.41203 | -0.16494 | -0.082209 | 0.05933 | 0.082385 | 0.75784 | 4.7814 | 4.6798 | 3.7513 | 3.264 | 0.066292 | -1.2079 | -1.4889 | -1.5131 | -1.3093 | -1.3456 | 45.8173 | 45.143 | 44.7731 | 44.5366 | 44.3799 | 44.0969 | 44.5106 | 44.6156 | 45.1071 | 46.8101 | 48.8146 | 50.7358 | 52.1539 | 52.5269 | 52.5344 | 52.4715 | 52.0224 | 50.8772 | 49.5848 | 48.4071 | 47.1914 | 46.5176 | 46.2466 | 45.6658 | 2.8812 | 2.5509 | 2.8023 | 3.3202 | 4.3249 | 3.4678 | 3.3831 | 3.5356 | 3.8133 | 3.5997 | 3.4459 | 3.7747 | 3.8483 | 4.1712 | 4.5064 | 4.4527 | 4.4536 | 3.9598 | 3.37 | 3.3445 | 2.9949 | 3.0068 | 3.1494 | 3.0784
Portfolio Adjusted1-in-10AllOther2017Typical Event Day | Portfolio Adjusted | 1-in-10 | All | Other | 2017 | Typical Event Day | 8 | 145.7555 | 142.0587 | 138.4038 | 138.0466 | 147.0146 | 168.8267 | 197.1945 | 218.8481 | 232.7793 | 241.6382 | 251.3898 | 253.4296 | 249.0475 | 251.6281 | 244.7062 | 232.1125 | 216.4735 | 200.8427 | 191.3629 | 186.681 | 183.9268 | 175.5035 | 164.3499 | 157.1223 | -0.46841 | -0.44389 | -0.30781 | -0.35533 | -0.41617 | -0.5941 | -0.53627 | -1.0534 | -0.73678 | -0.6229 | -1.1296 | -0.64716 | -0.38584 | 1.3876 | 6.3524 | 6.6316 | 5.7932 | 4.9305 | 1.7838 | 0.18665 | -0.25733 | -0.69422 | -1.1394 | -1.331 | 74.1283 | 73.0036 | 72.0229 | 71.1775 | 70.3693 | 69.73 | 69.3773 | 69.8528 | 72.5138 | 77.0847 | 81.7145 | 85.8049 | 88.5165 | 90.2556 | 91.3124 | 91.8001 | 91.6463 | 90.614 | 89.3774 | 86.8157 | 83.0673 | 79.8187 | 77.6559 | 75.95 | 3.1713 | 2.8213 | 3.1047 | 3.6931 | 4.7894 | 3.7784 | 3.6237 | 3.8493 | 4.2195 | 4.1088 | 4.0674 | 4.5635 | 4.7143 | 5.1736 | 5.6568 | 5.5533 | 5.3525 | 4.4991 | 3.7258 | 3.7391 | 3.4084 | 3.3816 | 3.5382 | 3.4677
Portfolio Adjusted1-in-10AllOther2018January Monthly Peak | Portfolio Adjusted | 1-in-10 | All | Other | 2018 | January Monthly Peak | 1 | 124.0506 | 120.573 | 117.2342 | 117.7733 | 126.6044 | 148.3505 | 177.8109 | 194.9828 | 203.8488 | 203.4822 | 204.2861 | 200.3302 | 192.8734 | 192.5922 | 184.6201 | 176.0061 | 168.5954 | 166.4853 | 163.7274 | 157.3205 | 151.8793 | 146.3883 | 137.642 | 131.7168 | -0.43414 | -0.84891 | -0.52843 | -0.15315 | -0.096615 | -1.3175 | -0.56451 | -0.50063 | -0.42358 | -0.16819 | -0.083657 | 0.060153 | 0.08292 | 0.76324 | 4.8041 | 4.6953 | 3.7251 | 3.2614 | 0.066526 | -1.2073 | -1.4844 | -1.5059 | -1.3069 | -1.3481 | 44.995 | 44.2335 | 43.5126 | 43.0005 | 42.6075 | 42.3247 | 42.1643 | 41.8712 | 42.4274 | 44.7288 | 47.4058 | 49.7792 | 51.7142 | 52.3213 | 52.5409 | 52.4412 | 51.5435 | 50.2477 | 48.4205 | 46.7966 | 45.5047 | 44.7125 | 44.059 | 43.3612 | 2.8635 | 2.5404 | 2.79 | 3.3427 | 4.3757 | 3.5224 | 3.4665 | 3.6384 | 3.9202 | 3.6707 | 3.5066 | 3.827 | 3.8733 | 4.201 | 4.5277 | 4.4675 | 4.4226 | 3.9566 | 3.3819 | 3.3429 | 2.9859 | 2.9924 | 3.1437 | 3.0841
Portfolio Adjusted1-in-10AllOther2018February Monthly Peak | Portfolio Adjusted | 1-in-10 | All | Other | 2018 | February Monthly Peak | 2 | 126.0506 | 122.6859 | 118.9915 | 119.2704 | 126.9806 | 147.6426 | 176.1947 | 191.5569 | 200.2726 | 201.7929 | 205.6917 | 205.5983 | 201.5911 | 204.1661 | 198.4622 | 187.6014 | 177.4177 | 171.8725 | 168.8683 | 161.8436 | 156.1695 | 149.7821 | 140.2626 | 133.8324 | -0.44114 | -0.86379 | -0.53635 | -0.15509 | -0.096902 | -1.3112 | -0.55938 | -0.49183 | -0.41615 | -0.16679 | -0.084232 | 0.061735 | 0.086668 | 0.8091 | 5.1643 | 5.0047 | 3.9201 | 3.3669 | 0.068615 | -1.242 | -1.5264 | -1.5408 | -1.3318 | -1.3697 | 52.1342 | 51.383 | 50.6227 | 50.1277 | 49.9752 | 49.2561 | 48.2086 | 48.6509 | 49.9937 | 52.0803 | 54.316 | 55.8483 | 57.6381 | 59.1637 | 60.1083 | 60.3437 | 59.5355 | 58.7266 | 56.9099 | 55.0277 | 53.5354 | 52.3124 | 51.7092 | 50.8362 | 2.9096 | 2.5849 | 2.8318 | 3.3851 | 4.3887 | 3.5056 | 3.435 | 3.5745 | 3.8514 | 3.6402 | 3.5308 | 3.9277 | 4.0484 | 4.4534 | 4.8672 | 4.7618 | 4.654 | 4.0846 | 3.4881 | 3.439 | 3.0703 | 3.0618 | 3.2035 | 3.1336
Portfolio Adjusted1-in-10AllOther2018March Monthly Peak | Portfolio Adjusted | 1-in-10 | All | Other | 2018 | March Monthly Peak | 3 | 130.5158 | 127.0279 | 123.2178 | 122.3986 | 129.2918 | 148.8351 | 177.9277 | 194.0049 | 201.926 | 205.5957 | 212.7565 | 215.4057 | 214.1221 | 217.4291 | 212.5463 | 201.7437 | 189.5491 | 179.3249 | 174.4302 | 171.0918 | 165.411 | 157.4299 | 147.3822 | 140.4068 | -0.45677 | -0.89435 | -0.5554 | -0.15916 | -0.098665 | -1.3218 | -0.56488 | -0.49812 | -0.41959 | -0.16994 | -0.087126 | 0.06468 | 0.092055 | 0.86166 | 5.5308 | 5.3819 | 4.1881 | 3.5129 | 0.070875 | -1.313 | -1.6167 | -1.6195 | -1.3994 | -1.437 | 59.5886 | 58.2272 | 57.6691 | 57.0244 | 56.0957 | 55.2337 | 54.507 | 54.2213 | 55.4975 | 59.4103 | 64.2869 | 68.8273 | 72.3159 | 74.1592 | 75.2161 | 75.8716 | 75.7264 | 74.2574 | 72.2489 | 69.5896 | 66.2799 | 63.8104 | 61.6515 | 59.9631 | 3.0127 | 2.6764 | 2.9324 | 3.4739 | 4.4686 | 3.5339 | 3.4688 | 3.6202 | 3.8832 | 3.7088 | 3.652 | 4.115 | 4.3 | 4.7427 | 5.2126 | 5.1208 | 4.9722 | 4.2618 | 3.6029 | 3.6356 | 3.252 | 3.2182 | 3.3661 | 3.2875
Portfolio Adjusted1-in-10AllOther2018April Monthly Peak | Portfolio Adjusted | 1-in-10 | All | Other | 2018 | April Monthly Peak | 4 | 3.7811 | 3.6351 | 3.533 | 3.5185 | 3.6541 | 4.0218 | 4.4961 | 5.0043 | 5.7631 | 6.3757 | 6.9184 | 7.2339 | 7.3891 | 7.5521 | 7.5529 | 7.3491 | 6.9518 | 6.3458 | 5.7618 | 5.6521 | 5.4632 | 5.0439 | 4.5369 | 4.168 | -0.0042527 | -0.0060233 | -0.0038942 | -0.0023989 | -0.0024208 | -0.0085982 | -0.0049827 | -0.0072 | -0.0053884 | -0.0037539 | -0.0058429 | -0.0028423 | -0.0014796 | 0.010803 | 0.095375 | 0.1011 | 0.092356 | 0.074537 | 0.0091347 | -0.0047923 | -0.0083976 | -0.01055 | -0.011758 | -0.012867 | 66.8327 | 65.4199 | 63.7332 | 62.5691 | 61.4086 | 60.3065 | 59.716 | 59.6919 | 63.1265 | 69.4431 | 75.7698 | 81.054 | 84.1863 | 86.2328 | 87.4753 | 88.1368 | 87.9616 | 87.2568 | 85.182 | 82.0546 | 77.9106 | 74.1963 | 71.4369 | 69.7766 | 0.028356 | 0.025642 | 0.027284 | 0.032221 | 0.041412 | 0.033797 | 0.032119 | 0.033617 | 0.036936 | 0.036199 | 0.036222 | 0.040722 | 0.04269 | 0.046803 | 0.051159 | 0.050066 | 0.048275 | 0.040766 | 0.033632 | 0.034099 | 0.031026 | 0.030499 | 0.031826 | 0.031233
Portfolio Adjusted1-in-10AllOther2018May Monthly Peak | Portfolio Adjusted | 1-in-10 | All | Other | 2018 | May Monthly Peak | 5 | 3.9209 | 3.7679 | 3.6616 | 3.6425 | 3.7917 | 4.1659 | 4.5908 | 5.279 | 6.1832 | 6.9068 | 7.5087 | 7.8533 | 7.9743 | 8.1042 | 8.0675 | 7.8417 | 7.4077 | 6.7394 | 6.0707 | 5.821 | 5.7155 | 5.2875 | 4.7505 | 4.3548 | -0.0041715 | -0.0046893 | -0.0031592 | -0.0028678 | -0.0032167 | -0.0065146 | -0.0048277 | -0.0086611 | -0.0062476 | -0.0050272 | -0.0087836 | -0.0048533 | -0.0028341 | 0.012258 | 0.10033 | 0.10753 | 0.099911 | 0.080733 | 0.013663 | -0.00068512 | -0.0045706 | -0.0078671 | -0.010875 | -0.012375 | 73.239 | 71.2091 | 69.7679 | 68.4724 | 67.1181 | 65.9201 | 65.157 | 65.5105 | 69.1749 | 74.6512 | 79.9238 | 83.5222 | 86.882 | 89.0995 | 90.2511 | 90.5888 | 90.068 | 88.9745 | 87.5404 | 85.0328 | 81.0846 | 77.4639 | 74.9435 | 72.4343 | 0.028503 | 0.02586 | 0.027601 | 0.032612 | 0.042071 | 0.034357 | 0.032444 | 0.03464 | 0.038412 | 0.038036 | 0.038101 | 0.042771 | 0.044591 | 0.048675 | 0.053057 | 0.05173 | 0.049781 | 0.041744 | 0.034216 | 0.034218 | 0.031382 | 0.030899 | 0.032316 | 0.031729
Portfolio Adjusted1-in-10AllOther2018June Monthly Peak | Portfolio Adjusted | 1-in-10 | All | Other | 2018 | June Monthly Peak | 6 | 4.0732 | 3.9107 | 3.7911 | 3.7637 | 3.8941 | 4.2561 | 4.7131 | 5.4726 | 6.4126 | 7.1612 | 7.7712 | 8.118 | 8.2159 | 8.3492 | 8.3222 | 8.123 | 7.7379 | 7.0843 | 6.4143 | 6.024 | 5.9018 | 5.5047 | 4.9293 | 4.4896 | -0.0043718 | -0.0058522 | -0.003829 | -0.0026107 | -0.0027208 | -0.0082378 | -0.0049971 | -0.0076764 | -0.00565 | -0.0040882 | -0.0065909 | -0.0033375 | -0.0017866 | 0.010828 | 0.099452 | 0.10689 | 0.09963 | 0.0807 | 0.010408 | -0.0036611 | -0.0074252 | -0.0099651 | -0.011672 | -0.012945 | 73.1629 | 71.5818 | 70.4773 | 69.1579 | 68.1702 | 66.6173 | 65.7819 | 66.7572 | 70.8449 | 76.0341 | 81.1033 | 85.0963 | 87.8442 | 89.574 | 90.8009 | 91.4913 | 91.8439 | 91.1927 | 90.0448 | 87.9224 | 84.8651 | 81.0586 | 78.5506 | 76.5833 | 0.029339 | 0.026568 | 0.028318 | 0.033384 | 0.042899 | 0.034678 | 0.032524 | 0.034357 | 0.037695 | 0.03693 | 0.036914 | 0.041212 | 0.0424 | 0.046084 | 0.050104 | 0.049455 | 0.048093 | 0.040813 | 0.034122 | 0.033955 | 0.031429 | 0.031091 | 0.032429 | 0.031908
Portfolio Adjusted1-in-10AllOther2018July Monthly Peak | Portfolio Adjusted | 1-in-10 | All | Other | 2018 | July Monthly Peak | 7 | 4.2499 | 4.0832 | 3.9672 | 3.9325 | 4.073 | 4.503 | 5.0314 | 5.8177 | 6.8162 | 7.6265 | 8.2735 | 8.6275 | 8.732 | 8.878 | 8.8403 | 8.6221 | 8.2413 | 7.5424 | 6.7725 | 6.3489 | 6.2022 | 5.7784 | 5.1757 | 4.6917 | -0.0043313 | -0.0042717 | -0.0029594 | -0.0032281 | -0.003745 | -0.0057389 | -0.004905 | -0.0093851 | -0.0065464 | -0.0054644 | -0.0098166 | -0.0055562 | -0.0032797 | 0.012186 | 0.10354 | 0.11296 | 0.10771 | 0.08795 | 0.015884 | 0.0012159 | -0.0028627 | -0.0067937 | -0.010676 | -0.012369 | 76.9626 | 75.7336 | 74.5028 | 73.3394 | 72.429 | 71.4327 | 70.5943 | 70.8735 | 73.9618 | 78.9213 | 83.5554 | 87.2866 | 89.9488 | 91.6977 | 92.9926 | 93.6023 | 93.5148 | 92.9766 | 91.9662 | 89.6674 | 86.0337 | 82.4971 | 80.1762 | 78.4926 | 0.030174 | 0.027432 | 0.029373 | 0.034569 | 0.044552 | 0.036186 | 0.033995 | 0.035648 | 0.038953 | 0.038259 | 0.038158 | 0.042412 | 0.04354 | 0.047418 | 0.051536 | 0.050928 | 0.049624 | 0.042301 | 0.035158 | 0.035154 | 0.032618 | 0.032231 | 0.033553 | 0.03286
Portfolio Adjusted1-in-10AllOther2018August Monthly Peak | Portfolio Adjusted | 1-in-10 | All | Other | 2018 | August Monthly Peak | 8 | 4.3108 | 4.1369 | 4.0132 | 3.989 | 4.1417 | 4.5904 | 5.1639 | 5.9294 | 6.9879 | 7.8307 | 8.5193 | 8.8968 | 9.0027 | 9.148 | 9.1024 | 8.8474 | 8.4149 | 7.6605 | 6.8684 | 6.5091 | 6.311 | 5.8304 | 5.2327 | 4.7427 | -0.0043795 | -0.0034774 | -0.0025055 | -0.003598 | -0.0043429 | -0.0044534 | -0.0049679 | -0.010654 | -0.007358 | -0.0065139 | -0.012167 | -0.0071488 | -0.0043425 | 0.01379 | 0.10847 | 0.11829 | 0.11268 | 0.091661 | 0.019224 | 0.0038964 | -0.00043273 | -0.005148 | -0.010276 | -0.012282 | 76.1091 | 74.9363 | 73.7377 | 72.8005 | 71.6802 | 70.9541 | 70.4125 | 70.5156 | 73.253 | 78.7657 | 83.8324 | 88.3731 | 91.4919 | 93.5903 | 95.0726 | 95.9721 | 95.9971 | 95.0064 | 93.9244 | 91.5642 | 87.9417 | 85.1106 | 83.1744 | 81.3748 | 0.031386 | 0.02845 | 0.030376 | 0.035984 | 0.046469 | 0.037828 | 0.035914 | 0.037898 | 0.041812 | 0.041187 | 0.041148 | 0.045974 | 0.047388 | 0.051694 | 0.056126 | 0.054962 | 0.052854 | 0.044505 | 0.036876 | 0.036967 | 0.033925 | 0.033432 | 0.034906 | 0.034265
Portfolio Adjusted1-in-10AllOther2018September Monthly Peak | Portfolio Adjusted | 1-in-10 | All | Other | 2018 | September Monthly Peak | 9 | 4.243 | 4.0918 | 3.9779 | 3.9574 | 4.123 | 4.5757 | 5.2389 | 5.9128 | 6.9953 | 7.8669 | 8.565 | 8.9479 | 9.0454 | 9.1897 | 9.123 | 8.8242 | 8.3367 | 7.5475 | 6.7809 | 6.5846 | 6.196 | 5.7159 | 5.1057 | 4.6549 | -0.0043 | -0.0028083 | -0.0021299 | -0.0038217 | -0.0047533 | -0.0033953 | -0.0049533 | -0.01152 | -0.0080091 | -0.0074202 | -0.014176 | -0.0084759 | -0.005194 | 0.014994 | 0.11084 | 0.12061 | 0.11458 | 0.092971 | 0.021801 | 0.0060329 | 0.0014394 | -0.0038603 | -0.009785 | -0.011948 | 75.9996 | 74.7525 | 73.5262 | 72.6897 | 71.8099 | 70.982 | 70.2958 | 70.0128 | 72.1786 | 77.18 | 82.525 | 87.0736 | 90.4425 | 92.8388 | 93.6756 | 93.8163 | 93.4398 | 92.4349 | 90.7192 | 87.7037 | 83.8249 | 80.891 | 78.5008 | 76.8089 | 0.031612 | 0.028788 | 0.030877 | 0.036644 | 0.047629 | 0.038664 | 0.037171 | 0.039345 | 0.04423 | 0.043952 | 0.043897 | 0.049047 | 0.050363 | 0.054972 | 0.059693 | 0.058035 | 0.055366 | 0.046303 | 0.038258 | 0.038671 | 0.034755 | 0.034304 | 0.035431 | 0.034733
Portfolio Adjusted1-in-10AllOther2018October Monthly Peak | Portfolio Adjusted | 1-in-10 | All | Other | 2018 | October Monthly Peak | 10 | 3.9485 | 3.8051 | 3.7104 | 3.688 | 3.831 | 4.2336 | 4.891 | 5.3695 | 6.1717 | 6.898 | 7.478 | 7.84 | 7.9636 | 8.1314 | 8.115 | 7.8637 | 7.4001 | 6.7178 | 6.3001 | 6.0338 | 5.6547 | 5.2258 | 4.6945 | 4.306 | -0.0043792 | -0.0053423 | -0.0035428 | -0.0028226 | -0.0030721 | -0.0074819 | -0.0051523 | -0.0084918 | -0.0061957 | -0.0048034 | -0.0081403 | -0.0043868 | -0.0024957 | 0.012355 | 0.10227 | 0.10892 | 0.099916 | 0.080631 | 0.012916 | -0.002132 | -0.0060005 | -0.0090059 | -0.011419 | -0.0128 | 70.4523 | 69.0224 | 68.1067 | 66.9114 | 65.9359 | 64.898 | 64.3994 | 63.8063 | 64.5079 | 69.3849 | 75.5642 | 81.3904 | 85.8345 | 88.6987 | 89.798 | 90.4398 | 90.4181 | 89.4605 | 86.9937 | 82.7003 | 78.6233 | 75.5809 | 73.2331 | 71.5103 | 0.029534 | 0.026706 | 0.028544 | 0.033684 | 0.043401 | 0.035332 | 0.034161 | 0.035539 | 0.039283 | 0.038944 | 0.038982 | 0.044028 | 0.045927 | 0.050245 | 0.054834 | 0.053481 | 0.051036 | 0.042906 | 0.036035 | 0.035778 | 0.032031 | 0.031535 | 0.032766 | 0.032101
Portfolio Adjusted1-in-10AllOther2018November Monthly Peak | Portfolio Adjusted | 1-in-10 | All | Other | 2018 | November Monthly Peak | 11 | 3.7075 | 3.5755 | 3.4993 | 3.4819 | 3.6361 | 4.0011 | 4.4344 | 4.949 | 5.6626 | 6.2209 | 6.6817 | 6.9436 | 7.0389 | 7.1507 | 7.0983 | 6.8596 | 6.5071 | 6.2891 | 5.7834 | 5.4353 | 5.1188 | 4.7434 | 4.3028 | 4.0101 | -0.0042517 | -0.0064158 | -0.0041139 | -0.0022526 | -0.0021925 | -0.0093406 | -0.005082 | -0.0068412 | -0.0052039 | -0.0034419 | -0.0050548 | -0.0022897 | -0.0010919 | 0.010424 | 0.09157 | 0.096048 | 0.087347 | 0.073722 | 0.0079282 | -0.0059729 | -0.0092999 | -0.011076 | -0.011778 | -0.012812 | 64.9893 | 63.6182 | 62.6258 | 61.2776 | 60.4436 | 59.646 | 58.9269 | 58.6462 | 61.1946 | 66.3597 | 72.5911 | 77.5683 | 80.7537 | 82.4169 | 83.4257 | 83.5846 | 82.3415 | 79.7252 | 76.2562 | 72.5424 | 69.9973 | 68.0238 | 66.3202 | 65.1086 | 0.028261 | 0.025625 | 0.027285 | 0.032193 | 0.04163 | 0.034155 | 0.032438 | 0.033826 | 0.03713 | 0.036389 | 0.036232 | 0.040781 | 0.042552 | 0.046566 | 0.050625 | 0.049382 | 0.047969 | 0.0416 | 0.034314 | 0.033719 | 0.030138 | 0.029695 | 0.031126 | 0.030714
Portfolio Adjusted1-in-10AllOther2018December Monthly Peak | Portfolio Adjusted | 1-in-10 | All | Other | 2018 | December Monthly Peak | 12 | 3.444 | 3.3788 | 3.3316 | 3.343 | 3.4786 | 3.9811 | 4.6669 | 5.1142 | 5.7462 | 6.047 | 6.1162 | 6.0192 | 5.7893 | 5.6947 | 5.488 | 5.2399 | 5.2353 | 5.3479 | 5.0923 | 4.8547 | 4.6441 | 4.3993 | 4.0653 | 3.6788 | -0.0041112 | -0.0080225 | -0.0049952 | -0.0014317 | -0.00089873 | -0.012207 | -0.005185 | -0.0045786 | -0.0038779 | -0.0015523 | -0.00077371 | 0.00055839 | 0.00077538 | 0.0071324 | 0.072222 | 0.073797 | 0.067459 | 0.05915 | 0.00062391 | -0.011368 | -0.014013 | -0.014241 | -0.012322 | -0.012664 | 42.0336 | 41.4016 | 41.1692 | 40.8994 | 40.6001 | 40.4207 | 40.634 | 40.7112 | 41.4083 | 43.494 | 45.708 | 47.5832 | 48.707 | 49.2299 | 49.2309 | 49.138 | 48.7495 | 47.4966 | 46.2507 | 45.2116 | 44.3459 | 43.4796 | 43.1012 | 42.39 | 0.027831 | 0.025113 | 0.026819 | 0.031685 | 0.041099 | 0.034022 | 0.032919 | 0.033981 | 0.036688 | 0.034817 | 0.033434 | 0.036413 | 0.036987 | 0.039917 | 0.042942 | 0.042355 | 0.042349 | 0.03782 | 0.032293 | 0.032079 | 0.028901 | 0.028887 | 0.030271 | 0.029586
Portfolio Adjusted1-in-10AllOther2018Typical Event Day | Portfolio Adjusted | 1-in-10 | All | Other | 2018 | Typical Event Day | 8 | 4.2728 | 4.0998 | 3.9765 | 3.9526 | 4.105 | 4.5426 | 5.1006 | 5.8392 | 6.8565 | 7.6646 | 8.33 | 8.6976 | 8.8078 | 8.9584 | 8.9248 | 8.6828 | 8.2566 | 7.5191 | 6.754 | 6.4054 | 6.2189 | 5.7481 | 5.1611 | 4.6866 | -0.0044085 | -0.0041777 | -0.002897 | -0.0033442 | -0.0039168 | -0.0055914 | -0.0050472 | -0.0099145 | -0.0069342 | -0.0058624 | -0.010631 | -0.0060908 | -0.0036313 | 0.01306 | 0.10658 | 0.11571 | 0.10943 | 0.08885 | 0.016788 | 0.0017566 | -0.0024219 | -0.0065337 | -0.010723 | -0.012527 | 75.5586 | 74.251 | 73.061 | 71.9969 | 71.0223 | 69.9965 | 69.2711 | 69.5398 | 72.5596 | 77.7252 | 82.754 | 86.9574 | 89.9318 | 91.9252 | 93.1354 | 93.7205 | 93.6989 | 92.9026 | 91.6636 | 89.2144 | 85.6663 | 82.3893 | 80.1005 | 78.3149 | 0.030831 | 0.027958 | 0.029792 | 0.03528 | 0.045547 | 0.037108 | 0.035217 | 0.037062 | 0.040752 | 0.040031 | 0.039952 | 0.044633 | 0.046016 | 0.050226 | 0.054569 | 0.053462 | 0.051427 | 0.043354 | 0.035988 | 0.036096 | 0.033158 | 0.032682 | 0.034147 | 0.033536
Portfolio Adjusted1-in-10AllOther2019January Monthly Peak | Portfolio Adjusted | 1-in-10 | All | Other | 2019 | January Monthly Peak | 1 | 3.2842 | 3.2472 | 3.2072 | 3.2329 | 3.3566 | 3.9475 | 4.7763 | 5.2406 | 5.8541 | 6.1472 | 6.1767 | 6.072 | 5.7665 | 5.6647 | 5.4195 | 5.1196 | 5.1174 | 5.2724 | 5.0609 | 4.8056 | 4.5854 | 4.3153 | 3.9732 | 3.5256 | -0.0040981 | -0.0080133 | -0.0049882 | -0.0014456 | -0.000912 | -0.012437 | -0.0053287 | -0.0047257 | -0.0039984 | -0.0015876 | -0.00078968 | 0.00056781 | 0.00078272 | 0.0072046 | 0.072623 | 0.073301 | 0.066435 | 0.058608 | 0.00062798 | -0.011396 | -0.014012 | -0.014215 | -0.012336 | -0.012725 | 40.9452 | 40.2962 | 39.7413 | 39.3016 | 39.1446 | 38.8095 | 38.4449 | 38.305 | 38.8902 | 41.0076 | 43.4771 | 46.02 | 47.9587 | 48.8889 | 49.3688 | 49.2626 | 48.6769 | 47.642 | 45.5114 | 43.8496 | 42.4274 | 41.306 | 40.4178 | 39.6455 | 0.027623 | 0.024899 | 0.026729 | 0.031921 | 0.041633 | 0.034389 | 0.033697 | 0.035039 | 0.03779 | 0.035576 | 0.034071 | 0.036985 | 0.037293 | 0.040279 | 0.043236 | 0.042577 | 0.042151 | 0.037884 | 0.032503 | 0.032172 | 0.028917 | 0.028842 | 0.030293 | 0.029632
Portfolio Adjusted1-in-10AllOther2019February Monthly Peak | Portfolio Adjusted | 1-in-10 | All | Other | 2019 | February Monthly Peak | 2 | 3.3974 | 3.3123 | 3.2549 | 3.2782 | 3.4166 | 3.8717 | 4.4845 | 4.8638 | 5.4457 | 5.7684 | 5.9492 | 5.996 | 5.9049 | 5.9436 | 5.8501 | 5.6261 | 5.4251 | 5.3156 | 5.2314 | 4.9442 | 4.6912 | 4.3755 | 3.9916 | 3.6417 | -0.0041642 | -0.0081537 | -0.0050629 | -0.001464 | -0.00091471 | -0.012377 | -0.0052803 | -0.0046427 | -0.0039283 | -0.0015744 | -0.00079512 | 0.00058275 | 0.0008181 | 0.0076376 | 0.077908 | 0.079438 | 0.070411 | 0.05962 | 0.0006477 | -0.011724 | -0.014408 | -0.014544 | -0.012571 | -0.01293 | 48.8389 | 48.3868 | 47.8932 | 47.3647 | 46.8396 | 45.993 | 45.6178 | 45.5988 | 46.4653 | 48.6144 | 50.7599 | 52.6484 | 54.2269 | 55.2736 | 56.2447 | 56.7667 | 56.2838 | 55.4576 | 53.3843 | 51.2491 | 49.4935 | 48.0672 | 47.1715 | 46.2214 | 0.028113 | 0.025376 | 0.027133 | 0.032339 | 0.041781 | 0.034317 | 0.033331 | 0.034324 | 0.037015 | 0.035148 | 0.034187 | 0.037865 | 0.038935 | 0.042683 | 0.046488 | 0.045425 | 0.04436 | 0.039042 | 0.033484 | 0.033033 | 0.02964 | 0.029429 | 0.030788 | 0.030144
Portfolio Adjusted1-in-10AllOther2019March Monthly Peak | Portfolio Adjusted | 1-in-10 | All | Other | 2019 | March Monthly Peak | 3 | 3.5629 | 3.4375 | 3.3551 | 3.3526 | 3.4833 | 3.8605 | 4.4526 | 4.8175 | 5.3395 | 5.7505 | 6.0946 | 6.2956 | 6.3754 | 6.5258 | 6.5362 | 6.3681 | 6.072 | 5.6567 | 5.3536 | 5.2715 | 5.0134 | 4.6472 | 4.2014 | 3.8687 | -0.0043117 | -0.0084423 | -0.0052428 | -0.0015024 | -0.00093136 | -0.012477 | -0.0053322 | -0.004702 | -0.0039607 | -0.0016041 | -0.00082242 | 0.00061054 | 0.00086896 | 0.0081337 | 0.08513 | 0.087927 | 0.077682 | 0.063081 | 0.00066903 | -0.012394 | -0.015261 | -0.015287 | -0.013209 | -0.013565 | 56.2171 | 54.7705 | 53.9069 | 53.4573 | 52.5084 | 51.7902 | 51.1051 | 50.9253 | 52.211 | 56.711 | 62.2696 | 67.0446 | 70.3966 | 72.2487 | 73.5228 | 74.3136 | 74.3205 | 73.233 | 71.4817 | 68.7663 | 65.3246 | 62.3372 | 60.0948 | 58.4235 | 0.029141 | 0.026296 | 0.028092 | 0.033188 | 0.042546 | 0.034619 | 0.033689 | 0.034731 | 0.037267 | 0.035759 | 0.035334 | 0.039676 | 0.041393 | 0.045523 | 0.049866 | 0.048934 | 0.047459 | 0.04075 | 0.034543 | 0.034902 | 0.031372 | 0.030919 | 0.032323 | 0.031647
Portfolio Adjusted1-in-10AllOther2019April Monthly Peak | Portfolio Adjusted | 1-in-10 | All | Other | 2019 | April Monthly Peak | 4 | 5.6204 | 5.4244 | 5.2707 | 5.2451 | 5.4852 | 6.1309 | 6.968 | 7.7394 | 8.6689 | 9.3874 | 10.0645 | 10.4201 | 10.5704 | 10.7747 | 10.6978 | 10.3244 | 9.7314 | 8.9329 | 8.2149 | 8.0676 | 7.824 | 7.2897 | 6.6388 | 6.1762 | -0.010515 | -0.014892 | -0.0096281 | -0.005931 | -0.0059852 | -0.021258 | -0.012319 | -0.017801 | -0.013322 | -0.0092812 | -0.014446 | -0.0070274 | -0.0036582 | 0.026711 | 0.17851 | 0.18504 | 0.16209 | 0.13329 | 0.022585 | -0.011848 | -0.020763 | -0.026083 | -0.029071 | -0.031812 | 66.8688 | 65.4602 | 63.7773 | 62.6179 | 61.461 | 60.3598 | 59.7686 | 59.7453 | 63.1754 | 69.4799 | 75.7914 | 81.0714 | 84.2048 | 86.2508 | 87.4899 | 88.1471 | 87.9691 | 87.2588 | 85.1844 | 82.0483 | 77.8997 | 74.1878 | 71.4326 | 69.7694 | 0.068389 | 0.060901 | 0.066464 | 0.078719 | 0.10153 | 0.080673 | 0.077393 | 0.081813 | 0.089787 | 0.087542 | 0.087194 | 0.098315 | 0.10323 | 0.11354 | 0.12459 | 0.12207 | 0.11788 | 0.099366 | 0.081807 | 0.082872 | 0.074994 | 0.074045 | 0.077323 | 0.075689
Portfolio Adjusted1-in-10AllOther2019May Monthly Peak | Portfolio Adjusted | 1-in-10 | All | Other | 2019 | May Monthly Peak | 5 | 5.768 | 5.5693 | 5.4205 | 5.392 | 5.6546 | 6.3143 | 7.0955 | 8.0986 | 9.2037 | 10.0677 | 10.8115 | 11.1935 | 11.2922 | 11.4526 | 11.3285 | 10.9149 | 10.2735 | 9.3866 | 8.5643 | 8.2452 | 8.0999 | 7.5607 | 6.8839 | 6.3944 | -0.010314 | -0.011594 | -0.0078108 | -0.0070903 | -0.0079531 | -0.016107 | -0.011936 | -0.021414 | -0.015447 | -0.012429 | -0.021717 | -0.011999 | -0.0070071 | 0.030306 | 0.18654 | 0.19598 | 0.17573 | 0.1447 | 0.033782 | -0.0016939 | -0.0113 | -0.019451 | -0.026887 | -0.030597 | 73.2348 | 71.2103 | 69.7712 | 68.4806 | 67.1333 | 65.9389 | 65.1829 | 65.5368 | 69.197 | 74.6708 | 79.9379 | 83.5337 | 86.8877 | 89.1016 | 90.2525 | 90.5897 | 90.0633 | 88.9636 | 87.5301 | 85.0212 | 81.0737 | 77.4512 | 74.933 | 72.4273 | 0.068604 | 0.061244 | 0.067167 | 0.079626 | 0.10311 | 0.082009 | 0.078232 | 0.084201 | 0.093214 | 0.091779 | 0.091456 | 0.10298 | 0.10757 | 0.11785 | 0.12903 | 0.12595 | 0.1214 | 0.10159 | 0.083081 | 0.083058 | 0.075677 | 0.074873 | 0.078388 | 0.076772
Portfolio Adjusted1-in-10AllOther2019June Monthly Peak | Portfolio Adjusted | 1-in-10 | All | Other | 2019 | June Monthly Peak | 6 | 5.9741 | 5.7608 | 5.5951 | 5.5545 | 5.7939 | 6.4256 | 7.2199 | 8.2582 | 9.3604 | 10.2048 | 10.9395 | 11.3056 | 11.3376 | 11.4883 | 11.375 | 11.0391 | 10.4879 | 9.6547 | 8.8865 | 8.4199 | 8.2812 | 7.7837 | 7.0632 | 6.5364 | -0.010809 | -0.014469 | -0.0094668 | -0.0064547 | -0.006727 | -0.020367 | -0.012355 | -0.018979 | -0.013969 | -0.010108 | -0.016295 | -0.0082517 | -0.0044172 | 0.026771 | 0.1804 | 0.18985 | 0.16982 | 0.14023 | 0.025734 | -0.0090518 | -0.018358 | -0.024638 | -0.028859 | -0.032005 | 73.1151 | 71.5404 | 70.4399 | 69.1261 | 68.1372 | 66.5916 | 65.7607 | 66.7396 | 70.8196 | 76.0011 | 81.0671 | 85.0644 | 87.8131 | 89.5453 | 90.7713 | 91.4547 | 91.8047 | 91.1475 | 90.0013 | 87.8748 | 84.8085 | 81.0025 | 78.498 | 76.5343 | 0.070596 | 0.062902 | 0.068884 | 0.081496 | 0.10513 | 0.082802 | 0.078332 | 0.083302 | 0.091156 | 0.088634 | 0.088029 | 0.098622 | 0.10162 | 0.11093 | 0.12127 | 0.11994 | 0.11689 | 0.098953 | 0.082569 | 0.08222 | 0.075611 | 0.075161 | 0.078497 | 0.077095
Portfolio Adjusted1-in-10AllOther2019July Monthly Peak | Portfolio Adjusted | 1-in-10 | All | Other | 2019 | July Monthly Peak | 7 | 6.1878 | 5.9764 | 5.8239 | 5.773 | 6.0317 | 6.7466 | 7.627 | 8.6803 | 9.8309 | 10.744 | 11.507 | 11.8665 | 11.897 | 12.0697 | 11.9461 | 11.5936 | 11.0492 | 10.1796 | 9.2942 | 8.8065 | 8.6495 | 8.1207 | 7.3642 | 6.7815 | -0.010709 | -0.010561 | -0.0073168 | -0.0079812 | -0.0092592 | -0.014189 | -0.012127 | -0.023204 | -0.016185 | -0.01351 | -0.024271 | -0.013737 | -0.0081087 | 0.03013 | 0.18593 | 0.19952 | 0.18397 | 0.1536 | 0.039271 | 0.0030062 | -0.0070778 | -0.016797 | -0.026395 | -0.030582 | 76.9367 | 75.7047 | 74.4746 | 73.3122 | 72.4042 | 71.413 | 70.5822 | 70.8639 | 73.946 | 78.8979 | 83.5316 | 87.261 | 89.9105 | 91.646 | 92.9394 | 93.5507 | 93.4601 | 92.92 | 91.905 | 89.6068 | 85.9761 | 82.4443 | 80.1272 | 78.4485 | 0.072518 | 0.064852 | 0.071414 | 0.084361 | 0.10916 | 0.08628 | 0.081742 | 0.086284 | 0.093994 | 0.091559 | 0.090641 | 0.10112 | 0.10396 | 0.1138 | 0.12445 | 0.12327 | 0.12039 | 0.10238 | 0.08492 | 0.085002 | 0.078366 | 0.077835 | 0.081124 | 0.079309
Portfolio Adjusted1-in-10AllOther2019August Monthly Peak | Portfolio Adjusted | 1-in-10 | All | Other | 2019 | August Monthly Peak | 8 | 6.3013 | 6.0777 | 5.907 | 5.8786 | 6.156 | 6.9059 | 7.871 | 8.9381 | 10.1897 | 11.1563 | 11.9778 | 12.3792 | 12.4205 | 12.5985 | 12.4526 | 12.0207 | 11.3709 | 10.4017 | 9.4815 | 9.0594 | 8.8228 | 8.2293 | 7.4806 | 6.8949 | -0.010828 | -0.0085975 | -0.0061947 | -0.0088959 | -0.010737 | -0.011011 | -0.012283 | -0.026342 | -0.018192 | -0.016105 | -0.030081 | -0.017675 | -0.010737 | 0.034095 | 0.19719 | 0.21169 | 0.19533 | 0.16225 | 0.047529 | 0.0096335 | -0.0010699 | -0.012728 | -0.025406 | -0.030366 | 76.0894 | 74.9213 | 73.7275 | 72.7932 | 71.679 | 70.9573 | 70.4189 | 70.5235 | 73.2584 | 78.7618 | 83.8191 | 88.3539 | 91.4704 | 93.5666 | 95.0438 | 95.9453 | 95.9744 | 94.9862 | 93.9073 | 91.5438 | 87.9157 | 85.0815 | 83.1432 | 81.3396 | 0.075562 | 0.067433 | 0.073916 | 0.087885 | 0.11392 | 0.090342 | 0.086487 | 0.091947 | 0.10118 | 0.098955 | 0.098203 | 0.1101 | 0.11368 | 0.12457 | 0.13597 | 0.13337 | 0.12846 | 0.1079 | 0.089231 | 0.089492 | 0.081611 | 0.080862 | 0.084525 | 0.082847
Portfolio Adjusted1-in-10AllOther2019September Monthly Peak | Portfolio Adjusted | 1-in-10 | All | Other | 2019 | September Monthly Peak | 9 | 6.2203 | 6.0315 | 5.8755 | 5.8538 | 6.1576 | 6.9119 | 7.9982 | 8.9971 | 10.3457 | 11.3845 | 12.2267 | 12.6319 | 12.6449 | 12.823 | 12.6487 | 12.138 | 11.3981 | 10.3679 | 9.4614 | 9.2173 | 8.7409 | 8.149 | 7.3592 | 6.8083 | -0.010631 | -0.0069433 | -0.005266 | -0.0094488 | -0.011752 | -0.0083947 | -0.012247 | -0.028482 | -0.019802 | -0.018346 | -0.035048 | -0.020956 | -0.012842 | 0.037072 | 0.20407 | 0.21885 | 0.20194 | 0.16733 | 0.053902 | 0.014916 | 0.0035588 | -0.0095443 | -0.024193 | -0.029541 | 76.013 | 74.7679 | 73.544 | 72.7102 | 71.8323 | 71.0093 | 70.3287 | 70.0495 | 72.2118 | 77.2044 | 82.5401 | 87.0859 | 90.454 | 92.8494 | 93.6852 | 93.8239 | 93.4415 | 92.4287 | 90.713 | 87.6979 | 83.8197 | 80.8852 | 78.4968 | 76.8049 | 0.07622 | 0.068414 | 0.075209 | 0.089568 | 0.11684 | 0.092531 | 0.089545 | 0.095651 | 0.10737 | 0.10607 | 0.10534 | 0.11802 | 0.12133 | 0.13295 | 0.14503 | 0.14119 | 0.13488 | 0.11255 | 0.092821 | 0.093764 | 0.083862 | 0.083189 | 0.085977 | 0.084135
Portfolio Adjusted1-in-10AllOther2019October Monthly Peak | Portfolio Adjusted | 1-in-10 | All | Other | 2019 | October Monthly Peak | 10 | 5.8739 | 5.6787 | 5.5358 | 5.5012 | 5.7587 | 6.4517 | 7.5236 | 8.2699 | 9.2737 | 10.1501 | 10.8764 | 11.2985 | 11.4 | 11.6045 | 11.4994 | 11.0548 | 10.3495 | 9.4509 | 8.934 | 8.5744 | 8.1022 | 7.5575 | 6.8668 | 6.3788 | -0.010827 | -0.013208 | -0.0087593 | -0.0069786 | -0.0075954 | -0.018498 | -0.012739 | -0.020995 | -0.015318 | -0.011876 | -0.020126 | -0.010846 | -0.0061705 | 0.030546 | 0.1917 | 0.20012 | 0.17659 | 0.14534 | 0.031935 | -0.0052712 | -0.014836 | -0.022266 | -0.028234 | -0.031647 | 70.4771 | 69.0509 | 68.1377 | 66.9452 | 65.9694 | 64.9337 | 64.4383 | 63.8479 | 64.5484 | 69.411 | 75.5768 | 81.4 | 85.8458 | 88.7079 | 89.804 | 90.4413 | 90.4132 | 89.45 | 86.974 | 82.677 | 78.6045 | 75.571 | 73.2324 | 71.5117 | 0.071283 | 0.063493 | 0.069533 | 0.082316 | 0.10644 | 0.084471 | 0.082161 | 0.086437 | 0.095466 | 0.09415 | 0.093806 | 0.10628 | 0.11104 | 0.12187 | 0.13352 | 0.13038 | 0.12458 | 0.10455 | 0.087549 | 0.086863 | 0.077425 | 0.076556 | 0.079592 | 0.077802
Portfolio Adjusted1-in-10AllOther2019November Monthly Peak | Portfolio Adjusted | 1-in-10 | All | Other | 2019 | November Monthly Peak | 11 | 5.5333 | 5.3569 | 5.2288 | 5.1985 | 5.4677 | 6.1246 | 6.923 | 7.6895 | 8.5734 | 9.2411 | 9.8247 | 10.1319 | 10.2079 | 10.3546 | 10.2068 | 9.791 | 9.2664 | 8.9205 | 8.2753 | 7.8165 | 7.4091 | 6.9254 | 6.3531 | 5.9779 | -0.010512 | -0.015863 | -0.010171 | -0.0055694 | -0.0054209 | -0.023094 | -0.012565 | -0.016914 | -0.012866 | -0.0085098 | -0.012498 | -0.0056612 | -0.0026997 | 0.025772 | 0.17367 | 0.17815 | 0.15533 | 0.13228 | 0.019602 | -0.014768 | -0.022993 | -0.027385 | -0.02912 | -0.031676 | 65.0444 | 63.6742 | 62.6858 | 61.3399 | 60.5086 | 59.7112 | 58.9932 | 58.7175 | 61.261 | 66.4217 | 72.6488 | 77.621 | 80.8047 | 82.4652 | 83.4728 | 83.6261 | 82.3751 | 79.7558 | 76.2926 | 72.5851 | 70.0423 | 68.0728 | 66.369 | 65.1573 | 0.068211 | 0.060916 | 0.066485 | 0.078663 | 0.10208 | 0.081607 | 0.078264 | 0.082369 | 0.090349 | 0.088151 | 0.087435 | 0.098718 | 0.10317 | 0.11325 | 0.12354 | 0.12064 | 0.11736 | 0.10149 | 0.083499 | 0.082045 | 0.073022 | 0.072221 | 0.075737 | 0.074505
Portfolio Adjusted1-in-10AllOther2019December Monthly Peak | Portfolio Adjusted | 1-in-10 | All | Other | 2019 | December Monthly Peak | 12 | 5.1419 | 5.0252 | 4.9322 | 4.9327 | 5.1805 | 5.9686 | 7.0292 | 7.6933 | 8.4398 | 8.7539 | 8.839 | 8.6992 | 8.3891 | 8.2903 | 7.9818 | 7.6207 | 7.5372 | 7.604 | 7.3034 | 6.9886 | 6.7102 | 6.3955 | 5.9375 | 5.4666 | -0.010165 | -0.019835 | -0.01235 | -0.0035397 | -0.002222 | -0.030182 | -0.012819 | -0.01132 | -0.0095877 | -0.0038379 | -0.0019129 | 0.0013806 | 0.0019171 | 0.017634 | 0.1381 | 0.13823 | 0.11899 | 0.10398 | 0.0015426 | -0.028106 | -0.034645 | -0.035209 | -0.030466 | -0.031312 | 42.0865 | 41.454 | 41.2196 | 40.9503 | 40.653 | 40.4721 | 40.6883 | 40.7658 | 41.46 | 43.5404 | 45.7515 | 47.6273 | 48.7552 | 49.276 | 49.2771 | 49.1846 | 48.7952 | 47.5439 | 46.2974 | 45.2563 | 44.3857 | 43.5221 | 43.1452 | 42.4358 | 0.067328 | 0.0598 | 0.065383 | 0.077431 | 0.10079 | 0.081247 | 0.079152 | 0.082551 | 0.08905 | 0.084136 | 0.080584 | 0.088187 | 0.089853 | 0.097323 | 0.10507 | 0.10379 | 0.1038 | 0.092359 | 0.078645 | 0.078063 | 0.069972 | 0.070199 | 0.073535 | 0.071876
Portfolio Adjusted1-in-10AllOther2019Typical Event Day | Portfolio Adjusted | 1-in-10 | All | Other | 2019 | Typical Event Day | 8 | 6.252 | 6.0298 | 5.857 | 5.8285 | 6.1042 | 6.8409 | 7.7879 | 8.8191 | 10.017 | 10.9378 | 11.7303 | 12.1213 | 12.1686 | 12.3532 | 12.2233 | 11.8084 | 11.1695 | 10.2236 | 9.3366 | 8.9273 | 8.7049 | 8.1229 | 7.388 | 6.8191 | -0.0109 | -0.010329 | -0.0071626 | -0.0082683 | -0.009684 | -0.013824 | -0.012479 | -0.024513 | -0.017144 | -0.014494 | -0.026284 | -0.015059 | -0.0089782 | 0.03229 | 0.19396 | 0.20686 | 0.18894 | 0.15658 | 0.041508 | 0.0043431 | -0.0059879 | -0.016154 | -0.026513 | -0.030972 | 75.5385 | 74.2336 | 73.0465 | 71.9854 | 71.0132 | 69.9928 | 69.2726 | 69.5441 | 72.5589 | 77.7163 | 82.7395 | 86.9413 | 89.912 | 91.9018 | 93.1099 | 93.6937 | 93.6702 | 92.8706 | 91.6317 | 89.1808 | 85.63 | 82.3534 | 80.0663 | 78.2818 | 0.074187 | 0.066214 | 0.072471 | 0.086143 | 0.11163 | 0.088542 | 0.084765 | 0.089901 | 0.098599 | 0.096151 | 0.095316 | 0.10686 | 0.11036 | 0.121 | 0.13216 | 0.1297 | 0.12497 | 0.10509 | 0.087063 | 0.087366 | 0.079741 | 0.079029 | 0.082668 | 0.081049
Portfolio Adjusted1-in-10AllOther2020January Monthly Peak | Portfolio Adjusted | 1-in-10 | All | Other | 2020 | January Monthly Peak | 1 | 4.9786 | 4.8933 | 4.807 | 4.84 | 5.0858 | 5.9735 | 7.204 | 7.9028 | 8.6321 | 8.9159 | 8.9563 | 8.7975 | 8.3917 | 8.2874 | 7.9338 | 7.5172 | 7.4111 | 7.5343 | 7.2871 | 6.9455 | 6.652 | 6.3087 | 5.8487 | 5.3242 | -0.010132 | -0.019811 | -0.012332 | -0.0035741 | -0.0022547 | -0.030747 | -0.013174 | -0.011683 | -0.0098854 | -0.0039251 | -0.0019523 | 0.0014038 | 0.0019351 | 0.017812 | 0.13901 | 0.13815 | 0.11777 | 0.10354 | 0.0015526 | -0.028176 | -0.034643 | -0.035144 | -0.0305 | -0.031461 | 41.002 | 40.3514 | 39.7942 | 39.3535 | 39.1932 | 38.8588 | 38.4971 | 38.355 | 38.9398 | 41.0599 | 43.5322 | 46.0727 | 48.0114 | 48.9371 | 49.4133 | 49.3072 | 48.7171 | 47.6786 | 45.5522 | 43.891 | 42.4706 | 41.3538 | 40.4689 | 39.6977 | 0.067062 | 0.059654 | 0.065268 | 0.078155 | 0.10225 | 0.082659 | 0.081288 | 0.085187 | 0.091799 | 0.086034 | 0.082222 | 0.089655 | 0.090683 | 0.098287 | 0.10586 | 0.10442 | 0.10337 | 0.09255 | 0.079154 | 0.07826 | 0.069975 | 0.070072 | 0.073611 | 0.07218
Portfolio Adjusted1-in-10AllOther2020February Monthly Peak | Portfolio Adjusted | 1-in-10 | All | Other | 2020 | February Monthly Peak | 2 | 5.1183 | 4.9872 | 4.8788 | 4.9056 | 5.1503 | 5.8889 | 6.8937 | 7.4832 | 8.1792 | 8.5187 | 8.7517 | 8.7965 | 8.6504 | 8.7248 | 8.5525 | 8.1793 | 7.8383 | 7.6525 | 7.5273 | 7.1456 | 6.8165 | 6.4156 | 5.9036 | 5.4683 | -0.010295 | -0.020159 | -0.012517 | -0.0036195 | -0.0022614 | -0.0306 | -0.013055 | -0.011478 | -0.009712 | -0.0038925 | -0.0019658 | 0.0014407 | 0.0020226 | 0.018882 | 0.14927 | 0.14854 | 0.12442 | 0.10602 | 0.0016013 | -0.028986 | -0.035622 | -0.035958 | -0.03108 | -0.031966 | 48.8851 | 48.4288 | 47.9315 | 47.4034 | 46.8836 | 46.0388 | 45.6541 | 45.6416 | 46.5148 | 48.663 | 50.8098 | 52.6933 | 54.2748 | 55.3282 | 56.2989 | 56.8169 | 56.3294 | 55.5035 | 53.4338 | 51.3021 | 49.5503 | 48.1268 | 47.2352 | 46.2862 | 0.068161 | 0.060716 | 0.066247 | 0.079153 | 0.10256 | 0.082301 | 0.080525 | 0.08365 | 0.090144 | 0.085266 | 0.08274 | 0.091975 | 0.094765 | 0.10419 | 0.1138 | 0.11132 | 0.10878 | 0.095517 | 0.081624 | 0.080484 | 0.071914 | 0.071664 | 0.07498 | 0.073354
Portfolio Adjusted1-in-10AllOther2020March Monthly Peak | Portfolio Adjusted | 1-in-10 | All | Other | 2020 | March Monthly Peak | 3 | 5.3441 | 5.1716 | 5.0369 | 5.0228 | 5.2485 | 5.8946 | 6.8866 | 7.4719 | 8.0977 | 8.5544 | 8.9941 | 9.2295 | 9.2902 | 9.4849 | 9.4266 | 9.1093 | 8.6462 | 8.0934 | 7.7258 | 7.598 | 7.2638 | 6.7908 | 6.2103 | 5.7844 | -0.01066 | -0.020872 | -0.012962 | -0.0037144 | -0.0023026 | -0.030848 | -0.013183 | -0.011625 | -0.0097922 | -0.0039659 | -0.0020333 | 0.0015095 | 0.0021483 | 0.020109 | 0.16153 | 0.1622 | 0.13535 | 0.11148 | 0.0016541 | -0.030642 | -0.03773 | -0.037794 | -0.032658 | -0.033537 | 56.2644 | 54.819 | 53.9597 | 53.5074 | 52.5587 | 51.8385 | 51.1529 | 50.9716 | 52.2571 | 56.7489 | 62.2979 | 67.0696 | 70.4235 | 72.2755 | 73.5466 | 74.3354 | 74.3403 | 73.2473 | 71.4924 | 68.7779 | 65.338 | 62.3579 | 60.1166 | 58.4451 | 0.070588 | 0.062873 | 0.068598 | 0.081229 | 0.10443 | 0.082976 | 0.08133 | 0.084707 | 0.090867 | 0.086852 | 0.085571 | 0.096365 | 0.10067 | 0.11098 | 0.12191 | 0.11974 | 0.11625 | 0.099665 | 0.084295 | 0.085076 | 0.07616 | 0.075318 | 0.078775 | 0.076966
Portfolio Adjusted1-in-10AllOther2020April Monthly Peak | Portfolio Adjusted | 1-in-10 | All | Other | 2020 | April Monthly Peak | 4 | 5.6294 | 5.4332 | 5.2793 | 5.2536 | 5.4942 | 6.1413 | 6.9801 | 7.7528 | 8.6832 | 9.4022 | 10.08 | 10.4358 | 10.5861 | 10.7905 | 10.7133 | 10.339 | 9.7451 | 8.9456 | 8.227 | 8.0794 | 7.8356 | 7.3008 | 6.6491 | 6.186 | -0.010545 | -0.014936 | -0.0096563 | -0.0059484 | -0.0060027 | -0.021321 | -0.012355 | -0.017854 | -0.013361 | -0.0093084 | -0.014488 | -0.007048 | -0.0036689 | 0.026789 | 0.17892 | 0.18545 | 0.16243 | 0.13357 | 0.022651 | -0.011883 | -0.020823 | -0.02616 | -0.029156 | -0.031906 | 66.869 | 65.4604 | 63.7775 | 62.6182 | 61.4613 | 60.3601 | 59.7688 | 59.7456 | 63.1756 | 69.4801 | 75.7915 | 81.0714 | 84.2049 | 86.2508 | 87.49 | 88.1472 | 87.9691 | 87.2588 | 85.1844 | 82.0483 | 77.8996 | 74.1877 | 71.4326 | 69.7693 | 0.068588 | 0.061076 | 0.066657 | 0.078949 | 0.10183 | 0.080906 | 0.077617 | 0.082051 | 0.090048 | 0.087796 | 0.087447 | 0.098601 | 0.10353 | 0.11387 | 0.12495 | 0.12243 | 0.11822 | 0.099656 | 0.082045 | 0.083113 | 0.075212 | 0.07426 | 0.077548 | 0.075909
Portfolio Adjusted1-in-10AllOther2020May Monthly Peak | Portfolio Adjusted | 1-in-10 | All | Other | 2020 | May Monthly Peak | 5 | 5.7771 | 5.5781 | 5.4291 | 5.4007 | 5.6637 | 6.3248 | 7.1079 | 8.1125 | 9.2186 | 10.0833 | 10.8277 | 11.2099 | 11.3085 | 11.4691 | 11.3446 | 10.93 | 10.2876 | 9.3997 | 8.5766 | 8.2572 | 8.1116 | 7.5719 | 6.8944 | 6.4045 | -0.010344 | -0.011628 | -0.0078337 | -0.0071111 | -0.0079764 | -0.016154 | -0.011971 | -0.021477 | -0.015492 | -0.012466 | -0.02178 | -0.012034 | -0.0070277 | 0.030395 | 0.18697 | 0.19641 | 0.1761 | 0.14502 | 0.033881 | -0.0016989 | -0.011333 | -0.019508 | -0.026966 | -0.030687 | 73.2348 | 71.2103 | 69.7712 | 68.4806 | 67.1333 | 65.939 | 65.183 | 65.537 | 69.1971 | 74.6709 | 79.938 | 83.5338 | 86.8877 | 89.1016 | 90.2525 | 90.5897 | 90.0633 | 88.9635 | 87.53 | 85.0211 | 81.0737 | 77.4512 | 74.933 | 72.4272 | 0.068803 | 0.06142 | 0.067363 | 0.079858 | 0.10341 | 0.082246 | 0.078459 | 0.084446 | 0.093485 | 0.092045 | 0.091721 | 0.10328 | 0.10788 | 0.1182 | 0.1294 | 0.12632 | 0.12175 | 0.10188 | 0.083323 | 0.0833 | 0.075896 | 0.075091 | 0.078616 | 0.076995
Portfolio Adjusted1-in-10AllOther2020June Monthly Peak | Portfolio Adjusted | 1-in-10 | All | Other | 2020 | June Monthly Peak | 6 | 5.9835 | 5.7699 | 5.604 | 5.5633 | 5.8033 | 6.4363 | 7.2322 | 8.272 | 9.3749 | 10.2198 | 10.9551 | 11.3213 | 11.353 | 11.5037 | 11.3901 | 11.0535 | 10.5014 | 9.6674 | 8.8987 | 8.4317 | 8.2929 | 7.7949 | 7.0737 | 6.5465 | -0.010841 | -0.014512 | -0.0094945 | -0.0064736 | -0.0067467 | -0.020427 | -0.012391 | -0.019035 | -0.01401 | -0.010137 | -0.016343 | -0.0082759 | -0.0044301 | 0.02685 | 0.1808 | 0.19026 | 0.17016 | 0.14052 | 0.025809 | -0.0090783 | -0.018412 | -0.02471 | -0.028944 | -0.032098 | 73.1148 | 71.5402 | 70.4397 | 69.126 | 68.137 | 66.5915 | 65.7606 | 66.7395 | 70.8194 | 76.0009 | 81.0669 | 85.0642 | 87.813 | 89.5451 | 90.7712 | 91.4545 | 91.8045 | 91.1472 | 90.0011 | 87.8745 | 84.8082 | 81.0022 | 78.4977 | 76.5341 | 0.070801 | 0.063083 | 0.069085 | 0.081734 | 0.10543 | 0.083041 | 0.078559 | 0.083544 | 0.091421 | 0.088891 | 0.088283 | 0.098907 | 0.10191 | 0.11125 | 0.12162 | 0.12029 | 0.11723 | 0.09924 | 0.082809 | 0.082459 | 0.07583 | 0.075379 | 0.078725 | 0.077319
Portfolio Adjusted1-in-10AllOther2020July Monthly Peak | Portfolio Adjusted | 1-in-10 | All | Other | 2020 | July Monthly Peak | 7 | 6.1974 | 5.9857 | 5.8331 | 5.7821 | 6.0413 | 6.7576 | 7.6398 | 8.6944 | 9.8457 | 10.7593 | 11.5229 | 11.8824 | 11.9125 | 12.0854 | 11.9613 | 11.6082 | 11.0631 | 10.1926 | 9.3066 | 8.8186 | 8.6616 | 8.1323 | 7.375 | 6.7917 | -0.01074 | -0.010592 | -0.0073383 | -0.0080046 | -0.0092863 | -0.014231 | -0.012163 | -0.023272 | -0.016233 | -0.01355 | -0.024342 | -0.013778 | -0.0081325 | 0.030218 | 0.18634 | 0.19995 | 0.18435 | 0.15392 | 0.039386 | 0.0030151 | -0.0070985 | -0.016846 | -0.026472 | -0.030672 | 76.9366 | 75.7046 | 74.4745 | 73.3121 | 72.4041 | 71.4129 | 70.5821 | 70.8639 | 73.9459 | 78.8978 | 83.5315 | 87.2608 | 89.9103 | 91.6458 | 92.9391 | 93.5504 | 93.4599 | 92.9197 | 91.9047 | 89.6065 | 85.9758 | 82.444 | 80.1269 | 78.4483 | 0.072728 | 0.065038 | 0.071622 | 0.084607 | 0.10948 | 0.086529 | 0.081979 | 0.086534 | 0.094267 | 0.091823 | 0.090902 | 0.10141 | 0.10426 | 0.11413 | 0.12481 | 0.12363 | 0.12074 | 0.10268 | 0.085167 | 0.085249 | 0.078593 | 0.078061 | 0.08136 | 0.07954
Portfolio Adjusted1-in-10AllOther2020August Monthly Peak | Portfolio Adjusted | 1-in-10 | All | Other | 2020 | August Monthly Peak | 8 | 6.311 | 6.0872 | 5.9163 | 5.8879 | 6.1659 | 6.9173 | 7.8843 | 8.9529 | 10.2054 | 11.1726 | 11.9948 | 12.3963 | 12.4374 | 12.6155 | 12.469 | 12.0363 | 11.3855 | 10.4152 | 9.4943 | 9.0719 | 8.8352 | 8.2411 | 7.4917 | 6.9055 | -0.01086 | -0.0086227 | -0.0062129 | -0.008922 | -0.010769 | -0.011043 | -0.012319 | -0.026419 | -0.018245 | -0.016152 | -0.03017 | -0.017727 | -0.010768 | 0.034195 | 0.19763 | 0.21215 | 0.19574 | 0.16259 | 0.047668 | 0.0096617 | -0.001073 | -0.012765 | -0.02548 | -0.030455 | 76.0893 | 74.9213 | 73.7274 | 72.7931 | 71.679 | 70.9573 | 70.419 | 70.5236 | 73.2584 | 78.7618 | 83.8191 | 88.3538 | 91.4702 | 93.5665 | 95.0437 | 95.9452 | 95.9742 | 94.9861 | 93.9073 | 91.5437 | 87.9156 | 85.0813 | 83.1431 | 81.3394 | 0.075781 | 0.067628 | 0.074131 | 0.088142 | 0.11425 | 0.090603 | 0.086737 | 0.092214 | 0.10148 | 0.099241 | 0.098487 | 0.11042 | 0.11401 | 0.12493 | 0.13636 | 0.13376 | 0.12884 | 0.10822 | 0.08949 | 0.089752 | 0.081847 | 0.081097 | 0.084771 | 0.083088
Portfolio Adjusted1-in-10AllOther2020September Monthly Peak | Portfolio Adjusted | 1-in-10 | All | Other | 2020 | September Monthly Peak | 9 | 6.2301 | 6.041 | 5.8848 | 5.8632 | 6.1676 | 6.9233 | 8.0118 | 9.0123 | 10.3622 | 11.4018 | 12.2447 | 12.65 | 12.6626 | 12.8409 | 12.666 | 12.1543 | 11.4131 | 10.3817 | 9.4746 | 9.2303 | 8.7534 | 8.161 | 7.3703 | 6.8189 | -0.010662 | -0.0069636 | -0.0052814 | -0.0094765 | -0.011787 | -0.0084193 | -0.012283 | -0.028566 | -0.01986 | -0.0184 | -0.035151 | -0.021017 | -0.012879 | 0.037181 | 0.20453 | 0.21933 | 0.20237 | 0.1677 | 0.05406 | 0.01496 | 0.0035692 | -0.0095723 | -0.024263 | -0.029628 | 76.0131 | 74.7679 | 73.5441 | 72.7103 | 71.8324 | 71.0094 | 70.3289 | 70.0497 | 72.212 | 77.2045 | 82.5401 | 87.086 | 90.4541 | 92.8494 | 93.6852 | 93.824 | 93.4415 | 92.4287 | 90.7129 | 87.6978 | 83.8197 | 80.8852 | 78.4967 | 76.8048 | 0.076441 | 0.068611 | 0.075428 | 0.08983 | 0.11718 | 0.092799 | 0.089804 | 0.095929 | 0.10768 | 0.10638 | 0.10564 | 0.11836 | 0.12168 | 0.13334 | 0.14546 | 0.1416 | 0.13527 | 0.11288 | 0.093091 | 0.094037 | 0.084105 | 0.083431 | 0.086227 | 0.08438
Portfolio Adjusted1-in-10AllOther2020October Monthly Peak | Portfolio Adjusted | 1-in-10 | All | Other | 2020 | October Monthly Peak | 10 | 5.8834 | 5.6879 | 5.5448 | 5.5101 | 5.7682 | 6.4626 | 7.5365 | 8.2842 | 9.289 | 10.1661 | 10.8931 | 11.3155 | 11.4169 | 11.6216 | 11.5161 | 11.0705 | 10.364 | 9.4644 | 8.947 | 8.5869 | 8.1143 | 7.5689 | 6.8775 | 6.389 | -0.010859 | -0.013247 | -0.008785 | -0.006999 | -0.0076177 | -0.018553 | -0.012776 | -0.021057 | -0.015363 | -0.011911 | -0.020185 | -0.010878 | -0.0061886 | 0.030635 | 0.19214 | 0.20057 | 0.17697 | 0.14566 | 0.032028 | -0.0052866 | -0.014879 | -0.022332 | -0.028317 | -0.03174 | 70.4772 | 69.051 | 68.1379 | 66.9454 | 65.9696 | 64.9339 | 64.4385 | 63.8481 | 64.5486 | 69.4111 | 75.5769 | 81.4 | 85.8458 | 88.7079 | 89.804 | 90.4413 | 90.4132 | 89.4499 | 86.9739 | 82.6769 | 78.6044 | 75.571 | 73.2324 | 71.5117 | 0.071489 | 0.063676 | 0.069736 | 0.082556 | 0.10675 | 0.084715 | 0.082399 | 0.086689 | 0.095744 | 0.094424 | 0.094078 | 0.10658 | 0.11137 | 0.12222 | 0.13391 | 0.13076 | 0.12495 | 0.10486 | 0.087804 | 0.087116 | 0.07765 | 0.076778 | 0.079824 | 0.078029
Portfolio Adjusted1-in-10AllOther2020November Monthly Peak | Portfolio Adjusted | 1-in-10 | All | Other | 2020 | November Monthly Peak | 11 | 5.5423 | 5.3657 | 5.2373 | 5.207 | 5.4767 | 6.135 | 6.9353 | 7.703 | 8.5877 | 9.2559 | 9.8401 | 10.1476 | 10.2235 | 10.3704 | 10.2221 | 9.8054 | 9.2799 | 8.9334 | 8.2875 | 7.8283 | 7.4203 | 6.9361 | 6.3631 | 5.9876 | -0.010543 | -0.015909 | -0.010201 | -0.0055857 | -0.0054367 | -0.023162 | -0.012602 | -0.016964 | -0.012904 | -0.0085348 | -0.012534 | -0.0056778 | -0.0027076 | 0.025847 | 0.17407 | 0.17855 | 0.15566 | 0.13256 | 0.019659 | -0.014811 | -0.023061 | -0.027465 | -0.029205 | -0.031769 | 65.0447 | 63.6745 | 62.6861 | 61.3402 | 60.5089 | 59.7116 | 58.9935 | 58.7178 | 61.2613 | 66.422 | 72.649 | 77.6213 | 80.805 | 82.4655 | 83.473 | 83.6263 | 82.3753 | 79.7559 | 76.2928 | 72.5853 | 70.0425 | 68.073 | 66.3692 | 65.1576 | 0.068409 | 0.061092 | 0.066679 | 0.078892 | 0.10238 | 0.081843 | 0.078491 | 0.082608 | 0.090612 | 0.088407 | 0.087688 | 0.099005 | 0.10347 | 0.11358 | 0.1239 | 0.121 | 0.1177 | 0.10179 | 0.083742 | 0.082284 | 0.073234 | 0.072432 | 0.075958 | 0.074722
Portfolio Adjusted1-in-10AllOther2020December Monthly Peak | Portfolio Adjusted | 1-in-10 | All | Other | 2020 | December Monthly Peak | 12 | 5.1503 | 5.0333 | 4.9401 | 4.9405 | 5.1889 | 5.9784 | 7.0408 | 7.706 | 8.453 | 8.7673 | 8.8524 | 8.7124 | 8.4019 | 8.303 | 7.9941 | 7.6324 | 7.5485 | 7.6151 | 7.3143 | 6.9991 | 6.7204 | 6.4053 | 5.9467 | 5.4754 | -0.010195 | -0.019893 | -0.012386 | -0.00355 | -0.0022285 | -0.03027 | -0.012857 | -0.011353 | -0.0096158 | -0.0038492 | -0.0019186 | 0.0013846 | 0.0019227 | 0.017686 | 0.13843 | 0.13855 | 0.11925 | 0.1042 | 0.0015471 | -0.028189 | -0.034747 | -0.035312 | -0.030555 | -0.031403 | 42.0868 | 41.4542 | 41.2198 | 40.9505 | 40.6532 | 40.4724 | 40.6885 | 40.7661 | 41.4603 | 43.5406 | 45.7517 | 47.6275 | 48.7554 | 49.2763 | 49.2773 | 49.1848 | 48.7955 | 47.5442 | 46.2976 | 45.2566 | 44.3859 | 43.5223 | 43.1454 | 42.436 | 0.067523 | 0.059973 | 0.065573 | 0.077657 | 0.10109 | 0.081482 | 0.079381 | 0.082791 | 0.089309 | 0.08438 | 0.080818 | 0.088443 | 0.090115 | 0.097607 | 0.10538 | 0.10409 | 0.10411 | 0.092629 | 0.078874 | 0.07829 | 0.070176 | 0.070404 | 0.073749 | 0.072085
Portfolio Adjusted1-in-10AllOther2020Typical Event Day | Portfolio Adjusted | 1-in-10 | All | Other | 2020 | Typical Event Day | 8 | 6.2618 | 6.0393 | 5.8663 | 5.8378 | 6.1141 | 6.8522 | 7.8011 | 8.8337 | 10.0326 | 10.9539 | 11.747 | 12.1382 | 12.1851 | 12.3699 | 12.2395 | 11.8238 | 11.1838 | 10.2369 | 9.3493 | 8.9397 | 8.7172 | 8.1346 | 7.399 | 6.8296 | -0.010932 | -0.010359 | -0.0071836 | -0.0082925 | -0.0097123 | -0.013865 | -0.012515 | -0.024585 | -0.017195 | -0.014537 | -0.026361 | -0.015103 | -0.0090045 | 0.032384 | 0.19439 | 0.20731 | 0.18933 | 0.15692 | 0.041629 | 0.0043559 | -0.0060055 | -0.016202 | -0.02659 | -0.031063 | 75.5384 | 74.2335 | 73.0464 | 71.9854 | 71.0132 | 69.9928 | 69.2726 | 69.5442 | 72.5589 | 77.7162 | 82.7394 | 86.9412 | 89.9119 | 91.9017 | 93.1098 | 93.6935 | 93.67 | 92.8704 | 91.6315 | 89.1807 | 85.6298 | 82.3532 | 80.0661 | 78.2817 | 0.074402 | 0.066405 | 0.072682 | 0.086394 | 0.11196 | 0.088797 | 0.08501 | 0.090163 | 0.098886 | 0.09643 | 0.095591 | 0.10717 | 0.11068 | 0.12135 | 0.13254 | 0.13007 | 0.12533 | 0.1054 | 0.087316 | 0.087619 | 0.079972 | 0.079258 | 0.082908 | 0.081284
Portfolio Adjusted1-in-10AllOther2021January Monthly Peak | Portfolio Adjusted | 1-in-10 | All | Other | 2021 | January Monthly Peak | 1 | 4.9869 | 4.9014 | 4.8149 | 4.8479 | 5.0943 | 5.9835 | 7.216 | 7.9159 | 8.6458 | 8.9295 | 8.97 | 8.8109 | 8.4046 | 8.3003 | 7.9462 | 7.529 | 7.4224 | 7.5454 | 7.2981 | 6.956 | 6.6621 | 6.3185 | 5.8579 | 5.333 | -0.010162 | -0.019869 | -0.012368 | -0.0035846 | -0.0022614 | -0.030837 | -0.013213 | -0.011718 | -0.0099144 | -0.0039366 | -0.0019581 | 0.0014079 | 0.0019408 | 0.017864 | 0.13933 | 0.13847 | 0.11802 | 0.10377 | 0.0015571 | -0.028258 | -0.034745 | -0.035247 | -0.030589 | -0.031553 | 41.0023 | 40.3517 | 39.7944 | 39.3537 | 39.1934 | 38.859 | 38.4974 | 38.3553 | 38.9401 | 41.0601 | 43.5325 | 46.073 | 48.0116 | 48.9373 | 49.4135 | 49.3074 | 48.7173 | 47.6788 | 45.5524 | 43.8912 | 42.4708 | 41.354 | 40.4691 | 39.6979 | 0.067257 | 0.059827 | 0.065458 | 0.078383 | 0.10255 | 0.082898 | 0.081524 | 0.085435 | 0.092066 | 0.086283 | 0.082461 | 0.089915 | 0.090947 | 0.098574 | 0.10617 | 0.10473 | 0.10367 | 0.092819 | 0.079385 | 0.078488 | 0.070178 | 0.070276 | 0.073825 | 0.07239
Portfolio Adjusted1-in-10AllOther2021February Monthly Peak | Portfolio Adjusted | 1-in-10 | All | Other | 2021 | February Monthly Peak | 2 | 5.1268 | 4.9954 | 4.8868 | 4.9136 | 5.1588 | 5.8988 | 6.9055 | 7.4961 | 8.1927 | 8.5323 | 8.7655 | 8.8103 | 8.6639 | 8.7385 | 8.5658 | 8.1918 | 7.8502 | 7.664 | 7.5386 | 7.1564 | 6.8269 | 6.4256 | 5.913 | 5.4773 | -0.010325 | -0.020218 | -0.012554 | -0.0036301 | -0.0022681 | -0.03069 | -0.013093 | -0.011512 | -0.0097404 | -0.0039039 | -0.0019715 | 0.001445 | 0.0020285 | 0.018938 | 0.14962 | 0.14888 | 0.12469 | 0.10625 | 0.001606 | -0.02907 | -0.035726 | -0.036064 | -0.031171 | -0.03206 | 48.8853 | 48.429 | 47.9316 | 47.4036 | 46.8838 | 46.039 | 45.6543 | 45.6418 | 46.5151 | 48.6632 | 50.81 | 52.6935 | 54.275 | 55.3285 | 56.2992 | 56.8171 | 56.3296 | 55.5037 | 53.4341 | 51.3024 | 49.5505 | 48.1271 | 47.2355 | 46.2865 | 0.068359 | 0.060891 | 0.06644 | 0.079384 | 0.10286 | 0.08254 | 0.080759 | 0.083894 | 0.090406 | 0.085514 | 0.082981 | 0.092243 | 0.095041 | 0.10449 | 0.11414 | 0.11164 | 0.1091 | 0.095796 | 0.081862 | 0.080719 | 0.072123 | 0.071873 | 0.075198 | 0.073567
Portfolio Adjusted1-in-10AllOther2021March Monthly Peak | Portfolio Adjusted | 1-in-10 | All | Other | 2021 | March Monthly Peak | 3 | 5.3529 | 5.1801 | 5.0451 | 5.031 | 5.2572 | 5.9046 | 6.8985 | 7.4849 | 8.1112 | 8.5682 | 9.0084 | 9.244 | 9.3045 | 9.4995 | 9.4408 | 9.1228 | 8.6589 | 8.1053 | 7.7375 | 7.6094 | 7.2749 | 6.8013 | 6.2202 | 5.7938 | -0.010691 | -0.020933 | -0.013 | -0.0037253 | -0.0023094 | -0.030938 | -0.013222 | -0.011659 | -0.0098209 | -0.0039775 | -0.0020393 | 0.0015139 | 0.0021546 | 0.020168 | 0.16191 | 0.16257 | 0.13564 | 0.11172 | 0.0016589 | -0.030732 | -0.03784 | -0.037905 | -0.032754 | -0.033635 | 56.2646 | 54.8192 | 53.9599 | 53.5076 | 52.559 | 51.8387 | 51.1531 | 50.9718 | 52.2574 | 56.7491 | 62.298 | 67.0697 | 70.4236 | 72.2756 | 73.5467 | 74.3355 | 74.3403 | 73.2474 | 71.4925 | 68.778 | 65.338 | 62.358 | 60.1167 | 58.4452 | 0.070794 | 0.063055 | 0.068798 | 0.081467 | 0.10474 | 0.083216 | 0.081566 | 0.084953 | 0.091132 | 0.087105 | 0.08582 | 0.096645 | 0.10096 | 0.11131 | 0.12227 | 0.12009 | 0.11659 | 0.099955 | 0.08454 | 0.085324 | 0.076382 | 0.075537 | 0.079004 | 0.07719
Portfolio Adjusted1-in-10AllOther2021April Monthly Peak | Portfolio Adjusted | 1-in-10 | All | Other | 2021 | April Monthly Peak | 4 | 5.6385 | 5.4421 | 5.2878 | 5.2621 | 5.5032 | 6.1517 | 6.9923 | 7.7663 | 8.6975 | 9.4171 | 10.0955 | 10.4515 | 10.6018 | 10.8064 | 10.7288 | 10.3537 | 9.7588 | 8.9584 | 8.2391 | 8.0914 | 7.8473 | 7.3118 | 6.6595 | 6.1959 | -0.010576 | -0.014979 | -0.0096846 | -0.0059658 | -0.0060203 | -0.021383 | -0.012392 | -0.017906 | -0.013401 | -0.0093357 | -0.014531 | -0.0070686 | -0.0036797 | 0.026867 | 0.17933 | 0.18587 | 0.16277 | 0.13386 | 0.022717 | -0.011918 | -0.020884 | -0.026236 | -0.029242 | -0.031999 | 66.8691 | 65.4606 | 63.7777 | 62.6184 | 61.4616 | 60.3603 | 59.7691 | 59.7458 | 63.1758 | 69.4803 | 75.7916 | 81.0715 | 84.2049 | 86.2509 | 87.4901 | 88.1472 | 87.9692 | 87.2588 | 85.1844 | 82.0483 | 77.8995 | 74.1877 | 71.4326 | 69.7693 | 0.068787 | 0.061253 | 0.066851 | 0.079179 | 0.10212 | 0.08114 | 0.077842 | 0.08229 | 0.090311 | 0.088051 | 0.0877 | 0.098887 | 0.10383 | 0.1142 | 0.12531 | 0.12278 | 0.11857 | 0.099946 | 0.082284 | 0.083355 | 0.07543 | 0.074476 | 0.077774 | 0.07613
Portfolio Adjusted1-in-10AllOther2021May Monthly Peak | Portfolio Adjusted | 1-in-10 | All | Other | 2021 | May Monthly Peak | 5 | 5.7862 | 5.587 | 5.4378 | 5.4093 | 5.6729 | 6.3354 | 7.1202 | 8.1264 | 9.2335 | 10.0989 | 10.844 | 11.2264 | 11.3249 | 11.4856 | 11.3606 | 10.9452 | 10.3017 | 9.4127 | 8.5889 | 8.2691 | 8.1234 | 7.5831 | 6.9049 | 6.4145 | -0.010374 | -0.011662 | -0.0078567 | -0.0071319 | -0.0079998 | -0.016201 | -0.012006 | -0.02154 | -0.015537 | -0.012502 | -0.021844 | -0.01207 | -0.0070483 | 0.030484 | 0.18739 | 0.19685 | 0.17648 | 0.14533 | 0.03398 | -0.0017039 | -0.011367 | -0.019565 | -0.027045 | -0.030777 | 73.2347 | 71.2103 | 69.7712 | 68.4807 | 67.1334 | 65.9391 | 65.1831 | 65.5371 | 69.1972 | 74.671 | 79.938 | 83.5338 | 86.8878 | 89.1016 | 90.2525 | 90.5897 | 90.0632 | 88.9635 | 87.53 | 85.021 | 81.0736 | 77.4511 | 74.9329 | 72.4272 | 0.069003 | 0.061597 | 0.067559 | 0.080091 | 0.10371 | 0.082483 | 0.078686 | 0.084692 | 0.093757 | 0.092312 | 0.091986 | 0.10358 | 0.10819 | 0.11854 | 0.12978 | 0.12669 | 0.12211 | 0.10218 | 0.083566 | 0.083542 | 0.076116 | 0.075309 | 0.078845 | 0.077219
Portfolio Adjusted1-in-10AllOther2021June Monthly Peak | Portfolio Adjusted | 1-in-10 | All | Other | 2021 | June Monthly Peak | 6 | 5.9929 | 5.7791 | 5.6129 | 5.5721 | 5.8126 | 6.447 | 7.2446 | 8.2857 | 9.3895 | 10.2348 | 10.9708 | 11.337 | 11.3684 | 11.5192 | 11.4051 | 11.0679 | 10.515 | 9.6801 | 8.9109 | 8.4435 | 8.3047 | 7.8062 | 7.0842 | 6.5566 | -0.010872 | -0.014554 | -0.0095223 | -0.0064926 | -0.0067664 | -0.020487 | -0.012427 | -0.019091 | -0.014051 | -0.010167 | -0.016391 | -0.0083002 | -0.0044431 | 0.026929 | 0.1812 | 0.19067 | 0.17051 | 0.14082 | 0.025885 | -0.0091049 | -0.018466 | -0.024782 | -0.029029 | -0.032193 | 73.1146 | 71.54 | 70.4395 | 69.1258 | 68.1369 | 66.5913 | 65.7605 | 66.7394 | 70.8193 | 76.0007 | 81.0668 | 85.0641 | 87.8128 | 89.545 | 90.771 | 91.4543 | 91.8043 | 91.147 | 90.0008 | 87.8743 | 84.8079 | 81.002 | 78.4974 | 76.5339 | 0.071006 | 0.063264 | 0.069286 | 0.081972 | 0.10574 | 0.083281 | 0.078787 | 0.083787 | 0.091686 | 0.089148 | 0.088538 | 0.099193 | 0.1022 | 0.11157 | 0.12197 | 0.12064 | 0.11757 | 0.099529 | 0.083049 | 0.082698 | 0.07605 | 0.075598 | 0.078954 | 0.077543
Portfolio Adjusted1-in-10AllOther2021July Monthly Peak | Portfolio Adjusted | 1-in-10 | All | Other | 2021 | July Monthly Peak | 7 | 6.2069 | 5.995 | 5.8422 | 5.7912 | 6.051 | 6.7687 | 7.6526 | 8.7086 | 9.8606 | 10.7747 | 11.5388 | 11.8984 | 11.9281 | 12.1012 | 11.9767 | 11.6229 | 11.0769 | 10.2056 | 9.3191 | 8.8307 | 8.6736 | 8.1438 | 7.3858 | 6.8021 | -0.010772 | -0.010623 | -0.0073598 | -0.0080281 | -0.0093135 | -0.014272 | -0.012198 | -0.02334 | -0.01628 | -0.01359 | -0.024413 | -0.013818 | -0.0081563 | 0.030307 | 0.18675 | 0.20038 | 0.18472 | 0.15424 | 0.039502 | 0.0030239 | -0.0071193 | -0.016895 | -0.02655 | -0.030762 | 76.9364 | 75.7044 | 74.4743 | 73.3119 | 72.404 | 71.4128 | 70.5821 | 70.8638 | 73.9459 | 78.8977 | 83.5314 | 87.2607 | 89.9102 | 91.6455 | 92.9388 | 93.5502 | 93.4596 | 92.9195 | 91.9044 | 89.6062 | 85.9755 | 82.4437 | 80.1267 | 78.4481 | 0.072939 | 0.065225 | 0.07183 | 0.084854 | 0.1098 | 0.086779 | 0.082217 | 0.086786 | 0.09454 | 0.092089 | 0.091165 | 0.1017 | 0.10457 | 0.11446 | 0.12518 | 0.12399 | 0.12109 | 0.10297 | 0.085414 | 0.085496 | 0.07882 | 0.078288 | 0.081596 | 0.07977
Portfolio Adjusted1-in-10AllOther2021August Monthly Peak | Portfolio Adjusted | 1-in-10 | All | Other | 2021 | August Monthly Peak | 8 | 6.3209 | 6.0968 | 5.9256 | 5.8972 | 6.1758 | 6.9287 | 7.8976 | 8.9678 | 10.2212 | 11.189 | 12.0119 | 12.4135 | 12.4542 | 12.6325 | 12.4856 | 12.052 | 11.4001 | 10.4287 | 9.5072 | 9.0845 | 8.8476 | 8.253 | 7.5028 | 6.9161 | -0.010891 | -0.0086479 | -0.0062311 | -0.0089481 | -0.0108 | -0.011075 | -0.012355 | -0.026497 | -0.018299 | -0.0162 | -0.030258 | -0.017779 | -0.0108 | 0.034295 | 0.19807 | 0.21262 | 0.19615 | 0.16294 | 0.047808 | 0.00969 | -0.0010762 | -0.012803 | -0.025555 | -0.030544 | 76.0892 | 74.9212 | 73.7274 | 72.7931 | 71.679 | 70.9573 | 70.419 | 70.5236 | 73.2584 | 78.7617 | 83.819 | 88.3537 | 91.4701 | 93.5664 | 95.0435 | 95.945 | 95.9741 | 94.986 | 93.9072 | 91.5436 | 87.9155 | 85.0812 | 83.1429 | 81.3392 | 0.076001 | 0.067822 | 0.074347 | 0.088399 | 0.11458 | 0.090865 | 0.086989 | 0.092482 | 0.10177 | 0.099529 | 0.098771 | 0.11074 | 0.11434 | 0.1253 | 0.13676 | 0.13415 | 0.12921 | 0.10853 | 0.08975 | 0.090012 | 0.082084 | 0.081333 | 0.085017 | 0.083329
Portfolio Adjusted1-in-10AllOther2021September Monthly Peak | Portfolio Adjusted | 1-in-10 | All | Other | 2021 | September Monthly Peak | 9 | 6.2398 | 6.0506 | 5.8942 | 5.8725 | 6.1777 | 6.9349 | 8.0254 | 9.0275 | 10.3788 | 11.4192 | 12.2628 | 12.6682 | 12.6804 | 12.8588 | 12.6834 | 12.1706 | 11.4282 | 10.3957 | 9.4878 | 9.2433 | 8.766 | 8.173 | 7.3814 | 6.8295 | -0.010694 | -0.006984 | -0.0052969 | -0.0095043 | -0.011821 | -0.0084439 | -0.012319 | -0.028649 | -0.019918 | -0.018454 | -0.035254 | -0.021079 | -0.012917 | 0.03729 | 0.20499 | 0.21982 | 0.2028 | 0.16807 | 0.054218 | 0.015003 | 0.0035797 | -0.0096003 | -0.024334 | -0.029715 | 76.0132 | 74.768 | 73.5441 | 72.7104 | 71.8326 | 71.0095 | 70.3291 | 70.0499 | 72.2121 | 77.2046 | 82.5402 | 87.086 | 90.4541 | 92.8495 | 93.6853 | 93.824 | 93.4415 | 92.4286 | 90.7129 | 87.6978 | 83.8196 | 80.8851 | 78.4967 | 76.8048 | 0.076663 | 0.068809 | 0.075648 | 0.090092 | 0.11752 | 0.093067 | 0.090065 | 0.096209 | 0.10799 | 0.10669 | 0.10595 | 0.11871 | 0.12203 | 0.13372 | 0.14588 | 0.14201 | 0.13566 | 0.11321 | 0.093362 | 0.09431 | 0.08435 | 0.083673 | 0.086477 | 0.084625
Portfolio Adjusted1-in-10AllOther2021October Monthly Peak | Portfolio Adjusted | 1-in-10 | All | Other | 2021 | October Monthly Peak | 10 | 5.8929 | 5.6972 | 5.5538 | 5.5191 | 5.7777 | 6.4736 | 7.5495 | 8.2985 | 9.3043 | 10.1821 | 10.9099 | 11.3325 | 11.4338 | 11.6387 | 11.5328 | 11.0862 | 10.3786 | 9.4778 | 8.96 | 8.5994 | 8.1263 | 7.5804 | 6.8882 | 6.3992 | -0.010891 | -0.013286 | -0.0088107 | -0.0070195 | -0.00764 | -0.018607 | -0.012813 | -0.021118 | -0.015408 | -0.011946 | -0.020244 | -0.01091 | -0.0062067 | 0.030725 | 0.19259 | 0.20102 | 0.17735 | 0.14597 | 0.032122 | -0.0053021 | -0.014923 | -0.022397 | -0.028399 | -0.031833 | 70.4773 | 69.0511 | 68.138 | 66.9456 | 65.9697 | 64.934 | 64.4387 | 63.8483 | 64.5488 | 69.4113 | 75.5769 | 81.4001 | 85.8459 | 88.708 | 89.804 | 90.4413 | 90.4132 | 89.4499 | 86.9738 | 82.6767 | 78.6043 | 75.5709 | 73.2324 | 71.5117 | 0.071697 | 0.06386 | 0.069939 | 0.082797 | 0.10706 | 0.08496 | 0.082638 | 0.086941 | 0.096023 | 0.094698 | 0.094351 | 0.10689 | 0.11169 | 0.12258 | 0.1343 | 0.13114 | 0.12531 | 0.10516 | 0.08806 | 0.08737 | 0.077876 | 0.077002 | 0.080056 | 0.078255
Portfolio Adjusted1-in-10AllOther2021November Monthly Peak | Portfolio Adjusted | 1-in-10 | All | Other | 2021 | November Monthly Peak | 11 | 5.5513 | 5.3745 | 5.2459 | 5.2154 | 5.4857 | 6.1455 | 6.9475 | 7.7165 | 8.6021 | 9.2708 | 9.8557 | 10.1633 | 10.2391 | 10.3862 | 10.2375 | 9.8199 | 9.2936 | 8.9464 | 8.2998 | 7.84 | 7.4316 | 6.9469 | 6.3733 | 5.9973 | -0.010574 | -0.015956 | -0.010231 | -0.0056021 | -0.0054527 | -0.023229 | -0.012639 | -0.017013 | -0.012942 | -0.0085598 | -0.012571 | -0.0056944 | -0.0027155 | 0.025923 | 0.17448 | 0.17896 | 0.156 | 0.13285 | 0.019717 | -0.014854 | -0.023128 | -0.027545 | -0.029291 | -0.031862 | 65.045 | 63.6748 | 62.6864 | 61.3405 | 60.5093 | 59.7119 | 58.9939 | 58.7182 | 61.2617 | 66.4223 | 72.6493 | 77.6216 | 80.8052 | 82.4657 | 83.4732 | 83.6265 | 82.3754 | 79.7561 | 76.293 | 72.5855 | 70.0428 | 68.0733 | 66.3695 | 65.1578 | 0.068607 | 0.061268 | 0.066873 | 0.079122 | 0.10268 | 0.082079 | 0.078719 | 0.082849 | 0.090875 | 0.088664 | 0.087943 | 0.099293 | 0.10377 | 0.11391 | 0.12426 | 0.12135 | 0.11804 | 0.10208 | 0.083986 | 0.082523 | 0.073447 | 0.072643 | 0.076179 | 0.074939
Portfolio Adjusted1-in-10AllOther2021December Monthly Peak | Portfolio Adjusted | 1-in-10 | All | Other | 2021 | December Monthly Peak | 12 | 5.1587 | 5.0414 | 4.948 | 4.9484 | 5.1973 | 5.9882 | 7.0525 | 7.7187 | 8.4663 | 8.7806 | 8.8658 | 8.7256 | 8.4147 | 8.3158 | 8.0064 | 7.6441 | 7.5599 | 7.6262 | 7.3252 | 7.0097 | 6.7306 | 6.4151 | 5.9559 | 5.4842 | -0.010224 | -0.019951 | -0.012423 | -0.0035604 | -0.0022351 | -0.030359 | -0.012895 | -0.011387 | -0.009644 | -0.0038605 | -0.0019242 | 0.0013887 | 0.0019283 | 0.017738 | 0.13875 | 0.13887 | 0.1195 | 0.10443 | 0.0015516 | -0.028271 | -0.034849 | -0.035415 | -0.030645 | -0.031495 | 42.0871 | 41.4545 | 41.2201 | 40.9508 | 40.6535 | 40.4726 | 40.6888 | 40.7663 | 41.4605 | 43.5408 | 45.7519 | 47.6277 | 48.7557 | 49.2765 | 49.2776 | 49.1851 | 48.7957 | 47.5444 | 46.2978 | 45.2568 | 44.3861 | 43.5225 | 43.1456 | 42.4363 | 0.067719 | 0.060146 | 0.065765 | 0.077883 | 0.10138 | 0.081717 | 0.079611 | 0.083032 | 0.089568 | 0.084625 | 0.081052 | 0.0887 | 0.090377 | 0.097891 | 0.10568 | 0.1044 | 0.10441 | 0.092899 | 0.079104 | 0.078518 | 0.07038 | 0.070608 | 0.073963 | 0.072295
Portfolio Adjusted1-in-10AllOther2021Typical Event Day | Portfolio Adjusted | 1-in-10 | All | Other | 2021 | Typical Event Day | 8 | 6.2715 | 6.0488 | 5.8756 | 5.847 | 6.1239 | 6.8635 | 7.8144 | 8.8484 | 10.0482 | 10.9701 | 11.7638 | 12.155 | 12.2017 | 12.3867 | 12.2558 | 11.8392 | 11.1982 | 10.2503 | 9.3621 | 8.9522 | 8.7294 | 8.1463 | 7.41 | 6.8401 | -0.010964 | -0.01039 | -0.0072046 | -0.0083168 | -0.0097408 | -0.013906 | -0.012552 | -0.024657 | -0.017245 | -0.014579 | -0.026438 | -0.015147 | -0.0090308 | 0.032479 | 0.19482 | 0.20776 | 0.18972 | 0.15725 | 0.041751 | 0.0043686 | -0.0060231 | -0.016249 | -0.026668 | -0.031154 | 75.5383 | 74.2334 | 73.0463 | 71.9853 | 71.0131 | 69.9928 | 69.2726 | 69.5442 | 72.5589 | 77.7162 | 82.7393 | 86.9411 | 89.9118 | 91.9016 | 93.1097 | 93.6934 | 93.6699 | 92.8703 | 91.6313 | 89.1805 | 85.6296 | 82.353 | 80.066 | 78.2815 | 0.074618 | 0.066596 | 0.072894 | 0.086646 | 0.11229 | 0.089054 | 0.085257 | 0.090425 | 0.099173 | 0.096709 | 0.095867 | 0.10748 | 0.111 | 0.1217 | 0.13293 | 0.13045 | 0.12569 | 0.1057 | 0.087569 | 0.087874 | 0.080204 | 0.079489 | 0.083149 | 0.08152
Portfolio Adjusted1-in-10AllOther2022January Monthly Peak | Portfolio Adjusted | 1-in-10 | All | Other | 2022 | January Monthly Peak | 1 | 4.9953 | 4.9095 | 4.8228 | 4.8558 | 5.1029 | 5.9935 | 7.228 | 7.929 | 8.6595 | 8.9432 | 8.9837 | 8.8244 | 8.4175 | 8.3133 | 7.9586 | 7.5408 | 7.4337 | 7.5566 | 7.309 | 6.9666 | 6.6723 | 6.3283 | 5.8671 | 5.3419 | -0.010191 | -0.019928 | -0.012405 | -0.0035951 | -0.002268 | -0.030928 | -0.013252 | -0.011752 | -0.0099434 | -0.0039481 | -0.0019638 | 0.0014121 | 0.0019465 | 0.017917 | 0.13966 | 0.13879 | 0.11827 | 0.10399 | 0.0015617 | -0.028341 | -0.034847 | -0.03535 | -0.030679 | -0.031646 | 41.0026 | 40.3519 | 39.7947 | 39.354 | 39.1937 | 38.8593 | 38.4976 | 38.3555 | 38.9403 | 41.0604 | 43.5328 | 46.0732 | 48.0119 | 48.9375 | 49.4137 | 49.3077 | 48.7175 | 47.6789 | 45.5526 | 43.8914 | 42.471 | 41.3542 | 40.4694 | 39.6982 | 0.067452 | 0.06 | 0.065649 | 0.078611 | 0.10285 | 0.083138 | 0.081761 | 0.085683 | 0.092334 | 0.086534 | 0.0827 | 0.090177 | 0.091212 | 0.098861 | 0.10648 | 0.10503 | 0.10398 | 0.09309 | 0.079616 | 0.078716 | 0.070382 | 0.07048 | 0.07404 | 0.072601
Portfolio Adjusted1-in-10AllOther2022February Monthly Peak | Portfolio Adjusted | 1-in-10 | All | Other | 2022 | February Monthly Peak | 2 | 5.1353 | 5.0037 | 4.8948 | 4.9217 | 5.1674 | 5.9088 | 6.9174 | 7.509 | 8.2061 | 8.5458 | 8.7793 | 8.8241 | 8.6775 | 8.7522 | 8.5791 | 8.2044 | 7.8621 | 7.6755 | 7.5499 | 7.1673 | 6.8374 | 6.4357 | 5.9224 | 5.4863 | -0.010356 | -0.020277 | -0.012591 | -0.0036408 | -0.0022747 | -0.03078 | -0.013131 | -0.011546 | -0.009769 | -0.0039154 | -0.0019773 | 0.0014492 | 0.0020345 | 0.018993 | 0.14998 | 0.14922 | 0.12496 | 0.10648 | 0.0016107 | -0.029156 | -0.035831 | -0.036169 | -0.031263 | -0.032154 | 48.8856 | 48.4292 | 47.9318 | 47.4038 | 46.884 | 46.0392 | 45.6545 | 45.642 | 46.5153 | 48.6635 | 50.8103 | 52.6938 | 54.2752 | 55.3287 | 56.2995 | 56.8174 | 56.3299 | 55.5039 | 53.4343 | 51.3026 | 49.5508 | 48.1274 | 47.2358 | 46.2868 | 0.068558 | 0.061067 | 0.066634 | 0.079616 | 0.10316 | 0.082779 | 0.080994 | 0.084138 | 0.09067 | 0.085763 | 0.083222 | 0.092511 | 0.095317 | 0.1048 | 0.11447 | 0.11197 | 0.10942 | 0.096075 | 0.0821 | 0.080954 | 0.072333 | 0.072082 | 0.075417 | 0.073782
Portfolio Adjusted1-in-10AllOther2022March Monthly Peak | Portfolio Adjusted | 1-in-10 | All | Other | 2022 | March Monthly Peak | 3 | 5.3617 | 5.1886 | 5.0534 | 5.0393 | 5.2659 | 5.9146 | 6.9105 | 7.498 | 8.1248 | 8.582 | 9.0227 | 9.2584 | 9.3189 | 9.5141 | 9.4551 | 9.1363 | 8.6716 | 8.1174 | 7.7492 | 7.6209 | 7.286 | 6.8119 | 6.2301 | 5.8033 | -0.010722 | -0.020995 | -0.013038 | -0.0037362 | -0.0023161 | -0.031029 | -0.01326 | -0.011693 | -0.0098496 | -0.0039891 | -0.0020452 | 0.0015183 | 0.0021609 | 0.020227 | 0.16229 | 0.16294 | 0.13592 | 0.11196 | 0.0016638 | -0.030822 | -0.037951 | -0.038016 | -0.03285 | -0.033733 | 56.2648 | 54.8194 | 53.9602 | 53.5079 | 52.5592 | 51.839 | 51.1533 | 50.972 | 52.2576 | 56.7493 | 62.2981 | 67.0698 | 70.4238 | 72.2758 | 73.5468 | 74.3356 | 74.3404 | 73.2475 | 71.4925 | 68.778 | 65.3381 | 62.3581 | 60.1169 | 58.4453 | 0.070999 | 0.063237 | 0.068999 | 0.081704 | 0.10504 | 0.083457 | 0.081802 | 0.085201 | 0.091397 | 0.087358 | 0.086069 | 0.096926 | 0.10126 | 0.11163 | 0.12262 | 0.12044 | 0.11693 | 0.10025 | 0.084787 | 0.085573 | 0.076604 | 0.075757 | 0.079234 | 0.077415
Portfolio Adjusted1-in-10AllOther2022April Monthly Peak | Portfolio Adjusted | 1-in-10 | All | Other | 2022 | April Monthly Peak | 4 | 5.6476 | 5.4509 | 5.2964 | 5.2707 | 5.5123 | 6.1621 | 7.0046 | 7.7798 | 8.7119 | 9.432 | 10.1111 | 10.4673 | 10.6175 | 10.8224 | 10.7444 | 10.3684 | 9.7726 | 8.9712 | 8.2512 | 8.1033 | 7.8589 | 7.323 | 6.6699 | 6.2059 | -0.010607 | -0.015023 | -0.009713 | -0.0059833 | -0.0060379 | -0.021446 | -0.012428 | -0.017958 | -0.01344 | -0.0093631 | -0.014573 | -0.0070893 | -0.0036904 | 0.026946 | 0.17974 | 0.18628 | 0.16312 | 0.13415 | 0.022784 | -0.011953 | -0.020946 | -0.026313 | -0.029327 | -0.032093 | 66.8693 | 65.4608 | 63.7779 | 62.6187 | 61.4618 | 60.3606 | 59.7693 | 59.7461 | 63.1761 | 69.4805 | 75.7917 | 81.0716 | 84.205 | 86.251 | 87.4901 | 88.1473 | 87.9692 | 87.2588 | 85.1844 | 82.0482 | 77.8995 | 74.1877 | 71.4326 | 69.7693 | 0.068986 | 0.061429 | 0.067046 | 0.07941 | 0.10242 | 0.081374 | 0.078068 | 0.08253 | 0.090573 | 0.088307 | 0.087954 | 0.099174 | 0.10413 | 0.11453 | 0.12568 | 0.12314 | 0.11891 | 0.10024 | 0.082524 | 0.083598 | 0.075649 | 0.074693 | 0.078 | 0.076351
Portfolio Adjusted1-in-10AllOther2022May Monthly Peak | Portfolio Adjusted | 1-in-10 | All | Other | 2022 | May Monthly Peak | 5 | 5.7954 | 5.5959 | 5.4465 | 5.4179 | 5.6821 | 6.3461 | 7.1326 | 8.1403 | 9.2484 | 10.1145 | 10.8603 | 11.2429 | 11.3413 | 11.5022 | 11.3768 | 10.9604 | 10.3159 | 9.4258 | 8.6013 | 8.2811 | 8.1352 | 7.5944 | 6.9155 | 6.4246 | -0.010405 | -0.011696 | -0.0078797 | -0.0071528 | -0.0080232 | -0.016249 | -0.012041 | -0.021603 | -0.015583 | -0.012539 | -0.021908 | -0.012105 | -0.0070689 | 0.030573 | 0.18782 | 0.19729 | 0.17685 | 0.14565 | 0.034079 | -0.0017088 | -0.0114 | -0.019622 | -0.027124 | -0.030867 | 73.2347 | 71.2103 | 69.7712 | 68.4807 | 67.1335 | 65.9392 | 65.1832 | 65.5372 | 69.1973 | 74.6711 | 79.9381 | 83.5339 | 86.8878 | 89.1016 | 90.2525 | 90.5897 | 90.0632 | 88.9634 | 87.5299 | 85.021 | 81.0736 | 77.451 | 74.9328 | 72.4272 | 0.069203 | 0.061774 | 0.067756 | 0.080324 | 0.10401 | 0.082722 | 0.078915 | 0.084938 | 0.09403 | 0.09258 | 0.092253 | 0.10388 | 0.10851 | 0.11888 | 0.13016 | 0.12705 | 0.12246 | 0.10248 | 0.083809 | 0.083785 | 0.076337 | 0.075528 | 0.079074 | 0.077443
Portfolio Adjusted1-in-10AllOther2022June Monthly Peak | Portfolio Adjusted | 1-in-10 | All | Other | 2022 | June Monthly Peak | 6 | 6.0023 | 5.7882 | 5.6218 | 5.581 | 5.822 | 6.4577 | 7.257 | 8.2995 | 9.4041 | 10.2499 | 10.9864 | 11.3528 | 11.3838 | 11.5348 | 11.4202 | 11.0823 | 10.5286 | 9.6928 | 8.9231 | 8.4554 | 8.3164 | 7.8175 | 7.0948 | 6.5667 | -0.010904 | -0.014597 | -0.0095502 | -0.0065116 | -0.0067863 | -0.020547 | -0.012464 | -0.019147 | -0.014092 | -0.010197 | -0.016439 | -0.0083245 | -0.0044561 | 0.027007 | 0.1816 | 0.19108 | 0.17085 | 0.14111 | 0.02596 | -0.0091316 | -0.01852 | -0.024855 | -0.029114 | -0.032287 | 73.1144 | 71.5398 | 70.4393 | 69.1256 | 68.1367 | 66.5912 | 65.7604 | 66.7393 | 70.8192 | 76.0006 | 81.0666 | 85.0639 | 87.8127 | 89.5448 | 90.7709 | 91.4542 | 91.8041 | 91.1468 | 90.0006 | 87.8741 | 84.8076 | 81.0017 | 78.4972 | 76.5336 | 0.071212 | 0.063446 | 0.069487 | 0.082211 | 0.10605 | 0.083521 | 0.079015 | 0.084031 | 0.091953 | 0.089406 | 0.088793 | 0.09948 | 0.1025 | 0.1119 | 0.12233 | 0.12099 | 0.11791 | 0.099818 | 0.083291 | 0.082938 | 0.07627 | 0.075817 | 0.079183 | 0.077768
Portfolio Adjusted1-in-10AllOther2022July Monthly Peak | Portfolio Adjusted | 1-in-10 | All | Other | 2022 | July Monthly Peak | 7 | 6.2165 | 6.0044 | 5.8514 | 5.8003 | 6.0607 | 6.7798 | 7.6654 | 8.7227 | 9.8755 | 10.7901 | 11.5548 | 11.9144 | 11.9438 | 12.117 | 11.992 | 11.6376 | 11.0908 | 10.2186 | 9.3316 | 8.8429 | 8.6858 | 8.1554 | 7.3966 | 6.8124 | -0.010803 | -0.010654 | -0.0073813 | -0.0080516 | -0.0093408 | -0.014314 | -0.012234 | -0.023409 | -0.016328 | -0.013629 | -0.024485 | -0.013858 | -0.0081802 | 0.030396 | 0.18715 | 0.20081 | 0.1851 | 0.15457 | 0.039617 | 0.0030327 | -0.0071402 | -0.016945 | -0.026627 | -0.030852 | 76.9363 | 75.7043 | 74.4742 | 73.3118 | 72.4039 | 71.4127 | 70.582 | 70.8638 | 73.9458 | 78.8976 | 83.5313 | 87.2606 | 89.91 | 91.6453 | 92.9386 | 93.5499 | 93.4593 | 92.9192 | 91.9041 | 89.6059 | 85.9752 | 82.4435 | 80.1264 | 78.4479 | 0.07315 | 0.065413 | 0.072039 | 0.085101 | 0.11012 | 0.087029 | 0.082455 | 0.087038 | 0.094815 | 0.092355 | 0.091427 | 0.10199 | 0.10487 | 0.11479 | 0.12554 | 0.12435 | 0.12144 | 0.10327 | 0.085662 | 0.085745 | 0.079049 | 0.078515 | 0.081833 | 0.080002
Portfolio Adjusted1-in-10AllOther2022August Monthly Peak | Portfolio Adjusted | 1-in-10 | All | Other | 2022 | August Monthly Peak | 8 | 6.3307 | 6.1064 | 5.935 | 5.9066 | 6.1858 | 6.9402 | 7.911 | 8.9826 | 10.2371 | 11.2055 | 12.029 | 12.4307 | 12.4711 | 12.6496 | 12.5021 | 12.0677 | 11.4147 | 10.4423 | 9.5201 | 9.0971 | 8.86 | 8.2649 | 7.5139 | 6.9267 | -0.010923 | -0.0086733 | -0.0062493 | -0.0089743 | -0.010832 | -0.011108 | -0.012391 | -0.026574 | -0.018352 | -0.016247 | -0.030347 | -0.017831 | -0.010831 | 0.034395 | 0.19851 | 0.21308 | 0.19656 | 0.16329 | 0.047948 | 0.0097184 | -0.0010793 | -0.01284 | -0.02563 | -0.030634 | 76.0891 | 74.9211 | 73.7273 | 72.7931 | 71.679 | 70.9574 | 70.419 | 70.5237 | 73.2584 | 78.7617 | 83.8189 | 88.3537 | 91.47 | 93.5662 | 95.0434 | 95.9449 | 95.974 | 94.9859 | 93.9071 | 91.5435 | 87.9153 | 85.081 | 83.1428 | 81.3391 | 0.076221 | 0.068018 | 0.074563 | 0.088656 | 0.11492 | 0.091127 | 0.087241 | 0.092751 | 0.10207 | 0.099817 | 0.099057 | 0.11106 | 0.11467 | 0.12566 | 0.13716 | 0.13454 | 0.12959 | 0.10885 | 0.090011 | 0.090274 | 0.082322 | 0.081569 | 0.085264 | 0.083571
Portfolio Adjusted1-in-10AllOther2022September Monthly Peak | Portfolio Adjusted | 1-in-10 | All | Other | 2022 | September Monthly Peak | 9 | 6.2496 | 6.0602 | 5.9035 | 5.8819 | 6.1877 | 6.9464 | 8.0391 | 9.0428 | 10.3953 | 11.4366 | 12.2809 | 12.6864 | 12.6982 | 12.8768 | 12.7009 | 12.187 | 11.4434 | 10.4096 | 9.501 | 9.2563 | 8.7786 | 8.185 | 7.3926 | 6.8402 | -0.010725 | -0.0070045 | -0.0053124 | -0.0095321 | -0.011856 | -0.0084687 | -0.012355 | -0.028733 | -0.019976 | -0.018508 | -0.035357 | -0.021141 | -0.012955 | 0.037399 | 0.20545 | 0.2203 | 0.20323 | 0.16843 | 0.054377 | 0.015047 | 0.0035902 | -0.0096284 | -0.024406 | -0.029802 | 76.0132 | 74.7681 | 73.5442 | 72.7105 | 71.8327 | 71.0097 | 70.3292 | 70.0501 | 72.2123 | 77.2047 | 82.5403 | 87.0861 | 90.4542 | 92.8495 | 93.6853 | 93.824 | 93.4415 | 92.4286 | 90.7129 | 87.6978 | 83.8196 | 80.8851 | 78.4967 | 76.8048 | 0.076885 | 0.069008 | 0.075868 | 0.090354 | 0.11786 | 0.093336 | 0.090326 | 0.096489 | 0.10831 | 0.107 | 0.10625 | 0.11905 | 0.12239 | 0.13411 | 0.1463 | 0.14243 | 0.13606 | 0.11354 | 0.093633 | 0.094584 | 0.084594 | 0.083916 | 0.086729 | 0.084871
Portfolio Adjusted1-in-10AllOther2022October Monthly Peak | Portfolio Adjusted | 1-in-10 | All | Other | 2022 | October Monthly Peak | 10 | 5.9024 | 5.7065 | 5.5628 | 5.528 | 5.7873 | 6.4846 | 7.5626 | 8.3128 | 9.3196 | 10.1982 | 10.9267 | 11.3497 | 11.4508 | 11.6559 | 11.5495 | 11.102 | 10.3932 | 9.4914 | 8.973 | 8.612 | 8.1384 | 7.592 | 6.8989 | 6.4095 | -0.010923 | -0.013325 | -0.0088365 | -0.0070401 | -0.0076624 | -0.018661 | -0.012851 | -0.02118 | -0.015453 | -0.011981 | -0.020304 | -0.010942 | -0.0062249 | 0.030815 | 0.19303 | 0.20147 | 0.17773 | 0.1463 | 0.032216 | -0.0053177 | -0.014967 | -0.022463 | -0.028483 | -0.031926 | 70.4775 | 69.0513 | 68.1382 | 66.9457 | 65.9699 | 64.9342 | 64.4389 | 63.8485 | 64.549 | 69.4114 | 75.577 | 81.4001 | 85.8459 | 88.708 | 89.804 | 90.4414 | 90.4131 | 89.4498 | 86.9737 | 82.6766 | 78.6042 | 75.5709 | 73.2324 | 71.5117 | 0.071905 | 0.064044 | 0.070142 | 0.083038 | 0.10737 | 0.085205 | 0.082877 | 0.087194 | 0.096302 | 0.094973 | 0.094624 | 0.1072 | 0.11201 | 0.12293 | 0.13469 | 0.13153 | 0.12568 | 0.10547 | 0.088316 | 0.087624 | 0.078102 | 0.077226 | 0.080289 | 0.078483
Portfolio Adjusted1-in-10AllOther2022November Monthly Peak | Portfolio Adjusted | 1-in-10 | All | Other | 2022 | November Monthly Peak | 11 | 5.5603 | 5.3833 | 5.2544 | 5.2239 | 5.4948 | 6.156 | 6.9599 | 7.7301 | 8.6165 | 9.2858 | 9.8712 | 10.1791 | 10.2548 | 10.402 | 10.2528 | 9.8344 | 9.3072 | 8.9594 | 8.3122 | 7.8518 | 7.443 | 6.9577 | 6.3834 | 6.007 | -0.010605 | -0.016002 | -0.010261 | -0.0056185 | -0.0054686 | -0.023297 | -0.012676 | -0.017063 | -0.01298 | -0.0085849 | -0.012608 | -0.0057111 | -0.0027235 | 0.025999 | 0.17488 | 0.17937 | 0.15634 | 0.13314 | 0.019775 | -0.014898 | -0.023196 | -0.027626 | -0.029377 | -0.031955 | 65.0453 | 63.675 | 62.6867 | 61.3408 | 60.5096 | 59.7122 | 58.9942 | 58.7185 | 61.262 | 66.4226 | 72.6496 | 77.6218 | 80.8055 | 82.466 | 83.4734 | 83.6267 | 82.3756 | 79.7562 | 76.2931 | 72.5857 | 70.043 | 68.0735 | 66.3697 | 65.158 | 0.068807 | 0.061445 | 0.067068 | 0.079353 | 0.10298 | 0.082316 | 0.078947 | 0.08309 | 0.09114 | 0.088922 | 0.088198 | 0.099581 | 0.10408 | 0.11424 | 0.12462 | 0.1217 | 0.11839 | 0.10238 | 0.08423 | 0.082763 | 0.07366 | 0.072854 | 0.076401 | 0.075157
Portfolio Adjusted1-in-10AllOther2022December Monthly Peak | Portfolio Adjusted | 1-in-10 | All | Other | 2022 | December Monthly Peak | 12 | 5.1671 | 5.0496 | 4.9559 | 4.9562 | 5.2057 | 5.998 | 7.0642 | 7.7315 | 8.4796 | 8.794 | 8.8793 | 8.7389 | 8.4276 | 8.3287 | 8.0187 | 7.6559 | 7.5712 | 7.6374 | 7.3362 | 7.0202 | 6.7408 | 6.425 | 5.9652 | 5.493 | -0.010254 | -0.02001 | -0.012459 | -0.0035709 | -0.0022416 | -0.030448 | -0.012932 | -0.01142 | -0.0096722 | -0.0038718 | -0.0019298 | 0.0013927 | 0.001934 | 0.01779 | 0.13908 | 0.13919 | 0.11976 | 0.10465 | 0.0015562 | -0.028354 | -0.034951 | -0.035519 | -0.030735 | -0.031588 | 42.0873 | 41.4547 | 41.2203 | 40.951 | 40.6538 | 40.4729 | 40.6891 | 40.7666 | 41.4608 | 43.5411 | 45.7521 | 47.6279 | 48.7559 | 49.2767 | 49.2778 | 49.1853 | 48.7959 | 47.5446 | 46.2981 | 45.257 | 44.3863 | 43.5227 | 43.1458 | 42.4365 | 0.067916 | 0.06032 | 0.065956 | 0.07811 | 0.10168 | 0.081953 | 0.079842 | 0.083274 | 0.089829 | 0.084871 | 0.081287 | 0.088958 | 0.09064 | 0.098176 | 0.10599 | 0.1047 | 0.10472 | 0.09317 | 0.079334 | 0.078747 | 0.070584 | 0.070814 | 0.074178 | 0.072505
Portfolio Adjusted1-in-10AllOther2022Typical Event Day | Portfolio Adjusted | 1-in-10 | All | Other | 2022 | Typical Event Day | 8 | 6.2813 | 6.0584 | 5.8849 | 5.8563 | 6.1338 | 6.8749 | 7.8277 | 8.8632 | 10.0638 | 10.9862 | 11.7806 | 12.172 | 12.2183 | 12.4035 | 12.2721 | 11.8547 | 11.2126 | 10.2636 | 9.3748 | 8.9647 | 8.7417 | 8.1581 | 7.421 | 6.8506 | -0.010996 | -0.01042 | -0.0072257 | -0.0083412 | -0.0097693 | -0.013946 | -0.012589 | -0.024729 | -0.017296 | -0.014622 | -0.026516 | -0.015192 | -0.0090573 | 0.032574 | 0.19525 | 0.20821 | 0.19012 | 0.15758 | 0.041874 | 0.0043814 | -0.0060407 | -0.016297 | -0.026746 | -0.031245 | 75.5382 | 74.2333 | 73.0463 | 71.9852 | 71.0131 | 69.9927 | 69.2727 | 69.5442 | 72.5589 | 77.7161 | 82.7393 | 86.9411 | 89.9117 | 91.9015 | 93.1095 | 93.6933 | 93.6697 | 92.8701 | 91.6312 | 89.1803 | 85.6295 | 82.3528 | 80.0658 | 78.2813 | 0.074834 | 0.066788 | 0.073106 | 0.086899 | 0.11261 | 0.089311 | 0.085504 | 0.090688 | 0.099461 | 0.096989 | 0.096144 | 0.10779 | 0.11132 | 0.12205 | 0.13331 | 0.13083 | 0.12606 | 0.10601 | 0.087824 | 0.088129 | 0.080436 | 0.079719 | 0.08339 | 0.081757
Portfolio Adjusted1-in-10AllOther2023January Monthly Peak | Portfolio Adjusted | 1-in-10 | All | Other | 2023 | January Monthly Peak | 1 | 5.0037 | 4.9177 | 4.8307 | 4.8638 | 5.1114 | 6.0035 | 7.24 | 7.9422 | 8.6732 | 8.9569 | 8.9974 | 8.8379 | 8.4305 | 8.3262 | 7.971 | 7.5527 | 7.445 | 7.5678 | 7.3201 | 6.9772 | 6.6826 | 6.3382 | 5.8764 | 5.3508 | -0.010221 | -0.019986 | -0.012441 | -0.0036056 | -0.0022746 | -0.031018 | -0.01329 | -0.011786 | -0.0099725 | -0.0039597 | -0.0019696 | 0.0014162 | 0.0019522 | 0.017969 | 0.13999 | 0.13911 | 0.11853 | 0.10421 | 0.0015662 | -0.028424 | -0.034949 | -0.035453 | -0.030769 | -0.031738 | 41.0029 | 40.3522 | 39.795 | 39.3542 | 39.1939 | 38.8595 | 38.4979 | 38.3558 | 38.9406 | 41.0606 | 43.5331 | 46.0735 | 48.0121 | 48.9378 | 49.414 | 49.3079 | 48.7177 | 47.6791 | 45.5528 | 43.8916 | 42.4712 | 41.3545 | 40.4696 | 39.6984 | 0.067649 | 0.060173 | 0.06584 | 0.078841 | 0.10315 | 0.083379 | 0.081998 | 0.085933 | 0.092603 | 0.086785 | 0.08294 | 0.090439 | 0.091477 | 0.099149 | 0.10679 | 0.10534 | 0.10428 | 0.093362 | 0.079848 | 0.078946 | 0.070586 | 0.070686 | 0.074255 | 0.072813
Portfolio Adjusted1-in-10AllOther2023February Monthly Peak | Portfolio Adjusted | 1-in-10 | All | Other | 2023 | February Monthly Peak | 2 | 5.1438 | 5.0119 | 4.9028 | 4.9297 | 5.1759 | 5.9187 | 6.9293 | 7.522 | 8.2197 | 8.5594 | 8.7932 | 8.8379 | 8.6911 | 8.7659 | 8.5925 | 8.2171 | 7.874 | 7.6871 | 7.5613 | 7.1782 | 6.8479 | 6.4458 | 5.9319 | 5.4954 | -0.010386 | -0.020336 | -0.012628 | -0.0036514 | -0.0022814 | -0.03087 | -0.01317 | -0.011579 | -0.0097976 | -0.0039268 | -0.0019831 | 0.0014534 | 0.0020404 | 0.019049 | 0.15033 | 0.14956 | 0.12522 | 0.10671 | 0.0016154 | -0.029241 | -0.035936 | -0.036275 | -0.031354 | -0.032248 | 48.8858 | 48.4294 | 47.932 | 47.404 | 46.8842 | 46.0395 | 45.6547 | 45.6422 | 46.5156 | 48.6637 | 50.8105 | 52.694 | 54.2755 | 55.329 | 56.2997 | 56.8176 | 56.3301 | 55.5042 | 53.4345 | 51.3029 | 49.5511 | 48.1277 | 47.2361 | 46.2871 | 0.068757 | 0.061244 | 0.066828 | 0.079848 | 0.10346 | 0.083018 | 0.081229 | 0.084383 | 0.090934 | 0.086012 | 0.083464 | 0.09278 | 0.095595 | 0.1051 | 0.1148 | 0.11229 | 0.10974 | 0.096356 | 0.082339 | 0.08119 | 0.072543 | 0.072292 | 0.075637 | 0.073996
Portfolio Adjusted1-in-10AllOther2023March Monthly Peak | Portfolio Adjusted | 1-in-10 | All | Other | 2023 | March Monthly Peak | 3 | 5.3705 | 5.1972 | 5.0617 | 5.0476 | 5.2746 | 5.9247 | 6.9226 | 7.5112 | 8.1385 | 8.5959 | 9.0371 | 9.273 | 9.3333 | 9.5287 | 9.4694 | 9.1499 | 8.6843 | 8.1294 | 7.7609 | 7.6324 | 7.2971 | 6.8225 | 6.24 | 5.8128 | -0.010754 | -0.021056 | -0.013076 | -0.0037472 | -0.0023229 | -0.031119 | -0.013299 | -0.011727 | -0.0098785 | -0.0040008 | -0.0020512 | 0.0015228 | 0.0021673 | 0.020286 | 0.16267 | 0.1633 | 0.13621 | 0.1122 | 0.0016686 | -0.030912 | -0.038062 | -0.038127 | -0.032946 | -0.033832 | 56.2651 | 54.8197 | 53.9604 | 53.5081 | 52.5595 | 51.8392 | 51.1536 | 50.9722 | 52.2578 | 56.7494 | 62.2983 | 67.07 | 70.4239 | 72.2759 | 73.5469 | 74.3357 | 74.3405 | 73.2476 | 71.4926 | 68.7781 | 65.3382 | 62.3582 | 60.117 | 58.4454 | 0.071206 | 0.06342 | 0.0692 | 0.081943 | 0.10535 | 0.083699 | 0.08204 | 0.085449 | 0.091663 | 0.087613 | 0.086319 | 0.097208 | 0.10155 | 0.11196 | 0.12298 | 0.12079 | 0.11727 | 0.10054 | 0.085034 | 0.085822 | 0.076827 | 0.075978 | 0.079465 | 0.07764
Portfolio Adjusted1-in-10AllOther2023April Monthly Peak | Portfolio Adjusted | 1-in-10 | All | Other | 2023 | April Monthly Peak | 4 | 5.6567 | 5.4598 | 5.3051 | 5.2792 | 5.5214 | 6.1726 | 7.0168 | 7.7934 | 8.7263 | 9.4469 | 10.1267 | 10.4831 | 10.6333 | 10.8384 | 10.76 | 10.3832 | 9.7864 | 8.984 | 8.2634 | 8.1153 | 7.8707 | 7.3341 | 6.6803 | 6.2158 | -0.010638 | -0.015067 | -0.0097415 | -0.0060008 | -0.0060556 | -0.021509 | -0.012464 | -0.018011 | -0.013479 | -0.0093905 | -0.014616 | -0.0071101 | -0.0037012 | 0.027025 | 0.18016 | 0.1867 | 0.16347 | 0.13445 | 0.022851 | -0.011988 | -0.021007 | -0.02639 | -0.029413 | -0.032187 | 66.8695 | 65.461 | 63.7781 | 62.6189 | 61.4621 | 60.3609 | 59.7696 | 59.7464 | 63.1763 | 69.4806 | 75.7918 | 81.0717 | 84.2051 | 86.2511 | 87.4902 | 88.1473 | 87.9692 | 87.2588 | 85.1844 | 82.0482 | 77.8994 | 74.1876 | 71.4326 | 69.7692 | 0.069186 | 0.061606 | 0.067241 | 0.079642 | 0.10272 | 0.081609 | 0.078294 | 0.08277 | 0.090837 | 0.088563 | 0.088209 | 0.099462 | 0.10444 | 0.11487 | 0.12604 | 0.1235 | 0.11926 | 0.10053 | 0.082764 | 0.083841 | 0.075869 | 0.07491 | 0.078227 | 0.076573
Portfolio Adjusted1-in-10AllOther2023May Monthly Peak | Portfolio Adjusted | 1-in-10 | All | Other | 2023 | May Monthly Peak | 5 | 5.8045 | 5.6049 | 5.4552 | 5.4266 | 5.6914 | 6.3567 | 7.145 | 8.1543 | 9.2634 | 10.1302 | 10.8767 | 11.2595 | 11.3578 | 11.5188 | 11.393 | 10.9756 | 10.3301 | 9.439 | 8.6136 | 8.2931 | 8.147 | 7.6057 | 6.9261 | 6.4347 | -0.010435 | -0.011731 | -0.0079028 | -0.0071738 | -0.0080467 | -0.016296 | -0.012077 | -0.021666 | -0.015629 | -0.012576 | -0.021972 | -0.012141 | -0.0070896 | 0.030662 | 0.18825 | 0.19773 | 0.17723 | 0.14597 | 0.034179 | -0.0017139 | -0.011433 | -0.01968 | -0.027204 | -0.030957 | 73.2347 | 71.2103 | 69.7712 | 68.4808 | 67.1336 | 65.9393 | 65.1834 | 65.5374 | 69.1974 | 74.6712 | 79.9382 | 83.5339 | 86.8878 | 89.1016 | 90.2525 | 90.5897 | 90.0632 | 88.9634 | 87.5299 | 85.0209 | 81.0735 | 77.451 | 74.9328 | 72.4271 | 0.069403 | 0.061952 | 0.067953 | 0.080558 | 0.10431 | 0.082961 | 0.079144 | 0.085185 | 0.094303 | 0.092849 | 0.09252 | 0.10418 | 0.10882 | 0.11923 | 0.13054 | 0.12742 | 0.12282 | 0.10278 | 0.084052 | 0.084029 | 0.076558 | 0.075747 | 0.079304 | 0.077668
Portfolio Adjusted1-in-10AllOther2023June Monthly Peak | Portfolio Adjusted | 1-in-10 | All | Other | 2023 | June Monthly Peak | 6 | 6.0117 | 5.7974 | 5.6307 | 5.5899 | 5.8315 | 6.4685 | 7.2694 | 8.3133 | 9.4187 | 10.265 | 11.0022 | 11.3686 | 11.3993 | 11.5503 | 11.4354 | 11.0968 | 10.5422 | 9.7055 | 8.9354 | 8.4673 | 8.3282 | 7.8288 | 7.1053 | 6.5769 | -0.010936 | -0.014639 | -0.0095782 | -0.0065306 | -0.0068062 | -0.020607 | -0.0125 | -0.019203 | -0.014134 | -0.010227 | -0.016487 | -0.0083489 | -0.0044692 | 0.027087 | 0.182 | 0.19149 | 0.1712 | 0.14141 | 0.026037 | -0.0091583 | -0.018574 | -0.024928 | -0.029199 | -0.032381 | 73.1141 | 71.5396 | 70.4391 | 69.1255 | 68.1366 | 66.5911 | 65.7602 | 66.7392 | 70.8191 | 76.0004 | 81.0664 | 85.0637 | 87.8125 | 89.5447 | 90.7707 | 91.454 | 91.8039 | 91.1466 | 90.0004 | 87.8738 | 84.8073 | 81.0014 | 78.4969 | 76.5334 | 0.071418 | 0.063629 | 0.06969 | 0.082451 | 0.10636 | 0.083763 | 0.079245 | 0.084275 | 0.09222 | 0.089665 | 0.08905 | 0.099767 | 0.1028 | 0.11222 | 0.12268 | 0.12134 | 0.11825 | 0.10011 | 0.083533 | 0.083179 | 0.076491 | 0.076038 | 0.079414 | 0.077994
Portfolio Adjusted1-in-10AllOther2023July Monthly Peak | Portfolio Adjusted | 1-in-10 | All | Other | 2023 | July Monthly Peak | 7 | 6.2261 | 6.0138 | 5.8606 | 5.8094 | 6.0704 | 6.7909 | 7.6783 | 8.7369 | 9.8905 | 10.8056 | 11.5709 | 11.9305 | 11.9595 | 12.1328 | 12.0074 | 11.6523 | 11.1047 | 10.2317 | 9.3441 | 8.8551 | 8.6979 | 8.167 | 7.4075 | 6.8228 | -0.010835 | -0.010686 | -0.007403 | -0.0080752 | -0.0093681 | -0.014356 | -0.01227 | -0.023477 | -0.016376 | -0.013669 | -0.024557 | -0.013899 | -0.0082042 | 0.030485 | 0.18756 | 0.20124 | 0.18548 | 0.15489 | 0.039734 | 0.0030416 | -0.0071611 | -0.016995 | -0.026705 | -0.030942 | 76.9362 | 75.7041 | 74.474 | 73.3117 | 72.4037 | 71.4126 | 70.582 | 70.8637 | 73.9457 | 78.8975 | 83.5312 | 87.2604 | 89.9098 | 91.645 | 92.9383 | 93.5496 | 93.459 | 92.9189 | 91.9038 | 89.6056 | 85.9749 | 82.4432 | 80.1262 | 78.4477 | 0.073362 | 0.065601 | 0.072249 | 0.085349 | 0.11044 | 0.08728 | 0.082694 | 0.087291 | 0.09509 | 0.092622 | 0.091691 | 0.10229 | 0.10517 | 0.11512 | 0.1259 | 0.12471 | 0.12179 | 0.10357 | 0.08591 | 0.085994 | 0.079278 | 0.078743 | 0.082071 | 0.080234
Portfolio Adjusted1-in-10AllOther2023August Monthly Peak | Portfolio Adjusted | 1-in-10 | All | Other | 2023 | August Monthly Peak | 8 | 6.3406 | 6.116 | 5.9444 | 5.916 | 6.1958 | 6.9517 | 7.9245 | 8.9976 | 10.253 | 11.222 | 12.0461 | 12.448 | 12.4881 | 12.6667 | 12.5188 | 12.0834 | 11.4294 | 10.4559 | 9.5331 | 9.1098 | 8.8725 | 8.2768 | 7.525 | 6.9374 | -0.010955 | -0.0086987 | -0.0062676 | -0.0090006 | -0.010864 | -0.01114 | -0.012427 | -0.026652 | -0.018406 | -0.016295 | -0.030436 | -0.017883 | -0.010863 | 0.034496 | 0.19895 | 0.21354 | 0.19697 | 0.16364 | 0.048089 | 0.0097469 | -0.0010825 | -0.012878 | -0.025705 | -0.030723 | 76.089 | 74.921 | 73.7273 | 72.793 | 71.679 | 70.9574 | 70.419 | 70.5237 | 73.2585 | 78.7617 | 83.8189 | 88.3536 | 91.4699 | 93.5661 | 95.0432 | 95.9448 | 95.9739 | 94.9858 | 93.907 | 91.5434 | 87.9152 | 85.0809 | 83.1426 | 81.3389 | 0.076442 | 0.068214 | 0.07478 | 0.088915 | 0.11525 | 0.09139 | 0.087494 | 0.093021 | 0.10236 | 0.10011 | 0.099343 | 0.11138 | 0.115 | 0.12602 | 0.13755 | 0.13493 | 0.12996 | 0.10916 | 0.090273 | 0.090536 | 0.082561 | 0.081806 | 0.085512 | 0.083814
Portfolio Adjusted1-in-10AllOther2023September Monthly Peak | Portfolio Adjusted | 1-in-10 | All | Other | 2023 | September Monthly Peak | 9 | 6.2594 | 6.0698 | 5.913 | 5.8913 | 6.1978 | 6.958 | 8.0527 | 9.0581 | 10.412 | 11.454 | 12.2991 | 12.7047 | 12.716 | 12.8948 | 12.7183 | 12.2035 | 11.4586 | 10.4236 | 9.5143 | 9.2694 | 8.7912 | 8.1971 | 7.4038 | 6.8509 | -0.010756 | -0.007025 | -0.0053279 | -0.00956 | -0.011891 | -0.0084935 | -0.012391 | -0.028817 | -0.020035 | -0.018562 | -0.03546 | -0.021203 | -0.012993 | 0.037508 | 0.20591 | 0.22079 | 0.20367 | 0.1688 | 0.054536 | 0.015091 | 0.0036007 | -0.0096566 | -0.024477 | -0.029889 | 76.0133 | 74.7682 | 73.5443 | 72.7106 | 71.8328 | 71.0098 | 70.3294 | 70.0503 | 72.2125 | 77.2049 | 82.5403 | 87.0862 | 90.4543 | 92.8496 | 93.6854 | 93.8241 | 93.4415 | 92.4286 | 90.7128 | 87.6978 | 83.8196 | 80.8851 | 78.4967 | 76.8048 | 0.077108 | 0.069207 | 0.076089 | 0.090618 | 0.11821 | 0.093606 | 0.090588 | 0.096769 | 0.10862 | 0.10731 | 0.10656 | 0.1194 | 0.12274 | 0.1345 | 0.14673 | 0.14284 | 0.13646 | 0.11387 | 0.093906 | 0.094859 | 0.08484 | 0.08416 | 0.086981 | 0.085118
Portfolio Adjusted1-in-10AllOther2023October Monthly Peak | Portfolio Adjusted | 1-in-10 | All | Other | 2023 | October Monthly Peak | 10 | 5.912 | 5.7158 | 5.5719 | 5.537 | 5.7968 | 6.4956 | 7.5756 | 8.3272 | 9.335 | 10.2144 | 10.9436 | 11.3668 | 11.4679 | 11.6731 | 11.5663 | 11.1178 | 10.4078 | 9.5049 | 8.9861 | 8.6246 | 8.1506 | 7.6036 | 6.9097 | 6.4197 | -0.010955 | -0.013364 | -0.0088624 | -0.0070607 | -0.0076848 | -0.018716 | -0.012889 | -0.021242 | -0.015499 | -0.012016 | -0.020363 | -0.010974 | -0.0062431 | 0.030905 | 0.19347 | 0.20192 | 0.17811 | 0.14662 | 0.03231 | -0.0053332 | -0.01501 | -0.022528 | -0.028566 | -0.03202 | 70.4776 | 69.0514 | 68.1383 | 66.9459 | 65.9701 | 64.9344 | 64.4391 | 63.8487 | 64.5492 | 69.4115 | 75.5771 | 81.4002 | 85.846 | 88.7081 | 89.8041 | 90.4414 | 90.4131 | 89.4498 | 86.9736 | 82.6765 | 78.6041 | 75.5708 | 73.2324 | 71.5117 | 0.072114 | 0.064229 | 0.070347 | 0.083281 | 0.10768 | 0.085451 | 0.083117 | 0.087448 | 0.096582 | 0.095249 | 0.094899 | 0.10752 | 0.11234 | 0.12329 | 0.13508 | 0.13191 | 0.12604 | 0.10578 | 0.088573 | 0.087879 | 0.078329 | 0.07745 | 0.080523 | 0.078711
Portfolio Adjusted1-in-10AllOther2023November Monthly Peak | Portfolio Adjusted | 1-in-10 | All | Other | 2023 | November Monthly Peak | 11 | 5.5694 | 5.3921 | 5.263 | 5.2324 | 5.5039 | 6.1666 | 6.9722 | 7.7436 | 8.631 | 9.3008 | 9.8868 | 10.1949 | 10.2705 | 10.4179 | 10.2683 | 9.8489 | 9.3209 | 8.9725 | 8.3245 | 7.8636 | 7.4543 | 6.9685 | 6.3936 | 6.0168 | -0.010636 | -0.016049 | -0.010291 | -0.005635 | -0.0054847 | -0.023366 | -0.012713 | -0.017113 | -0.013018 | -0.00861 | -0.012645 | -0.0057278 | -0.0027315 | 0.026075 | 0.17529 | 0.17977 | 0.15667 | 0.13343 | 0.019832 | -0.014941 | -0.023264 | -0.027707 | -0.029463 | -0.032049 | 65.0455 | 63.6753 | 62.687 | 61.3411 | 60.5099 | 59.7125 | 58.9945 | 58.7189 | 61.2623 | 66.4229 | 72.6499 | 77.6221 | 80.8057 | 82.4662 | 83.4737 | 83.6269 | 82.3758 | 79.7564 | 76.2933 | 72.5859 | 70.0432 | 68.0738 | 66.37 | 65.1583 | 0.069006 | 0.061622 | 0.067263 | 0.079585 | 0.10328 | 0.082554 | 0.079176 | 0.083332 | 0.091405 | 0.08918 | 0.088454 | 0.099871 | 0.10438 | 0.11457 | 0.12499 | 0.12206 | 0.11873 | 0.10268 | 0.084476 | 0.083004 | 0.073874 | 0.073066 | 0.076623 | 0.075375
Portfolio Adjusted1-in-10AllOther2023December Monthly Peak | Portfolio Adjusted | 1-in-10 | All | Other | 2023 | December Monthly Peak | 12 | 5.1755 | 5.0577 | 4.9639 | 4.9641 | 5.2142 | 6.0079 | 7.0759 | 7.7443 | 8.493 | 8.8074 | 8.8928 | 8.7522 | 8.4405 | 8.3416 | 8.0311 | 7.6677 | 7.5827 | 7.6486 | 7.3471 | 7.0308 | 6.751 | 6.4349 | 5.9745 | 5.5019 | -0.010284 | -0.020069 | -0.012496 | -0.0035813 | -0.0022482 | -0.030537 | -0.01297 | -0.011453 | -0.0097006 | -0.0038831 | -0.0019355 | 0.0013968 | 0.0019396 | 0.017842 | 0.1394 | 0.13951 | 0.12001 | 0.10487 | 0.0015607 | -0.028437 | -0.035053 | -0.035623 | -0.030825 | -0.03168 | 42.0876 | 41.455 | 41.2206 | 40.9513 | 40.654 | 40.4731 | 40.6893 | 40.7669 | 41.461 | 43.5413 | 45.7524 | 47.6282 | 48.7561 | 49.2769 | 49.278 | 49.1855 | 48.7962 | 47.5449 | 46.2983 | 45.2572 | 44.3865 | 43.5229 | 43.1461 | 42.4367 | 0.068113 | 0.060494 | 0.066148 | 0.078338 | 0.10198 | 0.08219 | 0.080073 | 0.083516 | 0.09009 | 0.085117 | 0.081523 | 0.089216 | 0.090903 | 0.098462 | 0.1063 | 0.10501 | 0.10502 | 0.093441 | 0.079566 | 0.078976 | 0.070789 | 0.07102 | 0.074394 | 0.072716
Portfolio Adjusted1-in-10AllOther2023Typical Event Day | Portfolio Adjusted | 1-in-10 | All | Other | 2023 | Typical Event Day | 8 | 6.2911 | 6.068 | 5.8942 | 5.8656 | 6.1437 | 6.8863 | 7.841 | 8.878 | 10.0795 | 11.0025 | 11.7975 | 12.189 | 12.235 | 12.4203 | 12.2885 | 11.8702 | 11.227 | 10.2771 | 9.3877 | 8.9772 | 8.7541 | 8.1699 | 7.4321 | 6.8612 | -0.011028 | -0.010451 | -0.0072469 | -0.0083656 | -0.0097979 | -0.013987 | -0.012626 | -0.024801 | -0.017346 | -0.014665 | -0.026594 | -0.015236 | -0.0090838 | 0.03267 | 0.19569 | 0.20866 | 0.19051 | 0.15792 | 0.041996 | 0.0043943 | -0.0060584 | -0.016344 | -0.026825 | -0.031337 | 75.5381 | 74.2332 | 73.0462 | 71.9852 | 71.013 | 69.9927 | 69.2727 | 69.5442 | 72.5589 | 77.7161 | 82.7392 | 86.941 | 89.9116 | 91.9014 | 93.1094 | 93.6931 | 93.6696 | 92.87 | 91.631 | 89.1802 | 85.6293 | 82.3526 | 80.0656 | 78.2812 | 0.075051 | 0.06698 | 0.073319 | 0.087152 | 0.11294 | 0.089569 | 0.085752 | 0.090951 | 0.09975 | 0.09727 | 0.096421 | 0.1081 | 0.11164 | 0.12241 | 0.1337 | 0.13121 | 0.12643 | 0.10632 | 0.088079 | 0.088385 | 0.08067 | 0.079951 | 0.083633 | 0.081994
Portfolio Adjusted1-in-10AllOther2024January Monthly Peak | Portfolio Adjusted | 1-in-10 | All | Other | 2024 | January Monthly Peak | 1 | 5.0121 | 4.9258 | 4.8386 | 4.8717 | 5.12 | 6.0136 | 7.252 | 7.9554 | 8.687 | 8.9706 | 9.0112 | 8.8514 | 8.4436 | 8.3393 | 7.9835 | 7.5646 | 7.4564 | 7.579 | 7.3311 | 6.9878 | 6.6928 | 6.3481 | 5.8857 | 5.3597 | -0.010251 | -0.020045 | -0.012477 | -0.0036161 | -0.0022813 | -0.031109 | -0.013329 | -0.011821 | -0.010002 | -0.0039713 | -0.0019753 | 0.0014203 | 0.0019579 | 0.018022 | 0.14032 | 0.13943 | 0.11878 | 0.10443 | 0.0015708 | -0.028507 | -0.035051 | -0.035557 | -0.030859 | -0.031831 | 41.0031 | 40.3525 | 39.7952 | 39.3545 | 39.1942 | 38.8598 | 38.4982 | 38.356 | 38.9408 | 41.0609 | 43.5333 | 46.0738 | 48.0124 | 48.938 | 49.4142 | 49.3081 | 48.7179 | 47.6793 | 45.553 | 43.8918 | 42.4714 | 41.3547 | 40.4699 | 39.6987 | 0.067845 | 0.060347 | 0.066032 | 0.079071 | 0.10345 | 0.083621 | 0.082236 | 0.086183 | 0.092872 | 0.087037 | 0.083181 | 0.090702 | 0.091744 | 0.099438 | 0.1071 | 0.10565 | 0.10458 | 0.093634 | 0.08008 | 0.079175 | 0.070791 | 0.070891 | 0.074471 | 0.073025
Portfolio Adjusted1-in-10AllOther2024February Monthly Peak | Portfolio Adjusted | 1-in-10 | All | Other | 2024 | February Monthly Peak | 2 | 5.1523 | 5.0203 | 4.9109 | 4.9378 | 5.1845 | 5.9288 | 6.9413 | 7.535 | 8.2332 | 8.5731 | 8.8071 | 8.8518 | 8.7047 | 8.7797 | 8.6059 | 8.2297 | 7.886 | 7.6987 | 7.5727 | 7.1891 | 6.8585 | 6.4559 | 5.9414 | 5.5044 | -0.010416 | -0.020396 | -0.012665 | -0.0036621 | -0.0022881 | -0.030961 | -0.013208 | -0.011613 | -0.0098263 | -0.0039383 | -0.0019889 | 0.0014577 | 0.0020464 | 0.019105 | 0.15068 | 0.14991 | 0.12549 | 0.10694 | 0.0016202 | -0.029327 | -0.036041 | -0.036382 | -0.031446 | -0.032343 | 48.886 | 48.4296 | 47.9322 | 47.4042 | 46.8844 | 46.0397 | 45.6548 | 45.6425 | 46.5158 | 48.664 | 50.8108 | 52.6942 | 54.2757 | 55.3293 | 56.3 | 56.8179 | 56.3303 | 55.5044 | 53.4348 | 51.3031 | 49.5514 | 48.128 | 47.2364 | 46.2875 | 0.068957 | 0.061421 | 0.067023 | 0.080081 | 0.10377 | 0.083258 | 0.081464 | 0.084629 | 0.091199 | 0.086262 | 0.083706 | 0.09305 | 0.095873 | 0.10541 | 0.11514 | 0.11262 | 0.11006 | 0.096637 | 0.082579 | 0.081426 | 0.072754 | 0.072502 | 0.075857 | 0.074212
Portfolio Adjusted1-in-10AllOther2024March Monthly Peak | Portfolio Adjusted | 1-in-10 | All | Other | 2024 | March Monthly Peak | 3 | 5.3793 | 5.2058 | 5.0701 | 5.0558 | 5.2834 | 5.9348 | 6.9347 | 7.5243 | 8.1522 | 8.6098 | 9.0514 | 9.2875 | 9.3478 | 9.5434 | 9.4838 | 9.1635 | 8.6971 | 8.1415 | 7.7727 | 7.644 | 7.3083 | 6.8332 | 6.25 | 5.8223 | -0.010785 | -0.021118 | -0.013114 | -0.0037582 | -0.0023297 | -0.031211 | -0.013338 | -0.011762 | -0.0099074 | -0.0040125 | -0.0020572 | 0.0015272 | 0.0021736 | 0.020346 | 0.16304 | 0.16367 | 0.13649 | 0.11244 | 0.0016735 | -0.031003 | -0.038174 | -0.038239 | -0.033042 | -0.033931 | 56.2653 | 54.8199 | 53.9607 | 53.5084 | 52.5597 | 51.8395 | 51.1538 | 50.9725 | 52.2581 | 56.7496 | 62.2984 | 67.0701 | 70.424 | 72.276 | 73.547 | 74.3358 | 74.3406 | 73.2476 | 71.4926 | 68.7781 | 65.3382 | 62.3583 | 60.1171 | 58.4455 | 0.071413 | 0.063604 | 0.069402 | 0.082182 | 0.10566 | 0.083941 | 0.082278 | 0.085698 | 0.09193 | 0.087867 | 0.08657 | 0.097491 | 0.10185 | 0.11228 | 0.12334 | 0.12115 | 0.11761 | 0.10083 | 0.085282 | 0.086072 | 0.07705 | 0.076199 | 0.079697 | 0.077866
Portfolio Adjusted1-in-10AllOther2024April Monthly Peak | Portfolio Adjusted | 1-in-10 | All | Other | 2024 | April Monthly Peak | 4 | 5.6659 | 5.4687 | 5.3137 | 5.2878 | 5.5305 | 6.1831 | 7.0291 | 7.807 | 8.7408 | 9.4619 | 10.1423 | 10.499 | 10.6491 | 10.8544 | 10.7757 | 10.398 | 9.8002 | 8.9969 | 8.2756 | 8.1273 | 7.8824 | 7.3453 | 6.6908 | 6.2258 | -0.010669 | -0.015111 | -0.00977 | -0.0060184 | -0.0060734 | -0.021572 | -0.012501 | -0.018064 | -0.013519 | -0.009418 | -0.014659 | -0.0071309 | -0.0037121 | 0.027104 | 0.18057 | 0.18712 | 0.16381 | 0.13474 | 0.022917 | -0.012023 | -0.021068 | -0.026467 | -0.029499 | -0.032281 | 66.8697 | 65.4612 | 63.7783 | 62.6192 | 61.4623 | 60.3611 | 59.7699 | 59.7466 | 63.1766 | 69.4808 | 75.7919 | 81.0718 | 84.2052 | 86.2512 | 87.4903 | 88.1474 | 87.9693 | 87.2588 | 85.1844 | 82.0482 | 77.8994 | 74.1876 | 71.4325 | 69.7692 | 0.069387 | 0.061784 | 0.067437 | 0.079874 | 0.10302 | 0.081845 | 0.078522 | 0.083011 | 0.091101 | 0.08882 | 0.088465 | 0.09975 | 0.10474 | 0.1152 | 0.12641 | 0.12386 | 0.11961 | 0.10082 | 0.083005 | 0.084085 | 0.076089 | 0.075128 | 0.078455 | 0.076796
Portfolio Adjusted1-in-10AllOther2024May Monthly Peak | Portfolio Adjusted | 1-in-10 | All | Other | 2024 | May Monthly Peak | 5 | 5.8137 | 5.6138 | 5.464 | 5.4353 | 5.7007 | 6.3674 | 7.1575 | 8.1683 | 9.2785 | 10.1459 | 10.8932 | 11.2761 | 11.3743 | 11.5355 | 11.4092 | 10.9909 | 10.3444 | 9.4521 | 8.626 | 8.3052 | 8.1589 | 7.617 | 6.9367 | 6.4449 | -0.010466 | -0.011765 | -0.0079259 | -0.0071948 | -0.0080703 | -0.016344 | -0.012112 | -0.021729 | -0.015674 | -0.012613 | -0.022037 | -0.012176 | -0.0071104 | 0.030752 | 0.18868 | 0.19817 | 0.17761 | 0.14628 | 0.034279 | -0.0017189 | -0.011467 | -0.019737 | -0.027284 | -0.031048 | 73.2347 | 71.2103 | 69.7713 | 68.4808 | 67.1336 | 65.9394 | 65.1835 | 65.5375 | 69.1975 | 74.6713 | 79.9382 | 83.534 | 86.8878 | 89.1016 | 90.2525 | 90.5897 | 90.0632 | 88.9633 | 87.5298 | 85.0209 | 81.0734 | 77.4509 | 74.9327 | 72.4271 | 0.069604 | 0.062131 | 0.068151 | 0.080793 | 0.10462 | 0.0832 | 0.079373 | 0.085433 | 0.094577 | 0.093118 | 0.092788 | 0.10448 | 0.10914 | 0.11958 | 0.13092 | 0.1278 | 0.12318 | 0.10308 | 0.084297 | 0.084273 | 0.076781 | 0.075968 | 0.079535 | 0.077893
Portfolio Adjusted1-in-10AllOther2024June Monthly Peak | Portfolio Adjusted | 1-in-10 | All | Other | 2024 | June Monthly Peak | 6 | 6.0212 | 5.8066 | 5.6397 | 5.5988 | 5.8409 | 6.4793 | 7.2819 | 8.3272 | 9.4334 | 10.2801 | 11.0179 | 11.3845 | 11.4148 | 11.566 | 11.4506 | 11.1113 | 10.5559 | 9.7183 | 8.9477 | 8.4792 | 8.3401 | 7.8401 | 7.116 | 6.5871 | -0.010968 | -0.014682 | -0.0096063 | -0.0065498 | -0.0068261 | -0.020667 | -0.012537 | -0.019259 | -0.014175 | -0.010257 | -0.016535 | -0.0083733 | -0.0044823 | 0.027166 | 0.18241 | 0.1919 | 0.17155 | 0.1417 | 0.026113 | -0.0091852 | -0.018629 | -0.025001 | -0.029284 | -0.032476 | 73.1139 | 71.5394 | 70.4389 | 69.1253 | 68.1364 | 66.591 | 65.7601 | 66.7391 | 70.8189 | 76.0002 | 81.0662 | 85.0636 | 87.8123 | 89.5446 | 90.7706 | 91.4538 | 91.8037 | 91.1463 | 90.0002 | 87.8736 | 84.8071 | 81.0011 | 78.4967 | 76.5331 | 0.071625 | 0.063812 | 0.069893 | 0.082691 | 0.10667 | 0.084005 | 0.079474 | 0.08452 | 0.092488 | 0.089925 | 0.089307 | 0.10006 | 0.10309 | 0.11255 | 0.12304 | 0.12169 | 0.1186 | 0.1004 | 0.083775 | 0.083421 | 0.076713 | 0.076258 | 0.079644 | 0.07822
Portfolio Adjusted1-in-10AllOther2024July Monthly Peak | Portfolio Adjusted | 1-in-10 | All | Other | 2024 | July Monthly Peak | 7 | 6.2358 | 6.0232 | 5.8699 | 5.8186 | 6.0801 | 6.8021 | 7.6912 | 8.7512 | 9.9055 | 10.8211 | 11.587 | 11.9466 | 11.9753 | 12.1487 | 12.0229 | 11.6671 | 11.1187 | 10.2448 | 9.3566 | 8.8673 | 8.7101 | 8.1787 | 7.4184 | 6.8332 | -0.010867 | -0.010717 | -0.0074247 | -0.0080988 | -0.0093956 | -0.014398 | -0.012306 | -0.023546 | -0.016424 | -0.013709 | -0.024628 | -0.01394 | -0.0082282 | 0.030574 | 0.18797 | 0.20167 | 0.18586 | 0.15522 | 0.03985 | 0.0030505 | -0.0071821 | -0.017044 | -0.026784 | -0.031033 | 76.9361 | 75.704 | 74.4739 | 73.3115 | 72.4036 | 71.4125 | 70.5819 | 70.8637 | 73.9456 | 78.8973 | 83.5311 | 87.2603 | 89.9096 | 91.6448 | 92.9381 | 93.5494 | 93.4588 | 92.9186 | 91.9035 | 89.6053 | 85.9747 | 82.443 | 80.126 | 78.4474 | 0.073575 | 0.06579 | 0.072459 | 0.085598 | 0.11076 | 0.087532 | 0.082934 | 0.087544 | 0.095366 | 0.09289 | 0.091955 | 0.10258 | 0.10547 | 0.11545 | 0.12627 | 0.12507 | 0.12215 | 0.10388 | 0.08616 | 0.086243 | 0.079507 | 0.078971 | 0.082309 | 0.080467
Portfolio Adjusted1-in-10AllOther2024August Monthly Peak | Portfolio Adjusted | 1-in-10 | All | Other | 2024 | August Monthly Peak | 8 | 6.3505 | 6.1257 | 5.9538 | 5.9254 | 6.2058 | 6.9632 | 7.9379 | 9.0125 | 10.2689 | 11.2385 | 12.0634 | 12.4653 | 12.5051 | 12.6838 | 12.5354 | 12.0992 | 11.4441 | 10.4695 | 9.5461 | 9.1225 | 8.885 | 8.2887 | 7.5362 | 6.9481 | -0.010987 | -0.0087242 | -0.006286 | -0.009027 | -0.010896 | -0.011173 | -0.012464 | -0.02673 | -0.01846 | -0.016342 | -0.030525 | -0.017935 | -0.010895 | 0.034597 | 0.19939 | 0.21401 | 0.19738 | 0.16399 | 0.048229 | 0.0097754 | -0.0010857 | -0.012916 | -0.02578 | -0.030813 | 76.0889 | 74.921 | 73.7272 | 72.793 | 71.679 | 70.9574 | 70.4191 | 70.5237 | 73.2585 | 78.7617 | 83.8188 | 88.3535 | 91.4698 | 93.566 | 95.0431 | 95.9446 | 95.9738 | 94.9857 | 93.9069 | 91.5433 | 87.9151 | 85.0807 | 83.1425 | 81.3387 | 0.076663 | 0.06841 | 0.074998 | 0.089174 | 0.11559 | 0.091655 | 0.087748 | 0.093291 | 0.10266 | 0.1004 | 0.09963 | 0.11171 | 0.11534 | 0.12639 | 0.13795 | 0.13532 | 0.13034 | 0.10948 | 0.090535 | 0.090799 | 0.0828 | 0.082044 | 0.08576 | 0.084057
Portfolio Adjusted1-in-10AllOther2024September Monthly Peak | Portfolio Adjusted | 1-in-10 | All | Other | 2024 | September Monthly Peak | 9 | 6.2693 | 6.0795 | 5.9224 | 5.9008 | 6.2079 | 6.9697 | 8.0665 | 9.0734 | 10.4286 | 11.4715 | 12.3173 | 12.723 | 12.734 | 12.9129 | 12.7359 | 12.22 | 11.4738 | 10.4376 | 9.5277 | 9.2825 | 8.8039 | 8.2092 | 7.415 | 6.8616 | -0.010788 | -0.0070456 | -0.0053435 | -0.009588 | -0.011925 | -0.0085184 | -0.012427 | -0.028902 | -0.020094 | -0.018616 | -0.035564 | -0.021265 | -0.013031 | 0.037618 | 0.20637 | 0.22128 | 0.2041 | 0.16917 | 0.054696 | 0.015136 | 0.0036112 | -0.0096849 | -0.024549 | -0.029977 | 76.0134 | 74.7682 | 73.5444 | 72.7107 | 71.8329 | 71.0099 | 70.3296 | 70.0505 | 72.2126 | 77.205 | 82.5404 | 87.0862 | 90.4543 | 92.8497 | 93.6854 | 93.8241 | 93.4415 | 92.4285 | 90.7128 | 87.6977 | 83.8196 | 80.885 | 78.4967 | 76.8048 | 0.077332 | 0.069406 | 0.076311 | 0.090882 | 0.11855 | 0.093877 | 0.090851 | 0.097051 | 0.10894 | 0.10762 | 0.10687 | 0.11974 | 0.1231 | 0.13489 | 0.14716 | 0.14326 | 0.13685 | 0.1142 | 0.094179 | 0.095135 | 0.085086 | 0.084405 | 0.087234 | 0.085365
Portfolio Adjusted1-in-10AllOther2024October Monthly Peak | Portfolio Adjusted | 1-in-10 | All | Other | 2024 | October Monthly Peak | 10 | 5.9216 | 5.7251 | 5.581 | 5.5461 | 5.8064 | 6.5066 | 7.5887 | 8.3417 | 9.3504 | 10.2306 | 10.9605 | 11.384 | 11.485 | 11.6904 | 11.5832 | 11.1337 | 10.4225 | 9.5185 | 8.9992 | 8.6372 | 8.1628 | 7.6152 | 6.9205 | 6.4301 | -0.010987 | -0.013403 | -0.0088884 | -0.0070814 | -0.0077074 | -0.018771 | -0.012926 | -0.021305 | -0.015544 | -0.012051 | -0.020423 | -0.011006 | -0.0062614 | 0.030996 | 0.19392 | 0.20238 | 0.17849 | 0.14694 | 0.032405 | -0.0053489 | -0.015054 | -0.022594 | -0.02865 | -0.032113 | 70.4777 | 69.0516 | 68.1385 | 66.9461 | 65.9702 | 64.9346 | 64.4393 | 63.8489 | 64.5494 | 69.4117 | 75.5771 | 81.4002 | 85.846 | 88.7081 | 89.8041 | 90.4414 | 90.4131 | 89.4497 | 86.9735 | 82.6764 | 78.604 | 75.5708 | 73.2324 | 71.5117 | 0.072323 | 0.064414 | 0.070552 | 0.083523 | 0.108 | 0.085698 | 0.083358 | 0.087703 | 0.096864 | 0.095525 | 0.095174 | 0.10783 | 0.11267 | 0.12365 | 0.13547 | 0.13229 | 0.12641 | 0.10609 | 0.088831 | 0.088134 | 0.078556 | 0.077676 | 0.080757 | 0.07894
Portfolio Adjusted1-in-10AllOther2024November Monthly Peak | Portfolio Adjusted | 1-in-10 | All | Other | 2024 | November Monthly Peak | 11 | 5.5785 | 5.401 | 5.2716 | 5.241 | 5.513 | 6.1771 | 6.9846 | 7.7573 | 8.6454 | 9.3158 | 9.9024 | 10.2108 | 10.2863 | 10.4339 | 10.2837 | 9.8635 | 9.3346 | 8.9856 | 8.3369 | 7.8755 | 7.4657 | 6.9794 | 6.4038 | 6.0266 | -0.010667 | -0.016096 | -0.010321 | -0.0056515 | -0.0055007 | -0.023434 | -0.01275 | -0.017163 | -0.013056 | -0.0086352 | -0.012682 | -0.0057446 | -0.0027395 | 0.026151 | 0.1757 | 0.18018 | 0.15701 | 0.13372 | 0.019891 | -0.014985 | -0.023332 | -0.027788 | -0.029549 | -0.032142 | 65.0458 | 63.6756 | 62.6873 | 61.3414 | 60.5102 | 59.7128 | 58.9948 | 58.7192 | 61.2626 | 66.4232 | 72.6502 | 77.6224 | 80.806 | 82.4664 | 83.4739 | 83.6271 | 82.3759 | 79.7565 | 76.2935 | 72.5861 | 70.0434 | 68.074 | 66.3702 | 65.1585 | 0.069206 | 0.0618 | 0.067459 | 0.079817 | 0.10358 | 0.082793 | 0.079406 | 0.083575 | 0.091671 | 0.089439 | 0.088711 | 0.10016 | 0.10468 | 0.11491 | 0.12535 | 0.12241 | 0.11908 | 0.10298 | 0.084722 | 0.083246 | 0.074089 | 0.073279 | 0.076846 | 0.075595
Portfolio Adjusted1-in-10AllOther2024December Monthly Peak | Portfolio Adjusted | 1-in-10 | All | Other | 2024 | December Monthly Peak | 12 | 5.1839 | 5.0659 | 4.9718 | 4.972 | 5.2226 | 6.0177 | 7.0876 | 7.7571 | 8.5064 | 8.8209 | 8.9064 | 8.7655 | 8.4534 | 8.3545 | 8.0435 | 7.6796 | 7.5941 | 7.6598 | 7.3581 | 7.0414 | 6.7613 | 6.4448 | 5.9838 | 5.5108 | -0.010314 | -0.020127 | -0.012532 | -0.0035918 | -0.0022548 | -0.030626 | -0.013008 | -0.011487 | -0.009729 | -0.0038945 | -0.0019411 | 0.0014009 | 0.0019453 | 0.017894 | 0.13973 | 0.13983 | 0.12027 | 0.10509 | 0.0015653 | -0.02852 | -0.035156 | -0.035727 | -0.030915 | -0.031773 | 42.0879 | 41.4553 | 41.2208 | 40.9515 | 40.6543 | 40.4734 | 40.6896 | 40.7672 | 41.4613 | 43.5415 | 45.7526 | 47.6284 | 48.7564 | 49.2772 | 49.2783 | 49.1858 | 48.7964 | 47.5451 | 46.2985 | 45.2574 | 44.3867 | 43.5231 | 43.1463 | 42.4369 | 0.068311 | 0.060668 | 0.066341 | 0.078567 | 0.10227 | 0.082427 | 0.080305 | 0.083759 | 0.090352 | 0.085364 | 0.081759 | 0.089476 | 0.091168 | 0.098749 | 0.10661 | 0.10531 | 0.10533 | 0.093714 | 0.079797 | 0.079206 | 0.070995 | 0.071227 | 0.074611 | 0.072927
Portfolio Adjusted1-in-10AllOther2024Typical Event Day | Portfolio Adjusted | 1-in-10 | All | Other | 2024 | Typical Event Day | 8 | 6.301 | 6.0776 | 5.9035 | 5.875 | 6.1537 | 6.8977 | 7.8544 | 8.8928 | 10.0952 | 11.0188 | 11.8144 | 12.206 | 12.2517 | 12.4372 | 12.3049 | 11.8858 | 11.2415 | 10.2905 | 9.4005 | 8.9897 | 8.7664 | 8.1817 | 7.4431 | 6.8718 | -0.01106 | -0.010481 | -0.0072681 | -0.0083901 | -0.0098266 | -0.014028 | -0.012663 | -0.024874 | -0.017397 | -0.014708 | -0.026671 | -0.015281 | -0.0091104 | 0.032765 | 0.19612 | 0.20912 | 0.19091 | 0.15826 | 0.042119 | 0.0044071 | -0.0060761 | -0.016392 | -0.026903 | -0.031428 | 75.538 | 74.2331 | 73.0461 | 71.9851 | 71.013 | 69.9927 | 69.2727 | 69.5443 | 72.5589 | 77.7161 | 82.7391 | 86.9409 | 89.9115 | 91.9012 | 93.1093 | 93.693 | 93.6695 | 92.8698 | 91.6309 | 89.18 | 85.6291 | 82.3525 | 80.0654 | 78.281 | 0.075269 | 0.067173 | 0.073532 | 0.087406 | 0.11327 | 0.089828 | 0.086 | 0.091216 | 0.10004 | 0.097552 | 0.0967 | 0.10842 | 0.11196 | 0.12276 | 0.13409 | 0.13159 | 0.1268 | 0.10663 | 0.088335 | 0.088642 | 0.080903 | 0.080183 | 0.083876 | 0.082232
Portfolio Adjusted1-in-10AllOther2025January Monthly Peak | Portfolio Adjusted | 1-in-10 | All | Other | 2025 | January Monthly Peak | 1 | 5.0205 | 4.934 | 4.8466 | 4.8797 | 5.1286 | 6.0237 | 7.2641 | 7.9686 | 8.7008 | 8.9844 | 9.0251 | 8.865 | 8.4566 | 8.3523 | 7.996 | 7.5765 | 7.4678 | 7.5902 | 7.3422 | 6.9984 | 6.7031 | 6.358 | 5.895 | 5.3687 | -0.010281 | -0.020103 | -0.012514 | -0.0036267 | -0.002288 | -0.0312 | -0.013368 | -0.011856 | -0.010031 | -0.0039829 | -0.0019811 | 0.0014245 | 0.0019637 | 0.018074 | 0.14065 | 0.13975 | 0.11904 | 0.10466 | 0.0015754 | -0.028591 | -0.035154 | -0.035661 | -0.030949 | -0.031925 | 41.0034 | 40.3528 | 39.7955 | 39.3548 | 39.1944 | 38.86 | 38.4984 | 38.3563 | 38.9411 | 41.0611 | 43.5336 | 46.074 | 48.0127 | 48.9382 | 49.4144 | 49.3083 | 48.7181 | 47.6795 | 45.5532 | 43.892 | 42.4716 | 41.3549 | 40.4701 | 39.6989 | 0.068043 | 0.060522 | 0.066225 | 0.079302 | 0.10375 | 0.083863 | 0.082474 | 0.086434 | 0.093142 | 0.08729 | 0.083422 | 0.090965 | 0.092011 | 0.099728 | 0.10742 | 0.10595 | 0.10489 | 0.093907 | 0.080314 | 0.079406 | 0.070997 | 0.071097 | 0.074688 | 0.073237
Portfolio Adjusted1-in-10AllOther2025February Monthly Peak | Portfolio Adjusted | 1-in-10 | All | Other | 2025 | February Monthly Peak | 2 | 5.1609 | 5.0286 | 4.919 | 4.9459 | 5.1932 | 5.9388 | 6.9533 | 7.548 | 8.2468 | 8.5868 | 8.821 | 8.8658 | 8.7184 | 8.7936 | 8.6194 | 8.2424 | 7.898 | 7.7103 | 7.5841 | 7.2001 | 6.8691 | 6.4661 | 5.9509 | 5.5135 | -0.010447 | -0.020456 | -0.012702 | -0.0036728 | -0.0022948 | -0.031051 | -0.013247 | -0.011647 | -0.0098551 | -0.0039499 | -0.0019947 | 0.001462 | 0.0020524 | 0.019161 | 0.15104 | 0.15025 | 0.12576 | 0.10717 | 0.0016249 | -0.029413 | -0.036147 | -0.036488 | -0.031538 | -0.032437 | 48.8862 | 48.4298 | 47.9324 | 47.4044 | 46.8847 | 46.0399 | 45.655 | 45.6427 | 46.5161 | 48.6642 | 50.811 | 52.6944 | 54.2759 | 55.3295 | 56.3003 | 56.8181 | 56.3305 | 55.5046 | 53.435 | 51.3034 | 49.5517 | 48.1283 | 47.2368 | 46.2878 | 0.069158 | 0.061599 | 0.067218 | 0.080315 | 0.10407 | 0.083499 | 0.081701 | 0.084876 | 0.091464 | 0.086513 | 0.083949 | 0.093321 | 0.096152 | 0.10571 | 0.11547 | 0.11295 | 0.11038 | 0.096919 | 0.08282 | 0.081664 | 0.072966 | 0.072714 | 0.076078 | 0.074428
Portfolio Adjusted1-in-10AllOther2025March Monthly Peak | Portfolio Adjusted | 1-in-10 | All | Other | 2025 | March Monthly Peak | 3 | 5.3882 | 5.2145 | 5.0785 | 5.0642 | 5.2921 | 5.9449 | 6.9468 | 7.5375 | 8.1659 | 8.6238 | 9.0659 | 9.3021 | 9.3623 | 9.5581 | 9.4981 | 9.1771 | 8.7099 | 8.1536 | 7.7845 | 7.6555 | 7.3195 | 6.8438 | 6.26 | 5.8318 | -0.010817 | -0.02118 | -0.013153 | -0.0037692 | -0.0023365 | -0.031302 | -0.013377 | -0.011796 | -0.0099364 | -0.0040243 | -0.0020633 | 0.0015317 | 0.00218 | 0.020405 | 0.16342 | 0.16404 | 0.13678 | 0.11268 | 0.0016784 | -0.031093 | -0.038286 | -0.038351 | -0.033139 | -0.034031 | 56.2656 | 54.8202 | 53.961 | 53.5086 | 52.56 | 51.8397 | 51.154 | 50.9727 | 52.2583 | 56.7498 | 62.2986 | 67.0702 | 70.4242 | 72.2762 | 73.5472 | 74.336 | 74.3407 | 73.2477 | 71.4927 | 68.7782 | 65.3383 | 62.3584 | 60.1172 | 58.4456 | 0.07162 | 0.063787 | 0.069604 | 0.082422 | 0.10596 | 0.084184 | 0.082517 | 0.085948 | 0.092198 | 0.088123 | 0.086822 | 0.097775 | 0.10214 | 0.11261 | 0.1237 | 0.1215 | 0.11795 | 0.10113 | 0.08553 | 0.086323 | 0.077274 | 0.076421 | 0.079929 | 0.078093
Portfolio Adjusted1-in-10AllOther2025April Monthly Peak | Portfolio Adjusted | 1-in-10 | All | Other | 2025 | April Monthly Peak | 4 | 5.675 | 5.4776 | 5.3224 | 5.2964 | 5.5396 | 6.1936 | 7.0415 | 7.8207 | 8.7553 | 9.477 | 10.158 | 10.5149 | 10.665 | 10.8705 | 10.7913 | 10.4128 | 9.8141 | 9.0098 | 8.2879 | 8.1394 | 7.8942 | 7.3565 | 6.7013 | 6.2359 | -0.010701 | -0.015156 | -0.0097986 | -0.006036 | -0.0060912 | -0.021635 | -0.012537 | -0.018117 | -0.013558 | -0.0094456 | -0.014702 | -0.0071518 | -0.003723 | 0.027184 | 0.18099 | 0.18754 | 0.16416 | 0.13503 | 0.022985 | -0.012058 | -0.02113 | -0.026545 | -0.029586 | -0.032376 | 66.8698 | 65.4614 | 63.7786 | 62.6194 | 61.4626 | 60.3614 | 59.7701 | 59.7469 | 63.1768 | 69.481 | 75.792 | 81.0719 | 84.2053 | 86.2513 | 87.4903 | 88.1474 | 87.9693 | 87.2588 | 85.1844 | 82.0481 | 77.8993 | 74.1875 | 71.4325 | 69.7692 | 0.069588 | 0.061962 | 0.067634 | 0.080107 | 0.10332 | 0.082082 | 0.078749 | 0.083253 | 0.091366 | 0.089078 | 0.088722 | 0.10004 | 0.10504 | 0.11554 | 0.12678 | 0.12422 | 0.11996 | 0.10112 | 0.083246 | 0.084329 | 0.07631 | 0.075346 | 0.078683 | 0.077019
Portfolio Adjusted1-in-10AllOther2025May Monthly Peak | Portfolio Adjusted | 1-in-10 | All | Other | 2025 | May Monthly Peak | 5 | 5.8229 | 5.6228 | 5.4728 | 5.4441 | 5.71 | 6.3781 | 7.17 | 8.1824 | 9.2935 | 10.1617 | 10.9097 | 11.2928 | 11.3908 | 11.5522 | 11.4255 | 11.0062 | 10.3587 | 9.4654 | 8.6385 | 8.3173 | 8.1708 | 7.6283 | 6.9474 | 6.4551 | -0.010496 | -0.011799 | -0.0079491 | -0.0072159 | -0.0080939 | -0.016392 | -0.012147 | -0.021793 | -0.01572 | -0.012649 | -0.022101 | -0.012212 | -0.0071312 | 0.030842 | 0.18911 | 0.19861 | 0.17799 | 0.1466 | 0.03438 | -0.0017239 | -0.0115 | -0.019795 | -0.027363 | -0.031139 | 73.2347 | 71.2103 | 69.7713 | 68.4808 | 67.1337 | 65.9395 | 65.1836 | 65.5376 | 69.1976 | 74.6714 | 79.9383 | 83.534 | 86.8879 | 89.1016 | 90.2525 | 90.5897 | 90.0632 | 88.9632 | 87.5298 | 85.0208 | 81.0734 | 77.4508 | 74.9327 | 72.4271 | 0.069806 | 0.06231 | 0.068349 | 0.081029 | 0.10492 | 0.083441 | 0.079603 | 0.085682 | 0.094852 | 0.093388 | 0.093056 | 0.10479 | 0.10945 | 0.11992 | 0.1313 | 0.12817 | 0.12354 | 0.10338 | 0.084542 | 0.084518 | 0.077003 | 0.076188 | 0.079766 | 0.07812
Portfolio Adjusted1-in-10AllOther2025June Monthly Peak | Portfolio Adjusted | 1-in-10 | All | Other | 2025 | June Monthly Peak | 6 | 6.0307 | 5.8158 | 5.6487 | 5.6077 | 5.8504 | 6.4901 | 7.2944 | 8.3411 | 9.4481 | 10.2953 | 11.0337 | 11.4004 | 11.4304 | 11.5816 | 11.4658 | 11.1258 | 10.5696 | 9.7312 | 8.96 | 8.4912 | 8.352 | 7.8515 | 7.1266 | 6.5973 | -0.011 | -0.014725 | -0.0096344 | -0.006569 | -0.0068461 | -0.020728 | -0.012574 | -0.019315 | -0.014217 | -0.010287 | -0.016584 | -0.0083978 | -0.0044954 | 0.027245 | 0.18281 | 0.19231 | 0.1719 | 0.142 | 0.026189 | -0.0092121 | -0.018683 | -0.025074 | -0.02937 | -0.032571 | 73.1137 | 71.5392 | 70.4388 | 69.1252 | 68.1362 | 66.5908 | 65.76 | 66.7391 | 70.8188 | 76.0001 | 81.066 | 85.0634 | 87.8122 | 89.5444 | 90.7704 | 91.4536 | 91.8035 | 91.1461 | 90 | 87.8734 | 84.8068 | 81.0008 | 78.4964 | 76.5329 | 0.071833 | 0.063996 | 0.070096 | 0.082932 | 0.10698 | 0.084248 | 0.079705 | 0.084765 | 0.092756 | 0.090185 | 0.089565 | 0.10035 | 0.10339 | 0.11287 | 0.1234 | 0.12205 | 0.11894 | 0.10069 | 0.084019 | 0.083663 | 0.076935 | 0.07648 | 0.079876 | 0.078447
Portfolio Adjusted1-in-10AllOther2025July Monthly Peak | Portfolio Adjusted | 1-in-10 | All | Other | 2025 | July Monthly Peak | 7 | 6.2454 | 6.0326 | 5.8791 | 5.8278 | 6.0899 | 6.8133 | 7.7042 | 8.7655 | 9.9205 | 10.8366 | 11.6031 | 11.9628 | 11.9911 | 12.1646 | 12.0384 | 11.682 | 11.1327 | 10.258 | 9.3692 | 8.8796 | 8.7223 | 8.1904 | 7.4293 | 6.8436 | -0.010898 | -0.010748 | -0.0074464 | -0.0081226 | -0.0094231 | -0.01444 | -0.012342 | -0.023615 | -0.016472 | -0.01375 | -0.024701 | -0.013981 | -0.0082523 | 0.030664 | 0.18838 | 0.2021 | 0.18624 | 0.15555 | 0.039967 | 0.0030595 | -0.0072031 | -0.017094 | -0.026862 | -0.031124 | 76.9359 | 75.7038 | 74.4738 | 73.3114 | 72.4035 | 71.4124 | 70.5818 | 70.8636 | 73.9455 | 78.8972 | 83.5309 | 87.2602 | 89.9094 | 91.6445 | 92.9378 | 93.5491 | 93.4585 | 92.9183 | 91.9032 | 89.605 | 85.9744 | 82.4427 | 80.1257 | 78.4472 | 0.073788 | 0.065979 | 0.07267 | 0.085847 | 0.11108 | 0.087785 | 0.083174 | 0.087799 | 0.095643 | 0.093159 | 0.09222 | 0.10288 | 0.10578 | 0.11579 | 0.12664 | 0.12544 | 0.1225 | 0.10418 | 0.08641 | 0.086494 | 0.079737 | 0.079201 | 0.082548 | 0.0807
Portfolio Adjusted1-in-10AllOther2025August Monthly Peak | Portfolio Adjusted | 1-in-10 | All | Other | 2025 | August Monthly Peak | 8 | 6.3604 | 6.1354 | 5.9633 | 5.9348 | 6.2159 | 6.9747 | 7.9515 | 9.0276 | 10.2849 | 11.2551 | 12.0806 | 12.4827 | 12.5222 | 12.7011 | 12.5522 | 12.115 | 11.4588 | 10.4832 | 9.5591 | 9.1352 | 8.8975 | 8.3007 | 7.5474 | 6.9589 | -0.01102 | -0.0087497 | -0.0063044 | -0.0090534 | -0.010928 | -0.011206 | -0.0125 | -0.026809 | -0.018514 | -0.01639 | -0.030614 | -0.017988 | -0.010927 | 0.034698 | 0.19983 | 0.21447 | 0.19779 | 0.16434 | 0.048371 | 0.009804 | -0.0010888 | -0.012953 | -0.025856 | -0.030904 | 76.0888 | 74.9209 | 73.7272 | 72.793 | 71.679 | 70.9574 | 70.4191 | 70.5238 | 73.2585 | 78.7617 | 83.8187 | 88.3534 | 91.4697 | 93.5659 | 95.043 | 95.9445 | 95.9737 | 94.9856 | 93.9068 | 91.5432 | 87.915 | 85.0806 | 83.1423 | 81.3385 | 0.076886 | 0.068607 | 0.075216 | 0.089434 | 0.11593 | 0.091919 | 0.088002 | 0.093563 | 0.10296 | 0.10069 | 0.099918 | 0.11203 | 0.11567 | 0.12676 | 0.13835 | 0.13572 | 0.13072 | 0.1098 | 0.090798 | 0.091063 | 0.08304 | 0.082282 | 0.086009 | 0.084301
Portfolio Adjusted1-in-10AllOther2025September Monthly Peak | Portfolio Adjusted | 1-in-10 | All | Other | 2025 | September Monthly Peak | 9 | 6.2791 | 6.0892 | 5.9319 | 5.9102 | 6.2181 | 6.9813 | 8.0802 | 9.0888 | 10.4454 | 11.4891 | 12.3356 | 12.7414 | 12.7519 | 12.931 | 12.7535 | 12.2365 | 11.4891 | 10.4517 | 9.5411 | 9.2956 | 8.8166 | 8.2213 | 7.4262 | 6.8723 | -0.01082 | -0.0070662 | -0.0053592 | -0.0096161 | -0.01196 | -0.0085433 | -0.012463 | -0.028986 | -0.020152 | -0.018671 | -0.035668 | -0.021327 | -0.013069 | 0.037728 | 0.20684 | 0.22177 | 0.20454 | 0.16954 | 0.054856 | 0.01518 | 0.0036218 | -0.0097133 | -0.024621 | -0.030064 | 76.0134 | 74.7683 | 73.5445 | 72.7108 | 71.833 | 71.0101 | 70.3297 | 70.0506 | 72.2128 | 77.2051 | 82.5405 | 87.0863 | 90.4544 | 92.8497 | 93.6855 | 93.8241 | 93.4415 | 92.4285 | 90.7128 | 87.6977 | 83.8195 | 80.885 | 78.4966 | 76.8047 | 0.077556 | 0.069606 | 0.076533 | 0.091147 | 0.1189 | 0.094148 | 0.091114 | 0.097333 | 0.10925 | 0.10793 | 0.10718 | 0.12009 | 0.12346 | 0.13528 | 0.14758 | 0.14368 | 0.13725 | 0.11453 | 0.094453 | 0.095412 | 0.085333 | 0.084651 | 0.087488 | 0.085613
Portfolio Adjusted1-in-10AllOther2025October Monthly Peak | Portfolio Adjusted | 1-in-10 | All | Other | 2025 | October Monthly Peak | 10 | 5.9312 | 5.7344 | 5.5901 | 5.5551 | 5.816 | 6.5177 | 7.6019 | 8.3561 | 9.3659 | 10.2468 | 10.9774 | 11.4013 | 11.5021 | 11.7077 | 11.6001 | 11.1496 | 10.4372 | 9.5322 | 9.0123 | 8.6499 | 8.175 | 7.6268 | 6.9314 | 6.4404 | -0.011019 | -0.013442 | -0.0089144 | -0.0071021 | -0.0077299 | -0.018826 | -0.012964 | -0.021367 | -0.01559 | -0.012086 | -0.020483 | -0.011038 | -0.0062798 | 0.031087 | 0.19436 | 0.20283 | 0.17887 | 0.14726 | 0.0325 | -0.0053645 | -0.015098 | -0.022661 | -0.028734 | -0.032207 | 70.4778 | 69.0517 | 68.1386 | 66.9462 | 65.9704 | 64.9347 | 64.4395 | 63.8492 | 64.5496 | 69.4118 | 75.5772 | 81.4002 | 85.8461 | 88.7081 | 89.8041 | 90.4414 | 90.4131 | 89.4497 | 86.9734 | 82.6763 | 78.6039 | 75.5707 | 73.2324 | 71.5117 | 0.072533 | 0.0646 | 0.070757 | 0.083767 | 0.10831 | 0.085946 | 0.0836 | 0.087958 | 0.097145 | 0.095803 | 0.09545 | 0.10814 | 0.11299 | 0.12401 | 0.13587 | 0.13268 | 0.12678 | 0.1064 | 0.089089 | 0.088391 | 0.078784 | 0.077902 | 0.080992 | 0.079169
Portfolio Adjusted1-in-10AllOther2025November Monthly Peak | Portfolio Adjusted | 1-in-10 | All | Other | 2025 | November Monthly Peak | 11 | 5.5876 | 5.4099 | 5.2802 | 5.2496 | 5.5221 | 6.1877 | 6.997 | 7.771 | 8.66 | 9.3309 | 9.9181 | 10.2267 | 10.3021 | 10.4499 | 10.2992 | 9.8781 | 9.3484 | 8.9987 | 8.3494 | 7.8873 | 7.4772 | 6.9903 | 6.414 | 6.0364 | -0.010698 | -0.016143 | -0.010352 | -0.005668 | -0.0055168 | -0.023503 | -0.012787 | -0.017214 | -0.013094 | -0.0086605 | -0.012719 | -0.0057614 | -0.0027475 | 0.026228 | 0.17611 | 0.18059 | 0.15735 | 0.13402 | 0.019949 | -0.015029 | -0.0234 | -0.02787 | -0.029635 | -0.032237 | 65.0461 | 63.6759 | 62.6876 | 61.3417 | 60.5106 | 59.7132 | 58.9952 | 58.7196 | 61.263 | 66.4236 | 72.6505 | 77.6226 | 80.8062 | 82.4667 | 83.4742 | 83.6273 | 82.3761 | 79.7567 | 76.2937 | 72.5863 | 70.0436 | 68.0743 | 66.3704 | 65.1588 | 0.069407 | 0.061978 | 0.067656 | 0.080049 | 0.10388 | 0.083032 | 0.079636 | 0.083818 | 0.091938 | 0.089699 | 0.088968 | 0.10045 | 0.10499 | 0.11524 | 0.12572 | 0.12277 | 0.11942 | 0.10328 | 0.084968 | 0.083488 | 0.074304 | 0.073492 | 0.07707 | 0.075814
Portfolio Adjusted1-in-10AllOther2025December Monthly Peak | Portfolio Adjusted | 1-in-10 | All | Other | 2025 | December Monthly Peak | 12 | 5.1924 | 5.0742 | 4.9798 | 4.98 | 5.2311 | 6.0277 | 7.0994 | 7.77 | 8.5198 | 8.8344 | 8.9199 | 8.7789 | 8.4664 | 8.3674 | 8.0559 | 7.6915 | 7.6056 | 7.6711 | 7.3692 | 7.0521 | 6.7716 | 6.4548 | 5.9931 | 5.5197 | -0.010345 | -0.020186 | -0.012569 | -0.0036023 | -0.0022614 | -0.030716 | -0.013046 | -0.011521 | -0.0097575 | -0.0039059 | -0.0019468 | 0.001405 | 0.001951 | 0.017947 | 0.14006 | 0.14015 | 0.12053 | 0.10532 | 0.0015699 | -0.028604 | -0.035259 | -0.035832 | -0.031005 | -0.031866 | 42.0881 | 41.4555 | 41.2211 | 40.9518 | 40.6545 | 40.4737 | 40.6899 | 40.7674 | 41.4615 | 43.5418 | 45.7528 | 47.6286 | 48.7566 | 49.2774 | 49.2785 | 49.186 | 48.7966 | 47.5453 | 46.2987 | 45.2577 | 44.3869 | 43.5234 | 43.1465 | 42.4372 | 0.06851 | 0.060843 | 0.066534 | 0.078796 | 0.10257 | 0.082666 | 0.080538 | 0.084002 | 0.090615 | 0.085612 | 0.081996 | 0.089736 | 0.091433 | 0.099037 | 0.10692 | 0.10562 | 0.10564 | 0.093987 | 0.08003 | 0.079437 | 0.071201 | 0.071434 | 0.074828 | 0.07314
Portfolio Adjusted1-in-10AllOther2025Typical Event Day | Portfolio Adjusted | 1-in-10 | All | Other | 2025 | Typical Event Day | 8 | 6.3109 | 6.0872 | 5.9129 | 5.8843 | 6.1637 | 6.9092 | 7.8678 | 8.9077 | 10.111 | 11.0351 | 11.8314 | 12.2231 | 12.2685 | 12.4541 | 12.3214 | 11.9014 | 11.2561 | 10.304 | 9.4134 | 9.0023 | 8.7788 | 8.1935 | 7.4543 | 6.8825 | -0.011093 | -0.010512 | -0.0072894 | -0.0084147 | -0.0098554 | -0.014069 | -0.0127 | -0.024947 | -0.017448 | -0.014751 | -0.02675 | -0.015326 | -0.0091371 | 0.032861 | 0.19656 | 0.20957 | 0.19131 | 0.1586 | 0.042243 | 0.00442 | -0.0060939 | -0.01644 | -0.026982 | -0.03152 | 75.5379 | 74.2331 | 73.046 | 71.9851 | 71.0129 | 69.9927 | 69.2727 | 69.5443 | 72.5589 | 77.716 | 82.7391 | 86.9408 | 89.9114 | 91.9011 | 93.1092 | 93.6929 | 93.6693 | 92.8697 | 91.6307 | 89.1798 | 85.6289 | 82.3523 | 80.0653 | 78.2808 | 0.075487 | 0.067366 | 0.073747 | 0.087661 | 0.1136 | 0.090087 | 0.08625 | 0.091481 | 0.10033 | 0.097834 | 0.096979 | 0.10873 | 0.11229 | 0.12312 | 0.13448 | 0.13198 | 0.12716 | 0.10694 | 0.088591 | 0.0889 | 0.081138 | 0.080416 | 0.084119 | 0.082471
Portfolio Adjusted1-in-10AllOther2026January Monthly Peak | Portfolio Adjusted | 1-in-10 | All | Other | 2026 | January Monthly Peak | 1 | 5.029 | 4.9422 | 4.8546 | 4.8877 | 5.1372 | 6.0338 | 7.2762 | 7.9819 | 8.7147 | 8.9982 | 9.0389 | 8.8786 | 8.4697 | 8.3654 | 8.0085 | 7.5885 | 7.4793 | 7.6015 | 7.3533 | 7.0091 | 6.7134 | 6.3679 | 5.9044 | 5.3776 | -0.010311 | -0.020162 | -0.012551 | -0.0036374 | -0.0022947 | -0.031291 | -0.013407 | -0.01189 | -0.01006 | -0.0039946 | -0.0019869 | 0.0014287 | 0.0019694 | 0.018127 | 0.14098 | 0.14008 | 0.11929 | 0.10488 | 0.0015801 | -0.028674 | -0.035257 | -0.035766 | -0.03104 | -0.032018 | 41.0037 | 40.353 | 39.7958 | 39.355 | 39.1947 | 38.8603 | 38.4987 | 38.3565 | 38.9413 | 41.0614 | 43.5339 | 46.0743 | 48.0129 | 48.9385 | 49.4146 | 49.3085 | 48.7183 | 47.6797 | 45.5534 | 43.8922 | 42.4718 | 41.3552 | 40.4704 | 39.6992 | 0.068241 | 0.060697 | 0.066418 | 0.079533 | 0.10405 | 0.084106 | 0.082714 | 0.086685 | 0.093413 | 0.087544 | 0.083664 | 0.09123 | 0.092278 | 0.10002 | 0.10773 | 0.10626 | 0.1052 | 0.094181 | 0.080548 | 0.079637 | 0.071203 | 0.071304 | 0.074905 | 0.073451
Portfolio Adjusted1-in-10AllOther2026February Monthly Peak | Portfolio Adjusted | 1-in-10 | All | Other | 2026 | February Monthly Peak | 2 | 5.1695 | 5.0369 | 4.9271 | 4.954 | 5.2018 | 5.9489 | 6.9653 | 7.5611 | 8.2605 | 8.6005 | 8.835 | 8.8797 | 8.7321 | 8.8075 | 8.6328 | 8.2552 | 7.91 | 7.722 | 7.5956 | 7.2111 | 6.8797 | 6.4763 | 5.9604 | 5.5227 | -0.010477 | -0.020516 | -0.012739 | -0.0036836 | -0.0023015 | -0.031142 | -0.013286 | -0.011681 | -0.0098839 | -0.0039614 | -0.0020006 | 0.0014662 | 0.0020584 | 0.019217 | 0.15139 | 0.1506 | 0.12603 | 0.1074 | 0.0016297 | -0.029499 | -0.036253 | -0.036595 | -0.031631 | -0.032532 | 48.8865 | 48.4301 | 47.9326 | 47.4046 | 46.8849 | 46.0402 | 45.6552 | 45.6429 | 46.5163 | 48.6644 | 50.8113 | 52.6947 | 54.2762 | 55.3298 | 56.3005 | 56.8184 | 56.3308 | 55.5049 | 53.4353 | 51.3037 | 49.5519 | 48.1286 | 47.2371 | 46.2881 | 0.069359 | 0.061777 | 0.067414 | 0.080549 | 0.10437 | 0.083741 | 0.081938 | 0.085123 | 0.09173 | 0.086764 | 0.084193 | 0.093592 | 0.096432 | 0.10602 | 0.11581 | 0.11328 | 0.1107 | 0.097202 | 0.083061 | 0.081901 | 0.073178 | 0.072925 | 0.076299 | 0.074644
Portfolio Adjusted1-in-10AllOther2026March Monthly Peak | Portfolio Adjusted | 1-in-10 | All | Other | 2026 | March Monthly Peak | 3 | 5.3971 | 5.2231 | 5.0868 | 5.0725 | 5.301 | 5.9551 | 6.9589 | 7.5508 | 8.1797 | 8.6378 | 9.0803 | 9.3168 | 9.3768 | 9.5729 | 9.5126 | 9.1908 | 8.7228 | 8.1658 | 7.7963 | 7.6672 | 7.3307 | 6.8545 | 6.27 | 5.8414 | -0.010849 | -0.021242 | -0.013191 | -0.0037802 | -0.0023434 | -0.031394 | -0.013416 | -0.011831 | -0.0099655 | -0.0040361 | -0.0020693 | 0.0015362 | 0.0021864 | 0.020465 | 0.16381 | 0.16441 | 0.13707 | 0.11292 | 0.0016833 | -0.031184 | -0.038398 | -0.038463 | -0.033236 | -0.03413 | 56.2658 | 54.8204 | 53.9612 | 53.5089 | 52.5602 | 51.8399 | 51.1543 | 50.9729 | 52.2585 | 56.75 | 62.2987 | 67.0703 | 70.4243 | 72.2763 | 73.5473 | 74.3361 | 74.3408 | 73.2478 | 71.4927 | 68.7782 | 65.3384 | 62.3585 | 60.1173 | 58.4457 | 0.071828 | 0.063972 | 0.069807 | 0.082662 | 0.10627 | 0.084427 | 0.082756 | 0.086198 | 0.092467 | 0.088379 | 0.087074 | 0.098059 | 0.10244 | 0.11294 | 0.12406 | 0.12185 | 0.1183 | 0.10142 | 0.085779 | 0.086574 | 0.077499 | 0.076644 | 0.080162 | 0.07832
Portfolio Adjusted1-in-10AllOther2026April Monthly Peak | Portfolio Adjusted | 1-in-10 | All | Other | 2026 | April Monthly Peak | 4 | 5.6842 | 5.4866 | 5.3311 | 5.3051 | 5.5488 | 6.2042 | 7.0538 | 7.8344 | 8.7698 | 9.492 | 10.1738 | 10.5308 | 10.6809 | 10.8866 | 10.8071 | 10.4277 | 9.828 | 9.0228 | 8.3001 | 8.1515 | 7.906 | 7.3677 | 6.7118 | 6.2459 | -0.010732 | -0.0152 | -0.0098273 | -0.0060537 | -0.006109 | -0.021698 | -0.012574 | -0.01817 | -0.013598 | -0.0094732 | -0.014745 | -0.0071727 | -0.0037339 | 0.027263 | 0.1814 | 0.18796 | 0.16451 | 0.13533 | 0.023052 | -0.012094 | -0.021192 | -0.026623 | -0.029672 | -0.03247 | 66.87 | 65.4616 | 63.7788 | 62.6196 | 61.4629 | 60.3617 | 59.7704 | 59.7472 | 63.177 | 69.4812 | 75.7922 | 81.072 | 84.2054 | 86.2514 | 87.4904 | 88.1475 | 87.9694 | 87.2588 | 85.1844 | 82.0481 | 77.8993 | 74.1875 | 71.4325 | 69.7691 | 0.06979 | 0.062141 | 0.067831 | 0.08034 | 0.10362 | 0.082319 | 0.078978 | 0.083495 | 0.091632 | 0.089337 | 0.088979 | 0.10033 | 0.10535 | 0.11587 | 0.12715 | 0.12458 | 0.12031 | 0.10141 | 0.083489 | 0.084575 | 0.076532 | 0.075565 | 0.078912 | 0.077243
Portfolio Adjusted1-in-10AllOther2026May Monthly Peak | Portfolio Adjusted | 1-in-10 | All | Other | 2026 | May Monthly Peak | 5 | 5.8322 | 5.6318 | 5.4816 | 5.4528 | 5.7193 | 6.3889 | 7.1825 | 8.1965 | 9.3086 | 10.1775 | 10.9262 | 11.3095 | 11.4074 | 11.5689 | 11.4418 | 11.0216 | 10.373 | 9.4786 | 8.651 | 8.3294 | 8.1827 | 7.6397 | 6.958 | 6.4653 | -0.010527 | -0.011834 | -0.0079724 | -0.007237 | -0.0081176 | -0.01644 | -0.012183 | -0.021857 | -0.015766 | -0.012687 | -0.022166 | -0.012248 | -0.0071521 | 0.030933 | 0.18954 | 0.19905 | 0.17837 | 0.14692 | 0.034481 | -0.001729 | -0.011534 | -0.019853 | -0.027444 | -0.03123 | 73.2346 | 71.2103 | 69.7713 | 68.4809 | 67.1338 | 65.9396 | 65.1838 | 65.5378 | 69.1978 | 74.6715 | 79.9384 | 83.5341 | 86.8879 | 89.1016 | 90.2525 | 90.5897 | 90.0631 | 88.9632 | 87.5297 | 85.0208 | 81.0733 | 77.4508 | 74.9326 | 72.427 | 0.070008 | 0.062489 | 0.068548 | 0.081265 | 0.10523 | 0.083682 | 0.079834 | 0.085931 | 0.095128 | 0.093659 | 0.093326 | 0.10509 | 0.10977 | 0.12027 | 0.13168 | 0.12854 | 0.1239 | 0.10368 | 0.084788 | 0.084764 | 0.077227 | 0.07641 | 0.079998 | 0.078347
Portfolio Adjusted1-in-10AllOther2026June Monthly Peak | Portfolio Adjusted | 1-in-10 | All | Other | 2026 | June Monthly Peak | 6 | 6.0402 | 5.8251 | 5.6577 | 5.6167 | 5.8599 | 6.5009 | 7.3069 | 8.355 | 9.4628 | 10.3106 | 11.0496 | 11.4164 | 11.446 | 11.5973 | 11.4811 | 11.1404 | 10.5834 | 9.744 | 8.9724 | 8.5031 | 8.3639 | 7.8629 | 7.1373 | 6.6075 | -0.011032 | -0.014768 | -0.0096626 | -0.0065882 | -0.0068661 | -0.020789 | -0.01261 | -0.019372 | -0.014258 | -0.010317 | -0.016632 | -0.0084224 | -0.0045085 | 0.027325 | 0.18322 | 0.19273 | 0.17225 | 0.1423 | 0.026266 | -0.009239 | -0.018738 | -0.025148 | -0.029456 | -0.032667 | 73.1134 | 71.539 | 70.4386 | 69.125 | 68.1361 | 66.5907 | 65.7599 | 66.739 | 70.8187 | 75.9999 | 81.0659 | 85.0633 | 87.812 | 89.5443 | 90.7703 | 91.4534 | 91.8033 | 91.1459 | 89.9998 | 87.8731 | 84.8065 | 81.0006 | 78.4961 | 76.5326 | 0.072041 | 0.06418 | 0.0703 | 0.083174 | 0.1073 | 0.084491 | 0.079936 | 0.085012 | 0.093026 | 0.090446 | 0.089823 | 0.10064 | 0.10369 | 0.1132 | 0.12375 | 0.1224 | 0.11929 | 0.10098 | 0.084263 | 0.083907 | 0.077158 | 0.076702 | 0.080108 | 0.078675
Portfolio Adjusted1-in-10AllOther2026July Monthly Peak | Portfolio Adjusted | 1-in-10 | All | Other | 2026 | July Monthly Peak | 7 | 6.2551 | 6.0421 | 5.8884 | 5.837 | 6.0997 | 6.8245 | 7.7172 | 8.7798 | 9.9356 | 10.8522 | 11.6193 | 11.979 | 12.0069 | 12.1806 | 12.0539 | 11.6968 | 11.1468 | 10.2712 | 9.3818 | 8.8919 | 8.7345 | 8.2021 | 7.4403 | 6.8541 | -0.01093 | -0.01078 | -0.0074682 | -0.0081463 | -0.0094507 | -0.014482 | -0.012378 | -0.023684 | -0.01652 | -0.01379 | -0.024773 | -0.014021 | -0.0082765 | 0.030753 | 0.1888 | 0.20253 | 0.18662 | 0.15588 | 0.040084 | 0.0030684 | -0.0072242 | -0.017144 | -0.026941 | -0.031215 | 76.9358 | 75.7037 | 74.4736 | 73.3113 | 72.4034 | 71.4123 | 70.5818 | 70.8636 | 73.9455 | 78.8971 | 83.5308 | 87.2601 | 89.9092 | 91.6442 | 92.9375 | 93.5489 | 93.4582 | 92.9181 | 91.9029 | 89.6047 | 85.9741 | 82.4424 | 80.1255 | 78.447 | 0.074002 | 0.066169 | 0.072882 | 0.086098 | 0.11141 | 0.088039 | 0.083415 | 0.088054 | 0.09592 | 0.093428 | 0.092486 | 0.10318 | 0.10609 | 0.11612 | 0.127 | 0.1258 | 0.12286 | 0.10448 | 0.086661 | 0.086745 | 0.079968 | 0.07943 | 0.082788 | 0.080935
Portfolio Adjusted1-in-10AllOther2026August Monthly Peak | Portfolio Adjusted | 1-in-10 | All | Other | 2026 | August Monthly Peak | 8 | 6.3704 | 6.1451 | 5.9727 | 5.9442 | 6.2259 | 6.9863 | 7.965 | 9.0426 | 10.3009 | 11.2718 | 12.0979 | 12.5001 | 12.5393 | 12.7183 | 12.5689 | 12.1309 | 11.4736 | 10.4969 | 9.5722 | 9.148 | 8.9101 | 8.3127 | 7.5587 | 6.9696 | -0.011052 | -0.0087753 | -0.0063229 | -0.0090799 | -0.01096 | -0.011238 | -0.012537 | -0.026887 | -0.018568 | -0.016438 | -0.030704 | -0.018041 | -0.010959 | 0.0348 | 0.20028 | 0.21494 | 0.1982 | 0.1647 | 0.048512 | 0.0098328 | -0.001092 | -0.012991 | -0.025931 | -0.030994 | 76.0887 | 74.9208 | 73.7271 | 72.7929 | 71.679 | 70.9574 | 70.4191 | 70.5238 | 73.2586 | 78.7616 | 83.8187 | 88.3533 | 91.4696 | 93.5658 | 95.0428 | 95.9444 | 95.9736 | 94.9855 | 93.9067 | 91.5431 | 87.9148 | 85.0805 | 83.1422 | 81.3384 | 0.077109 | 0.068805 | 0.075435 | 0.089695 | 0.11627 | 0.092185 | 0.088257 | 0.093835 | 0.10326 | 0.10098 | 0.10021 | 0.11235 | 0.11601 | 0.12712 | 0.13876 | 0.13611 | 0.1311 | 0.11012 | 0.091061 | 0.091328 | 0.083281 | 0.082521 | 0.086259 | 0.084546
Portfolio Adjusted1-in-10AllOther2026September Monthly Peak | Portfolio Adjusted | 1-in-10 | All | Other | 2026 | September Monthly Peak | 9 | 6.289 | 6.0989 | 5.9414 | 5.9197 | 6.2283 | 6.993 | 8.0941 | 9.1042 | 10.4621 | 11.5067 | 12.3539 | 12.7599 | 12.7699 | 12.9492 | 12.7711 | 12.2531 | 11.5044 | 10.4658 | 9.5545 | 9.3088 | 8.8293 | 8.2335 | 7.4375 | 6.8831 | -0.010851 | -0.0070869 | -0.0053749 | -0.0096443 | -0.011995 | -0.0085683 | -0.0125 | -0.029071 | -0.020211 | -0.018725 | -0.035773 | -0.02139 | -0.013107 | 0.037839 | 0.2073 | 0.22226 | 0.20497 | 0.16992 | 0.055017 | 0.015224 | 0.0036324 | -0.0097417 | -0.024693 | -0.030152 | 76.0135 | 74.7684 | 73.5446 | 72.7109 | 71.8331 | 71.0102 | 70.3299 | 70.0508 | 72.213 | 77.2052 | 82.5406 | 87.0863 | 90.4544 | 92.8498 | 93.6855 | 93.8242 | 93.4415 | 92.4285 | 90.7127 | 87.6977 | 83.8195 | 80.885 | 78.4966 | 76.8047 | 0.077781 | 0.069807 | 0.076756 | 0.091413 | 0.11925 | 0.094421 | 0.091378 | 0.097617 | 0.10957 | 0.10825 | 0.10749 | 0.12044 | 0.12381 | 0.13568 | 0.14801 | 0.14409 | 0.13765 | 0.11487 | 0.094727 | 0.095689 | 0.08558 | 0.084897 | 0.087742 | 0.085862
Portfolio Adjusted1-in-10AllOther2026October Monthly Peak | Portfolio Adjusted | 1-in-10 | All | Other | 2026 | October Monthly Peak | 10 | 5.9408 | 5.7438 | 5.5992 | 5.5642 | 5.8257 | 6.5288 | 7.615 | 8.3706 | 9.3814 | 10.2631 | 10.9944 | 11.4186 | 11.5193 | 11.7251 | 11.617 | 11.1656 | 10.452 | 9.5458 | 9.0255 | 8.6626 | 8.1872 | 7.6385 | 6.9422 | 6.4508 | -0.011051 | -0.013482 | -0.0089405 | -0.0071229 | -0.0077526 | -0.018881 | -0.013002 | -0.02143 | -0.015635 | -0.012122 | -0.020543 | -0.01107 | -0.0062982 | 0.031178 | 0.19481 | 0.20329 | 0.17926 | 0.14758 | 0.032595 | -0.0053802 | -0.015143 | -0.022727 | -0.028818 | -0.032302 | 70.4779 | 69.0519 | 68.1388 | 66.9464 | 65.9706 | 64.9349 | 64.4397 | 63.8494 | 64.5498 | 69.4119 | 75.5772 | 81.4003 | 85.8461 | 88.7082 | 89.8042 | 90.4414 | 90.413 | 89.4496 | 86.9733 | 82.6762 | 78.6038 | 75.5707 | 73.2324 | 71.5117 | 0.072743 | 0.064786 | 0.070963 | 0.084011 | 0.10863 | 0.086195 | 0.083842 | 0.088214 | 0.097428 | 0.096081 | 0.095726 | 0.10845 | 0.11332 | 0.12437 | 0.13626 | 0.13306 | 0.12715 | 0.10671 | 0.089348 | 0.088648 | 0.079013 | 0.078128 | 0.081228 | 0.079399
Portfolio Adjusted1-in-10AllOther2026November Monthly Peak | Portfolio Adjusted | 1-in-10 | All | Other | 2026 | November Monthly Peak | 11 | 5.5967 | 5.4188 | 5.2889 | 5.2582 | 5.5313 | 6.1984 | 7.0095 | 7.7847 | 8.6745 | 9.346 | 9.9339 | 10.2426 | 10.318 | 10.4659 | 10.3148 | 9.8928 | 9.3622 | 9.0119 | 8.3618 | 7.8993 | 7.4886 | 7.0012 | 6.4243 | 6.0463 | -0.010729 | -0.016191 | -0.010382 | -0.0056846 | -0.005533 | -0.023572 | -0.012825 | -0.017264 | -0.013132 | -0.0086859 | -0.012756 | -0.0057783 | -0.0027555 | 0.026305 | 0.17652 | 0.181 | 0.15769 | 0.13431 | 0.020007 | -0.015073 | -0.023469 | -0.027951 | -0.029722 | -0.032331 | 65.0464 | 63.6762 | 62.6879 | 61.342 | 60.5109 | 59.7135 | 58.9955 | 58.7199 | 61.2633 | 66.4239 | 72.6508 | 77.6229 | 80.8065 | 82.4669 | 83.4744 | 83.6275 | 82.3763 | 79.7568 | 76.2939 | 72.5865 | 70.0439 | 68.0745 | 66.3707 | 65.159 | 0.069609 | 0.062157 | 0.067853 | 0.080283 | 0.10418 | 0.083272 | 0.079867 | 0.084062 | 0.092206 | 0.08996 | 0.089226 | 0.10074 | 0.10529 | 0.11558 | 0.12608 | 0.12313 | 0.11977 | 0.10358 | 0.085216 | 0.083731 | 0.07452 | 0.073706 | 0.077294 | 0.076035
Portfolio Adjusted1-in-10AllOther2026December Monthly Peak | Portfolio Adjusted | 1-in-10 | All | Other | 2026 | December Monthly Peak | 12 | 5.2009 | 5.0824 | 4.9878 | 4.9879 | 5.2396 | 6.0376 | 7.1112 | 7.7829 | 8.5333 | 8.848 | 8.9336 | 8.7923 | 8.4794 | 8.3804 | 8.0684 | 7.7034 | 7.6171 | 7.6824 | 7.3802 | 7.0628 | 6.782 | 6.4648 | 6.0025 | 5.5287 | -0.010375 | -0.020245 | -0.012606 | -0.0036129 | -0.002268 | -0.030806 | -0.013085 | -0.011554 | -0.0097861 | -0.0039173 | -0.0019525 | 0.0014091 | 0.0019567 | 0.017999 | 0.14039 | 0.14047 | 0.12078 | 0.10554 | 0.0015745 | -0.028688 | -0.035362 | -0.035937 | -0.031096 | -0.031959 | 42.0884 | 41.4558 | 41.2213 | 40.952 | 40.6548 | 40.4739 | 40.6901 | 40.7677 | 41.4618 | 43.542 | 45.753 | 47.6288 | 48.7569 | 49.2776 | 49.2787 | 49.1862 | 48.7968 | 47.5456 | 46.299 | 45.2579 | 44.3871 | 43.5236 | 43.1467 | 42.4374 | 0.068709 | 0.061019 | 0.066728 | 0.079025 | 0.10287 | 0.082904 | 0.080771 | 0.084247 | 0.090879 | 0.085861 | 0.082234 | 0.089996 | 0.091699 | 0.099325 | 0.10723 | 0.10593 | 0.10594 | 0.094261 | 0.080263 | 0.079668 | 0.071408 | 0.071642 | 0.075045 | 0.073352
Portfolio Adjusted1-in-10AllOther2026Typical Event Day | Portfolio Adjusted | 1-in-10 | All | Other | 2026 | Typical Event Day | 8 | 6.3208 | 6.0968 | 5.9223 | 5.8937 | 6.1737 | 6.9207 | 7.8812 | 8.9226 | 10.1268 | 11.0515 | 11.8484 | 12.2402 | 12.2853 | 12.4711 | 12.3379 | 11.917 | 11.2706 | 10.3176 | 9.4263 | 9.0149 | 8.7913 | 8.2054 | 7.4654 | 6.8931 | -0.011125 | -0.010543 | -0.0073107 | -0.0084393 | -0.0098843 | -0.01411 | -0.012737 | -0.02502 | -0.017499 | -0.014794 | -0.026828 | -0.015371 | -0.0091639 | 0.032958 | 0.197 | 0.21003 | 0.1917 | 0.15893 | 0.042366 | 0.004433 | -0.0061118 | -0.016488 | -0.027061 | -0.031613 | 75.5378 | 74.233 | 73.046 | 71.985 | 71.0129 | 69.9927 | 69.2727 | 69.5443 | 72.5589 | 77.716 | 82.739 | 86.9407 | 89.9113 | 91.901 | 93.109 | 93.6927 | 93.6692 | 92.8695 | 91.6305 | 89.1797 | 85.6287 | 82.3521 | 80.0651 | 78.2807 | 0.075705 | 0.06756 | 0.073961 | 0.087916 | 0.11393 | 0.090347 | 0.0865 | 0.091747 | 0.10062 | 0.098118 | 0.097259 | 0.10904 | 0.11261 | 0.12347 | 0.13487 | 0.13236 | 0.12753 | 0.10725 | 0.088848 | 0.089158 | 0.081373 | 0.080649 | 0.084364 | 0.08271
Portfolio Adjusted1-in-2AllOther2015January Monthly Peak | Portfolio Adjusted | 1-in-2 | All | Other | 2015 | January Monthly Peak | 1 | 124.3863 | 121.038 | 116.9181 | 117.5208 | 126.0704 | 147.1911 | 176.2177 | 192.122 | 199.5563 | 199.8346 | 202.2362 | 200.6039 | 195.4864 | 196.8381 | 190.2401 | 180.9875 | 172.2904 | 168.7047 | 164.1332 | 157.3579 | 152.0742 | 145.9722 | 137.536 | 131.6817 | -0.43532 | -0.85218 | -0.52701 | -0.15282 | -0.096207 | -1.3072 | -0.55945 | -0.49328 | -0.41466 | -0.16517 | -0.082817 | 0.060235 | 0.084043 | 0.78006 | 4.9503 | 4.8282 | 3.8068 | 3.3049 | 0.066691 | -1.2076 | -1.4863 | -1.5016 | -1.3059 | -1.3477 | 51.1961 | 50.7347 | 50.4652 | 50.0251 | 49.8674 | 49.3627 | 49.5352 | 49.3086 | 49.4712 | 50.9245 | 52.8941 | 54.8681 | 56.5352 | 57.5438 | 58.247 | 58.2774 | 58.0743 | 57.1895 | 55.5427 | 54.0875 | 53.5443 | 53.1546 | 52.4104 | 51.5353 | 2.8712 | 2.5502 | 2.7825 | 3.3355 | 4.3573 | 3.4949 | 3.4355 | 3.585 | 3.8376 | 3.6049 | 3.4714 | 3.8323 | 3.9258 | 4.2936 | 4.6656 | 4.5939 | 4.5195 | 4.0094 | 3.3903 | 3.3437 | 2.9898 | 2.9839 | 3.1413 | 3.0832
Portfolio Adjusted1-in-2AllOther2015February Monthly Peak | Portfolio Adjusted | 1-in-2 | All | Other | 2015 | February Monthly Peak | 2 | 126.299 | 122.9592 | 119.116 | 119.4173 | 127.0814 | 147.6309 | 176.1208 | 191.3225 | 199.8908 | 201.7304 | 206.0942 | 206.5548 | 203.0715 | 206.0088 | 200.5678 | 189.4947 | 178.9436 | 172.9546 | 169.4283 | 162.2843 | 156.6088 | 150.0511 | 140.5567 | 134.1217 | -0.44201 | -0.86571 | -0.53692 | -0.15529 | -0.096979 | -1.3111 | -0.55914 | -0.49123 | -0.41536 | -0.16674 | -0.084397 | 0.062022 | 0.087304 | 0.81641 | 5.2191 | 5.0552 | 3.9538 | 3.3881 | 0.068843 | -1.2454 | -1.5307 | -1.5436 | -1.3346 | -1.3727 | 51.127 | 50.5453 | 50.1716 | 49.7763 | 49.4274 | 49.1711 | 48.7442 | 49.0533 | 50.477 | 54.0845 | 58.0956 | 61.2175 | 62.8221 | 63.43 | 63.9009 | 63.8012 | 63.6042 | 62.8682 | 60.867 | 58.5075 | 57.1351 | 56.4254 | 55.6354 | 54.4498 | 2.9154 | 2.5907 | 2.8348 | 3.3893 | 4.3922 | 3.5053 | 3.4336 | 3.5701 | 3.8441 | 3.6391 | 3.5377 | 3.9459 | 4.0781 | 4.4936 | 4.9189 | 4.8098 | 4.694 | 4.1104 | 3.4996 | 3.4484 | 3.0789 | 3.0673 | 3.2102 | 3.1404
Portfolio Adjusted1-in-2AllOther2015March Monthly Peak | Portfolio Adjusted | 1-in-2 | All | Other | 2015 | March Monthly Peak | 3 | 128.7501 | 125.2049 | 121.7236 | 120.7866 | 127.7317 | 147.4798 | 176.5748 | 192.4726 | 199.8909 | 201.5584 | 206.6317 | 207.3232 | 204.3658 | 206.5349 | 201.0638 | 191.3291 | 180.7524 | 172.5827 | 170.0065 | 167.2561 | 161.7859 | 154.5364 | 144.6574 | 137.8137 | -0.45059 | -0.88152 | -0.54867 | -0.15707 | -0.097475 | -1.3098 | -0.56058 | -0.49418 | -0.41536 | -0.1666 | -0.084617 | 0.062253 | 0.087861 | 0.81849 | 5.232 | 5.1041 | 3.9937 | 3.3808 | 0.069078 | -1.2836 | -1.5813 | -1.5897 | -1.3735 | -1.4105 | 52.6175 | 51.8823 | 51.2562 | 50.8554 | 50.2815 | 50.0051 | 49.7442 | 49.8201 | 51.4258 | 53.5418 | 56.1582 | 58.8924 | 61.4673 | 63.3469 | 64.2434 | 64.6713 | 64.2887 | 63.2329 | 60.8598 | 57.9743 | 56.2975 | 55.05 | 53.8852 | 52.707 | 2.972 | 2.638 | 2.8969 | 3.4282 | 4.4147 | 3.5017 | 3.4424 | 3.5916 | 3.8441 | 3.636 | 3.5469 | 3.9606 | 4.1041 | 4.5051 | 4.931 | 4.8564 | 4.7415 | 4.1015 | 3.5116 | 3.5541 | 3.1807 | 3.159 | 3.3039 | 3.2268
Portfolio Adjusted1-in-2AllOther2015April Monthly Peak | Portfolio Adjusted | 1-in-2 | All | Other | 2015 | April Monthly Peak | 4 | 131.764 | 128.108 | 123.9346 | 122.9554 | 130.2699 | 150.0781 | 175.8725 | 192.9769 | 202.7631 | 207.3641 | 215.1025 | 217.2085 | 216.5927 | 219.4778 | 214.5738 | 203.7291 | 191.1504 | 179.2882 | 171.7458 | 169.742 | 166.3474 | 158.4766 | 148.5019 | 141.8352 | -0.46114 | -0.90196 | -0.55864 | -0.15989 | -0.099412 | -1.3328 | -0.55836 | -0.49548 | -0.42133 | -0.1714 | -0.088086 | 0.065221 | 0.093117 | 0.86978 | 5.5835 | 5.4349 | 4.2235 | 3.5122 | 0.069785 | -1.3026 | -1.6259 | -1.6302 | -1.41 | -1.4516 | 61.8405 | 60.8797 | 60.1299 | 59.3665 | 58.5723 | 57.9612 | 57.5059 | 57.3759 | 59.3147 | 63.1386 | 67.8289 | 72.3238 | 75.7785 | 77.9594 | 79.0562 | 79.3604 | 78.8091 | 78.3925 | 76.9235 | 74.542 | 70.8343 | 68.3941 | 66.2958 | 64.6091 | 3.0415 | 2.6992 | 2.9495 | 3.4897 | 4.5024 | 3.5634 | 3.4287 | 3.601 | 3.8993 | 3.7407 | 3.6923 | 4.1495 | 4.3496 | 4.7874 | 5.2623 | 5.1712 | 5.0142 | 4.2609 | 3.5475 | 3.6069 | 3.2704 | 3.2395 | 3.3917 | 3.321
Portfolio Adjusted1-in-2AllOther2015May Monthly Peak | Portfolio Adjusted | 1-in-2 | All | Other | 2015 | May Monthly Peak | 5 | 131.8493 | 128.5096 | 124.7876 | 123.9031 | 131.7662 | 151.9208 | 177.0145 | 197.3455 | 208.5804 | 215.1766 | 223.3109 | 225.4382 | 223.8594 | 226.1801 | 220.8931 | 208.9076 | 195.5785 | 182.04 | 173.2114 | 168.887 | 166.7912 | 159.2336 | 149.7368 | 143.1255 | -0.46144 | -0.90479 | -0.56248 | -0.16112 | -0.10055 | -1.3492 | -0.56198 | -0.5067 | -0.43342 | -0.17785 | -0.091448 | 0.067692 | 0.096241 | 0.89634 | 5.748 | 5.573 | 4.3213 | 3.5661 | 0.07038 | -1.2961 | -1.6302 | -1.638 | -1.4217 | -1.4649 | 64.2765 | 63.2619 | 62.3497 | 61.5693 | 60.7951 | 59.9315 | 59.4087 | 60.0462 | 62.9071 | 66.4773 | 70.3889 | 74.0976 | 77.4446 | 79.8533 | 81.2849 | 81.6994 | 81.5597 | 80.7187 | 78.9518 | 76.6671 | 72.8488 | 69.7454 | 67.9574 | 66.3203 | 3.0435 | 2.7076 | 2.9698 | 3.5166 | 4.5541 | 3.6072 | 3.451 | 3.6825 | 4.0112 | 3.8817 | 3.8332 | 4.3067 | 4.4956 | 4.9336 | 5.4173 | 5.3026 | 5.1304 | 4.3263 | 3.5778 | 3.5887 | 3.2791 | 3.255 | 3.4199 | 3.3512
Portfolio Adjusted1-in-2AllOther2015June Monthly Peak | Portfolio Adjusted | 1-in-2 | All | Other | 2015 | June Monthly Peak | 6 | 138.0002 | 134.2527 | 130.5491 | 129.4899 | 137.2235 | 156.561 | 180.7421 | 200.0716 | 210.677 | 216.292 | 224.5818 | 225.8975 | 221.2447 | 222.6323 | 216.9175 | 207.7386 | 196.3904 | 184.2049 | 177.8473 | 172.4218 | 171.5327 | 164.3436 | 153.8889 | 147.4565 | -0.47382 | -0.82344 | -0.5194 | -0.20659 | -0.17044 | -1.196 | -0.55475 | -0.61779 | -0.49083 | -0.26652 | -0.30442 | -0.081507 | -0.0063146 | 0.96231 | 5.6414 | 5.633 | 4.5516 | 3.8201 | 0.43954 | -0.97675 | -1.3438 | -1.4496 | -1.3698 | -1.4489 | 67.0198 | 65.8049 | 64.8239 | 63.9859 | 63.1357 | 62.5767 | 62.1039 | 62.8455 | 65.711 | 69.6959 | 73.5162 | 76.9415 | 79.4422 | 81.6167 | 82.6709 | 83.2132 | 83.4955 | 83.164 | 81.8317 | 79.4476 | 76.296 | 72.8368 | 70.5518 | 69.0078 | 3.073 | 2.7287 | 2.9972 | 3.5454 | 4.5753 | 3.5861 | 3.3992 | 3.6015 | 3.9084 | 3.764 | 3.7189 | 4.163 | 4.2861 | 4.6847 | 5.1319 | 5.0867 | 4.9698 | 4.2231 | 3.5438 | 3.5344 | 3.2532 | 3.2408 | 3.3906 | 3.3306
Portfolio Adjusted1-in-2AllOther2015July Monthly Peak | Portfolio Adjusted | 1-in-2 | All | Other | 2015 | July Monthly Peak | 7 | 140.4924 | 137.1895 | 134.0623 | 132.7618 | 141.1036 | 161.4827 | 186.6805 | 204.814 | 214.2603 | 220.13 | 227.7591 | 228.2335 | 223.2127 | 225.4414 | 219.9608 | 211.021 | 199.9125 | 188.4131 | 180.803 | 176.2566 | 175.8784 | 168.3508 | 157.3699 | 150.1035 | -0.46956 | -0.67013 | -0.43575 | -0.26573 | -0.2683 | -0.95743 | -0.54588 | -0.77913 | -0.57346 | -0.39418 | -0.60534 | -0.29007 | -0.14725 | 1.086 | 5.7162 | 5.8494 | 4.9307 | 4.2054 | 0.96088 | -0.51093 | -0.90809 | -1.145 | -1.2722 | -1.3905 | 69.0878 | 68.2735 | 67.6313 | 66.9895 | 66.3655 | 65.9526 | 65.6696 | 66.0513 | 68.45 | 72.1899 | 76.4438 | 80.1246 | 82.9704 | 85.3436 | 87.0353 | 87.4043 | 87.2817 | 86.2475 | 84.9297 | 83.0379 | 79.7238 | 75.9944 | 73.5676 | 72.0268 | 3.0388 | 2.7085 | 2.9896 | 3.5308 | 4.5698 | 3.5928 | 3.4103 | 3.5812 | 3.861 | 3.721 | 3.6634 | 4.0856 | 4.2004 | 4.6079 | 5.0548 | 5.019 | 4.9139 | 4.1958 | 3.4995 | 3.5095 | 3.2401 | 3.2247 | 3.368 | 3.2933
Portfolio Adjusted1-in-2AllOther2015August Monthly Peak | Portfolio Adjusted | 1-in-2 | All | Other | 2015 | August Monthly Peak | 8 | 145.5536 | 141.8629 | 138.1684 | 137.8022 | 146.7468 | 168.5193 | 196.8407 | 218.3337 | 232.0431 | 240.7015 | 250.3435 | 252.3694 | 248.0134 | 250.6163 | 243.7629 | 231.2444 | 215.6852 | 200.1726 | 190.8102 | 186.1679 | 183.4591 | 175.0686 | 163.9711 | 156.7689 | -0.46918 | -0.46224 | -0.31806 | -0.34871 | -0.40505 | -0.62387 | -0.53837 | -1.0342 | -0.72584 | -0.60609 | -1.09 | -0.61987 | -0.36748 | 1.3688 | 6.3285 | 6.5918 | 5.7377 | 4.8801 | 1.7206 | 0.131 | -0.30913 | -0.73035 | -1.1511 | -1.3375 | 73.5662 | 72.7688 | 71.8849 | 70.8097 | 70.1183 | 69.5205 | 69.003 | 69.0526 | 71.6509 | 76.3979 | 81.2676 | 85.1691 | 88.137 | 90.3014 | 91.5465 | 91.6677 | 91.5961 | 90.3261 | 88.3174 | 85.6821 | 81.9414 | 79.3433 | 77.5736 | 75.881 | 3.1593 | 2.8106 | 3.092 | 3.6777 | 4.7692 | 3.7625 | 3.6085 | 3.831 | 4.1961 | 4.083 | 4.0408 | 4.5334 | 4.6834 | 5.1404 | 5.6214 | 5.5193 | 5.3202 | 4.4733 | 3.7061 | 3.7198 | 3.3915 | 3.3652 | 3.5215 | 3.4516
Portfolio Adjusted1-in-2AllOther2015September Monthly Peak | Portfolio Adjusted | 1-in-2 | All | Other | 2015 | September Monthly Peak | 9 | 141.714 | 138.987 | 135.1147 | 134.8404 | 144.4368 | 165.6995 | 195.7306 | 216.5807 | 232.4674 | 241.43 | 250.3011 | 251.966 | 246.4741 | 249.4362 | 242.9618 | 228.9697 | 211.9926 | 196.2684 | 187.7857 | 184.9436 | 179.1421 | 171.314 | 158.934 | 151.8127 | -0.47173 | -0.65319 | -0.42458 | -0.27801 | -0.28876 | -0.94043 | -0.56813 | -0.84688 | -0.63414 | -0.45231 | -0.71356 | -0.35422 | -0.18566 | 1.2199 | 6.3132 | 6.3674 | 5.2754 | 4.4267 | 1.0771 | -0.46028 | -0.85403 | -1.1139 | -1.2656 | -1.3937 | 68.6809 | 67.6773 | 66.9352 | 66.0688 | 65.4705 | 64.9222 | 64.7678 | 64.5341 | 66.4697 | 71.3123 | 76.8655 | 82.0714 | 86.3402 | 88.9905 | 90.1765 | 90.3885 | 89.696 | 88.4161 | 85.8907 | 82.4169 | 78.7275 | 76.4225 | 75.0161 | 73.9845 | 3.059 | 2.7385 | 3.007 | 3.5788 | 4.6683 | 3.6792 | 3.5684 | 3.7793 | 4.1806 | 4.0728 | 4.0178 | 4.5013 | 4.6287 | 5.088 | 5.5721 | 5.4349 | 5.2003 | 4.3619 | 3.6272 | 3.675 | 3.2935 | 3.2748 | 3.3945 | 3.324
Portfolio Adjusted1-in-2AllOther2015October Monthly Peak | Portfolio Adjusted | 1-in-2 | All | Other | 2015 | October Monthly Peak | 10 | 140.4483 | 136.6349 | 132.9074 | 131.953 | 140.1707 | 161.1363 | 191.1839 | 209.9656 | 224.0059 | 234.3255 | 244.6918 | 249.1795 | 247.7691 | 250.622 | 244.59 | 230.9623 | 213.7145 | 198.2839 | 191.5045 | 184.7948 | 178.0142 | 169.5089 | 157.882 | 150.5158 | -0.4702 | -0.67795 | -0.43797 | -0.2608 | -0.26083 | -0.97238 | -0.56076 | -0.78944 | -0.59476 | -0.41153 | -0.63067 | -0.30269 | -0.1538 | 1.1997 | 6.3565 | 6.3936 | 5.2515 | 4.4063 | 0.98415 | -0.56722 | -0.94846 | -1.174 | -1.2843 | -1.3996 | 69.0065 | 68.488 | 67.4417 | 66.4539 | 65.7723 | 65.0107 | 64.6761 | 64.7387 | 65.5301 | 70.0252 | 75.91 | 81.2469 | 84.9516 | 86.9922 | 88.269 | 88.277 | 87.1012 | 85.7082 | 83.3981 | 79.7473 | 76.2881 | 73.7914 | 71.788 | 70.3542 | 3.041 | 2.7003 | 2.9669 | 3.5129 | 4.5443 | 3.5888 | 3.4962 | 3.6751 | 4.0408 | 3.965 | 3.9398 | 4.4651 | 4.6673 | 5.1278 | 5.6266 | 5.499 | 5.2586 | 4.4202 | 3.7104 | 3.6833 | 3.2828 | 3.2502 | 3.3824 | 3.3057
Portfolio Adjusted1-in-2AllOther2015November Monthly Peak | Portfolio Adjusted | 1-in-2 | All | Other | 2015 | November Monthly Peak | 11 | 130.5176 | 127.2599 | 123.1524 | 122.0267 | 130.1266 | 150.9552 | 176.8855 | 193.198 | 202.8848 | 207.439 | 213.9889 | 216.1304 | 214.1809 | 216.398 | 210.0657 | 198.7966 | 188.1507 | 181.5686 | 174.0238 | 166.6411 | 160.5387 | 153.2915 | 144.2706 | 138.4967 | -0.45678 | -0.89599 | -0.55511 | -0.15868 | -0.099303 | -1.3406 | -0.56157 | -0.49605 | -0.42158 | -0.17146 | -0.08763 | 0.064897 | 0.09208 | 0.85758 | 5.4662 | 5.3033 | 4.1572 | 3.5569 | 0.07071 | -1.2788 | -1.5691 | -1.5769 | -1.3698 | -1.4175 | 58.3745 | 57.4219 | 56.4607 | 55.6448 | 54.7793 | 54.2637 | 53.804 | 53.6194 | 56.9983 | 62.2896 | 68.3444 | 73.517 | 76.9402 | 78.4923 | 79.045 | 78.5768 | 76.3256 | 72.208 | 67.8907 | 65.3062 | 63.2565 | 61.6944 | 60.6529 | 59.5939 | 3.0128 | 2.6813 | 2.9309 | 3.4634 | 4.4975 | 3.5843 | 3.4485 | 3.6051 | 3.9017 | 3.7421 | 3.6732 | 4.1289 | 4.3012 | 4.7202 | 5.1518 | 5.046 | 4.9356 | 4.3151 | 3.5945 | 3.541 | 3.1562 | 3.1336 | 3.2951 | 3.2428
Portfolio Adjusted1-in-2AllOther2015December Monthly Peak | Portfolio Adjusted | 1-in-2 | All | Other | 2015 | December Monthly Peak | 12 | 124.8292 | 121.0925 | 117.7029 | 116.9401 | 125.0674 | 145.9286 | 173.3696 | 189.1962 | 197.8771 | 199.1713 | 200.4965 | 197.5253 | 191.7602 | 191.4952 | 184.1329 | 175.7627 | 170.0184 | 166.7449 | 163.139 | 157.3555 | 152.3116 | 147.0197 | 137.8532 | 131.4432 | -0.43687 | -0.85257 | -0.53055 | -0.15206 | -0.095442 | -1.296 | -0.55041 | -0.48577 | -0.41118 | -0.16463 | -0.082105 | 0.059311 | 0.082441 | 0.75889 | 4.7914 | 4.6888 | 3.7566 | 3.2665 | 0.066287 | -1.2076 | -1.4887 | -1.5124 | -1.3089 | -1.3453 | 47.3385 | 46.7706 | 45.7501 | 44.8923 | 44.2268 | 43.6935 | 43.5346 | 43.2143 | 43.5347 | 46.3061 | 48.9796 | 51.3152 | 52.9356 | 53.8361 | 54.452 | 54.5773 | 54.0503 | 52.8468 | 51.188 | 49.903 | 48.8855 | 48.0629 | 47.2613 | 46.2583 | 2.8815 | 2.5514 | 2.8012 | 3.319 | 4.3226 | 3.4649 | 3.38 | 3.5304 | 3.8054 | 3.5929 | 3.4416 | 3.7734 | 3.851 | 4.177 | 4.5158 | 4.4613 | 4.4599 | 3.9628 | 3.3697 | 3.3437 | 2.9944 | 3.0053 | 3.1485 | 3.0776
Portfolio Adjusted1-in-2AllOther2015Typical Event Day | Portfolio Adjusted | 1-in-2 | All | Other | 2015 | Typical Event Day | 8 | 143.4561 | 139.8236 | 135.7533 | 135.291 | 144.0078 | 165.3978 | 193.26 | 213.1512 | 224.6345 | 231.1966 | 239.6396 | 241.4212 | 237.2325 | 239.9945 | 233.7886 | 222.0741 | 207.3929 | 193.1634 | 185.0913 | 180.8737 | 178.6258 | 170.6011 | 160.0687 | 153.1252 | -0.47799 | -0.66333 | -0.43011 | -0.27698 | -0.28452 | -0.94878 | -0.56196 | -0.82804 | -0.61 | -0.42855 | -0.67207 | -0.33158 | -0.17337 | 1.1695 | 6.075 | 6.1709 | 5.1499 | 4.3458 | 1.0429 | -0.46795 | -0.86854 | -1.1215 | -1.2793 | -1.4088 | 69.5887 | 68.6311 | 67.8188 | 66.9635 | 66.2725 | 65.743 | 65.3861 | 65.6209 | 68.0704 | 72.399 | 77.0233 | 81.0767 | 84.2224 | 86.5631 | 87.8573 | 88.1684 | 88.0173 | 87.0384 | 85.2424 | 82.6462 | 79.1722 | 76.1493 | 74.1773 | 72.725 | 3.098 | 2.7561 | 3.0225 | 3.5923 | 4.6564 | 3.6741 | 3.5249 | 3.7211 | 4.0415 | 3.9018 | 3.8484 | 4.3147 | 4.4571 | 4.8975 | 5.364 | 5.2735 | 5.0897 | 4.2947 | 3.5767 | 3.5957 | 3.2854 | 3.2626 | 3.4203 | 3.3542
Portfolio Adjusted1-in-2AllOther2016January Monthly Peak | Portfolio Adjusted | 1-in-2 | All | Other | 2016 | January Monthly Peak | 1 | 124.3863 | 121.038 | 116.9181 | 117.5208 | 126.0704 | 147.1911 | 176.2177 | 192.122 | 199.5563 | 199.8346 | 202.2362 | 200.6039 | 195.4864 | 196.8381 | 190.2401 | 180.9875 | 172.2904 | 168.7047 | 164.1332 | 157.3579 | 152.0742 | 145.9722 | 137.536 | 131.6817 | -0.43532 | -0.85218 | -0.52701 | -0.15282 | -0.096207 | -1.3072 | -0.55945 | -0.49328 | -0.41466 | -0.16517 | -0.082817 | 0.060235 | 0.084043 | 0.78006 | 4.9503 | 4.8282 | 3.8068 | 3.3049 | 0.066691 | -1.2076 | -1.4863 | -1.5016 | -1.3059 | -1.3477 | 51.1961 | 50.7347 | 50.4652 | 50.0251 | 49.8674 | 49.3627 | 49.5352 | 49.3086 | 49.4712 | 50.9245 | 52.8941 | 54.8681 | 56.5352 | 57.5438 | 58.247 | 58.2774 | 58.0743 | 57.1895 | 55.5427 | 54.0875 | 53.5443 | 53.1546 | 52.4104 | 51.5353 | 2.8712 | 2.5502 | 2.7825 | 3.3355 | 4.3573 | 3.4949 | 3.4355 | 3.585 | 3.8376 | 3.6049 | 3.4714 | 3.8323 | 3.9258 | 4.2936 | 4.6656 | 4.5939 | 4.5195 | 4.0094 | 3.3903 | 3.3437 | 2.9898 | 2.9839 | 3.1413 | 3.0832
Portfolio Adjusted1-in-2AllOther2016February Monthly Peak | Portfolio Adjusted | 1-in-2 | All | Other | 2016 | February Monthly Peak | 2 | 126.299 | 122.9592 | 119.116 | 119.4173 | 127.0814 | 147.6309 | 176.1208 | 191.3225 | 199.8908 | 201.7304 | 206.0942 | 206.5548 | 203.0715 | 206.0088 | 200.5678 | 189.4947 | 178.9436 | 172.9546 | 169.4283 | 162.2843 | 156.6088 | 150.0511 | 140.5567 | 134.1217 | -0.44201 | -0.86571 | -0.53692 | -0.15529 | -0.096979 | -1.3111 | -0.55914 | -0.49123 | -0.41536 | -0.16674 | -0.084397 | 0.062022 | 0.087304 | 0.81641 | 5.2191 | 5.0552 | 3.9538 | 3.3881 | 0.068843 | -1.2454 | -1.5307 | -1.5436 | -1.3346 | -1.3727 | 51.127 | 50.5453 | 50.1716 | 49.7763 | 49.4274 | 49.1711 | 48.7442 | 49.0533 | 50.477 | 54.0845 | 58.0956 | 61.2175 | 62.8221 | 63.43 | 63.9009 | 63.8012 | 63.6042 | 62.8682 | 60.867 | 58.5075 | 57.1351 | 56.4254 | 55.6354 | 54.4498 | 2.9154 | 2.5907 | 2.8348 | 3.3893 | 4.3922 | 3.5053 | 3.4336 | 3.5701 | 3.8441 | 3.6391 | 3.5377 | 3.9459 | 4.0781 | 4.4936 | 4.9189 | 4.8098 | 4.694 | 4.1104 | 3.4996 | 3.4484 | 3.0789 | 3.0673 | 3.2102 | 3.1404
Portfolio Adjusted1-in-2AllOther2016March Monthly Peak | Portfolio Adjusted | 1-in-2 | All | Other | 2016 | March Monthly Peak | 3 | 128.7501 | 125.2049 | 121.7236 | 120.7866 | 127.7317 | 147.4798 | 176.5748 | 192.4726 | 199.8909 | 201.5584 | 206.6317 | 207.3232 | 204.3658 | 206.5349 | 201.0638 | 191.3291 | 180.7524 | 172.5827 | 170.0065 | 167.2561 | 161.7859 | 154.5364 | 144.6574 | 137.8137 | -0.45059 | -0.88152 | -0.54867 | -0.15707 | -0.097475 | -1.3098 | -0.56058 | -0.49418 | -0.41536 | -0.1666 | -0.084617 | 0.062253 | 0.087861 | 0.81849 | 5.232 | 5.1041 | 3.9937 | 3.3808 | 0.069078 | -1.2836 | -1.5813 | -1.5897 | -1.3735 | -1.4105 | 52.6175 | 51.8823 | 51.2562 | 50.8554 | 50.2815 | 50.0051 | 49.7442 | 49.8201 | 51.4258 | 53.5418 | 56.1582 | 58.8924 | 61.4673 | 63.3469 | 64.2434 | 64.6713 | 64.2887 | 63.2329 | 60.8598 | 57.9743 | 56.2975 | 55.05 | 53.8852 | 52.707 | 2.972 | 2.638 | 2.8969 | 3.4282 | 4.4147 | 3.5017 | 3.4424 | 3.5916 | 3.8441 | 3.636 | 3.5469 | 3.9606 | 4.1041 | 4.5051 | 4.931 | 4.8564 | 4.7415 | 4.1015 | 3.5116 | 3.5541 | 3.1807 | 3.159 | 3.3039 | 3.2268
Portfolio Adjusted1-in-2AllOther2016April Monthly Peak | Portfolio Adjusted | 1-in-2 | All | Other | 2016 | April Monthly Peak | 4 | 131.764 | 128.108 | 123.9346 | 122.9554 | 130.2699 | 150.0781 | 175.8725 | 192.9769 | 202.7631 | 207.3641 | 215.1025 | 217.2085 | 216.5927 | 219.4778 | 214.5738 | 203.7291 | 191.1504 | 179.2882 | 171.7458 | 169.742 | 166.3474 | 158.4766 | 148.5019 | 141.8352 | -0.46114 | -0.90196 | -0.55864 | -0.15989 | -0.099412 | -1.3328 | -0.55836 | -0.49548 | -0.42133 | -0.1714 | -0.088086 | 0.065221 | 0.093117 | 0.86978 | 5.5835 | 5.4349 | 4.2235 | 3.5122 | 0.069785 | -1.3026 | -1.6259 | -1.6302 | -1.41 | -1.4516 | 61.8405 | 60.8797 | 60.1299 | 59.3665 | 58.5723 | 57.9612 | 57.5059 | 57.3759 | 59.3147 | 63.1386 | 67.8289 | 72.3238 | 75.7785 | 77.9594 | 79.0562 | 79.3604 | 78.8091 | 78.3925 | 76.9235 | 74.542 | 70.8343 | 68.3941 | 66.2958 | 64.6091 | 3.0415 | 2.6992 | 2.9495 | 3.4897 | 4.5024 | 3.5634 | 3.4287 | 3.601 | 3.8993 | 3.7407 | 3.6923 | 4.1495 | 4.3496 | 4.7874 | 5.2623 | 5.1712 | 5.0142 | 4.2609 | 3.5475 | 3.6069 | 3.2704 | 3.2395 | 3.3917 | 3.321
Portfolio Adjusted1-in-2AllOther2016May Monthly Peak | Portfolio Adjusted | 1-in-2 | All | Other | 2016 | May Monthly Peak | 5 | 131.8493 | 128.5096 | 124.7876 | 123.9031 | 131.7662 | 151.9208 | 177.0145 | 197.3455 | 208.5804 | 215.1766 | 223.3109 | 225.4382 | 223.8594 | 226.1801 | 220.8931 | 208.9076 | 195.5785 | 182.04 | 173.2114 | 168.887 | 166.7912 | 159.2336 | 149.7368 | 143.1255 | -0.46144 | -0.90479 | -0.56248 | -0.16112 | -0.10055 | -1.3492 | -0.56198 | -0.5067 | -0.43342 | -0.17785 | -0.091448 | 0.067692 | 0.096241 | 0.89634 | 5.748 | 5.573 | 4.3213 | 3.5661 | 0.07038 | -1.2961 | -1.6302 | -1.638 | -1.4217 | -1.4649 | 64.2765 | 63.2619 | 62.3497 | 61.5693 | 60.7951 | 59.9315 | 59.4087 | 60.0462 | 62.9071 | 66.4773 | 70.3889 | 74.0976 | 77.4446 | 79.8533 | 81.2849 | 81.6994 | 81.5597 | 80.7187 | 78.9518 | 76.6671 | 72.8488 | 69.7454 | 67.9574 | 66.3203 | 3.0435 | 2.7076 | 2.9698 | 3.5166 | 4.5541 | 3.6072 | 3.451 | 3.6825 | 4.0112 | 3.8817 | 3.8332 | 4.3067 | 4.4956 | 4.9336 | 5.4173 | 5.3026 | 5.1304 | 4.3263 | 3.5778 | 3.5887 | 3.2791 | 3.255 | 3.4199 | 3.3512
Portfolio Adjusted1-in-2AllOther2016June Monthly Peak | Portfolio Adjusted | 1-in-2 | All | Other | 2016 | June Monthly Peak | 6 | 138.0002 | 134.2527 | 130.5491 | 129.4899 | 137.2235 | 156.561 | 180.7421 | 200.0716 | 210.677 | 216.292 | 224.5818 | 225.8975 | 221.2447 | 222.6323 | 216.9175 | 207.7386 | 196.3904 | 184.2049 | 177.8473 | 172.4218 | 171.5327 | 164.3436 | 153.8889 | 147.4565 | -0.47382 | -0.82344 | -0.5194 | -0.20659 | -0.17044 | -1.196 | -0.55475 | -0.61779 | -0.49083 | -0.26652 | -0.30442 | -0.081507 | -0.0063146 | 0.96231 | 5.6414 | 5.633 | 4.5516 | 3.8201 | 0.43954 | -0.97675 | -1.3438 | -1.4496 | -1.3698 | -1.4489 | 67.0198 | 65.8049 | 64.8239 | 63.9859 | 63.1357 | 62.5767 | 62.1039 | 62.8455 | 65.711 | 69.6959 | 73.5162 | 76.9415 | 79.4422 | 81.6167 | 82.6709 | 83.2132 | 83.4955 | 83.164 | 81.8317 | 79.4476 | 76.296 | 72.8368 | 70.5518 | 69.0078 | 3.073 | 2.7287 | 2.9972 | 3.5454 | 4.5753 | 3.5861 | 3.3992 | 3.6015 | 3.9084 | 3.764 | 3.7189 | 4.163 | 4.2861 | 4.6847 | 5.1319 | 5.0867 | 4.9698 | 4.2231 | 3.5438 | 3.5344 | 3.2532 | 3.2408 | 3.3906 | 3.3306
Portfolio Adjusted1-in-2AllOther2016July Monthly Peak | Portfolio Adjusted | 1-in-2 | All | Other | 2016 | July Monthly Peak | 7 | 140.4924 | 137.1895 | 134.0623 | 132.7618 | 141.1036 | 161.4827 | 186.6805 | 204.814 | 214.2603 | 220.13 | 227.7591 | 228.2335 | 223.2127 | 225.4414 | 219.9608 | 211.021 | 199.9125 | 188.4131 | 180.803 | 176.2566 | 175.8784 | 168.3508 | 157.3699 | 150.1035 | -0.46956 | -0.67013 | -0.43575 | -0.26573 | -0.2683 | -0.95743 | -0.54588 | -0.77913 | -0.57346 | -0.39418 | -0.60534 | -0.29007 | -0.14725 | 1.086 | 5.7162 | 5.8494 | 4.9307 | 4.2054 | 0.96088 | -0.51093 | -0.90809 | -1.145 | -1.2722 | -1.3905 | 69.0878 | 68.2735 | 67.6313 | 66.9895 | 66.3655 | 65.9526 | 65.6696 | 66.0513 | 68.45 | 72.1899 | 76.4438 | 80.1246 | 82.9704 | 85.3436 | 87.0353 | 87.4043 | 87.2817 | 86.2475 | 84.9297 | 83.0379 | 79.7238 | 75.9944 | 73.5676 | 72.0268 | 3.0388 | 2.7085 | 2.9896 | 3.5308 | 4.5698 | 3.5928 | 3.4103 | 3.5812 | 3.861 | 3.721 | 3.6634 | 4.0856 | 4.2004 | 4.6079 | 5.0548 | 5.019 | 4.9139 | 4.1958 | 3.4995 | 3.5095 | 3.2401 | 3.2247 | 3.368 | 3.2933
Portfolio Adjusted1-in-2AllOther2016August Monthly Peak | Portfolio Adjusted | 1-in-2 | All | Other | 2016 | August Monthly Peak | 8 | 145.5536 | 141.8629 | 138.1684 | 137.8022 | 146.7468 | 168.5193 | 196.8407 | 218.3337 | 232.0431 | 240.7015 | 250.3435 | 252.3694 | 248.0134 | 250.6163 | 243.7629 | 231.2444 | 215.6852 | 200.1726 | 190.8102 | 186.1679 | 183.4591 | 175.0686 | 163.9711 | 156.7689 | -0.46918 | -0.46224 | -0.31806 | -0.34871 | -0.40505 | -0.62387 | -0.53837 | -1.0342 | -0.72584 | -0.60609 | -1.09 | -0.61987 | -0.36748 | 1.3688 | 6.3285 | 6.5918 | 5.7377 | 4.8801 | 1.7206 | 0.131 | -0.30913 | -0.73035 | -1.1511 | -1.3375 | 73.5662 | 72.7688 | 71.8849 | 70.8097 | 70.1183 | 69.5205 | 69.003 | 69.0526 | 71.6509 | 76.3979 | 81.2676 | 85.1691 | 88.137 | 90.3014 | 91.5465 | 91.6677 | 91.5961 | 90.3261 | 88.3174 | 85.6821 | 81.9414 | 79.3433 | 77.5736 | 75.881 | 3.1593 | 2.8106 | 3.092 | 3.6777 | 4.7692 | 3.7625 | 3.6085 | 3.831 | 4.1961 | 4.083 | 4.0408 | 4.5334 | 4.6834 | 5.1404 | 5.6214 | 5.5193 | 5.3202 | 4.4733 | 3.7061 | 3.7198 | 3.3915 | 3.3652 | 3.5215 | 3.4516
Portfolio Adjusted1-in-2AllOther2016September Monthly Peak | Portfolio Adjusted | 1-in-2 | All | Other | 2016 | September Monthly Peak | 9 | 141.714 | 138.987 | 135.1147 | 134.8404 | 144.4368 | 165.6995 | 195.7306 | 216.5807 | 232.4674 | 241.43 | 250.3011 | 251.966 | 246.4741 | 249.4362 | 242.9618 | 228.9697 | 211.9926 | 196.2684 | 187.7857 | 184.9436 | 179.1421 | 171.314 | 158.934 | 151.8127 | -0.47173 | -0.65319 | -0.42458 | -0.27801 | -0.28876 | -0.94043 | -0.56813 | -0.84688 | -0.63414 | -0.45231 | -0.71356 | -0.35422 | -0.18566 | 1.2199 | 6.3132 | 6.3674 | 5.2754 | 4.4267 | 1.0771 | -0.46028 | -0.85403 | -1.1139 | -1.2656 | -1.3937 | 68.6809 | 67.6773 | 66.9352 | 66.0688 | 65.4705 | 64.9222 | 64.7678 | 64.5341 | 66.4697 | 71.3123 | 76.8655 | 82.0714 | 86.3402 | 88.9905 | 90.1765 | 90.3885 | 89.696 | 88.4161 | 85.8907 | 82.4169 | 78.7275 | 76.4225 | 75.0161 | 73.9845 | 3.059 | 2.7385 | 3.007 | 3.5788 | 4.6683 | 3.6792 | 3.5684 | 3.7793 | 4.1806 | 4.0728 | 4.0178 | 4.5013 | 4.6287 | 5.088 | 5.5721 | 5.4349 | 5.2003 | 4.3619 | 3.6272 | 3.675 | 3.2935 | 3.2748 | 3.3945 | 3.324
Portfolio Adjusted1-in-2AllOther2016October Monthly Peak | Portfolio Adjusted | 1-in-2 | All | Other | 2016 | October Monthly Peak | 10 | 140.4483 | 136.6349 | 132.9074 | 131.953 | 140.1707 | 161.1363 | 191.1839 | 209.9656 | 224.0059 | 234.3255 | 244.6918 | 249.1795 | 247.7691 | 250.622 | 244.59 | 230.9623 | 213.7145 | 198.2839 | 191.5045 | 184.7948 | 178.0142 | 169.5089 | 157.882 | 150.5158 | -0.4702 | -0.67795 | -0.43797 | -0.2608 | -0.26083 | -0.97238 | -0.56076 | -0.78944 | -0.59476 | -0.41153 | -0.63067 | -0.30269 | -0.1538 | 1.1997 | 6.3565 | 6.3936 | 5.2515 | 4.4063 | 0.98415 | -0.56722 | -0.94846 | -1.174 | -1.2843 | -1.3996 | 69.0065 | 68.488 | 67.4417 | 66.4539 | 65.7723 | 65.0107 | 64.6761 | 64.7387 | 65.5301 | 70.0252 | 75.91 | 81.2469 | 84.9516 | 86.9922 | 88.269 | 88.277 | 87.1012 | 85.7082 | 83.3981 | 79.7473 | 76.2881 | 73.7914 | 71.788 | 70.3542 | 3.041 | 2.7003 | 2.9669 | 3.5129 | 4.5443 | 3.5888 | 3.4962 | 3.6751 | 4.0408 | 3.965 | 3.9398 | 4.4651 | 4.6673 | 5.1278 | 5.6266 | 5.499 | 5.2586 | 4.4202 | 3.7104 | 3.6833 | 3.2828 | 3.2502 | 3.3824 | 3.3057
Portfolio Adjusted1-in-2AllOther2016November Monthly Peak | Portfolio Adjusted | 1-in-2 | All | Other | 2016 | November Monthly Peak | 11 | 130.5176 | 127.2599 | 123.1524 | 122.0267 | 130.1266 | 150.9552 | 176.8855 | 193.198 | 202.8848 | 207.439 | 213.9889 | 216.1304 | 214.1809 | 216.398 | 210.0657 | 198.7966 | 188.1507 | 181.5686 | 174.0238 | 166.6411 | 160.5387 | 153.2915 | 144.2706 | 138.4967 | -0.45678 | -0.89599 | -0.55511 | -0.15868 | -0.099303 | -1.3406 | -0.56157 | -0.49605 | -0.42158 | -0.17146 | -0.08763 | 0.064897 | 0.09208 | 0.85758 | 5.4662 | 5.3033 | 4.1572 | 3.5569 | 0.07071 | -1.2788 | -1.5691 | -1.5769 | -1.3698 | -1.4175 | 58.3745 | 57.4219 | 56.4607 | 55.6448 | 54.7793 | 54.2637 | 53.804 | 53.6194 | 56.9983 | 62.2896 | 68.3444 | 73.517 | 76.9402 | 78.4923 | 79.045 | 78.5768 | 76.3256 | 72.208 | 67.8907 | 65.3062 | 63.2565 | 61.6944 | 60.6529 | 59.5939 | 3.0128 | 2.6813 | 2.9309 | 3.4634 | 4.4975 | 3.5843 | 3.4485 | 3.6051 | 3.9017 | 3.7421 | 3.6732 | 4.1289 | 4.3012 | 4.7202 | 5.1518 | 5.046 | 4.9356 | 4.3151 | 3.5945 | 3.541 | 3.1562 | 3.1336 | 3.2951 | 3.2428
Portfolio Adjusted1-in-2AllOther2016December Monthly Peak | Portfolio Adjusted | 1-in-2 | All | Other | 2016 | December Monthly Peak | 12 | 124.8292 | 121.0925 | 117.7029 | 116.9401 | 125.0674 | 145.9286 | 173.3696 | 189.1962 | 197.8771 | 199.1713 | 200.4965 | 197.5253 | 191.7602 | 191.4952 | 184.1329 | 175.7627 | 170.0184 | 166.7449 | 163.139 | 157.3555 | 152.3116 | 147.0197 | 137.8532 | 131.4432 | -0.43687 | -0.85257 | -0.53055 | -0.15206 | -0.095442 | -1.296 | -0.55041 | -0.48577 | -0.41118 | -0.16463 | -0.082105 | 0.059311 | 0.082441 | 0.75889 | 4.7914 | 4.6888 | 3.7566 | 3.2665 | 0.066287 | -1.2076 | -1.4887 | -1.5124 | -1.3089 | -1.3453 | 47.3385 | 46.7706 | 45.7501 | 44.8923 | 44.2268 | 43.6935 | 43.5346 | 43.2143 | 43.5347 | 46.3061 | 48.9796 | 51.3152 | 52.9356 | 53.8361 | 54.452 | 54.5773 | 54.0503 | 52.8468 | 51.188 | 49.903 | 48.8855 | 48.0629 | 47.2613 | 46.2583 | 2.8815 | 2.5514 | 2.8012 | 3.319 | 4.3226 | 3.4649 | 3.38 | 3.5304 | 3.8054 | 3.5929 | 3.4416 | 3.7734 | 3.851 | 4.177 | 4.5158 | 4.4613 | 4.4599 | 3.9628 | 3.3697 | 3.3437 | 2.9944 | 3.0053 | 3.1485 | 3.0776
Portfolio Adjusted1-in-2AllOther2016Typical Event Day | Portfolio Adjusted | 1-in-2 | All | Other | 2016 | Typical Event Day | 8 | 143.4561 | 139.8236 | 135.7533 | 135.291 | 144.0078 | 165.3978 | 193.26 | 213.1512 | 224.6345 | 231.1966 | 239.6396 | 241.4212 | 237.2325 | 239.9945 | 233.7886 | 222.0741 | 207.3929 | 193.1634 | 185.0913 | 180.8737 | 178.6258 | 170.6011 | 160.0687 | 153.1252 | -0.47799 | -0.66333 | -0.43011 | -0.27698 | -0.28452 | -0.94878 | -0.56196 | -0.82804 | -0.61 | -0.42855 | -0.67207 | -0.33158 | -0.17337 | 1.1695 | 6.075 | 6.1709 | 5.1499 | 4.3458 | 1.0429 | -0.46795 | -0.86854 | -1.1215 | -1.2793 | -1.4088 | 69.5887 | 68.6311 | 67.8188 | 66.9635 | 66.2725 | 65.743 | 65.3861 | 65.6209 | 68.0704 | 72.399 | 77.0233 | 81.0767 | 84.2224 | 86.5631 | 87.8573 | 88.1684 | 88.0173 | 87.0384 | 85.2424 | 82.6462 | 79.1722 | 76.1493 | 74.1773 | 72.725 | 3.098 | 2.7561 | 3.0225 | 3.5923 | 4.6564 | 3.6741 | 3.5249 | 3.7211 | 4.0415 | 3.9018 | 3.8484 | 4.3147 | 4.4571 | 4.8975 | 5.364 | 5.2735 | 5.0897 | 4.2947 | 3.5767 | 3.5957 | 3.2854 | 3.2626 | 3.4203 | 3.3542
Portfolio Adjusted1-in-2AllOther2017January Monthly Peak | Portfolio Adjusted | 1-in-2 | All | Other | 2017 | January Monthly Peak | 1 | 124.3863 | 121.038 | 116.9181 | 117.5208 | 126.0704 | 147.1911 | 176.2177 | 192.122 | 199.5563 | 199.8346 | 202.2362 | 200.6039 | 195.4864 | 196.8381 | 190.2401 | 180.9875 | 172.2904 | 168.7047 | 164.1332 | 157.3579 | 152.0742 | 145.9722 | 137.536 | 131.6817 | -0.43532 | -0.85218 | -0.52701 | -0.15282 | -0.096207 | -1.3072 | -0.55945 | -0.49328 | -0.41466 | -0.16517 | -0.082817 | 0.060235 | 0.084043 | 0.78006 | 4.9503 | 4.8282 | 3.8068 | 3.3049 | 0.066691 | -1.2076 | -1.4863 | -1.5016 | -1.3059 | -1.3477 | 51.1961 | 50.7347 | 50.4652 | 50.0251 | 49.8674 | 49.3627 | 49.5352 | 49.3086 | 49.4712 | 50.9245 | 52.8941 | 54.8681 | 56.5352 | 57.5438 | 58.247 | 58.2774 | 58.0743 | 57.1895 | 55.5427 | 54.0875 | 53.5443 | 53.1546 | 52.4104 | 51.5353 | 2.8712 | 2.5502 | 2.7825 | 3.3355 | 4.3573 | 3.4949 | 3.4355 | 3.585 | 3.8376 | 3.6049 | 3.4714 | 3.8323 | 3.9258 | 4.2936 | 4.6656 | 4.5939 | 4.5195 | 4.0094 | 3.3903 | 3.3437 | 2.9898 | 2.9839 | 3.1413 | 3.0832
Portfolio Adjusted1-in-2AllOther2017February Monthly Peak | Portfolio Adjusted | 1-in-2 | All | Other | 2017 | February Monthly Peak | 2 | 126.299 | 122.9592 | 119.116 | 119.4173 | 127.0814 | 147.6309 | 176.1208 | 191.3225 | 199.8908 | 201.7304 | 206.0942 | 206.5548 | 203.0714 | 206.0088 | 200.5678 | 189.4947 | 178.9436 | 172.9546 | 169.4283 | 162.2843 | 156.6088 | 150.0511 | 140.5567 | 134.1217 | -0.44201 | -0.86571 | -0.53692 | -0.15529 | -0.096979 | -1.3111 | -0.55914 | -0.49123 | -0.41536 | -0.16674 | -0.084397 | 0.062022 | 0.087304 | 0.81641 | 5.2191 | 5.0552 | 3.9538 | 3.3881 | 0.068843 | -1.2454 | -1.5307 | -1.5436 | -1.3346 | -1.3727 | 51.127 | 50.5453 | 50.1716 | 49.7763 | 49.4274 | 49.1711 | 48.7442 | 49.0533 | 50.477 | 54.0845 | 58.0956 | 61.2175 | 62.8221 | 63.43 | 63.9009 | 63.8012 | 63.6042 | 62.8682 | 60.867 | 58.5075 | 57.1351 | 56.4254 | 55.6354 | 54.4498 | 2.9154 | 2.5907 | 2.8348 | 3.3893 | 4.3922 | 3.5053 | 3.4336 | 3.5701 | 3.8441 | 3.6391 | 3.5377 | 3.9459 | 4.0781 | 4.4936 | 4.9189 | 4.8098 | 4.694 | 4.1104 | 3.4996 | 3.4484 | 3.0789 | 3.0673 | 3.2102 | 3.1404
Portfolio Adjusted1-in-2AllOther2017March Monthly Peak | Portfolio Adjusted | 1-in-2 | All | Other | 2017 | March Monthly Peak | 3 | 128.7501 | 125.2049 | 121.7236 | 120.7866 | 127.7317 | 147.4798 | 176.5748 | 192.4726 | 199.8909 | 201.5584 | 206.6317 | 207.3232 | 204.3658 | 206.5349 | 201.0638 | 191.3291 | 180.7524 | 172.5827 | 170.0065 | 167.2561 | 161.7859 | 154.5364 | 144.6573 | 137.8137 | -0.45059 | -0.88152 | -0.54867 | -0.15707 | -0.097475 | -1.3098 | -0.56058 | -0.49418 | -0.41536 | -0.1666 | -0.084617 | 0.062253 | 0.087861 | 0.81849 | 5.232 | 5.1041 | 3.9937 | 3.3808 | 0.069078 | -1.2836 | -1.5813 | -1.5897 | -1.3735 | -1.4105 | 52.6175 | 51.8823 | 51.2562 | 50.8554 | 50.2815 | 50.0051 | 49.7442 | 49.8201 | 51.4258 | 53.5418 | 56.1582 | 58.8924 | 61.4673 | 63.3469 | 64.2434 | 64.6713 | 64.2887 | 63.2329 | 60.8598 | 57.9743 | 56.2975 | 55.05 | 53.8852 | 52.707 | 2.972 | 2.638 | 2.8969 | 3.4282 | 4.4147 | 3.5017 | 3.4424 | 3.5916 | 3.8441 | 3.636 | 3.5469 | 3.9606 | 4.1041 | 4.5051 | 4.931 | 4.8564 | 4.7415 | 4.1015 | 3.5116 | 3.5541 | 3.1807 | 3.159 | 3.3039 | 3.2268
Portfolio Adjusted1-in-2AllOther2017April Monthly Peak | Portfolio Adjusted | 1-in-2 | All | Other | 2017 | April Monthly Peak | 4 | 131.764 | 128.108 | 123.9346 | 122.9554 | 130.2699 | 150.0781 | 175.8725 | 192.9769 | 202.7631 | 207.3641 | 215.1025 | 217.2085 | 216.5927 | 219.4778 | 214.5738 | 203.7291 | 191.1504 | 179.2882 | 171.7458 | 169.742 | 166.3474 | 158.4766 | 148.5019 | 141.8352 | -0.46114 | -0.90196 | -0.55864 | -0.15989 | -0.099412 | -1.3328 | -0.55836 | -0.49548 | -0.42133 | -0.1714 | -0.088086 | 0.065221 | 0.093117 | 0.86978 | 5.5835 | 5.4349 | 4.2235 | 3.5122 | 0.069785 | -1.3026 | -1.6259 | -1.6302 | -1.41 | -1.4516 | 61.8405 | 60.8797 | 60.1299 | 59.3665 | 58.5723 | 57.9612 | 57.5059 | 57.3759 | 59.3147 | 63.1386 | 67.8289 | 72.3238 | 75.7785 | 77.9594 | 79.0562 | 79.3604 | 78.8091 | 78.3925 | 76.9235 | 74.542 | 70.8343 | 68.3941 | 66.2958 | 64.6091 | 3.0415 | 2.6992 | 2.9495 | 3.4897 | 4.5024 | 3.5634 | 3.4287 | 3.601 | 3.8993 | 3.7407 | 3.6923 | 4.1495 | 4.3496 | 4.7874 | 5.2623 | 5.1712 | 5.0142 | 4.2609 | 3.5475 | 3.6069 | 3.2704 | 3.2395 | 3.3917 | 3.321
Portfolio Adjusted1-in-2AllOther2017May Monthly Peak | Portfolio Adjusted | 1-in-2 | All | Other | 2017 | May Monthly Peak | 5 | 131.8493 | 128.5096 | 124.7876 | 123.9031 | 131.7662 | 151.9208 | 177.0145 | 197.3455 | 208.5804 | 215.1766 | 223.3109 | 225.4382 | 223.8594 | 226.1801 | 220.8931 | 208.9076 | 195.5786 | 182.04 | 173.2114 | 168.887 | 166.7912 | 159.2336 | 149.7368 | 143.1255 | -0.46144 | -0.90479 | -0.56248 | -0.16112 | -0.10055 | -1.3492 | -0.56198 | -0.5067 | -0.43342 | -0.17785 | -0.091448 | 0.067692 | 0.096241 | 0.89634 | 5.748 | 5.573 | 4.3213 | 3.5661 | 0.07038 | -1.2961 | -1.6302 | -1.638 | -1.4217 | -1.4649 | 64.2765 | 63.2619 | 62.3497 | 61.5693 | 60.7951 | 59.9315 | 59.4087 | 60.0462 | 62.9071 | 66.4773 | 70.3889 | 74.0976 | 77.4446 | 79.8533 | 81.2849 | 81.6994 | 81.5597 | 80.7187 | 78.9518 | 76.6671 | 72.8488 | 69.7454 | 67.9574 | 66.3203 | 3.0435 | 2.7076 | 2.9698 | 3.5166 | 4.5541 | 3.6072 | 3.451 | 3.6825 | 4.0112 | 3.8817 | 3.8332 | 4.3067 | 4.4956 | 4.9336 | 5.4173 | 5.3026 | 5.1304 | 4.3263 | 3.5778 | 3.5887 | 3.2791 | 3.255 | 3.4199 | 3.3512
Portfolio Adjusted1-in-2AllOther2017June Monthly Peak | Portfolio Adjusted | 1-in-2 | All | Other | 2017 | June Monthly Peak | 6 | 138.0002 | 134.2527 | 130.5492 | 129.4899 | 137.2235 | 156.561 | 180.7421 | 200.0716 | 210.677 | 216.292 | 224.5818 | 225.8975 | 221.2447 | 222.6323 | 216.9175 | 207.7386 | 196.3904 | 184.2049 | 177.8473 | 172.4218 | 171.5327 | 164.3436 | 153.8889 | 147.4565 | -0.47382 | -0.82344 | -0.5194 | -0.20659 | -0.17044 | -1.196 | -0.55475 | -0.61779 | -0.49083 | -0.26652 | -0.30442 | -0.081507 | -0.0063146 | 0.96231 | 5.6414 | 5.633 | 4.5515 | 3.8201 | 0.43954 | -0.97675 | -1.3438 | -1.4496 | -1.3698 | -1.4489 | 67.0198 | 65.8049 | 64.8239 | 63.9859 | 63.1357 | 62.5767 | 62.1039 | 62.8455 | 65.711 | 69.6959 | 73.5162 | 76.9415 | 79.4422 | 81.6167 | 82.6709 | 83.2132 | 83.4955 | 83.164 | 81.8317 | 79.4476 | 76.296 | 72.8368 | 70.5518 | 69.0078 | 3.073 | 2.7287 | 2.9972 | 3.5454 | 4.5753 | 3.5861 | 3.3992 | 3.6015 | 3.9084 | 3.764 | 3.7189 | 4.163 | 4.2861 | 4.6847 | 5.1319 | 5.0867 | 4.9698 | 4.2231 | 3.5438 | 3.5344 | 3.2532 | 3.2408 | 3.3906 | 3.3306
Portfolio Adjusted1-in-2AllOther2017July Monthly Peak | Portfolio Adjusted | 1-in-2 | All | Other | 2017 | July Monthly Peak | 7 | 140.4924 | 137.1894 | 134.0623 | 132.7618 | 141.1036 | 161.4827 | 186.6804 | 204.814 | 214.2603 | 220.13 | 227.7591 | 228.2335 | 223.2127 | 225.4414 | 219.9608 | 211.021 | 199.9125 | 188.4131 | 180.803 | 176.2566 | 175.8784 | 168.3507 | 157.3699 | 150.1035 | -0.46956 | -0.67013 | -0.43575 | -0.26573 | -0.2683 | -0.95743 | -0.54588 | -0.77913 | -0.57346 | -0.39418 | -0.60534 | -0.29007 | -0.14725 | 1.086 | 5.7162 | 5.8494 | 4.9307 | 4.2054 | 0.96088 | -0.51093 | -0.90809 | -1.145 | -1.2722 | -1.3905 | 69.0878 | 68.2735 | 67.6313 | 66.9895 | 66.3655 | 65.9526 | 65.6696 | 66.0513 | 68.45 | 72.1899 | 76.4438 | 80.1247 | 82.9704 | 85.3436 | 87.0353 | 87.4043 | 87.2817 | 86.2475 | 84.9297 | 83.0379 | 79.7238 | 75.9944 | 73.5676 | 72.0268 | 3.0388 | 2.7085 | 2.9896 | 3.5308 | 4.5698 | 3.5928 | 3.4103 | 3.5812 | 3.861 | 3.721 | 3.6634 | 4.0856 | 4.2004 | 4.6079 | 5.0548 | 5.019 | 4.9139 | 4.1958 | 3.4995 | 3.5095 | 3.2401 | 3.2247 | 3.368 | 3.2933
Portfolio Adjusted1-in-2AllOther2017August Monthly Peak | Portfolio Adjusted | 1-in-2 | All | Other | 2017 | August Monthly Peak | 8 | 145.5536 | 141.8629 | 138.1684 | 137.8022 | 146.7468 | 168.5193 | 196.8407 | 218.3337 | 232.0431 | 240.7015 | 250.3435 | 252.3694 | 248.0134 | 250.6163 | 243.7629 | 231.2444 | 215.6852 | 200.1726 | 190.8102 | 186.1679 | 183.4591 | 175.0686 | 163.9711 | 156.7689 | -0.46918 | -0.46224 | -0.31806 | -0.34871 | -0.40505 | -0.62387 | -0.53837 | -1.0342 | -0.72584 | -0.60609 | -1.09 | -0.61987 | -0.36748 | 1.3688 | 6.3285 | 6.5918 | 5.7377 | 4.8801 | 1.7206 | 0.131 | -0.30913 | -0.73035 | -1.1511 | -1.3375 | 73.5662 | 72.7688 | 71.8849 | 70.8097 | 70.1183 | 69.5205 | 69.003 | 69.0526 | 71.6509 | 76.3979 | 81.2676 | 85.1691 | 88.137 | 90.3014 | 91.5465 | 91.6677 | 91.5961 | 90.3261 | 88.3174 | 85.6821 | 81.9414 | 79.3433 | 77.5736 | 75.881 | 3.1593 | 2.8106 | 3.092 | 3.6777 | 4.7692 | 3.7625 | 3.6085 | 3.831 | 4.1961 | 4.083 | 4.0408 | 4.5334 | 4.6834 | 5.1404 | 5.6214 | 5.5193 | 5.3202 | 4.4733 | 3.7061 | 3.7198 | 3.3915 | 3.3652 | 3.5215 | 3.4516
Portfolio Adjusted1-in-2AllOther2017September Monthly Peak | Portfolio Adjusted | 1-in-2 | All | Other | 2017 | September Monthly Peak | 9 | 141.714 | 138.987 | 135.1147 | 134.8404 | 144.4368 | 165.6995 | 195.7306 | 216.5807 | 232.4674 | 241.43 | 250.3011 | 251.966 | 246.4741 | 249.4362 | 242.9618 | 228.9697 | 211.9926 | 196.2683 | 187.7857 | 184.9436 | 179.1421 | 171.314 | 158.934 | 151.8127 | -0.47173 | -0.65319 | -0.42458 | -0.27801 | -0.28876 | -0.94043 | -0.56813 | -0.84688 | -0.63414 | -0.45231 | -0.71356 | -0.35422 | -0.18566 | 1.2199 | 6.3132 | 6.3674 | 5.2754 | 4.4267 | 1.0771 | -0.46028 | -0.85403 | -1.1139 | -1.2656 | -1.3937 | 68.6809 | 67.6773 | 66.9352 | 66.0688 | 65.4705 | 64.9222 | 64.7678 | 64.5341 | 66.4697 | 71.3123 | 76.8655 | 82.0714 | 86.3402 | 88.9905 | 90.1765 | 90.3885 | 89.696 | 88.4161 | 85.8907 | 82.4169 | 78.7275 | 76.4225 | 75.0161 | 73.9845 | 3.059 | 2.7385 | 3.007 | 3.5788 | 4.6683 | 3.6792 | 3.5684 | 3.7793 | 4.1806 | 4.0728 | 4.0178 | 4.5013 | 4.6287 | 5.088 | 5.5721 | 5.4349 | 5.2003 | 4.3619 | 3.6272 | 3.675 | 3.2935 | 3.2748 | 3.3945 | 3.324
Portfolio Adjusted1-in-2AllOther2017October Monthly Peak | Portfolio Adjusted | 1-in-2 | All | Other | 2017 | October Monthly Peak | 10 | 140.4483 | 136.6349 | 132.9074 | 131.953 | 140.1707 | 161.1363 | 191.1839 | 209.9656 | 224.0059 | 234.3255 | 244.6918 | 249.1795 | 247.7691 | 250.622 | 244.59 | 230.9623 | 213.7144 | 198.2839 | 191.5045 | 184.7948 | 178.0142 | 169.5089 | 157.882 | 150.5158 | -0.4702 | -0.67795 | -0.43797 | -0.2608 | -0.26083 | -0.97238 | -0.56076 | -0.78944 | -0.59476 | -0.41153 | -0.63067 | -0.30269 | -0.1538 | 1.1997 | 6.3565 | 6.3936 | 5.2515 | 4.4063 | 0.98415 | -0.56722 | -0.94846 | -1.174 | -1.2843 | -1.3996 | 69.0065 | 68.488 | 67.4417 | 66.4539 | 65.7723 | 65.0107 | 64.6761 | 64.7387 | 65.5301 | 70.0252 | 75.91 | 81.2469 | 84.9516 | 86.9922 | 88.269 | 88.277 | 87.1012 | 85.7082 | 83.3981 | 79.7473 | 76.2881 | 73.7914 | 71.788 | 70.3542 | 3.041 | 2.7003 | 2.9669 | 3.5129 | 4.5443 | 3.5888 | 3.4962 | 3.6751 | 4.0408 | 3.965 | 3.9398 | 4.4651 | 4.6673 | 5.1278 | 5.6266 | 5.499 | 5.2586 | 4.4202 | 3.7104 | 3.6833 | 3.2828 | 3.2502 | 3.3824 | 3.3057
Portfolio Adjusted1-in-2AllOther2017November Monthly Peak | Portfolio Adjusted | 1-in-2 | All | Other | 2017 | November Monthly Peak | 11 | 130.5176 | 127.2599 | 123.1524 | 122.0267 | 130.1266 | 150.9552 | 176.8854 | 193.198 | 202.8848 | 207.439 | 213.9889 | 216.1304 | 214.1809 | 216.398 | 210.0657 | 198.7966 | 188.1507 | 181.5686 | 174.0238 | 166.6411 | 160.5387 | 153.2915 | 144.2706 | 138.4967 | -0.45678 | -0.89599 | -0.55511 | -0.15868 | -0.099303 | -1.3406 | -0.56157 | -0.49605 | -0.42158 | -0.17146 | -0.08763 | 0.064897 | 0.09208 | 0.85758 | 5.4662 | 5.3033 | 4.1572 | 3.5569 | 0.07071 | -1.2788 | -1.5691 | -1.5769 | -1.3698 | -1.4175 | 58.3745 | 57.4219 | 56.4607 | 55.6448 | 54.7793 | 54.2637 | 53.804 | 53.6194 | 56.9983 | 62.2896 | 68.3444 | 73.517 | 76.9402 | 78.4923 | 79.045 | 78.5768 | 76.3256 | 72.208 | 67.8907 | 65.3062 | 63.2565 | 61.6944 | 60.6529 | 59.5939 | 3.0128 | 2.6813 | 2.9309 | 3.4634 | 4.4975 | 3.5843 | 3.4485 | 3.6051 | 3.9017 | 3.7421 | 3.6732 | 4.1289 | 4.3012 | 4.7202 | 5.1518 | 5.046 | 4.9356 | 4.3151 | 3.5945 | 3.541 | 3.1562 | 3.1336 | 3.2951 | 3.2428
Portfolio Adjusted1-in-2AllOther2017December Monthly Peak | Portfolio Adjusted | 1-in-2 | All | Other | 2017 | December Monthly Peak | 12 | 124.8292 | 121.0925 | 117.7029 | 116.9401 | 125.0674 | 145.9286 | 173.3696 | 189.1962 | 197.8771 | 199.1713 | 200.4965 | 197.5253 | 191.7602 | 191.4952 | 184.1329 | 175.7627 | 170.0184 | 166.7449 | 163.139 | 157.3555 | 152.3116 | 147.0197 | 137.8532 | 131.4432 | -0.43687 | -0.85257 | -0.53055 | -0.15206 | -0.095442 | -1.296 | -0.55041 | -0.48577 | -0.41118 | -0.16463 | -0.082105 | 0.059311 | 0.082441 | 0.75889 | 4.7914 | 4.6888 | 3.7566 | 3.2665 | 0.066287 | -1.2076 | -1.4887 | -1.5124 | -1.3089 | -1.3453 | 47.3385 | 46.7706 | 45.7501 | 44.8922 | 44.2268 | 43.6935 | 43.5346 | 43.2143 | 43.5347 | 46.3061 | 48.9796 | 51.3152 | 52.9356 | 53.8361 | 54.452 | 54.5773 | 54.0503 | 52.8468 | 51.188 | 49.903 | 48.8855 | 48.0629 | 47.2613 | 46.2583 | 2.8815 | 2.5514 | 2.8012 | 3.319 | 4.3226 | 3.4649 | 3.38 | 3.5304 | 3.8054 | 3.5929 | 3.4416 | 3.7734 | 3.851 | 4.177 | 4.5158 | 4.4613 | 4.4599 | 3.9628 | 3.3697 | 3.3437 | 2.9944 | 3.0053 | 3.1485 | 3.0776
Portfolio Adjusted1-in-2AllOther2017Typical Event Day | Portfolio Adjusted | 1-in-2 | All | Other | 2017 | Typical Event Day | 8 | 143.4561 | 139.8236 | 135.7533 | 135.291 | 144.0078 | 165.3977 | 193.26 | 213.1512 | 224.6345 | 231.1965 | 239.6396 | 241.4212 | 237.2325 | 239.9945 | 233.7886 | 222.0741 | 207.3929 | 193.1634 | 185.0913 | 180.8737 | 178.6258 | 170.6011 | 160.0687 | 153.1252 | -0.47799 | -0.66333 | -0.43011 | -0.27698 | -0.28452 | -0.94878 | -0.56196 | -0.82804 | -0.61 | -0.42855 | -0.67207 | -0.33158 | -0.17337 | 1.1695 | 6.075 | 6.1709 | 5.1499 | 4.3458 | 1.0429 | -0.46795 | -0.86854 | -1.1215 | -1.2793 | -1.4088 | 69.5887 | 68.6311 | 67.8188 | 66.9635 | 66.2725 | 65.743 | 65.3861 | 65.6209 | 68.0704 | 72.399 | 77.0233 | 81.0767 | 84.2224 | 86.5631 | 87.8573 | 88.1684 | 88.0173 | 87.0384 | 85.2424 | 82.6462 | 79.1722 | 76.1493 | 74.1773 | 72.725 | 3.098 | 2.7561 | 3.0225 | 3.5923 | 4.6564 | 3.6741 | 3.5249 | 3.7211 | 4.0415 | 3.9018 | 3.8484 | 4.3147 | 4.4571 | 4.8975 | 5.364 | 5.2735 | 5.0897 | 4.2947 | 3.5767 | 3.5957 | 3.2854 | 3.2626 | 3.4203 | 3.3542
Portfolio Adjusted1-in-2AllOther2018January Monthly Peak | Portfolio Adjusted | 1-in-2 | All | Other | 2018 | January Monthly Peak | 1 | 124.3863 | 121.038 | 116.9181 | 117.5208 | 126.0704 | 147.1911 | 176.2177 | 192.122 | 199.5563 | 199.8346 | 202.2362 | 200.6039 | 195.4864 | 196.8381 | 190.2401 | 180.9875 | 172.2904 | 168.7047 | 164.1332 | 157.3579 | 152.0742 | 145.9722 | 137.536 | 131.6817 | -0.43532 | -0.85218 | -0.52701 | -0.15282 | -0.096207 | -1.3072 | -0.55945 | -0.49328 | -0.41466 | -0.16517 | -0.082817 | 0.060235 | 0.084043 | 0.78006 | 4.9503 | 4.8282 | 3.8068 | 3.3049 | 0.066691 | -1.2076 | -1.4863 | -1.5016 | -1.3059 | -1.3477 | 51.1961 | 50.7347 | 50.4652 | 50.0251 | 49.8675 | 49.3627 | 49.5352 | 49.3086 | 49.4712 | 50.9245 | 52.8941 | 54.8681 | 56.5352 | 57.5438 | 58.247 | 58.2774 | 58.0743 | 57.1895 | 55.5427 | 54.0875 | 53.5443 | 53.1546 | 52.4104 | 51.5353 | 2.8712 | 2.5502 | 2.7825 | 3.3355 | 4.3573 | 3.4949 | 3.4355 | 3.585 | 3.8376 | 3.6049 | 3.4714 | 3.8323 | 3.9258 | 4.2936 | 4.6656 | 4.5939 | 4.5195 | 4.0094 | 3.3903 | 3.3437 | 2.9898 | 2.9839 | 3.1413 | 3.0832
Portfolio Adjusted1-in-2AllOther2018February Monthly Peak | Portfolio Adjusted | 1-in-2 | All | Other | 2018 | February Monthly Peak | 2 | 126.299 | 122.9592 | 119.116 | 119.4173 | 127.0814 | 147.6309 | 176.1208 | 191.3225 | 199.8908 | 201.7304 | 206.0942 | 206.5548 | 203.0715 | 206.0088 | 200.5678 | 189.4947 | 178.9436 | 172.9546 | 169.4283 | 162.2843 | 156.6088 | 150.0512 | 140.5567 | 134.1217 | -0.44201 | -0.86571 | -0.53692 | -0.15529 | -0.096979 | -1.3111 | -0.55914 | -0.49123 | -0.41536 | -0.16674 | -0.084397 | 0.062022 | 0.087304 | 0.81641 | 5.2191 | 5.0552 | 3.9538 | 3.3881 | 0.068843 | -1.2454 | -1.5307 | -1.5436 | -1.3346 | -1.3727 | 51.127 | 50.5453 | 50.1716 | 49.7763 | 49.4274 | 49.1711 | 48.7442 | 49.0533 | 50.477 | 54.0845 | 58.0955 | 61.2175 | 62.8221 | 63.43 | 63.9009 | 63.8012 | 63.6042 | 62.8682 | 60.867 | 58.5075 | 57.1351 | 56.4254 | 55.6354 | 54.4498 | 2.9154 | 2.5907 | 2.8348 | 3.3893 | 4.3922 | 3.5053 | 3.4336 | 3.5701 | 3.8441 | 3.6391 | 3.5377 | 3.9459 | 4.0781 | 4.4936 | 4.9189 | 4.8098 | 4.694 | 4.1104 | 3.4996 | 3.4484 | 3.0789 | 3.0673 | 3.2102 | 3.1404
Portfolio Adjusted1-in-2AllOther2018March Monthly Peak | Portfolio Adjusted | 1-in-2 | All | Other | 2018 | March Monthly Peak | 3 | 128.7501 | 125.2049 | 121.7236 | 120.7866 | 127.7317 | 147.4798 | 176.5748 | 192.4725 | 199.8909 | 201.5584 | 206.6317 | 207.3232 | 204.3658 | 206.5349 | 201.0638 | 191.3291 | 180.7524 | 172.5827 | 170.0065 | 167.2561 | 161.7859 | 154.5364 | 144.6574 | 137.8137 | -0.45059 | -0.88152 | -0.54867 | -0.15707 | -0.097475 | -1.3098 | -0.56058 | -0.49418 | -0.41536 | -0.1666 | -0.084617 | 0.062253 | 0.087861 | 0.81849 | 5.232 | 5.1041 | 3.9937 | 3.3808 | 0.069078 | -1.2836 | -1.5813 | -1.5897 | -1.3735 | -1.4105 | 52.6175 | 51.8823 | 51.2562 | 50.8554 | 50.2815 | 50.0051 | 49.7442 | 49.8201 | 51.4258 | 53.5418 | 56.1582 | 58.8924 | 61.4673 | 63.3469 | 64.2434 | 64.6713 | 64.2887 | 63.2329 | 60.8598 | 57.9743 | 56.2975 | 55.05 | 53.8852 | 52.707 | 2.972 | 2.638 | 2.8969 | 3.4282 | 4.4147 | 3.5017 | 3.4424 | 3.5916 | 3.8441 | 3.636 | 3.5469 | 3.9606 | 4.1041 | 4.5051 | 4.931 | 4.8564 | 4.7415 | 4.1015 | 3.5116 | 3.5541 | 3.1807 | 3.159 | 3.3039 | 3.2268
Portfolio Adjusted1-in-2AllOther2018April Monthly Peak | Portfolio Adjusted | 1-in-2 | All | Other | 2018 | April Monthly Peak | 4 | 3.6631 | 3.5259 | 3.4269 | 3.4141 | 3.546 | 3.9031 | 4.3569 | 4.803 | 5.4602 | 5.9678 | 6.4219 | 6.6835 | 6.8165 | 6.9719 | 6.9847 | 6.809 | 6.4559 | 5.9233 | 5.4297 | 5.3549 | 5.2004 | 4.8146 | 4.3414 | 3.9979 | -0.00434 | -0.0084889 | -0.0052576 | -0.0015048 | -0.00093562 | -0.012544 | -0.005255 | -0.0046632 | -0.0039654 | -0.0016131 | -0.00082903 | 0.00061383 | 0.00087638 | 0.008186 | 0.088397 | 0.091735 | 0.081196 | 0.065035 | 0.00065678 | -0.01226 | -0.015302 | -0.015343 | -0.01327 | -0.013662 | 63.1569 | 61.9077 | 60.7749 | 59.6909 | 58.7493 | 57.9337 | 57.2729 | 57.1386 | 59.4433 | 63.765 | 69.2578 | 73.9909 | 77.3272 | 79.2763 | 80.5415 | 81.2189 | 81.2519 | 80.7676 | 79.796 | 77.781 | 74.108 | 71.12 | 68.6648 | 66.5513 | 0.029378 | 0.026506 | 0.028196 | 0.033262 | 0.042756 | 0.034834 | 0.033164 | 0.034453 | 0.037352 | 0.036035 | 0.03574 | 0.040036 | 0.041899 | 0.045962 | 0.05032 | 0.049382 | 0.047808 | 0.040695 | 0.033953 | 0.034555 | 0.031515 | 0.031076 | 0.032511 | 0.031922
Portfolio Adjusted1-in-2AllOther2018May Monthly Peak | Portfolio Adjusted | 1-in-2 | All | Other | 2018 | May Monthly Peak | 5 | 3.7473 | 3.6044 | 3.5022 | 3.4858 | 3.6314 | 3.9764 | 4.355 | 4.9402 | 5.6798 | 6.2482 | 6.7292 | 7.007 | 7.1155 | 7.2483 | 7.2436 | 7.065 | 6.6808 | 6.1073 | 5.5678 | 5.3689 | 5.3157 | 4.9355 | 4.4483 | 4.104 | -0.0043428 | -0.0085155 | -0.0052938 | -0.0015164 | -0.00094637 | -0.012698 | -0.0052891 | -0.0047688 | -0.0040791 | -0.0016739 | -0.00086067 | 0.00063709 | 0.00090578 | 0.008436 | 0.091213 | 0.094641 | 0.083686 | 0.066735 | 0.00066239 | -0.012198 | -0.015343 | -0.015416 | -0.013381 | -0.013787 | 65.4828 | 64.1537 | 62.9836 | 61.8087 | 60.8152 | 59.7764 | 58.7362 | 59.8096 | 63.8251 | 68.3342 | 72.5509 | 76.3652 | 79.5247 | 81.9168 | 83.4979 | 84.3469 | 84.4034 | 83.779 | 82.408 | 80.3585 | 76.5428 | 72.9819 | 70.6171 | 68.5496 | 0.02944 | 0.026644 | 0.028408 | 0.033532 | 0.043258 | 0.035243 | 0.033328 | 0.035245 | 0.038448 | 0.037418 | 0.037137 | 0.041592 | 0.043339 | 0.047394 | 0.051822 | 0.050666 | 0.048938 | 0.041347 | 0.034269 | 0.034388 | 0.031636 | 0.031255 | 0.032805 | 0.032245
Portfolio Adjusted1-in-2AllOther2018June Monthly Peak | Portfolio Adjusted | 1-in-2 | All | Other | 2018 | June Monthly Peak | 6 | 3.9435 | 3.7876 | 3.6732 | 3.6483 | 3.7777 | 4.1135 | 4.53 | 5.2102 | 6.0233 | 6.6563 | 7.1773 | 7.4753 | 7.5688 | 7.7081 | 7.7086 | 7.5457 | 7.1916 | 6.6044 | 6.0315 | 5.68 | 5.5982 | 5.2375 | 4.6994 | 4.3047 | -0.0044594 | -0.0077499 | -0.0048883 | -0.0019443 | -0.0016041 | -0.011256 | -0.0052211 | -0.0058143 | -0.0046195 | -0.0025084 | -0.002865 | -0.00076711 | -5.9431e-05 | 0.0090568 | 0.09363 | 0.099148 | 0.090229 | 0.072707 | 0.0041368 | -0.0091928 | -0.012647 | -0.013643 | -0.012892 | -0.013637 | 68.141 | 66.454 | 65.1441 | 64.1346 | 62.8443 | 61.8651 | 61.1457 | 62.1563 | 66.1494 | 70.7831 | 75.2361 | 79.1586 | 82.2547 | 84.3316 | 85.5691 | 86.1725 | 86.418 | 86.0726 | 84.8473 | 82.8605 | 79.9384 | 76.1643 | 73.2729 | 71.1983 | 0.029781 | 0.026923 | 0.028706 | 0.033832 | 0.043479 | 0.035078 | 0.032909 | 0.03459 | 0.037626 | 0.036514 | 0.036306 | 0.040492 | 0.041633 | 0.045307 | 0.049363 | 0.048829 | 0.047598 | 0.040543 | 0.034095 | 0.033982 | 0.031499 | 0.031225 | 0.032626 | 0.032128
Portfolio Adjusted1-in-2AllOther2018July Monthly Peak | Portfolio Adjusted | 1-in-2 | All | Other | 2018 | July Monthly Peak | 7 | 4.1146 | 3.9526 | 3.8402 | 3.8076 | 3.9475 | 4.3421 | 4.819 | 5.515 | 6.3724 | 7.0607 | 7.6213 | 7.9333 | 8.0456 | 8.2059 | 8.2057 | 8.0306 | 7.675 | 7.0388 | 6.3675 | 5.9831 | 5.8783 | 5.4909 | 4.9265 | 4.4959 | -0.0044193 | -0.006307 | -0.0041011 | -0.0025009 | -0.0025252 | -0.0090109 | -0.0051376 | -0.0073328 | -0.0053972 | -0.0037099 | -0.0056972 | -0.00273 | -0.0013859 | 0.010221 | 0.097335 | 0.10473 | 0.097625 | 0.079298 | 0.0090434 | -0.0048086 | -0.0085466 | -0.010776 | -0.011974 | -0.013087 | 71.586 | 70.5957 | 69.5619 | 68.4538 | 67.3031 | 66.5446 | 65.8605 | 66.2261 | 69.2594 | 73.8101 | 78.2513 | 81.8724 | 84.8057 | 87.2367 | 88.9995 | 89.8684 | 89.9826 | 89.2553 | 87.8661 | 86.322 | 83.2074 | 79.3266 | 76.6671 | 74.935 | 0.02956 | 0.026868 | 0.02869 | 0.033744 | 0.043472 | 0.035313 | 0.033152 | 0.034515 | 0.037328 | 0.036307 | 0.036038 | 0.040024 | 0.041089 | 0.044829 | 0.048846 | 0.048376 | 0.047237 | 0.040432 | 0.0338 | 0.033854 | 0.031489 | 0.031163 | 0.032505 | 0.031872
Portfolio Adjusted1-in-2AllOther2018August Monthly Peak | Portfolio Adjusted | 1-in-2 | All | Other | 2018 | August Monthly Peak | 8 | 4.2265 | 4.0551 | 3.9342 | 3.9115 | 4.0644 | 4.4889 | 5.0277 | 5.7354 | 6.7038 | 7.4705 | 8.106 | 8.4585 | 8.5718 | 8.728 | 8.7078 | 8.4803 | 8.0608 | 7.3434 | 6.6129 | 6.2782 | 6.1067 | 5.649 | 5.0752 | 4.6213 | -0.0044157 | -0.0043504 | -0.0029934 | -0.0032819 | -0.0038122 | -0.0058716 | -0.0050669 | -0.0097336 | -0.0068313 | -0.0057043 | -0.010258 | -0.0058339 | -0.0034585 | 0.012882 | 0.10496 | 0.11378 | 0.10728 | 0.087106 | 0.016193 | 0.001233 | -0.0029094 | -0.0068737 | -0.010834 | -0.012588 | 73.7486 | 72.4634 | 71.0819 | 69.8741 | 68.8183 | 67.843 | 67.0592 | 66.7704 | 69.9738 | 75.7516 | 81.0066 | 84.9336 | 88.3172 | 90.8257 | 92.0504 | 92.6539 | 92.5453 | 91.7617 | 90.1902 | 87.7726 | 84.2024 | 80.9587 | 78.6101 | 76.8315 | 0.030697 | 0.027831 | 0.029658 | 0.035125 | 0.045348 | 0.036935 | 0.035047 | 0.036853 | 0.040474 | 0.039706 | 0.039593 | 0.04424 | 0.045622 | 0.04982 | 0.054161 | 0.053077 | 0.051064 | 0.043055 | 0.035755 | 0.035869 | 0.03295 | 0.03249 | 0.033955 | 0.033357
Portfolio Adjusted1-in-2AllOther2018September Monthly Peak | Portfolio Adjusted | 1-in-2 | All | Other | 2018 | September Monthly Peak | 9 | 4.0515 | 3.9083 | 3.7978 | 3.7802 | 3.9435 | 4.3506 | 4.9472 | 5.495 | 6.3803 | 7.0791 | 7.6529 | 7.9753 | 8.0794 | 8.2408 | 8.2241 | 7.9833 | 7.5365 | 6.8398 | 6.2119 | 6.0708 | 5.7413 | 5.3122 | 4.7571 | 4.3763 | -0.0044397 | -0.0061475 | -0.003996 | -0.0026165 | -0.0027177 | -0.0088509 | -0.005347 | -0.0079705 | -0.0059683 | -0.004257 | -0.0067158 | -0.0033337 | -0.0017473 | 0.011481 | 0.1016 | 0.10786 | 0.098691 | 0.079329 | 0.010137 | -0.004332 | -0.0080377 | -0.010483 | -0.011911 | -0.013117 | 68.341 | 67.1018 | 65.7765 | 64.4536 | 63.4924 | 62.4629 | 61.9778 | 61.6211 | 63.7856 | 69.3379 | 75.7115 | 81.5708 | 85.3662 | 87.6381 | 88.7469 | 89.5185 | 89.4346 | 88.6867 | 86.8498 | 83.6008 | 79.6901 | 76.8957 | 74.7648 | 73.3743 | 0.029697 | 0.027075 | 0.028829 | 0.034171 | 0.044376 | 0.036106 | 0.034692 | 0.036283 | 0.040195 | 0.039424 | 0.039145 | 0.043707 | 0.044892 | 0.049129 | 0.053525 | 0.05213 | 0.049797 | 0.041866 | 0.034895 | 0.035386 | 0.031898 | 0.031536 | 0.032664 | 0.032083
Portfolio Adjusted1-in-2AllOther2018October Monthly Peak | Portfolio Adjusted | 1-in-2 | All | Other | 2018 | October Monthly Peak | 10 | 3.8965 | 3.756 | 3.6625 | 3.641 | 3.7829 | 4.1762 | 4.8189 | 5.2658 | 6.0175 | 6.6972 | 7.2413 | 7.5839 | 7.705 | 7.8744 | 7.8685 | 7.6313 | 7.1818 | 6.5273 | 6.148 | 5.897 | 5.5338 | 5.1193 | 4.6031 | 4.2308 | -0.0044253 | -0.0063806 | -0.004122 | -0.0024546 | -0.0024548 | -0.0091516 | -0.0052776 | -0.0074299 | -0.0055976 | -0.0038731 | -0.0059356 | -0.0028488 | -0.0014475 | 0.011291 | 0.099666 | 0.10524 | 0.095293 | 0.076649 | 0.0092624 | -0.0053385 | -0.0089265 | -0.011049 | -0.012087 | -0.013172 | 67.8916 | 67.1304 | 65.9012 | 65.1128 | 64.1749 | 63.5721 | 62.8922 | 62.4428 | 63.3357 | 68.0322 | 74.3913 | 79.8243 | 83.3873 | 85.704 | 87.0115 | 87.3523 | 86.8758 | 85.7934 | 83.5615 | 79.8584 | 75.5995 | 72.455 | 70.1169 | 68.1664 | 0.029438 | 0.026612 | 0.028412 | 0.033518 | 0.043181 | 0.035149 | 0.033991 | 0.035252 | 0.038792 | 0.038295 | 0.038253 | 0.043196 | 0.045066 | 0.049336 | 0.053893 | 0.052597 | 0.050222 | 0.042297 | 0.035631 | 0.0354 | 0.031714 | 0.031244 | 0.032492 | 0.031845
Portfolio Adjusted1-in-2AllOther2018November Monthly Peak | Portfolio Adjusted | 1-in-2 | All | Other | 2018 | November Monthly Peak | 11 | 3.5576 | 3.4419 | 3.3726 | 3.3588 | 3.5068 | 3.8745 | 4.3001 | 4.7508 | 5.3524 | 5.7823 | 6.1201 | 6.298 | 6.3424 | 6.4298 | 6.3756 | 6.1606 | 5.8772 | 5.763 | 5.3746 | 5.0728 | 4.8008 | 4.4703 | 4.0742 | 3.8004 | -0.004299 | -0.0084327 | -0.0052245 | -0.0014934 | -0.00093459 | -0.012617 | -0.0052853 | -0.0046686 | -0.0039677 | -0.0016137 | -0.00082474 | 0.00061078 | 0.00086662 | 0.0080712 | 0.083262 | 0.085532 | 0.075682 | 0.064051 | 0.00066549 | -0.012036 | -0.014768 | -0.014841 | -0.012892 | -0.013341 | 55.6017 | 54.8224 | 53.693 | 52.7102 | 51.8773 | 51.4147 | 50.7487 | 50.7582 | 54.193 | 60.1826 | 66.7681 | 71.838 | 75.1278 | 76.7678 | 77.6305 | 77.546 | 75.84 | 72.1871 | 67.7662 | 64.5392 | 62.1187 | 60.0366 | 59.0665 | 57.8735 | 0.029069 | 0.026297 | 0.028007 | 0.033005 | 0.042701 | 0.034998 | 0.033309 | 0.034478 | 0.037338 | 0.035978 | 0.035445 | 0.039701 | 0.041282 | 0.045162 | 0.049122 | 0.048053 | 0.046938 | 0.04116 | 0.03438 | 0.033875 | 0.030333 | 0.03 | 0.031535 | 0.031129
Portfolio Adjusted1-in-2AllOther2018December Monthly Peak | Portfolio Adjusted | 1-in-2 | All | Other | 2018 | December Monthly Peak | 12 | 3.4438 | 3.3788 | 3.3311 | 3.3425 | 3.4779 | 3.9802 | 4.6659 | 5.1128 | 5.7444 | 6.046 | 6.1162 | 6.0204 | 5.7914 | 5.6974 | 5.4909 | 5.242 | 5.2376 | 5.3506 | 5.0941 | 4.8564 | 4.6458 | 4.4006 | 4.0664 | 3.6783 | -0.0041116 | -0.008024 | -0.0049933 | -0.0014312 | -0.00089826 | -0.012197 | -0.0051802 | -0.0045719 | -0.0038698 | -0.0015494 | -0.00077274 | 0.00055821 | 0.0007759 | 0.0071423 | 0.072313 | 0.073875 | 0.067508 | 0.059183 | 0.00062387 | -0.011365 | -0.014011 | -0.014234 | -0.012319 | -0.012661 | 42.8133 | 42.3458 | 41.5162 | 40.7527 | 40.0102 | 39.4526 | 39.4249 | 39.4191 | 39.8244 | 42.5652 | 45.2608 | 47.2804 | 48.6326 | 49.4623 | 50.1884 | 50.4201 | 50.0681 | 48.6048 | 46.7925 | 45.4768 | 44.5145 | 43.6425 | 42.7535 | 41.8269 | 0.027833 | 0.025117 | 0.026809 | 0.031674 | 0.041077 | 0.033996 | 0.03289 | 0.033934 | 0.036616 | 0.034756 | 0.033396 | 0.036403 | 0.037011 | 0.03997 | 0.043029 | 0.042434 | 0.042407 | 0.037848 | 0.032292 | 0.032073 | 0.028898 | 0.028876 | 0.030264 | 0.029579
Portfolio Adjusted1-in-2AllOther2018Typical Event Day | Portfolio Adjusted | 1-in-2 | All | Other | 2018 | Typical Event Day | 8 | 4.1365 | 3.9689 | 3.8492 | 3.8277 | 3.9792 | 4.383 | 4.8916 | 5.5405 | 6.4172 | 7.1026 | 7.6796 | 8.0034 | 8.1188 | 8.2823 | 8.2848 | 8.0847 | 7.6856 | 7.0127 | 6.3472 | 6.0382 | 5.8941 | 5.4602 | 4.9121 | 4.4898 | -0.0044986 | -0.006243 | -0.004048 | -0.0026068 | -0.0026778 | -0.0089295 | -0.0052889 | -0.0077931 | -0.0057411 | -0.0040333 | -0.0063252 | -0.0031207 | -0.0016317 | 0.011007 | 0.10035 | 0.10735 | 0.099178 | 0.080089 | 0.0098157 | -0.0044042 | -0.0081743 | -0.010555 | -0.01204 | -0.013259 | 70.4542 | 69.1537 | 67.8911 | 66.729 | 65.6146 | 64.6789 | 64.0108 | 64.1935 | 67.292 | 72.4207 | 77.5514 | 81.8838 | 85.1859 | 87.508 | 88.8414 | 89.5533 | 89.5951 | 88.9441 | 87.4384 | 85.139 | 81.7596 | 78.3363 | 75.8287 | 74.0848 | 0.030099 | 0.027292 | 0.028992 | 0.034314 | 0.044281 | 0.036092 | 0.034236 | 0.03578 | 0.038962 | 0.037921 | 0.037678 | 0.042072 | 0.043388 | 0.047442 | 0.051664 | 0.050699 | 0.048837 | 0.041316 | 0.034489 | 0.034653 | 0.031901 | 0.031488 | 0.032966 | 0.032416
Portfolio Adjusted1-in-2AllOther2019January Monthly Peak | Portfolio Adjusted | 1-in-2 | All | Other | 2019 | January Monthly Peak | 1 | 3.3063 | 3.2463 | 3.1929 | 3.2141 | 3.3456 | 3.8591 | 4.6008 | 5.0011 | 5.5441 | 5.8406 | 5.943 | 5.93 | 5.7482 | 5.7275 | 5.5678 | 5.3095 | 5.2241 | 5.3006 | 5.0505 | 4.7802 | 4.5554 | 4.2667 | 3.9151 | 3.5341 | -0.0041092 | -0.0080442 | -0.0049747 | -0.0014425 | -0.00090815 | -0.012339 | -0.005281 | -0.0046564 | -0.0039142 | -0.0015592 | -0.00078176 | 0.00056859 | 0.00079333 | 0.0073634 | 0.074642 | 0.07575 | 0.067936 | 0.059108 | 0.00062954 | -0.011399 | -0.01403 | -0.014174 | -0.012327 | -0.012722 | 46.4482 | 46.0323 | 45.8358 | 45.4842 | 45.196 | 45.0358 | 44.983 | 44.7015 | 44.9525 | 46.6999 | 48.9862 | 51.0968 | 52.739 | 53.7009 | 54.2826 | 54.1883 | 53.9577 | 53.0458 | 51.3169 | 50.0286 | 49.2045 | 48.7163 | 47.9024 | 47.1727 | 0.027713 | 0.025008 | 0.026657 | 0.031855 | 0.041464 | 0.034142 | 0.033377 | 0.034467 | 0.036923 | 0.034856 | 0.033651 | 0.036974 | 0.037762 | 0.041147 | 0.044548 | 0.043792 | 0.04307 | 0.03836 | 0.032551 | 0.032133 | 0.028891 | 0.02871 | 0.030215 | 0.029633
Portfolio Adjusted1-in-2AllOther2019February Monthly Peak | Portfolio Adjusted | 1-in-2 | All | Other | 2019 | February Monthly Peak | 2 | 3.4177 | 3.3234 | 3.2616 | 3.2829 | 3.4246 | 3.8549 | 4.4406 | 4.8059 | 5.3763 | 5.7106 | 5.9245 | 6.0064 | 5.9577 | 6.0232 | 5.9563 | 5.7448 | 5.5123 | 5.3696 | 5.2642 | 4.9683 | 4.7094 | 4.3842 | 3.9929 | 3.6628 | -0.0041724 | -0.0081719 | -0.0050682 | -0.0014658 | -0.00091543 | -0.012376 | -0.0052781 | -0.004637 | -0.0039208 | -0.001574 | -0.00079667 | 0.00058546 | 0.00082411 | 0.0077065 | 0.079005 | 0.08074 | 0.071398 | 0.060161 | 0.00064984 | -0.011756 | -0.014449 | -0.014571 | -0.012598 | -0.012958 | 48.5441 | 47.9547 | 47.4736 | 47.1035 | 47.2327 | 46.8387 | 46.3859 | 46.8492 | 48.0615 | 51.528 | 55.4151 | 58.1865 | 59.9542 | 60.7961 | 61.3768 | 61.8633 | 61.849 | 60.9072 | 58.748 | 56.2402 | 54.6897 | 53.3951 | 52.3436 | 50.9847 | 0.028179 | 0.025443 | 0.027163 | 0.032381 | 0.041817 | 0.034323 | 0.033313 | 0.034265 | 0.036924 | 0.035115 | 0.034238 | 0.038034 | 0.039224 | 0.043077 | 0.046993 | 0.045899 | 0.04475 | 0.039289 | 0.033592 | 0.033115 | 0.029712 | 0.029471 | 0.03084 | 0.030217
Portfolio Adjusted1-in-2AllOther2019March Monthly Peak | Portfolio Adjusted | 1-in-2 | All | Other | 2019 | March Monthly Peak | 3 | 3.4736 | 3.3695 | 3.2989 | 3.3009 | 3.4246 | 3.8463 | 4.4829 | 4.8514 | 5.3555 | 5.699 | 5.9387 | 6.0443 | 6.0282 | 6.1207 | 6.0818 | 5.9023 | 5.6877 | 5.3694 | 5.1487 | 5.0991 | 4.8668 | 4.5345 | 4.1169 | 3.7574 | -0.0042534 | -0.0083211 | -0.0051792 | -0.0014826 | -0.00092012 | -0.012364 | -0.0052917 | -0.0046649 | -0.0039208 | -0.0015726 | -0.00079875 | 0.00058764 | 0.00082936 | 0.0077262 | 0.07998 | 0.082327 | 0.073155 | 0.060127 | 0.00065206 | -0.012116 | -0.014926 | -0.015006 | -0.012965 | -0.013314 | 50.3379 | 49.6066 | 48.826 | 48.2615 | 47.7029 | 47.344 | 46.9344 | 46.9142 | 49.0809 | 52.0531 | 54.9438 | 57.4746 | 59.8166 | 61.2752 | 62.2137 | 62.8721 | 62.6369 | 61.8393 | 59.7013 | 56.7345 | 54.611 | 53.0339 | 51.6473 | 50.542 | 0.028722 | 0.025894 | 0.027745 | 0.032746 | 0.042026 | 0.034286 | 0.033433 | 0.034478 | 0.036915 | 0.03508 | 0.034324 | 0.03818 | 0.039485 | 0.043214 | 0.047141 | 0.04637 | 0.045232 | 0.039204 | 0.033657 | 0.034121 | 0.030695 | 0.030361 | 0.031743 | 0.031043
Portfolio Adjusted1-in-2AllOther2019April Monthly Peak | Portfolio Adjusted | 1-in-2 | All | Other | 2019 | April Monthly Peak | 4 | 5.4551 | 5.2687 | 5.1128 | 5.0864 | 5.3188 | 5.948 | 6.7563 | 7.4355 | 8.2203 | 8.7852 | 9.3412 | 9.6286 | 9.7511 | 9.9447 | 9.8887 | 9.5638 | 9.0397 | 8.3486 | 7.7564 | 7.6546 | 7.4548 | 6.9643 | 6.3582 | 5.9262 | -0.01073 | -0.020988 | -0.012999 | -0.0037204 | -0.0023133 | -0.031014 | -0.012993 | -0.011529 | -0.009804 | -0.0039883 | -0.0020497 | 0.0015176 | 0.0021668 | 0.020239 | 0.16527 | 0.16648 | 0.13914 | 0.11326 | 0.0016238 | -0.030311 | -0.037833 | -0.037934 | -0.03281 | -0.033779 | 63.1385 | 61.8933 | 60.7659 | 59.6864 | 58.7468 | 57.9341 | 57.2762 | 57.142 | 59.4415 | 63.7562 | 69.2379 | 73.9676 | 77.3055 | 79.2579 | 80.5207 | 81.1929 | 81.2177 | 80.7344 | 79.7559 | 77.7356 | 74.0622 | 71.0819 | 68.6317 | 66.5241 | 0.071074 | 0.063249 | 0.068805 | 0.081369 | 0.10492 | 0.083437 | 0.08014 | 0.084015 | 0.090993 | 0.087373 | 0.086311 | 0.096946 | 0.1016 | 0.11176 | 0.12277 | 0.12061 | 0.11692 | 0.099383 | 0.082772 | 0.084171 | 0.076392 | 0.075615 | 0.079157 | 0.077541
Portfolio Adjusted1-in-2AllOther2019May Monthly Peak | Portfolio Adjusted | 1-in-2 | All | Other | 2019 | May Monthly Peak | 5 | 5.5393 | 5.3517 | 5.1989 | 5.1703 | 5.424 | 6.0461 | 6.7704 | 7.6318 | 8.5183 | 9.171 | 9.759 | 10.0627 | 10.1477 | 10.311 | 10.2325 | 9.8886 | 9.3234 | 8.5685 | 7.9131 | 7.6564 | 7.5747 | 7.0941 | 6.4808 | 6.0489 | -0.010737 | -0.021054 | -0.013089 | -0.0037491 | -0.0023398 | -0.031395 | -0.013077 | -0.01179 | -0.010085 | -0.0041386 | -0.0021279 | 0.0015751 | 0.0022395 | 0.020857 | 0.17035 | 0.17128 | 0.14297 | 0.11569 | 0.0016377 | -0.030159 | -0.037934 | -0.038116 | -0.033083 | -0.034086 | 65.4659 | 64.1413 | 62.9747 | 61.8053 | 60.8149 | 59.7786 | 58.7456 | 59.8129 | 63.8123 | 68.3083 | 72.5206 | 76.3335 | 79.4956 | 81.8879 | 83.4669 | 84.3098 | 84.3637 | 83.7362 | 82.3597 | 80.3069 | 76.4911 | 72.9366 | 70.5799 | 68.5185 | 0.071137 | 0.06347 | 0.069286 | 0.082002 | 0.10613 | 0.084453 | 0.08064 | 0.085921 | 0.093614 | 0.090676 | 0.089618 | 0.10063 | 0.10502 | 0.11518 | 0.12639 | 0.12369 | 0.11964 | 0.10092 | 0.083489 | 0.08375 | 0.07661 | 0.075988 | 0.079824 | 0.078259
Portfolio Adjusted1-in-2AllOther2019June Monthly Peak | Portfolio Adjusted | 1-in-2 | All | Other | 2019 | June Monthly Peak | 6 | 5.8188 | 5.6127 | 5.4481 | 5.4088 | 5.6445 | 6.2462 | 6.9951 | 7.9362 | 8.8863 | 9.589 | 10.2187 | 10.5309 | 10.558 | 10.7148 | 10.6353 | 10.3463 | 9.8384 | 9.0889 | 8.4351 | 8.0126 | 7.9195 | 7.4633 | 6.7865 | 6.3074 | -0.011025 | -0.019161 | -0.012086 | -0.0048071 | -0.0039661 | -0.027829 | -0.012909 | -0.014375 | -0.011421 | -0.0062017 | -0.0070836 | -0.0018966 | -0.00014694 | 0.022392 | 0.17124 | 0.17656 | 0.15264 | 0.12513 | 0.010228 | -0.022728 | -0.031269 | -0.03373 | -0.031875 | -0.033716 | 68.1253 | 66.4449 | 65.1396 | 64.1325 | 62.8484 | 61.875 | 61.1591 | 62.166 | 66.1432 | 70.7679 | 75.212 | 79.1276 | 82.2153 | 84.2936 | 85.5285 | 86.1311 | 86.3771 | 86.0319 | 84.8051 | 82.8127 | 79.8875 | 76.1177 | 73.2348 | 71.1677 | 0.071848 | 0.063994 | 0.069939 | 0.082683 | 0.10663 | 0.083976 | 0.079463 | 0.08408 | 0.091281 | 0.088019 | 0.087057 | 0.097394 | 0.10025 | 0.10949 | 0.11984 | 0.11874 | 0.11597 | 0.098585 | 0.082756 | 0.082528 | 0.076051 | 0.075699 | 0.079181 | 0.077812
Portfolio Adjusted1-in-2AllOther2019July Monthly Peak | Portfolio Adjusted | 1-in-2 | All | Other | 2019 | July Monthly Peak | 7 | 6.0224 | 5.8165 | 5.6619 | 5.6116 | 5.8663 | 6.5404 | 7.3632 | 8.303 | 9.2806 | 10.0414 | 10.7009 | 11.0152 | 11.0557 | 11.2449 | 11.168 | 10.8703 | 10.3643 | 9.5761 | 8.8077 | 8.3651 | 8.2565 | 7.7692 | 7.0591 | 6.5329 | -0.010926 | -0.015594 | -0.01014 | -0.0061833 | -0.0062432 | -0.022279 | -0.012702 | -0.01813 | -0.013344 | -0.0091724 | -0.014086 | -0.0067496 | -0.0034265 | 0.025271 | 0.17594 | 0.18509 | 0.16524 | 0.13702 | 0.022359 | -0.011889 | -0.021131 | -0.026643 | -0.029604 | -0.032357 | 71.551 | 70.5633 | 69.5349 | 68.4334 | 67.29 | 66.5364 | 65.8579 | 66.2236 | 69.2481 | 73.7874 | 78.226 | 81.8479 | 84.78 | 87.2102 | 88.972 | 89.834 | 89.9449 | 89.2132 | 87.825 | 86.276 | 83.1587 | 79.28 | 76.6238 | 74.8943 | 0.071094 | 0.063579 | 0.069786 | 0.082363 | 0.10652 | 0.084203 | 0.079777 | 0.083655 | 0.090237 | 0.087099 | 0.08587 | 0.095697 | 0.098362 | 0.10781 | 0.11813 | 0.11724 | 0.11474 | 0.098009 | 0.081774 | 0.081991 | 0.07579 | 0.075361 | 0.078691 | 0.076982
Portfolio Adjusted1-in-2AllOther2019August Monthly Peak | Portfolio Adjusted | 1-in-2 | All | Other | 2019 | August Monthly Peak | 8 | 6.2036 | 5.9829 | 5.8121 | 5.7845 | 6.0604 | 6.7836 | 7.711 | 8.7095 | 9.8561 | 10.7332 | 11.4948 | 11.8706 | 11.9215 | 12.1119 | 11.9961 | 11.5967 | 10.9654 | 10.041 | 9.1897 | 8.7947 | 8.5877 | 8.0191 | 7.298 | 6.7498 | -0.010918 | -0.010756 | -0.007401 | -0.0081142 | -0.0094253 | -0.014517 | -0.012527 | -0.024066 | -0.01689 | -0.014103 | -0.025363 | -0.014424 | -0.0085509 | 0.031851 | 0.19202 | 0.20441 | 0.18605 | 0.15416 | 0.040036 | 0.0030484 | -0.0071932 | -0.016995 | -0.026785 | -0.031122 | 73.7461 | 72.4677 | 71.0931 | 69.8872 | 68.8365 | 67.8665 | 67.0864 | 66.8023 | 69.9973 | 75.7607 | 81.0102 | 84.9369 | 88.3147 | 90.8184 | 92.0433 | 92.6401 | 92.532 | 91.7417 | 90.164 | 87.7434 | 84.1708 | 80.9361 | 78.5956 | 76.8182 | 0.0739 | 0.065955 | 0.07217 | 0.085781 | 0.11116 | 0.088161 | 0.0844 | 0.089461 | 0.098031 | 0.095518 | 0.094652 | 0.10612 | 0.1096 | 0.12019 | 0.13131 | 0.12888 | 0.12419 | 0.10447 | 0.086586 | 0.0869 | 0.07933 | 0.07863 | 0.082266 | 0.080663
Portfolio Adjusted1-in-2AllOther2019September Monthly Peak | Portfolio Adjusted | 1-in-2 | All | Other | 2019 | September Monthly Peak | 9 | 5.9773 | 5.798 | 5.6349 | 5.6136 | 5.9089 | 6.6078 | 7.6162 | 8.4479 | 9.5431 | 10.3575 | 11.0474 | 11.3886 | 11.4144 | 11.615 | 11.508 | 11.0748 | 10.3967 | 9.4898 | 8.752 | 8.5731 | 8.167 | 7.6345 | 6.914 | 6.4388 | -0.010977 | -0.015199 | -0.0098798 | -0.006469 | -0.0067192 | -0.021883 | -0.01322 | -0.019706 | -0.014756 | -0.010525 | -0.016604 | -0.0082424 | -0.0043201 | 0.028386 | 0.18849 | 0.19543 | 0.17111 | 0.14015 | 0.025064 | -0.01071 | -0.019873 | -0.025919 | -0.02945 | -0.032431 | 68.3457 | 67.1098 | 65.7928 | 64.4762 | 63.5201 | 62.4974 | 62.0169 | 61.6619 | 63.8231 | 69.3656 | 75.7277 | 81.5778 | 85.3798 | 87.657 | 88.7669 | 89.5307 | 89.4383 | 88.6829 | 86.8364 | 83.5842 | 79.6767 | 76.889 | 74.7683 | 73.3828 | 0.071543 | 0.064245 | 0.07018 | 0.083471 | 0.1088 | 0.086204 | 0.083476 | 0.088225 | 0.097617 | 0.095206 | 0.094024 | 0.10528 | 0.10824 | 0.11889 | 0.13009 | 0.12685 | 0.12135 | 0.10182 | 0.084704 | 0.085832 | 0.076996 | 0.076487 | 0.079273 | 0.077665
Portfolio Adjusted1-in-2AllOther2019October Monthly Peak | Portfolio Adjusted | 1-in-2 | All | Other | 2019 | October Monthly Peak | 10 | 5.8068 | 5.6149 | 5.4705 | 5.436 | 5.6909 | 6.3719 | 7.4261 | 8.1294 | 9.0671 | 9.8816 | 10.5631 | 10.9637 | 11.0633 | 11.2704 | 11.1801 | 10.7556 | 10.0711 | 9.2098 | 8.7411 | 8.3997 | 7.9467 | 7.419 | 6.7474 | 6.2773 | -0.010941 | -0.015776 | -0.010191 | -0.0060687 | -0.0060692 | -0.022627 | -0.013049 | -0.01837 | -0.01384 | -0.009576 | -0.014675 | -0.0070434 | -0.0035789 | 0.027915 | 0.1872 | 0.19321 | 0.16743 | 0.13722 | 0.022901 | -0.013199 | -0.02207 | -0.027318 | -0.029885 | -0.032567 | 67.9072 | 67.1494 | 65.9228 | 65.1316 | 64.1972 | 63.5923 | 62.9172 | 62.4749 | 63.3664 | 68.0601 | 74.4126 | 79.8442 | 83.4092 | 85.7221 | 87.0291 | 87.3652 | 86.879 | 85.7922 | 83.5592 | 79.8568 | 75.6092 | 72.4737 | 70.1403 | 68.197 | 0.071087 | 0.063316 | 0.069232 | 0.081924 | 0.1059 | 0.084058 | 0.081787 | 0.08578 | 0.094328 | 0.092652 | 0.092144 | 0.10437 | 0.10906 | 0.11975 | 0.1313 | 0.12829 | 0.12265 | 0.10313 | 0.08662 | 0.085999 | 0.076713 | 0.075891 | 0.078967 | 0.077213
Portfolio Adjusted1-in-2AllOther2019November Monthly Peak | Portfolio Adjusted | 1-in-2 | All | Other | 2019 | November Monthly Peak | 11 | 5.3337 | 5.1741 | 5.0482 | 5.0189 | 5.2782 | 5.932 | 6.7144 | 7.3871 | 8.1157 | 8.6033 | 9.0281 | 9.2335 | 9.2499 | 9.3672 | 9.2251 | 8.8555 | 8.4271 | 8.2224 | 7.7339 | 7.333 | 6.9794 | 6.5522 | 6.0355 | 5.6848 | -0.010629 | -0.020849 | -0.012917 | -0.0036923 | -0.0023107 | -0.031196 | -0.013067 | -0.011543 | -0.0098099 | -0.0039897 | -0.0020391 | 0.0015101 | 0.0021426 | 0.019955 | 0.15857 | 0.15853 | 0.13278 | 0.11291 | 0.0016454 | -0.029758 | -0.036511 | -0.036693 | -0.031875 | -0.032984 | 55.6405 | 54.8587 | 53.7317 | 52.7513 | 51.9179 | 51.4546 | 50.7914 | 50.7982 | 54.2322 | 60.2121 | 66.7902 | 71.8615 | 75.1531 | 76.792 | 77.6503 | 77.5604 | 75.8468 | 72.1874 | 67.7679 | 64.5499 | 62.1346 | 60.0598 | 59.0887 | 57.8976 | 0.070389 | 0.062817 | 0.068367 | 0.080752 | 0.1048 | 0.083908 | 0.080584 | 0.084105 | 0.091034 | 0.087377 | 0.08582 | 0.09641 | 0.1004 | 0.11013 | 0.12013 | 0.11764 | 0.11504 | 0.10063 | 0.083861 | 0.082614 | 0.073691 | 0.073117 | 0.076881 | 0.075699
Portfolio Adjusted1-in-2AllOther2019December Monthly Peak | Portfolio Adjusted | 1-in-2 | All | Other | 2019 | December Monthly Peak | 12 | 5.1419 | 5.0256 | 4.9311 | 4.9317 | 5.1789 | 5.966 | 7.026 | 7.688 | 8.4322 | 8.7477 | 8.8355 | 8.6995 | 8.393 | 8.2966 | 7.99 | 7.6275 | 7.5428 | 7.6084 | 7.305 | 6.9898 | 6.7116 | 6.3958 | 5.938 | 5.4656 | -0.010166 | -0.019839 | -0.012345 | -0.0035384 | -0.0022209 | -0.030157 | -0.012808 | -0.011304 | -0.0095678 | -0.0038307 | -0.0019105 | 0.0013801 | 0.0019184 | 0.017659 | 0.13833 | 0.13844 | 0.11912 | 0.10405 | 0.0015425 | -0.028099 | -0.03464 | -0.035192 | -0.030457 | -0.031304 | 42.8766 | 42.4077 | 41.5754 | 40.8107 | 40.0692 | 39.5119 | 39.4824 | 39.4722 | 39.8763 | 42.6176 | 45.3128 | 47.3368 | 48.6928 | 49.5235 | 50.248 | 50.4783 | 50.1238 | 48.6641 | 46.854 | 45.5387 | 44.5757 | 43.7044 | 42.8166 | 41.8889 | 0.067333 | 0.059811 | 0.065358 | 0.077404 | 0.10074 | 0.081181 | 0.07908 | 0.082431 | 0.088866 | 0.083979 | 0.080484 | 0.088159 | 0.089914 | 0.097458 | 0.10529 | 0.10399 | 0.10395 | 0.09243 | 0.07864 | 0.078044 | 0.069963 | 0.070167 | 0.073514 | 0.071858
Portfolio Adjusted1-in-2AllOther2019Typical Event Day | Portfolio Adjusted | 1-in-2 | All | Other | 2019 | Typical Event Day | 8 | 6.0855 | 5.8695 | 5.6945 | 5.6668 | 5.9381 | 6.6355 | 7.5267 | 8.4449 | 9.47 | 10.2376 | 10.9246 | 11.2688 | 11.324 | 11.5238 | 11.4395 | 11.0783 | 10.4794 | 9.6168 | 8.8478 | 8.4841 | 8.3105 | 7.7705 | 7.0827 | 6.5691 | -0.011123 | -0.015435 | -0.010008 | -0.0064451 | -0.0066206 | -0.022078 | -0.013076 | -0.019268 | -0.014194 | -0.009972 | -0.015639 | -0.0077156 | -0.0040341 | 0.027213 | 0.18394 | 0.19218 | 0.16984 | 0.13976 | 0.024269 | -0.010889 | -0.02021 | -0.026097 | -0.029769 | -0.032783 | 70.442 | 69.1464 | 67.8901 | 66.7323 | 65.6238 | 64.6938 | 64.0301 | 64.2134 | 67.3029 | 72.4204 | 77.544 | 81.8726 | 85.1724 | 87.4948 | 88.8277 | 89.534 | 89.5731 | 88.9174 | 87.4076 | 85.1041 | 81.7234 | 78.3057 | 75.8056 | 74.0658 | 0.072464 | 0.064677 | 0.070548 | 0.083791 | 0.10853 | 0.086099 | 0.082445 | 0.086888 | 0.09441 | 0.091271 | 0.090132 | 0.10099 | 0.10429 | 0.1145 | 0.12529 | 0.12313 | 0.1188 | 0.10029 | 0.083556 | 0.083992 | 0.07684 | 0.07623 | 0.079895 | 0.078388
Portfolio Adjusted1-in-2AllOther2020January Monthly Peak | Portfolio Adjusted | 1-in-2 | All | Other | 2020 | January Monthly Peak | 1 | 5.0051 | 4.899 | 4.7885 | 4.8179 | 5.0675 | 5.8702 | 7.0086 | 7.6264 | 8.2662 | 8.5624 | 8.6971 | 8.6614 | 8.4103 | 8.4089 | 8.1588 | 7.7744 | 7.5681 | 7.5933 | 7.2825 | 6.921 | 6.6251 | 6.2549 | 5.7899 | 5.3321 | -0.010159 | -0.019888 | -0.012299 | -0.0035664 | -0.0022452 | -0.030507 | -0.013056 | -0.011512 | -0.0096773 | -0.0038547 | -0.0019328 | 0.0014057 | 0.0019614 | 0.018205 | 0.14305 | 0.14243 | 0.12039 | 0.10465 | 0.0015564 | -0.028182 | -0.034688 | -0.035044 | -0.030476 | -0.031453 | 46.5148 | 46.0982 | 45.9008 | 45.5479 | 45.2615 | 45.0965 | 45.0469 | 44.7662 | 45.0159 | 46.7591 | 49.041 | 51.1497 | 52.7922 | 53.7548 | 54.3382 | 54.2457 | 54.0155 | 53.1039 | 51.3762 | 50.0855 | 49.2654 | 48.7786 | 47.9657 | 47.2339 | 0.06725 | 0.059889 | 0.065092 | 0.077988 | 0.10182 | 0.082021 | 0.080553 | 0.083913 | 0.089838 | 0.084458 | 0.081366 | 0.089752 | 0.091897 | 0.10045 | 0.10908 | 0.10738 | 0.10564 | 0.093772 | 0.079337 | 0.07826 | 0.070039 | 0.069853 | 0.073532 | 0.072165
Portfolio Adjusted1-in-2AllOther2020February Monthly Peak | Portfolio Adjusted | 1-in-2 | All | Other | 2020 | February Monthly Peak | 2 | 5.1418 | 5.0019 | 4.8871 | 4.9123 | 5.1596 | 5.8722 | 6.8493 | 7.4228 | 8.1055 | 8.4609 | 8.733 | 8.8202 | 8.7233 | 8.8291 | 8.6868 | 8.3229 | 7.9456 | 7.7209 | 7.5675 | 7.1755 | 6.8406 | 6.4279 | 5.9089 | 5.4932 | -0.010315 | -0.020204 | -0.01253 | -0.003624 | -0.0022632 | -0.030598 | -0.013049 | -0.011464 | -0.0096935 | -0.0038913 | -0.0019696 | 0.0014474 | 0.0020375 | 0.019053 | 0.15112 | 0.15053 | 0.12587 | 0.10685 | 0.0016066 | -0.029064 | -0.035722 | -0.036023 | -0.031146 | -0.032035 | 48.5803 | 47.991 | 47.5115 | 47.141 | 47.2635 | 46.8715 | 46.4189 | 46.8801 | 48.0954 | 51.5639 | 55.4527 | 58.229 | 59.9944 | 60.8331 | 61.4122 | 61.8905 | 61.8736 | 60.9347 | 58.7777 | 56.272 | 54.724 | 53.4376 | 52.3898 | 51.0334 | 0.0683 | 0.060855 | 0.066317 | 0.079252 | 0.10264 | 0.082299 | 0.08049 | 0.083541 | 0.089964 | 0.085231 | 0.082896 | 0.0924 | 0.095462 | 0.10513 | 0.11502 | 0.11245 | 0.10972 | 0.096119 | 0.081893 | 0.080701 | 0.072111 | 0.071789 | 0.075132 | 0.073515
Portfolio Adjusted1-in-2AllOther2020March Monthly Peak | Portfolio Adjusted | 1-in-2 | All | Other | 2020 | March Monthly Peak | 3 | 5.2312 | 5.0789 | 4.9604 | 4.9493 | 5.1687 | 5.8615 | 6.8975 | 7.4838 | 8.0849 | 8.447 | 8.7545 | 8.8683 | 8.811 | 8.9326 | 8.8175 | 8.5039 | 8.1439 | 7.7155 | 7.4618 | 7.3742 | 7.0684 | 6.6391 | 6.0888 | 5.6382 | -0.010516 | -0.020573 | -0.012805 | -0.0036655 | -0.0022748 | -0.030567 | -0.013083 | -0.011533 | -0.0096935 | -0.003888 | -0.0019748 | 0.0014528 | 0.0020505 | 0.019102 | 0.15226 | 0.15278 | 0.12816 | 0.10672 | 0.0016121 | -0.029955 | -0.036903 | -0.0371 | -0.032054 | -0.032917 | 50.3699 | 49.6385 | 48.8601 | 48.2979 | 47.739 | 47.3814 | 46.9739 | 46.955 | 49.1138 | 52.074 | 54.9609 | 57.4945 | 59.8397 | 61.3042 | 62.2422 | 62.8973 | 62.66 | 61.8588 | 59.7176 | 56.7519 | 54.6347 | 53.0622 | 51.6787 | 50.5724 | 0.069623 | 0.061961 | 0.067764 | 0.080158 | 0.10317 | 0.082214 | 0.080711 | 0.084046 | 0.08996 | 0.085156 | 0.083111 | 0.092746 | 0.096075 | 0.10541 | 0.11531 | 0.11355 | 0.11084 | 0.095912 | 0.082153 | 0.08317 | 0.074496 | 0.073938 | 0.077325 | 0.075537
Portfolio Adjusted1-in-2AllOther2020April Monthly Peak | Portfolio Adjusted | 1-in-2 | All | Other | 2020 | April Monthly Peak | 4 | 5.464 | 5.2773 | 5.1211 | 5.0946 | 5.3275 | 5.9581 | 6.7681 | 7.4484 | 8.2339 | 8.7991 | 9.3556 | 9.6431 | 9.7656 | 9.9593 | 9.903 | 9.5773 | 9.0524 | 8.3605 | 7.7678 | 7.6659 | 7.4659 | 6.9749 | 6.3681 | 5.9357 | -0.010762 | -0.02105 | -0.013037 | -0.0037313 | -0.00232 | -0.031105 | -0.013031 | -0.011563 | -0.0098328 | -0.004 | -0.0020557 | 0.0015221 | 0.0021731 | 0.020299 | 0.16565 | 0.16685 | 0.13943 | 0.1135 | 0.0016286 | -0.0304 | -0.037943 | -0.038046 | -0.032906 | -0.033878 | 63.1384 | 61.8932 | 60.7658 | 59.6864 | 58.7468 | 57.9341 | 57.2762 | 57.142 | 59.4414 | 63.7562 | 69.2378 | 73.9675 | 77.3054 | 79.2578 | 80.5206 | 81.1928 | 81.2176 | 80.7342 | 79.7557 | 77.7354 | 74.062 | 71.0817 | 68.6315 | 66.524 | 0.07128 | 0.063432 | 0.069006 | 0.081607 | 0.10523 | 0.083678 | 0.080373 | 0.08426 | 0.091258 | 0.087627 | 0.086562 | 0.097228 | 0.10189 | 0.11208 | 0.12312 | 0.12096 | 0.11726 | 0.099673 | 0.083013 | 0.084416 | 0.076614 | 0.075835 | 0.079387 | 0.077767
Portfolio Adjusted1-in-2AllOther2020May Monthly Peak | Portfolio Adjusted | 1-in-2 | All | Other | 2020 | May Monthly Peak | 5 | 5.5482 | 5.3603 | 5.2072 | 5.1786 | 5.4328 | 6.0563 | 6.7823 | 7.645 | 8.5322 | 9.1854 | 9.7739 | 10.0778 | 10.1626 | 10.3261 | 10.2472 | 9.9025 | 9.3364 | 8.5806 | 7.9246 | 7.6677 | 7.5858 | 7.1047 | 6.4908 | 6.0584 | -0.010769 | -0.021116 | -0.013127 | -0.0037601 | -0.0023467 | -0.031487 | -0.013115 | -0.011825 | -0.010115 | -0.0041507 | -0.0021342 | 0.0015798 | 0.002246 | 0.020918 | 0.17074 | 0.17166 | 0.14326 | 0.11593 | 0.0016425 | -0.030247 | -0.038045 | -0.038227 | -0.03318 | -0.034186 | 65.4658 | 64.1412 | 62.9747 | 61.8053 | 60.8149 | 59.7786 | 58.7456 | 59.8129 | 63.8122 | 68.3081 | 72.5205 | 76.3333 | 79.4955 | 81.8878 | 83.4668 | 84.3096 | 84.3635 | 83.7359 | 82.3595 | 80.3066 | 76.4909 | 72.9364 | 70.5797 | 68.5183 | 0.071344 | 0.063653 | 0.069488 | 0.082241 | 0.10644 | 0.084698 | 0.080874 | 0.086172 | 0.093886 | 0.090939 | 0.089878 | 0.10093 | 0.10532 | 0.11552 | 0.12676 | 0.12405 | 0.11999 | 0.10121 | 0.083732 | 0.083994 | 0.076833 | 0.07621 | 0.080057 | 0.078487
Portfolio Adjusted1-in-2AllOther2020June Monthly Peak | Portfolio Adjusted | 1-in-2 | All | Other | 2020 | June Monthly Peak | 6 | 5.8281 | 5.6217 | 5.4568 | 5.4174 | 5.6537 | 6.2566 | 7.0073 | 7.9496 | 8.9004 | 9.6034 | 10.2337 | 10.5459 | 10.5727 | 10.7296 | 10.6497 | 10.36 | 9.8515 | 9.1012 | 8.4469 | 8.0241 | 7.9309 | 7.4742 | 6.7967 | 6.3172 | -0.011058 | -0.019217 | -0.012121 | -0.0048212 | -0.0039777 | -0.027911 | -0.012947 | -0.014418 | -0.011455 | -0.0062199 | -0.0071043 | -0.0019022 | -0.00014737 | 0.022458 | 0.17162 | 0.17694 | 0.15295 | 0.12539 | 0.010258 | -0.022795 | -0.03136 | -0.033829 | -0.031968 | -0.033815 | 68.1252 | 66.4449 | 65.1396 | 64.1325 | 62.8484 | 61.8751 | 61.1592 | 62.166 | 66.1432 | 70.7678 | 75.2119 | 79.1274 | 82.2151 | 84.2934 | 85.5283 | 86.1309 | 86.3769 | 86.0317 | 84.8049 | 82.8125 | 79.8872 | 76.1175 | 73.2346 | 71.1675 | 0.072057 | 0.064178 | 0.070143 | 0.082924 | 0.10694 | 0.084219 | 0.079694 | 0.084325 | 0.091546 | 0.088275 | 0.087309 | 0.097676 | 0.10054 | 0.10981 | 0.12019 | 0.11909 | 0.11631 | 0.098872 | 0.082997 | 0.082768 | 0.076271 | 0.075919 | 0.079411 | 0.078038
Portfolio Adjusted1-in-2AllOther2020July Monthly Peak | Portfolio Adjusted | 1-in-2 | All | Other | 2020 | July Monthly Peak | 7 | 6.0318 | 5.8256 | 5.6709 | 5.6205 | 5.8757 | 6.5512 | 7.3757 | 8.3168 | 9.295 | 10.0561 | 10.716 | 11.0303 | 11.0705 | 11.2598 | 11.1826 | 10.8843 | 10.3775 | 9.5886 | 8.8197 | 8.3769 | 8.2682 | 7.7804 | 7.0695 | 6.5429 | -0.010958 | -0.015639 | -0.010169 | -0.0062014 | -0.0062615 | -0.022344 | -0.012739 | -0.018183 | -0.013383 | -0.0091993 | -0.014127 | -0.0067694 | -0.0034365 | 0.025345 | 0.17633 | 0.18549 | 0.16557 | 0.1373 | 0.022425 | -0.011924 | -0.021193 | -0.026721 | -0.029691 | -0.032452 | 71.5509 | 70.5631 | 69.5348 | 68.4333 | 67.2899 | 66.5363 | 65.8579 | 66.2236 | 69.2481 | 73.7873 | 78.2258 | 81.8478 | 84.7799 | 87.2101 | 88.9718 | 89.8338 | 89.9447 | 89.213 | 87.8248 | 86.2758 | 83.1584 | 79.2798 | 76.6236 | 74.8941 | 0.0713 | 0.063762 | 0.06999 | 0.082604 | 0.10683 | 0.084446 | 0.080008 | 0.083898 | 0.090499 | 0.087351 | 0.086118 | 0.095974 | 0.098647 | 0.10812 | 0.11847 | 0.11758 | 0.11507 | 0.098294 | 0.082011 | 0.08223 | 0.07601 | 0.07558 | 0.07892 | 0.077205
Portfolio Adjusted1-in-2AllOther2020August Monthly Peak | Portfolio Adjusted | 1-in-2 | All | Other | 2020 | August Monthly Peak | 8 | 6.2133 | 5.9924 | 5.8213 | 5.7938 | 6.0702 | 6.7949 | 7.7242 | 8.7241 | 9.8717 | 10.7493 | 11.5115 | 11.8874 | 11.938 | 12.1286 | 12.0123 | 11.612 | 10.9797 | 10.0543 | 9.2023 | 8.8071 | 8.5999 | 8.0307 | 7.309 | 6.7603 | -0.01095 | -0.010788 | -0.0074227 | -0.008138 | -0.0094529 | -0.01456 | -0.012564 | -0.024136 | -0.016939 | -0.014145 | -0.025437 | -0.014466 | -0.008576 | 0.031944 | 0.19245 | 0.20485 | 0.18644 | 0.15449 | 0.040154 | 0.0030573 | -0.0072143 | -0.017044 | -0.026864 | -0.031213 | 73.7461 | 72.4677 | 71.0932 | 69.8873 | 68.8366 | 67.8666 | 67.0866 | 66.8025 | 69.9974 | 75.7607 | 81.0102 | 84.937 | 88.3146 | 90.8184 | 92.0433 | 92.6401 | 92.5319 | 91.7416 | 90.1638 | 87.7433 | 84.1706 | 80.936 | 78.5955 | 76.8181 | 0.074114 | 0.066145 | 0.07238 | 0.086031 | 0.11148 | 0.088416 | 0.084645 | 0.089721 | 0.098316 | 0.095795 | 0.094925 | 0.10643 | 0.10991 | 0.12054 | 0.13169 | 0.12925 | 0.12455 | 0.10477 | 0.086837 | 0.087152 | 0.07956 | 0.078859 | 0.082506 | 0.080897
Portfolio Adjusted1-in-2AllOther2020September Monthly Peak | Portfolio Adjusted | 1-in-2 | All | Other | 2020 | September Monthly Peak | 9 | 5.9868 | 5.8073 | 5.6439 | 5.6226 | 5.9186 | 6.6189 | 7.6293 | 8.4625 | 9.5587 | 10.3737 | 11.0641 | 11.4053 | 11.4308 | 11.6316 | 11.5241 | 11.09 | 10.4108 | 9.5029 | 8.7645 | 8.5854 | 8.179 | 7.6459 | 6.9246 | 6.449 | -0.011009 | -0.015244 | -0.0099088 | -0.006488 | -0.0067389 | -0.021947 | -0.013259 | -0.019764 | -0.014799 | -0.010556 | -0.016653 | -0.0082666 | -0.0043328 | 0.028469 | 0.18892 | 0.19586 | 0.17147 | 0.14045 | 0.025137 | -0.010742 | -0.019931 | -0.025995 | -0.029536 | -0.032526 | 68.3457 | 67.1099 | 65.7928 | 64.4763 | 63.5202 | 62.4975 | 62.017 | 61.6621 | 63.8233 | 69.3657 | 75.7278 | 81.5779 | 85.3799 | 87.6571 | 88.767 | 89.5307 | 89.4383 | 88.6829 | 86.8363 | 83.5842 | 79.6766 | 76.889 | 74.7683 | 73.3829 | 0.071751 | 0.06443 | 0.070385 | 0.083714 | 0.10912 | 0.086453 | 0.083718 | 0.088482 | 0.097901 | 0.095482 | 0.094296 | 0.10558 | 0.10855 | 0.11923 | 0.13047 | 0.12722 | 0.1217 | 0.10212 | 0.08495 | 0.086082 | 0.077219 | 0.076709 | 0.079504 | 0.077891
Portfolio Adjusted1-in-2AllOther2020October Monthly Peak | Portfolio Adjusted | 1-in-2 | All | Other | 2020 | October Monthly Peak | 10 | 5.8162 | 5.624 | 5.4794 | 5.4448 | 5.7003 | 6.3828 | 7.4389 | 8.1435 | 9.0821 | 9.8972 | 10.5794 | 10.9803 | 11.0798 | 11.2871 | 11.1964 | 10.771 | 10.0853 | 9.223 | 8.7538 | 8.412 | 7.9586 | 7.4303 | 6.7579 | 6.2873 | -0.010973 | -0.015822 | -0.010221 | -0.0060865 | -0.006087 | -0.022693 | -0.013087 | -0.018424 | -0.01388 | -0.0096041 | -0.014718 | -0.0070641 | -0.0035893 | 0.027997 | 0.18763 | 0.19364 | 0.16778 | 0.13752 | 0.022968 | -0.013238 | -0.022135 | -0.027398 | -0.029973 | -0.032663 | 67.9073 | 67.1495 | 65.9229 | 65.1316 | 64.1973 | 63.5924 | 62.9173 | 62.4751 | 63.3665 | 68.0603 | 74.4127 | 79.8443 | 83.4093 | 85.7221 | 87.0292 | 87.3652 | 86.879 | 85.7922 | 83.5592 | 79.8568 | 75.6092 | 72.4738 | 70.1404 | 68.1971 | 0.071294 | 0.063498 | 0.069434 | 0.082163 | 0.10621 | 0.084301 | 0.082024 | 0.08603 | 0.094603 | 0.092922 | 0.092411 | 0.10467 | 0.10937 | 0.1201 | 0.13168 | 0.12866 | 0.12301 | 0.10343 | 0.086872 | 0.08625 | 0.076936 | 0.076111 | 0.079197 | 0.077438
Portfolio Adjusted1-in-2AllOther2020November Monthly Peak | Portfolio Adjusted | 1-in-2 | All | Other | 2020 | November Monthly Peak | 11 | 5.3425 | 5.1826 | 5.0565 | 5.027 | 5.2869 | 5.9422 | 6.7263 | 7.4 | 8.1293 | 8.6172 | 9.0424 | 9.2479 | 9.2642 | 9.3816 | 9.2391 | 8.8688 | 8.4397 | 8.2345 | 7.7456 | 7.3441 | 6.9902 | 6.5625 | 6.0451 | 5.694 | -0.01066 | -0.02091 | -0.012955 | -0.0037032 | -0.0023175 | -0.031287 | -0.013106 | -0.011577 | -0.0098387 | -0.0040014 | -0.0020451 | 0.0015145 | 0.0021489 | 0.020014 | 0.15894 | 0.15888 | 0.13306 | 0.11315 | 0.0016502 | -0.029845 | -0.036618 | -0.036801 | -0.031969 | -0.03308 | 55.6407 | 54.8589 | 53.7319 | 52.7515 | 51.9181 | 51.4548 | 50.7916 | 50.7984 | 54.2324 | 60.2122 | 66.7903 | 71.8617 | 75.1532 | 76.7921 | 77.6504 | 77.5605 | 75.8468 | 72.1874 | 67.7679 | 64.55 | 62.1347 | 60.0599 | 59.0888 | 57.8977 | 0.070593 | 0.062999 | 0.068566 | 0.080988 | 0.10511 | 0.084151 | 0.080818 | 0.08435 | 0.091299 | 0.087631 | 0.08607 | 0.09669 | 0.1007 | 0.11045 | 0.12048 | 0.11798 | 0.11538 | 0.10092 | 0.084105 | 0.082855 | 0.073906 | 0.07333 | 0.077105 | 0.07592
Portfolio Adjusted1-in-2AllOther2020December Monthly Peak | Portfolio Adjusted | 1-in-2 | All | Other | 2020 | December Monthly Peak | 12 | 5.1503 | 5.0337 | 4.9389 | 4.9395 | 5.1873 | 5.9758 | 7.0376 | 7.7007 | 8.4454 | 8.761 | 8.8489 | 8.7126 | 8.4058 | 8.3094 | 8.0023 | 7.6393 | 7.5541 | 7.6195 | 7.3159 | 7.0003 | 6.7217 | 6.4056 | 5.9472 | 5.4744 | -0.010195 | -0.019897 | -0.012382 | -0.0035488 | -0.0022274 | -0.030245 | -0.012845 | -0.011337 | -0.0095958 | -0.0038419 | -0.0019161 | 0.0013842 | 0.001924 | 0.017711 | 0.13866 | 0.13875 | 0.11937 | 0.10427 | 0.001547 | -0.028182 | -0.034742 | -0.035295 | -0.030546 | -0.031396 | 42.8769 | 42.408 | 41.5757 | 40.8109 | 40.0695 | 39.5122 | 39.4827 | 39.4724 | 39.8765 | 42.6178 | 45.3131 | 47.3371 | 48.6931 | 49.5238 | 50.2483 | 50.4786 | 50.1241 | 48.6644 | 46.8543 | 45.539 | 44.576 | 43.7047 | 42.8169 | 41.8892 | 0.067529 | 0.059984 | 0.065548 | 0.07763 | 0.10103 | 0.081415 | 0.079309 | 0.082671 | 0.089125 | 0.084223 | 0.080717 | 0.088415 | 0.090175 | 0.097742 | 0.1056 | 0.10429 | 0.10425 | 0.0927 | 0.078869 | 0.078272 | 0.070166 | 0.070371 | 0.073728 | 0.072067
Portfolio Adjusted1-in-2AllOther2020Typical Event Day | Portfolio Adjusted | 1-in-2 | All | Other | 2020 | Typical Event Day | 8 | 6.0951 | 5.8788 | 5.7036 | 5.6758 | 5.9477 | 6.6466 | 7.5397 | 8.4591 | 9.485 | 10.253 | 10.9405 | 11.2848 | 11.3398 | 11.5397 | 11.455 | 11.093 | 10.4931 | 9.6297 | 8.8601 | 8.4961 | 8.3224 | 7.7818 | 7.0933 | 6.5794 | -0.011155 | -0.015481 | -0.010038 | -0.006464 | -0.00664 | -0.022142 | -0.013115 | -0.019324 | -0.014236 | -0.010001 | -0.015684 | -0.0077382 | -0.004046 | 0.027293 | 0.18435 | 0.19259 | 0.17018 | 0.14006 | 0.02434 | -0.010921 | -0.02027 | -0.026173 | -0.029856 | -0.032879 | 70.442 | 69.1464 | 67.8901 | 66.7323 | 65.6238 | 64.6939 | 64.0302 | 64.2135 | 67.303 | 72.4204 | 77.5439 | 81.8725 | 85.1724 | 87.4948 | 88.8276 | 89.5339 | 89.573 | 88.9173 | 87.4075 | 85.1039 | 81.7232 | 78.3056 | 75.8055 | 74.0657 | 0.072674 | 0.064863 | 0.070754 | 0.084036 | 0.10885 | 0.086347 | 0.082684 | 0.087141 | 0.094685 | 0.091536 | 0.090393 | 0.10128 | 0.10459 | 0.11483 | 0.12565 | 0.12349 | 0.11915 | 0.10058 | 0.083799 | 0.084236 | 0.077063 | 0.076451 | 0.080128 | 0.078615
Portfolio Adjusted1-in-2AllOther2021January Monthly Peak | Portfolio Adjusted | 1-in-2 | All | Other | 2021 | January Monthly Peak | 1 | 5.0135 | 4.9071 | 4.7964 | 4.8258 | 5.0759 | 5.88 | 7.0205 | 7.6394 | 8.2796 | 8.5758 | 8.7106 | 8.6748 | 8.4234 | 8.4221 | 8.1716 | 7.7865 | 7.5796 | 7.6045 | 7.2935 | 6.9315 | 6.6353 | 6.2646 | 5.7991 | 5.3409 | -0.010189 | -0.019946 | -0.012335 | -0.0035769 | -0.0022518 | -0.030596 | -0.013094 | -0.011546 | -0.0097056 | -0.003866 | -0.0019384 | 0.0014099 | 0.0019671 | 0.018258 | 0.14339 | 0.14276 | 0.12065 | 0.10487 | 0.001561 | -0.028265 | -0.034789 | -0.035146 | -0.030565 | -0.031545 | 46.5152 | 46.0986 | 45.9011 | 45.5483 | 45.2618 | 45.0968 | 45.0472 | 44.7665 | 45.0162 | 46.7594 | 49.0413 | 51.1499 | 52.7925 | 53.7551 | 54.3385 | 54.2459 | 54.0158 | 53.1042 | 51.3765 | 50.0858 | 49.2657 | 48.7789 | 47.966 | 47.2342 | 0.067445 | 0.060062 | 0.065281 | 0.078216 | 0.10212 | 0.082259 | 0.080786 | 0.084158 | 0.090099 | 0.084704 | 0.081602 | 0.090014 | 0.092165 | 0.10074 | 0.1094 | 0.10769 | 0.10594 | 0.094045 | 0.079569 | 0.078488 | 0.070243 | 0.070056 | 0.073746 | 0.072375
Portfolio Adjusted1-in-2AllOther2021February Monthly Peak | Portfolio Adjusted | 1-in-2 | All | Other | 2021 | February Monthly Peak | 2 | 5.1503 | 5.0102 | 4.8951 | 4.9204 | 5.1681 | 5.8821 | 6.8612 | 7.4357 | 8.1189 | 8.4744 | 8.7468 | 8.834 | 8.7369 | 8.8429 | 8.7002 | 8.3356 | 7.9575 | 7.7325 | 7.5789 | 7.1864 | 6.8511 | 6.438 | 5.9184 | 5.5022 | -0.010346 | -0.020263 | -0.012567 | -0.0036346 | -0.0022699 | -0.030688 | -0.013087 | -0.011498 | -0.0097219 | -0.0039027 | -0.0019754 | 0.0014517 | 0.0020434 | 0.019109 | 0.15148 | 0.15088 | 0.12614 | 0.10708 | 0.0016113 | -0.02915 | -0.035827 | -0.036128 | -0.031237 | -0.032129 | 48.5805 | 47.9912 | 47.5116 | 47.1412 | 47.2637 | 46.8716 | 46.4191 | 46.8802 | 48.0956 | 51.5641 | 55.4529 | 58.2292 | 59.9946 | 60.8332 | 61.4124 | 61.8907 | 61.8737 | 60.9349 | 58.7778 | 56.2721 | 54.7241 | 53.4378 | 52.39 | 51.0336 | 0.068498 | 0.061031 | 0.066511 | 0.079483 | 0.10294 | 0.082537 | 0.080724 | 0.083785 | 0.090226 | 0.085479 | 0.083137 | 0.092669 | 0.09574 | 0.10544 | 0.11535 | 0.11277 | 0.11004 | 0.0964 | 0.082132 | 0.080936 | 0.072321 | 0.071998 | 0.075351 | 0.073729
Portfolio Adjusted1-in-2AllOther2021March Monthly Peak | Portfolio Adjusted | 1-in-2 | All | Other | 2021 | March Monthly Peak | 3 | 5.2399 | 5.0873 | 4.9686 | 4.9574 | 5.1772 | 5.8715 | 6.9093 | 7.4967 | 8.0984 | 8.4606 | 8.7684 | 8.8822 | 8.8246 | 8.9464 | 8.831 | 8.5167 | 8.156 | 7.727 | 7.4731 | 7.3854 | 7.0792 | 6.6494 | 6.0985 | 5.6475 | -0.010546 | -0.020633 | -0.012842 | -0.0036763 | -0.0022815 | -0.030656 | -0.013121 | -0.011567 | -0.0097219 | -0.0038994 | -0.0019805 | 0.0014571 | 0.0020565 | 0.019158 | 0.15262 | 0.15313 | 0.12843 | 0.10695 | 0.0016168 | -0.030043 | -0.037011 | -0.037208 | -0.032148 | -0.033014 | 50.3701 | 49.6387 | 48.8603 | 48.2981 | 47.7392 | 47.3816 | 46.9741 | 46.9552 | 49.1139 | 52.0741 | 54.961 | 57.4946 | 59.8399 | 61.3044 | 62.2423 | 62.8974 | 62.6601 | 61.8589 | 59.7176 | 56.752 | 54.6348 | 53.0623 | 51.6789 | 50.5726 | 0.069826 | 0.06214 | 0.067961 | 0.080392 | 0.10347 | 0.082452 | 0.080946 | 0.084291 | 0.090222 | 0.085404 | 0.083352 | 0.093016 | 0.096354 | 0.10572 | 0.11565 | 0.11388 | 0.11117 | 0.096192 | 0.082393 | 0.083412 | 0.074712 | 0.074153 | 0.07755 | 0.075757
Portfolio Adjusted1-in-2AllOther2021April Monthly Peak | Portfolio Adjusted | 1-in-2 | All | Other | 2021 | April Monthly Peak | 4 | 5.4728 | 5.2859 | 5.1294 | 5.1029 | 5.3363 | 5.9682 | 6.78 | 7.4614 | 8.2475 | 8.813 | 9.37 | 9.6577 | 9.7801 | 9.974 | 9.9173 | 9.5909 | 9.0652 | 8.3725 | 7.7793 | 7.6772 | 7.477 | 6.9855 | 6.378 | 5.9452 | -0.010793 | -0.021111 | -0.013075 | -0.0037423 | -0.0023268 | -0.031196 | -0.013069 | -0.011597 | -0.0098616 | -0.0040117 | -0.0020617 | 0.0015266 | 0.0021795 | 0.020358 | 0.16603 | 0.16722 | 0.13972 | 0.11373 | 0.0016334 | -0.030489 | -0.038055 | -0.038157 | -0.033003 | -0.033977 | 63.1383 | 61.8931 | 60.7658 | 59.6863 | 58.7468 | 57.9341 | 57.2762 | 57.142 | 59.4414 | 63.7561 | 69.2377 | 73.9673 | 77.3053 | 79.2577 | 80.5205 | 81.1927 | 81.2174 | 80.734 | 79.7555 | 77.7352 | 74.0618 | 71.0815 | 68.6313 | 66.5238 | 0.071487 | 0.063615 | 0.069207 | 0.081845 | 0.10553 | 0.08392 | 0.080606 | 0.084505 | 0.091524 | 0.087882 | 0.086813 | 0.09751 | 0.10219 | 0.11241 | 0.12348 | 0.12132 | 0.11761 | 0.099963 | 0.083255 | 0.084662 | 0.076836 | 0.076056 | 0.079618 | 0.077993
Portfolio Adjusted1-in-2AllOther2021May Monthly Peak | Portfolio Adjusted | 1-in-2 | All | Other | 2021 | May Monthly Peak | 5 | 5.557 | 5.3689 | 5.2156 | 5.1869 | 5.4416 | 6.0665 | 6.7942 | 7.6583 | 8.5462 | 9.1998 | 9.7889 | 10.0928 | 10.1775 | 10.3412 | 10.2619 | 9.9165 | 9.3494 | 8.5928 | 7.9362 | 7.679 | 7.5969 | 7.1153 | 6.5008 | 6.068 | -0.0108 | -0.021177 | -0.013165 | -0.0037711 | -0.0023536 | -0.031579 | -0.013154 | -0.01186 | -0.010145 | -0.0041628 | -0.0021404 | 0.0015844 | 0.0022526 | 0.02098 | 0.17113 | 0.17204 | 0.14355 | 0.11617 | 0.0016473 | -0.030336 | -0.038156 | -0.038339 | -0.033277 | -0.034286 | 65.4658 | 64.1411 | 62.9746 | 61.8053 | 60.8149 | 59.7786 | 58.7457 | 59.8129 | 63.8121 | 68.308 | 72.5203 | 76.3331 | 79.4954 | 81.8876 | 83.4666 | 84.3095 | 84.3633 | 83.7357 | 82.3592 | 80.3064 | 76.4906 | 72.9362 | 70.5795 | 68.5181 | 0.071551 | 0.063837 | 0.069691 | 0.082481 | 0.10675 | 0.084943 | 0.081109 | 0.086423 | 0.09416 | 0.091204 | 0.090139 | 0.10122 | 0.10563 | 0.11585 | 0.12713 | 0.12441 | 0.12034 | 0.10151 | 0.083976 | 0.084238 | 0.077056 | 0.076431 | 0.08029 | 0.078715
Portfolio Adjusted1-in-2AllOther2021June Monthly Peak | Portfolio Adjusted | 1-in-2 | All | Other | 2021 | June Monthly Peak | 6 | 5.8373 | 5.6307 | 5.4656 | 5.4261 | 5.6629 | 6.2672 | 7.0194 | 7.9631 | 8.9145 | 9.6179 | 10.2487 | 10.561 | 10.5874 | 10.7444 | 10.6642 | 10.3739 | 9.8645 | 9.1134 | 8.4588 | 8.0356 | 7.9424 | 7.4852 | 6.807 | 6.3271 | -0.01109 | -0.019273 | -0.012157 | -0.0048353 | -0.0039894 | -0.027992 | -0.012985 | -0.01446 | -0.011488 | -0.0062381 | -0.0071252 | -0.0019078 | -0.0001478 | 0.022524 | 0.172 | 0.17733 | 0.15326 | 0.12565 | 0.010288 | -0.022862 | -0.031452 | -0.033928 | -0.032062 | -0.033914 | 68.1252 | 66.4448 | 65.1395 | 64.1325 | 62.8484 | 61.8751 | 61.1593 | 62.166 | 66.1432 | 70.7677 | 75.2118 | 79.1273 | 82.2149 | 84.2932 | 85.5281 | 86.1307 | 86.3767 | 86.0315 | 84.8047 | 82.8123 | 79.887 | 76.1172 | 73.2344 | 71.1674 | 0.072266 | 0.064364 | 0.070347 | 0.083166 | 0.10725 | 0.084462 | 0.079925 | 0.08457 | 0.091812 | 0.088531 | 0.087562 | 0.097959 | 0.10083 | 0.11013 | 0.12054 | 0.11944 | 0.11665 | 0.09916 | 0.083238 | 0.083009 | 0.076493 | 0.07614 | 0.079642 | 0.078265
Portfolio Adjusted1-in-2AllOther2021July Monthly Peak | Portfolio Adjusted | 1-in-2 | All | Other | 2021 | July Monthly Peak | 7 | 6.0412 | 5.8348 | 5.6798 | 5.6294 | 5.8852 | 6.5621 | 7.3882 | 8.3305 | 9.3093 | 10.0708 | 10.7312 | 11.0455 | 11.0853 | 11.2748 | 11.1972 | 10.8983 | 10.3908 | 9.6011 | 8.8318 | 8.3886 | 8.2799 | 7.7916 | 7.0801 | 6.553 | -0.01099 | -0.015685 | -0.010199 | -0.0062196 | -0.0062799 | -0.022409 | -0.012777 | -0.018236 | -0.013422 | -0.0092263 | -0.014168 | -0.0067893 | -0.0034466 | 0.025419 | 0.17671 | 0.18589 | 0.1659 | 0.13759 | 0.02249 | -0.011959 | -0.021255 | -0.0268 | -0.029778 | -0.032547 | 71.5507 | 70.5629 | 69.5346 | 68.4332 | 67.2899 | 66.5363 | 65.8579 | 66.2236 | 69.248 | 73.7872 | 78.2257 | 81.8477 | 84.7797 | 87.21 | 88.9717 | 89.8336 | 89.9445 | 89.2128 | 87.8246 | 86.2756 | 83.1582 | 79.2795 | 76.6233 | 74.8939 | 0.071507 | 0.063946 | 0.070193 | 0.082844 | 0.10714 | 0.08469 | 0.08024 | 0.084142 | 0.090762 | 0.087604 | 0.086367 | 0.096251 | 0.098932 | 0.10843 | 0.11882 | 0.11792 | 0.11541 | 0.098579 | 0.08225 | 0.082469 | 0.07623 | 0.075799 | 0.079149 | 0.077429
Portfolio Adjusted1-in-2AllOther2021August Monthly Peak | Portfolio Adjusted | 1-in-2 | All | Other | 2021 | August Monthly Peak | 8 | 6.2231 | 6.0019 | 5.8306 | 5.803 | 6.0801 | 6.8062 | 7.7375 | 8.7388 | 9.8872 | 10.7654 | 11.5282 | 11.9043 | 11.9545 | 12.1453 | 12.0285 | 11.6274 | 10.994 | 10.0676 | 9.2151 | 8.8195 | 8.6122 | 8.0424 | 7.3199 | 6.7708 | -0.010982 | -0.010819 | -0.0074445 | -0.0081618 | -0.0094806 | -0.014602 | -0.012601 | -0.024207 | -0.016989 | -0.014186 | -0.025511 | -0.014509 | -0.0086011 | 0.032038 | 0.19288 | 0.2053 | 0.18682 | 0.15482 | 0.040271 | 0.0030663 | -0.0072354 | -0.017094 | -0.026943 | -0.031305 | 73.7461 | 72.4677 | 71.0932 | 69.8873 | 68.8367 | 67.8667 | 67.0867 | 66.8027 | 69.9975 | 75.7608 | 81.0103 | 84.937 | 88.3146 | 90.8183 | 92.0432 | 92.64 | 92.5319 | 91.7415 | 90.1637 | 87.7431 | 84.1705 | 80.9359 | 78.5954 | 76.818 | 0.074329 | 0.066335 | 0.072591 | 0.086282 | 0.11181 | 0.088671 | 0.084891 | 0.089982 | 0.098601 | 0.096073 | 0.0952 | 0.10673 | 0.11023 | 0.12089 | 0.13207 | 0.12963 | 0.12492 | 0.10508 | 0.08709 | 0.087406 | 0.07979 | 0.079088 | 0.082745 | 0.081132
Portfolio Adjusted1-in-2AllOther2021September Monthly Peak | Portfolio Adjusted | 1-in-2 | All | Other | 2021 | September Monthly Peak | 9 | 5.9963 | 5.8166 | 5.653 | 5.6317 | 5.9283 | 6.63 | 7.6425 | 8.477 | 9.5743 | 10.3898 | 11.0808 | 11.4222 | 11.4473 | 11.6482 | 11.5403 | 11.1053 | 10.4249 | 9.5159 | 8.7771 | 8.5978 | 8.1909 | 7.6574 | 6.9352 | 6.4592 | -0.011041 | -0.015288 | -0.0099378 | -0.006507 | -0.0067586 | -0.022012 | -0.013298 | -0.019822 | -0.014843 | -0.010587 | -0.016702 | -0.0082908 | -0.0043454 | 0.028553 | 0.18935 | 0.19629 | 0.17182 | 0.14075 | 0.025211 | -0.010773 | -0.019989 | -0.026071 | -0.029623 | -0.032621 | 68.3458 | 67.1099 | 65.7929 | 64.4764 | 63.5204 | 62.4977 | 62.0172 | 61.6623 | 63.8235 | 69.3658 | 75.7278 | 81.5779 | 85.3799 | 87.6572 | 88.7671 | 89.5308 | 89.4383 | 88.6829 | 86.8363 | 83.5841 | 79.6765 | 76.889 | 74.7683 | 73.3829 | 0.071959 | 0.064615 | 0.07059 | 0.083958 | 0.10944 | 0.086703 | 0.083961 | 0.088739 | 0.098186 | 0.09576 | 0.094569 | 0.10589 | 0.10886 | 0.11958 | 0.13085 | 0.12759 | 0.12205 | 0.10242 | 0.085198 | 0.086332 | 0.077444 | 0.076932 | 0.079735 | 0.078117
Portfolio Adjusted1-in-2AllOther2021October Monthly Peak | Portfolio Adjusted | 1-in-2 | All | Other | 2021 | October Monthly Peak | 10 | 5.8256 | 5.6332 | 5.4883 | 5.4537 | 5.7097 | 6.3936 | 7.4518 | 8.1576 | 9.0971 | 9.9129 | 10.5958 | 10.997 | 11.0964 | 11.3038 | 11.2128 | 10.7864 | 10.0996 | 9.2363 | 8.7666 | 8.4244 | 7.9705 | 7.4416 | 6.7685 | 6.2974 | -0.011006 | -0.015868 | -0.010251 | -0.0061043 | -0.0061049 | -0.022759 | -0.013125 | -0.018478 | -0.013921 | -0.0096322 | -0.014761 | -0.0070848 | -0.0035999 | 0.028079 | 0.18806 | 0.19407 | 0.16814 | 0.13782 | 0.023035 | -0.013276 | -0.0222 | -0.027478 | -0.030061 | -0.032758 | 67.9074 | 67.1496 | 65.923 | 65.1317 | 64.1974 | 63.5925 | 62.9174 | 62.4752 | 63.3667 | 68.0604 | 74.4128 | 79.8444 | 83.4094 | 85.7222 | 87.0293 | 87.3653 | 86.879 | 85.7922 | 83.5592 | 79.8568 | 75.6093 | 72.4738 | 70.1405 | 68.1973 | 0.071501 | 0.063681 | 0.069636 | 0.082402 | 0.10652 | 0.084545 | 0.082262 | 0.08628 | 0.094878 | 0.093191 | 0.092679 | 0.10497 | 0.10969 | 0.12045 | 0.13206 | 0.12904 | 0.12337 | 0.10373 | 0.087125 | 0.086501 | 0.077159 | 0.076333 | 0.079428 | 0.077663
Portfolio Adjusted1-in-2AllOther2021November Monthly Peak | Portfolio Adjusted | 1-in-2 | All | Other | 2021 | November Monthly Peak | 11 | 5.3512 | 5.1911 | 5.0648 | 5.0352 | 5.2956 | 5.9523 | 6.7382 | 7.413 | 8.143 | 8.6311 | 9.0567 | 9.2624 | 9.2786 | 9.3961 | 9.2531 | 8.8821 | 8.4523 | 8.2467 | 7.7572 | 7.3553 | 7.0009 | 6.5727 | 6.0548 | 5.7033 | -0.010691 | -0.020971 | -0.012993 | -0.003714 | -0.0023243 | -0.031379 | -0.013144 | -0.01161 | -0.0098675 | -0.0040132 | -0.0020511 | 0.001519 | 0.0021552 | 0.020072 | 0.15931 | 0.15925 | 0.13334 | 0.1134 | 0.001655 | -0.029932 | -0.036726 | -0.036909 | -0.032062 | -0.033177 | 55.6409 | 54.8591 | 53.7321 | 52.7517 | 51.9183 | 51.455 | 50.7918 | 50.7986 | 54.2326 | 60.2124 | 66.7904 | 71.8618 | 75.1534 | 76.7922 | 77.6505 | 77.5605 | 75.8469 | 72.1874 | 67.7679 | 64.55 | 62.1348 | 60.06 | 59.0889 | 57.8978 | 0.070798 | 0.063181 | 0.068766 | 0.081224 | 0.10541 | 0.084395 | 0.081052 | 0.084596 | 0.091565 | 0.087886 | 0.08632 | 0.096972 | 0.10099 | 0.11077 | 0.12083 | 0.11833 | 0.11571 | 0.10121 | 0.08435 | 0.083096 | 0.074121 | 0.073544 | 0.07733 | 0.076141
Portfolio Adjusted1-in-2AllOther2021December Monthly Peak | Portfolio Adjusted | 1-in-2 | All | Other | 2021 | December Monthly Peak | 12 | 5.1586 | 5.0418 | 4.9468 | 4.9473 | 5.1956 | 5.9856 | 7.0492 | 7.7134 | 8.4587 | 8.7743 | 8.8623 | 8.7259 | 8.4187 | 8.3222 | 8.0147 | 7.651 | 7.5655 | 7.6306 | 7.3268 | 7.0108 | 6.7319 | 6.4154 | 5.9565 | 5.4832 | -0.010225 | -0.019955 | -0.012418 | -0.0035592 | -0.0022339 | -0.030334 | -0.012883 | -0.01137 | -0.0096239 | -0.0038532 | -0.0019217 | 0.0013882 | 0.0019296 | 0.017762 | 0.13898 | 0.13907 | 0.11962 | 0.10449 | 0.0015515 | -0.028264 | -0.034844 | -0.035399 | -0.030636 | -0.031488 | 42.8773 | 42.4083 | 41.576 | 40.8112 | 40.0698 | 39.5125 | 39.4829 | 39.4727 | 39.8768 | 42.6181 | 45.3133 | 47.3374 | 48.6934 | 49.5241 | 50.2486 | 50.4789 | 50.1243 | 48.6647 | 46.8546 | 45.5393 | 44.5763 | 43.705 | 42.8172 | 41.8895 | 0.067725 | 0.060157 | 0.065739 | 0.077856 | 0.10133 | 0.081651 | 0.079539 | 0.082912 | 0.089384 | 0.084468 | 0.080951 | 0.088672 | 0.090438 | 0.098026 | 0.1059 | 0.1046 | 0.10456 | 0.09297 | 0.079099 | 0.0785 | 0.07037 | 0.070576 | 0.073943 | 0.072277
Portfolio Adjusted1-in-2AllOther2021Typical Event Day | Portfolio Adjusted | 1-in-2 | All | Other | 2021 | Typical Event Day | 8 | 6.1047 | 5.8882 | 5.7127 | 5.6849 | 5.9574 | 6.6577 | 7.5527 | 8.4735 | 9.5001 | 10.2685 | 10.9566 | 11.3009 | 11.3556 | 11.5557 | 11.4705 | 11.1078 | 10.5069 | 9.6425 | 8.8724 | 8.5082 | 8.3343 | 7.7932 | 7.104 | 6.5896 | -0.011188 | -0.015526 | -0.010067 | -0.006483 | -0.0066595 | -0.022207 | -0.013153 | -0.019381 | -0.014278 | -0.010031 | -0.01573 | -0.0077608 | -0.0040578 | 0.027373 | 0.18476 | 0.19301 | 0.17053 | 0.14035 | 0.024411 | -0.010953 | -0.020329 | -0.02625 | -0.029943 | -0.032975 | 70.4419 | 69.1464 | 67.8901 | 66.7324 | 65.6238 | 64.6939 | 64.0303 | 64.2136 | 67.303 | 72.4204 | 77.5439 | 81.8724 | 85.1723 | 87.4947 | 88.8275 | 89.5338 | 89.5728 | 88.9171 | 87.4073 | 85.1038 | 81.723 | 78.3054 | 75.8054 | 74.0656 | 0.072884 | 0.06505 | 0.07096 | 0.084281 | 0.10917 | 0.086597 | 0.082923 | 0.087394 | 0.09496 | 0.091801 | 0.090654 | 0.10157 | 0.10489 | 0.11516 | 0.12602 | 0.12385 | 0.1195 | 0.10088 | 0.084043 | 0.084481 | 0.077286 | 0.076673 | 0.080361 | 0.078844
Portfolio Adjusted1-in-2AllOther2022January Monthly Peak | Portfolio Adjusted | 1-in-2 | All | Other | 2022 | January Monthly Peak | 1 | 5.0219 | 4.9153 | 4.8042 | 4.8337 | 5.0844 | 5.89 | 7.0324 | 7.6523 | 8.293 | 8.5892 | 8.7242 | 8.6883 | 8.4366 | 8.4353 | 8.1844 | 7.7986 | 7.5912 | 7.6159 | 7.3045 | 6.9421 | 6.6455 | 6.2744 | 5.8083 | 5.3498 | -0.010219 | -0.020005 | -0.012371 | -0.0035873 | -0.0022584 | -0.030686 | -0.013133 | -0.01158 | -0.009734 | -0.0038774 | -0.0019441 | 0.001414 | 0.0019729 | 0.018312 | 0.14372 | 0.14309 | 0.12091 | 0.1051 | 0.0015655 | -0.028348 | -0.034891 | -0.035249 | -0.030655 | -0.031637 | 46.5155 | 46.0989 | 45.9014 | 45.5486 | 45.2621 | 45.0971 | 45.0475 | 44.7668 | 45.0165 | 46.7597 | 49.0416 | 51.1502 | 52.7928 | 53.7553 | 54.3388 | 54.2462 | 54.016 | 53.1045 | 51.3768 | 50.0861 | 49.266 | 48.7792 | 47.9663 | 47.2345 | 0.067641 | 0.060236 | 0.065472 | 0.078444 | 0.10242 | 0.082497 | 0.081021 | 0.084403 | 0.090362 | 0.08495 | 0.081839 | 0.090275 | 0.092433 | 0.10103 | 0.10972 | 0.10801 | 0.10625 | 0.09432 | 0.0798 | 0.078716 | 0.070447 | 0.07026 | 0.073961 | 0.072586
Portfolio Adjusted1-in-2AllOther2022February Monthly Peak | Portfolio Adjusted | 1-in-2 | All | Other | 2022 | February Monthly Peak | 2 | 5.1588 | 5.0185 | 4.9031 | 4.9284 | 5.1767 | 5.8921 | 6.873 | 7.4486 | 8.1324 | 8.488 | 8.7607 | 8.8479 | 8.7505 | 8.8567 | 8.7137 | 8.3483 | 7.9696 | 7.7441 | 7.5902 | 7.1973 | 6.8616 | 6.4481 | 5.9278 | 5.5113 | -0.010376 | -0.020322 | -0.012604 | -0.0036452 | -0.0022765 | -0.030778 | -0.013126 | -0.011531 | -0.0097504 | -0.0039141 | -0.0019812 | 0.0014559 | 0.0020494 | 0.019165 | 0.15183 | 0.15122 | 0.12641 | 0.10731 | 0.0016161 | -0.029235 | -0.035932 | -0.036234 | -0.031328 | -0.032223 | 48.5807 | 47.9914 | 47.5118 | 47.1414 | 47.2638 | 46.8718 | 46.4193 | 46.8804 | 48.0957 | 51.5643 | 55.4531 | 58.2294 | 59.9948 | 60.8334 | 61.4126 | 61.8908 | 61.8739 | 60.935 | 58.778 | 56.2723 | 54.7243 | 53.438 | 52.3902 | 51.0338 | 0.068697 | 0.061208 | 0.066705 | 0.079715 | 0.10325 | 0.082776 | 0.080958 | 0.084029 | 0.090489 | 0.085727 | 0.083378 | 0.092939 | 0.096019 | 0.10574 | 0.11569 | 0.1131 | 0.11036 | 0.096681 | 0.082371 | 0.081172 | 0.072532 | 0.072207 | 0.07557 | 0.073944
Portfolio Adjusted1-in-2AllOther2022March Monthly Peak | Portfolio Adjusted | 1-in-2 | All | Other | 2022 | March Monthly Peak | 3 | 5.2486 | 5.0957 | 4.9768 | 4.9655 | 5.1858 | 5.8814 | 6.9213 | 7.5097 | 8.1118 | 8.4741 | 8.7822 | 8.8961 | 8.8384 | 8.9603 | 8.8445 | 8.5295 | 8.1681 | 7.7386 | 7.4846 | 7.3967 | 7.0901 | 6.6598 | 6.1082 | 5.6568 | -0.010577 | -0.020693 | -0.01288 | -0.003687 | -0.0022882 | -0.030746 | -0.013159 | -0.011601 | -0.0097504 | -0.0039108 | -0.0019864 | 0.0014613 | 0.0020625 | 0.019214 | 0.15298 | 0.15348 | 0.1287 | 0.10718 | 0.0016216 | -0.030131 | -0.037119 | -0.037317 | -0.032242 | -0.03311 | 50.3702 | 49.6388 | 48.8605 | 48.2983 | 47.7394 | 47.3818 | 46.9742 | 46.9554 | 49.1141 | 52.0742 | 54.961 | 57.4947 | 59.84 | 61.3045 | 62.2424 | 62.8975 | 62.6603 | 61.859 | 59.7177 | 56.7521 | 54.6349 | 53.0625 | 51.679 | 50.5727 | 0.070029 | 0.06232 | 0.06816 | 0.080626 | 0.10377 | 0.08269 | 0.08118 | 0.084536 | 0.090485 | 0.085652 | 0.083594 | 0.093286 | 0.096635 | 0.10603 | 0.11599 | 0.11421 | 0.11149 | 0.096473 | 0.082633 | 0.083655 | 0.07493 | 0.074369 | 0.077776 | 0.075978
Portfolio Adjusted1-in-2AllOther2022April Monthly Peak | Portfolio Adjusted | 1-in-2 | All | Other | 2022 | April Monthly Peak | 4 | 5.4817 | 5.2945 | 5.1377 | 5.1112 | 5.345 | 5.9783 | 6.7918 | 7.4744 | 8.2612 | 8.8269 | 9.3845 | 9.6722 | 9.7946 | 9.9887 | 9.9317 | 9.6046 | 9.0779 | 8.3845 | 7.7908 | 7.6886 | 7.4882 | 6.9961 | 6.388 | 5.9547 | -0.010825 | -0.021173 | -0.013114 | -0.0037532 | -0.0023336 | -0.031288 | -0.013107 | -0.011631 | -0.0098905 | -0.0040235 | -0.0020678 | 0.001531 | 0.0021859 | 0.020418 | 0.16641 | 0.16759 | 0.14 | 0.11397 | 0.0016382 | -0.030579 | -0.038166 | -0.038269 | -0.033099 | -0.034077 | 63.1382 | 61.8931 | 60.7657 | 59.6863 | 58.7468 | 57.9341 | 57.2762 | 57.142 | 59.4414 | 63.7561 | 69.2376 | 73.9672 | 77.3052 | 79.2576 | 80.5204 | 81.1925 | 81.2172 | 80.7339 | 79.7553 | 77.735 | 74.0615 | 71.0813 | 68.6312 | 66.5237 | 0.071695 | 0.063799 | 0.069409 | 0.082084 | 0.10584 | 0.084163 | 0.08084 | 0.084752 | 0.091791 | 0.088138 | 0.087065 | 0.097794 | 0.10248 | 0.11274 | 0.12384 | 0.12167 | 0.11795 | 0.10025 | 0.083497 | 0.084909 | 0.07706 | 0.076277 | 0.07985 | 0.07822
Portfolio Adjusted1-in-2AllOther2022May Monthly Peak | Portfolio Adjusted | 1-in-2 | All | Other | 2022 | May Monthly Peak | 5 | 5.5659 | 5.3776 | 5.224 | 5.1953 | 5.4505 | 6.0767 | 6.8062 | 7.6716 | 8.5603 | 9.2143 | 9.8039 | 10.108 | 10.1925 | 10.3563 | 10.2767 | 9.9304 | 9.3625 | 8.6049 | 7.9478 | 7.6903 | 7.6081 | 7.126 | 6.5109 | 6.0777 | -0.010832 | -0.021239 | -0.013204 | -0.0037822 | -0.0023604 | -0.031672 | -0.013192 | -0.011894 | -0.010174 | -0.004175 | -0.0021467 | 0.001589 | 0.0022592 | 0.021041 | 0.17152 | 0.17241 | 0.14385 | 0.11641 | 0.0016521 | -0.030425 | -0.038268 | -0.038452 | -0.033374 | -0.034387 | 65.4657 | 64.1411 | 62.9746 | 61.8053 | 60.8149 | 59.7786 | 58.7457 | 59.8129 | 63.8121 | 68.3079 | 72.5202 | 76.333 | 79.4952 | 81.8875 | 83.4665 | 84.3093 | 84.3631 | 83.7355 | 82.359 | 80.3061 | 76.4903 | 72.9359 | 70.5793 | 68.518 | 0.071758 | 0.064021 | 0.069894 | 0.082721 | 0.10706 | 0.085189 | 0.081345 | 0.086675 | 0.094434 | 0.091469 | 0.090401 | 0.10151 | 0.10594 | 0.11619 | 0.1275 | 0.12477 | 0.12069 | 0.1018 | 0.08422 | 0.084483 | 0.07728 | 0.076654 | 0.080524 | 0.078944
Portfolio Adjusted1-in-2AllOther2022June Monthly Peak | Portfolio Adjusted | 1-in-2 | All | Other | 2022 | June Monthly Peak | 6 | 5.8466 | 5.6398 | 5.4744 | 5.4348 | 5.6722 | 6.2777 | 7.0316 | 7.9765 | 8.9287 | 9.6324 | 10.2637 | 10.5761 | 10.6022 | 10.7593 | 10.6786 | 10.3877 | 9.8776 | 9.1257 | 8.4707 | 8.0471 | 7.9538 | 7.4962 | 6.8174 | 6.337 | -0.011123 | -0.01933 | -0.012193 | -0.0048495 | -0.0040011 | -0.028074 | -0.013023 | -0.014502 | -0.011522 | -0.0062564 | -0.007146 | -0.0019133 | -0.00014823 | 0.02259 | 0.17239 | 0.17771 | 0.15356 | 0.12591 | 0.010318 | -0.022929 | -0.031544 | -0.034028 | -0.032156 | -0.034013 | 68.1251 | 66.4448 | 65.1395 | 64.1325 | 62.8484 | 61.8752 | 61.1593 | 62.1661 | 66.1431 | 70.7676 | 75.2117 | 79.1271 | 82.2147 | 84.293 | 85.5279 | 86.1305 | 86.3765 | 86.0313 | 84.8045 | 82.812 | 79.8867 | 76.117 | 73.2343 | 71.1672 | 0.072476 | 0.064549 | 0.070552 | 0.083408 | 0.10757 | 0.084707 | 0.080157 | 0.084816 | 0.092079 | 0.088787 | 0.087815 | 0.098243 | 0.10113 | 0.11045 | 0.12089 | 0.11978 | 0.11699 | 0.099449 | 0.08348 | 0.083251 | 0.076715 | 0.076362 | 0.079874 | 0.078493
Portfolio Adjusted1-in-2AllOther2022July Monthly Peak | Portfolio Adjusted | 1-in-2 | All | Other | 2022 | July Monthly Peak | 7 | 6.0507 | 5.8441 | 5.6889 | 5.6383 | 5.8947 | 6.5729 | 7.4008 | 8.3443 | 9.3237 | 10.0855 | 10.7465 | 11.0608 | 11.1002 | 11.2899 | 11.2119 | 10.9123 | 10.4041 | 9.6137 | 8.8438 | 8.4004 | 8.2917 | 7.8029 | 7.0906 | 6.5631 | -0.011023 | -0.015731 | -0.010229 | -0.0062378 | -0.0062983 | -0.022475 | -0.012814 | -0.01829 | -0.013462 | -0.0092533 | -0.01421 | -0.0068091 | -0.0034567 | 0.025493 | 0.1771 | 0.18628 | 0.16624 | 0.13787 | 0.022556 | -0.011994 | -0.021317 | -0.026878 | -0.029865 | -0.032642 | 71.5505 | 70.5628 | 69.5345 | 68.4331 | 67.2898 | 66.5362 | 65.8578 | 66.2236 | 69.2479 | 73.7871 | 78.2256 | 81.8475 | 84.7796 | 87.2099 | 88.9716 | 89.8335 | 89.9443 | 89.2126 | 87.8244 | 86.2753 | 83.1579 | 79.2793 | 76.6231 | 74.8937 | 0.071714 | 0.06413 | 0.070398 | 0.083086 | 0.10746 | 0.084934 | 0.080473 | 0.084386 | 0.091025 | 0.087858 | 0.086616 | 0.09653 | 0.099218 | 0.10875 | 0.11916 | 0.11827 | 0.11574 | 0.098866 | 0.082488 | 0.082708 | 0.076451 | 0.076019 | 0.079379 | 0.077654
Portfolio Adjusted1-in-2AllOther2022August Monthly Peak | Portfolio Adjusted | 1-in-2 | All | Other | 2022 | August Monthly Peak | 8 | 6.2328 | 6.0115 | 5.8399 | 5.8123 | 6.09 | 6.8175 | 7.7507 | 8.7535 | 9.9028 | 10.7815 | 11.5449 | 11.9211 | 11.9711 | 12.162 | 12.0447 | 11.6428 | 11.0084 | 10.0809 | 9.2278 | 8.832 | 8.6245 | 8.0541 | 7.3309 | 6.7813 | -0.011014 | -0.010851 | -0.0074663 | -0.0081857 | -0.0095084 | -0.014645 | -0.012638 | -0.024278 | -0.017039 | -0.014228 | -0.025586 | -0.014551 | -0.0086263 | 0.032132 | 0.19331 | 0.20575 | 0.18721 | 0.15515 | 0.040389 | 0.0030753 | -0.0072566 | -0.017144 | -0.027022 | -0.031396 | 73.746 | 72.4678 | 71.0933 | 69.8874 | 68.8368 | 67.8668 | 67.0868 | 66.8028 | 69.9976 | 75.7608 | 81.0103 | 84.937 | 88.3146 | 90.8183 | 92.0432 | 92.6399 | 92.5318 | 91.7414 | 90.1636 | 87.743 | 84.1703 | 80.9358 | 78.5954 | 76.818 | 0.074544 | 0.066526 | 0.072802 | 0.086533 | 0.11214 | 0.088928 | 0.085137 | 0.090244 | 0.098888 | 0.096351 | 0.095475 | 0.10704 | 0.11055 | 0.12124 | 0.13245 | 0.13001 | 0.12528 | 0.10538 | 0.087343 | 0.08766 | 0.080022 | 0.079318 | 0.082986 | 0.081368
Portfolio Adjusted1-in-2AllOther2022September Monthly Peak | Portfolio Adjusted | 1-in-2 | All | Other | 2022 | September Monthly Peak | 9 | 6.0058 | 5.826 | 5.6621 | 5.6408 | 5.938 | 6.6412 | 7.6557 | 8.4916 | 9.59 | 10.4061 | 11.0976 | 11.4391 | 11.4638 | 11.6649 | 11.5566 | 11.1206 | 10.439 | 9.529 | 8.7896 | 8.6102 | 8.203 | 7.6689 | 6.9459 | 6.4694 | -0.011074 | -0.015333 | -0.0099669 | -0.006526 | -0.0067784 | -0.022076 | -0.013337 | -0.01988 | -0.014886 | -0.010618 | -0.016751 | -0.0083151 | -0.0043582 | 0.028636 | 0.18978 | 0.19673 | 0.17218 | 0.14105 | 0.025285 | -0.010805 | -0.020048 | -0.026148 | -0.02971 | -0.032717 | 68.3458 | 67.1099 | 65.793 | 64.4766 | 63.5205 | 62.4979 | 62.0174 | 61.6625 | 63.8237 | 69.366 | 75.7279 | 81.5779 | 85.38 | 87.6573 | 88.7672 | 89.5309 | 89.4383 | 88.6829 | 86.8362 | 83.584 | 79.6765 | 76.8889 | 74.7684 | 73.383 | 0.072167 | 0.064802 | 0.070795 | 0.084203 | 0.10976 | 0.086953 | 0.084204 | 0.088998 | 0.098471 | 0.096038 | 0.094843 | 0.10619 | 0.10918 | 0.11993 | 0.13123 | 0.12797 | 0.12241 | 0.10271 | 0.085445 | 0.086583 | 0.077668 | 0.077156 | 0.079967 | 0.078344
Portfolio Adjusted1-in-2AllOther2022October Monthly Peak | Portfolio Adjusted | 1-in-2 | All | Other | 2022 | October Monthly Peak | 10 | 5.835 | 5.6424 | 5.4973 | 5.4626 | 5.7192 | 6.4044 | 7.4647 | 8.1718 | 9.1122 | 9.9287 | 10.6122 | 11.0137 | 11.113 | 11.3206 | 11.2291 | 10.8018 | 10.1139 | 9.2496 | 8.7795 | 8.4368 | 7.9824 | 7.453 | 6.7791 | 6.3076 | -0.011038 | -0.015915 | -0.010281 | -0.0061222 | -0.0061227 | -0.022826 | -0.013164 | -0.018532 | -0.013962 | -0.0096604 | -0.014805 | -0.0071055 | -0.0036104 | 0.028161 | 0.18849 | 0.19451 | 0.16849 | 0.13812 | 0.023102 | -0.013315 | -0.022265 | -0.027559 | -0.030149 | -0.032854 | 67.9075 | 67.1497 | 65.9231 | 65.1318 | 64.1975 | 63.5926 | 62.9176 | 62.4754 | 63.3668 | 68.0605 | 74.4129 | 79.8445 | 83.4095 | 85.7223 | 87.0294 | 87.3654 | 86.879 | 85.7922 | 83.5592 | 79.8568 | 75.6093 | 72.4739 | 70.1406 | 68.1974 | 0.071708 | 0.063865 | 0.069839 | 0.082643 | 0.10684 | 0.084789 | 0.0825 | 0.086531 | 0.095154 | 0.093462 | 0.092948 | 0.10528 | 0.11001 | 0.1208 | 0.13245 | 0.12942 | 0.12373 | 0.10403 | 0.087378 | 0.086752 | 0.077383 | 0.076555 | 0.079659 | 0.077889
Portfolio Adjusted1-in-2AllOther2022November Monthly Peak | Portfolio Adjusted | 1-in-2 | All | Other | 2022 | November Monthly Peak | 11 | 5.36 | 5.1997 | 5.0731 | 5.0434 | 5.3044 | 5.9625 | 6.7502 | 7.4261 | 8.1566 | 8.6451 | 9.0711 | 9.2769 | 9.2929 | 9.4106 | 9.2672 | 8.8954 | 8.4649 | 8.2588 | 7.7689 | 7.3665 | 7.0117 | 6.583 | 6.0645 | 5.7126 | -0.010723 | -0.021033 | -0.013031 | -0.0037249 | -0.0023311 | -0.031471 | -0.013183 | -0.011644 | -0.0098964 | -0.0040249 | -0.0020571 | 0.0015234 | 0.0021615 | 0.020131 | 0.15968 | 0.15961 | 0.13363 | 0.11364 | 0.0016599 | -0.03002 | -0.036833 | -0.037017 | -0.032156 | -0.033275 | 55.6411 | 54.8593 | 53.7323 | 52.7519 | 51.9185 | 51.4552 | 50.792 | 50.7988 | 54.2328 | 60.2125 | 66.7905 | 71.8619 | 75.1535 | 76.7923 | 77.6506 | 77.5606 | 75.8469 | 72.1874 | 67.7679 | 64.5501 | 62.1349 | 60.0601 | 59.089 | 57.898 | 0.071004 | 0.063363 | 0.068967 | 0.081461 | 0.10572 | 0.084639 | 0.081288 | 0.084843 | 0.091832 | 0.088142 | 0.08657 | 0.097254 | 0.10128 | 0.11109 | 0.12118 | 0.11867 | 0.11605 | 0.10151 | 0.084596 | 0.083338 | 0.074336 | 0.073758 | 0.077555 | 0.076362
Portfolio Adjusted1-in-2AllOther2022December Monthly Peak | Portfolio Adjusted | 1-in-2 | All | Other | 2022 | December Monthly Peak | 12 | 5.167 | 5.0499 | 4.9547 | 4.9552 | 5.2041 | 5.9954 | 7.0609 | 7.7261 | 8.472 | 8.7877 | 8.8758 | 8.7391 | 8.4315 | 8.3351 | 8.027 | 7.6628 | 7.5769 | 7.6418 | 7.3378 | 7.0214 | 6.7422 | 6.4253 | 5.9657 | 5.4921 | -0.010255 | -0.020014 | -0.012454 | -0.0035696 | -0.0022404 | -0.030423 | -0.012921 | -0.011403 | -0.0096521 | -0.0038645 | -0.0019274 | 0.0013923 | 0.0019353 | 0.017815 | 0.13931 | 0.13939 | 0.11988 | 0.10472 | 0.0015561 | -0.028347 | -0.034946 | -0.035502 | -0.030726 | -0.03158 | 42.8776 | 42.4086 | 41.5763 | 40.8115 | 40.0701 | 39.5128 | 39.4832 | 39.473 | 39.877 | 42.6183 | 45.3136 | 47.3376 | 48.6937 | 49.5244 | 50.2489 | 50.4792 | 50.1246 | 48.665 | 46.8549 | 45.5396 | 44.5766 | 43.7053 | 42.8175 | 41.8898 | 0.067922 | 0.06033 | 0.065931 | 0.078083 | 0.10163 | 0.081886 | 0.079769 | 0.083153 | 0.089644 | 0.084713 | 0.081186 | 0.08893 | 0.090701 | 0.098312 | 0.10621 | 0.1049 | 0.10486 | 0.093241 | 0.079329 | 0.078728 | 0.070575 | 0.070781 | 0.074158 | 0.072487
Portfolio Adjusted1-in-2AllOther2022Typical Event Day | Portfolio Adjusted | 1-in-2 | All | Other | 2022 | Typical Event Day | 8 | 6.1144 | 5.8976 | 5.7218 | 5.694 | 5.9671 | 6.6689 | 7.5657 | 8.4878 | 9.5152 | 10.284 | 10.9726 | 11.3171 | 11.3714 | 11.5718 | 11.4862 | 11.1226 | 10.5207 | 9.6554 | 8.8848 | 8.5203 | 8.3463 | 7.8046 | 7.1148 | 6.5999 | -0.011221 | -0.015571 | -0.010097 | -0.006502 | -0.006679 | -0.022272 | -0.013192 | -0.019438 | -0.01432 | -0.01006 | -0.015776 | -0.0077836 | -0.0040697 | 0.027453 | 0.18517 | 0.19343 | 0.17088 | 0.14065 | 0.024483 | -0.010985 | -0.020389 | -0.026327 | -0.030031 | -0.033072 | 70.4419 | 69.1463 | 67.8901 | 66.7324 | 65.6239 | 64.694 | 64.0304 | 64.2137 | 67.3031 | 72.4204 | 77.5439 | 81.8724 | 85.1722 | 87.4946 | 88.8275 | 89.5337 | 89.5727 | 88.917 | 87.4072 | 85.1036 | 81.7228 | 78.3053 | 75.8053 | 74.0655 | 0.073096 | 0.065237 | 0.071166 | 0.084526 | 0.10949 | 0.086847 | 0.083164 | 0.087648 | 0.095236 | 0.092067 | 0.090916 | 0.10187 | 0.1052 | 0.1155 | 0.12638 | 0.12421 | 0.11984 | 0.10117 | 0.084287 | 0.084727 | 0.07751 | 0.076896 | 0.080594 | 0.079073
Portfolio Adjusted1-in-2AllOther2023January Monthly Peak | Portfolio Adjusted | 1-in-2 | All | Other | 2023 | January Monthly Peak | 1 | 5.0303 | 4.9235 | 4.8121 | 4.8417 | 5.093 | 5.8999 | 7.0443 | 7.6653 | 8.3065 | 8.6027 | 8.7378 | 8.7018 | 8.4497 | 8.4486 | 8.1972 | 7.8108 | 7.6028 | 7.6272 | 7.3156 | 6.9527 | 6.6558 | 6.2843 | 5.8176 | 5.3587 | -0.010249 | -0.020063 | -0.012407 | -0.0035979 | -0.002265 | -0.030776 | -0.013171 | -0.011614 | -0.0097626 | -0.0038887 | -0.0019498 | 0.0014181 | 0.0019786 | 0.018365 | 0.14406 | 0.14342 | 0.12117 | 0.10532 | 0.0015701 | -0.028431 | -0.034993 | -0.035353 | -0.030745 | -0.03173 | 46.5158 | 46.0992 | 45.9017 | 45.5489 | 45.2625 | 45.0974 | 45.0478 | 44.7671 | 45.0169 | 46.76 | 49.0418 | 51.1504 | 52.793 | 53.7556 | 54.3391 | 54.2465 | 54.0163 | 53.1048 | 51.3771 | 50.0864 | 49.2663 | 48.7795 | 47.9666 | 47.2348 | 0.067838 | 0.06041 | 0.065663 | 0.078673 | 0.10271 | 0.082736 | 0.081256 | 0.084649 | 0.090625 | 0.085197 | 0.082077 | 0.090538 | 0.092702 | 0.10133 | 0.11004 | 0.10832 | 0.10656 | 0.094595 | 0.080033 | 0.078946 | 0.070652 | 0.070465 | 0.074177 | 0.072797
Portfolio Adjusted1-in-2AllOther2023February Monthly Peak | Portfolio Adjusted | 1-in-2 | All | Other | 2023 | February Monthly Peak | 2 | 5.1673 | 5.0268 | 4.9112 | 4.9365 | 5.1853 | 5.902 | 6.885 | 7.4615 | 8.1459 | 8.5016 | 8.7746 | 8.8618 | 8.7642 | 8.8706 | 8.7272 | 8.3611 | 7.9816 | 7.7557 | 7.6016 | 7.2082 | 6.8722 | 6.4582 | 5.9373 | 5.5203 | -0.010406 | -0.020382 | -0.012641 | -0.0036559 | -0.0022832 | -0.030868 | -0.013164 | -0.011565 | -0.0097789 | -0.0039256 | -0.001987 | 0.0014602 | 0.0020554 | 0.019221 | 0.15219 | 0.15157 | 0.12668 | 0.10755 | 0.0016208 | -0.029321 | -0.036037 | -0.03634 | -0.03142 | -0.032318 | 48.5809 | 47.9916 | 47.512 | 47.1416 | 47.264 | 46.8719 | 46.4194 | 46.8806 | 48.0959 | 51.5644 | 55.4533 | 58.2296 | 59.995 | 60.8336 | 61.4127 | 61.8909 | 61.874 | 60.9352 | 58.7781 | 56.2725 | 54.7245 | 53.4383 | 52.3905 | 51.0341 | 0.068897 | 0.061384 | 0.066899 | 0.079947 | 0.10355 | 0.083015 | 0.081193 | 0.084274 | 0.090752 | 0.085977 | 0.083621 | 0.093209 | 0.096298 | 0.10605 | 0.11603 | 0.11343 | 0.11069 | 0.096963 | 0.082611 | 0.081408 | 0.072742 | 0.072418 | 0.07579 | 0.074159
Portfolio Adjusted1-in-2AllOther2023March Monthly Peak | Portfolio Adjusted | 1-in-2 | All | Other | 2023 | March Monthly Peak | 3 | 5.2573 | 5.1042 | 4.985 | 4.9737 | 5.1945 | 5.8914 | 6.9332 | 7.5227 | 8.1253 | 8.4877 | 8.7962 | 8.9101 | 8.8521 | 8.9742 | 8.858 | 8.5424 | 8.1803 | 7.7502 | 7.496 | 7.4079 | 7.101 | 6.6702 | 6.118 | 5.6661 | -0.010608 | -0.020754 | -0.012917 | -0.0036978 | -0.0022949 | -0.030836 | -0.013198 | -0.011635 | -0.0097789 | -0.0039223 | -0.0019922 | 0.0014656 | 0.0020685 | 0.01927 | 0.15333 | 0.15383 | 0.12898 | 0.10741 | 0.0016263 | -0.030219 | -0.037228 | -0.037427 | -0.032337 | -0.033207 | 50.3704 | 49.639 | 48.8607 | 48.2985 | 47.7396 | 47.3819 | 46.9744 | 46.9556 | 49.1142 | 52.0743 | 54.9611 | 57.4948 | 59.8401 | 61.3047 | 62.2426 | 62.8977 | 62.6604 | 61.8591 | 59.7178 | 56.7521 | 54.635 | 53.0626 | 51.6792 | 50.5729 | 0.070232 | 0.0625 | 0.068358 | 0.080861 | 0.10407 | 0.08293 | 0.081416 | 0.084783 | 0.090749 | 0.085901 | 0.083837 | 0.093558 | 0.096916 | 0.10633 | 0.11633 | 0.11454 | 0.11182 | 0.096754 | 0.082874 | 0.083899 | 0.075148 | 0.074586 | 0.078003 | 0.076199
Portfolio Adjusted1-in-2AllOther2023April Monthly Peak | Portfolio Adjusted | 1-in-2 | All | Other | 2023 | April Monthly Peak | 4 | 5.4906 | 5.3032 | 5.1461 | 5.1195 | 5.3538 | 5.9884 | 6.8037 | 7.4875 | 8.2749 | 8.8409 | 9.3989 | 9.6869 | 9.8091 | 10.0035 | 9.9461 | 9.6182 | 9.0908 | 8.3965 | 7.8024 | 7.7 | 7.4994 | 7.0068 | 6.398 | 5.9643 | -0.010857 | -0.021235 | -0.013152 | -0.0037642 | -0.0023405 | -0.031379 | -0.013145 | -0.011665 | -0.0099194 | -0.0040352 | -0.0020738 | 0.0015355 | 0.0021923 | 0.020478 | 0.16679 | 0.16796 | 0.14029 | 0.11421 | 0.001643 | -0.030668 | -0.038278 | -0.038381 | -0.033196 | -0.034176 | 63.1382 | 61.893 | 60.7657 | 59.6863 | 58.7468 | 57.9341 | 57.2763 | 57.142 | 59.4414 | 63.7561 | 69.2375 | 73.9671 | 77.3051 | 79.2575 | 80.5203 | 81.1924 | 81.2171 | 80.7337 | 79.7551 | 77.7348 | 74.0613 | 71.0811 | 68.631 | 66.5236 | 0.071903 | 0.063983 | 0.069611 | 0.082323 | 0.10615 | 0.084406 | 0.081075 | 0.084999 | 0.092058 | 0.088394 | 0.087318 | 0.098078 | 0.10278 | 0.11307 | 0.1242 | 0.12202 | 0.11829 | 0.10055 | 0.083741 | 0.085156 | 0.077284 | 0.076499 | 0.080083 | 0.078448
Portfolio Adjusted1-in-2AllOther2023May Monthly Peak | Portfolio Adjusted | 1-in-2 | All | Other | 2023 | May Monthly Peak | 5 | 5.5748 | 5.3863 | 5.2324 | 5.2036 | 5.4594 | 6.087 | 6.8181 | 7.685 | 8.5744 | 9.2288 | 9.8189 | 10.1231 | 10.2076 | 10.3715 | 10.2915 | 9.9445 | 9.3756 | 8.6172 | 7.9594 | 7.7016 | 7.6193 | 7.1367 | 6.521 | 6.0873 | -0.010864 | -0.021302 | -0.013243 | -0.0037933 | -0.0023674 | -0.031765 | -0.013231 | -0.011929 | -0.010204 | -0.0041873 | -0.002153 | 0.0015937 | 0.0022658 | 0.021103 | 0.17191 | 0.1728 | 0.14414 | 0.11666 | 0.001657 | -0.030514 | -0.03838 | -0.038564 | -0.033472 | -0.034487 | 65.4656 | 64.141 | 62.9746 | 61.8053 | 60.8149 | 59.7787 | 58.7458 | 59.813 | 63.812 | 68.3078 | 72.52 | 76.3328 | 79.4951 | 81.8873 | 83.4663 | 84.3091 | 84.3629 | 83.7353 | 82.3587 | 80.3059 | 76.4901 | 72.9357 | 70.5792 | 68.5178 | 0.071967 | 0.064206 | 0.070098 | 0.082963 | 0.10737 | 0.085435 | 0.081581 | 0.086927 | 0.094709 | 0.091734 | 0.090663 | 0.10181 | 0.10624 | 0.11653 | 0.12787 | 0.12514 | 0.12104 | 0.1021 | 0.084466 | 0.08473 | 0.077505 | 0.076877 | 0.080758 | 0.079174
Portfolio Adjusted1-in-2AllOther2023June Monthly Peak | Portfolio Adjusted | 1-in-2 | All | Other | 2023 | June Monthly Peak | 6 | 5.8559 | 5.6488 | 5.4832 | 5.4435 | 5.6814 | 6.2883 | 7.0438 | 7.9901 | 8.9429 | 9.6469 | 10.2788 | 10.5913 | 10.6171 | 10.7742 | 10.6932 | 10.4016 | 9.8907 | 9.138 | 8.4826 | 8.0587 | 7.9654 | 7.5073 | 6.8277 | 6.3469 | -0.011155 | -0.019386 | -0.012228 | -0.0048637 | -0.0040128 | -0.028157 | -0.013061 | -0.014545 | -0.011556 | -0.0062747 | -0.007167 | -0.0019189 | -0.00014867 | 0.022656 | 0.17277 | 0.17809 | 0.15387 | 0.12617 | 0.010348 | -0.022996 | -0.031637 | -0.034127 | -0.03225 | -0.034113 | 68.125 | 66.4447 | 65.1395 | 64.1325 | 62.8485 | 61.8752 | 61.1594 | 62.1661 | 66.1431 | 70.7676 | 75.2115 | 79.1269 | 82.2145 | 84.2928 | 85.5277 | 86.1303 | 86.3763 | 86.0311 | 84.8043 | 82.8118 | 79.8865 | 76.1168 | 73.2341 | 71.1671 | 0.072686 | 0.064735 | 0.070758 | 0.083652 | 0.10788 | 0.084952 | 0.08039 | 0.085063 | 0.092347 | 0.089045 | 0.088069 | 0.098528 | 0.10142 | 0.11077 | 0.12124 | 0.12013 | 0.11733 | 0.099738 | 0.083723 | 0.083493 | 0.076937 | 0.076584 | 0.080106 | 0.078721
Portfolio Adjusted1-in-2AllOther2023July Monthly Peak | Portfolio Adjusted | 1-in-2 | All | Other | 2023 | July Monthly Peak | 7 | 6.0601 | 5.8533 | 5.6979 | 5.6473 | 5.9042 | 6.5838 | 7.4134 | 8.3581 | 9.3381 | 10.1003 | 10.7617 | 11.0761 | 11.1152 | 11.3049 | 11.2266 | 10.9264 | 10.4174 | 9.6263 | 8.8559 | 8.4122 | 8.3035 | 7.8142 | 7.1012 | 6.5732 | -0.011055 | -0.015777 | -0.010259 | -0.0062561 | -0.0063167 | -0.022541 | -0.012852 | -0.018343 | -0.013501 | -0.0092804 | -0.014252 | -0.0068291 | -0.0034668 | 0.025568 | 0.17749 | 0.18668 | 0.16657 | 0.13816 | 0.022622 | -0.012029 | -0.021379 | -0.026957 | -0.029952 | -0.032738 | 71.5504 | 70.5626 | 69.5344 | 68.433 | 67.2898 | 66.5362 | 65.8578 | 66.2236 | 69.2479 | 73.787 | 78.2255 | 81.8474 | 84.7795 | 87.2097 | 88.9714 | 89.8333 | 89.9441 | 89.2124 | 87.8242 | 86.2751 | 83.1577 | 79.2791 | 76.6229 | 74.8935 | 0.071922 | 0.064314 | 0.070603 | 0.083328 | 0.10777 | 0.08518 | 0.080706 | 0.084632 | 0.09129 | 0.088112 | 0.086866 | 0.096809 | 0.099505 | 0.10906 | 0.11951 | 0.11861 | 0.11608 | 0.099153 | 0.082728 | 0.082949 | 0.076673 | 0.07624 | 0.07961 | 0.07788
Portfolio Adjusted1-in-2AllOther2023August Monthly Peak | Portfolio Adjusted | 1-in-2 | All | Other | 2023 | August Monthly Peak | 8 | 6.2427 | 6.021 | 5.8492 | 5.8216 | 6.0999 | 6.8289 | 7.7641 | 8.7683 | 9.9185 | 10.7977 | 11.5618 | 11.9381 | 11.9877 | 12.1788 | 12.0611 | 11.6583 | 11.0228 | 10.0943 | 9.2406 | 8.8445 | 8.6368 | 8.0659 | 7.342 | 6.7919 | -0.011046 | -0.010883 | -0.0074881 | -0.0082097 | -0.0095362 | -0.014688 | -0.012675 | -0.024349 | -0.017089 | -0.014269 | -0.025661 | -0.014594 | -0.0086516 | 0.032226 | 0.19374 | 0.2062 | 0.1876 | 0.15548 | 0.040508 | 0.0030843 | -0.0072779 | -0.017195 | -0.027101 | -0.031488 | 73.746 | 72.4678 | 71.0933 | 69.8875 | 68.8369 | 67.8669 | 67.087 | 66.803 | 69.9978 | 75.7609 | 81.0103 | 84.937 | 88.3146 | 90.8183 | 92.0432 | 92.6399 | 92.5317 | 91.7413 | 90.1634 | 87.7428 | 84.1701 | 80.9357 | 78.5953 | 76.8179 | 0.07476 | 0.066718 | 0.073014 | 0.086786 | 0.11246 | 0.089184 | 0.085383 | 0.090507 | 0.099175 | 0.09663 | 0.095751 | 0.10735 | 0.11087 | 0.12159 | 0.13284 | 0.13039 | 0.12564 | 0.10569 | 0.087597 | 0.087914 | 0.080254 | 0.079548 | 0.083227 | 0.081604
Portfolio Adjusted1-in-2AllOther2023September Monthly Peak | Portfolio Adjusted | 1-in-2 | All | Other | 2023 | September Monthly Peak | 9 | 6.0153 | 5.8354 | 5.6712 | 5.6499 | 5.9477 | 6.6524 | 7.6689 | 8.5063 | 9.6057 | 10.4223 | 11.1145 | 11.456 | 11.4803 | 11.6817 | 11.5729 | 11.1359 | 10.4532 | 9.5422 | 8.8022 | 8.6226 | 8.215 | 7.6804 | 6.9566 | 6.4796 | -0.011106 | -0.015378 | -0.0099961 | -0.0065452 | -0.0067983 | -0.022141 | -0.013376 | -0.019938 | -0.01493 | -0.010649 | -0.0168 | -0.0083394 | -0.0043709 | 0.02872 | 0.19021 | 0.19716 | 0.17254 | 0.14135 | 0.025359 | -0.010837 | -0.020107 | -0.026224 | -0.029797 | -0.032813 | 68.3458 | 67.11 | 65.7931 | 64.4767 | 63.5206 | 62.498 | 62.0176 | 61.6627 | 63.8238 | 69.3661 | 75.728 | 81.578 | 85.3801 | 87.6574 | 88.7673 | 89.5309 | 89.4383 | 88.6828 | 86.8361 | 83.5839 | 79.6764 | 76.8889 | 74.7684 | 73.383 | 0.072377 | 0.064988 | 0.071001 | 0.084449 | 0.11008 | 0.087204 | 0.084448 | 0.089257 | 0.098758 | 0.096316 | 0.095118 | 0.1065 | 0.1095 | 0.12028 | 0.13161 | 0.12834 | 0.12277 | 0.10301 | 0.085694 | 0.086835 | 0.077894 | 0.077381 | 0.080199 | 0.078572
Portfolio Adjusted1-in-2AllOther2023October Monthly Peak | Portfolio Adjusted | 1-in-2 | All | Other | 2023 | October Monthly Peak | 10 | 5.8445 | 5.6516 | 5.5063 | 5.4715 | 5.7286 | 6.4153 | 7.4776 | 8.186 | 9.1273 | 9.9445 | 10.6287 | 11.0305 | 11.1297 | 11.3375 | 11.2456 | 10.8174 | 10.1282 | 9.2629 | 8.7923 | 8.4492 | 7.9944 | 7.4644 | 6.7897 | 6.3177 | -0.01107 | -0.015961 | -0.010311 | -0.0061401 | -0.0061407 | -0.022893 | -0.013202 | -0.018586 | -0.014002 | -0.0096887 | -0.014848 | -0.0071263 | -0.003621 | 0.028244 | 0.18893 | 0.19494 | 0.16885 | 0.13842 | 0.02317 | -0.013354 | -0.02233 | -0.02764 | -0.030237 | -0.032951 | 67.9075 | 67.1498 | 65.9232 | 65.1319 | 64.1977 | 63.5927 | 62.9177 | 62.4756 | 63.367 | 68.0607 | 74.413 | 79.8446 | 83.4096 | 85.7224 | 87.0295 | 87.3654 | 86.879 | 85.7922 | 83.5592 | 79.8568 | 75.6094 | 72.474 | 70.1407 | 68.1976 | 0.071916 | 0.064049 | 0.070042 | 0.082884 | 0.10715 | 0.085034 | 0.082739 | 0.086783 | 0.095431 | 0.093734 | 0.093217 | 0.10558 | 0.11033 | 0.12115 | 0.13284 | 0.12979 | 0.12409 | 0.10434 | 0.087633 | 0.087005 | 0.077608 | 0.076778 | 0.079891 | 0.078115
Portfolio Adjusted1-in-2AllOther2023November Monthly Peak | Portfolio Adjusted | 1-in-2 | All | Other | 2023 | November Monthly Peak | 11 | 5.3688 | 5.2083 | 5.0814 | 5.0517 | 5.3132 | 5.9727 | 6.7622 | 7.4392 | 8.1704 | 8.6591 | 9.0855 | 9.2915 | 9.3074 | 9.4252 | 9.2814 | 8.9088 | 8.4775 | 8.271 | 7.7806 | 7.3777 | 7.0225 | 6.5934 | 6.0742 | 5.722 | -0.010754 | -0.021094 | -0.013069 | -0.0037358 | -0.0023379 | -0.031563 | -0.013221 | -0.011679 | -0.0099254 | -0.0040367 | -0.0020631 | 0.0015279 | 0.0021679 | 0.02019 | 0.16006 | 0.15997 | 0.13391 | 0.11388 | 0.0016647 | -0.030108 | -0.036941 | -0.037125 | -0.03225 | -0.033372 | 55.6413 | 54.8594 | 53.7325 | 52.7521 | 51.9187 | 51.4554 | 50.7922 | 50.799 | 54.233 | 60.2126 | 66.7906 | 71.862 | 75.1536 | 76.7924 | 77.6507 | 77.5607 | 75.8469 | 72.1874 | 67.7679 | 64.5502 | 62.1349 | 60.0602 | 59.0891 | 57.8981 | 0.071211 | 0.063546 | 0.069168 | 0.081699 | 0.10603 | 0.084884 | 0.081524 | 0.08509 | 0.092099 | 0.088398 | 0.086822 | 0.097537 | 0.10158 | 0.11142 | 0.12154 | 0.11902 | 0.11639 | 0.10181 | 0.084842 | 0.083581 | 0.074553 | 0.073973 | 0.077781 | 0.076585
Portfolio Adjusted1-in-2AllOther2023December Monthly Peak | Portfolio Adjusted | 1-in-2 | All | Other | 2023 | December Monthly Peak | 12 | 5.1755 | 5.0581 | 4.9627 | 4.9631 | 5.2125 | 6.0052 | 7.0726 | 7.7389 | 8.4853 | 8.8011 | 8.8892 | 8.7524 | 8.4444 | 8.348 | 8.0394 | 7.6747 | 7.5883 | 7.653 | 7.3487 | 7.032 | 6.7524 | 6.4352 | 5.975 | 5.501 | -0.010285 | -0.020072 | -0.012491 | -0.0035801 | -0.002247 | -0.030512 | -0.012958 | -0.011437 | -0.0096804 | -0.0038758 | -0.001933 | 0.0013964 | 0.0019409 | 0.017867 | 0.13964 | 0.13971 | 0.12014 | 0.10494 | 0.0015606 | -0.02843 | -0.035048 | -0.035606 | -0.030816 | -0.031672 | 42.8779 | 42.4089 | 41.5766 | 40.8118 | 40.0704 | 39.5131 | 39.4835 | 39.4732 | 39.8773 | 42.6186 | 45.3138 | 47.3379 | 48.694 | 49.5247 | 50.2492 | 50.4794 | 50.1249 | 48.6653 | 46.8552 | 45.5399 | 44.5769 | 43.7056 | 42.8178 | 41.8901 | 0.068119 | 0.060504 | 0.066123 | 0.078311 | 0.10192 | 0.082123 | 0.08 | 0.083395 | 0.089905 | 0.084959 | 0.081421 | 0.089188 | 0.090965 | 0.098598 | 0.10652 | 0.10521 | 0.10517 | 0.093513 | 0.07956 | 0.078957 | 0.07078 | 0.070987 | 0.074373 | 0.072698
Portfolio Adjusted1-in-2AllOther2023Typical Event Day | Portfolio Adjusted | 1-in-2 | All | Other | 2023 | Typical Event Day | 8 | 6.124 | 5.907 | 5.731 | 5.7031 | 5.9768 | 6.6801 | 7.5788 | 8.5023 | 9.5303 | 10.2995 | 10.9887 | 11.3333 | 11.3874 | 11.5879 | 11.5018 | 11.1374 | 10.5346 | 9.6683 | 8.8972 | 8.5324 | 8.3583 | 7.8161 | 7.1256 | 6.6102 | -0.011253 | -0.015617 | -0.010126 | -0.006521 | -0.0066986 | -0.022337 | -0.01323 | -0.019495 | -0.014361 | -0.010089 | -0.015823 | -0.0078064 | -0.0040816 | 0.027534 | 0.18559 | 0.19385 | 0.17123 | 0.14094 | 0.024554 | -0.011017 | -0.020448 | -0.026404 | -0.030119 | -0.033168 | 70.4418 | 69.1463 | 67.8901 | 66.7324 | 65.6239 | 64.6941 | 64.0305 | 64.2138 | 67.3032 | 72.4204 | 77.5438 | 81.8723 | 85.1722 | 87.4946 | 88.8274 | 89.5336 | 89.5726 | 88.9169 | 87.407 | 85.1034 | 81.7227 | 78.3051 | 75.8052 | 74.0654 | 0.073308 | 0.065425 | 0.071373 | 0.084773 | 0.10981 | 0.087098 | 0.083405 | 0.087903 | 0.095513 | 0.092334 | 0.091179 | 0.10216 | 0.1055 | 0.11583 | 0.12675 | 0.12457 | 0.12019 | 0.10146 | 0.084532 | 0.084973 | 0.077735 | 0.077119 | 0.080829 | 0.079302
Portfolio Adjusted1-in-2AllOther2024January Monthly Peak | Portfolio Adjusted | 1-in-2 | All | Other | 2024 | January Monthly Peak | 1 | 5.0387 | 4.9317 | 4.8201 | 4.8496 | 5.1015 | 5.9099 | 7.0562 | 7.6783 | 8.32 | 8.6162 | 8.7515 | 8.7154 | 8.463 | 8.4619 | 8.2101 | 7.8231 | 7.6144 | 7.6386 | 7.3267 | 6.9633 | 6.666 | 6.2941 | 5.8269 | 5.3676 | -0.010279 | -0.020122 | -0.012444 | -0.0036084 | -0.0022717 | -0.030866 | -0.01321 | -0.011648 | -0.0097912 | -0.0039001 | -0.0019555 | 0.0014223 | 0.0019844 | 0.018419 | 0.1444 | 0.14375 | 0.12143 | 0.10555 | 0.0015747 | -0.028514 | -0.035096 | -0.035456 | -0.030835 | -0.031823 | 46.5162 | 46.0996 | 45.9021 | 45.5492 | 45.2628 | 45.0977 | 45.0481 | 44.7675 | 45.0172 | 46.7603 | 49.0421 | 51.1507 | 52.7933 | 53.7559 | 54.3393 | 54.2468 | 54.0166 | 53.1051 | 51.3774 | 50.0866 | 49.2666 | 48.7798 | 47.9669 | 47.2351 | 0.068035 | 0.060585 | 0.065854 | 0.078902 | 0.10301 | 0.082976 | 0.081492 | 0.084895 | 0.090889 | 0.085445 | 0.082315 | 0.090801 | 0.092972 | 0.10162 | 0.11036 | 0.10864 | 0.10687 | 0.094871 | 0.080266 | 0.079176 | 0.070857 | 0.07067 | 0.074392 | 0.073009
Portfolio Adjusted1-in-2AllOther2024February Monthly Peak | Portfolio Adjusted | 1-in-2 | All | Other | 2024 | February Monthly Peak | 2 | 5.1758 | 5.0351 | 4.9193 | 4.9445 | 5.1939 | 5.9121 | 6.8969 | 7.4745 | 8.1594 | 8.5152 | 8.7885 | 8.8758 | 8.7779 | 8.8845 | 8.7408 | 8.3739 | 7.9937 | 7.7674 | 7.613 | 7.2191 | 6.8827 | 6.4683 | 5.9468 | 5.5294 | -0.010437 | -0.020441 | -0.012678 | -0.0036666 | -0.0022899 | -0.030958 | -0.013203 | -0.011599 | -0.0098076 | -0.0039371 | -0.0019928 | 0.0014645 | 0.0020614 | 0.019277 | 0.15255 | 0.15191 | 0.12695 | 0.10778 | 0.0016255 | -0.029407 | -0.036142 | -0.036447 | -0.031512 | -0.032413 | 48.581 | 47.9917 | 47.5122 | 47.1418 | 47.2641 | 46.8721 | 46.4196 | 46.8807 | 48.0961 | 51.5646 | 55.4535 | 58.2298 | 59.9952 | 60.8338 | 61.4129 | 61.8911 | 61.8741 | 60.9353 | 58.7783 | 56.2726 | 54.7247 | 53.4385 | 52.3907 | 51.0343 | 0.069097 | 0.061562 | 0.067094 | 0.080181 | 0.10385 | 0.083255 | 0.081429 | 0.084519 | 0.091017 | 0.086227 | 0.083864 | 0.09348 | 0.096579 | 0.10636 | 0.11636 | 0.11376 | 0.11101 | 0.097246 | 0.082852 | 0.081645 | 0.072954 | 0.072629 | 0.076011 | 0.074375
Portfolio Adjusted1-in-2AllOther2024March Monthly Peak | Portfolio Adjusted | 1-in-2 | All | Other | 2024 | March Monthly Peak | 3 | 5.266 | 5.1127 | 4.9933 | 4.9819 | 5.2031 | 5.9014 | 6.9452 | 7.5358 | 8.1389 | 8.5013 | 8.8102 | 8.9241 | 8.8659 | 8.9882 | 8.8716 | 8.5553 | 8.1925 | 7.7618 | 7.5075 | 7.4192 | 7.1119 | 6.6807 | 6.1277 | 5.6754 | -0.010639 | -0.020815 | -0.012955 | -0.0037087 | -0.0023016 | -0.030926 | -0.013237 | -0.011669 | -0.0098076 | -0.0039338 | -0.001998 | 0.0014699 | 0.0020746 | 0.019326 | 0.15369 | 0.15418 | 0.12925 | 0.10764 | 0.0016311 | -0.030307 | -0.037337 | -0.037536 | -0.032431 | -0.033305 | 50.3705 | 49.6392 | 48.8608 | 48.2987 | 47.7398 | 47.3821 | 46.9746 | 46.9558 | 49.1144 | 52.0744 | 54.9612 | 57.4949 | 59.8402 | 61.3048 | 62.2427 | 62.8978 | 62.6605 | 61.8592 | 59.7179 | 56.7522 | 54.6351 | 53.0627 | 51.6793 | 50.573 | 0.070436 | 0.062681 | 0.068558 | 0.081097 | 0.10438 | 0.08317 | 0.081652 | 0.08503 | 0.091013 | 0.086151 | 0.084081 | 0.09383 | 0.097198 | 0.10664 | 0.11666 | 0.11488 | 0.11214 | 0.097036 | 0.083115 | 0.084143 | 0.075366 | 0.074803 | 0.07823 | 0.076421
Portfolio Adjusted1-in-2AllOther2024April Monthly Peak | Portfolio Adjusted | 1-in-2 | All | Other | 2024 | April Monthly Peak | 4 | 5.4995 | 5.3119 | 5.1545 | 5.1278 | 5.3626 | 5.9986 | 6.8157 | 7.5006 | 8.2886 | 8.8549 | 9.4135 | 9.7015 | 9.8237 | 10.0183 | 9.9606 | 9.6319 | 9.1036 | 8.4086 | 7.8139 | 7.7115 | 7.5106 | 7.0175 | 6.4081 | 5.9739 | -0.010888 | -0.021297 | -0.013191 | -0.0037753 | -0.0023473 | -0.031471 | -0.013184 | -0.011699 | -0.0099485 | -0.0040471 | -0.0020799 | 0.00154 | 0.0021987 | 0.020538 | 0.16717 | 0.16833 | 0.14058 | 0.11445 | 0.0016478 | -0.030758 | -0.03839 | -0.038493 | -0.033293 | -0.034277 | 63.1381 | 61.8929 | 60.7656 | 59.6863 | 58.7468 | 57.9341 | 57.2763 | 57.1421 | 59.4414 | 63.756 | 69.2374 | 73.967 | 77.305 | 79.2574 | 80.5202 | 81.1923 | 81.2169 | 80.7335 | 79.7549 | 77.7345 | 74.0611 | 71.0809 | 68.6309 | 66.5234 | 0.072112 | 0.064168 | 0.069814 | 0.082563 | 0.10646 | 0.084651 | 0.081311 | 0.085246 | 0.092326 | 0.088651 | 0.087571 | 0.098363 | 0.10308 | 0.11339 | 0.12456 | 0.12238 | 0.11864 | 0.10084 | 0.083985 | 0.085404 | 0.077508 | 0.076722 | 0.080316 | 0.078676
Portfolio Adjusted1-in-2AllOther2024May Monthly Peak | Portfolio Adjusted | 1-in-2 | All | Other | 2024 | May Monthly Peak | 5 | 5.5837 | 5.395 | 5.2409 | 5.212 | 5.4683 | 6.0973 | 6.8302 | 7.6984 | 8.5885 | 9.2433 | 9.834 | 10.1383 | 10.2227 | 10.3868 | 10.3064 | 9.9585 | 9.3887 | 8.6294 | 7.9711 | 7.713 | 7.6305 | 7.1475 | 6.5311 | 6.097 | -0.010896 | -0.021364 | -0.013281 | -0.0038044 | -0.0023743 | -0.031858 | -0.01327 | -0.011964 | -0.010234 | -0.0041995 | -0.0021593 | 0.0015984 | 0.0022725 | 0.021165 | 0.17231 | 0.17318 | 0.14443 | 0.1169 | 0.0016618 | -0.030603 | -0.038492 | -0.038677 | -0.03357 | -0.034588 | 65.4655 | 64.1409 | 62.9745 | 61.8052 | 60.8149 | 59.7787 | 58.7458 | 59.813 | 63.8119 | 68.3076 | 72.5199 | 76.3327 | 79.4949 | 81.8872 | 83.4662 | 84.3089 | 84.3627 | 83.7351 | 82.3585 | 80.3056 | 76.4898 | 72.9355 | 70.579 | 68.5177 | 0.072176 | 0.064391 | 0.070302 | 0.083205 | 0.10769 | 0.085682 | 0.081818 | 0.08718 | 0.094985 | 0.092001 | 0.090926 | 0.1021 | 0.10655 | 0.11687 | 0.12824 | 0.1255 | 0.12139 | 0.1024 | 0.084712 | 0.084976 | 0.07773 | 0.077101 | 0.080993 | 0.079404
Portfolio Adjusted1-in-2AllOther2024June Monthly Peak | Portfolio Adjusted | 1-in-2 | All | Other | 2024 | June Monthly Peak | 6 | 5.8652 | 5.6579 | 5.492 | 5.4523 | 5.6907 | 6.2989 | 7.0561 | 8.0036 | 8.9571 | 9.6615 | 10.2939 | 10.6065 | 10.6319 | 10.7892 | 10.7077 | 10.4156 | 9.9039 | 9.1504 | 8.4946 | 8.0703 | 7.9769 | 7.5184 | 6.8381 | 6.3569 | -0.011188 | -0.019443 | -0.012264 | -0.0048779 | -0.0040245 | -0.028239 | -0.013099 | -0.014587 | -0.01159 | -0.0062931 | -0.007188 | -0.0019246 | -0.0001491 | 0.022722 | 0.17316 | 0.17848 | 0.15418 | 0.12643 | 0.010379 | -0.023063 | -0.031729 | -0.034227 | -0.032344 | -0.034213 | 68.1249 | 66.4447 | 65.1395 | 64.1325 | 62.8485 | 61.8753 | 61.1595 | 62.1662 | 66.1431 | 70.7675 | 75.2114 | 79.1268 | 82.2143 | 84.2926 | 85.5275 | 86.1301 | 86.3761 | 86.0309 | 84.8041 | 82.8116 | 79.8862 | 76.1166 | 73.2339 | 71.1669 | 0.072897 | 0.064922 | 0.070964 | 0.083896 | 0.10819 | 0.085197 | 0.080623 | 0.08531 | 0.092616 | 0.089303 | 0.088324 | 0.098813 | 0.10171 | 0.11109 | 0.12159 | 0.12048 | 0.11767 | 0.10003 | 0.083967 | 0.083736 | 0.077161 | 0.076806 | 0.080339 | 0.07895
Portfolio Adjusted1-in-2AllOther2024July Monthly Peak | Portfolio Adjusted | 1-in-2 | All | Other | 2024 | July Monthly Peak | 7 | 6.0696 | 5.8626 | 5.707 | 5.6563 | 5.9137 | 6.5948 | 7.4261 | 8.372 | 9.3526 | 10.1152 | 10.7771 | 11.0914 | 11.1302 | 11.3201 | 11.2413 | 10.9406 | 10.4308 | 9.6389 | 8.8681 | 8.4241 | 8.3153 | 7.8255 | 7.1118 | 6.5833 | -0.011087 | -0.015823 | -0.010289 | -0.0062744 | -0.0063352 | -0.022607 | -0.012889 | -0.018397 | -0.013541 | -0.0093076 | -0.014293 | -0.0068491 | -0.0034769 | 0.025643 | 0.17788 | 0.18708 | 0.16691 | 0.13845 | 0.022688 | -0.012064 | -0.021442 | -0.027036 | -0.03004 | -0.032834 | 71.5502 | 70.5625 | 69.5342 | 68.4329 | 67.2897 | 66.5362 | 65.8578 | 66.2235 | 69.2478 | 73.7869 | 78.2253 | 81.8473 | 84.7793 | 87.2096 | 88.9713 | 89.8331 | 89.9439 | 89.2122 | 87.824 | 86.2749 | 83.1575 | 79.2788 | 76.6227 | 74.8933 | 0.07213 | 0.0645 | 0.070808 | 0.083571 | 0.10808 | 0.085426 | 0.08094 | 0.084878 | 0.091555 | 0.088367 | 0.087117 | 0.097089 | 0.099793 | 0.10938 | 0.11985 | 0.11896 | 0.11642 | 0.099442 | 0.082968 | 0.08319 | 0.076895 | 0.076462 | 0.079841 | 0.078106
Portfolio Adjusted1-in-2AllOther2024August Monthly Peak | Portfolio Adjusted | 1-in-2 | All | Other | 2024 | August Monthly Peak | 8 | 6.2525 | 6.0306 | 5.8585 | 5.8309 | 6.1098 | 6.8403 | 7.7774 | 8.7831 | 9.9341 | 10.814 | 11.5786 | 11.9551 | 12.0044 | 12.1957 | 12.0774 | 11.6738 | 11.0372 | 10.1078 | 9.2534 | 8.857 | 8.6491 | 8.0777 | 7.353 | 6.8025 | -0.011078 | -0.010915 | -0.0075101 | -0.0082338 | -0.0095641 | -0.014731 | -0.012712 | -0.02442 | -0.017139 | -0.014311 | -0.025736 | -0.014636 | -0.0086769 | 0.03232 | 0.19418 | 0.20665 | 0.188 | 0.15582 | 0.040626 | 0.0030933 | -0.0072992 | -0.017245 | -0.02718 | -0.031581 | 73.746 | 72.4678 | 71.0934 | 69.8875 | 68.837 | 67.867 | 67.0871 | 66.8031 | 69.9979 | 75.7609 | 81.0103 | 84.937 | 88.3146 | 90.8182 | 92.0431 | 92.6398 | 92.5317 | 91.7412 | 90.1633 | 87.7427 | 84.17 | 80.9356 | 78.5952 | 76.8179 | 0.074977 | 0.06691 | 0.073227 | 0.087039 | 0.11279 | 0.089442 | 0.085631 | 0.09077 | 0.099464 | 0.096911 | 0.096028 | 0.10766 | 0.11119 | 0.12194 | 0.13323 | 0.13076 | 0.12601 | 0.106 | 0.087851 | 0.08817 | 0.080486 | 0.079779 | 0.083469 | 0.081841
Portfolio Adjusted1-in-2AllOther2024September Monthly Peak | Portfolio Adjusted | 1-in-2 | All | Other | 2024 | September Monthly Peak | 9 | 6.0249 | 5.8448 | 5.6803 | 5.659 | 5.9575 | 6.6636 | 7.6822 | 8.521 | 9.6214 | 10.4386 | 11.1314 | 11.473 | 11.4969 | 11.6985 | 11.5892 | 11.1513 | 10.4675 | 9.5554 | 8.8149 | 8.635 | 8.2271 | 7.6919 | 6.9673 | 6.4899 | -0.011138 | -0.015423 | -0.010025 | -0.0065643 | -0.0068182 | -0.022206 | -0.013415 | -0.019997 | -0.014974 | -0.01068 | -0.016849 | -0.0083639 | -0.0043837 | 0.028804 | 0.19064 | 0.1976 | 0.1729 | 0.14165 | 0.025433 | -0.010868 | -0.020166 | -0.026301 | -0.029884 | -0.032909 | 68.3458 | 67.11 | 65.7932 | 64.4768 | 63.5208 | 62.4982 | 62.0178 | 61.6629 | 63.824 | 69.3662 | 75.7281 | 81.578 | 85.3801 | 87.6575 | 88.7674 | 89.531 | 89.4384 | 88.6828 | 86.8361 | 83.5838 | 79.6763 | 76.8889 | 74.7684 | 73.383 | 0.072587 | 0.065176 | 0.071208 | 0.084695 | 0.1104 | 0.087456 | 0.084693 | 0.089516 | 0.099045 | 0.096596 | 0.095393 | 0.10681 | 0.10981 | 0.12063 | 0.13199 | 0.12871 | 0.12312 | 0.10331 | 0.085943 | 0.087087 | 0.07812 | 0.077606 | 0.080433 | 0.0788
Portfolio Adjusted1-in-2AllOther2024October Monthly Peak | Portfolio Adjusted | 1-in-2 | All | Other | 2024 | October Monthly Peak | 10 | 5.854 | 5.6609 | 5.5153 | 5.4804 | 5.7381 | 6.4263 | 7.4906 | 8.2002 | 9.1425 | 9.9604 | 10.6452 | 11.0473 | 11.1464 | 11.3544 | 11.2621 | 10.8329 | 10.1426 | 9.2762 | 8.8052 | 8.4616 | 8.0064 | 7.4759 | 6.8004 | 6.3279 | -0.011103 | -0.016008 | -0.010341 | -0.0061581 | -0.0061587 | -0.02296 | -0.013241 | -0.01864 | -0.014044 | -0.0097171 | -0.014892 | -0.0071472 | -0.0036316 | 0.028326 | 0.18936 | 0.19538 | 0.16921 | 0.13872 | 0.023238 | -0.013393 | -0.022395 | -0.027721 | -0.030326 | -0.033047 | 67.9076 | 67.1499 | 65.9233 | 65.132 | 64.1978 | 63.5928 | 62.9178 | 62.4757 | 63.3671 | 68.0608 | 74.4131 | 79.8447 | 83.4097 | 85.7225 | 87.0296 | 87.3655 | 86.8791 | 85.7922 | 83.5592 | 79.8568 | 75.6094 | 72.4741 | 70.1408 | 68.1977 | 0.072125 | 0.064234 | 0.070246 | 0.083125 | 0.10746 | 0.08528 | 0.082979 | 0.087036 | 0.095709 | 0.094006 | 0.093488 | 0.10589 | 0.11065 | 0.1215 | 0.13322 | 0.13017 | 0.12445 | 0.10464 | 0.087888 | 0.087258 | 0.077834 | 0.077001 | 0.080123 | 0.078342
Portfolio Adjusted1-in-2AllOther2024November Monthly Peak | Portfolio Adjusted | 1-in-2 | All | Other | 2024 | November Monthly Peak | 11 | 5.3777 | 5.2169 | 5.0897 | 5.0599 | 5.322 | 5.9829 | 6.7742 | 7.4523 | 8.1841 | 8.6731 | 9.1 | 9.3061 | 9.3218 | 9.4398 | 9.2956 | 8.9222 | 8.4902 | 8.2833 | 7.7923 | 7.3889 | 7.0333 | 6.6037 | 6.084 | 5.7314 | -0.010785 | -0.021156 | -0.013107 | -0.0037467 | -0.0023448 | -0.031655 | -0.01326 | -0.011713 | -0.0099545 | -0.0040485 | -0.0020691 | 0.0015324 | 0.0021742 | 0.020249 | 0.16043 | 0.16033 | 0.13419 | 0.11412 | 0.0016696 | -0.030196 | -0.037049 | -0.037234 | -0.032345 | -0.03347 | 55.6414 | 54.8596 | 53.7327 | 52.7523 | 51.9189 | 51.4556 | 50.7925 | 50.7992 | 54.2332 | 60.2128 | 66.7907 | 71.8621 | 75.1537 | 76.7926 | 77.6508 | 77.5608 | 75.847 | 72.1874 | 67.7679 | 64.5502 | 62.135 | 60.0603 | 59.0892 | 57.8982 | 0.071417 | 0.06373 | 0.069369 | 0.081937 | 0.10634 | 0.08513 | 0.081761 | 0.085338 | 0.092368 | 0.088655 | 0.087074 | 0.09782 | 0.10187 | 0.11174 | 0.12189 | 0.11937 | 0.11673 | 0.1021 | 0.08509 | 0.083825 | 0.07477 | 0.074188 | 0.078008 | 0.076808
Portfolio Adjusted1-in-2AllOther2024December Monthly Peak | Portfolio Adjusted | 1-in-2 | All | Other | 2024 | December Monthly Peak | 12 | 5.1839 | 5.0663 | 4.9706 | 4.971 | 5.221 | 6.0151 | 7.0844 | 7.7517 | 8.4987 | 8.8145 | 8.9028 | 8.7657 | 8.4574 | 8.3609 | 8.0519 | 7.6865 | 7.5998 | 7.6643 | 7.3597 | 7.0426 | 6.7627 | 6.4451 | 5.9843 | 5.5099 | -0.010315 | -0.020131 | -0.012527 | -0.0035906 | -0.0022536 | -0.030601 | -0.012996 | -0.01147 | -0.0097088 | -0.0038872 | -0.0019387 | 0.0014005 | 0.0019466 | 0.017919 | 0.13996 | 0.14003 | 0.12039 | 0.10516 | 0.0015652 | -0.028513 | -0.035151 | -0.035711 | -0.030906 | -0.031765 | 42.8782 | 42.4092 | 41.5769 | 40.8121 | 40.0707 | 39.5134 | 39.4838 | 39.4735 | 39.8775 | 42.6189 | 45.3141 | 47.3382 | 48.6943 | 49.525 | 50.2495 | 50.4797 | 50.1252 | 48.6656 | 46.8555 | 45.5402 | 44.5772 | 43.7059 | 42.8182 | 41.8904 | 0.068317 | 0.060679 | 0.066316 | 0.078539 | 0.10222 | 0.08236 | 0.080232 | 0.083638 | 0.090166 | 0.085206 | 0.081658 | 0.089447 | 0.09123 | 0.098886 | 0.10683 | 0.10551 | 0.10548 | 0.093785 | 0.079792 | 0.079187 | 0.070985 | 0.071194 | 0.07459 | 0.07291
Portfolio Adjusted1-in-2AllOther2024Typical Event Day | Portfolio Adjusted | 1-in-2 | All | Other | 2024 | Typical Event Day | 8 | 6.1337 | 5.9165 | 5.7402 | 5.7123 | 5.9866 | 6.6913 | 7.5919 | 8.5167 | 9.5455 | 10.3151 | 11.0049 | 11.3495 | 11.4033 | 11.604 | 11.5175 | 11.1523 | 10.5485 | 9.6813 | 8.9096 | 8.5446 | 8.3703 | 7.8276 | 7.1364 | 6.6206 | -0.011286 | -0.015663 | -0.010156 | -0.0065401 | -0.0067182 | -0.022403 | -0.013269 | -0.019552 | -0.014404 | -0.010119 | -0.015869 | -0.0078292 | -0.0040936 | 0.027614 | 0.186 | 0.19427 | 0.17158 | 0.14124 | 0.024626 | -0.011049 | -0.020508 | -0.026481 | -0.030207 | -0.033266 | 70.4417 | 69.1462 | 67.8901 | 66.7324 | 65.624 | 64.6942 | 64.0306 | 64.2139 | 67.3032 | 72.4204 | 77.5438 | 81.8723 | 85.1721 | 87.4945 | 88.8273 | 89.5335 | 89.5725 | 88.9168 | 87.4069 | 85.1032 | 81.7225 | 78.305 | 75.805 | 74.0653 | 0.07352 | 0.065613 | 0.071581 | 0.08502 | 0.11013 | 0.087349 | 0.083647 | 0.088159 | 0.09579 | 0.092601 | 0.091442 | 0.10246 | 0.10581 | 0.11617 | 0.12712 | 0.12494 | 0.12054 | 0.10176 | 0.084778 | 0.08522 | 0.07796 | 0.077343 | 0.081063 | 0.079533
Portfolio Adjusted1-in-2AllOther2025January Monthly Peak | Portfolio Adjusted | 1-in-2 | All | Other | 2025 | January Monthly Peak | 1 | 5.0472 | 4.9399 | 4.828 | 4.8576 | 5.1101 | 5.9199 | 7.0682 | 7.6914 | 8.3335 | 8.6297 | 8.7652 | 8.729 | 8.4762 | 8.4752 | 8.2229 | 7.8353 | 7.6261 | 7.65 | 7.3378 | 6.9739 | 6.6763 | 6.304 | 5.8362 | 5.3765 | -0.010309 | -0.020181 | -0.01248 | -0.003619 | -0.0022783 | -0.030956 | -0.013249 | -0.011682 | -0.0098198 | -0.0039115 | -0.0019612 | 0.0014264 | 0.0019903 | 0.018473 | 0.14474 | 0.14408 | 0.12169 | 0.10577 | 0.0015793 | -0.028597 | -0.035199 | -0.03556 | -0.030925 | -0.031916 | 46.5165 | 46.0999 | 45.9024 | 45.5495 | 45.2631 | 45.098 | 45.0484 | 44.7678 | 45.0175 | 46.7606 | 49.0424 | 51.151 | 52.7936 | 53.7561 | 54.3396 | 54.2471 | 54.0169 | 53.1054 | 51.3777 | 50.0869 | 49.2669 | 48.7801 | 47.9673 | 47.2354 | 0.068233 | 0.06076 | 0.066046 | 0.079133 | 0.10332 | 0.083216 | 0.081728 | 0.085142 | 0.091153 | 0.085693 | 0.082554 | 0.091065 | 0.093243 | 0.10192 | 0.11068 | 0.10896 | 0.10719 | 0.095147 | 0.0805 | 0.079406 | 0.071063 | 0.070876 | 0.074609 | 0.073222
Portfolio Adjusted1-in-2AllOther2025February Monthly Peak | Portfolio Adjusted | 1-in-2 | All | Other | 2025 | February Monthly Peak | 2 | 5.1844 | 5.0434 | 4.9273 | 4.9526 | 5.2025 | 5.9221 | 6.9089 | 7.4876 | 8.173 | 8.5289 | 8.8025 | 8.8898 | 8.7917 | 8.8985 | 8.7544 | 8.3867 | 8.0058 | 7.7791 | 7.6245 | 7.2301 | 6.8933 | 6.4785 | 5.9563 | 5.5385 | -0.010467 | -0.020501 | -0.012715 | -0.0036774 | -0.0022966 | -0.031049 | -0.013241 | -0.011633 | -0.0098363 | -0.0039486 | -0.0019986 | 0.0014688 | 0.0020675 | 0.019334 | 0.15291 | 0.15226 | 0.12722 | 0.10801 | 0.0016303 | -0.029493 | -0.036248 | -0.036554 | -0.031604 | -0.032507 | 48.5812 | 47.9919 | 47.5124 | 47.1419 | 47.2643 | 46.8723 | 46.4198 | 46.8809 | 48.0962 | 51.5648 | 55.4537 | 58.23 | 59.9954 | 60.834 | 61.4131 | 61.8912 | 61.8742 | 60.9354 | 58.7784 | 56.2728 | 54.7248 | 53.4387 | 52.3909 | 51.0346 | 0.069298 | 0.06174 | 0.06729 | 0.080415 | 0.10415 | 0.083496 | 0.081665 | 0.084765 | 0.091282 | 0.086478 | 0.084107 | 0.093752 | 0.09686 | 0.10667 | 0.1167 | 0.1141 | 0.11133 | 0.097529 | 0.083093 | 0.081883 | 0.073166 | 0.07284 | 0.076232 | 0.074592
Portfolio Adjusted1-in-2AllOther2025March Monthly Peak | Portfolio Adjusted | 1-in-2 | All | Other | 2025 | March Monthly Peak | 3 | 5.2747 | 5.1212 | 5.0015 | 4.9901 | 5.2118 | 5.9114 | 6.9572 | 7.5489 | 8.1525 | 8.515 | 8.8242 | 8.9382 | 8.8798 | 9.0021 | 8.8852 | 8.5683 | 8.2047 | 7.7735 | 7.519 | 7.4305 | 7.1229 | 6.6912 | 6.1376 | 5.6848 | -0.010671 | -0.020876 | -0.012993 | -0.0037195 | -0.0023083 | -0.031017 | -0.013275 | -0.011703 | -0.0098363 | -0.0039453 | -0.0020039 | 0.0014742 | 0.0020807 | 0.019383 | 0.15405 | 0.15453 | 0.12952 | 0.10787 | 0.0016359 | -0.030396 | -0.037447 | -0.037646 | -0.032526 | -0.033402 | 50.3707 | 49.6393 | 48.861 | 48.2988 | 47.7399 | 47.3823 | 46.9748 | 46.956 | 49.1146 | 52.0745 | 54.9613 | 57.495 | 59.8403 | 61.305 | 62.2429 | 62.8979 | 62.6606 | 61.8593 | 59.718 | 56.7523 | 54.6352 | 53.0629 | 51.6795 | 50.5732 | 0.070641 | 0.062862 | 0.068758 | 0.081334 | 0.10468 | 0.08341 | 0.081889 | 0.085277 | 0.091278 | 0.086402 | 0.084325 | 0.094103 | 0.097481 | 0.10695 | 0.117 | 0.11521 | 0.11247 | 0.09732 | 0.083357 | 0.084388 | 0.075585 | 0.075021 | 0.078458 | 0.076643
Portfolio Adjusted1-in-2AllOther2025April Monthly Peak | Portfolio Adjusted | 1-in-2 | All | Other | 2025 | April Monthly Peak | 4 | 5.5084 | 5.3206 | 5.1629 | 5.1361 | 5.3715 | 6.0088 | 6.8277 | 7.5137 | 8.3024 | 8.869 | 9.428 | 9.7162 | 9.8384 | 10.0331 | 9.9751 | 9.6457 | 9.1165 | 8.4207 | 7.8256 | 7.7229 | 7.5218 | 7.0282 | 6.4181 | 5.9835 | -0.01092 | -0.02136 | -0.013229 | -0.0037863 | -0.0023542 | -0.031563 | -0.013223 | -0.011734 | -0.0099776 | -0.0040589 | -0.002086 | 0.0015445 | 0.0022051 | 0.020598 | 0.16756 | 0.16871 | 0.14087 | 0.11469 | 0.0016526 | -0.030848 | -0.038502 | -0.038606 | -0.033391 | -0.034377 | 63.138 | 61.8929 | 60.7656 | 59.6862 | 58.7468 | 57.9341 | 57.2763 | 57.1421 | 59.4414 | 63.756 | 69.2373 | 73.9669 | 77.3049 | 79.2573 | 80.5201 | 81.1921 | 81.2167 | 80.7334 | 79.7547 | 77.7343 | 74.0609 | 71.0807 | 68.6307 | 66.5233 | 0.072321 | 0.064353 | 0.070017 | 0.082804 | 0.10677 | 0.084895 | 0.081547 | 0.085495 | 0.092595 | 0.088909 | 0.087825 | 0.098649 | 0.10338 | 0.11372 | 0.12493 | 0.12274 | 0.11898 | 0.10113 | 0.084229 | 0.085653 | 0.077734 | 0.076945 | 0.08055 | 0.078905
Portfolio Adjusted1-in-2AllOther2025May Monthly Peak | Portfolio Adjusted | 1-in-2 | All | Other | 2025 | May Monthly Peak | 5 | 5.5926 | 5.4037 | 5.2493 | 5.2204 | 5.4773 | 6.1076 | 6.8422 | 7.7118 | 8.6027 | 9.2579 | 9.8491 | 10.1536 | 10.2378 | 10.4021 | 10.3213 | 9.9726 | 9.4019 | 8.6417 | 7.9828 | 7.7244 | 7.6418 | 7.1583 | 6.5412 | 6.1067 | -0.010927 | -0.021427 | -0.01332 | -0.0038155 | -0.0023813 | -0.031951 | -0.013308 | -0.011999 | -0.010264 | -0.0042118 | -0.0021656 | 0.001603 | 0.0022791 | 0.021227 | 0.1727 | 0.17356 | 0.14473 | 0.11714 | 0.0016667 | -0.030693 | -0.038605 | -0.038791 | -0.033669 | -0.03469 | 65.4654 | 64.1409 | 62.9745 | 61.8052 | 60.8149 | 59.7787 | 58.7459 | 59.813 | 63.8119 | 68.3075 | 72.5197 | 76.3325 | 79.4948 | 81.887 | 83.466 | 84.3087 | 84.3625 | 83.7349 | 82.3583 | 80.3054 | 76.4896 | 72.9353 | 70.5788 | 68.5175 | 0.072385 | 0.064577 | 0.070507 | 0.083447 | 0.108 | 0.08593 | 0.082056 | 0.087434 | 0.095261 | 0.092268 | 0.09119 | 0.1024 | 0.10686 | 0.11721 | 0.12861 | 0.12587 | 0.12175 | 0.1027 | 0.084958 | 0.085224 | 0.077956 | 0.077325 | 0.081229 | 0.079635
Portfolio Adjusted1-in-2AllOther2025June Monthly Peak | Portfolio Adjusted | 1-in-2 | All | Other | 2025 | June Monthly Peak | 6 | 5.8746 | 5.667 | 5.5009 | 5.4611 | 5.7 | 6.3096 | 7.0684 | 8.0172 | 8.9714 | 9.6762 | 10.3091 | 10.6217 | 10.6469 | 10.8042 | 10.7223 | 10.4295 | 9.9171 | 9.1628 | 8.5066 | 8.0819 | 7.9885 | 7.5295 | 6.8485 | 6.3669 | -0.011221 | -0.0195 | -0.0123 | -0.0048922 | -0.0040363 | -0.028322 | -0.013137 | -0.01463 | -0.011624 | -0.0063115 | -0.007209 | -0.0019302 | -0.00014954 | 0.022789 | 0.17355 | 0.17887 | 0.1545 | 0.12669 | 0.010409 | -0.023131 | -0.031822 | -0.034328 | -0.032439 | -0.034313 | 68.1249 | 66.4447 | 65.1394 | 64.1325 | 62.8485 | 61.8753 | 61.1595 | 62.1662 | 66.143 | 70.7674 | 75.2113 | 79.1266 | 82.2141 | 84.2924 | 85.5273 | 86.1299 | 86.3759 | 86.0307 | 84.8039 | 82.8113 | 79.8859 | 76.1163 | 73.2337 | 71.1668 | 0.073108 | 0.065109 | 0.071171 | 0.08414 | 0.10851 | 0.085444 | 0.080857 | 0.085559 | 0.092885 | 0.089562 | 0.08858 | 0.0991 | 0.10201 | 0.11142 | 0.12195 | 0.12083 | 0.11801 | 0.10032 | 0.084211 | 0.083979 | 0.077385 | 0.077029 | 0.080573 | 0.079179
Portfolio Adjusted1-in-2AllOther2025July Monthly Peak | Portfolio Adjusted | 1-in-2 | All | Other | 2025 | July Monthly Peak | 7 | 6.0791 | 5.8719 | 5.7161 | 5.6653 | 5.9233 | 6.6058 | 7.4388 | 8.3859 | 9.3671 | 10.13 | 10.7924 | 11.1068 | 11.1452 | 11.3352 | 11.2561 | 10.9547 | 10.4442 | 9.6516 | 8.8803 | 8.436 | 8.3272 | 7.8369 | 7.1225 | 6.5935 | -0.01112 | -0.01587 | -0.010319 | -0.0062928 | -0.0063538 | -0.022673 | -0.012927 | -0.018451 | -0.01358 | -0.0093348 | -0.014335 | -0.0068692 | -0.0034871 | 0.025718 | 0.17828 | 0.18748 | 0.16725 | 0.13874 | 0.022755 | -0.012099 | -0.021505 | -0.027115 | -0.030128 | -0.03293 | 71.55 | 70.5623 | 69.5341 | 68.4327 | 67.2896 | 66.5361 | 65.8578 | 66.2235 | 69.2478 | 73.7868 | 78.2252 | 81.8472 | 84.7792 | 87.2095 | 88.9712 | 89.8329 | 89.9437 | 89.212 | 87.8238 | 86.2747 | 83.1572 | 79.2786 | 76.6225 | 74.8931 | 0.072339 | 0.064685 | 0.071014 | 0.083814 | 0.1084 | 0.085672 | 0.081174 | 0.085124 | 0.091821 | 0.088623 | 0.087368 | 0.097369 | 0.10008 | 0.10969 | 0.1202 | 0.1193 | 0.11675 | 0.099731 | 0.083209 | 0.083431 | 0.077118 | 0.076684 | 0.080073 | 0.078332
Portfolio Adjusted1-in-2AllOther2025August Monthly Peak | Portfolio Adjusted | 1-in-2 | All | Other | 2025 | August Monthly Peak | 8 | 6.2624 | 6.0403 | 5.8679 | 5.8402 | 6.1198 | 6.8518 | 7.7908 | 8.7979 | 9.9499 | 10.8302 | 11.5955 | 11.9721 | 12.0211 | 12.2125 | 12.0938 | 11.6893 | 11.0517 | 10.1212 | 9.2663 | 8.8695 | 8.6615 | 8.0895 | 7.3641 | 6.8131 | -0.011111 | -0.010946 | -0.0075321 | -0.0082579 | -0.0095922 | -0.014774 | -0.012749 | -0.024492 | -0.017189 | -0.014353 | -0.025812 | -0.014679 | -0.0087023 | 0.032415 | 0.19461 | 0.2071 | 0.18839 | 0.15615 | 0.040745 | 0.0031024 | -0.0073206 | -0.017296 | -0.02726 | -0.031673 | 73.746 | 72.4678 | 71.0935 | 69.8876 | 68.8371 | 67.8672 | 67.0872 | 66.8033 | 69.998 | 75.761 | 81.0103 | 84.937 | 88.3146 | 90.8182 | 92.0431 | 92.6397 | 92.5316 | 91.7411 | 90.1632 | 87.7425 | 84.1698 | 80.9354 | 78.5952 | 76.8178 | 0.075194 | 0.067103 | 0.07344 | 0.087292 | 0.11312 | 0.0897 | 0.085879 | 0.091034 | 0.099753 | 0.097191 | 0.096305 | 0.10798 | 0.11151 | 0.1223 | 0.13361 | 0.13115 | 0.12638 | 0.10631 | 0.088106 | 0.088426 | 0.08072 | 0.080011 | 0.083712 | 0.082079
Portfolio Adjusted1-in-2AllOther2025September Monthly Peak | Portfolio Adjusted | 1-in-2 | All | Other | 2025 | September Monthly Peak | 9 | 6.0345 | 5.8542 | 5.6895 | 5.6681 | 5.9673 | 6.6749 | 7.6956 | 8.5357 | 9.6372 | 10.455 | 11.1483 | 11.49 | 11.5136 | 11.7153 | 11.6056 | 11.1667 | 10.4818 | 9.5686 | 8.8275 | 8.6475 | 8.2392 | 7.7035 | 6.9781 | 6.5002 | -0.011171 | -0.015468 | -0.010055 | -0.0065836 | -0.0068382 | -0.022271 | -0.013454 | -0.020055 | -0.015017 | -0.010711 | -0.016898 | -0.0083884 | -0.0043966 | 0.028889 | 0.19108 | 0.19803 | 0.17326 | 0.14195 | 0.025508 | -0.0109 | -0.020225 | -0.026378 | -0.029972 | -0.033005 | 68.3459 | 67.1101 | 65.7932 | 64.4769 | 63.5209 | 62.4984 | 62.018 | 61.6631 | 63.8242 | 69.3664 | 75.7282 | 81.578 | 85.3802 | 87.6576 | 88.7675 | 89.531 | 89.4384 | 88.6828 | 86.836 | 83.5838 | 79.6763 | 76.8888 | 74.7684 | 73.3831 | 0.072797 | 0.065364 | 0.071415 | 0.084942 | 0.11072 | 0.087709 | 0.084938 | 0.089777 | 0.099333 | 0.096876 | 0.095669 | 0.10712 | 0.11013 | 0.12098 | 0.13238 | 0.12909 | 0.12348 | 0.10361 | 0.086193 | 0.087341 | 0.078346 | 0.077831 | 0.080666 | 0.079029
Portfolio Adjusted1-in-2AllOther2025October Monthly Peak | Portfolio Adjusted | 1-in-2 | All | Other | 2025 | October Monthly Peak | 10 | 5.8636 | 5.6702 | 5.5243 | 5.4894 | 5.7477 | 6.4372 | 7.5036 | 8.2145 | 9.1577 | 9.9762 | 10.6618 | 11.0642 | 11.1632 | 11.3713 | 11.2786 | 10.8485 | 10.157 | 9.2896 | 8.8182 | 8.4741 | 8.0185 | 7.4874 | 6.8111 | 6.3381 | -0.011135 | -0.016055 | -0.010372 | -0.0061761 | -0.0061767 | -0.023027 | -0.01328 | -0.018695 | -0.014085 | -0.0097456 | -0.014935 | -0.0071681 | -0.0036422 | 0.028409 | 0.1898 | 0.19582 | 0.16957 | 0.13902 | 0.023306 | -0.013433 | -0.022461 | -0.027802 | -0.030415 | -0.033144 | 67.9077 | 67.15 | 65.9234 | 65.1321 | 64.1979 | 63.5929 | 62.9179 | 62.4759 | 63.3673 | 68.061 | 74.4132 | 79.8448 | 83.4099 | 85.7226 | 87.0297 | 87.3656 | 86.8791 | 85.7922 | 83.5592 | 79.8567 | 75.6095 | 72.4742 | 70.141 | 68.1979 | 0.072334 | 0.064419 | 0.070451 | 0.083368 | 0.10777 | 0.085526 | 0.08322 | 0.087289 | 0.095988 | 0.094279 | 0.093759 | 0.1062 | 0.11097 | 0.12185 | 0.13361 | 0.13055 | 0.12481 | 0.10495 | 0.088144 | 0.087512 | 0.07806 | 0.077225 | 0.080356 | 0.07857
Portfolio Adjusted1-in-2AllOther2025November Monthly Peak | Portfolio Adjusted | 1-in-2 | All | Other | 2025 | November Monthly Peak | 11 | 5.3865 | 5.2256 | 5.0981 | 5.0682 | 5.3309 | 5.9932 | 6.7862 | 7.4654 | 8.1979 | 8.6872 | 9.1145 | 9.3207 | 9.3363 | 9.4545 | 9.3098 | 8.9356 | 8.5029 | 8.2956 | 7.8041 | 7.4002 | 7.0442 | 6.6141 | 6.0938 | 5.7408 | -0.010817 | -0.021218 | -0.013146 | -0.0037577 | -0.0023516 | -0.031748 | -0.013299 | -0.011747 | -0.0099836 | -0.0040604 | -0.0020752 | 0.0015369 | 0.0021806 | 0.020309 | 0.16081 | 0.1607 | 0.13448 | 0.11437 | 0.0016745 | -0.030284 | -0.037158 | -0.037343 | -0.03244 | -0.033568 | 55.6416 | 54.8598 | 53.7328 | 52.7525 | 51.9191 | 51.4558 | 50.7927 | 50.7994 | 54.2334 | 60.2129 | 66.7908 | 71.8622 | 75.1539 | 76.7927 | 77.6509 | 77.5608 | 75.847 | 72.1874 | 67.768 | 64.5503 | 62.1351 | 60.0604 | 59.0894 | 57.8983 | 0.071625 | 0.063914 | 0.069571 | 0.082176 | 0.10665 | 0.085376 | 0.081998 | 0.085587 | 0.092637 | 0.088913 | 0.087327 | 0.098105 | 0.10217 | 0.11207 | 0.12225 | 0.11971 | 0.11707 | 0.1024 | 0.085338 | 0.084069 | 0.074987 | 0.074404 | 0.078235 | 0.077031
Portfolio Adjusted1-in-2AllOther2025December Monthly Peak | Portfolio Adjusted | 1-in-2 | All | Other | 2025 | December Monthly Peak | 12 | 5.1924 | 5.0745 | 4.9786 | 4.9789 | 5.2295 | 6.025 | 7.0962 | 7.7645 | 8.5121 | 8.828 | 8.9163 | 8.7791 | 8.4704 | 8.3739 | 8.0643 | 7.6984 | 7.6113 | 7.6755 | 7.3708 | 7.0532 | 6.773 | 6.4551 | 5.9937 | 5.5188 | -0.010346 | -0.02019 | -0.012564 | -0.0036011 | -0.0022602 | -0.030691 | -0.013034 | -0.011504 | -0.0097372 | -0.0038986 | -0.0019444 | 0.0014046 | 0.0019523 | 0.017972 | 0.14029 | 0.14036 | 0.12065 | 0.10539 | 0.0015698 | -0.028597 | -0.035254 | -0.035815 | -0.030997 | -0.031858 | 42.8785 | 42.4095 | 41.5772 | 40.8124 | 40.071 | 39.5137 | 39.4841 | 39.4738 | 39.8778 | 42.6191 | 45.3144 | 47.3385 | 48.6946 | 49.5253 | 50.2498 | 50.48 | 50.1254 | 48.6659 | 46.8558 | 45.5405 | 44.5775 | 43.7062 | 42.8185 | 41.8908 | 0.068515 | 0.060854 | 0.066509 | 0.078768 | 0.10252 | 0.082598 | 0.080465 | 0.083881 | 0.090428 | 0.085453 | 0.081894 | 0.089707 | 0.091495 | 0.099174 | 0.10715 | 0.10582 | 0.10578 | 0.094059 | 0.080024 | 0.079418 | 0.071192 | 0.071401 | 0.074807 | 0.073122
Portfolio Adjusted1-in-2AllOther2025Typical Event Day | Portfolio Adjusted | 1-in-2 | All | Other | 2025 | Typical Event Day | 8 | 6.1435 | 5.926 | 5.7494 | 5.7215 | 5.9963 | 6.7025 | 7.6051 | 8.5312 | 9.5607 | 10.3308 | 11.0211 | 11.3658 | 11.4193 | 11.6202 | 11.5333 | 11.1673 | 10.5624 | 9.6943 | 8.9221 | 8.5568 | 8.3824 | 7.8391 | 7.1472 | 6.631 | -0.011319 | -0.015709 | -0.010186 | -0.0065593 | -0.0067379 | -0.022468 | -0.013308 | -0.019609 | -0.014446 | -0.010149 | -0.015915 | -0.0078522 | -0.0041056 | 0.027695 | 0.18642 | 0.1947 | 0.17194 | 0.14154 | 0.024698 | -0.011082 | -0.020568 | -0.026559 | -0.030296 | -0.033363 | 70.4417 | 69.1462 | 67.8901 | 66.7324 | 65.624 | 64.6942 | 64.0306 | 64.214 | 67.3033 | 72.4204 | 77.5437 | 81.8722 | 85.172 | 87.4944 | 88.8273 | 89.5334 | 89.5724 | 88.9166 | 87.4067 | 85.1031 | 81.7223 | 78.3048 | 75.8049 | 74.0652 | 0.073733 | 0.065802 | 0.071789 | 0.085268 | 0.11045 | 0.087601 | 0.083889 | 0.088416 | 0.096069 | 0.09287 | 0.091707 | 0.10275 | 0.10611 | 0.11651 | 0.12749 | 0.1253 | 0.12089 | 0.10205 | 0.085024 | 0.085468 | 0.078186 | 0.077568 | 0.081299 | 0.079764
Portfolio Adjusted1-in-2AllOther2026January Monthly Peak | Portfolio Adjusted | 1-in-2 | All | Other | 2026 | January Monthly Peak | 1 | 5.0556 | 4.9481 | 4.836 | 4.8656 | 5.1187 | 5.9299 | 7.0802 | 7.7045 | 8.3471 | 8.6433 | 8.7789 | 8.7426 | 8.4895 | 8.4886 | 8.2359 | 7.8476 | 7.6378 | 7.6614 | 7.3489 | 6.9846 | 6.6866 | 6.314 | 5.8456 | 5.3855 | -0.010339 | -0.02024 | -0.012517 | -0.0036296 | -0.002285 | -0.031047 | -0.013287 | -0.011716 | -0.0098486 | -0.003923 | -0.001967 | 0.0014306 | 0.0019961 | 0.018527 | 0.14508 | 0.14441 | 0.12195 | 0.106 | 0.001584 | -0.028681 | -0.035302 | -0.035664 | -0.031016 | -0.03201 | 46.5168 | 46.1002 | 45.9027 | 45.5498 | 45.2634 | 45.0983 | 45.0488 | 44.7681 | 45.0178 | 46.7609 | 49.0427 | 51.1512 | 52.7938 | 53.7564 | 54.3399 | 54.2474 | 54.0172 | 53.1057 | 51.378 | 50.0872 | 49.2672 | 48.7804 | 47.9676 | 47.2357 | 0.068432 | 0.060936 | 0.066239 | 0.079364 | 0.10362 | 0.083457 | 0.081965 | 0.08539 | 0.091418 | 0.085942 | 0.082794 | 0.09133 | 0.093514 | 0.10222 | 0.11101 | 0.10927 | 0.1075 | 0.095425 | 0.080734 | 0.079637 | 0.07127 | 0.071082 | 0.074826 | 0.073435
Portfolio Adjusted1-in-2AllOther2026February Monthly Peak | Portfolio Adjusted | 1-in-2 | All | Other | 2026 | February Monthly Peak | 2 | 5.193 | 5.0518 | 4.9355 | 4.9608 | 5.2112 | 5.9322 | 6.9209 | 7.5006 | 8.1866 | 8.5426 | 8.8165 | 8.9038 | 8.8055 | 8.9125 | 8.768 | 8.3996 | 8.0179 | 7.7908 | 7.636 | 7.2411 | 6.904 | 6.4887 | 5.9659 | 5.5477 | -0.010498 | -0.020561 | -0.012752 | -0.0036881 | -0.0023033 | -0.03114 | -0.01328 | -0.011667 | -0.0098651 | -0.0039602 | -0.0020045 | 0.0014731 | 0.0020735 | 0.01939 | 0.15327 | 0.15261 | 0.12749 | 0.10824 | 0.0016351 | -0.029579 | -0.036355 | -0.036661 | -0.031697 | -0.032603 | 48.5814 | 47.9921 | 47.5126 | 47.1421 | 47.2644 | 46.8724 | 46.4199 | 46.881 | 48.0964 | 51.565 | 55.4538 | 58.2303 | 59.9956 | 60.8342 | 61.4133 | 61.8914 | 61.8743 | 60.9356 | 58.7786 | 56.2729 | 54.725 | 53.4389 | 52.3911 | 51.0348 | 0.069499 | 0.061918 | 0.067486 | 0.080649 | 0.10446 | 0.083738 | 0.081902 | 0.085012 | 0.091547 | 0.086729 | 0.084352 | 0.094025 | 0.097142 | 0.10698 | 0.11704 | 0.11443 | 0.11166 | 0.097814 | 0.083335 | 0.082121 | 0.073379 | 0.073052 | 0.076454 | 0.074809
Portfolio Adjusted1-in-2AllOther2026March Monthly Peak | Portfolio Adjusted | 1-in-2 | All | Other | 2026 | March Monthly Peak | 3 | 5.2835 | 5.1297 | 5.0098 | 4.9983 | 5.2205 | 5.9215 | 6.9692 | 7.562 | 8.1661 | 8.5287 | 8.8382 | 8.9523 | 8.8937 | 9.0162 | 8.8989 | 8.5812 | 8.2169 | 7.7852 | 7.5305 | 7.4419 | 7.1339 | 6.7017 | 6.1474 | 5.6941 | -0.010702 | -0.020937 | -0.013031 | -0.0037304 | -0.0023151 | -0.031108 | -0.013314 | -0.011737 | -0.0098651 | -0.0039568 | -0.0020097 | 0.0014785 | 0.0020868 | 0.01944 | 0.15441 | 0.15488 | 0.1298 | 0.1081 | 0.0016406 | -0.030485 | -0.037556 | -0.037757 | -0.032622 | -0.0335 | 50.3708 | 49.6395 | 48.8612 | 48.299 | 47.7401 | 47.3825 | 46.975 | 46.9562 | 49.1147 | 52.0746 | 54.9614 | 57.4951 | 59.8404 | 61.3051 | 62.243 | 62.898 | 62.6607 | 61.8594 | 59.718 | 56.7524 | 54.6354 | 53.063 | 51.6796 | 50.5733 | 0.070847 | 0.063044 | 0.068958 | 0.081571 | 0.10499 | 0.083652 | 0.082127 | 0.085526 | 0.091544 | 0.086653 | 0.08457 | 0.094376 | 0.097765 | 0.10727 | 0.11735 | 0.11555 | 0.1128 | 0.097603 | 0.0836 | 0.084634 | 0.075805 | 0.075239 | 0.078686 | 0.076866
Portfolio Adjusted1-in-2AllOther2026April Monthly Peak | Portfolio Adjusted | 1-in-2 | All | Other | 2026 | April Monthly Peak | 4 | 5.5174 | 5.3293 | 5.1713 | 5.1445 | 5.3804 | 6.0191 | 6.8397 | 7.5269 | 8.3162 | 8.8831 | 9.4427 | 9.731 | 9.8531 | 10.048 | 9.9896 | 9.6595 | 9.1294 | 8.4328 | 7.8372 | 7.7344 | 7.5331 | 7.039 | 6.4282 | 5.9932 | -0.010952 | -0.021422 | -0.013268 | -0.0037974 | -0.0023611 | -0.031656 | -0.013261 | -0.011768 | -0.010007 | -0.0040708 | -0.0020921 | 0.001549 | 0.0022116 | 0.020658 | 0.16794 | 0.16908 | 0.14116 | 0.11493 | 0.0016574 | -0.030938 | -0.038615 | -0.038719 | -0.033489 | -0.034478 | 63.1379 | 61.8928 | 60.7656 | 59.6862 | 58.7467 | 57.9341 | 57.2763 | 57.1421 | 59.4414 | 63.7559 | 69.2372 | 73.9668 | 77.3048 | 79.2572 | 80.5199 | 81.192 | 81.2165 | 80.7332 | 79.7545 | 77.7341 | 74.0606 | 71.0806 | 68.6305 | 66.5231 | 0.072531 | 0.064539 | 0.070221 | 0.083046 | 0.10708 | 0.085141 | 0.081783 | 0.085744 | 0.092865 | 0.089167 | 0.08808 | 0.098935 | 0.10368 | 0.11406 | 0.12529 | 0.1231 | 0.11933 | 0.10143 | 0.084475 | 0.085902 | 0.07796 | 0.077169 | 0.080784 | 0.079134
Portfolio Adjusted1-in-2AllOther2026May Monthly Peak | Portfolio Adjusted | 1-in-2 | All | Other | 2026 | May Monthly Peak | 5 | 5.6016 | 5.4124 | 5.2578 | 5.2289 | 5.4862 | 6.118 | 6.8543 | 7.7253 | 8.6169 | 9.2725 | 9.8643 | 10.1689 | 10.253 | 10.4174 | 10.3363 | 9.9867 | 9.4152 | 8.654 | 7.9945 | 7.7359 | 7.6531 | 7.1691 | 6.5514 | 6.1164 | -0.010959 | -0.021489 | -0.013359 | -0.0038267 | -0.0023882 | -0.032045 | -0.013347 | -0.012034 | -0.010294 | -0.0042242 | -0.0021719 | 0.0016077 | 0.0022858 | 0.021289 | 0.1731 | 0.17394 | 0.14503 | 0.11739 | 0.0016716 | -0.030783 | -0.038718 | -0.038904 | -0.033767 | -0.034791 | 65.4653 | 64.1408 | 62.9744 | 61.8052 | 60.8149 | 59.7787 | 58.7459 | 59.813 | 63.8118 | 68.3074 | 72.5196 | 76.3324 | 79.4946 | 81.8869 | 83.4658 | 84.3085 | 84.3623 | 83.7347 | 82.358 | 80.3051 | 76.4893 | 72.935 | 70.5786 | 68.5174 | 0.072595 | 0.064764 | 0.070712 | 0.083691 | 0.10832 | 0.086179 | 0.082294 | 0.087689 | 0.095539 | 0.092537 | 0.091455 | 0.1027 | 0.10717 | 0.11755 | 0.12899 | 0.12623 | 0.1221 | 0.103 | 0.085206 | 0.085472 | 0.078182 | 0.07755 | 0.081465 | 0.079867
Portfolio Adjusted1-in-2AllOther2026June Monthly Peak | Portfolio Adjusted | 1-in-2 | All | Other | 2026 | June Monthly Peak | 6 | 5.884 | 5.6761 | 5.5097 | 5.4699 | 5.7094 | 6.3202 | 7.0808 | 8.0309 | 8.9857 | 9.6908 | 10.3243 | 10.637 | 10.6618 | 10.8192 | 10.737 | 10.4435 | 9.9304 | 9.1752 | 8.5186 | 8.0936 | 8.0001 | 7.5406 | 6.859 | 6.3769 | -0.011254 | -0.019557 | -0.012336 | -0.0049066 | -0.0040481 | -0.028405 | -0.013176 | -0.014673 | -0.011658 | -0.00633 | -0.0072301 | -0.0019359 | -0.00014998 | 0.022856 | 0.17394 | 0.17925 | 0.15481 | 0.12695 | 0.010439 | -0.023199 | -0.031915 | -0.034428 | -0.032534 | -0.034413 | 68.1248 | 66.4446 | 65.1394 | 64.1325 | 62.8485 | 61.8754 | 61.1596 | 62.1663 | 66.143 | 70.7673 | 75.2112 | 79.1265 | 82.2139 | 84.2923 | 85.5271 | 86.1296 | 86.3757 | 86.0305 | 84.8037 | 82.8111 | 79.8857 | 76.1161 | 73.2335 | 71.1666 | 0.07332 | 0.065297 | 0.071378 | 0.084386 | 0.10883 | 0.085691 | 0.081092 | 0.085808 | 0.093155 | 0.089822 | 0.088836 | 0.099387 | 0.1023 | 0.11174 | 0.1223 | 0.12118 | 0.11836 | 0.10061 | 0.084456 | 0.084224 | 0.077609 | 0.077253 | 0.080807 | 0.079409
Portfolio Adjusted1-in-2AllOther2026July Monthly Peak | Portfolio Adjusted | 1-in-2 | All | Other | 2026 | July Monthly Peak | 7 | 6.0887 | 5.8812 | 5.7252 | 5.6743 | 5.9329 | 6.6168 | 7.4515 | 8.3999 | 9.3817 | 10.145 | 10.8078 | 11.1222 | 11.1602 | 11.3504 | 11.2709 | 10.9689 | 10.4577 | 9.6643 | 8.8925 | 8.4479 | 8.3391 | 7.8483 | 7.1331 | 6.6037 | -0.011152 | -0.015916 | -0.010349 | -0.0063112 | -0.0063724 | -0.02274 | -0.012965 | -0.018505 | -0.01362 | -0.0093622 | -0.014377 | -0.0068893 | -0.0034973 | 0.025793 | 0.17867 | 0.18788 | 0.16759 | 0.13902 | 0.022822 | -0.012135 | -0.021568 | -0.027195 | -0.030216 | -0.033026 | 71.5498 | 70.5621 | 69.5339 | 68.4326 | 67.2896 | 66.5361 | 65.8578 | 66.2235 | 69.2477 | 73.7867 | 78.2251 | 81.8471 | 84.7791 | 87.2093 | 88.971 | 89.8328 | 89.9435 | 89.2117 | 87.8236 | 86.2744 | 83.157 | 79.2784 | 76.6223 | 74.8929 | 0.072549 | 0.064871 | 0.071221 | 0.084059 | 0.10872 | 0.08592 | 0.08141 | 0.085372 | 0.092087 | 0.08888 | 0.08762 | 0.097651 | 0.10037 | 0.11001 | 0.12055 | 0.11965 | 0.11709 | 0.10002 | 0.083451 | 0.083674 | 0.077342 | 0.076906 | 0.080306 | 0.07856
Portfolio Adjusted1-in-2AllOther2026August Monthly Peak | Portfolio Adjusted | 1-in-2 | All | Other | 2026 | August Monthly Peak | 8 | 6.2723 | 6.0499 | 5.8773 | 5.8496 | 6.1298 | 6.8633 | 7.8042 | 8.8128 | 9.9656 | 10.8466 | 11.6125 | 11.9892 | 12.0378 | 12.2295 | 12.1103 | 11.7049 | 11.0663 | 10.1347 | 9.2792 | 8.8821 | 8.6739 | 8.1014 | 7.3752 | 6.8237 | -0.011143 | -0.010979 | -0.0075541 | -0.0082821 | -0.0096203 | -0.014817 | -0.012787 | -0.024563 | -0.017239 | -0.014395 | -0.025887 | -0.014722 | -0.0087278 | 0.03251 | 0.19505 | 0.20756 | 0.18878 | 0.15649 | 0.040865 | 0.0031114 | -0.007342 | -0.017346 | -0.027339 | -0.031766 | 73.746 | 72.4678 | 71.0935 | 69.8877 | 68.8372 | 67.8673 | 67.0874 | 66.8035 | 69.9981 | 75.761 | 81.0104 | 84.9371 | 88.3146 | 90.8182 | 92.0431 | 92.6397 | 92.5315 | 91.741 | 90.163 | 87.7424 | 84.1697 | 80.9353 | 78.5951 | 76.8177 | 0.075412 | 0.067296 | 0.073654 | 0.087547 | 0.11345 | 0.08996 | 0.086128 | 0.091299 | 0.10004 | 0.097473 | 0.096584 | 0.10829 | 0.11184 | 0.12265 | 0.134 | 0.13153 | 0.12674 | 0.10662 | 0.088362 | 0.088683 | 0.080954 | 0.080243 | 0.083955 | 0.082317
Portfolio Adjusted1-in-2AllOther2026September Monthly Peak | Portfolio Adjusted | 1-in-2 | All | Other | 2026 | September Monthly Peak | 9 | 6.0442 | 5.8636 | 5.6987 | 5.6773 | 5.9772 | 6.6862 | 7.7089 | 8.5505 | 9.653 | 10.4714 | 11.1653 | 11.5071 | 11.5303 | 11.7322 | 11.622 | 11.1822 | 10.4961 | 9.5819 | 8.8403 | 8.6601 | 8.2513 | 7.7152 | 6.9889 | 6.5105 | -0.011204 | -0.015514 | -0.010084 | -0.0066028 | -0.0068582 | -0.022336 | -0.013493 | -0.020114 | -0.015061 | -0.010743 | -0.016948 | -0.0084129 | -0.0044095 | 0.028973 | 0.19151 | 0.19847 | 0.17363 | 0.14226 | 0.025582 | -0.010932 | -0.020284 | -0.026456 | -0.030059 | -0.033102 | 68.3459 | 67.1101 | 65.7933 | 64.477 | 63.521 | 62.4985 | 62.0182 | 61.6633 | 63.8244 | 69.3665 | 75.7282 | 81.5781 | 85.3803 | 87.6577 | 88.7676 | 89.5311 | 89.4384 | 88.6828 | 86.8359 | 83.5837 | 79.6762 | 76.8888 | 74.7684 | 73.3831 | 0.073008 | 0.065552 | 0.071623 | 0.085189 | 0.11105 | 0.087963 | 0.085184 | 0.090038 | 0.099622 | 0.097157 | 0.095946 | 0.10743 | 0.11045 | 0.12133 | 0.13276 | 0.12946 | 0.12384 | 0.10391 | 0.086444 | 0.087595 | 0.078574 | 0.078057 | 0.080901 | 0.079259
Portfolio Adjusted1-in-2AllOther2026October Monthly Peak | Portfolio Adjusted | 1-in-2 | All | Other | 2026 | October Monthly Peak | 10 | 5.8731 | 5.6795 | 5.5333 | 5.4984 | 5.7572 | 6.4482 | 7.5166 | 8.2289 | 9.173 | 9.9922 | 10.6784 | 11.0811 | 11.18 | 11.3883 | 11.2952 | 10.8641 | 10.1715 | 9.303 | 8.8311 | 8.4867 | 8.0305 | 7.4989 | 6.8218 | 6.3484 | -0.011168 | -0.016102 | -0.010402 | -0.0061942 | -0.0061948 | -0.023095 | -0.013318 | -0.01875 | -0.014126 | -0.0097741 | -0.014979 | -0.0071891 | -0.0036529 | 0.028493 | 0.19024 | 0.19626 | 0.16993 | 0.13932 | 0.023374 | -0.013472 | -0.022527 | -0.027883 | -0.030504 | -0.033241 | 67.9078 | 67.1501 | 65.9235 | 65.1322 | 64.198 | 63.593 | 62.918 | 62.476 | 63.3674 | 68.0611 | 74.4133 | 79.8449 | 83.41 | 85.7227 | 87.0297 | 87.3656 | 86.8791 | 85.7922 | 83.5592 | 79.8567 | 75.6095 | 72.4743 | 70.1411 | 68.198 | 0.072544 | 0.064605 | 0.070656 | 0.083611 | 0.10809 | 0.085774 | 0.083461 | 0.087543 | 0.096267 | 0.094553 | 0.094031 | 0.10651 | 0.11129 | 0.12221 | 0.134 | 0.13093 | 0.12518 | 0.10525 | 0.0884 | 0.087766 | 0.078286 | 0.07745 | 0.08059 | 0.078798
Portfolio Adjusted1-in-2AllOther2026November Monthly Peak | Portfolio Adjusted | 1-in-2 | All | Other | 2026 | November Monthly Peak | 11 | 5.3954 | 5.2342 | 5.1065 | 5.0765 | 5.3397 | 6.0035 | 6.7983 | 7.4786 | 8.2117 | 8.7013 | 9.1291 | 9.3354 | 9.3509 | 9.4692 | 9.324 | 8.9491 | 8.5157 | 8.3079 | 7.8159 | 7.4115 | 7.0551 | 6.6245 | 6.1036 | 5.7502 | -0.010849 | -0.02128 | -0.013184 | -0.0037687 | -0.0023585 | -0.031841 | -0.013338 | -0.011781 | -0.010013 | -0.0040723 | -0.0020813 | 0.0015414 | 0.002187 | 0.020368 | 0.16118 | 0.16106 | 0.13476 | 0.11461 | 0.0016794 | -0.030373 | -0.037267 | -0.037452 | -0.032535 | -0.033666 | 55.6418 | 54.86 | 53.733 | 52.7527 | 51.9193 | 51.456 | 50.7929 | 50.7996 | 54.2336 | 60.2131 | 66.7909 | 71.8624 | 75.154 | 76.7928 | 77.651 | 77.5609 | 75.847 | 72.1874 | 67.768 | 64.5503 | 62.1352 | 60.0606 | 59.0895 | 57.8984 | 0.071833 | 0.064099 | 0.069774 | 0.082416 | 0.10696 | 0.085623 | 0.082236 | 0.085836 | 0.092906 | 0.089172 | 0.087581 | 0.09839 | 0.10247 | 0.11239 | 0.1226 | 0.12006 | 0.11741 | 0.1027 | 0.085586 | 0.084314 | 0.075205 | 0.074621 | 0.078463 | 0.077255
Portfolio Adjusted1-in-2AllOther2026December Monthly Peak | Portfolio Adjusted | 1-in-2 | All | Other | 2026 | December Monthly Peak | 12 | 5.2009 | 5.0828 | 4.9866 | 4.9869 | 5.238 | 6.035 | 7.108 | 7.7774 | 8.5256 | 8.8415 | 8.93 | 8.7925 | 8.4834 | 8.3869 | 8.0768 | 7.7104 | 7.6229 | 7.6868 | 7.3818 | 7.0639 | 6.7833 | 6.4651 | 6.003 | 5.5277 | -0.010376 | -0.020249 | -0.012601 | -0.0036116 | -0.0022668 | -0.030781 | -0.013073 | -0.011537 | -0.0097657 | -0.00391 | -0.0019501 | 0.0014087 | 0.001958 | 0.018024 | 0.14062 | 0.14068 | 0.12091 | 0.10561 | 0.0015744 | -0.028681 | -0.035357 | -0.03592 | -0.031087 | -0.031952 | 42.8788 | 42.4098 | 41.5775 | 40.8127 | 40.0713 | 39.514 | 39.4844 | 39.474 | 39.8781 | 42.6194 | 45.3146 | 47.3388 | 48.6949 | 49.5256 | 50.2501 | 50.4803 | 50.1257 | 48.6662 | 46.8561 | 45.5408 | 44.5778 | 43.7065 | 42.8188 | 41.8911 | 0.068714 | 0.06103 | 0.066703 | 0.078998 | 0.10282 | 0.082837 | 0.080698 | 0.084125 | 0.090691 | 0.085701 | 0.082132 | 0.089968 | 0.091761 | 0.099463 | 0.10746 | 0.10613 | 0.10609 | 0.094333 | 0.080257 | 0.079649 | 0.071398 | 0.071609 | 0.075024 | 0.073335
Portfolio Adjusted1-in-2AllOther2026Typical Event Day | Portfolio Adjusted | 1-in-2 | All | Other | 2026 | Typical Event Day | 8 | 6.1532 | 5.9355 | 5.7586 | 5.7307 | 6.0061 | 6.7138 | 7.6183 | 8.5457 | 9.576 | 10.3465 | 11.0373 | 11.3822 | 11.4353 | 11.6364 | 11.549 | 11.1822 | 10.5764 | 9.7073 | 8.9346 | 8.5691 | 8.3945 | 7.8507 | 7.1581 | 6.6414 | -0.011353 | -0.015755 | -0.010215 | -0.0065785 | -0.0067576 | -0.022534 | -0.013347 | -0.019667 | -0.014488 | -0.010178 | -0.015962 | -0.0078752 | -0.0041176 | 0.027776 | 0.18684 | 0.19512 | 0.17229 | 0.14184 | 0.024771 | -0.011114 | -0.020629 | -0.026637 | -0.030384 | -0.033461 | 70.4416 | 69.1462 | 67.89 | 66.7324 | 65.6241 | 64.6943 | 64.0307 | 64.2141 | 67.3033 | 72.4204 | 77.5437 | 81.8722 | 85.172 | 87.4944 | 88.8272 | 89.5333 | 89.5723 | 88.9165 | 87.4066 | 85.1029 | 81.7221 | 78.3047 | 75.8048 | 74.0651 | 0.073947 | 0.065992 | 0.071998 | 0.085516 | 0.11077 | 0.087854 | 0.084132 | 0.088673 | 0.096348 | 0.093139 | 0.091972 | 0.10305 | 0.10642 | 0.11685 | 0.12786 | 0.12566 | 0.12125 | 0.10235 | 0.085271 | 0.085716 | 0.078413 | 0.077794 | 0.081535 | 0.079995
Portfolio Adjusted1-in-10Size: Under 20 kWAll2015January Monthly Peak | Portfolio Adjusted | 1-in-10 | Size: Under 20 kW | All | 2015 | January Monthly Peak | 1
Portfolio Adjusted1-in-10Size: Under 20 kWAll2015February Monthly Peak | Portfolio Adjusted | 1-in-10 | Size: Under 20 kW | All | 2015 | February Monthly Peak | 2
Portfolio Adjusted1-in-10Size: Under 20 kWAll2015March Monthly Peak | Portfolio Adjusted | 1-in-10 | Size: Under 20 kW | All | 2015 | March Monthly Peak | 3
Portfolio Adjusted1-in-10Size: Under 20 kWAll2015April Monthly Peak | Portfolio Adjusted | 1-in-10 | Size: Under 20 kW | All | 2015 | April Monthly Peak | 4
Portfolio Adjusted1-in-10Size: Under 20 kWAll2015May Monthly Peak | Portfolio Adjusted | 1-in-10 | Size: Under 20 kW | All | 2015 | May Monthly Peak | 5
Portfolio Adjusted1-in-10Size: Under 20 kWAll2015June Monthly Peak | Portfolio Adjusted | 1-in-10 | Size: Under 20 kW | All | 2015 | June Monthly Peak | 6
Portfolio Adjusted1-in-10Size: Under 20 kWAll2015July Monthly Peak | Portfolio Adjusted | 1-in-10 | Size: Under 20 kW | All | 2015 | July Monthly Peak | 7
Portfolio Adjusted1-in-10Size: Under 20 kWAll2015August Monthly Peak | Portfolio Adjusted | 1-in-10 | Size: Under 20 kW | All | 2015 | August Monthly Peak | 8
Portfolio Adjusted1-in-10Size: Under 20 kWAll2015September Monthly Peak | Portfolio Adjusted | 1-in-10 | Size: Under 20 kW | All | 2015 | September Monthly Peak | 9
Portfolio Adjusted1-in-10Size: Under 20 kWAll2015October Monthly Peak | Portfolio Adjusted | 1-in-10 | Size: Under 20 kW | All | 2015 | October Monthly Peak | 10
Portfolio Adjusted1-in-10Size: Under 20 kWAll2015November Monthly Peak | Portfolio Adjusted | 1-in-10 | Size: Under 20 kW | All | 2015 | November Monthly Peak | 11
Portfolio Adjusted1-in-10Size: Under 20 kWAll2015December Monthly Peak | Portfolio Adjusted | 1-in-10 | Size: Under 20 kW | All | 2015 | December Monthly Peak | 12
Portfolio Adjusted1-in-10Size: Under 20 kWAll2015Typical Event Day | Portfolio Adjusted | 1-in-10 | Size: Under 20 kW | All | 2015 | Typical Event Day | 8
Portfolio Adjusted1-in-10Size: Under 20 kWAll2016January Monthly Peak | Portfolio Adjusted | 1-in-10 | Size: Under 20 kW | All | 2016 | January Monthly Peak | 1
Portfolio Adjusted1-in-10Size: Under 20 kWAll2016February Monthly Peak | Portfolio Adjusted | 1-in-10 | Size: Under 20 kW | All | 2016 | February Monthly Peak | 2
Portfolio Adjusted1-in-10Size: Under 20 kWAll2016March Monthly Peak | Portfolio Adjusted | 1-in-10 | Size: Under 20 kW | All | 2016 | March Monthly Peak | 3
Portfolio Adjusted1-in-10Size: Under 20 kWAll2016April Monthly Peak | Portfolio Adjusted | 1-in-10 | Size: Under 20 kW | All | 2016 | April Monthly Peak | 4
Portfolio Adjusted1-in-10Size: Under 20 kWAll2016May Monthly Peak | Portfolio Adjusted | 1-in-10 | Size: Under 20 kW | All | 2016 | May Monthly Peak | 5
Portfolio Adjusted1-in-10Size: Under 20 kWAll2016June Monthly Peak | Portfolio Adjusted | 1-in-10 | Size: Under 20 kW | All | 2016 | June Monthly Peak | 6
Portfolio Adjusted1-in-10Size: Under 20 kWAll2016July Monthly Peak | Portfolio Adjusted | 1-in-10 | Size: Under 20 kW | All | 2016 | July Monthly Peak | 7
Portfolio Adjusted1-in-10Size: Under 20 kWAll2016August Monthly Peak | Portfolio Adjusted | 1-in-10 | Size: Under 20 kW | All | 2016 | August Monthly Peak | 8
Portfolio Adjusted1-in-10Size: Under 20 kWAll2016September Monthly Peak | Portfolio Adjusted | 1-in-10 | Size: Under 20 kW | All | 2016 | September Monthly Peak | 9
Portfolio Adjusted1-in-10Size: Under 20 kWAll2016October Monthly Peak | Portfolio Adjusted | 1-in-10 | Size: Under 20 kW | All | 2016 | October Monthly Peak | 10
Portfolio Adjusted1-in-10Size: Under 20 kWAll2016November Monthly Peak | Portfolio Adjusted | 1-in-10 | Size: Under 20 kW | All | 2016 | November Monthly Peak | 11
Portfolio Adjusted1-in-10Size: Under 20 kWAll2016December Monthly Peak | Portfolio Adjusted | 1-in-10 | Size: Under 20 kW | All | 2016 | December Monthly Peak | 12
Portfolio Adjusted1-in-10Size: Under 20 kWAll2016Typical Event Day | Portfolio Adjusted | 1-in-10 | Size: Under 20 kW | All | 2016 | Typical Event Day | 8
Portfolio Adjusted1-in-10Size: Under 20 kWAll2017January Monthly Peak | Portfolio Adjusted | 1-in-10 | Size: Under 20 kW | All | 2017 | January Monthly Peak | 1
Portfolio Adjusted1-in-10Size: Under 20 kWAll2017February Monthly Peak | Portfolio Adjusted | 1-in-10 | Size: Under 20 kW | All | 2017 | February Monthly Peak | 2
Portfolio Adjusted1-in-10Size: Under 20 kWAll2017March Monthly Peak | Portfolio Adjusted | 1-in-10 | Size: Under 20 kW | All | 2017 | March Monthly Peak | 3
Portfolio Adjusted1-in-10Size: Under 20 kWAll2017April Monthly Peak | Portfolio Adjusted | 1-in-10 | Size: Under 20 kW | All | 2017 | April Monthly Peak | 4
Portfolio Adjusted1-in-10Size: Under 20 kWAll2017May Monthly Peak | Portfolio Adjusted | 1-in-10 | Size: Under 20 kW | All | 2017 | May Monthly Peak | 5
Portfolio Adjusted1-in-10Size: Under 20 kWAll2017June Monthly Peak | Portfolio Adjusted | 1-in-10 | Size: Under 20 kW | All | 2017 | June Monthly Peak | 6
Portfolio Adjusted1-in-10Size: Under 20 kWAll2017July Monthly Peak | Portfolio Adjusted | 1-in-10 | Size: Under 20 kW | All | 2017 | July Monthly Peak | 7
Portfolio Adjusted1-in-10Size: Under 20 kWAll2017August Monthly Peak | Portfolio Adjusted | 1-in-10 | Size: Under 20 kW | All | 2017 | August Monthly Peak | 8
Portfolio Adjusted1-in-10Size: Under 20 kWAll2017September Monthly Peak | Portfolio Adjusted | 1-in-10 | Size: Under 20 kW | All | 2017 | September Monthly Peak | 9
Portfolio Adjusted1-in-10Size: Under 20 kWAll2017October Monthly Peak | Portfolio Adjusted | 1-in-10 | Size: Under 20 kW | All | 2017 | October Monthly Peak | 10
Portfolio Adjusted1-in-10Size: Under 20 kWAll2017November Monthly Peak | Portfolio Adjusted | 1-in-10 | Size: Under 20 kW | All | 2017 | November Monthly Peak | 11
Portfolio Adjusted1-in-10Size: Under 20 kWAll2017December Monthly Peak | Portfolio Adjusted | 1-in-10 | Size: Under 20 kW | All | 2017 | December Monthly Peak | 12
Portfolio Adjusted1-in-10Size: Under 20 kWAll2017Typical Event Day | Portfolio Adjusted | 1-in-10 | Size: Under 20 kW | All | 2017 | Typical Event Day | 8
Portfolio Adjusted1-in-10Size: Under 20 kWAll2018January Monthly Peak | Portfolio Adjusted | 1-in-10 | Size: Under 20 kW | All | 2018 | January Monthly Peak | 1
Portfolio Adjusted1-in-10Size: Under 20 kWAll2018February Monthly Peak | Portfolio Adjusted | 1-in-10 | Size: Under 20 kW | All | 2018 | February Monthly Peak | 2
Portfolio Adjusted1-in-10Size: Under 20 kWAll2018March Monthly Peak | Portfolio Adjusted | 1-in-10 | Size: Under 20 kW | All | 2018 | March Monthly Peak | 3
Portfolio Adjusted1-in-10Size: Under 20 kWAll2018April Monthly Peak | Portfolio Adjusted | 1-in-10 | Size: Under 20 kW | All | 2018 | April Monthly Peak | 4 | 0.89947 | 0.87022 | 0.8501 | 0.84583 | 0.84628 | 0.87269 | 0.84435 | 0.88922 | 1.1495 | 1.4113 | 1.6369 | 1.7691 | 1.838 | 1.8931 | 1.9392 | 1.9237 | 1.8232 | 1.5563 | 1.2993 | 1.2886 | 1.2638 | 1.1305 | 1.0196 | 0.95883 | 0 | 0 | 0 | 0 | 0 | 0 | 0 | 0 | 0 | 0 | 0 | 0 | 0 | 0 | 0.0033569 | 0.0096858 | 0.011721 | 0.011215 | 0 | 0 | 0 | 0 | 0 | 0 | 68.2319 | 66.7848 | 65.1331 | 63.8105 | 62.6708 | 61.7051 | 61.1519 | 61.1728 | 64.4295 | 70.4752 | 76.6019 | 81.8948 | 85.1089 | 86.964 | 87.8189 | 88.3581 | 88.231 | 87.5944 | 85.7068 | 82.3588 | 77.9554 | 74.075 | 71.419 | 69.766 | 0.0045185 | 0.0054244 | 0.0026464 | 0.0034161 | 0.0038031 | 0.0072508 | 0.0052903 | 0.0031238 | 0.0033545 | 0.0039454 | 0.0046544 | 0.0050726 | 0.0050222 | 0.0051125 | 0.0049675 | 0.0048179 | 0.0044449 | 0.0038682 | 0.0032698 | 0.0036438 | 0.0040394 | 0.003436 | 0.0038326 | 0.0040568
Portfolio Adjusted1-in-10Size: Under 20 kWAll2018May Monthly Peak | Portfolio Adjusted | 1-in-10 | Size: Under 20 kW | All | 2018 | May Monthly Peak | 5 | 0.9275 | 0.89691 | 0.86994 | 0.86274 | 0.86582 | 0.87978 | 0.8131 | 0.93622 | 1.2499 | 1.5598 | 1.8192 | 1.9747 | 2.0357 | 2.079 | 2.1091 | 2.0899 | 1.974 | 1.6746 | 1.3819 | 1.3019 | 1.328 | 1.1863 | 1.0655 | 0.99504 | 0 | 0 | 0 | 0 | 0 | 0 | 0 | 0 | 0 | 0 | 0 | 0 | 0 | 0 | 0.0036509 | 0.010522 | 0.012691 | 0.012068 | 0 | 0 | 0 | 0 | 0 | 0 | 73.185 | 71.3493 | 69.9435 | 68.9309 | 67.8587 | 66.8473 | 66.2808 | 66.5848 | 70.1819 | 75.6801 | 80.7704 | 84.334 | 87.2321 | 89.136 | 90.2774 | 90.6037 | 90.2315 | 89.1661 | 87.8028 | 85.2601 | 81.2594 | 77.3906 | 74.8866 | 72.4841 | 0.004669 | 0.005605 | 0.0027138 | 0.0034936 | 0.0038997 | 0.0073098 | 0.0051258 | 0.0033056 | 0.0036632 | 0.0043913 | 0.0052146 | 0.0057139 | 0.00561 | 0.0056615 | 0.0054441 | 0.0052802 | 0.0048572 | 0.0042029 | 0.0035059 | 0.0037183 | 0.0042736 | 0.0036321 | 0.004029 | 0.0042232
Portfolio Adjusted1-in-10Size: Under 20 kWAll2018June Monthly Peak | Portfolio Adjusted | 1-in-10 | Size: Under 20 kW | All | 2018 | June Monthly Peak | 6 | 0.94209 | 0.90897 | 0.8838 | 0.87518 | 0.87775 | 0.87435 | 0.81292 | 0.97649 | 1.3121 | 1.6395 | 1.9218 | 2.0857 | 2.1551 | 2.2063 | 2.2429 | 2.2216 | 2.1086 | 1.8131 | 1.5064 | 1.3458 | 1.357 | 1.2462 | 1.1087 | 1.0093 | 0 | 0 | 0 | 0 | 0 | 0 | 0 | 0 | 0 | 0 | 0 | 0 | 0 | 0 | 0.0038825 | 0.011186 | 0.013556 | 0.013066 | 0 | 0 | 0 | 0 | 0 | 0 | 72.0589 | 70.713 | 69.7474 | 68.6982 | 67.6796 | 66.3706 | 65.6779 | 66.6463 | 70.3786 | 75.3159 | 80.348 | 84.4809 | 87.237 | 88.8744 | 90.1304 | 90.8114 | 91.2637 | 90.4922 | 89.3814 | 86.7713 | 83.2841 | 79.6165 | 77.2055 | 75.4161 | 0.0047679 | 0.005707 | 0.0027652 | 0.003553 | 0.0039561 | 0.0072792 | 0.0051564 | 0.0034635 | 0.0038822 | 0.0046668 | 0.0055572 | 0.0060825 | 0.0059945 | 0.0060584 | 0.005841 | 0.005669 | 0.0052501 | 0.0046088 | 0.0038755 | 0.003907 | 0.0044343 | 0.0038766 | 0.0042428 | 0.0043104
Portfolio Adjusted1-in-10Size: Under 20 kWAll2018July Monthly Peak | Portfolio Adjusted | 1-in-10 | Size: Under 20 kW | All | 2018 | July Monthly Peak | 7 | 0.974 | 0.94127 | 0.91295 | 0.90644 | 0.90878 | 0.92443 | 0.86622 | 1.0491 | 1.4381 | 1.8188 | 2.1384 | 2.3109 | 2.3897 | 2.4406 | 2.4718 | 2.4447 | 2.3283 | 1.9934 | 1.6387 | 1.4507 | 1.4419 | 1.3136 | 1.1642 | 1.0489 | 0 | 0 | 0 | 0 | 0 | 0 | 0 | 0 | 0 | 0 | 0 | 0 | 0 | 0 | 0.0042787 | 0.012309 | 0.014969 | 0.014365 | 0 | 0 | 0 | 0 | 0 | 0 | 76.3138 | 75.081 | 73.9407 | 72.8668 | 72.0571 | 71.2156 | 70.5562 | 70.9492 | 73.9069 | 78.7005 | 83.4241 | 87.1249 | 89.2391 | 90.5852 | 91.9292 | 92.3592 | 92.1804 | 91.6471 | 90.4891 | 88.1798 | 84.5764 | 81.1492 | 78.9714 | 77.4525 | 0.004956 | 0.005939 | 0.0028737 | 0.0036932 | 0.0041152 | 0.0077161 | 0.005498 | 0.0037234 | 0.0042394 | 0.0051537 | 0.0061682 | 0.0067247 | 0.0066315 | 0.0067005 | 0.0064282 | 0.0062314 | 0.0058018 | 0.0050676 | 0.0042204 | 0.0042292 | 0.0047321 | 0.0041102 | 0.0044887 | 0.0044967
Portfolio Adjusted1-in-10Size: Under 20 kWAll2018August Monthly Peak | Portfolio Adjusted | 1-in-10 | Size: Under 20 kW | All | 2018 | August Monthly Peak | 8 | 0.99202 | 0.95785 | 0.92814 | 0.91995 | 0.92426 | 0.95396 | 0.91678 | 1.0716 | 1.4863 | 1.8896 | 2.223 | 2.4121 | 2.4857 | 2.5311 | 2.5683 | 2.535 | 2.4132 | 2.0604 | 1.6969 | 1.5383 | 1.4979 | 1.3303 | 1.1786 | 1.0622 | 0 | 0 | 0 | 0 | 0 | 0 | 0 | 0 | 0 | 0 | 0 | 0 | 0 | 0 | 0.0044459 | 0.012763 | 0.015514 | 0.014848 | 0 | 0 | 0 | 0 | 0 | 0 | 75.9409 | 74.9323 | 73.9201 | 73.0697 | 72.179 | 71.6165 | 71.2796 | 71.5047 | 74.1551 | 79.3059 | 84.0641 | 88.4577 | 91.4944 | 93.4497 | 94.6759 | 95.6551 | 95.9335 | 95.3304 | 94.4206 | 91.7605 | 87.6846 | 84.5956 | 82.5513 | 80.6538 | 0.0050261 | 0.0060149 | 0.0029084 | 0.0037327 | 0.0041725 | 0.0079432 | 0.0057596 | 0.0037691 | 0.0043274 | 0.005266 | 0.0063298 | 0.0069195 | 0.0068019 | 0.0068569 | 0.0065995 | 0.0063839 | 0.0059328 | 0.0051667 | 0.0043219 | 0.004423 | 0.0048742 | 0.0041365 | 0.0045261 | 0.0045426
Portfolio Adjusted1-in-10Size: Under 20 kWAll2018September Monthly Peak | Portfolio Adjusted | 1-in-10 | Size: Under 20 kW | All | 2018 | September Monthly Peak | 9 | 0.97373 | 0.94128 | 0.91375 | 0.90785 | 0.91196 | 0.94996 | 0.96951 | 1.0622 | 1.4691 | 1.8771 | 2.2094 | 2.4059 | 2.4832 | 2.5256 | 2.5467 | 2.5065 | 2.371 | 2.0096 | 1.6553 | 1.5977 | 1.4522 | 1.2858 | 1.1421 | 1.0355 | 0 | 0 | 0 | 0 | 0 | 0 | 0 | 0 | 0 | 0 | 0 | 0 | 0 | 0 | 0.0044085 | 0.01262 | 0.015243 | 0.014482 | 0 | 0 | 0 | 0 | 0 | 0 | 76.8347 | 75.7602 | 74.6667 | 73.9029 | 73.0783 | 72.431 | 71.8492 | 71.6051 | 73.7335 | 78.3688 | 83.291 | 87.7333 | 90.953 | 93.0753 | 93.7807 | 94.0756 | 93.8331 | 92.837 | 91.12 | 87.8871 | 83.9216 | 80.9062 | 78.543 | 76.837 | 0.0049233 | 0.0058954 | 0.0028562 | 0.003678 | 0.0041065 | 0.0078886 | 0.0060438 | 0.0037004 | 0.0042278 | 0.0051686 | 0.0062216 | 0.0068442 | 0.0067369 | 0.0067906 | 0.0065091 | 0.0062775 | 0.0057941 | 0.0050159 | 0.0041907 | 0.0045407 | 0.0046958 | 0.0039719 | 0.0043628 | 0.0044124
Portfolio Adjusted1-in-10Size: Under 20 kWAll2018October Monthly Peak | Portfolio Adjusted | 1-in-10 | Size: Under 20 kW | All | 2018 | October Monthly Peak | 10 | 0.90381 | 0.88151 | 0.86137 | 0.85625 | 0.85733 | 0.88535 | 0.94178 | 0.95771 | 1.2406 | 1.5505 | 1.8088 | 1.9641 | 2.0311 | 2.0894 | 2.132 | 2.1046 | 1.9857 | 1.6787 | 1.5142 | 1.4244 | 1.2919 | 1.1555 | 1.038 | 0.96092 | 0 | 0 | 0 | 0 | 0 | 0 | 0 | 0 | 0 | 0 | 0 | 0 | 0 | 0 | 0.0036906 | 0.010597 | 0.012766 | 0.012097 | 0 | 0 | 0 | 0 | 0 | 0 | 71.4732 | 70.0867 | 69.0833 | 67.9197 | 66.9478 | 66.1277 | 65.719 | 65.3117 | 66.2426 | 70.7397 | 76.5324 | 82.116 | 86.5162 | 89.2572 | 90.2458 | 90.8075 | 90.6896 | 89.6174 | 86.9785 | 82.6619 | 78.6087 | 75.7487 | 73.5955 | 71.9606 | 0.0045522 | 0.0055086 | 0.0026914 | 0.0034643 | 0.0038574 | 0.0073615 | 0.0058596 | 0.0033373 | 0.0035985 | 0.0043078 | 0.0051141 | 0.0056064 | 0.0055225 | 0.0056295 | 0.0054507 | 0.0052676 | 0.0048447 | 0.004178 | 0.0038014 | 0.0040227 | 0.0041445 | 0.0035406 | 0.0039416 | 0.0040821
Portfolio Adjusted1-in-10Size: Under 20 kWAll2018November Monthly Peak | Portfolio Adjusted | 1-in-10 | Size: Under 20 kW | All | 2018 | November Monthly Peak | 11 | 0.87972 | 0.85729 | 0.84805 | 0.84139 | 0.84273 | 0.87014 | 0.8349 | 0.90271 | 1.1641 | 1.401 | 1.5904 | 1.6992 | 1.7374 | 1.7729 | 1.79 | 1.7631 | 1.678 | 1.6301 | 1.4113 | 1.2676 | 1.1607 | 1.0408 | 0.95336 | 0.91927 | 0 | 0 | 0 | 0 | 0 | 0 | 0 | 0 | 0 | 0 | 0 | 0 | 0 | 0 | 0.0030985 | 0.0088772 | 0.010788 | 0.011747 | 0 | 0 | 0 | 0 | 0 | 0 | 66.3802 | 64.8621 | 63.9853 | 62.6195 | 61.7617 | 60.9012 | 60.3917 | 60.347 | 62.9307 | 68.0416 | 74.242 | 79.2817 | 82.2867 | 83.9204 | 84.827 | 84.707 | 83.3365 | 80.7497 | 77.4615 | 74.046 | 71.6131 | 69.6458 | 67.8656 | 66.6564 | 0.0044429 | 0.0053704 | 0.0026469 | 0.0034068 | 0.0037977 | 0.0072332 | 0.005229 | 0.0031906 | 0.0033942 | 0.0039208 | 0.0045191 | 0.0048663 | 0.0047359 | 0.0047716 | 0.0045751 | 0.0044037 | 0.0040725 | 0.0040092 | 0.0035119 | 0.0035529 | 0.0036995 | 0.0031671 | 0.0035821 | 0.0039113
Portfolio Adjusted1-in-10Size: Under 20 kWAll2018December Monthly Peak | Portfolio Adjusted | 1-in-10 | Size: Under 20 kW | All | 2018 | December Monthly Peak | 12 | 0.85848 | 0.84861 | 0.84345 | 0.84364 | 0.84821 | 0.89271 | 0.92832 | 0.9741 | 1.2661 | 1.488 | 1.5823 | 1.5448 | 1.4569 | 1.371 | 1.2995 | 1.2564 | 1.3269 | 1.4996 | 1.4391 | 1.3385 | 1.2321 | 1.1446 | 1.0326 | 0.89029 | 0 | 0 | 0 | 0 | 0 | 0 | 0 | 0 | 0 | 0 | 0 | 0 | 0 | 0 | 0.0022495 | 0.006326 | 0.0085309 | 0.010806 | 0 | 0 | 0 | 0 | 0 | 0 | 43.1309 | 42.4755 | 42.231 | 42.1392 | 42.0589 | 41.8797 | 42.1924 | 42.2464 | 42.9522 | 44.7689 | 46.6148 | 48.3352 | 49.4986 | 49.9098 | 49.9636 | 49.8702 | 49.4391 | 48.2453 | 47.0286 | 45.8531 | 44.8146 | 44.1814 | 43.8426 | 43.1104 | 0.0042793 | 0.0052485 | 0.0026019 | 0.0033846 | 0.0037827 | 0.007321 | 0.0056639 | 0.0033376 | 0.0036202 | 0.0040992 | 0.004462 | 0.004413 | 0.003985 | 0.0037302 | 0.0033598 | 0.0031928 | 0.003304 | 0.0038038 | 0.0036653 | 0.0038524 | 0.004047 | 0.0035939 | 0.0039646 | 0.0037281
Portfolio Adjusted1-in-10Size: Under 20 kWAll2018Typical Event Day | Portfolio Adjusted | 1-in-10 | Size: Under 20 kW | All | 2018 | Typical Event Day | 8 | 0.9831 | 0.94959 | 0.92106 | 0.91297 | 0.91759 | 0.94654 | 0.90893 | 1.053 | 1.4479 | 1.83 | 2.147 | 2.3284 | 2.4006 | 2.45 | 2.4935 | 2.4657 | 2.3465 | 2.0015 | 1.651 | 1.4987 | 1.4663 | 1.3037 | 1.1573 | 1.0496 | 0 | 0 | 0 | 0 | 0 | 0 | 0 | 0 | 0 | 0 | 0 | 0 | 0 | 0 | 0.0043165 | 0.012414 | 0.015086 | 0.014423 | 0 | 0 | 0 | 0 | 0 | 0 | 75.2871 | 74.1216 | 73.0687 | 72.1344 | 71.2485 | 70.4084 | 69.8407 | 70.1763 | 73.0435 | 77.9228 | 82.7818 | 86.9492 | 89.7309 | 91.4961 | 92.6291 | 93.2253 | 93.3027 | 92.5767 | 91.3528 | 88.6497 | 84.8667 | 81.5669 | 79.3178 | 77.5899 | 0.0049869 | 0.0059704 | 0.0028892 | 0.0037087 | 0.004147 | 0.0078928 | 0.0057195 | 0.0037137 | 0.0042323 | 0.0051218 | 0.0061381 | 0.0067054 | 0.0065933 | 0.006658 | 0.0064243 | 0.0062232 | 0.0057791 | 0.0050249 | 0.0042107 | 0.0043122 | 0.0047709 | 0.0040527 | 0.0044443 | 0.0044942
Portfolio Adjusted1-in-10Size: Under 20 kWAll2019January Monthly Peak | Portfolio Adjusted | 1-in-10 | Size: Under 20 kW | All | 2019 | January Monthly Peak | 1 | 0.80015 | 0.79229 | 0.78806 | 0.78852 | 0.79713 | 0.8345 | 0.88518 | 0.92044 | 1.1958 | 1.4284 | 1.5243 | 1.4821 | 1.38 | 1.2833 | 1.2026 | 1.159 | 1.2476 | 1.4795 | 1.4878 | 1.3928 | 1.277 | 1.1862 | 1.0516 | 0.83967 | 0 | 0 | 0 | 0 | 0 | 0 | 0 | 0 | 0 | 0 | 0 | 0 | 0 | 0 | 0.0020818 | 0.0058352 | 0.0080211 | 0.010661 | 0 | 0 | 0 | 0 | 0 | 0 | 42.6969 | 41.9909 | 41.3084 | 40.8269 | 40.5602 | 40.2489 | 39.8858 | 39.7313 | 40.2055 | 42.4928 | 45.0842 | 47.2786 | 49.1209 | 50.059 | 50.4926 | 50.2851 | 49.4495 | 48.2675 | 46.21 | 44.6015 | 43.343 | 42.3972 | 41.6859 | 40.9788 | 0.0039033 | 0.0047926 | 0.0023845 | 0.0030876 | 0.003476 | 0.0067045 | 0.005286 | 0.0030857 | 0.0033551 | 0.0038701 | 0.0042407 | 0.0041788 | 0.0037195 | 0.0034431 | 0.003068 | 0.0029068 | 0.0031123 | 0.003787 | 0.0038119 | 0.0040482 | 0.0042261 | 0.0037539 | 0.0040424 | 0.0034441
Portfolio Adjusted1-in-10Size: Under 20 kWAll2019February Monthly Peak | Portfolio Adjusted | 1-in-10 | Size: Under 20 kW | All | 2019 | February Monthly Peak | 2 | 0.82072 | 0.80708 | 0.80189 | 0.80438 | 0.81359 | 0.8482 | 0.85215 | 0.8638 | 1.0956 | 1.2852 | 1.3865 | 1.3958 | 1.3666 | 1.3463 | 1.3311 | 1.3089 | 1.3016 | 1.3329 | 1.3879 | 1.2794 | 1.1755 | 1.072 | 0.97116 | 0.86266 | 0 | 0 | 0 | 0 | 0 | 0 | 0 | 0 | 0 | 0 | 0 | 0 | 0 | 0 | 0.0023042 | 0.0065904 | 0.0083683 | 0.0096054 | 0 | 0 | 0 | 0 | 0 | 0 | 49.8939 | 49.4645 | 48.8782 | 48.3292 | 48.0007 | 47.2122 | 46.3927 | 46.8296 | 47.871 | 50.0567 | 52.2981 | 53.827 | 55.2051 | 56.3612 | 57.3396 | 57.7716 | 57.1871 | 56.4648 | 54.6125 | 52.6848 | 51.0628 | 49.6378 | 48.8278 | 47.8459 | 0.0040666 | 0.0049523 | 0.0024581 | 0.0031965 | 0.0036028 | 0.0069418 | 0.0052056 | 0.0029746 | 0.0031612 | 0.0035644 | 0.0039243 | 0.0039969 | 0.003733 | 0.0036446 | 0.0034251 | 0.0032995 | 0.0032146 | 0.0033628 | 0.0035069 | 0.0036475 | 0.0037999 | 0.0033036 | 0.0036688 | 0.0035946
Portfolio Adjusted1-in-10Size: Under 20 kWAll2019March Monthly Peak | Portfolio Adjusted | 1-in-10 | Size: Under 20 kW | All | 2019 | March Monthly Peak | 3 | 0.85113 | 0.82735 | 0.81457 | 0.813 | 0.81897 | 0.85059 | 0.88193 | 0.86856 | 1.0448 | 1.2277 | 1.3754 | 1.4479 | 1.4729 | 1.5172 | 1.564 | 1.568 | 1.5105 | 1.3427 | 1.2332 | 1.2488 | 1.1689 | 1.0602 | 0.96 | 0.89854 | 0 | 0 | 0 | 0 | 0 | 0 | 0 | 0 | 0 | 0 | 0 | 0 | 0 | 0 | 0.0027074 | 0.0078946 | 0.0097113 | 0.0096758 | 0 | 0 | 0 | 0 | 0 | 0 | 57.9023 | 56.4161 | 55.3993 | 54.7735 | 53.9139 | 53.2284 | 52.6413 | 52.526 | 53.8126 | 58.0237 | 63.0903 | 67.6875 | 71.1581 | 72.9599 | 74.1013 | 74.6921 | 74.5669 | 73.5061 | 71.936 | 69.377 | 66.0842 | 63.197 | 60.9578 | 59.1309 | 0.0042646 | 0.0051373 | 0.0025215 | 0.0032671 | 0.0036639 | 0.0070372 | 0.0054578 | 0.0030343 | 0.0030555 | 0.0034513 | 0.0039245 | 0.0041736 | 0.0040482 | 0.0041203 | 0.0040238 | 0.0039398 | 0.0036999 | 0.0033568 | 0.0031194 | 0.0035352 | 0.0037457 | 0.0032324 | 0.0036108 | 0.0037859
Portfolio Adjusted1-in-10Size: Under 20 kWAll2019April Monthly Peak | Portfolio Adjusted | 1-in-10 | Size: Under 20 kW | All | 2019 | April Monthly Peak | 4 | 0.89947 | 0.87022 | 0.8501 | 0.84583 | 0.84628 | 0.87269 | 0.84435 | 0.88922 | 1.1495 | 1.4113 | 1.6369 | 1.7691 | 1.838 | 1.8931 | 1.9392 | 1.9237 | 1.8232 | 1.5563 | 1.2993 | 1.2886 | 1.2638 | 1.1305 | 1.0196 | 0.95883 | 0 | 0 | 0 | 0 | 0 | 0 | 0 | 0 | 0 | 0 | 0 | 0 | 0 | 0 | 0.0033569 | 0.0096858 | 0.011721 | 0.011215 | 0 | 0 | 0 | 0 | 0 | 0 | 68.2319 | 66.7848 | 65.1331 | 63.8105 | 62.6708 | 61.7051 | 61.1519 | 61.1727 | 64.4295 | 70.4752 | 76.6019 | 81.8948 | 85.1089 | 86.964 | 87.8189 | 88.3581 | 88.231 | 87.5944 | 85.7068 | 82.3588 | 77.9554 | 74.075 | 71.419 | 69.766 | 0.0045185 | 0.0054244 | 0.0026464 | 0.0034161 | 0.0038031 | 0.0072508 | 0.0052903 | 0.0031238 | 0.0033545 | 0.0039454 | 0.0046544 | 0.0050726 | 0.0050222 | 0.0051125 | 0.0049675 | 0.0048179 | 0.0044449 | 0.0038682 | 0.0032698 | 0.0036438 | 0.0040394 | 0.003436 | 0.0038326 | 0.0040568
Portfolio Adjusted1-in-10Size: Under 20 kWAll2019May Monthly Peak | Portfolio Adjusted | 1-in-10 | Size: Under 20 kW | All | 2019 | May Monthly Peak | 5 | 0.9275 | 0.89691 | 0.86994 | 0.86274 | 0.86582 | 0.87978 | 0.8131 | 0.93622 | 1.2499 | 1.5598 | 1.8192 | 1.9747 | 2.0357 | 2.079 | 2.1091 | 2.0899 | 1.974 | 1.6746 | 1.3819 | 1.3019 | 1.328 | 1.1863 | 1.0655 | 0.99504 | 0 | 0 | 0 | 0 | 0 | 0 | 0 | 0 | 0 | 0 | 0 | 0 | 0 | 0 | 0.0036509 | 0.010522 | 0.012691 | 0.012068 | 0 | 0 | 0 | 0 | 0 | 0 | 73.185 | 71.3493 | 69.9435 | 68.9309 | 67.8587 | 66.8473 | 66.2808 | 66.5848 | 70.1819 | 75.6801 | 80.7704 | 84.334 | 87.2321 | 89.136 | 90.2774 | 90.6037 | 90.2315 | 89.1661 | 87.8028 | 85.2601 | 81.2594 | 77.3906 | 74.8866 | 72.4841 | 0.004669 | 0.005605 | 0.0027138 | 0.0034936 | 0.0038997 | 0.0073098 | 0.0051258 | 0.0033056 | 0.0036632 | 0.0043913 | 0.0052146 | 0.0057139 | 0.00561 | 0.0056615 | 0.0054441 | 0.0052802 | 0.0048572 | 0.0042029 | 0.0035059 | 0.0037183 | 0.0042736 | 0.0036321 | 0.004029 | 0.0042232
Portfolio Adjusted1-in-10Size: Under 20 kWAll2019June Monthly Peak | Portfolio Adjusted | 1-in-10 | Size: Under 20 kW | All | 2019 | June Monthly Peak | 6 | 0.94209 | 0.90897 | 0.8838 | 0.87518 | 0.87775 | 0.87435 | 0.81292 | 0.97649 | 1.3121 | 1.6395 | 1.9218 | 2.0857 | 2.1551 | 2.2063 | 2.2429 | 2.2216 | 2.1086 | 1.8131 | 1.5064 | 1.3458 | 1.357 | 1.2462 | 1.1087 | 1.0093 | 0 | 0 | 0 | 0 | 0 | 0 | 0 | 0 | 0 | 0 | 0 | 0 | 0 | 0 | 0.0038825 | 0.011186 | 0.013556 | 0.013066 | 0 | 0 | 0 | 0 | 0 | 0 | 72.0589 | 70.713 | 69.7474 | 68.6982 | 67.6796 | 66.3706 | 65.6779 | 66.6463 | 70.3786 | 75.3159 | 80.348 | 84.4809 | 87.237 | 88.8744 | 90.1304 | 90.8114 | 91.2637 | 90.4922 | 89.3814 | 86.7713 | 83.2841 | 79.6165 | 77.2055 | 75.4161 | 0.0047679 | 0.005707 | 0.0027652 | 0.003553 | 0.0039561 | 0.0072792 | 0.0051564 | 0.0034635 | 0.0038822 | 0.0046668 | 0.0055572 | 0.0060825 | 0.0059945 | 0.0060584 | 0.005841 | 0.005669 | 0.0052501 | 0.0046088 | 0.0038755 | 0.003907 | 0.0044343 | 0.0038766 | 0.0042428 | 0.0043104
Portfolio Adjusted1-in-10Size: Under 20 kWAll2019July Monthly Peak | Portfolio Adjusted | 1-in-10 | Size: Under 20 kW | All | 2019 | July Monthly Peak | 7 | 0.974 | 0.94127 | 0.91295 | 0.90644 | 0.90878 | 0.92443 | 0.86622 | 1.0491 | 1.4381 | 1.8188 | 2.1384 | 2.3109 | 2.3897 | 2.4406 | 2.4718 | 2.4447 | 2.3283 | 1.9934 | 1.6387 | 1.4507 | 1.4419 | 1.3136 | 1.1642 | 1.0489 | 0 | 0 | 0 | 0 | 0 | 0 | 0 | 0 | 0 | 0 | 0 | 0 | 0 | 0 | 0.0042787 | 0.012309 | 0.014969 | 0.014365 | 0 | 0 | 0 | 0 | 0 | 0 | 76.3138 | 75.081 | 73.9407 | 72.8669 | 72.0571 | 71.2156 | 70.5562 | 70.9492 | 73.9069 | 78.7005 | 83.4241 | 87.1249 | 89.2391 | 90.5852 | 91.9292 | 92.3592 | 92.1804 | 91.6471 | 90.4891 | 88.1798 | 84.5764 | 81.1492 | 78.9714 | 77.4525 | 0.004956 | 0.005939 | 0.0028737 | 0.0036932 | 0.0041152 | 0.0077161 | 0.005498 | 0.0037234 | 0.0042394 | 0.0051537 | 0.0061682 | 0.0067247 | 0.0066315 | 0.0067005 | 0.0064282 | 0.0062314 | 0.0058018 | 0.0050676 | 0.0042204 | 0.0042292 | 0.0047321 | 0.0041102 | 0.0044887 | 0.0044967
Portfolio Adjusted1-in-10Size: Under 20 kWAll2019August Monthly Peak | Portfolio Adjusted | 1-in-10 | Size: Under 20 kW | All | 2019 | August Monthly Peak | 8 | 0.99202 | 0.95785 | 0.92814 | 0.91995 | 0.92426 | 0.95396 | 0.91678 | 1.0716 | 1.4863 | 1.8896 | 2.223 | 2.4121 | 2.4857 | 2.5311 | 2.5683 | 2.535 | 2.4132 | 2.0604 | 1.6969 | 1.5383 | 1.4979 | 1.3303 | 1.1786 | 1.0622 | 0 | 0 | 0 | 0 | 0 | 0 | 0 | 0 | 0 | 0 | 0 | 0 | 0 | 0 | 0.0044459 | 0.012763 | 0.015514 | 0.014848 | 0 | 0 | 0 | 0 | 0 | 0 | 75.9409 | 74.9323 | 73.9201 | 73.0697 | 72.179 | 71.6165 | 71.2796 | 71.5047 | 74.1551 | 79.3059 | 84.0641 | 88.4577 | 91.4944 | 93.4497 | 94.6759 | 95.6551 | 95.9335 | 95.3304 | 94.4206 | 91.7605 | 87.6846 | 84.5956 | 82.5513 | 80.6538 | 0.0050261 | 0.0060149 | 0.0029084 | 0.0037327 | 0.0041725 | 0.0079432 | 0.0057596 | 0.0037691 | 0.0043274 | 0.005266 | 0.0063298 | 0.0069195 | 0.0068019 | 0.0068569 | 0.0065995 | 0.0063839 | 0.0059328 | 0.0051667 | 0.0043219 | 0.004423 | 0.0048742 | 0.0041365 | 0.0045261 | 0.0045426
Portfolio Adjusted1-in-10Size: Under 20 kWAll2019September Monthly Peak | Portfolio Adjusted | 1-in-10 | Size: Under 20 kW | All | 2019 | September Monthly Peak | 9 | 0.97373 | 0.94128 | 0.91375 | 0.90785 | 0.91196 | 0.94996 | 0.96951 | 1.0622 | 1.4691 | 1.8771 | 2.2094 | 2.4059 | 2.4832 | 2.5256 | 2.5467 | 2.5065 | 2.371 | 2.0096 | 1.6553 | 1.5977 | 1.4522 | 1.2858 | 1.1421 | 1.0355 | 0 | 0 | 0 | 0 | 0 | 0 | 0 | 0 | 0 | 0 | 0 | 0 | 0 | 0 | 0.0044085 | 0.01262 | 0.015243 | 0.014482 | 0 | 0 | 0 | 0 | 0 | 0 | 76.8347 | 75.7602 | 74.6667 | 73.9029 | 73.0783 | 72.431 | 71.8492 | 71.6051 | 73.7335 | 78.3688 | 83.291 | 87.7333 | 90.953 | 93.0753 | 93.7807 | 94.0756 | 93.8331 | 92.837 | 91.12 | 87.8871 | 83.9216 | 80.9062 | 78.543 | 76.837 | 0.0049233 | 0.0058954 | 0.0028562 | 0.003678 | 0.0041065 | 0.0078886 | 0.0060438 | 0.0037004 | 0.0042278 | 0.0051686 | 0.0062216 | 0.0068442 | 0.0067369 | 0.0067905 | 0.0065091 | 0.0062775 | 0.0057941 | 0.0050159 | 0.0041907 | 0.0045407 | 0.0046958 | 0.0039719 | 0.0043628 | 0.0044124
Portfolio Adjusted1-in-10Size: Under 20 kWAll2019October Monthly Peak | Portfolio Adjusted | 1-in-10 | Size: Under 20 kW | All | 2019 | October Monthly Peak | 10 | 0.90381 | 0.88151 | 0.86137 | 0.85625 | 0.85733 | 0.88535 | 0.94178 | 0.95771 | 1.2406 | 1.5505 | 1.8088 | 1.9641 | 2.0311 | 2.0894 | 2.132 | 2.1046 | 1.9857 | 1.6787 | 1.5142 | 1.4244 | 1.2919 | 1.1555 | 1.038 | 0.96092 | 0 | 0 | 0 | 0 | 0 | 0 | 0 | 0 | 0 | 0 | 0 | 0 | 0 | 0 | 0.0036906 | 0.010597 | 0.012766 | 0.012097 | 0 | 0 | 0 | 0 | 0 | 0 | 71.4732 | 70.0867 | 69.0833 | 67.9197 | 66.9478 | 66.1277 | 65.719 | 65.3117 | 66.2426 | 70.7397 | 76.5324 | 82.116 | 86.5162 | 89.2572 | 90.2458 | 90.8075 | 90.6896 | 89.6174 | 86.9785 | 82.6619 | 78.6087 | 75.7487 | 73.5955 | 71.9606 | 0.0045522 | 0.0055086 | 0.0026914 | 0.0034643 | 0.0038574 | 0.0073615 | 0.0058596 | 0.0033373 | 0.0035985 | 0.0043078 | 0.0051141 | 0.0056064 | 0.0055225 | 0.0056295 | 0.0054507 | 0.0052676 | 0.0048447 | 0.004178 | 0.0038014 | 0.0040227 | 0.0041445 | 0.0035406 | 0.0039416 | 0.004082
Portfolio Adjusted1-in-10Size: Under 20 kWAll2019November Monthly Peak | Portfolio Adjusted | 1-in-10 | Size: Under 20 kW | All | 2019 | November Monthly Peak | 11 | 0.87972 | 0.85729 | 0.84805 | 0.84139 | 0.84273 | 0.87014 | 0.8349 | 0.90271 | 1.1641 | 1.401 | 1.5904 | 1.6992 | 1.7374 | 1.7729 | 1.79 | 1.7631 | 1.678 | 1.6301 | 1.4113 | 1.2676 | 1.1607 | 1.0408 | 0.95336 | 0.91927 | 0 | 0 | 0 | 0 | 0 | 0 | 0 | 0 | 0 | 0 | 0 | 0 | 0 | 0 | 0.0030985 | 0.0088772 | 0.010788 | 0.011747 | 0 | 0 | 0 | 0 | 0 | 0 | 66.3802 | 64.8621 | 63.9853 | 62.6195 | 61.7618 | 60.9012 | 60.3917 | 60.347 | 62.9307 | 68.0416 | 74.242 | 79.2817 | 82.2867 | 83.9204 | 84.827 | 84.707 | 83.3365 | 80.7497 | 77.4615 | 74.046 | 71.6131 | 69.6458 | 67.8656 | 66.6564 | 0.0044429 | 0.0053704 | 0.0026469 | 0.0034068 | 0.0037977 | 0.0072332 | 0.005229 | 0.0031906 | 0.0033942 | 0.0039208 | 0.0045191 | 0.0048663 | 0.0047359 | 0.0047716 | 0.0045751 | 0.0044037 | 0.0040725 | 0.0040092 | 0.0035119 | 0.0035529 | 0.0036995 | 0.0031671 | 0.0035821 | 0.0039113
Portfolio Adjusted1-in-10Size: Under 20 kWAll2019December Monthly Peak | Portfolio Adjusted | 1-in-10 | Size: Under 20 kW | All | 2019 | December Monthly Peak | 12 | 0.85848 | 0.84861 | 0.84345 | 0.84364 | 0.84821 | 0.89271 | 0.92832 | 0.9741 | 1.2661 | 1.488 | 1.5823 | 1.5448 | 1.4569 | 1.371 | 1.2995 | 1.2564 | 1.3269 | 1.4996 | 1.4391 | 1.3385 | 1.2321 | 1.1446 | 1.0326 | 0.89029 | 0 | 0 | 0 | 0 | 0 | 0 | 0 | 0 | 0 | 0 | 0 | 0 | 0 | 0 | 0.0022495 | 0.006326 | 0.0085309 | 0.010806 | 0 | 0 | 0 | 0 | 0 | 0 | 43.1309 | 42.4755 | 42.231 | 42.1392 | 42.0589 | 41.8797 | 42.1924 | 42.2464 | 42.9522 | 44.7689 | 46.6148 | 48.3352 | 49.4986 | 49.9098 | 49.9636 | 49.8702 | 49.4391 | 48.2453 | 47.0286 | 45.8531 | 44.8146 | 44.1814 | 43.8426 | 43.1104 | 0.0042793 | 0.0052485 | 0.0026019 | 0.0033846 | 0.0037827 | 0.007321 | 0.0056639 | 0.0033376 | 0.0036202 | 0.0040992 | 0.004462 | 0.004413 | 0.003985 | 0.0037302 | 0.0033598 | 0.0031928 | 0.003304 | 0.0038038 | 0.0036653 | 0.0038524 | 0.004047 | 0.0035939 | 0.0039646 | 0.0037281
Portfolio Adjusted1-in-10Size: Under 20 kWAll2019Typical Event Day | Portfolio Adjusted | 1-in-10 | Size: Under 20 kW | All | 2019 | Typical Event Day | 8 | 0.9831 | 0.94959 | 0.92106 | 0.91297 | 0.91759 | 0.94654 | 0.90893 | 1.053 | 1.4479 | 1.83 | 2.147 | 2.3284 | 2.4006 | 2.45 | 2.4935 | 2.4657 | 2.3465 | 2.0015 | 1.651 | 1.4987 | 1.4663 | 1.3037 | 1.1573 | 1.0496 | 0 | 0 | 0 | 0 | 0 | 0 | 0 | 0 | 0 | 0 | 0 | 0 | 0 | 0 | 0.0043165 | 0.012414 | 0.015086 | 0.014423 | 0 | 0 | 0 | 0 | 0 | 0 | 75.2871 | 74.1216 | 73.0687 | 72.1344 | 71.2485 | 70.4084 | 69.8407 | 70.1763 | 73.0435 | 77.9228 | 82.7818 | 86.9492 | 89.7308 | 91.4961 | 92.6291 | 93.2253 | 93.3027 | 92.5767 | 91.3528 | 88.6497 | 84.8667 | 81.5669 | 79.3178 | 77.5899 | 0.0049869 | 0.0059704 | 0.0028892 | 0.0037087 | 0.004147 | 0.0078928 | 0.0057195 | 0.0037137 | 0.0042323 | 0.0051218 | 0.0061381 | 0.0067054 | 0.0065933 | 0.006658 | 0.0064243 | 0.0062232 | 0.0057791 | 0.0050249 | 0.0042107 | 0.0043122 | 0.0047709 | 0.0040527 | 0.0044443 | 0.0044942
Portfolio Adjusted1-in-10Size: Under 20 kWAll2020January Monthly Peak | Portfolio Adjusted | 1-in-10 | Size: Under 20 kW | All | 2020 | January Monthly Peak | 1 | 0.80015 | 0.79229 | 0.78806 | 0.78852 | 0.79713 | 0.8345 | 0.88518 | 0.92044 | 1.1958 | 1.4284 | 1.5243 | 1.4821 | 1.38 | 1.2833 | 1.2026 | 1.159 | 1.2476 | 1.4795 | 1.4878 | 1.3928 | 1.277 | 1.1862 | 1.0516 | 0.83967 | 0 | 0 | 0 | 0 | 0 | 0 | 0 | 0 | 0 | 0 | 0 | 0 | 0 | 0 | 0.0020818 | 0.0058352 | 0.0080211 | 0.010661 | 0 | 0 | 0 | 0 | 0 | 0 | 42.6969 | 41.9909 | 41.3084 | 40.8269 | 40.5602 | 40.2489 | 39.8858 | 39.7313 | 40.2055 | 42.4928 | 45.0842 | 47.2786 | 49.1209 | 50.059 | 50.4926 | 50.2851 | 49.4495 | 48.2675 | 46.21 | 44.6015 | 43.343 | 42.3972 | 41.6859 | 40.9788 | 0.0039033 | 0.0047926 | 0.0023845 | 0.0030876 | 0.003476 | 0.0067045 | 0.005286 | 0.0030857 | 0.0033551 | 0.0038701 | 0.0042407 | 0.0041788 | 0.0037195 | 0.0034431 | 0.003068 | 0.0029068 | 0.0031123 | 0.003787 | 0.0038119 | 0.0040482 | 0.0042261 | 0.0037539 | 0.0040424 | 0.0034441
Portfolio Adjusted1-in-10Size: Under 20 kWAll2020February Monthly Peak | Portfolio Adjusted | 1-in-10 | Size: Under 20 kW | All | 2020 | February Monthly Peak | 2 | 0.82072 | 0.80708 | 0.80189 | 0.80438 | 0.81359 | 0.8482 | 0.85215 | 0.8638 | 1.0956 | 1.2852 | 1.3865 | 1.3958 | 1.3666 | 1.3463 | 1.3311 | 1.3089 | 1.3016 | 1.3329 | 1.3879 | 1.2794 | 1.1755 | 1.072 | 0.97116 | 0.86266 | 0 | 0 | 0 | 0 | 0 | 0 | 0 | 0 | 0 | 0 | 0 | 0 | 0 | 0 | 0.0023042 | 0.0065904 | 0.0083683 | 0.0096054 | 0 | 0 | 0 | 0 | 0 | 0 | 49.8939 | 49.4645 | 48.8782 | 48.3292 | 48.0007 | 47.2122 | 46.3927 | 46.8296 | 47.871 | 50.0567 | 52.2981 | 53.827 | 55.2051 | 56.3612 | 57.3396 | 57.7716 | 57.1871 | 56.4648 | 54.6125 | 52.6848 | 51.0628 | 49.6378 | 48.8278 | 47.8459 | 0.0040666 | 0.0049523 | 0.0024581 | 0.0031964 | 0.0036028 | 0.0069418 | 0.0052056 | 0.0029746 | 0.0031612 | 0.0035644 | 0.0039243 | 0.0039969 | 0.003733 | 0.0036446 | 0.0034251 | 0.0032995 | 0.0032146 | 0.0033628 | 0.0035069 | 0.0036475 | 0.0037999 | 0.0033036 | 0.0036688 | 0.0035946
Portfolio Adjusted1-in-10Size: Under 20 kWAll2020March Monthly Peak | Portfolio Adjusted | 1-in-10 | Size: Under 20 kW | All | 2020 | March Monthly Peak | 3 | 0.85113 | 0.82735 | 0.81457 | 0.813 | 0.81897 | 0.85059 | 0.88193 | 0.86856 | 1.0448 | 1.2277 | 1.3754 | 1.4479 | 1.4729 | 1.5172 | 1.564 | 1.568 | 1.5105 | 1.3427 | 1.2332 | 1.2488 | 1.1689 | 1.0602 | 0.96 | 0.89854 | 0 | 0 | 0 | 0 | 0 | 0 | 0 | 0 | 0 | 0 | 0 | 0 | 0 | 0 | 0.0027074 | 0.0078946 | 0.0097113 | 0.0096758 | 0 | 0 | 0 | 0 | 0 | 0 | 57.9023 | 56.4161 | 55.3993 | 54.7735 | 53.9139 | 53.2284 | 52.6413 | 52.526 | 53.8126 | 58.0237 | 63.0903 | 67.6875 | 71.1581 | 72.9599 | 74.1013 | 74.6921 | 74.5669 | 73.5061 | 71.936 | 69.377 | 66.0842 | 63.197 | 60.9578 | 59.1309 | 0.0042646 | 0.0051373 | 0.0025215 | 0.0032671 | 0.0036639 | 0.0070372 | 0.0054578 | 0.0030343 | 0.0030555 | 0.0034513 | 0.0039245 | 0.0041736 | 0.0040482 | 0.0041203 | 0.0040238 | 0.0039398 | 0.0036999 | 0.0033568 | 0.0031194 | 0.0035352 | 0.0037457 | 0.0032324 | 0.0036108 | 0.0037859
Portfolio Adjusted1-in-10Size: Under 20 kWAll2020April Monthly Peak | Portfolio Adjusted | 1-in-10 | Size: Under 20 kW | All | 2020 | April Monthly Peak | 4 | 0.89947 | 0.87022 | 0.8501 | 0.84583 | 0.84628 | 0.87269 | 0.84435 | 0.88922 | 1.1495 | 1.4113 | 1.6369 | 1.7691 | 1.838 | 1.8931 | 1.9392 | 1.9237 | 1.8232 | 1.5563 | 1.2993 | 1.2886 | 1.2638 | 1.1305 | 1.0196 | 0.95883 | 0 | 0 | 0 | 0 | 0 | 0 | 0 | 0 | 0 | 0 | 0 | 0 | 0 | 0 | 0.0033569 | 0.0096858 | 0.011721 | 0.011215 | 0 | 0 | 0 | 0 | 0 | 0 | 68.2319 | 66.7848 | 65.1331 | 63.8105 | 62.6708 | 61.7051 | 61.1519 | 61.1727 | 64.4295 | 70.4752 | 76.6019 | 81.8948 | 85.1089 | 86.964 | 87.8189 | 88.3581 | 88.231 | 87.5944 | 85.7068 | 82.3588 | 77.9554 | 74.075 | 71.419 | 69.766 | 0.0045185 | 0.0054244 | 0.0026464 | 0.0034161 | 0.0038031 | 0.0072508 | 0.0052903 | 0.0031238 | 0.0033545 | 0.0039454 | 0.0046544 | 0.0050726 | 0.0050222 | 0.0051125 | 0.0049675 | 0.0048179 | 0.0044449 | 0.0038682 | 0.0032698 | 0.0036438 | 0.0040394 | 0.003436 | 0.0038326 | 0.0040568
Portfolio Adjusted1-in-10Size: Under 20 kWAll2020May Monthly Peak | Portfolio Adjusted | 1-in-10 | Size: Under 20 kW | All | 2020 | May Monthly Peak | 5 | 0.9275 | 0.89691 | 0.86994 | 0.86274 | 0.86582 | 0.87978 | 0.8131 | 0.93622 | 1.2499 | 1.5598 | 1.8192 | 1.9747 | 2.0357 | 2.079 | 2.1091 | 2.0899 | 1.974 | 1.6746 | 1.3819 | 1.3019 | 1.328 | 1.1863 | 1.0655 | 0.99504 | 0 | 0 | 0 | 0 | 0 | 0 | 0 | 0 | 0 | 0 | 0 | 0 | 0 | 0 | 0.0036509 | 0.010522 | 0.012691 | 0.012068 | 0 | 0 | 0 | 0 | 0 | 0 | 73.185 | 71.3493 | 69.9435 | 68.9309 | 67.8587 | 66.8473 | 66.2808 | 66.5848 | 70.1819 | 75.6801 | 80.7704 | 84.334 | 87.2321 | 89.136 | 90.2774 | 90.6037 | 90.2315 | 89.1661 | 87.8028 | 85.2601 | 81.2594 | 77.3906 | 74.8866 | 72.4841 | 0.004669 | 0.005605 | 0.0027138 | 0.0034936 | 0.0038997 | 0.0073098 | 0.0051258 | 0.0033056 | 0.0036632 | 0.0043913 | 0.0052146 | 0.0057139 | 0.00561 | 0.0056615 | 0.0054441 | 0.0052802 | 0.0048572 | 0.0042029 | 0.0035059 | 0.0037183 | 0.0042736 | 0.0036321 | 0.004029 | 0.0042232
Portfolio Adjusted1-in-10Size: Under 20 kWAll2020June Monthly Peak | Portfolio Adjusted | 1-in-10 | Size: Under 20 kW | All | 2020 | June Monthly Peak | 6 | 0.94209 | 0.90897 | 0.8838 | 0.87518 | 0.87775 | 0.87435 | 0.81292 | 0.97649 | 1.3121 | 1.6395 | 1.9218 | 2.0857 | 2.1551 | 2.2063 | 2.2429 | 2.2216 | 2.1086 | 1.8131 | 1.5064 | 1.3458 | 1.357 | 1.2462 | 1.1087 | 1.0093 | 0 | 0 | 0 | 0 | 0 | 0 | 0 | 0 | 0 | 0 | 0 | 0 | 0 | 0 | 0.0038825 | 0.011186 | 0.013556 | 0.013066 | 0 | 0 | 0 | 0 | 0 | 0 | 72.0589 | 70.713 | 69.7474 | 68.6982 | 67.6796 | 66.3706 | 65.6779 | 66.6463 | 70.3786 | 75.3159 | 80.348 | 84.4809 | 87.237 | 88.8744 | 90.1304 | 90.8114 | 91.2637 | 90.4922 | 89.3814 | 86.7713 | 83.2841 | 79.6165 | 77.2055 | 75.4161 | 0.0047679 | 0.005707 | 0.0027652 | 0.003553 | 0.0039561 | 0.0072792 | 0.0051564 | 0.0034635 | 0.0038822 | 0.0046668 | 0.0055572 | 0.0060825 | 0.0059945 | 0.0060584 | 0.005841 | 0.005669 | 0.0052501 | 0.0046088 | 0.0038755 | 0.003907 | 0.0044343 | 0.0038766 | 0.0042428 | 0.0043104
Portfolio Adjusted1-in-10Size: Under 20 kWAll2020July Monthly Peak | Portfolio Adjusted | 1-in-10 | Size: Under 20 kW | All | 2020 | July Monthly Peak | 7 | 0.974 | 0.94127 | 0.91295 | 0.90644 | 0.90878 | 0.92443 | 0.86622 | 1.0491 | 1.4381 | 1.8188 | 2.1384 | 2.3109 | 2.3897 | 2.4406 | 2.4718 | 2.4447 | 2.3283 | 1.9934 | 1.6387 | 1.4507 | 1.4419 | 1.3136 | 1.1642 | 1.0489 | 0 | 0 | 0 | 0 | 0 | 0 | 0 | 0 | 0 | 0 | 0 | 0 | 0 | 0 | 0.0042787 | 0.012309 | 0.014969 | 0.014365 | 0 | 0 | 0 | 0 | 0 | 0 | 76.3138 | 75.081 | 73.9407 | 72.8669 | 72.0571 | 71.2156 | 70.5562 | 70.9492 | 73.9069 | 78.7005 | 83.4241 | 87.1249 | 89.2391 | 90.5852 | 91.9292 | 92.3592 | 92.1804 | 91.6471 | 90.4891 | 88.1798 | 84.5764 | 81.1492 | 78.9714 | 77.4525 | 0.004956 | 0.005939 | 0.0028737 | 0.0036932 | 0.0041152 | 0.0077161 | 0.005498 | 0.0037234 | 0.0042394 | 0.0051537 | 0.0061682 | 0.0067247 | 0.0066315 | 0.0067005 | 0.0064282 | 0.0062314 | 0.0058018 | 0.0050676 | 0.0042204 | 0.0042292 | 0.0047321 | 0.0041102 | 0.0044887 | 0.0044967
Portfolio Adjusted1-in-10Size: Under 20 kWAll2020August Monthly Peak | Portfolio Adjusted | 1-in-10 | Size: Under 20 kW | All | 2020 | August Monthly Peak | 8 | 0.99202 | 0.95785 | 0.92814 | 0.91995 | 0.92426 | 0.95396 | 0.91678 | 1.0716 | 1.4863 | 1.8896 | 2.223 | 2.4121 | 2.4857 | 2.5311 | 2.5683 | 2.535 | 2.4132 | 2.0604 | 1.6969 | 1.5383 | 1.4979 | 1.3303 | 1.1786 | 1.0622 | 0 | 0 | 0 | 0 | 0 | 0 | 0 | 0 | 0 | 0 | 0 | 0 | 0 | 0 | 0.0044459 | 0.012763 | 0.015514 | 0.014848 | 0 | 0 | 0 | 0 | 0 | 0 | 75.9409 | 74.9323 | 73.9201 | 73.0697 | 72.179 | 71.6165 | 71.2796 | 71.5047 | 74.1551 | 79.3059 | 84.0641 | 88.4577 | 91.4944 | 93.4497 | 94.6759 | 95.6551 | 95.9335 | 95.3304 | 94.4206 | 91.7605 | 87.6846 | 84.5956 | 82.5513 | 80.6538 | 0.0050261 | 0.0060149 | 0.0029084 | 0.0037327 | 0.0041725 | 0.0079432 | 0.0057596 | 0.0037691 | 0.0043274 | 0.005266 | 0.0063298 | 0.0069195 | 0.0068019 | 0.0068569 | 0.0065995 | 0.0063839 | 0.0059328 | 0.0051667 | 0.0043219 | 0.004423 | 0.0048742 | 0.0041365 | 0.0045261 | 0.0045426
Portfolio Adjusted1-in-10Size: Under 20 kWAll2020September Monthly Peak | Portfolio Adjusted | 1-in-10 | Size: Under 20 kW | All | 2020 | September Monthly Peak | 9 | 0.97373 | 0.94128 | 0.91375 | 0.90785 | 0.91196 | 0.94996 | 0.96951 | 1.0622 | 1.4691 | 1.8771 | 2.2094 | 2.4059 | 2.4832 | 2.5256 | 2.5467 | 2.5065 | 2.371 | 2.0096 | 1.6553 | 1.5977 | 1.4522 | 1.2858 | 1.1421 | 1.0355 | 0 | 0 | 0 | 0 | 0 | 0 | 0 | 0 | 0 | 0 | 0 | 0 | 0 | 0 | 0.0044085 | 0.01262 | 0.015243 | 0.014482 | 0 | 0 | 0 | 0 | 0 | 0 | 76.8347 | 75.7602 | 74.6667 | 73.9029 | 73.0783 | 72.431 | 71.8492 | 71.6051 | 73.7335 | 78.3688 | 83.291 | 87.7333 | 90.953 | 93.0753 | 93.7807 | 94.0756 | 93.8331 | 92.837 | 91.12 | 87.8871 | 83.9216 | 80.9062 | 78.543 | 76.837 | 0.0049233 | 0.0058954 | 0.0028562 | 0.003678 | 0.0041065 | 0.0078886 | 0.0060438 | 0.0037004 | 0.0042278 | 0.0051686 | 0.0062216 | 0.0068442 | 0.0067369 | 0.0067905 | 0.0065091 | 0.0062775 | 0.0057941 | 0.0050159 | 0.0041907 | 0.0045407 | 0.0046958 | 0.0039719 | 0.0043628 | 0.0044124
Portfolio Adjusted1-in-10Size: Under 20 kWAll2020October Monthly Peak | Portfolio Adjusted | 1-in-10 | Size: Under 20 kW | All | 2020 | October Monthly Peak | 10 | 0.90381 | 0.88151 | 0.86137 | 0.85625 | 0.85733 | 0.88535 | 0.94178 | 0.95771 | 1.2406 | 1.5505 | 1.8088 | 1.9641 | 2.0311 | 2.0894 | 2.132 | 2.1046 | 1.9857 | 1.6787 | 1.5142 | 1.4244 | 1.2919 | 1.1555 | 1.038 | 0.96092 | 0 | 0 | 0 | 0 | 0 | 0 | 0 | 0 | 0 | 0 | 0 | 0 | 0 | 0 | 0.0036906 | 0.010597 | 0.012766 | 0.012097 | 0 | 0 | 0 | 0 | 0 | 0 | 71.4732 | 70.0867 | 69.0833 | 67.9197 | 66.9478 | 66.1277 | 65.719 | 65.3117 | 66.2426 | 70.7397 | 76.5324 | 82.116 | 86.5162 | 89.2572 | 90.2458 | 90.8075 | 90.6896 | 89.6174 | 86.9785 | 82.6619 | 78.6087 | 75.7487 | 73.5955 | 71.9606 | 0.0045522 | 0.0055086 | 0.0026914 | 0.0034643 | 0.0038574 | 0.0073615 | 0.0058596 | 0.0033373 | 0.0035985 | 0.0043078 | 0.0051141 | 0.0056064 | 0.0055225 | 0.0056295 | 0.0054507 | 0.0052676 | 0.0048447 | 0.004178 | 0.0038014 | 0.0040227 | 0.0041445 | 0.0035406 | 0.0039416 | 0.004082
Portfolio Adjusted1-in-10Size: Under 20 kWAll2020November Monthly Peak | Portfolio Adjusted | 1-in-10 | Size: Under 20 kW | All | 2020 | November Monthly Peak | 11 | 0.87972 | 0.85729 | 0.84805 | 0.84139 | 0.84273 | 0.87014 | 0.8349 | 0.90271 | 1.1641 | 1.401 | 1.5904 | 1.6992 | 1.7374 | 1.7729 | 1.79 | 1.7631 | 1.678 | 1.6301 | 1.4113 | 1.2676 | 1.1607 | 1.0408 | 0.95336 | 0.91927 | 0 | 0 | 0 | 0 | 0 | 0 | 0 | 0 | 0 | 0 | 0 | 0 | 0 | 0 | 0.0030985 | 0.0088772 | 0.010788 | 0.011747 | 0 | 0 | 0 | 0 | 0 | 0 | 66.3802 | 64.8621 | 63.9853 | 62.6195 | 61.7618 | 60.9012 | 60.3917 | 60.347 | 62.9307 | 68.0416 | 74.242 | 79.2817 | 82.2867 | 83.9204 | 84.827 | 84.707 | 83.3365 | 80.7497 | 77.4615 | 74.046 | 71.6131 | 69.6458 | 67.8656 | 66.6564 | 0.0044429 | 0.0053704 | 0.0026469 | 0.0034068 | 0.0037977 | 0.0072332 | 0.005229 | 0.0031906 | 0.0033942 | 0.0039208 | 0.0045191 | 0.0048663 | 0.0047359 | 0.0047716 | 0.0045751 | 0.0044037 | 0.0040725 | 0.0040092 | 0.0035119 | 0.0035529 | 0.0036995 | 0.0031671 | 0.0035821 | 0.0039113
Portfolio Adjusted1-in-10Size: Under 20 kWAll2020December Monthly Peak | Portfolio Adjusted | 1-in-10 | Size: Under 20 kW | All | 2020 | December Monthly Peak | 12 | 0.85848 | 0.84861 | 0.84345 | 0.84364 | 0.84821 | 0.89271 | 0.92832 | 0.9741 | 1.2661 | 1.488 | 1.5823 | 1.5448 | 1.4569 | 1.371 | 1.2995 | 1.2564 | 1.3269 | 1.4996 | 1.4391 | 1.3385 | 1.2321 | 1.1446 | 1.0326 | 0.89029 | 0 | 0 | 0 | 0 | 0 | 0 | 0 | 0 | 0 | 0 | 0 | 0 | 0 | 0 | 0.0022495 | 0.006326 | 0.0085309 | 0.010806 | 0 | 0 | 0 | 0 | 0 | 0 | 43.1309 | 42.4755 | 42.231 | 42.1392 | 42.0589 | 41.8797 | 42.1924 | 42.2464 | 42.9522 | 44.7689 | 46.6148 | 48.3352 | 49.4986 | 49.9098 | 49.9636 | 49.8702 | 49.4391 | 48.2453 | 47.0286 | 45.8531 | 44.8146 | 44.1814 | 43.8426 | 43.1104 | 0.0042793 | 0.0052485 | 0.0026019 | 0.0033846 | 0.0037827 | 0.007321 | 0.0056639 | 0.0033376 | 0.0036202 | 0.0040992 | 0.004462 | 0.004413 | 0.003985 | 0.0037302 | 0.0033598 | 0.0031928 | 0.003304 | 0.0038038 | 0.0036653 | 0.0038524 | 0.004047 | 0.0035939 | 0.0039646 | 0.0037281
Portfolio Adjusted1-in-10Size: Under 20 kWAll2020Typical Event Day | Portfolio Adjusted | 1-in-10 | Size: Under 20 kW | All | 2020 | Typical Event Day | 8 | 0.9831 | 0.94959 | 0.92106 | 0.91297 | 0.91759 | 0.94654 | 0.90893 | 1.053 | 1.4479 | 1.83 | 2.147 | 2.3284 | 2.4006 | 2.45 | 2.4935 | 2.4657 | 2.3465 | 2.0015 | 1.651 | 1.4987 | 1.4663 | 1.3037 | 1.1573 | 1.0496 | 0 | 0 | 0 | 0 | 0 | 0 | 0 | 0 | 0 | 0 | 0 | 0 | 0 | 0 | 0.0043165 | 0.012414 | 0.015086 | 0.014423 | 0 | 0 | 0 | 0 | 0 | 0 | 75.2871 | 74.1216 | 73.0687 | 72.1344 | 71.2485 | 70.4084 | 69.8407 | 70.1763 | 73.0435 | 77.9228 | 82.7818 | 86.9492 | 89.7308 | 91.4961 | 92.6291 | 93.2253 | 93.3027 | 92.5767 | 91.3528 | 88.6497 | 84.8667 | 81.5669 | 79.3178 | 77.5899 | 0.0049869 | 0.0059704 | 0.0028892 | 0.0037087 | 0.004147 | 0.0078928 | 0.0057195 | 0.0037137 | 0.0042323 | 0.0051218 | 0.0061381 | 0.0067054 | 0.0065933 | 0.006658 | 0.0064243 | 0.0062232 | 0.0057791 | 0.0050249 | 0.0042107 | 0.0043122 | 0.0047709 | 0.0040527 | 0.0044443 | 0.0044942
Portfolio Adjusted1-in-10Size: Under 20 kWAll2021January Monthly Peak | Portfolio Adjusted | 1-in-10 | Size: Under 20 kW | All | 2021 | January Monthly Peak | 1 | 0.80015 | 0.79229 | 0.78806 | 0.78852 | 0.79713 | 0.8345 | 0.88518 | 0.92044 | 1.1958 | 1.4284 | 1.5243 | 1.4821 | 1.38 | 1.2833 | 1.2026 | 1.159 | 1.2476 | 1.4795 | 1.4878 | 1.3928 | 1.277 | 1.1862 | 1.0516 | 0.83967 | 0 | 0 | 0 | 0 | 0 | 0 | 0 | 0 | 0 | 0 | 0 | 0 | 0 | 0 | 0.0020818 | 0.0058352 | 0.0080211 | 0.010661 | 0 | 0 | 0 | 0 | 0 | 0 | 42.6969 | 41.9909 | 41.3084 | 40.8269 | 40.5602 | 40.2489 | 39.8858 | 39.7313 | 40.2055 | 42.4928 | 45.0842 | 47.2786 | 49.1209 | 50.059 | 50.4926 | 50.2851 | 49.4495 | 48.2675 | 46.21 | 44.6015 | 43.343 | 42.3972 | 41.6859 | 40.9788 | 0.0039033 | 0.0047926 | 0.0023845 | 0.0030876 | 0.003476 | 0.0067045 | 0.005286 | 0.0030857 | 0.0033551 | 0.0038701 | 0.0042407 | 0.0041788 | 0.0037195 | 0.0034431 | 0.003068 | 0.0029068 | 0.0031123 | 0.003787 | 0.0038119 | 0.0040482 | 0.0042261 | 0.0037539 | 0.0040424 | 0.0034441
Portfolio Adjusted1-in-10Size: Under 20 kWAll2021February Monthly Peak | Portfolio Adjusted | 1-in-10 | Size: Under 20 kW | All | 2021 | February Monthly Peak | 2 | 0.82072 | 0.80708 | 0.80189 | 0.80438 | 0.81359 | 0.8482 | 0.85215 | 0.8638 | 1.0956 | 1.2852 | 1.3865 | 1.3958 | 1.3666 | 1.3463 | 1.3311 | 1.3089 | 1.3016 | 1.3329 | 1.3879 | 1.2794 | 1.1755 | 1.072 | 0.97116 | 0.86266 | 0 | 0 | 0 | 0 | 0 | 0 | 0 | 0 | 0 | 0 | 0 | 0 | 0 | 0 | 0.0023042 | 0.0065904 | 0.0083683 | 0.0096054 | 0 | 0 | 0 | 0 | 0 | 0 | 49.8939 | 49.4645 | 48.8782 | 48.3292 | 48.0007 | 47.2122 | 46.3927 | 46.8296 | 47.871 | 50.0567 | 52.2981 | 53.827 | 55.2051 | 56.3612 | 57.3396 | 57.7716 | 57.1871 | 56.4648 | 54.6125 | 52.6848 | 51.0628 | 49.6378 | 48.8278 | 47.8459 | 0.0040666 | 0.0049523 | 0.0024581 | 0.0031964 | 0.0036028 | 0.0069418 | 0.0052056 | 0.0029746 | 0.0031612 | 0.0035644 | 0.0039243 | 0.0039969 | 0.003733 | 0.0036446 | 0.0034251 | 0.0032995 | 0.0032146 | 0.0033628 | 0.0035069 | 0.0036475 | 0.0037999 | 0.0033036 | 0.0036688 | 0.0035946
Portfolio Adjusted1-in-10Size: Under 20 kWAll2021March Monthly Peak | Portfolio Adjusted | 1-in-10 | Size: Under 20 kW | All | 2021 | March Monthly Peak | 3 | 0.85113 | 0.82735 | 0.81457 | 0.813 | 0.81897 | 0.85059 | 0.88193 | 0.86856 | 1.0448 | 1.2277 | 1.3754 | 1.4479 | 1.4729 | 1.5172 | 1.564 | 1.568 | 1.5105 | 1.3427 | 1.2332 | 1.2488 | 1.1689 | 1.0602 | 0.96 | 0.89854 | 0 | 0 | 0 | 0 | 0 | 0 | 0 | 0 | 0 | 0 | 0 | 0 | 0 | 0 | 0.0027074 | 0.0078946 | 0.0097113 | 0.0096758 | 0 | 0 | 0 | 0 | 0 | 0 | 57.9023 | 56.4161 | 55.3993 | 54.7735 | 53.9139 | 53.2284 | 52.6413 | 52.526 | 53.8126 | 58.0237 | 63.0903 | 67.6875 | 71.1581 | 72.9599 | 74.1013 | 74.6921 | 74.5669 | 73.5061 | 71.936 | 69.377 | 66.0842 | 63.197 | 60.9578 | 59.1309 | 0.0042646 | 0.0051373 | 0.0025215 | 0.0032671 | 0.0036639 | 0.0070372 | 0.0054578 | 0.0030343 | 0.0030555 | 0.0034513 | 0.0039245 | 0.0041736 | 0.0040482 | 0.0041203 | 0.0040238 | 0.0039398 | 0.0036999 | 0.0033568 | 0.0031194 | 0.0035352 | 0.0037457 | 0.0032324 | 0.0036108 | 0.0037859
Portfolio Adjusted1-in-10Size: Under 20 kWAll2021April Monthly Peak | Portfolio Adjusted | 1-in-10 | Size: Under 20 kW | All | 2021 | April Monthly Peak | 4 | 0.89947 | 0.87022 | 0.8501 | 0.84583 | 0.84628 | 0.87269 | 0.84435 | 0.88922 | 1.1495 | 1.4113 | 1.6369 | 1.7691 | 1.838 | 1.8931 | 1.9392 | 1.9237 | 1.8232 | 1.5563 | 1.2993 | 1.2886 | 1.2638 | 1.1305 | 1.0196 | 0.95883 | 0 | 0 | 0 | 0 | 0 | 0 | 0 | 0 | 0 | 0 | 0 | 0 | 0 | 0 | 0.0033569 | 0.0096858 | 0.011721 | 0.011215 | 0 | 0 | 0 | 0 | 0 | 0 | 68.2319 | 66.7848 | 65.1331 | 63.8105 | 62.6708 | 61.7051 | 61.1519 | 61.1727 | 64.4295 | 70.4752 | 76.6019 | 81.8948 | 85.1089 | 86.964 | 87.8189 | 88.3581 | 88.231 | 87.5944 | 85.7068 | 82.3588 | 77.9554 | 74.075 | 71.419 | 69.766 | 0.0045185 | 0.0054244 | 0.0026464 | 0.0034161 | 0.0038031 | 0.0072508 | 0.0052903 | 0.0031238 | 0.0033545 | 0.0039454 | 0.0046544 | 0.0050726 | 0.0050222 | 0.0051125 | 0.0049675 | 0.0048179 | 0.0044449 | 0.0038682 | 0.0032698 | 0.0036438 | 0.0040394 | 0.003436 | 0.0038326 | 0.0040568
Portfolio Adjusted1-in-10Size: Under 20 kWAll2021May Monthly Peak | Portfolio Adjusted | 1-in-10 | Size: Under 20 kW | All | 2021 | May Monthly Peak | 5 | 0.9275 | 0.89691 | 0.86994 | 0.86274 | 0.86582 | 0.87978 | 0.8131 | 0.93622 | 1.2499 | 1.5598 | 1.8192 | 1.9747 | 2.0357 | 2.079 | 2.1091 | 2.0899 | 1.974 | 1.6746 | 1.3819 | 1.3019 | 1.328 | 1.1863 | 1.0655 | 0.99504 | 0 | 0 | 0 | 0 | 0 | 0 | 0 | 0 | 0 | 0 | 0 | 0 | 0 | 0 | 0.0036509 | 0.010522 | 0.012691 | 0.012068 | 0 | 0 | 0 | 0 | 0 | 0 | 73.185 | 71.3493 | 69.9435 | 68.9309 | 67.8587 | 66.8473 | 66.2808 | 66.5848 | 70.1819 | 75.6801 | 80.7704 | 84.334 | 87.2321 | 89.136 | 90.2774 | 90.6037 | 90.2315 | 89.1661 | 87.8028 | 85.2601 | 81.2594 | 77.3906 | 74.8866 | 72.4841 | 0.004669 | 0.005605 | 0.0027138 | 0.0034936 | 0.0038997 | 0.0073098 | 0.0051258 | 0.0033056 | 0.0036632 | 0.0043913 | 0.0052146 | 0.0057139 | 0.00561 | 0.0056615 | 0.0054441 | 0.0052802 | 0.0048572 | 0.0042029 | 0.0035059 | 0.0037183 | 0.0042736 | 0.0036321 | 0.004029 | 0.0042232
Portfolio Adjusted1-in-10Size: Under 20 kWAll2021June Monthly Peak | Portfolio Adjusted | 1-in-10 | Size: Under 20 kW | All | 2021 | June Monthly Peak | 6 | 0.94209 | 0.90897 | 0.8838 | 0.87518 | 0.87775 | 0.87435 | 0.81292 | 0.97649 | 1.3121 | 1.6395 | 1.9218 | 2.0857 | 2.1551 | 2.2063 | 2.2429 | 2.2216 | 2.1086 | 1.8131 | 1.5064 | 1.3458 | 1.357 | 1.2462 | 1.1087 | 1.0093 | 0 | 0 | 0 | 0 | 0 | 0 | 0 | 0 | 0 | 0 | 0 | 0 | 0 | 0 | 0.0038825 | 0.011186 | 0.013556 | 0.013066 | 0 | 0 | 0 | 0 | 0 | 0 | 72.0589 | 70.713 | 69.7474 | 68.6982 | 67.6796 | 66.3706 | 65.6779 | 66.6463 | 70.3786 | 75.3159 | 80.348 | 84.4809 | 87.237 | 88.8744 | 90.1304 | 90.8114 | 91.2637 | 90.4922 | 89.3814 | 86.7713 | 83.2841 | 79.6165 | 77.2055 | 75.4161 | 0.0047679 | 0.005707 | 0.0027652 | 0.003553 | 0.0039561 | 0.0072792 | 0.0051564 | 0.0034635 | 0.0038822 | 0.0046668 | 0.0055572 | 0.0060825 | 0.0059945 | 0.0060584 | 0.005841 | 0.005669 | 0.0052501 | 0.0046088 | 0.0038755 | 0.003907 | 0.0044343 | 0.0038766 | 0.0042428 | 0.0043104
Portfolio Adjusted1-in-10Size: Under 20 kWAll2021July Monthly Peak | Portfolio Adjusted | 1-in-10 | Size: Under 20 kW | All | 2021 | July Monthly Peak | 7 | 0.974 | 0.94127 | 0.91295 | 0.90644 | 0.90878 | 0.92443 | 0.86622 | 1.0491 | 1.4381 | 1.8188 | 2.1384 | 2.3109 | 2.3897 | 2.4406 | 2.4718 | 2.4447 | 2.3283 | 1.9934 | 1.6387 | 1.4507 | 1.4419 | 1.3136 | 1.1642 | 1.0489 | 0 | 0 | 0 | 0 | 0 | 0 | 0 | 0 | 0 | 0 | 0 | 0 | 0 | 0 | 0.0042787 | 0.012309 | 0.014969 | 0.014365 | 0 | 0 | 0 | 0 | 0 | 0 | 76.3138 | 75.081 | 73.9407 | 72.8669 | 72.0571 | 71.2156 | 70.5562 | 70.9492 | 73.9069 | 78.7005 | 83.4241 | 87.1249 | 89.2391 | 90.5852 | 91.9292 | 92.3592 | 92.1804 | 91.6471 | 90.4891 | 88.1798 | 84.5764 | 81.1492 | 78.9714 | 77.4525 | 0.004956 | 0.005939 | 0.0028737 | 0.0036932 | 0.0041152 | 0.0077161 | 0.005498 | 0.0037234 | 0.0042394 | 0.0051537 | 0.0061682 | 0.0067247 | 0.0066315 | 0.0067005 | 0.0064282 | 0.0062314 | 0.0058018 | 0.0050676 | 0.0042204 | 0.0042292 | 0.0047321 | 0.0041102 | 0.0044887 | 0.0044967
Portfolio Adjusted1-in-10Size: Under 20 kWAll2021August Monthly Peak | Portfolio Adjusted | 1-in-10 | Size: Under 20 kW | All | 2021 | August Monthly Peak | 8 | 0.99202 | 0.95785 | 0.92814 | 0.91995 | 0.92426 | 0.95396 | 0.91678 | 1.0716 | 1.4863 | 1.8896 | 2.223 | 2.4121 | 2.4857 | 2.5311 | 2.5683 | 2.535 | 2.4132 | 2.0604 | 1.6969 | 1.5383 | 1.4979 | 1.3303 | 1.1786 | 1.0622 | 0 | 0 | 0 | 0 | 0 | 0 | 0 | 0 | 0 | 0 | 0 | 0 | 0 | 0 | 0.0044459 | 0.012763 | 0.015514 | 0.014848 | 0 | 0 | 0 | 0 | 0 | 0 | 75.9409 | 74.9323 | 73.9201 | 73.0697 | 72.179 | 71.6165 | 71.2796 | 71.5047 | 74.1551 | 79.3059 | 84.0641 | 88.4577 | 91.4944 | 93.4497 | 94.6759 | 95.6551 | 95.9335 | 95.3304 | 94.4206 | 91.7605 | 87.6846 | 84.5956 | 82.5513 | 80.6538 | 0.0050261 | 0.0060149 | 0.0029084 | 0.0037327 | 0.0041725 | 0.0079432 | 0.0057596 | 0.0037691 | 0.0043274 | 0.005266 | 0.0063298 | 0.0069195 | 0.0068019 | 0.0068569 | 0.0065995 | 0.0063839 | 0.0059328 | 0.0051667 | 0.0043219 | 0.004423 | 0.0048742 | 0.0041365 | 0.0045261 | 0.0045426
Portfolio Adjusted1-in-10Size: Under 20 kWAll2021September Monthly Peak | Portfolio Adjusted | 1-in-10 | Size: Under 20 kW | All | 2021 | September Monthly Peak | 9 | 0.97373 | 0.94128 | 0.91375 | 0.90785 | 0.91196 | 0.94996 | 0.96951 | 1.0622 | 1.4691 | 1.8771 | 2.2094 | 2.4059 | 2.4832 | 2.5256 | 2.5467 | 2.5065 | 2.371 | 2.0096 | 1.6553 | 1.5977 | 1.4522 | 1.2858 | 1.1421 | 1.0355 | 0 | 0 | 0 | 0 | 0 | 0 | 0 | 0 | 0 | 0 | 0 | 0 | 0 | 0 | 0.0044085 | 0.01262 | 0.015243 | 0.014482 | 0 | 0 | 0 | 0 | 0 | 0 | 76.8347 | 75.7602 | 74.6667 | 73.9029 | 73.0783 | 72.431 | 71.8492 | 71.6051 | 73.7335 | 78.3688 | 83.291 | 87.7333 | 90.953 | 93.0753 | 93.7807 | 94.0756 | 93.8331 | 92.837 | 91.12 | 87.8871 | 83.9216 | 80.9062 | 78.543 | 76.837 | 0.0049233 | 0.0058954 | 0.0028562 | 0.003678 | 0.0041065 | 0.0078886 | 0.0060438 | 0.0037004 | 0.0042278 | 0.0051686 | 0.0062216 | 0.0068442 | 0.0067369 | 0.0067905 | 0.0065091 | 0.0062775 | 0.0057941 | 0.0050159 | 0.0041907 | 0.0045407 | 0.0046958 | 0.0039719 | 0.0043628 | 0.0044124
Portfolio Adjusted1-in-10Size: Under 20 kWAll2021October Monthly Peak | Portfolio Adjusted | 1-in-10 | Size: Under 20 kW | All | 2021 | October Monthly Peak | 10 | 0.90381 | 0.88151 | 0.86137 | 0.85625 | 0.85733 | 0.88535 | 0.94178 | 0.95771 | 1.2406 | 1.5505 | 1.8088 | 1.9641 | 2.0311 | 2.0894 | 2.132 | 2.1046 | 1.9857 | 1.6787 | 1.5142 | 1.4244 | 1.2919 | 1.1555 | 1.038 | 0.96092 | 0 | 0 | 0 | 0 | 0 | 0 | 0 | 0 | 0 | 0 | 0 | 0 | 0 | 0 | 0.0036906 | 0.010597 | 0.012766 | 0.012097 | 0 | 0 | 0 | 0 | 0 | 0 | 71.4732 | 70.0867 | 69.0833 | 67.9197 | 66.9478 | 66.1277 | 65.719 | 65.3117 | 66.2426 | 70.7397 | 76.5324 | 82.116 | 86.5162 | 89.2572 | 90.2458 | 90.8075 | 90.6896 | 89.6174 | 86.9785 | 82.6619 | 78.6087 | 75.7487 | 73.5955 | 71.9606 | 0.0045522 | 0.0055086 | 0.0026914 | 0.0034643 | 0.0038574 | 0.0073615 | 0.0058596 | 0.0033373 | 0.0035985 | 0.0043078 | 0.0051141 | 0.0056064 | 0.0055225 | 0.0056295 | 0.0054507 | 0.0052676 | 0.0048447 | 0.004178 | 0.0038014 | 0.0040227 | 0.0041445 | 0.0035406 | 0.0039416 | 0.004082
Portfolio Adjusted1-in-10Size: Under 20 kWAll2021November Monthly Peak | Portfolio Adjusted | 1-in-10 | Size: Under 20 kW | All | 2021 | November Monthly Peak | 11 | 0.87972 | 0.85729 | 0.84805 | 0.84139 | 0.84273 | 0.87014 | 0.8349 | 0.90271 | 1.1641 | 1.401 | 1.5904 | 1.6992 | 1.7374 | 1.7729 | 1.79 | 1.7631 | 1.678 | 1.6301 | 1.4113 | 1.2676 | 1.1607 | 1.0408 | 0.95336 | 0.91927 | 0 | 0 | 0 | 0 | 0 | 0 | 0 | 0 | 0 | 0 | 0 | 0 | 0 | 0 | 0.0030985 | 0.0088772 | 0.010788 | 0.011747 | 0 | 0 | 0 | 0 | 0 | 0 | 66.3802 | 64.8621 | 63.9853 | 62.6195 | 61.7618 | 60.9012 | 60.3917 | 60.347 | 62.9307 | 68.0416 | 74.242 | 79.2817 | 82.2867 | 83.9204 | 84.827 | 84.707 | 83.3365 | 80.7497 | 77.4615 | 74.046 | 71.6131 | 69.6458 | 67.8656 | 66.6564 | 0.0044429 | 0.0053704 | 0.0026469 | 0.0034068 | 0.0037977 | 0.0072332 | 0.005229 | 0.0031906 | 0.0033942 | 0.0039208 | 0.0045191 | 0.0048663 | 0.0047359 | 0.0047716 | 0.0045751 | 0.0044037 | 0.0040725 | 0.0040092 | 0.0035119 | 0.0035529 | 0.0036995 | 0.0031671 | 0.0035821 | 0.0039113
Portfolio Adjusted1-in-10Size: Under 20 kWAll2021December Monthly Peak | Portfolio Adjusted | 1-in-10 | Size: Under 20 kW | All | 2021 | December Monthly Peak | 12 | 0.85848 | 0.84861 | 0.84345 | 0.84364 | 0.84821 | 0.89271 | 0.92832 | 0.9741 | 1.2661 | 1.488 | 1.5823 | 1.5448 | 1.4569 | 1.371 | 1.2995 | 1.2564 | 1.3269 | 1.4996 | 1.4391 | 1.3385 | 1.2321 | 1.1446 | 1.0326 | 0.89029 | 0 | 0 | 0 | 0 | 0 | 0 | 0 | 0 | 0 | 0 | 0 | 0 | 0 | 0 | 0.0022495 | 0.006326 | 0.0085309 | 0.010806 | 0 | 0 | 0 | 0 | 0 | 0 | 43.1309 | 42.4755 | 42.231 | 42.1392 | 42.0589 | 41.8797 | 42.1924 | 42.2464 | 42.9522 | 44.7689 | 46.6148 | 48.3352 | 49.4986 | 49.9098 | 49.9636 | 49.8702 | 49.4391 | 48.2453 | 47.0286 | 45.8531 | 44.8146 | 44.1814 | 43.8426 | 43.1104 | 0.0042793 | 0.0052485 | 0.0026019 | 0.0033846 | 0.0037827 | 0.007321 | 0.0056639 | 0.0033376 | 0.0036202 | 0.0040992 | 0.004462 | 0.004413 | 0.003985 | 0.0037302 | 0.0033598 | 0.0031928 | 0.003304 | 0.0038038 | 0.0036653 | 0.0038524 | 0.004047 | 0.0035939 | 0.0039646 | 0.0037281
Portfolio Adjusted1-in-10Size: Under 20 kWAll2021Typical Event Day | Portfolio Adjusted | 1-in-10 | Size: Under 20 kW | All | 2021 | Typical Event Day | 8 | 0.9831 | 0.94959 | 0.92106 | 0.91297 | 0.91759 | 0.94654 | 0.90893 | 1.053 | 1.4479 | 1.83 | 2.147 | 2.3284 | 2.4006 | 2.45 | 2.4935 | 2.4657 | 2.3465 | 2.0015 | 1.651 | 1.4987 | 1.4663 | 1.3037 | 1.1573 | 1.0496 | 0 | 0 | 0 | 0 | 0 | 0 | 0 | 0 | 0 | 0 | 0 | 0 | 0 | 0 | 0.0043165 | 0.012414 | 0.015086 | 0.014423 | 0 | 0 | 0 | 0 | 0 | 0 | 75.2871 | 74.1216 | 73.0687 | 72.1344 | 71.2485 | 70.4084 | 69.8407 | 70.1763 | 73.0435 | 77.9228 | 82.7818 | 86.9492 | 89.7308 | 91.4961 | 92.6291 | 93.2253 | 93.3027 | 92.5767 | 91.3528 | 88.6497 | 84.8667 | 81.5669 | 79.3178 | 77.5899 | 0.0049869 | 0.0059704 | 0.0028892 | 0.0037087 | 0.004147 | 0.0078928 | 0.0057195 | 0.0037137 | 0.0042323 | 0.0051218 | 0.0061381 | 0.0067054 | 0.0065933 | 0.006658 | 0.0064243 | 0.0062232 | 0.0057791 | 0.0050249 | 0.0042107 | 0.0043122 | 0.0047709 | 0.0040527 | 0.0044443 | 0.0044942
Portfolio Adjusted1-in-10Size: Under 20 kWAll2022January Monthly Peak | Portfolio Adjusted | 1-in-10 | Size: Under 20 kW | All | 2022 | January Monthly Peak | 1 | 0.80015 | 0.79229 | 0.78806 | 0.78852 | 0.79713 | 0.8345 | 0.88518 | 0.92044 | 1.1958 | 1.4284 | 1.5243 | 1.4821 | 1.38 | 1.2833 | 1.2026 | 1.159 | 1.2476 | 1.4795 | 1.4878 | 1.3928 | 1.277 | 1.1862 | 1.0516 | 0.83967 | 0 | 0 | 0 | 0 | 0 | 0 | 0 | 0 | 0 | 0 | 0 | 0 | 0 | 0 | 0.0020818 | 0.0058352 | 0.0080211 | 0.010661 | 0 | 0 | 0 | 0 | 0 | 0 | 42.6969 | 41.9909 | 41.3084 | 40.8269 | 40.5602 | 40.2489 | 39.8858 | 39.7313 | 40.2055 | 42.4928 | 45.0842 | 47.2786 | 49.1209 | 50.059 | 50.4926 | 50.2851 | 49.4495 | 48.2675 | 46.21 | 44.6015 | 43.343 | 42.3972 | 41.6859 | 40.9788 | 0.0039033 | 0.0047926 | 0.0023845 | 0.0030876 | 0.003476 | 0.0067045 | 0.005286 | 0.0030857 | 0.0033551 | 0.0038701 | 0.0042407 | 0.0041788 | 0.0037195 | 0.0034431 | 0.003068 | 0.0029068 | 0.0031123 | 0.003787 | 0.0038119 | 0.0040482 | 0.0042261 | 0.0037539 | 0.0040424 | 0.0034441
Portfolio Adjusted1-in-10Size: Under 20 kWAll2022February Monthly Peak | Portfolio Adjusted | 1-in-10 | Size: Under 20 kW | All | 2022 | February Monthly Peak | 2 | 0.82072 | 0.80708 | 0.80189 | 0.80438 | 0.81359 | 0.8482 | 0.85215 | 0.8638 | 1.0956 | 1.2852 | 1.3865 | 1.3958 | 1.3666 | 1.3463 | 1.3311 | 1.3089 | 1.3016 | 1.3329 | 1.3879 | 1.2794 | 1.1755 | 1.072 | 0.97116 | 0.86266 | 0 | 0 | 0 | 0 | 0 | 0 | 0 | 0 | 0 | 0 | 0 | 0 | 0 | 0 | 0.0023042 | 0.0065904 | 0.0083683 | 0.0096054 | 0 | 0 | 0 | 0 | 0 | 0 | 49.8939 | 49.4645 | 48.8782 | 48.3292 | 48.0007 | 47.2122 | 46.3927 | 46.8296 | 47.871 | 50.0567 | 52.2981 | 53.827 | 55.2051 | 56.3612 | 57.3396 | 57.7716 | 57.1871 | 56.4648 | 54.6125 | 52.6848 | 51.0628 | 49.6378 | 48.8278 | 47.8459 | 0.0040666 | 0.0049523 | 0.0024581 | 0.0031964 | 0.0036028 | 0.0069418 | 0.0052056 | 0.0029746 | 0.0031612 | 0.0035644 | 0.0039243 | 0.0039969 | 0.003733 | 0.0036446 | 0.0034251 | 0.0032995 | 0.0032146 | 0.0033628 | 0.0035069 | 0.0036475 | 0.0037999 | 0.0033036 | 0.0036688 | 0.0035946
Portfolio Adjusted1-in-10Size: Under 20 kWAll2022March Monthly Peak | Portfolio Adjusted | 1-in-10 | Size: Under 20 kW | All | 2022 | March Monthly Peak | 3 | 0.85113 | 0.82735 | 0.81457 | 0.813 | 0.81897 | 0.85059 | 0.88193 | 0.86856 | 1.0448 | 1.2277 | 1.3754 | 1.4479 | 1.4729 | 1.5172 | 1.564 | 1.568 | 1.5105 | 1.3427 | 1.2332 | 1.2488 | 1.1689 | 1.0602 | 0.96 | 0.89854 | 0 | 0 | 0 | 0 | 0 | 0 | 0 | 0 | 0 | 0 | 0 | 0 | 0 | 0 | 0.0027074 | 0.0078946 | 0.0097113 | 0.0096758 | 0 | 0 | 0 | 0 | 0 | 0 | 57.9023 | 56.4161 | 55.3993 | 54.7735 | 53.9139 | 53.2284 | 52.6413 | 52.526 | 53.8126 | 58.0237 | 63.0903 | 67.6875 | 71.1581 | 72.9599 | 74.1013 | 74.6921 | 74.5669 | 73.5061 | 71.936 | 69.377 | 66.0842 | 63.197 | 60.9578 | 59.1309 | 0.0042646 | 0.0051373 | 0.0025215 | 0.0032671 | 0.0036639 | 0.0070372 | 0.0054578 | 0.0030343 | 0.0030555 | 0.0034513 | 0.0039245 | 0.0041736 | 0.0040482 | 0.0041203 | 0.0040238 | 0.0039398 | 0.0036999 | 0.0033568 | 0.0031194 | 0.0035352 | 0.0037457 | 0.0032324 | 0.0036108 | 0.0037859
Portfolio Adjusted1-in-10Size: Under 20 kWAll2022April Monthly Peak | Portfolio Adjusted | 1-in-10 | Size: Under 20 kW | All | 2022 | April Monthly Peak | 4 | 0.89947 | 0.87022 | 0.8501 | 0.84583 | 0.84628 | 0.87269 | 0.84435 | 0.88922 | 1.1495 | 1.4113 | 1.6369 | 1.7691 | 1.838 | 1.8931 | 1.9392 | 1.9237 | 1.8232 | 1.5563 | 1.2993 | 1.2886 | 1.2638 | 1.1305 | 1.0196 | 0.95883 | 0 | 0 | 0 | 0 | 0 | 0 | 0 | 0 | 0 | 0 | 0 | 0 | 0 | 0 | 0.0033569 | 0.0096858 | 0.011721 | 0.011215 | 0 | 0 | 0 | 0 | 0 | 0 | 68.2319 | 66.7848 | 65.1331 | 63.8105 | 62.6708 | 61.7051 | 61.1519 | 61.1727 | 64.4295 | 70.4752 | 76.6019 | 81.8948 | 85.1089 | 86.964 | 87.8189 | 88.3581 | 88.231 | 87.5944 | 85.7068 | 82.3588 | 77.9554 | 74.075 | 71.419 | 69.766 | 0.0045185 | 0.0054244 | 0.0026464 | 0.0034161 | 0.0038031 | 0.0072508 | 0.0052903 | 0.0031238 | 0.0033545 | 0.0039454 | 0.0046544 | 0.0050726 | 0.0050222 | 0.0051125 | 0.0049675 | 0.0048179 | 0.0044449 | 0.0038682 | 0.0032698 | 0.0036438 | 0.0040394 | 0.003436 | 0.0038326 | 0.0040568
Portfolio Adjusted1-in-10Size: Under 20 kWAll2022May Monthly Peak | Portfolio Adjusted | 1-in-10 | Size: Under 20 kW | All | 2022 | May Monthly Peak | 5 | 0.9275 | 0.89691 | 0.86994 | 0.86274 | 0.86582 | 0.87978 | 0.8131 | 0.93622 | 1.2499 | 1.5598 | 1.8192 | 1.9747 | 2.0357 | 2.079 | 2.1091 | 2.0899 | 1.974 | 1.6746 | 1.3819 | 1.3019 | 1.328 | 1.1863 | 1.0655 | 0.99504 | 0 | 0 | 0 | 0 | 0 | 0 | 0 | 0 | 0 | 0 | 0 | 0 | 0 | 0 | 0.0036509 | 0.010522 | 0.012691 | 0.012068 | 0 | 0 | 0 | 0 | 0 | 0 | 73.185 | 71.3493 | 69.9435 | 68.9309 | 67.8587 | 66.8473 | 66.2808 | 66.5848 | 70.1819 | 75.6801 | 80.7704 | 84.334 | 87.2321 | 89.136 | 90.2774 | 90.6037 | 90.2315 | 89.1661 | 87.8028 | 85.2601 | 81.2594 | 77.3906 | 74.8866 | 72.4841 | 0.004669 | 0.005605 | 0.0027138 | 0.0034936 | 0.0038997 | 0.0073098 | 0.0051258 | 0.0033056 | 0.0036632 | 0.0043913 | 0.0052146 | 0.0057139 | 0.00561 | 0.0056615 | 0.0054441 | 0.0052802 | 0.0048572 | 0.0042029 | 0.0035059 | 0.0037183 | 0.0042736 | 0.0036321 | 0.004029 | 0.0042232
Portfolio Adjusted1-in-10Size: Under 20 kWAll2022June Monthly Peak | Portfolio Adjusted | 1-in-10 | Size: Under 20 kW | All | 2022 | June Monthly Peak | 6 | 0.94209 | 0.90897 | 0.8838 | 0.87518 | 0.87775 | 0.87435 | 0.81292 | 0.97649 | 1.3121 | 1.6395 | 1.9218 | 2.0857 | 2.1551 | 2.2063 | 2.2429 | 2.2216 | 2.1086 | 1.8131 | 1.5064 | 1.3458 | 1.357 | 1.2462 | 1.1087 | 1.0093 | 0 | 0 | 0 | 0 | 0 | 0 | 0 | 0 | 0 | 0 | 0 | 0 | 0 | 0 | 0.0038825 | 0.011186 | 0.013556 | 0.013066 | 0 | 0 | 0 | 0 | 0 | 0 | 72.0589 | 70.713 | 69.7474 | 68.6982 | 67.6796 | 66.3706 | 65.6779 | 66.6463 | 70.3786 | 75.3159 | 80.348 | 84.4809 | 87.237 | 88.8744 | 90.1304 | 90.8114 | 91.2637 | 90.4922 | 89.3814 | 86.7713 | 83.2841 | 79.6165 | 77.2055 | 75.4161 | 0.0047679 | 0.005707 | 0.0027652 | 0.003553 | 0.0039561 | 0.0072792 | 0.0051564 | 0.0034635 | 0.0038822 | 0.0046668 | 0.0055572 | 0.0060825 | 0.0059945 | 0.0060584 | 0.005841 | 0.005669 | 0.0052501 | 0.0046088 | 0.0038755 | 0.003907 | 0.0044343 | 0.0038766 | 0.0042428 | 0.0043104
Portfolio Adjusted1-in-10Size: Under 20 kWAll2022July Monthly Peak | Portfolio Adjusted | 1-in-10 | Size: Under 20 kW | All | 2022 | July Monthly Peak | 7 | 0.974 | 0.94127 | 0.91295 | 0.90644 | 0.90878 | 0.92443 | 0.86622 | 1.0491 | 1.4381 | 1.8188 | 2.1384 | 2.3109 | 2.3897 | 2.4406 | 2.4718 | 2.4447 | 2.3283 | 1.9934 | 1.6387 | 1.4507 | 1.4419 | 1.3136 | 1.1642 | 1.0489 | 0 | 0 | 0 | 0 | 0 | 0 | 0 | 0 | 0 | 0 | 0 | 0 | 0 | 0 | 0.0042787 | 0.012309 | 0.014969 | 0.014365 | 0 | 0 | 0 | 0 | 0 | 0 | 76.3138 | 75.081 | 73.9407 | 72.8669 | 72.0571 | 71.2156 | 70.5562 | 70.9492 | 73.9069 | 78.7005 | 83.4241 | 87.1249 | 89.2391 | 90.5852 | 91.9292 | 92.3592 | 92.1804 | 91.6471 | 90.4891 | 88.1798 | 84.5764 | 81.1492 | 78.9714 | 77.4525 | 0.004956 | 0.005939 | 0.0028737 | 0.0036932 | 0.0041152 | 0.0077161 | 0.005498 | 0.0037234 | 0.0042394 | 0.0051537 | 0.0061682 | 0.0067247 | 0.0066315 | 0.0067005 | 0.0064282 | 0.0062314 | 0.0058018 | 0.0050676 | 0.0042204 | 0.0042292 | 0.0047321 | 0.0041102 | 0.0044887 | 0.0044967
Portfolio Adjusted1-in-10Size: Under 20 kWAll2022August Monthly Peak | Portfolio Adjusted | 1-in-10 | Size: Under 20 kW | All | 2022 | August Monthly Peak | 8 | 0.99202 | 0.95785 | 0.92814 | 0.91995 | 0.92426 | 0.95396 | 0.91678 | 1.0716 | 1.4863 | 1.8896 | 2.223 | 2.4121 | 2.4857 | 2.5311 | 2.5683 | 2.535 | 2.4132 | 2.0604 | 1.6969 | 1.5383 | 1.4979 | 1.3303 | 1.1786 | 1.0622 | 0 | 0 | 0 | 0 | 0 | 0 | 0 | 0 | 0 | 0 | 0 | 0 | 0 | 0 | 0.0044459 | 0.012763 | 0.015514 | 0.014848 | 0 | 0 | 0 | 0 | 0 | 0 | 75.9409 | 74.9323 | 73.9201 | 73.0697 | 72.179 | 71.6165 | 71.2796 | 71.5047 | 74.1551 | 79.3059 | 84.0641 | 88.4577 | 91.4944 | 93.4497 | 94.6759 | 95.6551 | 95.9335 | 95.3304 | 94.4206 | 91.7605 | 87.6846 | 84.5956 | 82.5513 | 80.6538 | 0.0050261 | 0.0060149 | 0.0029084 | 0.0037327 | 0.0041725 | 0.0079432 | 0.0057596 | 0.0037691 | 0.0043274 | 0.005266 | 0.0063298 | 0.0069195 | 0.0068019 | 0.0068569 | 0.0065995 | 0.0063839 | 0.0059328 | 0.0051667 | 0.0043219 | 0.004423 | 0.0048742 | 0.0041365 | 0.0045261 | 0.0045426
Portfolio Adjusted1-in-10Size: Under 20 kWAll2022September Monthly Peak | Portfolio Adjusted | 1-in-10 | Size: Under 20 kW | All | 2022 | September Monthly Peak | 9 | 0.97373 | 0.94128 | 0.91375 | 0.90785 | 0.91196 | 0.94996 | 0.96951 | 1.0622 | 1.4691 | 1.8771 | 2.2094 | 2.4059 | 2.4832 | 2.5256 | 2.5467 | 2.5065 | 2.371 | 2.0096 | 1.6553 | 1.5977 | 1.4522 | 1.2858 | 1.1421 | 1.0355 | 0 | 0 | 0 | 0 | 0 | 0 | 0 | 0 | 0 | 0 | 0 | 0 | 0 | 0 | 0.0044085 | 0.01262 | 0.015243 | 0.014482 | 0 | 0 | 0 | 0 | 0 | 0 | 76.8347 | 75.7602 | 74.6667 | 73.9029 | 73.0783 | 72.431 | 71.8492 | 71.6051 | 73.7335 | 78.3688 | 83.291 | 87.7333 | 90.953 | 93.0753 | 93.7807 | 94.0756 | 93.8331 | 92.837 | 91.12 | 87.8871 | 83.9216 | 80.9062 | 78.543 | 76.837 | 0.0049233 | 0.0058954 | 0.0028562 | 0.003678 | 0.0041065 | 0.0078886 | 0.0060438 | 0.0037004 | 0.0042278 | 0.0051686 | 0.0062216 | 0.0068442 | 0.0067369 | 0.0067905 | 0.0065091 | 0.0062775 | 0.0057941 | 0.0050159 | 0.0041907 | 0.0045407 | 0.0046958 | 0.0039719 | 0.0043628 | 0.0044124
Portfolio Adjusted1-in-10Size: Under 20 kWAll2022October Monthly Peak | Portfolio Adjusted | 1-in-10 | Size: Under 20 kW | All | 2022 | October Monthly Peak | 10 | 0.90381 | 0.88151 | 0.86137 | 0.85625 | 0.85733 | 0.88535 | 0.94178 | 0.95771 | 1.2406 | 1.5505 | 1.8088 | 1.9641 | 2.0311 | 2.0894 | 2.132 | 2.1046 | 1.9857 | 1.6787 | 1.5142 | 1.4244 | 1.2919 | 1.1555 | 1.038 | 0.96092 | 0 | 0 | 0 | 0 | 0 | 0 | 0 | 0 | 0 | 0 | 0 | 0 | 0 | 0 | 0.0036906 | 0.010597 | 0.012766 | 0.012097 | 0 | 0 | 0 | 0 | 0 | 0 | 71.4732 | 70.0867 | 69.0833 | 67.9197 | 66.9478 | 66.1277 | 65.719 | 65.3117 | 66.2426 | 70.7397 | 76.5324 | 82.116 | 86.5162 | 89.2572 | 90.2458 | 90.8075 | 90.6896 | 89.6174 | 86.9785 | 82.6619 | 78.6087 | 75.7487 | 73.5955 | 71.9606 | 0.0045522 | 0.0055086 | 0.0026914 | 0.0034643 | 0.0038574 | 0.0073615 | 0.0058596 | 0.0033373 | 0.0035985 | 0.0043078 | 0.0051141 | 0.0056064 | 0.0055225 | 0.0056295 | 0.0054507 | 0.0052676 | 0.0048447 | 0.004178 | 0.0038014 | 0.0040227 | 0.0041445 | 0.0035406 | 0.0039416 | 0.004082
Portfolio Adjusted1-in-10Size: Under 20 kWAll2022November Monthly Peak | Portfolio Adjusted | 1-in-10 | Size: Under 20 kW | All | 2022 | November Monthly Peak | 11 | 0.87972 | 0.85729 | 0.84805 | 0.84139 | 0.84273 | 0.87014 | 0.8349 | 0.90271 | 1.1641 | 1.401 | 1.5904 | 1.6992 | 1.7374 | 1.7729 | 1.79 | 1.7631 | 1.678 | 1.6301 | 1.4113 | 1.2676 | 1.1607 | 1.0408 | 0.95336 | 0.91927 | 0 | 0 | 0 | 0 | 0 | 0 | 0 | 0 | 0 | 0 | 0 | 0 | 0 | 0 | 0.0030985 | 0.0088772 | 0.010788 | 0.011747 | 0 | 0 | 0 | 0 | 0 | 0 | 66.3802 | 64.8621 | 63.9853 | 62.6195 | 61.7618 | 60.9012 | 60.3917 | 60.347 | 62.9307 | 68.0416 | 74.242 | 79.2817 | 82.2867 | 83.9204 | 84.827 | 84.707 | 83.3365 | 80.7497 | 77.4615 | 74.046 | 71.6131 | 69.6458 | 67.8656 | 66.6564 | 0.0044429 | 0.0053704 | 0.0026469 | 0.0034068 | 0.0037977 | 0.0072332 | 0.005229 | 0.0031906 | 0.0033942 | 0.0039208 | 0.0045191 | 0.0048663 | 0.0047359 | 0.0047716 | 0.0045751 | 0.0044037 | 0.0040725 | 0.0040092 | 0.0035119 | 0.0035529 | 0.0036995 | 0.0031671 | 0.0035821 | 0.0039113
Portfolio Adjusted1-in-10Size: Under 20 kWAll2022December Monthly Peak | Portfolio Adjusted | 1-in-10 | Size: Under 20 kW | All | 2022 | December Monthly Peak | 12 | 0.85848 | 0.84861 | 0.84345 | 0.84364 | 0.84821 | 0.89271 | 0.92832 | 0.9741 | 1.2661 | 1.488 | 1.5823 | 1.5448 | 1.4569 | 1.371 | 1.2995 | 1.2564 | 1.3269 | 1.4996 | 1.4391 | 1.3385 | 1.2321 | 1.1446 | 1.0326 | 0.89029 | 0 | 0 | 0 | 0 | 0 | 0 | 0 | 0 | 0 | 0 | 0 | 0 | 0 | 0 | 0.0022495 | 0.006326 | 0.0085309 | 0.010806 | 0 | 0 | 0 | 0 | 0 | 0 | 43.1309 | 42.4755 | 42.231 | 42.1392 | 42.0589 | 41.8797 | 42.1924 | 42.2464 | 42.9522 | 44.7689 | 46.6148 | 48.3352 | 49.4986 | 49.9098 | 49.9636 | 49.8702 | 49.4391 | 48.2453 | 47.0286 | 45.8531 | 44.8146 | 44.1814 | 43.8426 | 43.1104 | 0.0042793 | 0.0052485 | 0.0026019 | 0.0033846 | 0.0037827 | 0.007321 | 0.0056639 | 0.0033376 | 0.0036202 | 0.0040992 | 0.004462 | 0.004413 | 0.003985 | 0.0037302 | 0.0033598 | 0.0031928 | 0.003304 | 0.0038038 | 0.0036653 | 0.0038524 | 0.004047 | 0.0035939 | 0.0039646 | 0.0037281
Portfolio Adjusted1-in-10Size: Under 20 kWAll2022Typical Event Day | Portfolio Adjusted | 1-in-10 | Size: Under 20 kW | All | 2022 | Typical Event Day | 8 | 0.9831 | 0.94959 | 0.92106 | 0.91297 | 0.91759 | 0.94654 | 0.90893 | 1.053 | 1.4479 | 1.83 | 2.147 | 2.3284 | 2.4006 | 2.45 | 2.4935 | 2.4657 | 2.3465 | 2.0015 | 1.651 | 1.4987 | 1.4663 | 1.3037 | 1.1573 | 1.0496 | 0 | 0 | 0 | 0 | 0 | 0 | 0 | 0 | 0 | 0 | 0 | 0 | 0 | 0 | 0.0043165 | 0.012414 | 0.015086 | 0.014423 | 0 | 0 | 0 | 0 | 0 | 0 | 75.2871 | 74.1216 | 73.0687 | 72.1344 | 71.2485 | 70.4084 | 69.8407 | 70.1763 | 73.0435 | 77.9228 | 82.7818 | 86.9492 | 89.7308 | 91.4961 | 92.6291 | 93.2253 | 93.3027 | 92.5767 | 91.3528 | 88.6497 | 84.8667 | 81.5669 | 79.3178 | 77.5899 | 0.0049869 | 0.0059704 | 0.0028892 | 0.0037087 | 0.004147 | 0.0078928 | 0.0057195 | 0.0037137 | 0.0042323 | 0.0051218 | 0.0061381 | 0.0067054 | 0.0065933 | 0.006658 | 0.0064243 | 0.0062232 | 0.0057791 | 0.0050249 | 0.0042107 | 0.0043122 | 0.0047709 | 0.0040527 | 0.0044443 | 0.0044942
Portfolio Adjusted1-in-10Size: Under 20 kWAll2023January Monthly Peak | Portfolio Adjusted | 1-in-10 | Size: Under 20 kW | All | 2023 | January Monthly Peak | 1 | 0.80015 | 0.79229 | 0.78806 | 0.78852 | 0.79713 | 0.8345 | 0.88518 | 0.92044 | 1.1958 | 1.4284 | 1.5243 | 1.4821 | 1.38 | 1.2833 | 1.2026 | 1.159 | 1.2476 | 1.4795 | 1.4878 | 1.3928 | 1.277 | 1.1862 | 1.0516 | 0.83967 | 0 | 0 | 0 | 0 | 0 | 0 | 0 | 0 | 0 | 0 | 0 | 0 | 0 | 0 | 0.0020818 | 0.0058352 | 0.0080211 | 0.010661 | 0 | 0 | 0 | 0 | 0 | 0 | 42.6969 | 41.9909 | 41.3084 | 40.8269 | 40.5602 | 40.2489 | 39.8858 | 39.7313 | 40.2055 | 42.4928 | 45.0842 | 47.2786 | 49.1209 | 50.059 | 50.4926 | 50.2851 | 49.4495 | 48.2675 | 46.21 | 44.6015 | 43.343 | 42.3972 | 41.6859 | 40.9788 | 0.0039033 | 0.0047926 | 0.0023845 | 0.0030876 | 0.003476 | 0.0067045 | 0.005286 | 0.0030857 | 0.0033551 | 0.0038701 | 0.0042407 | 0.0041788 | 0.0037195 | 0.0034431 | 0.003068 | 0.0029068 | 0.0031123 | 0.003787 | 0.0038119 | 0.0040482 | 0.0042261 | 0.0037539 | 0.0040424 | 0.0034441
Portfolio Adjusted1-in-10Size: Under 20 kWAll2023February Monthly Peak | Portfolio Adjusted | 1-in-10 | Size: Under 20 kW | All | 2023 | February Monthly Peak | 2 | 0.82072 | 0.80708 | 0.80189 | 0.80438 | 0.81359 | 0.8482 | 0.85215 | 0.8638 | 1.0956 | 1.2852 | 1.3865 | 1.3958 | 1.3666 | 1.3463 | 1.3311 | 1.3089 | 1.3016 | 1.3329 | 1.3879 | 1.2794 | 1.1755 | 1.072 | 0.97116 | 0.86266 | 0 | 0 | 0 | 0 | 0 | 0 | 0 | 0 | 0 | 0 | 0 | 0 | 0 | 0 | 0.0023042 | 0.0065904 | 0.0083683 | 0.0096054 | 0 | 0 | 0 | 0 | 0 | 0 | 49.8939 | 49.4645 | 48.8782 | 48.3292 | 48.0007 | 47.2122 | 46.3927 | 46.8296 | 47.871 | 50.0567 | 52.2981 | 53.827 | 55.2051 | 56.3612 | 57.3396 | 57.7716 | 57.1871 | 56.4648 | 54.6125 | 52.6848 | 51.0628 | 49.6378 | 48.8278 | 47.8459 | 0.0040666 | 0.0049523 | 0.0024581 | 0.0031964 | 0.0036028 | 0.0069418 | 0.0052056 | 0.0029746 | 0.0031612 | 0.0035644 | 0.0039243 | 0.0039969 | 0.003733 | 0.0036446 | 0.0034251 | 0.0032995 | 0.0032146 | 0.0033628 | 0.0035069 | 0.0036475 | 0.0037999 | 0.0033036 | 0.0036688 | 0.0035946
Portfolio Adjusted1-in-10Size: Under 20 kWAll2023March Monthly Peak | Portfolio Adjusted | 1-in-10 | Size: Under 20 kW | All | 2023 | March Monthly Peak | 3 | 0.85113 | 0.82735 | 0.81457 | 0.813 | 0.81897 | 0.85059 | 0.88193 | 0.86856 | 1.0448 | 1.2277 | 1.3754 | 1.4479 | 1.4729 | 1.5172 | 1.564 | 1.568 | 1.5105 | 1.3427 | 1.2332 | 1.2488 | 1.1689 | 1.0602 | 0.96 | 0.89854 | 0 | 0 | 0 | 0 | 0 | 0 | 0 | 0 | 0 | 0 | 0 | 0 | 0 | 0 | 0.0027074 | 0.0078946 | 0.0097113 | 0.0096758 | 0 | 0 | 0 | 0 | 0 | 0 | 57.9023 | 56.4161 | 55.3993 | 54.7735 | 53.9139 | 53.2284 | 52.6413 | 52.526 | 53.8126 | 58.0237 | 63.0903 | 67.6875 | 71.1581 | 72.9599 | 74.1013 | 74.6921 | 74.5669 | 73.5061 | 71.936 | 69.377 | 66.0842 | 63.197 | 60.9578 | 59.1309 | 0.0042646 | 0.0051373 | 0.0025215 | 0.0032671 | 0.0036639 | 0.0070372 | 0.0054578 | 0.0030343 | 0.0030555 | 0.0034513 | 0.0039245 | 0.0041736 | 0.0040482 | 0.0041203 | 0.0040238 | 0.0039398 | 0.0036999 | 0.0033568 | 0.0031194 | 0.0035352 | 0.0037457 | 0.0032324 | 0.0036108 | 0.0037859
Portfolio Adjusted1-in-10Size: Under 20 kWAll2023April Monthly Peak | Portfolio Adjusted | 1-in-10 | Size: Under 20 kW | All | 2023 | April Monthly Peak | 4 | 0.89947 | 0.87022 | 0.8501 | 0.84583 | 0.84628 | 0.87269 | 0.84435 | 0.88922 | 1.1495 | 1.4113 | 1.6369 | 1.7691 | 1.838 | 1.8931 | 1.9392 | 1.9237 | 1.8232 | 1.5563 | 1.2993 | 1.2886 | 1.2638 | 1.1305 | 1.0196 | 0.95883 | 0 | 0 | 0 | 0 | 0 | 0 | 0 | 0 | 0 | 0 | 0 | 0 | 0 | 0 | 0.0033569 | 0.0096858 | 0.011721 | 0.011215 | 0 | 0 | 0 | 0 | 0 | 0 | 68.2319 | 66.7848 | 65.1331 | 63.8105 | 62.6708 | 61.7051 | 61.1519 | 61.1727 | 64.4295 | 70.4752 | 76.6019 | 81.8948 | 85.1089 | 86.964 | 87.8189 | 88.3581 | 88.231 | 87.5944 | 85.7068 | 82.3588 | 77.9554 | 74.075 | 71.419 | 69.766 | 0.0045185 | 0.0054244 | 0.0026464 | 0.0034161 | 0.0038031 | 0.0072508 | 0.0052903 | 0.0031238 | 0.0033545 | 0.0039454 | 0.0046544 | 0.0050726 | 0.0050222 | 0.0051125 | 0.0049675 | 0.0048179 | 0.0044449 | 0.0038682 | 0.0032698 | 0.0036438 | 0.0040394 | 0.003436 | 0.0038326 | 0.0040568
Portfolio Adjusted1-in-10Size: Under 20 kWAll2023May Monthly Peak | Portfolio Adjusted | 1-in-10 | Size: Under 20 kW | All | 2023 | May Monthly Peak | 5 | 0.9275 | 0.89691 | 0.86994 | 0.86274 | 0.86582 | 0.87978 | 0.8131 | 0.93622 | 1.2499 | 1.5598 | 1.8192 | 1.9747 | 2.0357 | 2.079 | 2.1091 | 2.0899 | 1.974 | 1.6746 | 1.3819 | 1.3019 | 1.328 | 1.1863 | 1.0655 | 0.99504 | 0 | 0 | 0 | 0 | 0 | 0 | 0 | 0 | 0 | 0 | 0 | 0 | 0 | 0 | 0.0036509 | 0.010522 | 0.012691 | 0.012068 | 0 | 0 | 0 | 0 | 0 | 0 | 73.185 | 71.3493 | 69.9435 | 68.9309 | 67.8587 | 66.8473 | 66.2808 | 66.5848 | 70.1819 | 75.6801 | 80.7704 | 84.334 | 87.2321 | 89.136 | 90.2774 | 90.6037 | 90.2315 | 89.1661 | 87.8028 | 85.2601 | 81.2594 | 77.3906 | 74.8866 | 72.4841 | 0.004669 | 0.005605 | 0.0027138 | 0.0034936 | 0.0038997 | 0.0073098 | 0.0051258 | 0.0033056 | 0.0036632 | 0.0043913 | 0.0052146 | 0.0057139 | 0.00561 | 0.0056615 | 0.0054441 | 0.0052802 | 0.0048572 | 0.0042029 | 0.0035059 | 0.0037183 | 0.0042736 | 0.0036321 | 0.004029 | 0.0042232
Portfolio Adjusted1-in-10Size: Under 20 kWAll2023June Monthly Peak | Portfolio Adjusted | 1-in-10 | Size: Under 20 kW | All | 2023 | June Monthly Peak | 6 | 0.94209 | 0.90897 | 0.8838 | 0.87518 | 0.87775 | 0.87435 | 0.81292 | 0.97649 | 1.3121 | 1.6395 | 1.9218 | 2.0857 | 2.1551 | 2.2063 | 2.2429 | 2.2216 | 2.1086 | 1.8131 | 1.5064 | 1.3458 | 1.357 | 1.2462 | 1.1087 | 1.0093 | 0 | 0 | 0 | 0 | 0 | 0 | 0 | 0 | 0 | 0 | 0 | 0 | 0 | 0 | 0.0038825 | 0.011186 | 0.013556 | 0.013066 | 0 | 0 | 0 | 0 | 0 | 0 | 72.0589 | 70.713 | 69.7474 | 68.6982 | 67.6796 | 66.3706 | 65.6779 | 66.6463 | 70.3786 | 75.3159 | 80.348 | 84.4809 | 87.237 | 88.8744 | 90.1304 | 90.8114 | 91.2637 | 90.4922 | 89.3814 | 86.7713 | 83.2841 | 79.6165 | 77.2055 | 75.4161 | 0.0047679 | 0.005707 | 0.0027652 | 0.003553 | 0.0039561 | 0.0072792 | 0.0051564 | 0.0034635 | 0.0038822 | 0.0046668 | 0.0055572 | 0.0060825 | 0.0059945 | 0.0060584 | 0.005841 | 0.005669 | 0.0052501 | 0.0046088 | 0.0038755 | 0.003907 | 0.0044343 | 0.0038766 | 0.0042428 | 0.0043104
Portfolio Adjusted1-in-10Size: Under 20 kWAll2023July Monthly Peak | Portfolio Adjusted | 1-in-10 | Size: Under 20 kW | All | 2023 | July Monthly Peak | 7 | 0.974 | 0.94127 | 0.91295 | 0.90644 | 0.90878 | 0.92443 | 0.86622 | 1.0491 | 1.4381 | 1.8188 | 2.1384 | 2.3109 | 2.3897 | 2.4406 | 2.4718 | 2.4447 | 2.3283 | 1.9934 | 1.6387 | 1.4507 | 1.4419 | 1.3136 | 1.1642 | 1.0489 | 0 | 0 | 0 | 0 | 0 | 0 | 0 | 0 | 0 | 0 | 0 | 0 | 0 | 0 | 0.0042787 | 0.012309 | 0.014969 | 0.014365 | 0 | 0 | 0 | 0 | 0 | 0 | 76.3138 | 75.081 | 73.9407 | 72.8669 | 72.0571 | 71.2156 | 70.5562 | 70.9492 | 73.9069 | 78.7005 | 83.4241 | 87.1249 | 89.2391 | 90.5852 | 91.9292 | 92.3592 | 92.1804 | 91.6471 | 90.4891 | 88.1798 | 84.5764 | 81.1492 | 78.9714 | 77.4525 | 0.004956 | 0.005939 | 0.0028737 | 0.0036932 | 0.0041152 | 0.0077161 | 0.005498 | 0.0037234 | 0.0042394 | 0.0051537 | 0.0061682 | 0.0067247 | 0.0066315 | 0.0067005 | 0.0064282 | 0.0062314 | 0.0058018 | 0.0050676 | 0.0042204 | 0.0042292 | 0.0047321 | 0.0041102 | 0.0044887 | 0.0044967
Portfolio Adjusted1-in-10Size: Under 20 kWAll2023August Monthly Peak | Portfolio Adjusted | 1-in-10 | Size: Under 20 kW | All | 2023 | August Monthly Peak | 8 | 0.99202 | 0.95785 | 0.92814 | 0.91995 | 0.92426 | 0.95396 | 0.91678 | 1.0716 | 1.4863 | 1.8896 | 2.223 | 2.4121 | 2.4857 | 2.5311 | 2.5683 | 2.535 | 2.4132 | 2.0604 | 1.6969 | 1.5383 | 1.4979 | 1.3303 | 1.1786 | 1.0622 | 0 | 0 | 0 | 0 | 0 | 0 | 0 | 0 | 0 | 0 | 0 | 0 | 0 | 0 | 0.0044459 | 0.012763 | 0.015514 | 0.014848 | 0 | 0 | 0 | 0 | 0 | 0 | 75.9409 | 74.9323 | 73.9201 | 73.0697 | 72.179 | 71.6165 | 71.2796 | 71.5047 | 74.1551 | 79.3059 | 84.0641 | 88.4577 | 91.4944 | 93.4497 | 94.6759 | 95.6551 | 95.9335 | 95.3304 | 94.4206 | 91.7605 | 87.6846 | 84.5956 | 82.5513 | 80.6538 | 0.0050261 | 0.0060149 | 0.0029084 | 0.0037327 | 0.0041725 | 0.0079432 | 0.0057596 | 0.0037691 | 0.0043274 | 0.005266 | 0.0063298 | 0.0069195 | 0.0068019 | 0.0068569 | 0.0065995 | 0.0063839 | 0.0059328 | 0.0051667 | 0.0043219 | 0.004423 | 0.0048742 | 0.0041365 | 0.0045261 | 0.0045426
Portfolio Adjusted1-in-10Size: Under 20 kWAll2023September Monthly Peak | Portfolio Adjusted | 1-in-10 | Size: Under 20 kW | All | 2023 | September Monthly Peak | 9 | 0.97373 | 0.94128 | 0.91375 | 0.90785 | 0.91196 | 0.94996 | 0.96951 | 1.0622 | 1.4691 | 1.8771 | 2.2094 | 2.4059 | 2.4832 | 2.5256 | 2.5467 | 2.5065 | 2.371 | 2.0096 | 1.6553 | 1.5977 | 1.4522 | 1.2858 | 1.1421 | 1.0355 | 0 | 0 | 0 | 0 | 0 | 0 | 0 | 0 | 0 | 0 | 0 | 0 | 0 | 0 | 0.0044085 | 0.01262 | 0.015243 | 0.014482 | 0 | 0 | 0 | 0 | 0 | 0 | 76.8347 | 75.7602 | 74.6667 | 73.9029 | 73.0783 | 72.431 | 71.8492 | 71.6051 | 73.7335 | 78.3688 | 83.291 | 87.7333 | 90.953 | 93.0753 | 93.7807 | 94.0756 | 93.8331 | 92.837 | 91.12 | 87.8871 | 83.9216 | 80.9062 | 78.543 | 76.837 | 0.0049233 | 0.0058954 | 0.0028562 | 0.003678 | 0.0041065 | 0.0078886 | 0.0060438 | 0.0037004 | 0.0042278 | 0.0051686 | 0.0062216 | 0.0068442 | 0.0067369 | 0.0067905 | 0.0065091 | 0.0062775 | 0.0057941 | 0.0050159 | 0.0041907 | 0.0045407 | 0.0046958 | 0.0039719 | 0.0043628 | 0.0044124
Portfolio Adjusted1-in-10Size: Under 20 kWAll2023October Monthly Peak | Portfolio Adjusted | 1-in-10 | Size: Under 20 kW | All | 2023 | October Monthly Peak | 10 | 0.90381 | 0.88151 | 0.86137 | 0.85625 | 0.85733 | 0.88535 | 0.94178 | 0.95771 | 1.2406 | 1.5505 | 1.8088 | 1.9641 | 2.0311 | 2.0894 | 2.132 | 2.1046 | 1.9857 | 1.6787 | 1.5142 | 1.4244 | 1.2919 | 1.1555 | 1.038 | 0.96092 | 0 | 0 | 0 | 0 | 0 | 0 | 0 | 0 | 0 | 0 | 0 | 0 | 0 | 0 | 0.0036906 | 0.010597 | 0.012766 | 0.012097 | 0 | 0 | 0 | 0 | 0 | 0 | 71.4732 | 70.0867 | 69.0833 | 67.9197 | 66.9478 | 66.1277 | 65.719 | 65.3117 | 66.2426 | 70.7397 | 76.5324 | 82.116 | 86.5162 | 89.2572 | 90.2458 | 90.8075 | 90.6896 | 89.6174 | 86.9785 | 82.6619 | 78.6087 | 75.7487 | 73.5955 | 71.9606 | 0.0045522 | 0.0055086 | 0.0026914 | 0.0034643 | 0.0038574 | 0.0073615 | 0.0058596 | 0.0033373 | 0.0035985 | 0.0043078 | 0.0051141 | 0.0056064 | 0.0055225 | 0.0056295 | 0.0054507 | 0.0052676 | 0.0048447 | 0.004178 | 0.0038014 | 0.0040227 | 0.0041445 | 0.0035406 | 0.0039416 | 0.004082
Portfolio Adjusted1-in-10Size: Under 20 kWAll2023November Monthly Peak | Portfolio Adjusted | 1-in-10 | Size: Under 20 kW | All | 2023 | November Monthly Peak | 11 | 0.87972 | 0.85729 | 0.84805 | 0.84139 | 0.84273 | 0.87014 | 0.8349 | 0.90271 | 1.1641 | 1.401 | 1.5904 | 1.6992 | 1.7374 | 1.7729 | 1.79 | 1.7631 | 1.678 | 1.6301 | 1.4113 | 1.2676 | 1.1607 | 1.0408 | 0.95336 | 0.91927 | 0 | 0 | 0 | 0 | 0 | 0 | 0 | 0 | 0 | 0 | 0 | 0 | 0 | 0 | 0.0030985 | 0.0088772 | 0.010788 | 0.011747 | 0 | 0 | 0 | 0 | 0 | 0 | 66.3802 | 64.8621 | 63.9853 | 62.6195 | 61.7618 | 60.9012 | 60.3917 | 60.347 | 62.9307 | 68.0416 | 74.242 | 79.2817 | 82.2867 | 83.9204 | 84.827 | 84.707 | 83.3365 | 80.7497 | 77.4615 | 74.046 | 71.6131 | 69.6458 | 67.8656 | 66.6564 | 0.0044429 | 0.0053704 | 0.0026469 | 0.0034068 | 0.0037977 | 0.0072332 | 0.005229 | 0.0031906 | 0.0033942 | 0.0039208 | 0.0045191 | 0.0048663 | 0.0047359 | 0.0047716 | 0.0045751 | 0.0044037 | 0.0040725 | 0.0040092 | 0.0035119 | 0.0035529 | 0.0036995 | 0.0031671 | 0.0035821 | 0.0039113
Portfolio Adjusted1-in-10Size: Under 20 kWAll2023December Monthly Peak | Portfolio Adjusted | 1-in-10 | Size: Under 20 kW | All | 2023 | December Monthly Peak | 12 | 0.85848 | 0.84861 | 0.84345 | 0.84364 | 0.84821 | 0.89271 | 0.92832 | 0.9741 | 1.2661 | 1.488 | 1.5823 | 1.5448 | 1.4569 | 1.371 | 1.2995 | 1.2564 | 1.3269 | 1.4996 | 1.4391 | 1.3385 | 1.2321 | 1.1446 | 1.0326 | 0.89029 | 0 | 0 | 0 | 0 | 0 | 0 | 0 | 0 | 0 | 0 | 0 | 0 | 0 | 0 | 0.0022495 | 0.006326 | 0.0085309 | 0.010806 | 0 | 0 | 0 | 0 | 0 | 0 | 43.1309 | 42.4755 | 42.231 | 42.1392 | 42.0589 | 41.8797 | 42.1924 | 42.2464 | 42.9522 | 44.7689 | 46.6148 | 48.3352 | 49.4986 | 49.9098 | 49.9636 | 49.8702 | 49.4391 | 48.2453 | 47.0286 | 45.8531 | 44.8146 | 44.1814 | 43.8426 | 43.1104 | 0.0042793 | 0.0052485 | 0.0026019 | 0.0033846 | 0.0037827 | 0.007321 | 0.0056639 | 0.0033376 | 0.0036202 | 0.0040992 | 0.004462 | 0.004413 | 0.003985 | 0.0037302 | 0.0033598 | 0.0031928 | 0.003304 | 0.0038038 | 0.0036653 | 0.0038524 | 0.004047 | 0.0035939 | 0.0039646 | 0.0037281
Portfolio Adjusted1-in-10Size: Under 20 kWAll2023Typical Event Day | Portfolio Adjusted | 1-in-10 | Size: Under 20 kW | All | 2023 | Typical Event Day | 8 | 0.9831 | 0.94959 | 0.92106 | 0.91297 | 0.91759 | 0.94654 | 0.90893 | 1.053 | 1.4479 | 1.83 | 2.147 | 2.3284 | 2.4006 | 2.45 | 2.4935 | 2.4657 | 2.3465 | 2.0015 | 1.651 | 1.4987 | 1.4663 | 1.3037 | 1.1573 | 1.0496 | 0 | 0 | 0 | 0 | 0 | 0 | 0 | 0 | 0 | 0 | 0 | 0 | 0 | 0 | 0.0043165 | 0.012414 | 0.015086 | 0.014423 | 0 | 0 | 0 | 0 | 0 | 0 | 75.2871 | 74.1216 | 73.0687 | 72.1344 | 71.2485 | 70.4084 | 69.8407 | 70.1763 | 73.0435 | 77.9228 | 82.7818 | 86.9492 | 89.7308 | 91.4961 | 92.6291 | 93.2253 | 93.3027 | 92.5767 | 91.3528 | 88.6497 | 84.8667 | 81.5669 | 79.3178 | 77.5899 | 0.0049869 | 0.0059704 | 0.0028892 | 0.0037087 | 0.004147 | 0.0078928 | 0.0057195 | 0.0037137 | 0.0042323 | 0.0051218 | 0.0061381 | 0.0067054 | 0.0065933 | 0.006658 | 0.0064243 | 0.0062232 | 0.0057791 | 0.0050249 | 0.0042107 | 0.0043122 | 0.0047709 | 0.0040527 | 0.0044443 | 0.0044942
Portfolio Adjusted1-in-10Size: Under 20 kWAll2024January Monthly Peak | Portfolio Adjusted | 1-in-10 | Size: Under 20 kW | All | 2024 | January Monthly Peak | 1 | 0.80015 | 0.79229 | 0.78806 | 0.78852 | 0.79713 | 0.8345 | 0.88518 | 0.92044 | 1.1958 | 1.4284 | 1.5243 | 1.4821 | 1.38 | 1.2833 | 1.2026 | 1.159 | 1.2476 | 1.4795 | 1.4878 | 1.3928 | 1.277 | 1.1862 | 1.0516 | 0.83967 | 0 | 0 | 0 | 0 | 0 | 0 | 0 | 0 | 0 | 0 | 0 | 0 | 0 | 0 | 0.0020818 | 0.0058352 | 0.0080211 | 0.010661 | 0 | 0 | 0 | 0 | 0 | 0 | 42.6969 | 41.9909 | 41.3084 | 40.8269 | 40.5602 | 40.2489 | 39.8858 | 39.7313 | 40.2055 | 42.4928 | 45.0842 | 47.2786 | 49.1209 | 50.059 | 50.4926 | 50.2851 | 49.4495 | 48.2675 | 46.21 | 44.6015 | 43.343 | 42.3972 | 41.6859 | 40.9788 | 0.0039033 | 0.0047926 | 0.0023845 | 0.0030876 | 0.003476 | 0.0067045 | 0.005286 | 0.0030857 | 0.0033551 | 0.0038701 | 0.0042407 | 0.0041788 | 0.0037195 | 0.0034431 | 0.003068 | 0.0029068 | 0.0031123 | 0.003787 | 0.0038119 | 0.0040482 | 0.0042261 | 0.0037539 | 0.0040424 | 0.0034441
Portfolio Adjusted1-in-10Size: Under 20 kWAll2024February Monthly Peak | Portfolio Adjusted | 1-in-10 | Size: Under 20 kW | All | 2024 | February Monthly Peak | 2 | 0.82072 | 0.80708 | 0.80189 | 0.80438 | 0.81359 | 0.8482 | 0.85215 | 0.8638 | 1.0956 | 1.2852 | 1.3865 | 1.3958 | 1.3666 | 1.3463 | 1.3311 | 1.3089 | 1.3016 | 1.3329 | 1.3879 | 1.2794 | 1.1755 | 1.072 | 0.97116 | 0.86266 | 0 | 0 | 0 | 0 | 0 | 0 | 0 | 0 | 0 | 0 | 0 | 0 | 0 | 0 | 0.0023042 | 0.0065904 | 0.0083683 | 0.0096054 | 0 | 0 | 0 | 0 | 0 | 0 | 49.8939 | 49.4645 | 48.8782 | 48.3292 | 48.0007 | 47.2122 | 46.3927 | 46.8296 | 47.871 | 50.0567 | 52.2981 | 53.827 | 55.2051 | 56.3612 | 57.3396 | 57.7716 | 57.1871 | 56.4648 | 54.6125 | 52.6848 | 51.0628 | 49.6378 | 48.8278 | 47.8459 | 0.0040666 | 0.0049523 | 0.0024581 | 0.0031964 | 0.0036028 | 0.0069418 | 0.0052056 | 0.0029746 | 0.0031612 | 0.0035644 | 0.0039243 | 0.0039969 | 0.003733 | 0.0036446 | 0.0034251 | 0.0032995 | 0.0032146 | 0.0033628 | 0.0035069 | 0.0036475 | 0.0037999 | 0.0033036 | 0.0036688 | 0.0035946
Portfolio Adjusted1-in-10Size: Under 20 kWAll2024March Monthly Peak | Portfolio Adjusted | 1-in-10 | Size: Under 20 kW | All | 2024 | March Monthly Peak | 3 | 0.85113 | 0.82735 | 0.81457 | 0.813 | 0.81897 | 0.85059 | 0.88193 | 0.86856 | 1.0448 | 1.2277 | 1.3754 | 1.4479 | 1.4729 | 1.5172 | 1.564 | 1.568 | 1.5105 | 1.3427 | 1.2332 | 1.2488 | 1.1689 | 1.0602 | 0.96 | 0.89854 | 0 | 0 | 0 | 0 | 0 | 0 | 0 | 0 | 0 | 0 | 0 | 0 | 0 | 0 | 0.0027074 | 0.0078946 | 0.0097113 | 0.0096758 | 0 | 0 | 0 | 0 | 0 | 0 | 57.9023 | 56.4161 | 55.3993 | 54.7735 | 53.9139 | 53.2284 | 52.6413 | 52.526 | 53.8126 | 58.0237 | 63.0903 | 67.6875 | 71.1581 | 72.9599 | 74.1013 | 74.6921 | 74.5669 | 73.5061 | 71.936 | 69.377 | 66.0842 | 63.197 | 60.9578 | 59.1309 | 0.0042646 | 0.0051373 | 0.0025215 | 0.0032671 | 0.0036639 | 0.0070372 | 0.0054578 | 0.0030343 | 0.0030555 | 0.0034513 | 0.0039245 | 0.0041736 | 0.0040482 | 0.0041203 | 0.0040238 | 0.0039398 | 0.0036999 | 0.0033568 | 0.0031194 | 0.0035352 | 0.0037457 | 0.0032324 | 0.0036108 | 0.0037859
Portfolio Adjusted1-in-10Size: Under 20 kWAll2024April Monthly Peak | Portfolio Adjusted | 1-in-10 | Size: Under 20 kW | All | 2024 | April Monthly Peak | 4 | 0.89947 | 0.87022 | 0.8501 | 0.84583 | 0.84628 | 0.87269 | 0.84435 | 0.88922 | 1.1495 | 1.4113 | 1.6369 | 1.7691 | 1.838 | 1.8931 | 1.9392 | 1.9237 | 1.8232 | 1.5563 | 1.2993 | 1.2886 | 1.2638 | 1.1305 | 1.0196 | 0.95883 | 0 | 0 | 0 | 0 | 0 | 0 | 0 | 0 | 0 | 0 | 0 | 0 | 0 | 0 | 0.0033569 | 0.0096858 | 0.011721 | 0.011215 | 0 | 0 | 0 | 0 | 0 | 0 | 68.2319 | 66.7848 | 65.1331 | 63.8105 | 62.6708 | 61.7051 | 61.1519 | 61.1727 | 64.4295 | 70.4752 | 76.6019 | 81.8948 | 85.1089 | 86.964 | 87.8189 | 88.3581 | 88.231 | 87.5944 | 85.7068 | 82.3588 | 77.9554 | 74.075 | 71.419 | 69.766 | 0.0045185 | 0.0054244 | 0.0026464 | 0.0034161 | 0.0038031 | 0.0072508 | 0.0052903 | 0.0031238 | 0.0033545 | 0.0039454 | 0.0046544 | 0.0050726 | 0.0050222 | 0.0051125 | 0.0049675 | 0.0048179 | 0.0044449 | 0.0038682 | 0.0032698 | 0.0036438 | 0.0040394 | 0.003436 | 0.0038326 | 0.0040568
Portfolio Adjusted1-in-10Size: Under 20 kWAll2024May Monthly Peak | Portfolio Adjusted | 1-in-10 | Size: Under 20 kW | All | 2024 | May Monthly Peak | 5 | 0.9275 | 0.89691 | 0.86994 | 0.86274 | 0.86582 | 0.87978 | 0.8131 | 0.93622 | 1.2499 | 1.5598 | 1.8192 | 1.9747 | 2.0357 | 2.079 | 2.1091 | 2.0899 | 1.974 | 1.6746 | 1.3819 | 1.3019 | 1.328 | 1.1863 | 1.0655 | 0.99504 | 0 | 0 | 0 | 0 | 0 | 0 | 0 | 0 | 0 | 0 | 0 | 0 | 0 | 0 | 0.0036509 | 0.010522 | 0.012691 | 0.012068 | 0 | 0 | 0 | 0 | 0 | 0 | 73.185 | 71.3493 | 69.9435 | 68.9309 | 67.8587 | 66.8473 | 66.2808 | 66.5848 | 70.1819 | 75.6801 | 80.7704 | 84.334 | 87.2321 | 89.136 | 90.2774 | 90.6037 | 90.2315 | 89.1661 | 87.8028 | 85.2601 | 81.2594 | 77.3906 | 74.8866 | 72.4841 | 0.004669 | 0.005605 | 0.0027138 | 0.0034936 | 0.0038997 | 0.0073098 | 0.0051258 | 0.0033056 | 0.0036632 | 0.0043913 | 0.0052146 | 0.0057139 | 0.00561 | 0.0056615 | 0.0054441 | 0.0052802 | 0.0048572 | 0.0042029 | 0.0035059 | 0.0037183 | 0.0042736 | 0.0036321 | 0.004029 | 0.0042232
Portfolio Adjusted1-in-10Size: Under 20 kWAll2024June Monthly Peak | Portfolio Adjusted | 1-in-10 | Size: Under 20 kW | All | 2024 | June Monthly Peak | 6 | 0.94209 | 0.90897 | 0.8838 | 0.87518 | 0.87775 | 0.87435 | 0.81292 | 0.97649 | 1.3121 | 1.6395 | 1.9218 | 2.0857 | 2.1551 | 2.2063 | 2.2429 | 2.2216 | 2.1086 | 1.8131 | 1.5064 | 1.3458 | 1.357 | 1.2462 | 1.1087 | 1.0093 | 0 | 0 | 0 | 0 | 0 | 0 | 0 | 0 | 0 | 0 | 0 | 0 | 0 | 0 | 0.0038825 | 0.011186 | 0.013556 | 0.013066 | 0 | 0 | 0 | 0 | 0 | 0 | 72.0589 | 70.713 | 69.7474 | 68.6982 | 67.6796 | 66.3706 | 65.6779 | 66.6463 | 70.3786 | 75.3159 | 80.348 | 84.4809 | 87.237 | 88.8744 | 90.1304 | 90.8114 | 91.2637 | 90.4922 | 89.3814 | 86.7713 | 83.2841 | 79.6165 | 77.2055 | 75.4161 | 0.0047679 | 0.005707 | 0.0027652 | 0.003553 | 0.0039561 | 0.0072792 | 0.0051564 | 0.0034635 | 0.0038822 | 0.0046668 | 0.0055572 | 0.0060825 | 0.0059945 | 0.0060584 | 0.005841 | 0.005669 | 0.0052501 | 0.0046088 | 0.0038755 | 0.003907 | 0.0044343 | 0.0038766 | 0.0042428 | 0.0043104
Portfolio Adjusted1-in-10Size: Under 20 kWAll2024July Monthly Peak | Portfolio Adjusted | 1-in-10 | Size: Under 20 kW | All | 2024 | July Monthly Peak | 7 | 0.974 | 0.94127 | 0.91295 | 0.90644 | 0.90878 | 0.92443 | 0.86622 | 1.0491 | 1.4381 | 1.8188 | 2.1384 | 2.3109 | 2.3897 | 2.4406 | 2.4718 | 2.4447 | 2.3283 | 1.9934 | 1.6387 | 1.4507 | 1.4419 | 1.3136 | 1.1642 | 1.0489 | 0 | 0 | 0 | 0 | 0 | 0 | 0 | 0 | 0 | 0 | 0 | 0 | 0 | 0 | 0.0042787 | 0.012309 | 0.014969 | 0.014365 | 0 | 0 | 0 | 0 | 0 | 0 | 76.3138 | 75.081 | 73.9407 | 72.8669 | 72.0571 | 71.2156 | 70.5562 | 70.9492 | 73.9069 | 78.7005 | 83.4241 | 87.1249 | 89.2391 | 90.5852 | 91.9292 | 92.3592 | 92.1804 | 91.6471 | 90.4891 | 88.1798 | 84.5764 | 81.1492 | 78.9714 | 77.4525 | 0.004956 | 0.005939 | 0.0028737 | 0.0036932 | 0.0041152 | 0.0077161 | 0.005498 | 0.0037234 | 0.0042394 | 0.0051537 | 0.0061682 | 0.0067247 | 0.0066315 | 0.0067005 | 0.0064282 | 0.0062314 | 0.0058018 | 0.0050676 | 0.0042204 | 0.0042292 | 0.0047321 | 0.0041102 | 0.0044887 | 0.0044967
Portfolio Adjusted1-in-10Size: Under 20 kWAll2024August Monthly Peak | Portfolio Adjusted | 1-in-10 | Size: Under 20 kW | All | 2024 | August Monthly Peak | 8 | 0.99202 | 0.95785 | 0.92814 | 0.91995 | 0.92426 | 0.95396 | 0.91678 | 1.0716 | 1.4863 | 1.8896 | 2.223 | 2.4121 | 2.4857 | 2.5311 | 2.5683 | 2.535 | 2.4132 | 2.0604 | 1.6969 | 1.5383 | 1.4979 | 1.3303 | 1.1786 | 1.0622 | 0 | 0 | 0 | 0 | 0 | 0 | 0 | 0 | 0 | 0 | 0 | 0 | 0 | 0 | 0.0044459 | 0.012763 | 0.015514 | 0.014848 | 0 | 0 | 0 | 0 | 0 | 0 | 75.9409 | 74.9323 | 73.9201 | 73.0697 | 72.179 | 71.6165 | 71.2796 | 71.5047 | 74.1551 | 79.3059 | 84.0641 | 88.4577 | 91.4944 | 93.4497 | 94.6759 | 95.6551 | 95.9335 | 95.3304 | 94.4206 | 91.7605 | 87.6846 | 84.5956 | 82.5513 | 80.6538 | 0.0050261 | 0.0060149 | 0.0029084 | 0.0037327 | 0.0041725 | 0.0079432 | 0.0057596 | 0.0037691 | 0.0043274 | 0.005266 | 0.0063298 | 0.0069195 | 0.0068019 | 0.0068569 | 0.0065995 | 0.0063839 | 0.0059328 | 0.0051667 | 0.0043219 | 0.004423 | 0.0048742 | 0.0041365 | 0.0045261 | 0.0045426
Portfolio Adjusted1-in-10Size: Under 20 kWAll2024September Monthly Peak | Portfolio Adjusted | 1-in-10 | Size: Under 20 kW | All | 2024 | September Monthly Peak | 9 | 0.97373 | 0.94128 | 0.91375 | 0.90785 | 0.91196 | 0.94996 | 0.96951 | 1.0622 | 1.4691 | 1.8771 | 2.2094 | 2.4059 | 2.4832 | 2.5256 | 2.5467 | 2.5065 | 2.371 | 2.0096 | 1.6553 | 1.5977 | 1.4522 | 1.2858 | 1.1421 | 1.0355 | 0 | 0 | 0 | 0 | 0 | 0 | 0 | 0 | 0 | 0 | 0 | 0 | 0 | 0 | 0.0044085 | 0.01262 | 0.015243 | 0.014482 | 0 | 0 | 0 | 0 | 0 | 0 | 76.8347 | 75.7602 | 74.6667 | 73.9029 | 73.0783 | 72.431 | 71.8492 | 71.6051 | 73.7335 | 78.3688 | 83.291 | 87.7333 | 90.953 | 93.0753 | 93.7807 | 94.0756 | 93.8331 | 92.837 | 91.12 | 87.8871 | 83.9216 | 80.9062 | 78.543 | 76.837 | 0.0049233 | 0.0058954 | 0.0028562 | 0.003678 | 0.0041065 | 0.0078886 | 0.0060438 | 0.0037004 | 0.0042278 | 0.0051686 | 0.0062216 | 0.0068442 | 0.0067369 | 0.0067905 | 0.0065091 | 0.0062775 | 0.0057941 | 0.0050159 | 0.0041907 | 0.0045407 | 0.0046958 | 0.0039719 | 0.0043628 | 0.0044124
Portfolio Adjusted1-in-10Size: Under 20 kWAll2024October Monthly Peak | Portfolio Adjusted | 1-in-10 | Size: Under 20 kW | All | 2024 | October Monthly Peak | 10 | 0.90381 | 0.88151 | 0.86137 | 0.85625 | 0.85733 | 0.88535 | 0.94178 | 0.95771 | 1.2406 | 1.5505 | 1.8088 | 1.9641 | 2.0311 | 2.0894 | 2.132 | 2.1046 | 1.9857 | 1.6787 | 1.5142 | 1.4244 | 1.2919 | 1.1555 | 1.038 | 0.96092 | 0 | 0 | 0 | 0 | 0 | 0 | 0 | 0 | 0 | 0 | 0 | 0 | 0 | 0 | 0.0036906 | 0.010597 | 0.012766 | 0.012097 | 0 | 0 | 0 | 0 | 0 | 0 | 71.4732 | 70.0867 | 69.0833 | 67.9197 | 66.9478 | 66.1277 | 65.719 | 65.3117 | 66.2426 | 70.7397 | 76.5324 | 82.116 | 86.5162 | 89.2572 | 90.2458 | 90.8075 | 90.6896 | 89.6174 | 86.9785 | 82.6619 | 78.6087 | 75.7487 | 73.5955 | 71.9606 | 0.0045522 | 0.0055086 | 0.0026914 | 0.0034643 | 0.0038574 | 0.0073615 | 0.0058596 | 0.0033373 | 0.0035985 | 0.0043078 | 0.0051141 | 0.0056064 | 0.0055225 | 0.0056295 | 0.0054507 | 0.0052676 | 0.0048447 | 0.004178 | 0.0038014 | 0.0040227 | 0.0041445 | 0.0035406 | 0.0039416 | 0.004082
Portfolio Adjusted1-in-10Size: Under 20 kWAll2024November Monthly Peak | Portfolio Adjusted | 1-in-10 | Size: Under 20 kW | All | 2024 | November Monthly Peak | 11 | 0.87972 | 0.85729 | 0.84805 | 0.84139 | 0.84273 | 0.87014 | 0.8349 | 0.90271 | 1.1641 | 1.401 | 1.5904 | 1.6992 | 1.7374 | 1.7729 | 1.79 | 1.7631 | 1.678 | 1.6301 | 1.4113 | 1.2676 | 1.1607 | 1.0408 | 0.95336 | 0.91927 | 0 | 0 | 0 | 0 | 0 | 0 | 0 | 0 | 0 | 0 | 0 | 0 | 0 | 0 | 0.0030985 | 0.0088772 | 0.010788 | 0.011747 | 0 | 0 | 0 | 0 | 0 | 0 | 66.3802 | 64.8621 | 63.9853 | 62.6195 | 61.7618 | 60.9012 | 60.3917 | 60.347 | 62.9307 | 68.0416 | 74.242 | 79.2817 | 82.2867 | 83.9204 | 84.827 | 84.707 | 83.3365 | 80.7497 | 77.4615 | 74.046 | 71.6131 | 69.6458 | 67.8656 | 66.6564 | 0.0044429 | 0.0053704 | 0.0026469 | 0.0034068 | 0.0037977 | 0.0072332 | 0.005229 | 0.0031906 | 0.0033942 | 0.0039208 | 0.0045191 | 0.0048663 | 0.0047359 | 0.0047716 | 0.0045751 | 0.0044037 | 0.0040725 | 0.0040092 | 0.0035119 | 0.0035529 | 0.0036995 | 0.0031671 | 0.0035821 | 0.0039113
Portfolio Adjusted1-in-10Size: Under 20 kWAll2024December Monthly Peak | Portfolio Adjusted | 1-in-10 | Size: Under 20 kW | All | 2024 | December Monthly Peak | 12 | 0.85848 | 0.84861 | 0.84345 | 0.84364 | 0.84821 | 0.89271 | 0.92832 | 0.9741 | 1.2661 | 1.488 | 1.5823 | 1.5448 | 1.4569 | 1.371 | 1.2995 | 1.2564 | 1.3269 | 1.4996 | 1.4391 | 1.3385 | 1.2321 | 1.1446 | 1.0326 | 0.89029 | 0 | 0 | 0 | 0 | 0 | 0 | 0 | 0 | 0 | 0 | 0 | 0 | 0 | 0 | 0.0022495 | 0.006326 | 0.0085309 | 0.010806 | 0 | 0 | 0 | 0 | 0 | 0 | 43.1309 | 42.4755 | 42.231 | 42.1392 | 42.0589 | 41.8797 | 42.1924 | 42.2464 | 42.9522 | 44.7689 | 46.6148 | 48.3352 | 49.4986 | 49.9098 | 49.9636 | 49.8702 | 49.4391 | 48.2453 | 47.0286 | 45.8531 | 44.8146 | 44.1814 | 43.8426 | 43.1104 | 0.0042793 | 0.0052485 | 0.0026019 | 0.0033846 | 0.0037827 | 0.007321 | 0.0056639 | 0.0033376 | 0.0036202 | 0.0040992 | 0.004462 | 0.004413 | 0.003985 | 0.0037302 | 0.0033598 | 0.0031928 | 0.003304 | 0.0038038 | 0.0036653 | 0.0038524 | 0.004047 | 0.0035939 | 0.0039646 | 0.0037281
Portfolio Adjusted1-in-10Size: Under 20 kWAll2024Typical Event Day | Portfolio Adjusted | 1-in-10 | Size: Under 20 kW | All | 2024 | Typical Event Day | 8 | 0.9831 | 0.94959 | 0.92106 | 0.91297 | 0.91759 | 0.94654 | 0.90893 | 1.053 | 1.4479 | 1.83 | 2.147 | 2.3284 | 2.4006 | 2.45 | 2.4935 | 2.4657 | 2.3465 | 2.0015 | 1.651 | 1.4987 | 1.4663 | 1.3037 | 1.1573 | 1.0496 | 0 | 0 | 0 | 0 | 0 | 0 | 0 | 0 | 0 | 0 | 0 | 0 | 0 | 0 | 0.0043165 | 0.012414 | 0.015086 | 0.014423 | 0 | 0 | 0 | 0 | 0 | 0 | 75.2871 | 74.1216 | 73.0687 | 72.1344 | 71.2485 | 70.4084 | 69.8407 | 70.1763 | 73.0435 | 77.9228 | 82.7818 | 86.9492 | 89.7308 | 91.4961 | 92.6291 | 93.2253 | 93.3027 | 92.5767 | 91.3528 | 88.6497 | 84.8667 | 81.5669 | 79.3178 | 77.5899 | 0.0049869 | 0.0059704 | 0.0028892 | 0.0037087 | 0.004147 | 0.0078928 | 0.0057195 | 0.0037137 | 0.0042323 | 0.0051218 | 0.0061381 | 0.0067054 | 0.0065933 | 0.006658 | 0.0064243 | 0.0062232 | 0.0057791 | 0.0050249 | 0.0042107 | 0.0043122 | 0.0047709 | 0.0040527 | 0.0044443 | 0.0044942
Portfolio Adjusted1-in-10Size: Under 20 kWAll2025January Monthly Peak | Portfolio Adjusted | 1-in-10 | Size: Under 20 kW | All | 2025 | January Monthly Peak | 1 | 0.80015 | 0.79229 | 0.78806 | 0.78852 | 0.79713 | 0.8345 | 0.88518 | 0.92044 | 1.1958 | 1.4284 | 1.5243 | 1.4821 | 1.38 | 1.2833 | 1.2026 | 1.159 | 1.2476 | 1.4795 | 1.4878 | 1.3928 | 1.277 | 1.1862 | 1.0516 | 0.83967 | 0 | 0 | 0 | 0 | 0 | 0 | 0 | 0 | 0 | 0 | 0 | 0 | 0 | 0 | 0.0020818 | 0.0058352 | 0.0080211 | 0.010661 | 0 | 0 | 0 | 0 | 0 | 0 | 42.6969 | 41.9909 | 41.3084 | 40.8269 | 40.5602 | 40.2489 | 39.8858 | 39.7313 | 40.2055 | 42.4928 | 45.0842 | 47.2786 | 49.1209 | 50.059 | 50.4926 | 50.2851 | 49.4495 | 48.2675 | 46.21 | 44.6015 | 43.343 | 42.3972 | 41.6859 | 40.9788 | 0.0039033 | 0.0047926 | 0.0023845 | 0.0030876 | 0.003476 | 0.0067045 | 0.005286 | 0.0030857 | 0.0033551 | 0.0038701 | 0.0042407 | 0.0041788 | 0.0037195 | 0.0034431 | 0.003068 | 0.0029068 | 0.0031123 | 0.003787 | 0.0038119 | 0.0040482 | 0.0042261 | 0.0037539 | 0.0040424 | 0.0034441
Portfolio Adjusted1-in-10Size: Under 20 kWAll2025February Monthly Peak | Portfolio Adjusted | 1-in-10 | Size: Under 20 kW | All | 2025 | February Monthly Peak | 2 | 0.82072 | 0.80708 | 0.80189 | 0.80438 | 0.81359 | 0.8482 | 0.85215 | 0.8638 | 1.0956 | 1.2852 | 1.3865 | 1.3958 | 1.3666 | 1.3463 | 1.3311 | 1.3089 | 1.3016 | 1.3329 | 1.3879 | 1.2794 | 1.1755 | 1.072 | 0.97116 | 0.86266 | 0 | 0 | 0 | 0 | 0 | 0 | 0 | 0 | 0 | 0 | 0 | 0 | 0 | 0 | 0.0023042 | 0.0065904 | 0.0083683 | 0.0096054 | 0 | 0 | 0 | 0 | 0 | 0 | 49.8939 | 49.4645 | 48.8782 | 48.3292 | 48.0007 | 47.2122 | 46.3927 | 46.8296 | 47.871 | 50.0567 | 52.2981 | 53.827 | 55.2051 | 56.3612 | 57.3396 | 57.7716 | 57.1871 | 56.4648 | 54.6125 | 52.6848 | 51.0628 | 49.6378 | 48.8278 | 47.8459 | 0.0040666 | 0.0049523 | 0.0024581 | 0.0031964 | 0.0036028 | 0.0069418 | 0.0052056 | 0.0029746 | 0.0031612 | 0.0035644 | 0.0039243 | 0.0039969 | 0.003733 | 0.0036446 | 0.0034251 | 0.0032995 | 0.0032146 | 0.0033628 | 0.0035069 | 0.0036475 | 0.0037999 | 0.0033036 | 0.0036688 | 0.0035946
Portfolio Adjusted1-in-10Size: Under 20 kWAll2025March Monthly Peak | Portfolio Adjusted | 1-in-10 | Size: Under 20 kW | All | 2025 | March Monthly Peak | 3 | 0.85113 | 0.82735 | 0.81457 | 0.813 | 0.81897 | 0.85059 | 0.88193 | 0.86856 | 1.0448 | 1.2277 | 1.3754 | 1.4479 | 1.4729 | 1.5172 | 1.564 | 1.568 | 1.5105 | 1.3427 | 1.2332 | 1.2488 | 1.1689 | 1.0602 | 0.96 | 0.89854 | 0 | 0 | 0 | 0 | 0 | 0 | 0 | 0 | 0 | 0 | 0 | 0 | 0 | 0 | 0.0027074 | 0.0078946 | 0.0097113 | 0.0096758 | 0 | 0 | 0 | 0 | 0 | 0 | 57.9023 | 56.4161 | 55.3993 | 54.7735 | 53.9139 | 53.2284 | 52.6413 | 52.526 | 53.8126 | 58.0237 | 63.0903 | 67.6875 | 71.1581 | 72.9599 | 74.1013 | 74.6921 | 74.5669 | 73.5061 | 71.936 | 69.377 | 66.0842 | 63.197 | 60.9578 | 59.1309 | 0.0042646 | 0.0051373 | 0.0025215 | 0.0032671 | 0.0036639 | 0.0070372 | 0.0054578 | 0.0030343 | 0.0030555 | 0.0034513 | 0.0039245 | 0.0041736 | 0.0040482 | 0.0041203 | 0.0040238 | 0.0039398 | 0.0036999 | 0.0033568 | 0.0031194 | 0.0035352 | 0.0037457 | 0.0032324 | 0.0036108 | 0.0037859
Portfolio Adjusted1-in-10Size: Under 20 kWAll2025April Monthly Peak | Portfolio Adjusted | 1-in-10 | Size: Under 20 kW | All | 2025 | April Monthly Peak | 4 | 0.89947 | 0.87022 | 0.8501 | 0.84583 | 0.84628 | 0.87269 | 0.84435 | 0.88922 | 1.1495 | 1.4113 | 1.6369 | 1.7691 | 1.838 | 1.8931 | 1.9392 | 1.9237 | 1.8232 | 1.5563 | 1.2993 | 1.2886 | 1.2638 | 1.1305 | 1.0196 | 0.95883 | 0 | 0 | 0 | 0 | 0 | 0 | 0 | 0 | 0 | 0 | 0 | 0 | 0 | 0 | 0.0033569 | 0.0096858 | 0.011721 | 0.011215 | 0 | 0 | 0 | 0 | 0 | 0 | 68.2319 | 66.7848 | 65.1331 | 63.8105 | 62.6708 | 61.7051 | 61.1519 | 61.1727 | 64.4295 | 70.4752 | 76.6019 | 81.8948 | 85.1089 | 86.964 | 87.8189 | 88.3581 | 88.231 | 87.5944 | 85.7068 | 82.3588 | 77.9554 | 74.075 | 71.419 | 69.766 | 0.0045185 | 0.0054244 | 0.0026464 | 0.0034161 | 0.0038031 | 0.0072508 | 0.0052903 | 0.0031238 | 0.0033545 | 0.0039454 | 0.0046544 | 0.0050726 | 0.0050222 | 0.0051125 | 0.0049675 | 0.0048179 | 0.0044449 | 0.0038682 | 0.0032698 | 0.0036438 | 0.0040394 | 0.003436 | 0.0038326 | 0.0040568
Portfolio Adjusted1-in-10Size: Under 20 kWAll2025May Monthly Peak | Portfolio Adjusted | 1-in-10 | Size: Under 20 kW | All | 2025 | May Monthly Peak | 5 | 0.9275 | 0.89691 | 0.86994 | 0.86274 | 0.86582 | 0.87978 | 0.8131 | 0.93622 | 1.2499 | 1.5598 | 1.8192 | 1.9747 | 2.0357 | 2.079 | 2.1091 | 2.0899 | 1.974 | 1.6746 | 1.3819 | 1.3019 | 1.328 | 1.1863 | 1.0655 | 0.99504 | 0 | 0 | 0 | 0 | 0 | 0 | 0 | 0 | 0 | 0 | 0 | 0 | 0 | 0 | 0.0036509 | 0.010522 | 0.012691 | 0.012068 | 0 | 0 | 0 | 0 | 0 | 0 | 73.185 | 71.3493 | 69.9435 | 68.9309 | 67.8587 | 66.8473 | 66.2808 | 66.5848 | 70.1819 | 75.6801 | 80.7704 | 84.334 | 87.2321 | 89.136 | 90.2774 | 90.6037 | 90.2315 | 89.1661 | 87.8028 | 85.2601 | 81.2594 | 77.3906 | 74.8866 | 72.4841 | 0.004669 | 0.005605 | 0.0027138 | 0.0034936 | 0.0038997 | 0.0073098 | 0.0051258 | 0.0033056 | 0.0036632 | 0.0043913 | 0.0052146 | 0.0057139 | 0.00561 | 0.0056615 | 0.0054441 | 0.0052802 | 0.0048572 | 0.0042029 | 0.0035059 | 0.0037183 | 0.0042736 | 0.0036321 | 0.004029 | 0.0042232
Portfolio Adjusted1-in-10Size: Under 20 kWAll2025June Monthly Peak | Portfolio Adjusted | 1-in-10 | Size: Under 20 kW | All | 2025 | June Monthly Peak | 6 | 0.94209 | 0.90897 | 0.8838 | 0.87518 | 0.87775 | 0.87435 | 0.81292 | 0.97649 | 1.3121 | 1.6395 | 1.9218 | 2.0857 | 2.1551 | 2.2063 | 2.2429 | 2.2216 | 2.1086 | 1.8131 | 1.5064 | 1.3458 | 1.357 | 1.2462 | 1.1087 | 1.0093 | 0 | 0 | 0 | 0 | 0 | 0 | 0 | 0 | 0 | 0 | 0 | 0 | 0 | 0 | 0.0038825 | 0.011186 | 0.013556 | 0.013066 | 0 | 0 | 0 | 0 | 0 | 0 | 72.0589 | 70.713 | 69.7474 | 68.6982 | 67.6796 | 66.3706 | 65.6779 | 66.6463 | 70.3786 | 75.3159 | 80.348 | 84.4809 | 87.237 | 88.8744 | 90.1304 | 90.8114 | 91.2637 | 90.4922 | 89.3814 | 86.7713 | 83.2841 | 79.6165 | 77.2055 | 75.4161 | 0.0047679 | 0.005707 | 0.0027652 | 0.003553 | 0.0039561 | 0.0072792 | 0.0051564 | 0.0034635 | 0.0038822 | 0.0046668 | 0.0055572 | 0.0060825 | 0.0059945 | 0.0060584 | 0.005841 | 0.005669 | 0.0052501 | 0.0046088 | 0.0038755 | 0.003907 | 0.0044343 | 0.0038766 | 0.0042428 | 0.0043104
Portfolio Adjusted1-in-10Size: Under 20 kWAll2025July Monthly Peak | Portfolio Adjusted | 1-in-10 | Size: Under 20 kW | All | 2025 | July Monthly Peak | 7 | 0.974 | 0.94127 | 0.91295 | 0.90644 | 0.90878 | 0.92443 | 0.86622 | 1.0491 | 1.4381 | 1.8188 | 2.1384 | 2.3109 | 2.3897 | 2.4406 | 2.4718 | 2.4447 | 2.3283 | 1.9934 | 1.6387 | 1.4507 | 1.4419 | 1.3136 | 1.1642 | 1.0489 | 0 | 0 | 0 | 0 | 0 | 0 | 0 | 0 | 0 | 0 | 0 | 0 | 0 | 0 | 0.0042787 | 0.012309 | 0.014969 | 0.014365 | 0 | 0 | 0 | 0 | 0 | 0 | 76.3138 | 75.081 | 73.9407 | 72.8669 | 72.0571 | 71.2156 | 70.5562 | 70.9492 | 73.9069 | 78.7005 | 83.4241 | 87.1249 | 89.2391 | 90.5852 | 91.9292 | 92.3592 | 92.1804 | 91.6471 | 90.4891 | 88.1798 | 84.5764 | 81.1492 | 78.9714 | 77.4525 | 0.004956 | 0.005939 | 0.0028737 | 0.0036932 | 0.0041152 | 0.0077161 | 0.005498 | 0.0037234 | 0.0042394 | 0.0051537 | 0.0061682 | 0.0067247 | 0.0066315 | 0.0067005 | 0.0064282 | 0.0062314 | 0.0058018 | 0.0050676 | 0.0042204 | 0.0042292 | 0.0047321 | 0.0041102 | 0.0044887 | 0.0044967
Portfolio Adjusted1-in-10Size: Under 20 kWAll2025August Monthly Peak | Portfolio Adjusted | 1-in-10 | Size: Under 20 kW | All | 2025 | August Monthly Peak | 8 | 0.99202 | 0.95785 | 0.92814 | 0.91995 | 0.92426 | 0.95396 | 0.91678 | 1.0716 | 1.4863 | 1.8896 | 2.223 | 2.4121 | 2.4857 | 2.5311 | 2.5683 | 2.535 | 2.4132 | 2.0604 | 1.6969 | 1.5383 | 1.4979 | 1.3303 | 1.1786 | 1.0622 | 0 | 0 | 0 | 0 | 0 | 0 | 0 | 0 | 0 | 0 | 0 | 0 | 0 | 0 | 0.0044459 | 0.012763 | 0.015514 | 0.014848 | 0 | 0 | 0 | 0 | 0 | 0 | 75.9409 | 74.9323 | 73.9201 | 73.0697 | 72.179 | 71.6165 | 71.2796 | 71.5047 | 74.1551 | 79.3059 | 84.0641 | 88.4577 | 91.4944 | 93.4497 | 94.6759 | 95.6551 | 95.9335 | 95.3304 | 94.4206 | 91.7605 | 87.6846 | 84.5956 | 82.5513 | 80.6538 | 0.0050261 | 0.0060149 | 0.0029084 | 0.0037327 | 0.0041725 | 0.0079432 | 0.0057596 | 0.0037691 | 0.0043274 | 0.005266 | 0.0063298 | 0.0069195 | 0.0068019 | 0.0068569 | 0.0065995 | 0.0063839 | 0.0059328 | 0.0051667 | 0.0043219 | 0.004423 | 0.0048742 | 0.0041365 | 0.0045261 | 0.0045426
Portfolio Adjusted1-in-10Size: Under 20 kWAll2025September Monthly Peak | Portfolio Adjusted | 1-in-10 | Size: Under 20 kW | All | 2025 | September Monthly Peak | 9 | 0.97373 | 0.94128 | 0.91375 | 0.90785 | 0.91196 | 0.94996 | 0.96951 | 1.0622 | 1.4691 | 1.8771 | 2.2094 | 2.4059 | 2.4832 | 2.5256 | 2.5467 | 2.5065 | 2.371 | 2.0096 | 1.6553 | 1.5977 | 1.4522 | 1.2858 | 1.1421 | 1.0355 | 0 | 0 | 0 | 0 | 0 | 0 | 0 | 0 | 0 | 0 | 0 | 0 | 0 | 0 | 0.0044085 | 0.01262 | 0.015243 | 0.014482 | 0 | 0 | 0 | 0 | 0 | 0 | 76.8347 | 75.7602 | 74.6667 | 73.9029 | 73.0783 | 72.431 | 71.8492 | 71.6051 | 73.7335 | 78.3688 | 83.291 | 87.7333 | 90.953 | 93.0753 | 93.7807 | 94.0756 | 93.8331 | 92.837 | 91.12 | 87.8871 | 83.9216 | 80.9062 | 78.543 | 76.837 | 0.0049233 | 0.0058954 | 0.0028562 | 0.003678 | 0.0041065 | 0.0078886 | 0.0060438 | 0.0037004 | 0.0042278 | 0.0051686 | 0.0062216 | 0.0068442 | 0.0067369 | 0.0067905 | 0.0065091 | 0.0062775 | 0.0057941 | 0.0050159 | 0.0041907 | 0.0045407 | 0.0046958 | 0.0039719 | 0.0043628 | 0.0044124
Portfolio Adjusted1-in-10Size: Under 20 kWAll2025October Monthly Peak | Portfolio Adjusted | 1-in-10 | Size: Under 20 kW | All | 2025 | October Monthly Peak | 10 | 0.90381 | 0.88151 | 0.86137 | 0.85625 | 0.85733 | 0.88535 | 0.94178 | 0.95771 | 1.2406 | 1.5505 | 1.8088 | 1.9641 | 2.0311 | 2.0894 | 2.132 | 2.1046 | 1.9857 | 1.6787 | 1.5142 | 1.4244 | 1.2919 | 1.1555 | 1.038 | 0.96092 | 0 | 0 | 0 | 0 | 0 | 0 | 0 | 0 | 0 | 0 | 0 | 0 | 0 | 0 | 0.0036906 | 0.010597 | 0.012766 | 0.012097 | 0 | 0 | 0 | 0 | 0 | 0 | 71.4732 | 70.0867 | 69.0833 | 67.9197 | 66.9478 | 66.1277 | 65.719 | 65.3117 | 66.2426 | 70.7397 | 76.5324 | 82.116 | 86.5162 | 89.2572 | 90.2458 | 90.8075 | 90.6896 | 89.6174 | 86.9785 | 82.6619 | 78.6087 | 75.7487 | 73.5955 | 71.9606 | 0.0045522 | 0.0055086 | 0.0026914 | 0.0034643 | 0.0038574 | 0.0073615 | 0.0058596 | 0.0033373 | 0.0035985 | 0.0043078 | 0.0051141 | 0.0056064 | 0.0055225 | 0.0056295 | 0.0054507 | 0.0052676 | 0.0048447 | 0.004178 | 0.0038014 | 0.0040227 | 0.0041445 | 0.0035406 | 0.0039416 | 0.004082
Portfolio Adjusted1-in-10Size: Under 20 kWAll2025November Monthly Peak | Portfolio Adjusted | 1-in-10 | Size: Under 20 kW | All | 2025 | November Monthly Peak | 11 | 0.87972 | 0.85729 | 0.84805 | 0.84139 | 0.84273 | 0.87014 | 0.8349 | 0.90271 | 1.1641 | 1.401 | 1.5904 | 1.6992 | 1.7374 | 1.7729 | 1.79 | 1.7631 | 1.678 | 1.6301 | 1.4113 | 1.2676 | 1.1607 | 1.0408 | 0.95336 | 0.91927 | 0 | 0 | 0 | 0 | 0 | 0 | 0 | 0 | 0 | 0 | 0 | 0 | 0 | 0 | 0.0030985 | 0.0088772 | 0.010788 | 0.011747 | 0 | 0 | 0 | 0 | 0 | 0 | 66.3802 | 64.8621 | 63.9853 | 62.6195 | 61.7618 | 60.9012 | 60.3917 | 60.347 | 62.9307 | 68.0416 | 74.242 | 79.2817 | 82.2867 | 83.9204 | 84.827 | 84.707 | 83.3365 | 80.7497 | 77.4615 | 74.046 | 71.6131 | 69.6458 | 67.8656 | 66.6564 | 0.0044429 | 0.0053704 | 0.0026469 | 0.0034068 | 0.0037977 | 0.0072332 | 0.005229 | 0.0031906 | 0.0033942 | 0.0039208 | 0.0045191 | 0.0048663 | 0.0047359 | 0.0047716 | 0.0045751 | 0.0044037 | 0.0040725 | 0.0040092 | 0.0035119 | 0.0035529 | 0.0036995 | 0.0031671 | 0.0035821 | 0.0039113
Portfolio Adjusted1-in-10Size: Under 20 kWAll2025December Monthly Peak | Portfolio Adjusted | 1-in-10 | Size: Under 20 kW | All | 2025 | December Monthly Peak | 12 | 0.85848 | 0.84861 | 0.84345 | 0.84364 | 0.84821 | 0.89271 | 0.92832 | 0.9741 | 1.2661 | 1.488 | 1.5823 | 1.5448 | 1.4569 | 1.371 | 1.2995 | 1.2564 | 1.3269 | 1.4996 | 1.4391 | 1.3385 | 1.2321 | 1.1446 | 1.0326 | 0.89029 | 0 | 0 | 0 | 0 | 0 | 0 | 0 | 0 | 0 | 0 | 0 | 0 | 0 | 0 | 0.0022495 | 0.006326 | 0.0085309 | 0.010806 | 0 | 0 | 0 | 0 | 0 | 0 | 43.1309 | 42.4755 | 42.231 | 42.1392 | 42.0589 | 41.8797 | 42.1924 | 42.2464 | 42.9522 | 44.7689 | 46.6148 | 48.3352 | 49.4986 | 49.9098 | 49.9636 | 49.8702 | 49.4391 | 48.2453 | 47.0286 | 45.8531 | 44.8146 | 44.1814 | 43.8426 | 43.1104 | 0.0042793 | 0.0052485 | 0.0026019 | 0.0033846 | 0.0037827 | 0.007321 | 0.0056639 | 0.0033376 | 0.0036202 | 0.0040992 | 0.004462 | 0.004413 | 0.003985 | 0.0037302 | 0.0033598 | 0.0031928 | 0.003304 | 0.0038038 | 0.0036653 | 0.0038524 | 0.004047 | 0.0035939 | 0.0039646 | 0.0037281
Portfolio Adjusted1-in-10Size: Under 20 kWAll2025Typical Event Day | Portfolio Adjusted | 1-in-10 | Size: Under 20 kW | All | 2025 | Typical Event Day | 8 | 0.9831 | 0.94959 | 0.92106 | 0.91297 | 0.91759 | 0.94654 | 0.90893 | 1.053 | 1.4479 | 1.83 | 2.147 | 2.3284 | 2.4006 | 2.45 | 2.4935 | 2.4657 | 2.3465 | 2.0015 | 1.651 | 1.4987 | 1.4663 | 1.3037 | 1.1573 | 1.0496 | 0 | 0 | 0 | 0 | 0 | 0 | 0 | 0 | 0 | 0 | 0 | 0 | 0 | 0 | 0.0043165 | 0.012414 | 0.015086 | 0.014423 | 0 | 0 | 0 | 0 | 0 | 0 | 75.2871 | 74.1216 | 73.0687 | 72.1344 | 71.2485 | 70.4084 | 69.8407 | 70.1763 | 73.0435 | 77.9228 | 82.7818 | 86.9492 | 89.7308 | 91.4961 | 92.6291 | 93.2253 | 93.3027 | 92.5767 | 91.3528 | 88.6497 | 84.8667 | 81.5669 | 79.3178 | 77.5899 | 0.0049869 | 0.0059704 | 0.0028892 | 0.0037087 | 0.004147 | 0.0078928 | 0.0057195 | 0.0037137 | 0.0042323 | 0.0051218 | 0.0061381 | 0.0067054 | 0.0065933 | 0.006658 | 0.0064243 | 0.0062232 | 0.0057791 | 0.0050249 | 0.0042107 | 0.0043122 | 0.0047709 | 0.0040527 | 0.0044443 | 0.0044942
Portfolio Adjusted1-in-10Size: Under 20 kWAll2026January Monthly Peak | Portfolio Adjusted | 1-in-10 | Size: Under 20 kW | All | 2026 | January Monthly Peak | 1 | 0.80015 | 0.79229 | 0.78806 | 0.78852 | 0.79713 | 0.8345 | 0.88518 | 0.92044 | 1.1958 | 1.4284 | 1.5243 | 1.4821 | 1.38 | 1.2833 | 1.2026 | 1.159 | 1.2476 | 1.4795 | 1.4878 | 1.3928 | 1.277 | 1.1862 | 1.0516 | 0.83967 | 0 | 0 | 0 | 0 | 0 | 0 | 0 | 0 | 0 | 0 | 0 | 0 | 0 | 0 | 0.0020818 | 0.0058352 | 0.0080211 | 0.010661 | 0 | 0 | 0 | 0 | 0 | 0 | 42.6969 | 41.9909 | 41.3084 | 40.8269 | 40.5602 | 40.2489 | 39.8858 | 39.7313 | 40.2055 | 42.4928 | 45.0842 | 47.2786 | 49.1209 | 50.059 | 50.4926 | 50.2851 | 49.4495 | 48.2675 | 46.21 | 44.6015 | 43.343 | 42.3972 | 41.6859 | 40.9788 | 0.0039033 | 0.0047926 | 0.0023845 | 0.0030876 | 0.003476 | 0.0067045 | 0.005286 | 0.0030857 | 0.0033551 | 0.0038701 | 0.0042407 | 0.0041788 | 0.0037195 | 0.0034431 | 0.003068 | 0.0029068 | 0.0031123 | 0.003787 | 0.0038119 | 0.0040482 | 0.0042261 | 0.0037539 | 0.0040424 | 0.0034441
Portfolio Adjusted1-in-10Size: Under 20 kWAll2026February Monthly Peak | Portfolio Adjusted | 1-in-10 | Size: Under 20 kW | All | 2026 | February Monthly Peak | 2 | 0.82072 | 0.80708 | 0.80189 | 0.80438 | 0.81359 | 0.8482 | 0.85215 | 0.8638 | 1.0956 | 1.2852 | 1.3865 | 1.3958 | 1.3666 | 1.3463 | 1.3311 | 1.3089 | 1.3016 | 1.3329 | 1.3879 | 1.2794 | 1.1755 | 1.072 | 0.97116 | 0.86266 | 0 | 0 | 0 | 0 | 0 | 0 | 0 | 0 | 0 | 0 | 0 | 0 | 0 | 0 | 0.0023042 | 0.0065904 | 0.0083683 | 0.0096054 | 0 | 0 | 0 | 0 | 0 | 0 | 49.8939 | 49.4645 | 48.8782 | 48.3292 | 48.0007 | 47.2122 | 46.3927 | 46.8296 | 47.871 | 50.0567 | 52.2981 | 53.827 | 55.2051 | 56.3612 | 57.3396 | 57.7716 | 57.1871 | 56.4648 | 54.6125 | 52.6848 | 51.0628 | 49.6378 | 48.8278 | 47.8459 | 0.0040666 | 0.0049523 | 0.0024581 | 0.0031964 | 0.0036028 | 0.0069418 | 0.0052056 | 0.0029746 | 0.0031612 | 0.0035644 | 0.0039243 | 0.0039969 | 0.003733 | 0.0036446 | 0.0034251 | 0.0032995 | 0.0032146 | 0.0033628 | 0.0035069 | 0.0036475 | 0.0037999 | 0.0033036 | 0.0036688 | 0.0035946
Portfolio Adjusted1-in-10Size: Under 20 kWAll2026March Monthly Peak | Portfolio Adjusted | 1-in-10 | Size: Under 20 kW | All | 2026 | March Monthly Peak | 3 | 0.85113 | 0.82735 | 0.81457 | 0.813 | 0.81897 | 0.85059 | 0.88193 | 0.86856 | 1.0448 | 1.2277 | 1.3754 | 1.4479 | 1.4729 | 1.5172 | 1.564 | 1.568 | 1.5105 | 1.3427 | 1.2332 | 1.2488 | 1.1689 | 1.0602 | 0.96 | 0.89854 | 0 | 0 | 0 | 0 | 0 | 0 | 0 | 0 | 0 | 0 | 0 | 0 | 0 | 0 | 0.0027074 | 0.0078946 | 0.0097113 | 0.0096758 | 0 | 0 | 0 | 0 | 0 | 0 | 57.9023 | 56.4161 | 55.3993 | 54.7735 | 53.9139 | 53.2284 | 52.6413 | 52.526 | 53.8126 | 58.0237 | 63.0903 | 67.6875 | 71.1581 | 72.9599 | 74.1013 | 74.6921 | 74.5669 | 73.5061 | 71.936 | 69.377 | 66.0842 | 63.197 | 60.9578 | 59.1309 | 0.0042646 | 0.0051373 | 0.0025215 | 0.0032671 | 0.0036639 | 0.0070372 | 0.0054578 | 0.0030343 | 0.0030555 | 0.0034513 | 0.0039245 | 0.0041736 | 0.0040482 | 0.0041203 | 0.0040238 | 0.0039398 | 0.0036999 | 0.0033568 | 0.0031194 | 0.0035352 | 0.0037457 | 0.0032324 | 0.0036108 | 0.0037859
Portfolio Adjusted1-in-10Size: Under 20 kWAll2026April Monthly Peak | Portfolio Adjusted | 1-in-10 | Size: Under 20 kW | All | 2026 | April Monthly Peak | 4 | 0.89947 | 0.87022 | 0.8501 | 0.84583 | 0.84628 | 0.87269 | 0.84435 | 0.88922 | 1.1495 | 1.4113 | 1.6369 | 1.7691 | 1.838 | 1.8931 | 1.9392 | 1.9237 | 1.8232 | 1.5563 | 1.2993 | 1.2886 | 1.2638 | 1.1305 | 1.0196 | 0.95883 | 0 | 0 | 0 | 0 | 0 | 0 | 0 | 0 | 0 | 0 | 0 | 0 | 0 | 0 | 0.0033569 | 0.0096858 | 0.011721 | 0.011215 | 0 | 0 | 0 | 0 | 0 | 0 | 68.2319 | 66.7848 | 65.1331 | 63.8105 | 62.6708 | 61.7051 | 61.1519 | 61.1727 | 64.4295 | 70.4752 | 76.6019 | 81.8948 | 85.1089 | 86.964 | 87.8189 | 88.3581 | 88.231 | 87.5944 | 85.7068 | 82.3588 | 77.9554 | 74.075 | 71.419 | 69.766 | 0.0045185 | 0.0054244 | 0.0026464 | 0.0034161 | 0.0038031 | 0.0072508 | 0.0052903 | 0.0031238 | 0.0033545 | 0.0039454 | 0.0046544 | 0.0050726 | 0.0050222 | 0.0051125 | 0.0049675 | 0.0048179 | 0.0044449 | 0.0038682 | 0.0032698 | 0.0036438 | 0.0040394 | 0.003436 | 0.0038326 | 0.0040568
Portfolio Adjusted1-in-10Size: Under 20 kWAll2026May Monthly Peak | Portfolio Adjusted | 1-in-10 | Size: Under 20 kW | All | 2026 | May Monthly Peak | 5 | 0.9275 | 0.89691 | 0.86994 | 0.86274 | 0.86582 | 0.87978 | 0.8131 | 0.93622 | 1.2499 | 1.5598 | 1.8192 | 1.9747 | 2.0357 | 2.079 | 2.1091 | 2.0899 | 1.974 | 1.6746 | 1.3819 | 1.3019 | 1.328 | 1.1863 | 1.0655 | 0.99504 | 0 | 0 | 0 | 0 | 0 | 0 | 0 | 0 | 0 | 0 | 0 | 0 | 0 | 0 | 0.0036509 | 0.010522 | 0.012691 | 0.012068 | 0 | 0 | 0 | 0 | 0 | 0 | 73.185 | 71.3493 | 69.9435 | 68.9309 | 67.8587 | 66.8473 | 66.2808 | 66.5848 | 70.1819 | 75.6801 | 80.7704 | 84.334 | 87.2321 | 89.136 | 90.2774 | 90.6037 | 90.2315 | 89.1661 | 87.8028 | 85.2601 | 81.2594 | 77.3906 | 74.8866 | 72.4841 | 0.004669 | 0.005605 | 0.0027138 | 0.0034936 | 0.0038997 | 0.0073098 | 0.0051258 | 0.0033056 | 0.0036632 | 0.0043913 | 0.0052146 | 0.0057139 | 0.00561 | 0.0056615 | 0.0054441 | 0.0052802 | 0.0048572 | 0.0042029 | 0.0035059 | 0.0037183 | 0.0042736 | 0.0036321 | 0.004029 | 0.0042232
Portfolio Adjusted1-in-10Size: Under 20 kWAll2026June Monthly Peak | Portfolio Adjusted | 1-in-10 | Size: Under 20 kW | All | 2026 | June Monthly Peak | 6 | 0.94209 | 0.90897 | 0.8838 | 0.87518 | 0.87775 | 0.87435 | 0.81292 | 0.97649 | 1.3121 | 1.6395 | 1.9218 | 2.0857 | 2.1551 | 2.2063 | 2.2429 | 2.2216 | 2.1086 | 1.8131 | 1.5064 | 1.3458 | 1.357 | 1.2462 | 1.1087 | 1.0093 | 0 | 0 | 0 | 0 | 0 | 0 | 0 | 0 | 0 | 0 | 0 | 0 | 0 | 0 | 0.0038825 | 0.011186 | 0.013556 | 0.013066 | 0 | 0 | 0 | 0 | 0 | 0 | 72.0589 | 70.713 | 69.7474 | 68.6982 | 67.6796 | 66.3706 | 65.6779 | 66.6463 | 70.3786 | 75.3159 | 80.348 | 84.4809 | 87.237 | 88.8744 | 90.1304 | 90.8114 | 91.2637 | 90.4922 | 89.3814 | 86.7713 | 83.2841 | 79.6165 | 77.2055 | 75.4161 | 0.0047679 | 0.005707 | 0.0027652 | 0.003553 | 0.0039561 | 0.0072792 | 0.0051564 | 0.0034635 | 0.0038822 | 0.0046668 | 0.0055572 | 0.0060825 | 0.0059945 | 0.0060584 | 0.005841 | 0.005669 | 0.0052501 | 0.0046088 | 0.0038755 | 0.003907 | 0.0044343 | 0.0038766 | 0.0042428 | 0.0043104
Portfolio Adjusted1-in-10Size: Under 20 kWAll2026July Monthly Peak | Portfolio Adjusted | 1-in-10 | Size: Under 20 kW | All | 2026 | July Monthly Peak | 7 | 0.974 | 0.94127 | 0.91295 | 0.90644 | 0.90878 | 0.92443 | 0.86622 | 1.0491 | 1.4381 | 1.8188 | 2.1384 | 2.3109 | 2.3897 | 2.4406 | 2.4718 | 2.4447 | 2.3283 | 1.9934 | 1.6387 | 1.4507 | 1.4419 | 1.3136 | 1.1642 | 1.0489 | 0 | 0 | 0 | 0 | 0 | 0 | 0 | 0 | 0 | 0 | 0 | 0 | 0 | 0 | 0.0042787 | 0.012309 | 0.014969 | 0.014365 | 0 | 0 | 0 | 0 | 0 | 0 | 76.3138 | 75.081 | 73.9407 | 72.8669 | 72.0571 | 71.2156 | 70.5562 | 70.9492 | 73.9069 | 78.7005 | 83.4241 | 87.1249 | 89.2391 | 90.5852 | 91.9292 | 92.3592 | 92.1804 | 91.6471 | 90.4891 | 88.1798 | 84.5764 | 81.1492 | 78.9714 | 77.4525 | 0.004956 | 0.005939 | 0.0028737 | 0.0036932 | 0.0041152 | 0.0077161 | 0.005498 | 0.0037234 | 0.0042394 | 0.0051537 | 0.0061682 | 0.0067247 | 0.0066315 | 0.0067005 | 0.0064282 | 0.0062314 | 0.0058018 | 0.0050676 | 0.0042204 | 0.0042292 | 0.0047321 | 0.0041102 | 0.0044887 | 0.0044967
Portfolio Adjusted1-in-10Size: Under 20 kWAll2026August Monthly Peak | Portfolio Adjusted | 1-in-10 | Size: Under 20 kW | All | 2026 | August Monthly Peak | 8 | 0.99202 | 0.95785 | 0.92814 | 0.91995 | 0.92426 | 0.95396 | 0.91678 | 1.0716 | 1.4863 | 1.8896 | 2.223 | 2.4121 | 2.4857 | 2.5311 | 2.5683 | 2.535 | 2.4132 | 2.0604 | 1.6969 | 1.5383 | 1.4979 | 1.3303 | 1.1786 | 1.0622 | 0 | 0 | 0 | 0 | 0 | 0 | 0 | 0 | 0 | 0 | 0 | 0 | 0 | 0 | 0.0044459 | 0.012763 | 0.015514 | 0.014848 | 0 | 0 | 0 | 0 | 0 | 0 | 75.9409 | 74.9323 | 73.9201 | 73.0697 | 72.179 | 71.6165 | 71.2796 | 71.5047 | 74.1551 | 79.3059 | 84.0641 | 88.4577 | 91.4944 | 93.4497 | 94.6759 | 95.6551 | 95.9335 | 95.3304 | 94.4206 | 91.7605 | 87.6846 | 84.5956 | 82.5513 | 80.6538 | 0.0050261 | 0.0060149 | 0.0029084 | 0.0037327 | 0.0041725 | 0.0079432 | 0.0057596 | 0.0037691 | 0.0043274 | 0.005266 | 0.0063298 | 0.0069195 | 0.0068019 | 0.0068569 | 0.0065995 | 0.0063839 | 0.0059328 | 0.0051667 | 0.0043219 | 0.004423 | 0.0048742 | 0.0041365 | 0.0045261 | 0.0045426
Portfolio Adjusted1-in-10Size: Under 20 kWAll2026September Monthly Peak | Portfolio Adjusted | 1-in-10 | Size: Under 20 kW | All | 2026 | September Monthly Peak | 9 | 0.97373 | 0.94128 | 0.91375 | 0.90785 | 0.91196 | 0.94996 | 0.96951 | 1.0622 | 1.4691 | 1.8771 | 2.2094 | 2.4059 | 2.4832 | 2.5256 | 2.5467 | 2.5065 | 2.371 | 2.0096 | 1.6553 | 1.5977 | 1.4522 | 1.2858 | 1.1421 | 1.0355 | 0 | 0 | 0 | 0 | 0 | 0 | 0 | 0 | 0 | 0 | 0 | 0 | 0 | 0 | 0.0044085 | 0.01262 | 0.015243 | 0.014482 | 0 | 0 | 0 | 0 | 0 | 0 | 76.8347 | 75.7602 | 74.6667 | 73.9029 | 73.0783 | 72.431 | 71.8492 | 71.6051 | 73.7335 | 78.3688 | 83.291 | 87.7333 | 90.953 | 93.0753 | 93.7807 | 94.0756 | 93.8331 | 92.837 | 91.12 | 87.8871 | 83.9216 | 80.9062 | 78.543 | 76.837 | 0.0049233 | 0.0058954 | 0.0028562 | 0.003678 | 0.0041065 | 0.0078886 | 0.0060438 | 0.0037004 | 0.0042278 | 0.0051686 | 0.0062216 | 0.0068442 | 0.0067369 | 0.0067905 | 0.0065091 | 0.0062775 | 0.0057941 | 0.0050159 | 0.0041907 | 0.0045407 | 0.0046958 | 0.0039719 | 0.0043628 | 0.0044124
Portfolio Adjusted1-in-10Size: Under 20 kWAll2026October Monthly Peak | Portfolio Adjusted | 1-in-10 | Size: Under 20 kW | All | 2026 | October Monthly Peak | 10 | 0.90381 | 0.88151 | 0.86137 | 0.85625 | 0.85733 | 0.88535 | 0.94178 | 0.95771 | 1.2406 | 1.5505 | 1.8088 | 1.9641 | 2.0311 | 2.0894 | 2.132 | 2.1046 | 1.9857 | 1.6787 | 1.5142 | 1.4244 | 1.2919 | 1.1555 | 1.038 | 0.96092 | 0 | 0 | 0 | 0 | 0 | 0 | 0 | 0 | 0 | 0 | 0 | 0 | 0 | 0 | 0.0036906 | 0.010597 | 0.012766 | 0.012097 | 0 | 0 | 0 | 0 | 0 | 0 | 71.4732 | 70.0867 | 69.0833 | 67.9197 | 66.9478 | 66.1277 | 65.719 | 65.3117 | 66.2426 | 70.7397 | 76.5324 | 82.116 | 86.5162 | 89.2572 | 90.2458 | 90.8075 | 90.6896 | 89.6174 | 86.9785 | 82.6619 | 78.6087 | 75.7487 | 73.5955 | 71.9606 | 0.0045522 | 0.0055086 | 0.0026914 | 0.0034643 | 0.0038574 | 0.0073615 | 0.0058596 | 0.0033373 | 0.0035985 | 0.0043078 | 0.0051141 | 0.0056064 | 0.0055225 | 0.0056295 | 0.0054507 | 0.0052676 | 0.0048447 | 0.004178 | 0.0038014 | 0.0040227 | 0.0041445 | 0.0035406 | 0.0039416 | 0.004082
Portfolio Adjusted1-in-10Size: Under 20 kWAll2026November Monthly Peak | Portfolio Adjusted | 1-in-10 | Size: Under 20 kW | All | 2026 | November Monthly Peak | 11 | 0.87972 | 0.85729 | 0.84805 | 0.84139 | 0.84273 | 0.87014 | 0.8349 | 0.90271 | 1.1641 | 1.401 | 1.5904 | 1.6992 | 1.7374 | 1.7729 | 1.79 | 1.7631 | 1.678 | 1.6301 | 1.4113 | 1.2676 | 1.1607 | 1.0408 | 0.95336 | 0.91927 | 0 | 0 | 0 | 0 | 0 | 0 | 0 | 0 | 0 | 0 | 0 | 0 | 0 | 0 | 0.0030985 | 0.0088772 | 0.010788 | 0.011747 | 0 | 0 | 0 | 0 | 0 | 0 | 66.3802 | 64.8621 | 63.9853 | 62.6195 | 61.7618 | 60.9012 | 60.3917 | 60.347 | 62.9307 | 68.0416 | 74.242 | 79.2817 | 82.2867 | 83.9204 | 84.827 | 84.707 | 83.3365 | 80.7497 | 77.4615 | 74.046 | 71.6131 | 69.6458 | 67.8656 | 66.6564 | 0.0044429 | 0.0053704 | 0.0026469 | 0.0034068 | 0.0037977 | 0.0072332 | 0.005229 | 0.0031906 | 0.0033942 | 0.0039208 | 0.0045191 | 0.0048663 | 0.0047359 | 0.0047716 | 0.0045751 | 0.0044037 | 0.0040725 | 0.0040092 | 0.0035119 | 0.0035529 | 0.0036995 | 0.0031671 | 0.0035821 | 0.0039113
Portfolio Adjusted1-in-10Size: Under 20 kWAll2026December Monthly Peak | Portfolio Adjusted | 1-in-10 | Size: Under 20 kW | All | 2026 | December Monthly Peak | 12 | 0.85848 | 0.84861 | 0.84345 | 0.84364 | 0.84821 | 0.89271 | 0.92832 | 0.9741 | 1.2661 | 1.488 | 1.5823 | 1.5448 | 1.4569 | 1.371 | 1.2995 | 1.2564 | 1.3269 | 1.4996 | 1.4391 | 1.3385 | 1.2321 | 1.1446 | 1.0326 | 0.89029 | 0 | 0 | 0 | 0 | 0 | 0 | 0 | 0 | 0 | 0 | 0 | 0 | 0 | 0 | 0.0022495 | 0.006326 | 0.0085309 | 0.010806 | 0 | 0 | 0 | 0 | 0 | 0 | 43.1309 | 42.4755 | 42.231 | 42.1392 | 42.0589 | 41.8797 | 42.1924 | 42.2464 | 42.9522 | 44.7689 | 46.6148 | 48.3352 | 49.4986 | 49.9098 | 49.9636 | 49.8702 | 49.4391 | 48.2453 | 47.0286 | 45.8531 | 44.8146 | 44.1814 | 43.8426 | 43.1104 | 0.0042793 | 0.0052485 | 0.0026019 | 0.0033846 | 0.0037827 | 0.007321 | 0.0056639 | 0.0033376 | 0.0036202 | 0.0040992 | 0.004462 | 0.004413 | 0.003985 | 0.0037302 | 0.0033598 | 0.0031928 | 0.003304 | 0.0038038 | 0.0036653 | 0.0038524 | 0.004047 | 0.0035939 | 0.0039646 | 0.0037281
Portfolio Adjusted1-in-10Size: Under 20 kWAll2026Typical Event Day | Portfolio Adjusted | 1-in-10 | Size: Under 20 kW | All | 2026 | Typical Event Day | 8 | 0.9831 | 0.94959 | 0.92106 | 0.91297 | 0.91759 | 0.94654 | 0.90893 | 1.053 | 1.4479 | 1.83 | 2.147 | 2.3284 | 2.4006 | 2.45 | 2.4935 | 2.4657 | 2.3465 | 2.0015 | 1.651 | 1.4987 | 1.4663 | 1.3037 | 1.1573 | 1.0496 | 0 | 0 | 0 | 0 | 0 | 0 | 0 | 0 | 0 | 0 | 0 | 0 | 0 | 0 | 0.0043165 | 0.012414 | 0.015086 | 0.014423 | 0 | 0 | 0 | 0 | 0 | 0 | 75.2871 | 74.1216 | 73.0687 | 72.1344 | 71.2485 | 70.4084 | 69.8407 | 70.1763 | 73.0435 | 77.9228 | 82.7818 | 86.9492 | 89.7308 | 91.4961 | 92.6291 | 93.2253 | 93.3027 | 92.5767 | 91.3528 | 88.6497 | 84.8667 | 81.5669 | 79.3178 | 77.5899 | 0.0049869 | 0.0059704 | 0.0028892 | 0.0037087 | 0.004147 | 0.0078928 | 0.0057195 | 0.0037137 | 0.0042323 | 0.0051218 | 0.0061381 | 0.0067054 | 0.0065933 | 0.006658 | 0.0064243 | 0.0062232 | 0.0057791 | 0.0050249 | 0.0042107 | 0.0043122 | 0.0047709 | 0.0040527 | 0.0044443 | 0.0044942
Portfolio Adjusted1-in-2Size: Under 20 kWAll2015January Monthly Peak | Portfolio Adjusted | 1-in-2 | Size: Under 20 kW | All | 2015 | January Monthly Peak | 1
Portfolio Adjusted1-in-2Size: Under 20 kWAll2015February Monthly Peak | Portfolio Adjusted | 1-in-2 | Size: Under 20 kW | All | 2015 | February Monthly Peak | 2
Portfolio Adjusted1-in-2Size: Under 20 kWAll2015March Monthly Peak | Portfolio Adjusted | 1-in-2 | Size: Under 20 kW | All | 2015 | March Monthly Peak | 3
Portfolio Adjusted1-in-2Size: Under 20 kWAll2015April Monthly Peak | Portfolio Adjusted | 1-in-2 | Size: Under 20 kW | All | 2015 | April Monthly Peak | 4
Portfolio Adjusted1-in-2Size: Under 20 kWAll2015May Monthly Peak | Portfolio Adjusted | 1-in-2 | Size: Under 20 kW | All | 2015 | May Monthly Peak | 5
Portfolio Adjusted1-in-2Size: Under 20 kWAll2015June Monthly Peak | Portfolio Adjusted | 1-in-2 | Size: Under 20 kW | All | 2015 | June Monthly Peak | 6
Portfolio Adjusted1-in-2Size: Under 20 kWAll2015July Monthly Peak | Portfolio Adjusted | 1-in-2 | Size: Under 20 kW | All | 2015 | July Monthly Peak | 7
Portfolio Adjusted1-in-2Size: Under 20 kWAll2015August Monthly Peak | Portfolio Adjusted | 1-in-2 | Size: Under 20 kW | All | 2015 | August Monthly Peak | 8
Portfolio Adjusted1-in-2Size: Under 20 kWAll2015September Monthly Peak | Portfolio Adjusted | 1-in-2 | Size: Under 20 kW | All | 2015 | September Monthly Peak | 9
Portfolio Adjusted1-in-2Size: Under 20 kWAll2015October Monthly Peak | Portfolio Adjusted | 1-in-2 | Size: Under 20 kW | All | 2015 | October Monthly Peak | 10
Portfolio Adjusted1-in-2Size: Under 20 kWAll2015November Monthly Peak | Portfolio Adjusted | 1-in-2 | Size: Under 20 kW | All | 2015 | November Monthly Peak | 11
Portfolio Adjusted1-in-2Size: Under 20 kWAll2015December Monthly Peak | Portfolio Adjusted | 1-in-2 | Size: Under 20 kW | All | 2015 | December Monthly Peak | 12
Portfolio Adjusted1-in-2Size: Under 20 kWAll2015Typical Event Day | Portfolio Adjusted | 1-in-2 | Size: Under 20 kW | All | 2015 | Typical Event Day | 8
Portfolio Adjusted1-in-2Size: Under 20 kWAll2016January Monthly Peak | Portfolio Adjusted | 1-in-2 | Size: Under 20 kW | All | 2016 | January Monthly Peak | 1
Portfolio Adjusted1-in-2Size: Under 20 kWAll2016February Monthly Peak | Portfolio Adjusted | 1-in-2 | Size: Under 20 kW | All | 2016 | February Monthly Peak | 2
Portfolio Adjusted1-in-2Size: Under 20 kWAll2016March Monthly Peak | Portfolio Adjusted | 1-in-2 | Size: Under 20 kW | All | 2016 | March Monthly Peak | 3
Portfolio Adjusted1-in-2Size: Under 20 kWAll2016April Monthly Peak | Portfolio Adjusted | 1-in-2 | Size: Under 20 kW | All | 2016 | April Monthly Peak | 4
Portfolio Adjusted1-in-2Size: Under 20 kWAll2016May Monthly Peak | Portfolio Adjusted | 1-in-2 | Size: Under 20 kW | All | 2016 | May Monthly Peak | 5
Portfolio Adjusted1-in-2Size: Under 20 kWAll2016June Monthly Peak | Portfolio Adjusted | 1-in-2 | Size: Under 20 kW | All | 2016 | June Monthly Peak | 6
Portfolio Adjusted1-in-2Size: Under 20 kWAll2016July Monthly Peak | Portfolio Adjusted | 1-in-2 | Size: Under 20 kW | All | 2016 | July Monthly Peak | 7
Portfolio Adjusted1-in-2Size: Under 20 kWAll2016August Monthly Peak | Portfolio Adjusted | 1-in-2 | Size: Under 20 kW | All | 2016 | August Monthly Peak | 8
Portfolio Adjusted1-in-2Size: Under 20 kWAll2016September Monthly Peak | Portfolio Adjusted | 1-in-2 | Size: Under 20 kW | All | 2016 | September Monthly Peak | 9
Portfolio Adjusted1-in-2Size: Under 20 kWAll2016October Monthly Peak | Portfolio Adjusted | 1-in-2 | Size: Under 20 kW | All | 2016 | October Monthly Peak | 10
Portfolio Adjusted1-in-2Size: Under 20 kWAll2016November Monthly Peak | Portfolio Adjusted | 1-in-2 | Size: Under 20 kW | All | 2016 | November Monthly Peak | 11
Portfolio Adjusted1-in-2Size: Under 20 kWAll2016December Monthly Peak | Portfolio Adjusted | 1-in-2 | Size: Under 20 kW | All | 2016 | December Monthly Peak | 12
Portfolio Adjusted1-in-2Size: Under 20 kWAll2016Typical Event Day | Portfolio Adjusted | 1-in-2 | Size: Under 20 kW | All | 2016 | Typical Event Day | 8
Portfolio Adjusted1-in-2Size: Under 20 kWAll2017January Monthly Peak | Portfolio Adjusted | 1-in-2 | Size: Under 20 kW | All | 2017 | January Monthly Peak | 1
Portfolio Adjusted1-in-2Size: Under 20 kWAll2017February Monthly Peak | Portfolio Adjusted | 1-in-2 | Size: Under 20 kW | All | 2017 | February Monthly Peak | 2
Portfolio Adjusted1-in-2Size: Under 20 kWAll2017March Monthly Peak | Portfolio Adjusted | 1-in-2 | Size: Under 20 kW | All | 2017 | March Monthly Peak | 3
Portfolio Adjusted1-in-2Size: Under 20 kWAll2017April Monthly Peak | Portfolio Adjusted | 1-in-2 | Size: Under 20 kW | All | 2017 | April Monthly Peak | 4
Portfolio Adjusted1-in-2Size: Under 20 kWAll2017May Monthly Peak | Portfolio Adjusted | 1-in-2 | Size: Under 20 kW | All | 2017 | May Monthly Peak | 5
Portfolio Adjusted1-in-2Size: Under 20 kWAll2017June Monthly Peak | Portfolio Adjusted | 1-in-2 | Size: Under 20 kW | All | 2017 | June Monthly Peak | 6
Portfolio Adjusted1-in-2Size: Under 20 kWAll2017July Monthly Peak | Portfolio Adjusted | 1-in-2 | Size: Under 20 kW | All | 2017 | July Monthly Peak | 7
Portfolio Adjusted1-in-2Size: Under 20 kWAll2017August Monthly Peak | Portfolio Adjusted | 1-in-2 | Size: Under 20 kW | All | 2017 | August Monthly Peak | 8
Portfolio Adjusted1-in-2Size: Under 20 kWAll2017September Monthly Peak | Portfolio Adjusted | 1-in-2 | Size: Under 20 kW | All | 2017 | September Monthly Peak | 9
Portfolio Adjusted1-in-2Size: Under 20 kWAll2017October Monthly Peak | Portfolio Adjusted | 1-in-2 | Size: Under 20 kW | All | 2017 | October Monthly Peak | 10
Portfolio Adjusted1-in-2Size: Under 20 kWAll2017November Monthly Peak | Portfolio Adjusted | 1-in-2 | Size: Under 20 kW | All | 2017 | November Monthly Peak | 11
Portfolio Adjusted1-in-2Size: Under 20 kWAll2017December Monthly Peak | Portfolio Adjusted | 1-in-2 | Size: Under 20 kW | All | 2017 | December Monthly Peak | 12
Portfolio Adjusted1-in-2Size: Under 20 kWAll2017Typical Event Day | Portfolio Adjusted | 1-in-2 | Size: Under 20 kW | All | 2017 | Typical Event Day | 8
Portfolio Adjusted1-in-2Size: Under 20 kWAll2018January Monthly Peak | Portfolio Adjusted | 1-in-2 | Size: Under 20 kW | All | 2018 | January Monthly Peak | 1
Portfolio Adjusted1-in-2Size: Under 20 kWAll2018February Monthly Peak | Portfolio Adjusted | 1-in-2 | Size: Under 20 kW | All | 2018 | February Monthly Peak | 2
Portfolio Adjusted1-in-2Size: Under 20 kWAll2018March Monthly Peak | Portfolio Adjusted | 1-in-2 | Size: Under 20 kW | All | 2018 | March Monthly Peak | 3
Portfolio Adjusted1-in-2Size: Under 20 kWAll2018April Monthly Peak | Portfolio Adjusted | 1-in-2 | Size: Under 20 kW | All | 2018 | April Monthly Peak | 4 | 0.87564 | 0.84906 | 0.832 | 0.82831 | 0.82978 | 0.85593 | 0.82613 | 0.85189 | 1.0716 | 1.2856 | 1.4673 | 1.5673 | 1.6192 | 1.6698 | 1.7186 | 1.7114 | 1.6301 | 1.4062 | 1.1985 | 1.2068 | 1.1994 | 1.0806 | 0.97977 | 0.92644 | 0 | 0 | 0 | 0 | 0 | 0 | 0 | 0 | 0 | 0 | 0 | 0 | 0 | 0 | 0.0029749 | 0.0086168 | 0.01048 | 0.010134 | 0 | 0 | 0 | 0 | 0 | 0 | 62.7861 | 61.6881 | 60.6964 | 59.8043 | 58.8726 | 58.1145 | 57.4883 | 57.4278 | 59.6798 | 63.8425 | 68.9907 | 73.6432 | 77.173 | 79.1565 | 80.3126 | 80.836 | 80.5847 | 79.8432 | 78.552 | 76.3429 | 72.5755 | 69.9666 | 67.8013 | 65.7437 | 0.0044055 | 0.0052998 | 0.0025927 | 0.0033499 | 0.0037333 | 0.0071216 | 0.0051818 | 0.0030017 | 0.0031577 | 0.0036433 | 0.0042343 | 0.0045708 | 0.0045045 | 0.004588 | 0.0044743 | 0.004352 | 0.0040302 | 0.0035362 | 0.0030436 | 0.0034334 | 0.0038477 | 0.0032936 | 0.0036893 | 0.0039251
Portfolio Adjusted1-in-2Size: Under 20 kWAll2018May Monthly Peak | Portfolio Adjusted | 1-in-2 | Size: Under 20 kW | All | 2018 | May Monthly Peak | 5 | 0.89291 | 0.86571 | 0.84308 | 0.83664 | 0.84117 | 0.85384 | 0.78468 | 0.87413 | 1.1215 | 1.3572 | 1.5528 | 1.6678 | 1.712 | 1.7569 | 1.7985 | 1.7942 | 1.699 | 1.449 | 1.2202 | 1.1662 | 1.2197 | 1.0988 | 0.99582 | 0.94695 | 0 | 0 | 0 | 0 | 0 | 0 | 0 | 0 | 0 | 0 | 0 | 0 | 0 | 0 | 0.0031134 | 0.0090336 | 0.010923 | 0.010442 | 0 | 0 | 0 | 0 | 0 | 0 | 65.1368 | 63.9361 | 62.821 | 61.7868 | 60.9582 | 60.018 | 59.2499 | 60.103 | 63.5808 | 67.716 | 71.8411 | 75.7556 | 79.0231 | 81.2514 | 82.6793 | 83.4914 | 83.6779 | 83.0427 | 81.4724 | 79.1589 | 75.2768 | 71.9241 | 69.897 | 68.1348 | 0.0045025 | 0.0054196 | 0.0026334 | 0.0033944 | 0.0037951 | 0.0071119 | 0.0049605 | 0.0031012 | 0.0033254 | 0.0038794 | 0.0045179 | 0.0049064 | 0.0047984 | 0.0048571 | 0.0047063 | 0.0045898 | 0.0042243 | 0.0036626 | 0.0031122 | 0.0033374 | 0.0039215 | 0.0033584 | 0.0037582 | 0.0040233
Portfolio Adjusted1-in-2Size: Under 20 kWAll2018June Monthly Peak | Portfolio Adjusted | 1-in-2 | Size: Under 20 kW | All | 2018 | June Monthly Peak | 6 | 0.91835 | 0.88758 | 0.86533 | 0.85743 | 0.86091 | 0.85679 | 0.79381 | 0.93227 | 1.221 | 1.4965 | 1.7337 | 1.8716 | 1.931 | 1.9838 | 2.0299 | 2.0196 | 1.918 | 1.6517 | 1.3886 | 1.2448 | 1.2749 | 1.1786 | 1.0549 | 0.97544 | 0 | 0 | 0 | 0 | 0 | 0 | 0 | 0 | 0 | 0 | 0 | 0 | 0 | 0 | 0.0035138 | 0.010168 | 0.012331 | 0.011903 | 0 | 0 | 0 | 0 | 0 | 0 | 67.7467 | 66.3389 | 65.134 | 64.2475 | 63.2272 | 62.4136 | 61.7792 | 62.6136 | 66.149 | 70.567 | 74.6909 | 78.3397 | 81.0362 | 82.9773 | 84.2056 | 85.0037 | 85.4562 | 85.1489 | 83.9926 | 81.7379 | 78.6269 | 74.8793 | 72.2324 | 70.4567 | 0.0046414 | 0.0055658 | 0.0027037 | 0.0034774 | 0.0038764 | 0.0071284 | 0.0050297 | 0.003299 | 0.0036079 | 0.0042539 | 0.004999 | 0.0054425 | 0.0053581 | 0.0054313 | 0.0052711 | 0.0051371 | 0.0047564 | 0.0041749 | 0.0035521 | 0.0035885 | 0.0041373 | 0.0036419 | 0.0040123 | 0.0041553
Portfolio Adjusted1-in-2Size: Under 20 kWAll2018July Monthly Peak | Portfolio Adjusted | 1-in-2 | Size: Under 20 kW | All | 2018 | July Monthly Peak | 7 | 0.9496 | 0.91901 | 0.89369 | 0.88781 | 0.89108 | 0.90545 | 0.84567 | 0.99957 | 1.3355 | 1.6592 | 1.9319 | 2.0805 | 2.153 | 2.2103 | 2.2558 | 2.2417 | 2.1332 | 1.8217 | 1.5079 | 1.3368 | 1.3492 | 1.2357 | 1.1025 | 1.0136 | 0 | 0 | 0 | 0 | 0 | 0 | 0 | 0 | 0 | 0 | 0 | 0 | 0 | 0 | 0.0039049 | 0.011287 | 0.013715 | 0.013128 | 0 | 0 | 0 | 0 | 0 | 0 | 70.6602 | 69.8363 | 69.0065 | 68.1426 | 67.2462 | 66.6237 | 66.1363 | 66.5077 | 69.2643 | 73.5451 | 78.1723 | 81.7075 | 84.4983 | 86.7232 | 88.4306 | 89.2338 | 89.5022 | 88.822 | 87.4265 | 85.4936 | 82.1029 | 78.302 | 75.837 | 74.2947 | 0.0048305 | 0.005798 | 0.0028121 | 0.0036174 | 0.0040352 | 0.007562 | 0.0053704 | 0.0035465 | 0.0039388 | 0.0047025 | 0.0055647 | 0.0060449 | 0.005966 | 0.0060553 | 0.0058525 | 0.0056978 | 0.0052953 | 0.004604 | 0.0038618 | 0.0038695 | 0.0043949 | 0.0038381 | 0.0042238 | 0.0043396
Portfolio Adjusted1-in-2Size: Under 20 kWAll2018August Monthly Peak | Portfolio Adjusted | 1-in-2 | Size: Under 20 kW | All | 2018 | August Monthly Peak | 8 | 0.97606 | 0.9432 | 0.91552 | 0.90774 | 0.91258 | 0.94135 | 0.90342 | 1.0383 | 1.4177 | 1.7831 | 2.0856 | 2.2609 | 2.3315 | 2.3825 | 2.4305 | 2.4066 | 2.2886 | 1.9482 | 1.61 | 1.4621 | 1.4356 | 1.2775 | 1.1365 | 1.039 | 0 | 0 | 0 | 0 | 0 | 0 | 0 | 0 | 0 | 0 | 0 | 0 | 0 | 0 | 0.0042074 | 0.012117 | 0.014714 | 0.014039 | 0 | 0 | 0 | 0 | 0 | 0 | 73.9768 | 72.7983 | 71.6243 | 70.4555 | 69.6409 | 68.7725 | 68.1607 | 68.0843 | 71.0072 | 76.4659 | 81.6435 | 85.6304 | 88.6854 | 90.8556 | 92.0913 | 92.5224 | 92.6461 | 91.7665 | 90.1025 | 87.5154 | 83.5379 | 80.2782 | 78.1627 | 76.5231 | 0.0049427 | 0.0059208 | 0.0028674 | 0.0036821 | 0.004119 | 0.0078393 | 0.0056745 | 0.0036491 | 0.0041224 | 0.0049585 | 0.0059203 | 0.0064617 | 0.0063563 | 0.006428 | 0.0062199 | 0.0060337 | 0.0055979 | 0.0048556 | 0.0040782 | 0.0041777 | 0.0046437 | 0.0039492 | 0.0043437 | 0.0044377
Portfolio Adjusted1-in-2Size: Under 20 kWAll2018September Monthly Peak | Portfolio Adjusted | 1-in-2 | Size: Under 20 kW | All | 2018 | September Monthly Peak | 9 | 0.93646 | 0.90706 | 0.88395 | 0.8788 | 0.88446 | 0.91991 | 0.93598 | 0.98627 | 1.314 | 1.638 | 1.9036 | 2.0636 | 2.1328 | 2.1865 | 2.2286 | 2.2072 | 2.0861 | 1.7633 | 1.4673 | 1.4351 | 1.3217 | 1.177 | 1.0554 | 0.98274 | 0 | 0 | 0 | 0 | 0 | 0 | 0 | 0 | 0 | 0 | 0 | 0 | 0 | 0 | 0.0038579 | 0.011113 | 0.013412 | 0.012707 | 0 | 0 | 0 | 0 | 0 | 0 | 68.8835 | 67.7285 | 66.6337 | 65.5772 | 64.8159 | 63.9823 | 63.6961 | 63.4477 | 65.4431 | 70.6913 | 76.9341 | 82.4415 | 86.3063 | 88.5551 | 89.6539 | 90.2116 | 90.0834 | 89.1682 | 87.0963 | 83.785 | 80.1594 | 77.6276 | 75.7392 | 74.3651 | 0.0047421 | 0.0056915 | 0.0027671 | 0.003568 | 0.0039905 | 0.0076642 | 0.0058561 | 0.0034516 | 0.0038098 | 0.0045416 | 0.0053843 | 0.0058965 | 0.0058065 | 0.0058879 | 0.005701 | 0.0055281 | 0.0050902 | 0.0043823 | 0.0037041 | 0.0040576 | 0.0042454 | 0.0036113 | 0.0040094 | 0.004189
Portfolio Adjusted1-in-2Size: Under 20 kWAll2018October Monthly Peak | Portfolio Adjusted | 1-in-2 | Size: Under 20 kW | All | 2018 | October Monthly Peak | 10 | 0.89238 | 0.87112 | 0.85254 | 0.84763 | 0.84909 | 0.87654 | 0.93254 | 0.93667 | 1.1975 | 1.4825 | 1.7198 | 1.8634 | 1.9256 | 1.9859 | 2.0334 | 2.012 | 1.899 | 1.6061 | 1.4614 | 1.3802 | 1.2565 | 1.1265 | 1.0147 | 0.94494 | 0 | 0 | 0 | 0 | 0 | 0 | 0 | 0 | 0 | 0 | 0 | 0 | 0 | 0 | 0.0035199 | 0.01013 | 0.012209 | 0.011574 | 0 | 0 | 0 | 0 | 0 | 0 | 68.362 | 67.5296 | 66.4538 | 65.7304 | 64.896 | 64.1749 | 63.7858 | 63.7747 | 64.6686 | 69.1748 | 75.221 | 80.5442 | 84.0534 | 86.2722 | 87.7123 | 87.9635 | 87.4109 | 86.028 | 83.6824 | 80.0701 | 76.2408 | 73.3356 | 71.1869 | 69.3277 | 0.0044965 | 0.0054462 | 0.0026645 | 0.003431 | 0.0038222 | 0.007294 | 0.0058046 | 0.0032684 | 0.0034845 | 0.0041346 | 0.0048787 | 0.0053357 | 0.0052513 | 0.0053634 | 0.0052084 | 0.0050424 | 0.0046372 | 0.003999 | 0.0036696 | 0.0038957 | 0.0040273 | 0.0034488 | 0.0038505 | 0.0040153
Portfolio Adjusted1-in-2Size: Under 20 kWAll2018November Monthly Peak | Portfolio Adjusted | 1-in-2 | Size: Under 20 kW | All | 2018 | November Monthly Peak | 11 | 0.85142 | 0.83233 | 0.82647 | 0.8208 | 0.82332 | 0.85105 | 0.8135 | 0.86442 | 1.0887 | 1.2789 | 1.4219 | 1.492 | 1.5075 | 1.5322 | 1.5463 | 1.5267 | 1.4696 | 1.4782 | 1.3166 | 1.1941 | 1.1042 | 1.0004 | 0.91969 | 0.88168 | 0 | 0 | 0 | 0 | 0 | 0 | 0 | 0 | 0 | 0 | 0 | 0 | 0 | 0 | 0.0026768 | 0.0076865 | 0.0094481 | 0.010653 | 0 | 0 | 0 | 0 | 0 | 0 | 56.9411 | 56.1792 | 55.2599 | 54.4326 | 53.6824 | 53.3212 | 52.7331 | 52.7747 | 56.3509 | 61.7021 | 67.9707 | 72.993 | 76.399 | 77.9362 | 78.552 | 78.2675 | 76.3673 | 72.5491 | 68.2447 | 65.3978 | 63.2435 | 61.335 | 60.2549 | 59.1223 | 0.0042941 | 0.0052071 | 0.0025759 | 0.00332 | 0.003706 | 0.0070674 | 0.0050849 | 0.0030519 | 0.0031869 | 0.003603 | 0.0040678 | 0.0043061 | 0.0041421 | 0.0041533 | 0.0039775 | 0.0038353 | 0.0035887 | 0.0036545 | 0.0032929 | 0.0033625 | 0.0035316 | 0.0030557 | 0.0034615 | 0.0037436
Portfolio Adjusted1-in-2Size: Under 20 kWAll2018December Monthly Peak | Portfolio Adjusted | 1-in-2 | Size: Under 20 kW | All | 2018 | December Monthly Peak | 12 | 0.85647 | 0.8465 | 0.84154 | 0.84171 | 0.8463 | 0.89025 | 0.92565 | 0.96944 | 1.2585 | 1.4779 | 1.572 | 1.5359 | 1.4503 | 1.3681 | 1.2996 | 1.2585 | 1.3288 | 1.4998 | 1.4364 | 1.3362 | 1.2312 | 1.1437 | 1.0311 | 0.88781 | 0 | 0 | 0 | 0 | 0 | 0 | 0 | 0 | 0 | 0 | 0 | 0 | 0 | 0 | 0.0022497 | 0.0063363 | 0.008543 | 0.010808 | 0 | 0 | 0 | 0 | 0 | 0 | 44.6601 | 44.0159 | 43.0641 | 42.2331 | 41.5016 | 40.8832 | 40.8115 | 40.739 | 41.2301 | 44.0119 | 46.6616 | 48.6295 | 50.0117 | 50.8455 | 51.5138 | 51.6488 | 51.1913 | 49.887 | 48.2578 | 47.0715 | 46.1776 | 45.3095 | 44.4978 | 43.6061 | 0.0042725 | 0.0052399 | 0.0025981 | 0.0033797 | 0.0037773 | 0.0073089 | 0.0056543 | 0.0033304 | 0.0036116 | 0.0040878 | 0.0044498 | 0.0044021 | 0.0039768 | 0.0037262 | 0.0033589 | 0.0031942 | 0.0033067 | 0.0038066 | 0.0036649 | 0.0038529 | 0.0040498 | 0.0035966 | 0.003965 | 0.0037213
Portfolio Adjusted1-in-2Size: Under 20 kWAll2018Typical Event Day | Portfolio Adjusted | 1-in-2 | Size: Under 20 kW | All | 2018 | Typical Event Day | 8 | 0.95761 | 0.92631 | 0.90089 | 0.89343 | 0.89904 | 0.92659 | 0.88716 | 1.0017 | 1.3423 | 1.666 | 1.9352 | 2.0916 | 2.157 | 2.213 | 2.2708 | 2.2562 | 2.1462 | 1.8266 | 1.5184 | 1.3836 | 1.373 | 1.2256 | 1.0952 | 1.013 | 0 | 0 | 0 | 0 | 0 | 0 | 0 | 0 | 0 | 0 | 0 | 0 | 0 | 0 | 0.0039309 | 0.01136 | 0.013798 | 0.013163 | 0 | 0 | 0 | 0 | 0 | 0 | 70.3168 | 69.1755 | 68.0997 | 67.1057 | 66.2326 | 65.448 | 64.943 | 65.1633 | 67.9659 | 72.8173 | 77.8602 | 82.0298 | 85.1315 | 87.2778 | 88.5953 | 89.2429 | 89.422 | 88.7264 | 87.1545 | 84.633 | 81.1068 | 77.7718 | 75.4928 | 73.9099 | 0.0048571 | 0.0058245 | 0.0028255 | 0.0036302 | 0.0040642 | 0.0077334 | 0.005587 | 0.0035341 | 0.0039289 | 0.0046664 | 0.0055287 | 0.0060167 | 0.0059174 | 0.0060014 | 0.0058366 | 0.0056782 | 0.0052649 | 0.0045588 | 0.0038523 | 0.0039547 | 0.0044365 | 0.003784 | 0.0041817 | 0.0043329
Portfolio Adjusted1-in-2Size: Under 20 kWAll2019January Monthly Peak | Portfolio Adjusted | 1-in-2 | Size: Under 20 kW | All | 2019 | January Monthly Peak | 1 | 0.80171 | 0.79091 | 0.78618 | 0.78547 | 0.79409 | 0.82564 | 0.87505 | 0.87837 | 1.1057 | 1.3062 | 1.4017 | 1.3899 | 1.331 | 1.2826 | 1.2471 | 1.2193 | 1.2677 | 1.432 | 1.3978 | 1.2957 | 1.1962 | 1.1036 | 0.98814 | 0.83716 | 0 | 0 | 0 | 0 | 0 | 0 | 0 | 0 | 0 | 0 | 0 | 0 | 0 | 0 | 0.0021588 | 0.0061391 | 0.0081502 | 0.01032 | 0 | 0 | 0 | 0 | 0 | 0 | 48.7317 | 48.2663 | 47.986 | 47.5964 | 47.224 | 47.0374 | 47.1113 | 46.9683 | 47.3416 | 48.9013 | 50.945 | 52.6192 | 53.9194 | 54.8618 | 55.4156 | 55.2985 | 55.1437 | 54.4118 | 52.8752 | 51.6468 | 50.8681 | 50.4619 | 49.8158 | 49.06 | 0.003944 | 0.0048274 | 0.0023988 | 0.0031021 | 0.0034917 | 0.0067048 | 0.0052958 | 0.0029971 | 0.0031586 | 0.0035967 | 0.0039442 | 0.0039603 | 0.0036109 | 0.0034414 | 0.0031733 | 0.00304 | 0.0031229 | 0.0036109 | 0.0035506 | 0.0037266 | 0.0039077 | 0.0034465 | 0.0037671 | 0.0034626
Portfolio Adjusted1-in-2Size: Under 20 kWAll2019February Monthly Peak | Portfolio Adjusted | 1-in-2 | Size: Under 20 kW | All | 2019 | February Monthly Peak | 2 | 0.82378 | 0.80906 | 0.80343 | 0.80561 | 0.81467 | 0.84797 | 0.85256 | 0.85667 | 1.0775 | 1.261 | 1.3646 | 1.3862 | 1.3707 | 1.3646 | 1.3638 | 1.3462 | 1.3235 | 1.3283 | 1.3664 | 1.2538 | 1.1538 | 1.0484 | 0.95353 | 0.86517 | 0 | 0 | 0 | 0 | 0 | 0 | 0 | 0 | 0 | 0 | 0 | 0 | 0 | 0 | 0.0023609 | 0.006778 | 0.0085086 | 0.0095725 | 0 | 0 | 0 | 0 | 0 | 0 | 49.5936 | 49.0782 | 48.7101 | 48.3562 | 48.258 | 47.9583 | 47.5458 | 47.9347 | 49.1755 | 52.5529 | 56.3213 | 59.2468 | 60.9258 | 61.7211 | 62.2175 | 62.3162 | 62.0901 | 61.1873 | 59.0463 | 56.8223 | 55.4864 | 54.278 | 53.2239 | 51.8947 | 0.0040951 | 0.0049804 | 0.00247 | 0.0032102 | 0.0036174 | 0.0069606 | 0.0052265 | 0.0029626 | 0.0031211 | 0.0035105 | 0.0038751 | 0.0039832 | 0.003757 | 0.0037043 | 0.0035175 | 0.0033982 | 0.0032654 | 0.0033403 | 0.0034434 | 0.0035617 | 0.0037136 | 0.0032153 | 0.0035913 | 0.0036176
Portfolio Adjusted1-in-2Size: Under 20 kWAll2019March Monthly Peak | Portfolio Adjusted | 1-in-2 | Size: Under 20 kW | All | 2019 | March Monthly Peak | 3 | 0.83587 | 0.81546 | 0.80479 | 0.80431 | 0.81086 | 0.84577 | 0.87648 | 0.8716 | 1.0553 | 1.2316 | 1.3551 | 1.3905 | 1.3793 | 1.3909 | 1.4102 | 1.4089 | 1.3888 | 1.2888 | 1.2342 | 1.2652 | 1.1843 | 1.0851 | 0.9778 | 0.88068 | 0 | 0 | 0 | 0 | 0 | 0 | 0 | 0 | 0 | 0 | 0 | 0 | 0 | 0 | 0.0024411 | 0.0070936 | 0.0089286 | 0.0092875 | 0 | 0 | 0 | 0 | 0 | 0 | 51.2154 | 50.3896 | 49.6895 | 49.2793 | 48.7673 | 48.3871 | 48.0085 | 48.1121 | 50.1501 | 52.7887 | 55.6312 | 58.254 | 60.5268 | 62.1253 | 63.1377 | 63.7508 | 63.4986 | 62.6467 | 60.3313 | 57.3707 | 55.4757 | 53.9908 | 52.7025 | 51.4588 | 0.0041603 | 0.0050288 | 0.0024751 | 0.0032117 | 0.0036052 | 0.0069458 | 0.0053731 | 0.0030063 | 0.0030492 | 0.0034268 | 0.0038402 | 0.0039866 | 0.0037813 | 0.0037809 | 0.0036354 | 0.0035512 | 0.0034247 | 0.003257 | 0.0031439 | 0.0036083 | 0.0038274 | 0.003339 | 0.0036964 | 0.0036836
Portfolio Adjusted1-in-2Size: Under 20 kWAll2019April Monthly Peak | Portfolio Adjusted | 1-in-2 | Size: Under 20 kW | All | 2019 | April Monthly Peak | 4 | 0.87564 | 0.84906 | 0.832 | 0.82831 | 0.82978 | 0.85593 | 0.82613 | 0.85189 | 1.0716 | 1.2856 | 1.4673 | 1.5673 | 1.6192 | 1.6698 | 1.7186 | 1.7114 | 1.6301 | 1.4062 | 1.1985 | 1.2068 | 1.1994 | 1.0806 | 0.97977 | 0.92644 | 0 | 0 | 0 | 0 | 0 | 0 | 0 | 0 | 0 | 0 | 0 | 0 | 0 | 0 | 0.0029749 | 0.0086168 | 0.01048 | 0.010134 | 0 | 0 | 0 | 0 | 0 | 0 | 62.7861 | 61.6881 | 60.6964 | 59.8043 | 58.8726 | 58.1145 | 57.4883 | 57.4278 | 59.6798 | 63.8425 | 68.9907 | 73.6432 | 77.173 | 79.1565 | 80.3126 | 80.836 | 80.5847 | 79.8432 | 78.552 | 76.3429 | 72.5755 | 69.9666 | 67.8013 | 65.7437 | 0.0044055 | 0.0052998 | 0.0025927 | 0.0033499 | 0.0037333 | 0.0071216 | 0.0051818 | 0.0030017 | 0.0031577 | 0.0036433 | 0.0042343 | 0.0045708 | 0.0045045 | 0.004588 | 0.0044743 | 0.004352 | 0.0040302 | 0.0035362 | 0.0030436 | 0.0034334 | 0.0038477 | 0.0032936 | 0.0036893 | 0.0039251
Portfolio Adjusted1-in-2Size: Under 20 kWAll2019May Monthly Peak | Portfolio Adjusted | 1-in-2 | Size: Under 20 kW | All | 2019 | May Monthly Peak | 5 | 0.89291 | 0.86571 | 0.84308 | 0.83664 | 0.84117 | 0.85384 | 0.78468 | 0.87413 | 1.1215 | 1.3572 | 1.5528 | 1.6678 | 1.712 | 1.7569 | 1.7985 | 1.7942 | 1.699 | 1.449 | 1.2202 | 1.1662 | 1.2197 | 1.0988 | 0.99582 | 0.94695 | 0 | 0 | 0 | 0 | 0 | 0 | 0 | 0 | 0 | 0 | 0 | 0 | 0 | 0 | 0.0031134 | 0.0090336 | 0.010923 | 0.010442 | 0 | 0 | 0 | 0 | 0 | 0 | 65.1368 | 63.9361 | 62.821 | 61.7868 | 60.9582 | 60.018 | 59.2499 | 60.103 | 63.5808 | 67.716 | 71.8411 | 75.7556 | 79.0231 | 81.2514 | 82.6793 | 83.4914 | 83.6779 | 83.0427 | 81.4724 | 79.1589 | 75.2768 | 71.9241 | 69.897 | 68.1348 | 0.0045025 | 0.0054196 | 0.0026334 | 0.0033944 | 0.0037951 | 0.0071119 | 0.0049605 | 0.0031012 | 0.0033254 | 0.0038794 | 0.0045179 | 0.0049064 | 0.0047984 | 0.0048571 | 0.0047063 | 0.0045898 | 0.0042243 | 0.0036626 | 0.0031122 | 0.0033374 | 0.0039215 | 0.0033584 | 0.0037582 | 0.0040233
Portfolio Adjusted1-in-2Size: Under 20 kWAll2019June Monthly Peak | Portfolio Adjusted | 1-in-2 | Size: Under 20 kW | All | 2019 | June Monthly Peak | 6 | 0.91835 | 0.88758 | 0.86533 | 0.85743 | 0.86091 | 0.85679 | 0.79381 | 0.93227 | 1.221 | 1.4965 | 1.7337 | 1.8716 | 1.931 | 1.9838 | 2.0299 | 2.0196 | 1.918 | 1.6517 | 1.3886 | 1.2448 | 1.2749 | 1.1786 | 1.0549 | 0.97544 | 0 | 0 | 0 | 0 | 0 | 0 | 0 | 0 | 0 | 0 | 0 | 0 | 0 | 0 | 0.0035138 | 0.010168 | 0.012331 | 0.011903 | 0 | 0 | 0 | 0 | 0 | 0 | 67.7467 | 66.3389 | 65.134 | 64.2475 | 63.2272 | 62.4136 | 61.7792 | 62.6136 | 66.149 | 70.567 | 74.6909 | 78.3397 | 81.0362 | 82.9773 | 84.2056 | 85.0037 | 85.4562 | 85.1489 | 83.9926 | 81.7379 | 78.6269 | 74.8793 | 72.2324 | 70.4567 | 0.0046414 | 0.0055658 | 0.0027037 | 0.0034774 | 0.0038764 | 0.0071284 | 0.0050297 | 0.003299 | 0.0036079 | 0.0042539 | 0.004999 | 0.0054425 | 0.0053581 | 0.0054313 | 0.0052711 | 0.0051371 | 0.0047564 | 0.0041749 | 0.0035521 | 0.0035885 | 0.0041373 | 0.0036419 | 0.0040123 | 0.0041553
Portfolio Adjusted1-in-2Size: Under 20 kWAll2019July Monthly Peak | Portfolio Adjusted | 1-in-2 | Size: Under 20 kW | All | 2019 | July Monthly Peak | 7 | 0.9496 | 0.91901 | 0.89369 | 0.88781 | 0.89108 | 0.90545 | 0.84567 | 0.99957 | 1.3355 | 1.6592 | 1.9319 | 2.0805 | 2.153 | 2.2103 | 2.2558 | 2.2417 | 2.1332 | 1.8217 | 1.5079 | 1.3368 | 1.3492 | 1.2357 | 1.1025 | 1.0136 | 0 | 0 | 0 | 0 | 0 | 0 | 0 | 0 | 0 | 0 | 0 | 0 | 0 | 0 | 0.0039049 | 0.011287 | 0.013715 | 0.013128 | 0 | 0 | 0 | 0 | 0 | 0 | 70.6602 | 69.8363 | 69.0065 | 68.1426 | 67.2462 | 66.6237 | 66.1363 | 66.5077 | 69.2643 | 73.5451 | 78.1723 | 81.7075 | 84.4983 | 86.7232 | 88.4306 | 89.2338 | 89.5022 | 88.822 | 87.4265 | 85.4936 | 82.1029 | 78.302 | 75.837 | 74.2947 | 0.0048305 | 0.005798 | 0.0028121 | 0.0036174 | 0.0040352 | 0.007562 | 0.0053704 | 0.0035465 | 0.0039388 | 0.0047025 | 0.0055647 | 0.0060449 | 0.005966 | 0.0060553 | 0.0058525 | 0.0056978 | 0.0052953 | 0.004604 | 0.0038618 | 0.0038695 | 0.0043949 | 0.0038381 | 0.0042238 | 0.0043396
Portfolio Adjusted1-in-2Size: Under 20 kWAll2019August Monthly Peak | Portfolio Adjusted | 1-in-2 | Size: Under 20 kW | All | 2019 | August Monthly Peak | 8 | 0.97606 | 0.9432 | 0.91552 | 0.90774 | 0.91258 | 0.94135 | 0.90342 | 1.0383 | 1.4177 | 1.7831 | 2.0856 | 2.2609 | 2.3315 | 2.3825 | 2.4305 | 2.4066 | 2.2886 | 1.9482 | 1.61 | 1.4621 | 1.4356 | 1.2775 | 1.1365 | 1.039 | 0 | 0 | 0 | 0 | 0 | 0 | 0 | 0 | 0 | 0 | 0 | 0 | 0 | 0 | 0.0042074 | 0.012117 | 0.014714 | 0.014039 | 0 | 0 | 0 | 0 | 0 | 0 | 73.9768 | 72.7983 | 71.6243 | 70.4555 | 69.6409 | 68.7725 | 68.1607 | 68.0843 | 71.0072 | 76.4659 | 81.6435 | 85.6304 | 88.6854 | 90.8556 | 92.0913 | 92.5224 | 92.646 | 91.7665 | 90.1025 | 87.5154 | 83.5379 | 80.2782 | 78.1627 | 76.523 | 0.0049427 | 0.0059208 | 0.0028674 | 0.0036821 | 0.004119 | 0.0078393 | 0.0056745 | 0.0036491 | 0.0041224 | 0.0049585 | 0.0059203 | 0.0064617 | 0.0063563 | 0.006428 | 0.0062199 | 0.0060337 | 0.0055979 | 0.0048556 | 0.0040782 | 0.0041777 | 0.0046437 | 0.0039492 | 0.0043437 | 0.0044377
Portfolio Adjusted1-in-2Size: Under 20 kWAll2019September Monthly Peak | Portfolio Adjusted | 1-in-2 | Size: Under 20 kW | All | 2019 | September Monthly Peak | 9 | 0.93646 | 0.90706 | 0.88395 | 0.8788 | 0.88446 | 0.91991 | 0.93598 | 0.98627 | 1.314 | 1.638 | 1.9036 | 2.0636 | 2.1328 | 2.1865 | 2.2286 | 2.2072 | 2.0861 | 1.7633 | 1.4673 | 1.4351 | 1.3217 | 1.177 | 1.0554 | 0.98274 | 0 | 0 | 0 | 0 | 0 | 0 | 0 | 0 | 0 | 0 | 0 | 0 | 0 | 0 | 0.0038579 | 0.011113 | 0.013412 | 0.012707 | 0 | 0 | 0 | 0 | 0 | 0 | 68.8835 | 67.7285 | 66.6337 | 65.5772 | 64.8159 | 63.9823 | 63.6961 | 63.4477 | 65.4431 | 70.6913 | 76.9341 | 82.4415 | 86.3063 | 88.5551 | 89.6539 | 90.2116 | 90.0834 | 89.1682 | 87.0963 | 83.785 | 80.1594 | 77.6276 | 75.7392 | 74.3651 | 0.0047421 | 0.0056915 | 0.0027671 | 0.003568 | 0.0039905 | 0.0076642 | 0.0058561 | 0.0034516 | 0.0038098 | 0.0045416 | 0.0053843 | 0.0058965 | 0.0058065 | 0.0058879 | 0.005701 | 0.0055281 | 0.0050902 | 0.0043823 | 0.0037041 | 0.0040576 | 0.0042454 | 0.0036113 | 0.0040094 | 0.004189
Portfolio Adjusted1-in-2Size: Under 20 kWAll2019October Monthly Peak | Portfolio Adjusted | 1-in-2 | Size: Under 20 kW | All | 2019 | October Monthly Peak | 10 | 0.89238 | 0.87112 | 0.85254 | 0.84763 | 0.84909 | 0.87654 | 0.93254 | 0.93667 | 1.1975 | 1.4825 | 1.7198 | 1.8634 | 1.9256 | 1.9859 | 2.0334 | 2.012 | 1.899 | 1.6061 | 1.4614 | 1.3802 | 1.2565 | 1.1265 | 1.0147 | 0.94494 | 0 | 0 | 0 | 0 | 0 | 0 | 0 | 0 | 0 | 0 | 0 | 0 | 0 | 0 | 0.0035199 | 0.01013 | 0.012209 | 0.011574 | 0 | 0 | 0 | 0 | 0 | 0 | 68.362 | 67.5296 | 66.4538 | 65.7304 | 64.896 | 64.1749 | 63.7858 | 63.7747 | 64.6686 | 69.1748 | 75.221 | 80.5442 | 84.0534 | 86.2722 | 87.7123 | 87.9635 | 87.4109 | 86.028 | 83.6824 | 80.07 | 76.2408 | 73.3356 | 71.1869 | 69.3277 | 0.0044965 | 0.0054462 | 0.0026645 | 0.003431 | 0.0038222 | 0.007294 | 0.0058046 | 0.0032684 | 0.0034845 | 0.0041346 | 0.0048787 | 0.0053357 | 0.0052513 | 0.0053634 | 0.0052084 | 0.0050424 | 0.0046372 | 0.003999 | 0.0036696 | 0.0038957 | 0.0040273 | 0.0034488 | 0.0038505 | 0.0040153
Portfolio Adjusted1-in-2Size: Under 20 kWAll2019November Monthly Peak | Portfolio Adjusted | 1-in-2 | Size: Under 20 kW | All | 2019 | November Monthly Peak | 11 | 0.85142 | 0.83233 | 0.82647 | 0.8208 | 0.82332 | 0.85105 | 0.8135 | 0.86442 | 1.0887 | 1.2789 | 1.4219 | 1.492 | 1.5075 | 1.5322 | 1.5463 | 1.5267 | 1.4696 | 1.4782 | 1.3166 | 1.1941 | 1.1042 | 1.0004 | 0.91969 | 0.88168 | 0 | 0 | 0 | 0 | 0 | 0 | 0 | 0 | 0 | 0 | 0 | 0 | 0 | 0 | 0.0026768 | 0.0076865 | 0.0094481 | 0.010653 | 0 | 0 | 0 | 0 | 0 | 0 | 56.9411 | 56.1792 | 55.2599 | 54.4326 | 53.6824 | 53.3212 | 52.7331 | 52.7747 | 56.3509 | 61.7021 | 67.9707 | 72.993 | 76.3991 | 77.9362 | 78.552 | 78.2675 | 76.3673 | 72.5491 | 68.2447 | 65.3978 | 63.2435 | 61.335 | 60.2549 | 59.1223 | 0.0042941 | 0.0052071 | 0.0025759 | 0.00332 | 0.003706 | 0.0070674 | 0.0050849 | 0.0030519 | 0.0031869 | 0.003603 | 0.0040678 | 0.0043061 | 0.0041421 | 0.0041533 | 0.0039775 | 0.0038353 | 0.0035887 | 0.0036545 | 0.0032929 | 0.0033625 | 0.0035316 | 0.0030557 | 0.0034615 | 0.0037436
Portfolio Adjusted1-in-2Size: Under 20 kWAll2019December Monthly Peak | Portfolio Adjusted | 1-in-2 | Size: Under 20 kW | All | 2019 | December Monthly Peak | 12 | 0.85647 | 0.8465 | 0.84154 | 0.84171 | 0.8463 | 0.89025 | 0.92565 | 0.96944 | 1.2585 | 1.4779 | 1.572 | 1.5359 | 1.4503 | 1.3681 | 1.2996 | 1.2585 | 1.3288 | 1.4998 | 1.4364 | 1.3362 | 1.2312 | 1.1437 | 1.0311 | 0.88781 | 0 | 0 | 0 | 0 | 0 | 0 | 0 | 0 | 0 | 0 | 0 | 0 | 0 | 0 | 0.0022497 | 0.0063363 | 0.008543 | 0.010808 | 0 | 0 | 0 | 0 | 0 | 0 | 44.6601 | 44.0159 | 43.0641 | 42.2331 | 41.5016 | 40.8832 | 40.8115 | 40.739 | 41.2301 | 44.0119 | 46.6616 | 48.6295 | 50.0117 | 50.8455 | 51.5138 | 51.6488 | 51.1913 | 49.887 | 48.2578 | 47.0715 | 46.1776 | 45.3095 | 44.4978 | 43.6061 | 0.0042725 | 0.0052399 | 0.0025981 | 0.0033797 | 0.0037773 | 0.0073089 | 0.0056543 | 0.0033304 | 0.0036116 | 0.0040878 | 0.0044498 | 0.0044021 | 0.0039768 | 0.0037262 | 0.0033589 | 0.0031942 | 0.0033067 | 0.0038066 | 0.0036649 | 0.0038529 | 0.0040498 | 0.0035966 | 0.003965 | 0.0037213
Portfolio Adjusted1-in-2Size: Under 20 kWAll2019Typical Event Day | Portfolio Adjusted | 1-in-2 | Size: Under 20 kW | All | 2019 | Typical Event Day | 8 | 0.95761 | 0.92631 | 0.90089 | 0.89343 | 0.89904 | 0.92659 | 0.88716 | 1.0017 | 1.3423 | 1.666 | 1.9352 | 2.0916 | 2.157 | 2.213 | 2.2708 | 2.2562 | 2.1462 | 1.8266 | 1.5184 | 1.3836 | 1.373 | 1.2256 | 1.0952 | 1.013 | 0 | 0 | 0 | 0 | 0 | 0 | 0 | 0 | 0 | 0 | 0 | 0 | 0 | 0 | 0.0039309 | 0.01136 | 0.013798 | 0.013163 | 0 | 0 | 0 | 0 | 0 | 0 | 70.3168 | 69.1755 | 68.0997 | 67.1057 | 66.2326 | 65.448 | 64.943 | 65.1633 | 67.9659 | 72.8173 | 77.8602 | 82.0298 | 85.1315 | 87.2778 | 88.5953 | 89.2429 | 89.422 | 88.7264 | 87.1545 | 84.633 | 81.1068 | 77.7718 | 75.4928 | 73.9099 | 0.0048571 | 0.0058245 | 0.0028255 | 0.0036302 | 0.0040642 | 0.0077334 | 0.005587 | 0.0035341 | 0.0039289 | 0.0046664 | 0.0055287 | 0.0060167 | 0.0059174 | 0.0060014 | 0.0058366 | 0.0056782 | 0.0052649 | 0.0045588 | 0.0038523 | 0.0039547 | 0.0044365 | 0.003784 | 0.0041817 | 0.0043329
Portfolio Adjusted1-in-2Size: Under 20 kWAll2020January Monthly Peak | Portfolio Adjusted | 1-in-2 | Size: Under 20 kW | All | 2020 | January Monthly Peak | 1 | 0.80171 | 0.79091 | 0.78618 | 0.78547 | 0.79409 | 0.82564 | 0.87505 | 0.87837 | 1.1057 | 1.3062 | 1.4017 | 1.3899 | 1.331 | 1.2826 | 1.2471 | 1.2193 | 1.2677 | 1.432 | 1.3978 | 1.2957 | 1.1962 | 1.1036 | 0.98814 | 0.83716 | 0 | 0 | 0 | 0 | 0 | 0 | 0 | 0 | 0 | 0 | 0 | 0 | 0 | 0 | 0.0021588 | 0.0061391 | 0.0081502 | 0.01032 | 0 | 0 | 0 | 0 | 0 | 0 | 48.7317 | 48.2663 | 47.986 | 47.5964 | 47.224 | 47.0374 | 47.1113 | 46.9683 | 47.3416 | 48.9013 | 50.945 | 52.6192 | 53.9194 | 54.8618 | 55.4156 | 55.2985 | 55.1437 | 54.4118 | 52.8752 | 51.6468 | 50.8681 | 50.4619 | 49.8158 | 49.06 | 0.003944 | 0.0048274 | 0.0023988 | 0.0031021 | 0.0034917 | 0.0067048 | 0.0052958 | 0.0029971 | 0.0031586 | 0.0035967 | 0.0039442 | 0.0039603 | 0.0036109 | 0.0034414 | 0.0031733 | 0.00304 | 0.0031229 | 0.0036109 | 0.0035506 | 0.0037266 | 0.0039077 | 0.0034465 | 0.0037671 | 0.0034626
Portfolio Adjusted1-in-2Size: Under 20 kWAll2020February Monthly Peak | Portfolio Adjusted | 1-in-2 | Size: Under 20 kW | All | 2020 | February Monthly Peak | 2 | 0.82378 | 0.80906 | 0.80343 | 0.80561 | 0.81467 | 0.84797 | 0.85256 | 0.85667 | 1.0775 | 1.261 | 1.3646 | 1.3862 | 1.3707 | 1.3646 | 1.3638 | 1.3462 | 1.3235 | 1.3283 | 1.3664 | 1.2538 | 1.1538 | 1.0484 | 0.95353 | 0.86517 | 0 | 0 | 0 | 0 | 0 | 0 | 0 | 0 | 0 | 0 | 0 | 0 | 0 | 0 | 0.0023609 | 0.006778 | 0.0085086 | 0.0095725 | 0 | 0 | 0 | 0 | 0 | 0 | 49.5936 | 49.0782 | 48.7101 | 48.3562 | 48.258 | 47.9583 | 47.5458 | 47.9347 | 49.1755 | 52.5529 | 56.3213 | 59.2468 | 60.9258 | 61.7211 | 62.2175 | 62.3162 | 62.0901 | 61.1873 | 59.0463 | 56.8223 | 55.4864 | 54.278 | 53.2239 | 51.8947 | 0.0040951 | 0.0049804 | 0.00247 | 0.0032102 | 0.0036174 | 0.0069606 | 0.0052265 | 0.0029626 | 0.0031211 | 0.0035105 | 0.0038751 | 0.0039832 | 0.003757 | 0.0037043 | 0.0035175 | 0.0033982 | 0.0032654 | 0.0033403 | 0.0034434 | 0.0035617 | 0.0037136 | 0.0032153 | 0.0035913 | 0.0036176
Portfolio Adjusted1-in-2Size: Under 20 kWAll2020March Monthly Peak | Portfolio Adjusted | 1-in-2 | Size: Under 20 kW | All | 2020 | March Monthly Peak | 3 | 0.83587 | 0.81546 | 0.80479 | 0.80431 | 0.81086 | 0.84577 | 0.87648 | 0.8716 | 1.0553 | 1.2316 | 1.3551 | 1.3905 | 1.3793 | 1.3909 | 1.4102 | 1.4089 | 1.3888 | 1.2888 | 1.2342 | 1.2652 | 1.1843 | 1.0851 | 0.9778 | 0.88068 | 0 | 0 | 0 | 0 | 0 | 0 | 0 | 0 | 0 | 0 | 0 | 0 | 0 | 0 | 0.0024411 | 0.0070936 | 0.0089286 | 0.0092875 | 0 | 0 | 0 | 0 | 0 | 0 | 51.2154 | 50.3896 | 49.6895 | 49.2793 | 48.7673 | 48.3871 | 48.0085 | 48.1121 | 50.1501 | 52.7887 | 55.6312 | 58.254 | 60.5268 | 62.1253 | 63.1377 | 63.7508 | 63.4986 | 62.6467 | 60.3313 | 57.3707 | 55.4757 | 53.9908 | 52.7025 | 51.4588 | 0.0041603 | 0.0050288 | 0.0024751 | 0.0032117 | 0.0036052 | 0.0069458 | 0.0053731 | 0.0030063 | 0.0030492 | 0.0034268 | 0.0038402 | 0.0039866 | 0.0037813 | 0.0037809 | 0.0036354 | 0.0035512 | 0.0034247 | 0.003257 | 0.0031439 | 0.0036083 | 0.0038274 | 0.003339 | 0.0036964 | 0.0036836
Portfolio Adjusted1-in-2Size: Under 20 kWAll2020April Monthly Peak | Portfolio Adjusted | 1-in-2 | Size: Under 20 kW | All | 2020 | April Monthly Peak | 4 | 0.87564 | 0.84906 | 0.832 | 0.82831 | 0.82978 | 0.85593 | 0.82613 | 0.85189 | 1.0716 | 1.2856 | 1.4673 | 1.5673 | 1.6192 | 1.6698 | 1.7186 | 1.7114 | 1.6301 | 1.4062 | 1.1985 | 1.2068 | 1.1994 | 1.0806 | 0.97977 | 0.92644 | 0 | 0 | 0 | 0 | 0 | 0 | 0 | 0 | 0 | 0 | 0 | 0 | 0 | 0 | 0.0029749 | 0.0086168 | 0.01048 | 0.010134 | 0 | 0 | 0 | 0 | 0 | 0 | 62.7861 | 61.6881 | 60.6964 | 59.8043 | 58.8726 | 58.1145 | 57.4883 | 57.4278 | 59.6798 | 63.8425 | 68.9907 | 73.6432 | 77.173 | 79.1565 | 80.3126 | 80.836 | 80.5847 | 79.8432 | 78.552 | 76.3429 | 72.5755 | 69.9666 | 67.8013 | 65.7437 | 0.0044055 | 0.0052998 | 0.0025927 | 0.0033499 | 0.0037333 | 0.0071216 | 0.0051818 | 0.0030017 | 0.0031577 | 0.0036433 | 0.0042343 | 0.0045708 | 0.0045045 | 0.004588 | 0.0044743 | 0.004352 | 0.0040302 | 0.0035362 | 0.0030436 | 0.0034334 | 0.0038477 | 0.0032936 | 0.0036893 | 0.0039251
Portfolio Adjusted1-in-2Size: Under 20 kWAll2020May Monthly Peak | Portfolio Adjusted | 1-in-2 | Size: Under 20 kW | All | 2020 | May Monthly Peak | 5 | 0.89291 | 0.86571 | 0.84308 | 0.83664 | 0.84117 | 0.85384 | 0.78468 | 0.87413 | 1.1215 | 1.3572 | 1.5528 | 1.6678 | 1.712 | 1.7569 | 1.7985 | 1.7942 | 1.699 | 1.449 | 1.2202 | 1.1662 | 1.2197 | 1.0988 | 0.99582 | 0.94695 | 0 | 0 | 0 | 0 | 0 | 0 | 0 | 0 | 0 | 0 | 0 | 0 | 0 | 0 | 0.0031134 | 0.0090336 | 0.010923 | 0.010442 | 0 | 0 | 0 | 0 | 0 | 0 | 65.1368 | 63.9361 | 62.821 | 61.7868 | 60.9582 | 60.018 | 59.2499 | 60.103 | 63.5808 | 67.716 | 71.8411 | 75.7556 | 79.0231 | 81.2514 | 82.6793 | 83.4914 | 83.6779 | 83.0427 | 81.4724 | 79.1589 | 75.2768 | 71.9241 | 69.897 | 68.1348 | 0.0045025 | 0.0054196 | 0.0026334 | 0.0033944 | 0.0037951 | 0.0071119 | 0.0049605 | 0.0031012 | 0.0033254 | 0.0038794 | 0.0045179 | 0.0049064 | 0.0047984 | 0.0048571 | 0.0047063 | 0.0045898 | 0.0042243 | 0.0036626 | 0.0031122 | 0.0033374 | 0.0039215 | 0.0033584 | 0.0037582 | 0.0040233
Portfolio Adjusted1-in-2Size: Under 20 kWAll2020June Monthly Peak | Portfolio Adjusted | 1-in-2 | Size: Under 20 kW | All | 2020 | June Monthly Peak | 6 | 0.91835 | 0.88758 | 0.86533 | 0.85743 | 0.86091 | 0.85679 | 0.79381 | 0.93227 | 1.221 | 1.4965 | 1.7337 | 1.8716 | 1.931 | 1.9838 | 2.0299 | 2.0196 | 1.918 | 1.6517 | 1.3886 | 1.2448 | 1.2749 | 1.1786 | 1.0549 | 0.97544 | 0 | 0 | 0 | 0 | 0 | 0 | 0 | 0 | 0 | 0 | 0 | 0 | 0 | 0 | 0.0035138 | 0.010168 | 0.012331 | 0.011903 | 0 | 0 | 0 | 0 | 0 | 0 | 67.7467 | 66.3389 | 65.134 | 64.2475 | 63.2272 | 62.4136 | 61.7792 | 62.6136 | 66.149 | 70.567 | 74.6909 | 78.3397 | 81.0362 | 82.9773 | 84.2056 | 85.0037 | 85.4562 | 85.1489 | 83.9926 | 81.7379 | 78.6269 | 74.8793 | 72.2324 | 70.4567 | 0.0046414 | 0.0055658 | 0.0027037 | 0.0034774 | 0.0038764 | 0.0071284 | 0.0050297 | 0.003299 | 0.0036079 | 0.0042539 | 0.004999 | 0.0054425 | 0.0053581 | 0.0054313 | 0.0052711 | 0.0051371 | 0.0047564 | 0.0041749 | 0.0035521 | 0.0035885 | 0.0041373 | 0.0036419 | 0.0040123 | 0.0041553
Portfolio Adjusted1-in-2Size: Under 20 kWAll2020July Monthly Peak | Portfolio Adjusted | 1-in-2 | Size: Under 20 kW | All | 2020 | July Monthly Peak | 7 | 0.9496 | 0.91901 | 0.89369 | 0.88781 | 0.89108 | 0.90545 | 0.84567 | 0.99957 | 1.3355 | 1.6592 | 1.9319 | 2.0805 | 2.153 | 2.2103 | 2.2558 | 2.2417 | 2.1332 | 1.8217 | 1.5079 | 1.3368 | 1.3492 | 1.2357 | 1.1025 | 1.0136 | 0 | 0 | 0 | 0 | 0 | 0 | 0 | 0 | 0 | 0 | 0 | 0 | 0 | 0 | 0.0039049 | 0.011287 | 0.013715 | 0.013128 | 0 | 0 | 0 | 0 | 0 | 0 | 70.6602 | 69.8363 | 69.0065 | 68.1426 | 67.2462 | 66.6237 | 66.1363 | 66.5077 | 69.2643 | 73.5451 | 78.1723 | 81.7075 | 84.4983 | 86.7232 | 88.4306 | 89.2338 | 89.5022 | 88.822 | 87.4265 | 85.4936 | 82.1029 | 78.302 | 75.837 | 74.2947 | 0.0048305 | 0.005798 | 0.0028121 | 0.0036174 | 0.0040352 | 0.007562 | 0.0053704 | 0.0035465 | 0.0039388 | 0.0047025 | 0.0055647 | 0.0060449 | 0.005966 | 0.0060553 | 0.0058525 | 0.0056978 | 0.0052953 | 0.004604 | 0.0038618 | 0.0038695 | 0.0043949 | 0.0038381 | 0.0042238 | 0.0043396
Portfolio Adjusted1-in-2Size: Under 20 kWAll2020August Monthly Peak | Portfolio Adjusted | 1-in-2 | Size: Under 20 kW | All | 2020 | August Monthly Peak | 8 | 0.97606 | 0.9432 | 0.91552 | 0.90774 | 0.91258 | 0.94135 | 0.90342 | 1.0383 | 1.4177 | 1.7831 | 2.0856 | 2.2609 | 2.3315 | 2.3825 | 2.4305 | 2.4066 | 2.2886 | 1.9482 | 1.61 | 1.4621 | 1.4356 | 1.2775 | 1.1365 | 1.039 | 0 | 0 | 0 | 0 | 0 | 0 | 0 | 0 | 0 | 0 | 0 | 0 | 0 | 0 | 0.0042074 | 0.012117 | 0.014714 | 0.014039 | 0 | 0 | 0 | 0 | 0 | 0 | 73.9768 | 72.7983 | 71.6243 | 70.4555 | 69.6409 | 68.7725 | 68.1607 | 68.0843 | 71.0072 | 76.4659 | 81.6435 | 85.6304 | 88.6854 | 90.8556 | 92.0913 | 92.5224 | 92.646 | 91.7665 | 90.1025 | 87.5154 | 83.5379 | 80.2782 | 78.1627 | 76.523 | 0.0049427 | 0.0059208 | 0.0028674 | 0.0036821 | 0.004119 | 0.0078393 | 0.0056745 | 0.0036491 | 0.0041224 | 0.0049585 | 0.0059203 | 0.0064617 | 0.0063563 | 0.006428 | 0.0062199 | 0.0060337 | 0.0055979 | 0.0048556 | 0.0040782 | 0.0041777 | 0.0046437 | 0.0039492 | 0.0043437 | 0.0044377
Portfolio Adjusted1-in-2Size: Under 20 kWAll2020September Monthly Peak | Portfolio Adjusted | 1-in-2 | Size: Under 20 kW | All | 2020 | September Monthly Peak | 9 | 0.93646 | 0.90706 | 0.88395 | 0.8788 | 0.88446 | 0.91991 | 0.93598 | 0.98627 | 1.314 | 1.638 | 1.9036 | 2.0636 | 2.1328 | 2.1865 | 2.2286 | 2.2072 | 2.0861 | 1.7633 | 1.4673 | 1.4351 | 1.3217 | 1.177 | 1.0554 | 0.98274 | 0 | 0 | 0 | 0 | 0 | 0 | 0 | 0 | 0 | 0 | 0 | 0 | 0 | 0 | 0.0038579 | 0.011113 | 0.013412 | 0.012707 | 0 | 0 | 0 | 0 | 0 | 0 | 68.8835 | 67.7285 | 66.6337 | 65.5772 | 64.8159 | 63.9823 | 63.6961 | 63.4477 | 65.4431 | 70.6913 | 76.9341 | 82.4415 | 86.3063 | 88.5551 | 89.6539 | 90.2116 | 90.0834 | 89.1682 | 87.0963 | 83.785 | 80.1594 | 77.6276 | 75.7392 | 74.3651 | 0.0047421 | 0.0056915 | 0.0027671 | 0.003568 | 0.0039905 | 0.0076642 | 0.0058561 | 0.0034516 | 0.0038098 | 0.0045416 | 0.0053843 | 0.0058965 | 0.0058065 | 0.0058879 | 0.005701 | 0.0055281 | 0.0050902 | 0.0043823 | 0.0037041 | 0.0040576 | 0.0042454 | 0.0036113 | 0.0040094 | 0.004189
Portfolio Adjusted1-in-2Size: Under 20 kWAll2020October Monthly Peak | Portfolio Adjusted | 1-in-2 | Size: Under 20 kW | All | 2020 | October Monthly Peak | 10 | 0.89238 | 0.87112 | 0.85254 | 0.84763 | 0.84909 | 0.87654 | 0.93254 | 0.93667 | 1.1975 | 1.4825 | 1.7198 | 1.8634 | 1.9256 | 1.9859 | 2.0334 | 2.012 | 1.899 | 1.6061 | 1.4614 | 1.3802 | 1.2565 | 1.1265 | 1.0147 | 0.94494 | 0 | 0 | 0 | 0 | 0 | 0 | 0 | 0 | 0 | 0 | 0 | 0 | 0 | 0 | 0.0035199 | 0.01013 | 0.012209 | 0.011574 | 0 | 0 | 0 | 0 | 0 | 0 | 68.362 | 67.5296 | 66.4538 | 65.7304 | 64.896 | 64.1749 | 63.7858 | 63.7747 | 64.6686 | 69.1748 | 75.221 | 80.5442 | 84.0534 | 86.2722 | 87.7123 | 87.9635 | 87.4109 | 86.028 | 83.6824 | 80.07 | 76.2408 | 73.3356 | 71.1869 | 69.3277 | 0.0044965 | 0.0054462 | 0.0026645 | 0.003431 | 0.0038222 | 0.007294 | 0.0058046 | 0.0032684 | 0.0034845 | 0.0041346 | 0.0048787 | 0.0053357 | 0.0052513 | 0.0053634 | 0.0052084 | 0.0050424 | 0.0046372 | 0.003999 | 0.0036696 | 0.0038957 | 0.0040273 | 0.0034488 | 0.0038505 | 0.0040153
Portfolio Adjusted1-in-2Size: Under 20 kWAll2020November Monthly Peak | Portfolio Adjusted | 1-in-2 | Size: Under 20 kW | All | 2020 | November Monthly Peak | 11 | 0.85142 | 0.83233 | 0.82647 | 0.8208 | 0.82332 | 0.85105 | 0.8135 | 0.86442 | 1.0887 | 1.2789 | 1.4219 | 1.492 | 1.5075 | 1.5322 | 1.5463 | 1.5267 | 1.4696 | 1.4782 | 1.3166 | 1.1941 | 1.1042 | 1.0004 | 0.91969 | 0.88168 | 0 | 0 | 0 | 0 | 0 | 0 | 0 | 0 | 0 | 0 | 0 | 0 | 0 | 0 | 0.0026768 | 0.0076865 | 0.0094481 | 0.010653 | 0 | 0 | 0 | 0 | 0 | 0 | 56.9411 | 56.1792 | 55.2599 | 54.4326 | 53.6824 | 53.3212 | 52.7331 | 52.7747 | 56.3509 | 61.7021 | 67.9707 | 72.993 | 76.3991 | 77.9362 | 78.552 | 78.2675 | 76.3673 | 72.5491 | 68.2447 | 65.3978 | 63.2435 | 61.335 | 60.2549 | 59.1223 | 0.0042941 | 0.0052071 | 0.0025759 | 0.00332 | 0.003706 | 0.0070674 | 0.0050849 | 0.0030519 | 0.0031869 | 0.003603 | 0.0040678 | 0.0043061 | 0.0041421 | 0.0041533 | 0.0039775 | 0.0038353 | 0.0035887 | 0.0036545 | 0.0032929 | 0.0033625 | 0.0035316 | 0.0030557 | 0.0034615 | 0.0037436
Portfolio Adjusted1-in-2Size: Under 20 kWAll2020December Monthly Peak | Portfolio Adjusted | 1-in-2 | Size: Under 20 kW | All | 2020 | December Monthly Peak | 12 | 0.85647 | 0.8465 | 0.84154 | 0.84171 | 0.8463 | 0.89025 | 0.92565 | 0.96944 | 1.2585 | 1.4779 | 1.572 | 1.5359 | 1.4503 | 1.3681 | 1.2996 | 1.2585 | 1.3288 | 1.4998 | 1.4364 | 1.3362 | 1.2312 | 1.1437 | 1.0311 | 0.88781 | 0 | 0 | 0 | 0 | 0 | 0 | 0 | 0 | 0 | 0 | 0 | 0 | 0 | 0 | 0.0022497 | 0.0063363 | 0.008543 | 0.010808 | 0 | 0 | 0 | 0 | 0 | 0 | 44.6601 | 44.0159 | 43.0641 | 42.2331 | 41.5016 | 40.8832 | 40.8115 | 40.739 | 41.2301 | 44.0119 | 46.6616 | 48.6295 | 50.0117 | 50.8455 | 51.5138 | 51.6488 | 51.1913 | 49.887 | 48.2578 | 47.0715 | 46.1776 | 45.3095 | 44.4978 | 43.6061 | 0.0042725 | 0.0052399 | 0.0025981 | 0.0033797 | 0.0037773 | 0.0073089 | 0.0056543 | 0.0033304 | 0.0036116 | 0.0040878 | 0.0044498 | 0.0044021 | 0.0039768 | 0.0037262 | 0.0033589 | 0.0031942 | 0.0033067 | 0.0038066 | 0.0036649 | 0.0038529 | 0.0040498 | 0.0035966 | 0.003965 | 0.0037213
Portfolio Adjusted1-in-2Size: Under 20 kWAll2020Typical Event Day | Portfolio Adjusted | 1-in-2 | Size: Under 20 kW | All | 2020 | Typical Event Day | 8 | 0.95761 | 0.92631 | 0.90089 | 0.89343 | 0.89904 | 0.92659 | 0.88716 | 1.0017 | 1.3423 | 1.666 | 1.9352 | 2.0916 | 2.157 | 2.213 | 2.2708 | 2.2562 | 2.1462 | 1.8266 | 1.5184 | 1.3836 | 1.373 | 1.2256 | 1.0952 | 1.013 | 0 | 0 | 0 | 0 | 0 | 0 | 0 | 0 | 0 | 0 | 0 | 0 | 0 | 0 | 0.0039309 | 0.01136 | 0.013798 | 0.013163 | 0 | 0 | 0 | 0 | 0 | 0 | 70.3168 | 69.1755 | 68.0997 | 67.1057 | 66.2326 | 65.448 | 64.943 | 65.1633 | 67.9659 | 72.8173 | 77.8602 | 82.0298 | 85.1315 | 87.2778 | 88.5953 | 89.2429 | 89.422 | 88.7264 | 87.1545 | 84.633 | 81.1068 | 77.7718 | 75.4928 | 73.9099 | 0.0048571 | 0.0058245 | 0.0028255 | 0.0036302 | 0.0040642 | 0.0077334 | 0.005587 | 0.0035341 | 0.0039289 | 0.0046664 | 0.0055287 | 0.0060167 | 0.0059174 | 0.0060014 | 0.0058366 | 0.0056782 | 0.0052649 | 0.0045588 | 0.0038523 | 0.0039547 | 0.0044365 | 0.003784 | 0.0041817 | 0.0043329
Portfolio Adjusted1-in-2Size: Under 20 kWAll2021January Monthly Peak | Portfolio Adjusted | 1-in-2 | Size: Under 20 kW | All | 2021 | January Monthly Peak | 1 | 0.80171 | 0.79091 | 0.78618 | 0.78547 | 0.79409 | 0.82564 | 0.87505 | 0.87837 | 1.1057 | 1.3062 | 1.4017 | 1.3899 | 1.331 | 1.2826 | 1.2471 | 1.2193 | 1.2677 | 1.432 | 1.3978 | 1.2957 | 1.1962 | 1.1036 | 0.98814 | 0.83716 | 0 | 0 | 0 | 0 | 0 | 0 | 0 | 0 | 0 | 0 | 0 | 0 | 0 | 0 | 0.0021588 | 0.0061391 | 0.0081502 | 0.01032 | 0 | 0 | 0 | 0 | 0 | 0 | 48.7317 | 48.2663 | 47.986 | 47.5964 | 47.224 | 47.0374 | 47.1113 | 46.9683 | 47.3416 | 48.9013 | 50.945 | 52.6192 | 53.9194 | 54.8618 | 55.4156 | 55.2985 | 55.1437 | 54.4118 | 52.8752 | 51.6468 | 50.8681 | 50.4619 | 49.8158 | 49.06 | 0.003944 | 0.0048274 | 0.0023988 | 0.0031021 | 0.0034917 | 0.0067048 | 0.0052958 | 0.0029971 | 0.0031586 | 0.0035967 | 0.0039442 | 0.0039603 | 0.0036109 | 0.0034414 | 0.0031733 | 0.00304 | 0.0031229 | 0.0036109 | 0.0035506 | 0.0037266 | 0.0039077 | 0.0034465 | 0.0037671 | 0.0034626
Portfolio Adjusted1-in-2Size: Under 20 kWAll2021February Monthly Peak | Portfolio Adjusted | 1-in-2 | Size: Under 20 kW | All | 2021 | February Monthly Peak | 2 | 0.82378 | 0.80906 | 0.80343 | 0.80561 | 0.81467 | 0.84797 | 0.85256 | 0.85667 | 1.0775 | 1.261 | 1.3646 | 1.3862 | 1.3707 | 1.3646 | 1.3638 | 1.3462 | 1.3235 | 1.3283 | 1.3664 | 1.2538 | 1.1538 | 1.0484 | 0.95353 | 0.86517 | 0 | 0 | 0 | 0 | 0 | 0 | 0 | 0 | 0 | 0 | 0 | 0 | 0 | 0 | 0.0023609 | 0.006778 | 0.0085086 | 0.0095725 | 0 | 0 | 0 | 0 | 0 | 0 | 49.5936 | 49.0782 | 48.7101 | 48.3562 | 48.258 | 47.9583 | 47.5458 | 47.9347 | 49.1755 | 52.5529 | 56.3213 | 59.2468 | 60.9258 | 61.7211 | 62.2175 | 62.3162 | 62.0901 | 61.1873 | 59.0463 | 56.8223 | 55.4864 | 54.278 | 53.2239 | 51.8947 | 0.0040951 | 0.0049804 | 0.00247 | 0.0032102 | 0.0036174 | 0.0069606 | 0.0052265 | 0.0029626 | 0.0031211 | 0.0035105 | 0.0038751 | 0.0039832 | 0.003757 | 0.0037043 | 0.0035175 | 0.0033982 | 0.0032654 | 0.0033403 | 0.0034434 | 0.0035617 | 0.0037136 | 0.0032153 | 0.0035913 | 0.0036176
Portfolio Adjusted1-in-2Size: Under 20 kWAll2021March Monthly Peak | Portfolio Adjusted | 1-in-2 | Size: Under 20 kW | All | 2021 | March Monthly Peak | 3 | 0.83587 | 0.81546 | 0.80479 | 0.80431 | 0.81086 | 0.84577 | 0.87648 | 0.8716 | 1.0553 | 1.2316 | 1.3551 | 1.3905 | 1.3793 | 1.3909 | 1.4102 | 1.4089 | 1.3888 | 1.2888 | 1.2342 | 1.2652 | 1.1843 | 1.0851 | 0.9778 | 0.88068 | 0 | 0 | 0 | 0 | 0 | 0 | 0 | 0 | 0 | 0 | 0 | 0 | 0 | 0 | 0.0024411 | 0.0070936 | 0.0089286 | 0.0092875 | 0 | 0 | 0 | 0 | 0 | 0 | 51.2154 | 50.3896 | 49.6895 | 49.2793 | 48.7673 | 48.3871 | 48.0085 | 48.1121 | 50.1501 | 52.7887 | 55.6312 | 58.254 | 60.5268 | 62.1253 | 63.1377 | 63.7508 | 63.4986 | 62.6467 | 60.3313 | 57.3707 | 55.4757 | 53.9908 | 52.7025 | 51.4588 | 0.0041603 | 0.0050288 | 0.0024751 | 0.0032117 | 0.0036052 | 0.0069458 | 0.0053731 | 0.0030063 | 0.0030492 | 0.0034268 | 0.0038402 | 0.0039866 | 0.0037813 | 0.0037809 | 0.0036354 | 0.0035512 | 0.0034247 | 0.003257 | 0.0031439 | 0.0036083 | 0.0038274 | 0.003339 | 0.0036964 | 0.0036836
Portfolio Adjusted1-in-2Size: Under 20 kWAll2021April Monthly Peak | Portfolio Adjusted | 1-in-2 | Size: Under 20 kW | All | 2021 | April Monthly Peak | 4 | 0.87564 | 0.84906 | 0.832 | 0.82831 | 0.82978 | 0.85593 | 0.82613 | 0.85189 | 1.0716 | 1.2856 | 1.4673 | 1.5673 | 1.6192 | 1.6698 | 1.7186 | 1.7114 | 1.6301 | 1.4062 | 1.1985 | 1.2068 | 1.1994 | 1.0806 | 0.97977 | 0.92644 | 0 | 0 | 0 | 0 | 0 | 0 | 0 | 0 | 0 | 0 | 0 | 0 | 0 | 0 | 0.0029749 | 0.0086168 | 0.01048 | 0.010134 | 0 | 0 | 0 | 0 | 0 | 0 | 62.7861 | 61.6881 | 60.6964 | 59.8043 | 58.8726 | 58.1145 | 57.4883 | 57.4278 | 59.6798 | 63.8425 | 68.9907 | 73.6432 | 77.173 | 79.1565 | 80.3126 | 80.836 | 80.5847 | 79.8432 | 78.552 | 76.3429 | 72.5755 | 69.9666 | 67.8013 | 65.7437 | 0.0044055 | 0.0052998 | 0.0025927 | 0.0033499 | 0.0037333 | 0.0071216 | 0.0051818 | 0.0030017 | 0.0031577 | 0.0036433 | 0.0042343 | 0.0045708 | 0.0045045 | 0.004588 | 0.0044743 | 0.004352 | 0.0040302 | 0.0035362 | 0.0030436 | 0.0034334 | 0.0038477 | 0.0032936 | 0.0036893 | 0.0039251
Portfolio Adjusted1-in-2Size: Under 20 kWAll2021May Monthly Peak | Portfolio Adjusted | 1-in-2 | Size: Under 20 kW | All | 2021 | May Monthly Peak | 5 | 0.89291 | 0.86571 | 0.84308 | 0.83664 | 0.84117 | 0.85384 | 0.78468 | 0.87413 | 1.1215 | 1.3572 | 1.5528 | 1.6678 | 1.712 | 1.7569 | 1.7985 | 1.7942 | 1.699 | 1.449 | 1.2202 | 1.1662 | 1.2197 | 1.0988 | 0.99582 | 0.94695 | 0 | 0 | 0 | 0 | 0 | 0 | 0 | 0 | 0 | 0 | 0 | 0 | 0 | 0 | 0.0031134 | 0.0090336 | 0.010923 | 0.010442 | 0 | 0 | 0 | 0 | 0 | 0 | 65.1368 | 63.9361 | 62.821 | 61.7868 | 60.9582 | 60.018 | 59.2499 | 60.103 | 63.5808 | 67.716 | 71.8411 | 75.7556 | 79.0231 | 81.2514 | 82.6793 | 83.4914 | 83.6779 | 83.0427 | 81.4724 | 79.1589 | 75.2768 | 71.9241 | 69.897 | 68.1348 | 0.0045025 | 0.0054196 | 0.0026334 | 0.0033944 | 0.0037951 | 0.0071119 | 0.0049605 | 0.0031012 | 0.0033254 | 0.0038794 | 0.0045179 | 0.0049064 | 0.0047984 | 0.0048571 | 0.0047063 | 0.0045898 | 0.0042243 | 0.0036626 | 0.0031122 | 0.0033374 | 0.0039215 | 0.0033584 | 0.0037582 | 0.0040233
Portfolio Adjusted1-in-2Size: Under 20 kWAll2021June Monthly Peak | Portfolio Adjusted | 1-in-2 | Size: Under 20 kW | All | 2021 | June Monthly Peak | 6 | 0.91835 | 0.88758 | 0.86533 | 0.85743 | 0.86091 | 0.85679 | 0.79381 | 0.93227 | 1.221 | 1.4965 | 1.7337 | 1.8716 | 1.931 | 1.9838 | 2.0299 | 2.0196 | 1.918 | 1.6517 | 1.3886 | 1.2448 | 1.2749 | 1.1786 | 1.0549 | 0.97544 | 0 | 0 | 0 | 0 | 0 | 0 | 0 | 0 | 0 | 0 | 0 | 0 | 0 | 0 | 0.0035138 | 0.010168 | 0.012331 | 0.011903 | 0 | 0 | 0 | 0 | 0 | 0 | 67.7467 | 66.3389 | 65.134 | 64.2475 | 63.2272 | 62.4136 | 61.7792 | 62.6136 | 66.149 | 70.567 | 74.6909 | 78.3397 | 81.0362 | 82.9773 | 84.2056 | 85.0037 | 85.4562 | 85.1489 | 83.9926 | 81.7379 | 78.6269 | 74.8793 | 72.2324 | 70.4567 | 0.0046414 | 0.0055658 | 0.0027037 | 0.0034774 | 0.0038764 | 0.0071284 | 0.0050297 | 0.003299 | 0.0036079 | 0.0042539 | 0.004999 | 0.0054425 | 0.0053581 | 0.0054313 | 0.0052711 | 0.0051371 | 0.0047564 | 0.0041749 | 0.0035521 | 0.0035885 | 0.0041373 | 0.0036419 | 0.0040123 | 0.0041553
Portfolio Adjusted1-in-2Size: Under 20 kWAll2021July Monthly Peak | Portfolio Adjusted | 1-in-2 | Size: Under 20 kW | All | 2021 | July Monthly Peak | 7 | 0.9496 | 0.91901 | 0.89369 | 0.88781 | 0.89108 | 0.90545 | 0.84567 | 0.99957 | 1.3355 | 1.6592 | 1.9319 | 2.0805 | 2.153 | 2.2103 | 2.2558 | 2.2417 | 2.1332 | 1.8217 | 1.5079 | 1.3368 | 1.3492 | 1.2357 | 1.1025 | 1.0136 | 0 | 0 | 0 | 0 | 0 | 0 | 0 | 0 | 0 | 0 | 0 | 0 | 0 | 0 | 0.0039049 | 0.011287 | 0.013715 | 0.013128 | 0 | 0 | 0 | 0 | 0 | 0 | 70.6602 | 69.8363 | 69.0065 | 68.1426 | 67.2462 | 66.6237 | 66.1363 | 66.5077 | 69.2643 | 73.5451 | 78.1723 | 81.7075 | 84.4983 | 86.7232 | 88.4306 | 89.2338 | 89.5022 | 88.822 | 87.4265 | 85.4936 | 82.1029 | 78.302 | 75.837 | 74.2947 | 0.0048305 | 0.005798 | 0.0028121 | 0.0036174 | 0.0040352 | 0.007562 | 0.0053704 | 0.0035465 | 0.0039388 | 0.0047025 | 0.0055647 | 0.0060449 | 0.005966 | 0.0060553 | 0.0058525 | 0.0056978 | 0.0052953 | 0.004604 | 0.0038618 | 0.0038695 | 0.0043949 | 0.0038381 | 0.0042238 | 0.0043396
Portfolio Adjusted1-in-2Size: Under 20 kWAll2021August Monthly Peak | Portfolio Adjusted | 1-in-2 | Size: Under 20 kW | All | 2021 | August Monthly Peak | 8 | 0.97606 | 0.9432 | 0.91552 | 0.90774 | 0.91258 | 0.94135 | 0.90342 | 1.0383 | 1.4177 | 1.7831 | 2.0856 | 2.2609 | 2.3315 | 2.3825 | 2.4305 | 2.4066 | 2.2886 | 1.9482 | 1.61 | 1.4621 | 1.4356 | 1.2775 | 1.1365 | 1.039 | 0 | 0 | 0 | 0 | 0 | 0 | 0 | 0 | 0 | 0 | 0 | 0 | 0 | 0 | 0.0042074 | 0.012117 | 0.014714 | 0.014039 | 0 | 0 | 0 | 0 | 0 | 0 | 73.9768 | 72.7983 | 71.6243 | 70.4555 | 69.6409 | 68.7725 | 68.1607 | 68.0843 | 71.0072 | 76.4659 | 81.6435 | 85.6304 | 88.6854 | 90.8556 | 92.0913 | 92.5224 | 92.646 | 91.7665 | 90.1025 | 87.5154 | 83.5379 | 80.2782 | 78.1627 | 76.523 | 0.0049427 | 0.0059208 | 0.0028674 | 0.0036821 | 0.004119 | 0.0078393 | 0.0056745 | 0.0036491 | 0.0041224 | 0.0049585 | 0.0059203 | 0.0064617 | 0.0063563 | 0.006428 | 0.0062199 | 0.0060337 | 0.0055979 | 0.0048556 | 0.0040782 | 0.0041777 | 0.0046437 | 0.0039492 | 0.0043437 | 0.0044377
Portfolio Adjusted1-in-2Size: Under 20 kWAll2021September Monthly Peak | Portfolio Adjusted | 1-in-2 | Size: Under 20 kW | All | 2021 | September Monthly Peak | 9 | 0.93646 | 0.90706 | 0.88395 | 0.8788 | 0.88446 | 0.91991 | 0.93598 | 0.98627 | 1.314 | 1.638 | 1.9036 | 2.0636 | 2.1328 | 2.1865 | 2.2286 | 2.2072 | 2.0861 | 1.7633 | 1.4673 | 1.4351 | 1.3217 | 1.177 | 1.0554 | 0.98274 | 0 | 0 | 0 | 0 | 0 | 0 | 0 | 0 | 0 | 0 | 0 | 0 | 0 | 0 | 0.0038579 | 0.011113 | 0.013412 | 0.012707 | 0 | 0 | 0 | 0 | 0 | 0 | 68.8835 | 67.7285 | 66.6337 | 65.5772 | 64.8159 | 63.9823 | 63.6961 | 63.4477 | 65.4431 | 70.6913 | 76.9341 | 82.4415 | 86.3063 | 88.5551 | 89.6539 | 90.2116 | 90.0834 | 89.1682 | 87.0963 | 83.785 | 80.1594 | 77.6276 | 75.7392 | 74.3651 | 0.0047421 | 0.0056915 | 0.0027671 | 0.003568 | 0.0039905 | 0.0076642 | 0.0058561 | 0.0034516 | 0.0038098 | 0.0045416 | 0.0053843 | 0.0058965 | 0.0058065 | 0.0058879 | 0.005701 | 0.0055281 | 0.0050902 | 0.0043823 | 0.0037041 | 0.0040576 | 0.0042454 | 0.0036113 | 0.0040094 | 0.004189
Portfolio Adjusted1-in-2Size: Under 20 kWAll2021October Monthly Peak | Portfolio Adjusted | 1-in-2 | Size: Under 20 kW | All | 2021 | October Monthly Peak | 10 | 0.89238 | 0.87112 | 0.85254 | 0.84763 | 0.84909 | 0.87654 | 0.93254 | 0.93667 | 1.1975 | 1.4825 | 1.7198 | 1.8634 | 1.9256 | 1.9859 | 2.0334 | 2.012 | 1.899 | 1.6061 | 1.4614 | 1.3802 | 1.2565 | 1.1265 | 1.0147 | 0.94494 | 0 | 0 | 0 | 0 | 0 | 0 | 0 | 0 | 0 | 0 | 0 | 0 | 0 | 0 | 0.0035199 | 0.01013 | 0.012209 | 0.011574 | 0 | 0 | 0 | 0 | 0 | 0 | 68.362 | 67.5296 | 66.4538 | 65.7304 | 64.896 | 64.1749 | 63.7858 | 63.7747 | 64.6686 | 69.1748 | 75.221 | 80.5442 | 84.0534 | 86.2722 | 87.7123 | 87.9635 | 87.4109 | 86.028 | 83.6824 | 80.07 | 76.2408 | 73.3356 | 71.1869 | 69.3277 | 0.0044965 | 0.0054462 | 0.0026645 | 0.003431 | 0.0038222 | 0.007294 | 0.0058046 | 0.0032684 | 0.0034845 | 0.0041346 | 0.0048787 | 0.0053357 | 0.0052513 | 0.0053634 | 0.0052084 | 0.0050424 | 0.0046372 | 0.003999 | 0.0036696 | 0.0038957 | 0.0040273 | 0.0034488 | 0.0038505 | 0.0040153
Portfolio Adjusted1-in-2Size: Under 20 kWAll2021November Monthly Peak | Portfolio Adjusted | 1-in-2 | Size: Under 20 kW | All | 2021 | November Monthly Peak | 11 | 0.85142 | 0.83233 | 0.82647 | 0.8208 | 0.82332 | 0.85105 | 0.8135 | 0.86442 | 1.0887 | 1.2789 | 1.4219 | 1.492 | 1.5075 | 1.5322 | 1.5463 | 1.5267 | 1.4696 | 1.4782 | 1.3166 | 1.1941 | 1.1042 | 1.0004 | 0.91969 | 0.88168 | 0 | 0 | 0 | 0 | 0 | 0 | 0 | 0 | 0 | 0 | 0 | 0 | 0 | 0 | 0.0026768 | 0.0076865 | 0.0094481 | 0.010653 | 0 | 0 | 0 | 0 | 0 | 0 | 56.9411 | 56.1792 | 55.2599 | 54.4326 | 53.6824 | 53.3212 | 52.7331 | 52.7747 | 56.3509 | 61.7021 | 67.9707 | 72.993 | 76.3991 | 77.9362 | 78.552 | 78.2675 | 76.3673 | 72.5491 | 68.2447 | 65.3978 | 63.2435 | 61.335 | 60.2549 | 59.1223 | 0.0042941 | 0.0052071 | 0.0025759 | 0.00332 | 0.003706 | 0.0070674 | 0.0050849 | 0.0030519 | 0.0031869 | 0.003603 | 0.0040678 | 0.0043061 | 0.0041421 | 0.0041533 | 0.0039775 | 0.0038353 | 0.0035887 | 0.0036545 | 0.0032929 | 0.0033625 | 0.0035316 | 0.0030557 | 0.0034615 | 0.0037436
Portfolio Adjusted1-in-2Size: Under 20 kWAll2021December Monthly Peak | Portfolio Adjusted | 1-in-2 | Size: Under 20 kW | All | 2021 | December Monthly Peak | 12 | 0.85647 | 0.8465 | 0.84154 | 0.84171 | 0.8463 | 0.89025 | 0.92565 | 0.96944 | 1.2585 | 1.4779 | 1.572 | 1.5359 | 1.4503 | 1.3681 | 1.2996 | 1.2585 | 1.3288 | 1.4998 | 1.4364 | 1.3362 | 1.2312 | 1.1437 | 1.0311 | 0.88781 | 0 | 0 | 0 | 0 | 0 | 0 | 0 | 0 | 0 | 0 | 0 | 0 | 0 | 0 | 0.0022497 | 0.0063363 | 0.008543 | 0.010808 | 0 | 0 | 0 | 0 | 0 | 0 | 44.6601 | 44.0159 | 43.0641 | 42.2331 | 41.5016 | 40.8832 | 40.8115 | 40.739 | 41.2301 | 44.0119 | 46.6616 | 48.6295 | 50.0117 | 50.8455 | 51.5138 | 51.6488 | 51.1913 | 49.887 | 48.2578 | 47.0715 | 46.1776 | 45.3095 | 44.4978 | 43.6061 | 0.0042725 | 0.0052399 | 0.0025981 | 0.0033797 | 0.0037773 | 0.0073089 | 0.0056543 | 0.0033304 | 0.0036116 | 0.0040878 | 0.0044498 | 0.0044021 | 0.0039768 | 0.0037262 | 0.0033589 | 0.0031942 | 0.0033067 | 0.0038066 | 0.0036649 | 0.0038529 | 0.0040498 | 0.0035966 | 0.003965 | 0.0037213
Portfolio Adjusted1-in-2Size: Under 20 kWAll2021Typical Event Day | Portfolio Adjusted | 1-in-2 | Size: Under 20 kW | All | 2021 | Typical Event Day | 8 | 0.95761 | 0.92631 | 0.90089 | 0.89343 | 0.89904 | 0.92659 | 0.88716 | 1.0017 | 1.3423 | 1.666 | 1.9352 | 2.0916 | 2.157 | 2.213 | 2.2708 | 2.2562 | 2.1462 | 1.8266 | 1.5184 | 1.3836 | 1.373 | 1.2256 | 1.0952 | 1.013 | 0 | 0 | 0 | 0 | 0 | 0 | 0 | 0 | 0 | 0 | 0 | 0 | 0 | 0 | 0.0039309 | 0.01136 | 0.013798 | 0.013163 | 0 | 0 | 0 | 0 | 0 | 0 | 70.3168 | 69.1755 | 68.0997 | 67.1057 | 66.2326 | 65.448 | 64.943 | 65.1633 | 67.9659 | 72.8173 | 77.8602 | 82.0298 | 85.1315 | 87.2778 | 88.5953 | 89.2429 | 89.422 | 88.7264 | 87.1545 | 84.633 | 81.1068 | 77.7718 | 75.4928 | 73.9099 | 0.0048571 | 0.0058245 | 0.0028255 | 0.0036302 | 0.0040642 | 0.0077334 | 0.005587 | 0.0035341 | 0.0039289 | 0.0046664 | 0.0055287 | 0.0060167 | 0.0059174 | 0.0060014 | 0.0058366 | 0.0056782 | 0.0052649 | 0.0045588 | 0.0038523 | 0.0039547 | 0.0044365 | 0.003784 | 0.0041817 | 0.0043329
Portfolio Adjusted1-in-2Size: Under 20 kWAll2022January Monthly Peak | Portfolio Adjusted | 1-in-2 | Size: Under 20 kW | All | 2022 | January Monthly Peak | 1 | 0.80171 | 0.79091 | 0.78618 | 0.78547 | 0.79409 | 0.82564 | 0.87505 | 0.87837 | 1.1057 | 1.3062 | 1.4017 | 1.3899 | 1.331 | 1.2826 | 1.2471 | 1.2193 | 1.2677 | 1.432 | 1.3978 | 1.2957 | 1.1962 | 1.1036 | 0.98814 | 0.83716 | 0 | 0 | 0 | 0 | 0 | 0 | 0 | 0 | 0 | 0 | 0 | 0 | 0 | 0 | 0.0021588 | 0.0061391 | 0.0081502 | 0.01032 | 0 | 0 | 0 | 0 | 0 | 0 | 48.7317 | 48.2663 | 47.986 | 47.5964 | 47.224 | 47.0374 | 47.1113 | 46.9683 | 47.3416 | 48.9013 | 50.945 | 52.6192 | 53.9194 | 54.8618 | 55.4156 | 55.2985 | 55.1437 | 54.4118 | 52.8752 | 51.6468 | 50.8681 | 50.4619 | 49.8158 | 49.06 | 0.003944 | 0.0048274 | 0.0023988 | 0.0031021 | 0.0034917 | 0.0067048 | 0.0052958 | 0.0029971 | 0.0031586 | 0.0035967 | 0.0039442 | 0.0039603 | 0.0036109 | 0.0034414 | 0.0031733 | 0.00304 | 0.0031229 | 0.0036109 | 0.0035506 | 0.0037266 | 0.0039077 | 0.0034465 | 0.0037671 | 0.0034626
Portfolio Adjusted1-in-2Size: Under 20 kWAll2022February Monthly Peak | Portfolio Adjusted | 1-in-2 | Size: Under 20 kW | All | 2022 | February Monthly Peak | 2 | 0.82378 | 0.80906 | 0.80343 | 0.80561 | 0.81467 | 0.84797 | 0.85256 | 0.85667 | 1.0775 | 1.261 | 1.3646 | 1.3862 | 1.3707 | 1.3646 | 1.3638 | 1.3462 | 1.3235 | 1.3283 | 1.3664 | 1.2538 | 1.1538 | 1.0484 | 0.95353 | 0.86517 | 0 | 0 | 0 | 0 | 0 | 0 | 0 | 0 | 0 | 0 | 0 | 0 | 0 | 0 | 0.0023609 | 0.006778 | 0.0085086 | 0.0095725 | 0 | 0 | 0 | 0 | 0 | 0 | 49.5936 | 49.0782 | 48.7101 | 48.3562 | 48.258 | 47.9583 | 47.5458 | 47.9347 | 49.1755 | 52.5529 | 56.3213 | 59.2468 | 60.9258 | 61.7211 | 62.2175 | 62.3162 | 62.0901 | 61.1873 | 59.0463 | 56.8223 | 55.4864 | 54.278 | 53.2239 | 51.8947 | 0.0040951 | 0.0049804 | 0.00247 | 0.0032102 | 0.0036174 | 0.0069606 | 0.0052265 | 0.0029626 | 0.0031211 | 0.0035105 | 0.0038751 | 0.0039832 | 0.003757 | 0.0037043 | 0.0035175 | 0.0033982 | 0.0032654 | 0.0033403 | 0.0034434 | 0.0035617 | 0.0037136 | 0.0032153 | 0.0035913 | 0.0036176
Portfolio Adjusted1-in-2Size: Under 20 kWAll2022March Monthly Peak | Portfolio Adjusted | 1-in-2 | Size: Under 20 kW | All | 2022 | March Monthly Peak | 3 | 0.83587 | 0.81546 | 0.80479 | 0.80431 | 0.81086 | 0.84577 | 0.87648 | 0.8716 | 1.0553 | 1.2316 | 1.3551 | 1.3905 | 1.3793 | 1.3909 | 1.4102 | 1.4089 | 1.3888 | 1.2888 | 1.2342 | 1.2652 | 1.1843 | 1.0851 | 0.9778 | 0.88068 | 0 | 0 | 0 | 0 | 0 | 0 | 0 | 0 | 0 | 0 | 0 | 0 | 0 | 0 | 0.0024411 | 0.0070936 | 0.0089286 | 0.0092875 | 0 | 0 | 0 | 0 | 0 | 0 | 51.2154 | 50.3896 | 49.6895 | 49.2793 | 48.7673 | 48.3871 | 48.0085 | 48.1121 | 50.1501 | 52.7887 | 55.6312 | 58.254 | 60.5268 | 62.1253 | 63.1377 | 63.7508 | 63.4986 | 62.6467 | 60.3313 | 57.3707 | 55.4757 | 53.9908 | 52.7025 | 51.4588 | 0.0041603 | 0.0050288 | 0.0024751 | 0.0032117 | 0.0036052 | 0.0069458 | 0.0053731 | 0.0030063 | 0.0030492 | 0.0034268 | 0.0038402 | 0.0039866 | 0.0037813 | 0.0037809 | 0.0036354 | 0.0035512 | 0.0034247 | 0.003257 | 0.0031439 | 0.0036083 | 0.0038274 | 0.003339 | 0.0036964 | 0.0036836
Portfolio Adjusted1-in-2Size: Under 20 kWAll2022April Monthly Peak | Portfolio Adjusted | 1-in-2 | Size: Under 20 kW | All | 2022 | April Monthly Peak | 4 | 0.87564 | 0.84906 | 0.832 | 0.82831 | 0.82978 | 0.85593 | 0.82613 | 0.85189 | 1.0716 | 1.2856 | 1.4673 | 1.5673 | 1.6192 | 1.6698 | 1.7186 | 1.7114 | 1.6301 | 1.4062 | 1.1985 | 1.2068 | 1.1994 | 1.0806 | 0.97977 | 0.92644 | 0 | 0 | 0 | 0 | 0 | 0 | 0 | 0 | 0 | 0 | 0 | 0 | 0 | 0 | 0.0029749 | 0.0086168 | 0.01048 | 0.010134 | 0 | 0 | 0 | 0 | 0 | 0 | 62.7861 | 61.6881 | 60.6964 | 59.8043 | 58.8726 | 58.1145 | 57.4883 | 57.4278 | 59.6798 | 63.8425 | 68.9907 | 73.6432 | 77.173 | 79.1565 | 80.3126 | 80.836 | 80.5847 | 79.8432 | 78.552 | 76.3429 | 72.5755 | 69.9666 | 67.8013 | 65.7437 | 0.0044055 | 0.0052998 | 0.0025927 | 0.0033499 | 0.0037333 | 0.0071216 | 0.0051818 | 0.0030017 | 0.0031577 | 0.0036433 | 0.0042343 | 0.0045708 | 0.0045045 | 0.004588 | 0.0044743 | 0.004352 | 0.0040302 | 0.0035362 | 0.0030436 | 0.0034334 | 0.0038477 | 0.0032936 | 0.0036893 | 0.0039251
Portfolio Adjusted1-in-2Size: Under 20 kWAll2022May Monthly Peak | Portfolio Adjusted | 1-in-2 | Size: Under 20 kW | All | 2022 | May Monthly Peak | 5 | 0.89291 | 0.86571 | 0.84308 | 0.83664 | 0.84117 | 0.85384 | 0.78468 | 0.87413 | 1.1215 | 1.3572 | 1.5528 | 1.6678 | 1.712 | 1.7569 | 1.7985 | 1.7942 | 1.699 | 1.449 | 1.2202 | 1.1662 | 1.2197 | 1.0988 | 0.99582 | 0.94695 | 0 | 0 | 0 | 0 | 0 | 0 | 0 | 0 | 0 | 0 | 0 | 0 | 0 | 0 | 0.0031134 | 0.0090336 | 0.010923 | 0.010442 | 0 | 0 | 0 | 0 | 0 | 0 | 65.1368 | 63.9361 | 62.821 | 61.7868 | 60.9582 | 60.018 | 59.2499 | 60.103 | 63.5808 | 67.716 | 71.8411 | 75.7556 | 79.0231 | 81.2514 | 82.6793 | 83.4914 | 83.6779 | 83.0427 | 81.4724 | 79.1589 | 75.2768 | 71.9241 | 69.897 | 68.1348 | 0.0045025 | 0.0054196 | 0.0026334 | 0.0033944 | 0.0037951 | 0.0071119 | 0.0049605 | 0.0031012 | 0.0033254 | 0.0038794 | 0.0045179 | 0.0049064 | 0.0047984 | 0.0048571 | 0.0047063 | 0.0045898 | 0.0042243 | 0.0036626 | 0.0031122 | 0.0033374 | 0.0039215 | 0.0033584 | 0.0037582 | 0.0040233
Portfolio Adjusted1-in-2Size: Under 20 kWAll2022June Monthly Peak | Portfolio Adjusted | 1-in-2 | Size: Under 20 kW | All | 2022 | June Monthly Peak | 6 | 0.91835 | 0.88758 | 0.86533 | 0.85743 | 0.86091 | 0.85679 | 0.79381 | 0.93227 | 1.221 | 1.4965 | 1.7337 | 1.8716 | 1.931 | 1.9838 | 2.0299 | 2.0196 | 1.918 | 1.6517 | 1.3886 | 1.2448 | 1.2749 | 1.1786 | 1.0549 | 0.97544 | 0 | 0 | 0 | 0 | 0 | 0 | 0 | 0 | 0 | 0 | 0 | 0 | 0 | 0 | 0.0035138 | 0.010168 | 0.012331 | 0.011903 | 0 | 0 | 0 | 0 | 0 | 0 | 67.7467 | 66.3389 | 65.134 | 64.2475 | 63.2272 | 62.4136 | 61.7792 | 62.6136 | 66.149 | 70.567 | 74.6909 | 78.3397 | 81.0362 | 82.9773 | 84.2056 | 85.0037 | 85.4562 | 85.1489 | 83.9926 | 81.7379 | 78.6269 | 74.8793 | 72.2324 | 70.4567 | 0.0046414 | 0.0055658 | 0.0027037 | 0.0034774 | 0.0038764 | 0.0071284 | 0.0050297 | 0.003299 | 0.0036079 | 0.0042539 | 0.004999 | 0.0054425 | 0.0053581 | 0.0054313 | 0.0052711 | 0.0051371 | 0.0047564 | 0.0041749 | 0.0035521 | 0.0035885 | 0.0041373 | 0.0036419 | 0.0040123 | 0.0041553
Portfolio Adjusted1-in-2Size: Under 20 kWAll2022July Monthly Peak | Portfolio Adjusted | 1-in-2 | Size: Under 20 kW | All | 2022 | July Monthly Peak | 7 | 0.9496 | 0.91901 | 0.89369 | 0.88781 | 0.89108 | 0.90545 | 0.84567 | 0.99957 | 1.3355 | 1.6592 | 1.9319 | 2.0805 | 2.153 | 2.2103 | 2.2558 | 2.2417 | 2.1332 | 1.8217 | 1.5079 | 1.3368 | 1.3492 | 1.2357 | 1.1025 | 1.0136 | 0 | 0 | 0 | 0 | 0 | 0 | 0 | 0 | 0 | 0 | 0 | 0 | 0 | 0 | 0.0039049 | 0.011287 | 0.013715 | 0.013128 | 0 | 0 | 0 | 0 | 0 | 0 | 70.6602 | 69.8363 | 69.0065 | 68.1426 | 67.2462 | 66.6237 | 66.1363 | 66.5077 | 69.2643 | 73.5451 | 78.1723 | 81.7075 | 84.4983 | 86.7232 | 88.4306 | 89.2338 | 89.5022 | 88.822 | 87.4265 | 85.4936 | 82.1029 | 78.302 | 75.837 | 74.2947 | 0.0048305 | 0.005798 | 0.0028121 | 0.0036174 | 0.0040352 | 0.007562 | 0.0053704 | 0.0035465 | 0.0039388 | 0.0047025 | 0.0055647 | 0.0060449 | 0.005966 | 0.0060553 | 0.0058525 | 0.0056978 | 0.0052953 | 0.004604 | 0.0038618 | 0.0038695 | 0.0043949 | 0.0038381 | 0.0042238 | 0.0043396
Portfolio Adjusted1-in-2Size: Under 20 kWAll2022August Monthly Peak | Portfolio Adjusted | 1-in-2 | Size: Under 20 kW | All | 2022 | August Monthly Peak | 8 | 0.97606 | 0.9432 | 0.91552 | 0.90774 | 0.91258 | 0.94135 | 0.90342 | 1.0383 | 1.4177 | 1.7831 | 2.0856 | 2.2609 | 2.3315 | 2.3825 | 2.4305 | 2.4066 | 2.2886 | 1.9482 | 1.61 | 1.4621 | 1.4356 | 1.2775 | 1.1365 | 1.039 | 0 | 0 | 0 | 0 | 0 | 0 | 0 | 0 | 0 | 0 | 0 | 0 | 0 | 0 | 0.0042074 | 0.012117 | 0.014714 | 0.014039 | 0 | 0 | 0 | 0 | 0 | 0 | 73.9768 | 72.7983 | 71.6243 | 70.4555 | 69.6409 | 68.7725 | 68.1607 | 68.0843 | 71.0072 | 76.4659 | 81.6435 | 85.6304 | 88.6854 | 90.8556 | 92.0913 | 92.5224 | 92.646 | 91.7665 | 90.1025 | 87.5154 | 83.5379 | 80.2782 | 78.1627 | 76.523 | 0.0049427 | 0.0059208 | 0.0028674 | 0.0036821 | 0.004119 | 0.0078393 | 0.0056745 | 0.0036491 | 0.0041224 | 0.0049585 | 0.0059203 | 0.0064617 | 0.0063563 | 0.006428 | 0.0062199 | 0.0060337 | 0.0055979 | 0.0048556 | 0.0040782 | 0.0041777 | 0.0046437 | 0.0039492 | 0.0043437 | 0.0044377
Portfolio Adjusted1-in-2Size: Under 20 kWAll2022September Monthly Peak | Portfolio Adjusted | 1-in-2 | Size: Under 20 kW | All | 2022 | September Monthly Peak | 9 | 0.93646 | 0.90706 | 0.88395 | 0.8788 | 0.88446 | 0.91991 | 0.93598 | 0.98627 | 1.314 | 1.638 | 1.9036 | 2.0636 | 2.1328 | 2.1865 | 2.2286 | 2.2072 | 2.0861 | 1.7633 | 1.4673 | 1.4351 | 1.3217 | 1.177 | 1.0554 | 0.98274 | 0 | 0 | 0 | 0 | 0 | 0 | 0 | 0 | 0 | 0 | 0 | 0 | 0 | 0 | 0.0038579 | 0.011113 | 0.013412 | 0.012707 | 0 | 0 | 0 | 0 | 0 | 0 | 68.8835 | 67.7285 | 66.6337 | 65.5772 | 64.8159 | 63.9823 | 63.6961 | 63.4477 | 65.4431 | 70.6913 | 76.9341 | 82.4415 | 86.3063 | 88.5551 | 89.6539 | 90.2116 | 90.0834 | 89.1682 | 87.0963 | 83.785 | 80.1594 | 77.6276 | 75.7392 | 74.3651 | 0.0047421 | 0.0056915 | 0.0027671 | 0.003568 | 0.0039905 | 0.0076642 | 0.0058561 | 0.0034516 | 0.0038098 | 0.0045416 | 0.0053843 | 0.0058965 | 0.0058065 | 0.0058879 | 0.005701 | 0.0055281 | 0.0050902 | 0.0043823 | 0.0037041 | 0.0040576 | 0.0042454 | 0.0036113 | 0.0040094 | 0.004189
Portfolio Adjusted1-in-2Size: Under 20 kWAll2022October Monthly Peak | Portfolio Adjusted | 1-in-2 | Size: Under 20 kW | All | 2022 | October Monthly Peak | 10 | 0.89238 | 0.87112 | 0.85254 | 0.84763 | 0.84909 | 0.87654 | 0.93254 | 0.93667 | 1.1975 | 1.4825 | 1.7198 | 1.8634 | 1.9256 | 1.9859 | 2.0334 | 2.012 | 1.899 | 1.6061 | 1.4614 | 1.3802 | 1.2565 | 1.1265 | 1.0147 | 0.94494 | 0 | 0 | 0 | 0 | 0 | 0 | 0 | 0 | 0 | 0 | 0 | 0 | 0 | 0 | 0.0035199 | 0.01013 | 0.012209 | 0.011574 | 0 | 0 | 0 | 0 | 0 | 0 | 68.362 | 67.5296 | 66.4538 | 65.7304 | 64.896 | 64.1749 | 63.7858 | 63.7747 | 64.6686 | 69.1748 | 75.221 | 80.5442 | 84.0534 | 86.2722 | 87.7123 | 87.9635 | 87.4109 | 86.028 | 83.6824 | 80.07 | 76.2408 | 73.3356 | 71.1869 | 69.3277 | 0.0044965 | 0.0054462 | 0.0026645 | 0.003431 | 0.0038222 | 0.007294 | 0.0058046 | 0.0032684 | 0.0034845 | 0.0041346 | 0.0048787 | 0.0053357 | 0.0052513 | 0.0053634 | 0.0052084 | 0.0050424 | 0.0046372 | 0.003999 | 0.0036696 | 0.0038957 | 0.0040273 | 0.0034488 | 0.0038505 | 0.0040153
Portfolio Adjusted1-in-2Size: Under 20 kWAll2022November Monthly Peak | Portfolio Adjusted | 1-in-2 | Size: Under 20 kW | All | 2022 | November Monthly Peak | 11 | 0.85142 | 0.83233 | 0.82647 | 0.8208 | 0.82332 | 0.85105 | 0.8135 | 0.86442 | 1.0887 | 1.2789 | 1.4219 | 1.492 | 1.5075 | 1.5322 | 1.5463 | 1.5267 | 1.4696 | 1.4782 | 1.3166 | 1.1941 | 1.1042 | 1.0004 | 0.91969 | 0.88168 | 0 | 0 | 0 | 0 | 0 | 0 | 0 | 0 | 0 | 0 | 0 | 0 | 0 | 0 | 0.0026768 | 0.0076865 | 0.0094481 | 0.010653 | 0 | 0 | 0 | 0 | 0 | 0 | 56.9411 | 56.1792 | 55.2599 | 54.4326 | 53.6824 | 53.3212 | 52.7331 | 52.7747 | 56.3509 | 61.7021 | 67.9707 | 72.993 | 76.3991 | 77.9362 | 78.552 | 78.2675 | 76.3673 | 72.5491 | 68.2447 | 65.3978 | 63.2435 | 61.335 | 60.2549 | 59.1223 | 0.0042941 | 0.0052071 | 0.0025759 | 0.00332 | 0.003706 | 0.0070674 | 0.0050849 | 0.0030519 | 0.0031869 | 0.003603 | 0.0040678 | 0.0043061 | 0.0041421 | 0.0041533 | 0.0039775 | 0.0038353 | 0.0035887 | 0.0036545 | 0.0032929 | 0.0033625 | 0.0035316 | 0.0030557 | 0.0034615 | 0.0037436
Portfolio Adjusted1-in-2Size: Under 20 kWAll2022December Monthly Peak | Portfolio Adjusted | 1-in-2 | Size: Under 20 kW | All | 2022 | December Monthly Peak | 12 | 0.85647 | 0.8465 | 0.84154 | 0.84171 | 0.8463 | 0.89025 | 0.92565 | 0.96944 | 1.2585 | 1.4779 | 1.572 | 1.5359 | 1.4503 | 1.3681 | 1.2996 | 1.2585 | 1.3288 | 1.4998 | 1.4364 | 1.3362 | 1.2312 | 1.1437 | 1.0311 | 0.88781 | 0 | 0 | 0 | 0 | 0 | 0 | 0 | 0 | 0 | 0 | 0 | 0 | 0 | 0 | 0.0022497 | 0.0063363 | 0.008543 | 0.010808 | 0 | 0 | 0 | 0 | 0 | 0 | 44.6601 | 44.0159 | 43.0641 | 42.2331 | 41.5016 | 40.8832 | 40.8115 | 40.739 | 41.2301 | 44.0119 | 46.6616 | 48.6295 | 50.0117 | 50.8455 | 51.5138 | 51.6488 | 51.1913 | 49.887 | 48.2578 | 47.0715 | 46.1776 | 45.3095 | 44.4978 | 43.6061 | 0.0042725 | 0.0052399 | 0.0025981 | 0.0033797 | 0.0037773 | 0.0073089 | 0.0056543 | 0.0033304 | 0.0036116 | 0.0040878 | 0.0044498 | 0.0044021 | 0.0039768 | 0.0037262 | 0.0033589 | 0.0031942 | 0.0033067 | 0.0038066 | 0.0036649 | 0.0038529 | 0.0040498 | 0.0035966 | 0.003965 | 0.0037213
Portfolio Adjusted1-in-2Size: Under 20 kWAll2022Typical Event Day | Portfolio Adjusted | 1-in-2 | Size: Under 20 kW | All | 2022 | Typical Event Day | 8 | 0.95761 | 0.92631 | 0.90089 | 0.89343 | 0.89904 | 0.92659 | 0.88716 | 1.0017 | 1.3423 | 1.666 | 1.9352 | 2.0916 | 2.157 | 2.213 | 2.2708 | 2.2562 | 2.1462 | 1.8266 | 1.5184 | 1.3836 | 1.373 | 1.2256 | 1.0952 | 1.013 | 0 | 0 | 0 | 0 | 0 | 0 | 0 | 0 | 0 | 0 | 0 | 0 | 0 | 0 | 0.0039309 | 0.01136 | 0.013798 | 0.013163 | 0 | 0 | 0 | 0 | 0 | 0 | 70.3168 | 69.1755 | 68.0997 | 67.1057 | 66.2326 | 65.448 | 64.943 | 65.1633 | 67.9659 | 72.8173 | 77.8602 | 82.0298 | 85.1315 | 87.2778 | 88.5953 | 89.2429 | 89.422 | 88.7264 | 87.1545 | 84.633 | 81.1068 | 77.7718 | 75.4928 | 73.9099 | 0.0048571 | 0.0058245 | 0.0028255 | 0.0036302 | 0.0040642 | 0.0077334 | 0.005587 | 0.0035341 | 0.0039289 | 0.0046664 | 0.0055287 | 0.0060167 | 0.0059174 | 0.0060014 | 0.0058366 | 0.0056782 | 0.0052649 | 0.0045588 | 0.0038523 | 0.0039547 | 0.0044365 | 0.003784 | 0.0041817 | 0.0043329
Portfolio Adjusted1-in-2Size: Under 20 kWAll2023January Monthly Peak | Portfolio Adjusted | 1-in-2 | Size: Under 20 kW | All | 2023 | January Monthly Peak | 1 | 0.80171 | 0.79091 | 0.78618 | 0.78547 | 0.79409 | 0.82564 | 0.87505 | 0.87837 | 1.1057 | 1.3062 | 1.4017 | 1.3899 | 1.331 | 1.2826 | 1.2471 | 1.2193 | 1.2677 | 1.432 | 1.3978 | 1.2957 | 1.1962 | 1.1036 | 0.98814 | 0.83716 | 0 | 0 | 0 | 0 | 0 | 0 | 0 | 0 | 0 | 0 | 0 | 0 | 0 | 0 | 0.0021588 | 0.0061391 | 0.0081502 | 0.01032 | 0 | 0 | 0 | 0 | 0 | 0 | 48.7317 | 48.2663 | 47.986 | 47.5964 | 47.224 | 47.0374 | 47.1113 | 46.9683 | 47.3416 | 48.9013 | 50.945 | 52.6192 | 53.9194 | 54.8618 | 55.4156 | 55.2985 | 55.1437 | 54.4118 | 52.8752 | 51.6468 | 50.8681 | 50.4619 | 49.8158 | 49.06 | 0.003944 | 0.0048274 | 0.0023988 | 0.0031021 | 0.0034917 | 0.0067048 | 0.0052958 | 0.0029971 | 0.0031586 | 0.0035967 | 0.0039442 | 0.0039603 | 0.0036109 | 0.0034414 | 0.0031733 | 0.00304 | 0.0031229 | 0.0036109 | 0.0035506 | 0.0037266 | 0.0039077 | 0.0034465 | 0.0037671 | 0.0034626
Portfolio Adjusted1-in-2Size: Under 20 kWAll2023February Monthly Peak | Portfolio Adjusted | 1-in-2 | Size: Under 20 kW | All | 2023 | February Monthly Peak | 2 | 0.82378 | 0.80906 | 0.80343 | 0.80561 | 0.81467 | 0.84797 | 0.85256 | 0.85667 | 1.0775 | 1.261 | 1.3646 | 1.3862 | 1.3707 | 1.3646 | 1.3638 | 1.3462 | 1.3235 | 1.3283 | 1.3664 | 1.2538 | 1.1538 | 1.0484 | 0.95353 | 0.86517 | 0 | 0 | 0 | 0 | 0 | 0 | 0 | 0 | 0 | 0 | 0 | 0 | 0 | 0 | 0.0023609 | 0.006778 | 0.0085086 | 0.0095725 | 0 | 0 | 0 | 0 | 0 | 0 | 49.5936 | 49.0782 | 48.7101 | 48.3562 | 48.258 | 47.9583 | 47.5458 | 47.9347 | 49.1755 | 52.5529 | 56.3213 | 59.2468 | 60.9258 | 61.7211 | 62.2175 | 62.3162 | 62.0901 | 61.1873 | 59.0463 | 56.8223 | 55.4864 | 54.278 | 53.2239 | 51.8947 | 0.0040951 | 0.0049804 | 0.00247 | 0.0032102 | 0.0036174 | 0.0069606 | 0.0052265 | 0.0029626 | 0.0031211 | 0.0035105 | 0.0038751 | 0.0039832 | 0.003757 | 0.0037043 | 0.0035175 | 0.0033982 | 0.0032654 | 0.0033403 | 0.0034434 | 0.0035617 | 0.0037136 | 0.0032153 | 0.0035913 | 0.0036176
Portfolio Adjusted1-in-2Size: Under 20 kWAll2023March Monthly Peak | Portfolio Adjusted | 1-in-2 | Size: Under 20 kW | All | 2023 | March Monthly Peak | 3 | 0.83587 | 0.81546 | 0.80479 | 0.80431 | 0.81086 | 0.84577 | 0.87648 | 0.8716 | 1.0553 | 1.2316 | 1.3551 | 1.3905 | 1.3793 | 1.3909 | 1.4102 | 1.4089 | 1.3888 | 1.2888 | 1.2342 | 1.2652 | 1.1843 | 1.0851 | 0.9778 | 0.88068 | 0 | 0 | 0 | 0 | 0 | 0 | 0 | 0 | 0 | 0 | 0 | 0 | 0 | 0 | 0.0024411 | 0.0070936 | 0.0089286 | 0.0092875 | 0 | 0 | 0 | 0 | 0 | 0 | 51.2154 | 50.3896 | 49.6895 | 49.2793 | 48.7673 | 48.3871 | 48.0085 | 48.1121 | 50.1501 | 52.7887 | 55.6312 | 58.254 | 60.5268 | 62.1253 | 63.1377 | 63.7508 | 63.4986 | 62.6467 | 60.3313 | 57.3707 | 55.4757 | 53.9908 | 52.7025 | 51.4588 | 0.0041603 | 0.0050288 | 0.0024751 | 0.0032117 | 0.0036052 | 0.0069458 | 0.0053731 | 0.0030063 | 0.0030492 | 0.0034268 | 0.0038402 | 0.0039866 | 0.0037813 | 0.0037809 | 0.0036354 | 0.0035512 | 0.0034247 | 0.003257 | 0.0031439 | 0.0036083 | 0.0038274 | 0.003339 | 0.0036964 | 0.0036836
Portfolio Adjusted1-in-2Size: Under 20 kWAll2023April Monthly Peak | Portfolio Adjusted | 1-in-2 | Size: Under 20 kW | All | 2023 | April Monthly Peak | 4 | 0.87564 | 0.84906 | 0.832 | 0.82831 | 0.82978 | 0.85593 | 0.82613 | 0.85189 | 1.0716 | 1.2856 | 1.4673 | 1.5673 | 1.6192 | 1.6698 | 1.7186 | 1.7114 | 1.6301 | 1.4062 | 1.1985 | 1.2068 | 1.1994 | 1.0806 | 0.97977 | 0.92644 | 0 | 0 | 0 | 0 | 0 | 0 | 0 | 0 | 0 | 0 | 0 | 0 | 0 | 0 | 0.0029749 | 0.0086168 | 0.01048 | 0.010134 | 0 | 0 | 0 | 0 | 0 | 0 | 62.7861 | 61.6881 | 60.6964 | 59.8043 | 58.8726 | 58.1145 | 57.4883 | 57.4278 | 59.6798 | 63.8425 | 68.9907 | 73.6432 | 77.173 | 79.1565 | 80.3126 | 80.836 | 80.5847 | 79.8432 | 78.552 | 76.3429 | 72.5755 | 69.9666 | 67.8013 | 65.7437 | 0.0044055 | 0.0052998 | 0.0025927 | 0.0033499 | 0.0037333 | 0.0071216 | 0.0051818 | 0.0030017 | 0.0031577 | 0.0036433 | 0.0042343 | 0.0045708 | 0.0045045 | 0.004588 | 0.0044743 | 0.004352 | 0.0040302 | 0.0035362 | 0.0030436 | 0.0034334 | 0.0038477 | 0.0032936 | 0.0036893 | 0.0039251
Portfolio Adjusted1-in-2Size: Under 20 kWAll2023May Monthly Peak | Portfolio Adjusted | 1-in-2 | Size: Under 20 kW | All | 2023 | May Monthly Peak | 5 | 0.89291 | 0.86571 | 0.84308 | 0.83664 | 0.84117 | 0.85384 | 0.78468 | 0.87413 | 1.1215 | 1.3572 | 1.5528 | 1.6678 | 1.712 | 1.7569 | 1.7985 | 1.7942 | 1.699 | 1.449 | 1.2202 | 1.1662 | 1.2197 | 1.0988 | 0.99582 | 0.94695 | 0 | 0 | 0 | 0 | 0 | 0 | 0 | 0 | 0 | 0 | 0 | 0 | 0 | 0 | 0.0031134 | 0.0090336 | 0.010923 | 0.010442 | 0 | 0 | 0 | 0 | 0 | 0 | 65.1368 | 63.9361 | 62.821 | 61.7868 | 60.9582 | 60.018 | 59.2499 | 60.103 | 63.5808 | 67.716 | 71.8411 | 75.7556 | 79.0231 | 81.2514 | 82.6793 | 83.4914 | 83.6779 | 83.0427 | 81.4724 | 79.1589 | 75.2768 | 71.9241 | 69.897 | 68.1348 | 0.0045025 | 0.0054196 | 0.0026334 | 0.0033944 | 0.0037951 | 0.0071119 | 0.0049605 | 0.0031012 | 0.0033254 | 0.0038794 | 0.0045179 | 0.0049064 | 0.0047984 | 0.0048571 | 0.0047063 | 0.0045898 | 0.0042243 | 0.0036626 | 0.0031122 | 0.0033374 | 0.0039215 | 0.0033584 | 0.0037582 | 0.0040233
Portfolio Adjusted1-in-2Size: Under 20 kWAll2023June Monthly Peak | Portfolio Adjusted | 1-in-2 | Size: Under 20 kW | All | 2023 | June Monthly Peak | 6 | 0.91835 | 0.88758 | 0.86533 | 0.85743 | 0.86091 | 0.85679 | 0.79381 | 0.93227 | 1.221 | 1.4965 | 1.7337 | 1.8716 | 1.931 | 1.9838 | 2.0299 | 2.0196 | 1.918 | 1.6517 | 1.3886 | 1.2448 | 1.2749 | 1.1786 | 1.0549 | 0.97544 | 0 | 0 | 0 | 0 | 0 | 0 | 0 | 0 | 0 | 0 | 0 | 0 | 0 | 0 | 0.0035138 | 0.010168 | 0.012331 | 0.011903 | 0 | 0 | 0 | 0 | 0 | 0 | 67.7467 | 66.3389 | 65.134 | 64.2475 | 63.2272 | 62.4136 | 61.7792 | 62.6136 | 66.149 | 70.567 | 74.6909 | 78.3397 | 81.0362 | 82.9773 | 84.2056 | 85.0037 | 85.4562 | 85.1489 | 83.9926 | 81.7379 | 78.6269 | 74.8793 | 72.2324 | 70.4567 | 0.0046414 | 0.0055658 | 0.0027037 | 0.0034774 | 0.0038764 | 0.0071284 | 0.0050297 | 0.003299 | 0.0036079 | 0.0042539 | 0.004999 | 0.0054425 | 0.0053581 | 0.0054313 | 0.0052711 | 0.0051371 | 0.0047564 | 0.0041749 | 0.0035521 | 0.0035885 | 0.0041373 | 0.0036419 | 0.0040123 | 0.0041553
Portfolio Adjusted1-in-2Size: Under 20 kWAll2023July Monthly Peak | Portfolio Adjusted | 1-in-2 | Size: Under 20 kW | All | 2023 | July Monthly Peak | 7 | 0.9496 | 0.91901 | 0.89369 | 0.88781 | 0.89108 | 0.90545 | 0.84567 | 0.99957 | 1.3355 | 1.6592 | 1.9319 | 2.0805 | 2.153 | 2.2103 | 2.2558 | 2.2417 | 2.1332 | 1.8217 | 1.5079 | 1.3368 | 1.3492 | 1.2357 | 1.1025 | 1.0136 | 0 | 0 | 0 | 0 | 0 | 0 | 0 | 0 | 0 | 0 | 0 | 0 | 0 | 0 | 0.0039049 | 0.011287 | 0.013715 | 0.013128 | 0 | 0 | 0 | 0 | 0 | 0 | 70.6602 | 69.8363 | 69.0065 | 68.1426 | 67.2462 | 66.6237 | 66.1363 | 66.5077 | 69.2643 | 73.5451 | 78.1723 | 81.7075 | 84.4983 | 86.7232 | 88.4306 | 89.2338 | 89.5022 | 88.822 | 87.4265 | 85.4936 | 82.1029 | 78.302 | 75.837 | 74.2947 | 0.0048305 | 0.005798 | 0.0028121 | 0.0036174 | 0.0040352 | 0.007562 | 0.0053704 | 0.0035465 | 0.0039388 | 0.0047025 | 0.0055647 | 0.0060449 | 0.005966 | 0.0060553 | 0.0058525 | 0.0056978 | 0.0052953 | 0.004604 | 0.0038618 | 0.0038695 | 0.0043949 | 0.0038381 | 0.0042238 | 0.0043396
Portfolio Adjusted1-in-2Size: Under 20 kWAll2023August Monthly Peak | Portfolio Adjusted | 1-in-2 | Size: Under 20 kW | All | 2023 | August Monthly Peak | 8 | 0.97606 | 0.9432 | 0.91552 | 0.90774 | 0.91258 | 0.94135 | 0.90342 | 1.0383 | 1.4177 | 1.7831 | 2.0856 | 2.2609 | 2.3315 | 2.3825 | 2.4305 | 2.4066 | 2.2886 | 1.9482 | 1.61 | 1.4621 | 1.4356 | 1.2775 | 1.1365 | 1.039 | 0 | 0 | 0 | 0 | 0 | 0 | 0 | 0 | 0 | 0 | 0 | 0 | 0 | 0 | 0.0042074 | 0.012117 | 0.014714 | 0.014039 | 0 | 0 | 0 | 0 | 0 | 0 | 73.9768 | 72.7983 | 71.6243 | 70.4555 | 69.6409 | 68.7725 | 68.1607 | 68.0843 | 71.0072 | 76.4659 | 81.6435 | 85.6304 | 88.6854 | 90.8556 | 92.0913 | 92.5224 | 92.646 | 91.7665 | 90.1025 | 87.5154 | 83.5379 | 80.2782 | 78.1627 | 76.523 | 0.0049427 | 0.0059208 | 0.0028674 | 0.0036821 | 0.004119 | 0.0078393 | 0.0056745 | 0.0036491 | 0.0041224 | 0.0049585 | 0.0059203 | 0.0064617 | 0.0063563 | 0.006428 | 0.0062199 | 0.0060337 | 0.0055979 | 0.0048556 | 0.0040782 | 0.0041777 | 0.0046437 | 0.0039492 | 0.0043437 | 0.0044377
Portfolio Adjusted1-in-2Size: Under 20 kWAll2023September Monthly Peak | Portfolio Adjusted | 1-in-2 | Size: Under 20 kW | All | 2023 | September Monthly Peak | 9 | 0.93646 | 0.90706 | 0.88395 | 0.8788 | 0.88446 | 0.91991 | 0.93598 | 0.98627 | 1.314 | 1.638 | 1.9036 | 2.0636 | 2.1328 | 2.1865 | 2.2286 | 2.2072 | 2.0861 | 1.7633 | 1.4673 | 1.4351 | 1.3217 | 1.177 | 1.0554 | 0.98274 | 0 | 0 | 0 | 0 | 0 | 0 | 0 | 0 | 0 | 0 | 0 | 0 | 0 | 0 | 0.0038579 | 0.011113 | 0.013412 | 0.012707 | 0 | 0 | 0 | 0 | 0 | 0 | 68.8835 | 67.7285 | 66.6337 | 65.5772 | 64.8159 | 63.9823 | 63.6961 | 63.4477 | 65.4431 | 70.6913 | 76.9341 | 82.4415 | 86.3063 | 88.5551 | 89.6539 | 90.2116 | 90.0834 | 89.1682 | 87.0963 | 83.785 | 80.1594 | 77.6276 | 75.7392 | 74.3651 | 0.0047421 | 0.0056915 | 0.0027671 | 0.003568 | 0.0039905 | 0.0076642 | 0.0058561 | 0.0034516 | 0.0038098 | 0.0045416 | 0.0053843 | 0.0058965 | 0.0058065 | 0.0058879 | 0.005701 | 0.0055281 | 0.0050902 | 0.0043823 | 0.0037041 | 0.0040576 | 0.0042454 | 0.0036113 | 0.0040094 | 0.004189
Portfolio Adjusted1-in-2Size: Under 20 kWAll2023October Monthly Peak | Portfolio Adjusted | 1-in-2 | Size: Under 20 kW | All | 2023 | October Monthly Peak | 10 | 0.89238 | 0.87112 | 0.85254 | 0.84763 | 0.84909 | 0.87654 | 0.93254 | 0.93667 | 1.1975 | 1.4825 | 1.7198 | 1.8634 | 1.9256 | 1.9859 | 2.0334 | 2.012 | 1.899 | 1.6061 | 1.4614 | 1.3802 | 1.2565 | 1.1265 | 1.0147 | 0.94494 | 0 | 0 | 0 | 0 | 0 | 0 | 0 | 0 | 0 | 0 | 0 | 0 | 0 | 0 | 0.0035199 | 0.01013 | 0.012209 | 0.011574 | 0 | 0 | 0 | 0 | 0 | 0 | 68.362 | 67.5296 | 66.4538 | 65.7304 | 64.896 | 64.1749 | 63.7858 | 63.7747 | 64.6686 | 69.1748 | 75.221 | 80.5442 | 84.0534 | 86.2722 | 87.7123 | 87.9635 | 87.4109 | 86.028 | 83.6824 | 80.07 | 76.2408 | 73.3356 | 71.1869 | 69.3277 | 0.0044965 | 0.0054462 | 0.0026645 | 0.003431 | 0.0038222 | 0.007294 | 0.0058046 | 0.0032684 | 0.0034845 | 0.0041346 | 0.0048787 | 0.0053357 | 0.0052513 | 0.0053634 | 0.0052084 | 0.0050424 | 0.0046372 | 0.003999 | 0.0036696 | 0.0038957 | 0.0040273 | 0.0034488 | 0.0038505 | 0.0040153
Portfolio Adjusted1-in-2Size: Under 20 kWAll2023November Monthly Peak | Portfolio Adjusted | 1-in-2 | Size: Under 20 kW | All | 2023 | November Monthly Peak | 11 | 0.85142 | 0.83233 | 0.82647 | 0.8208 | 0.82332 | 0.85105 | 0.8135 | 0.86442 | 1.0887 | 1.2789 | 1.4219 | 1.492 | 1.5075 | 1.5322 | 1.5463 | 1.5267 | 1.4696 | 1.4782 | 1.3166 | 1.1941 | 1.1042 | 1.0004 | 0.91969 | 0.88168 | 0 | 0 | 0 | 0 | 0 | 0 | 0 | 0 | 0 | 0 | 0 | 0 | 0 | 0 | 0.0026768 | 0.0076865 | 0.0094481 | 0.010653 | 0 | 0 | 0 | 0 | 0 | 0 | 56.9411 | 56.1792 | 55.2599 | 54.4326 | 53.6824 | 53.3212 | 52.7331 | 52.7747 | 56.3509 | 61.7021 | 67.9707 | 72.993 | 76.3991 | 77.9362 | 78.552 | 78.2675 | 76.3673 | 72.5491 | 68.2447 | 65.3978 | 63.2435 | 61.335 | 60.2549 | 59.1223 | 0.0042941 | 0.0052071 | 0.0025759 | 0.00332 | 0.003706 | 0.0070674 | 0.0050849 | 0.0030519 | 0.0031869 | 0.003603 | 0.0040678 | 0.0043061 | 0.0041421 | 0.0041533 | 0.0039775 | 0.0038353 | 0.0035887 | 0.0036545 | 0.0032929 | 0.0033625 | 0.0035316 | 0.0030557 | 0.0034615 | 0.0037436
Portfolio Adjusted1-in-2Size: Under 20 kWAll2023December Monthly Peak | Portfolio Adjusted | 1-in-2 | Size: Under 20 kW | All | 2023 | December Monthly Peak | 12 | 0.85647 | 0.8465 | 0.84154 | 0.84171 | 0.8463 | 0.89025 | 0.92565 | 0.96944 | 1.2585 | 1.4779 | 1.572 | 1.5359 | 1.4503 | 1.3681 | 1.2996 | 1.2585 | 1.3288 | 1.4998 | 1.4364 | 1.3362 | 1.2312 | 1.1437 | 1.0311 | 0.88781 | 0 | 0 | 0 | 0 | 0 | 0 | 0 | 0 | 0 | 0 | 0 | 0 | 0 | 0 | 0.0022497 | 0.0063363 | 0.008543 | 0.010808 | 0 | 0 | 0 | 0 | 0 | 0 | 44.6601 | 44.0159 | 43.0641 | 42.2331 | 41.5016 | 40.8832 | 40.8115 | 40.739 | 41.2301 | 44.0119 | 46.6616 | 48.6295 | 50.0117 | 50.8455 | 51.5138 | 51.6488 | 51.1913 | 49.887 | 48.2578 | 47.0715 | 46.1776 | 45.3095 | 44.4978 | 43.6061 | 0.0042725 | 0.0052399 | 0.0025981 | 0.0033797 | 0.0037773 | 0.0073089 | 0.0056543 | 0.0033304 | 0.0036116 | 0.0040878 | 0.0044498 | 0.0044021 | 0.0039768 | 0.0037262 | 0.0033589 | 0.0031942 | 0.0033067 | 0.0038066 | 0.0036649 | 0.0038529 | 0.0040498 | 0.0035966 | 0.003965 | 0.0037213
Portfolio Adjusted1-in-2Size: Under 20 kWAll2023Typical Event Day | Portfolio Adjusted | 1-in-2 | Size: Under 20 kW | All | 2023 | Typical Event Day | 8 | 0.95761 | 0.92631 | 0.90089 | 0.89343 | 0.89904 | 0.92659 | 0.88716 | 1.0017 | 1.3423 | 1.666 | 1.9352 | 2.0916 | 2.157 | 2.213 | 2.2708 | 2.2562 | 2.1462 | 1.8266 | 1.5184 | 1.3836 | 1.373 | 1.2256 | 1.0952 | 1.013 | 0 | 0 | 0 | 0 | 0 | 0 | 0 | 0 | 0 | 0 | 0 | 0 | 0 | 0 | 0.0039309 | 0.01136 | 0.013798 | 0.013163 | 0 | 0 | 0 | 0 | 0 | 0 | 70.3168 | 69.1755 | 68.0997 | 67.1057 | 66.2326 | 65.448 | 64.943 | 65.1633 | 67.9659 | 72.8173 | 77.8602 | 82.0298 | 85.1315 | 87.2778 | 88.5953 | 89.2429 | 89.422 | 88.7264 | 87.1545 | 84.633 | 81.1068 | 77.7718 | 75.4928 | 73.9099 | 0.0048571 | 0.0058245 | 0.0028255 | 0.0036302 | 0.0040642 | 0.0077334 | 0.005587 | 0.0035341 | 0.0039289 | 0.0046664 | 0.0055287 | 0.0060167 | 0.0059174 | 0.0060014 | 0.0058366 | 0.0056782 | 0.0052649 | 0.0045588 | 0.0038523 | 0.0039547 | 0.0044365 | 0.003784 | 0.0041817 | 0.0043329
Portfolio Adjusted1-in-2Size: Under 20 kWAll2024January Monthly Peak | Portfolio Adjusted | 1-in-2 | Size: Under 20 kW | All | 2024 | January Monthly Peak | 1 | 0.80171 | 0.79091 | 0.78618 | 0.78547 | 0.79409 | 0.82564 | 0.87505 | 0.87837 | 1.1057 | 1.3062 | 1.4017 | 1.3899 | 1.331 | 1.2826 | 1.2471 | 1.2193 | 1.2677 | 1.432 | 1.3978 | 1.2957 | 1.1962 | 1.1036 | 0.98814 | 0.83716 | 0 | 0 | 0 | 0 | 0 | 0 | 0 | 0 | 0 | 0 | 0 | 0 | 0 | 0 | 0.0021588 | 0.0061391 | 0.0081502 | 0.01032 | 0 | 0 | 0 | 0 | 0 | 0 | 48.7317 | 48.2663 | 47.986 | 47.5964 | 47.224 | 47.0374 | 47.1113 | 46.9683 | 47.3416 | 48.9013 | 50.945 | 52.6192 | 53.9194 | 54.8618 | 55.4156 | 55.2985 | 55.1437 | 54.4118 | 52.8752 | 51.6468 | 50.8681 | 50.4619 | 49.8158 | 49.06 | 0.003944 | 0.0048274 | 0.0023988 | 0.0031021 | 0.0034917 | 0.0067048 | 0.0052958 | 0.0029971 | 0.0031586 | 0.0035967 | 0.0039442 | 0.0039603 | 0.0036109 | 0.0034414 | 0.0031733 | 0.00304 | 0.0031229 | 0.0036109 | 0.0035506 | 0.0037266 | 0.0039077 | 0.0034465 | 0.0037671 | 0.0034626
Portfolio Adjusted1-in-2Size: Under 20 kWAll2024February Monthly Peak | Portfolio Adjusted | 1-in-2 | Size: Under 20 kW | All | 2024 | February Monthly Peak | 2 | 0.82378 | 0.80906 | 0.80343 | 0.80561 | 0.81467 | 0.84797 | 0.85256 | 0.85667 | 1.0775 | 1.261 | 1.3646 | 1.3862 | 1.3707 | 1.3646 | 1.3638 | 1.3462 | 1.3235 | 1.3283 | 1.3664 | 1.2538 | 1.1538 | 1.0484 | 0.95353 | 0.86517 | 0 | 0 | 0 | 0 | 0 | 0 | 0 | 0 | 0 | 0 | 0 | 0 | 0 | 0 | 0.0023609 | 0.006778 | 0.0085086 | 0.0095725 | 0 | 0 | 0 | 0 | 0 | 0 | 49.5936 | 49.0782 | 48.7101 | 48.3562 | 48.258 | 47.9583 | 47.5458 | 47.9347 | 49.1755 | 52.5529 | 56.3213 | 59.2468 | 60.9258 | 61.7211 | 62.2175 | 62.3162 | 62.0901 | 61.1873 | 59.0463 | 56.8223 | 55.4864 | 54.278 | 53.2239 | 51.8947 | 0.0040951 | 0.0049804 | 0.00247 | 0.0032102 | 0.0036174 | 0.0069606 | 0.0052265 | 0.0029626 | 0.0031211 | 0.0035105 | 0.0038751 | 0.0039832 | 0.003757 | 0.0037043 | 0.0035175 | 0.0033982 | 0.0032654 | 0.0033403 | 0.0034434 | 0.0035617 | 0.0037136 | 0.0032153 | 0.0035913 | 0.0036176
Portfolio Adjusted1-in-2Size: Under 20 kWAll2024March Monthly Peak | Portfolio Adjusted | 1-in-2 | Size: Under 20 kW | All | 2024 | March Monthly Peak | 3 | 0.83587 | 0.81546 | 0.80479 | 0.80431 | 0.81086 | 0.84577 | 0.87648 | 0.8716 | 1.0553 | 1.2316 | 1.3551 | 1.3905 | 1.3793 | 1.3909 | 1.4102 | 1.4089 | 1.3888 | 1.2888 | 1.2342 | 1.2652 | 1.1843 | 1.0851 | 0.9778 | 0.88068 | 0 | 0 | 0 | 0 | 0 | 0 | 0 | 0 | 0 | 0 | 0 | 0 | 0 | 0 | 0.0024411 | 0.0070936 | 0.0089286 | 0.0092875 | 0 | 0 | 0 | 0 | 0 | 0 | 51.2154 | 50.3896 | 49.6895 | 49.2793 | 48.7673 | 48.3871 | 48.0085 | 48.1121 | 50.1501 | 52.7887 | 55.6312 | 58.254 | 60.5268 | 62.1253 | 63.1377 | 63.7508 | 63.4986 | 62.6467 | 60.3313 | 57.3707 | 55.4757 | 53.9908 | 52.7025 | 51.4588 | 0.0041603 | 0.0050288 | 0.0024751 | 0.0032117 | 0.0036052 | 0.0069458 | 0.0053731 | 0.0030063 | 0.0030492 | 0.0034268 | 0.0038402 | 0.0039866 | 0.0037813 | 0.0037809 | 0.0036354 | 0.0035512 | 0.0034247 | 0.003257 | 0.0031439 | 0.0036083 | 0.0038274 | 0.003339 | 0.0036964 | 0.0036836
Portfolio Adjusted1-in-2Size: Under 20 kWAll2024April Monthly Peak | Portfolio Adjusted | 1-in-2 | Size: Under 20 kW | All | 2024 | April Monthly Peak | 4 | 0.87564 | 0.84906 | 0.832 | 0.82831 | 0.82978 | 0.85593 | 0.82613 | 0.85189 | 1.0716 | 1.2856 | 1.4673 | 1.5673 | 1.6192 | 1.6698 | 1.7186 | 1.7114 | 1.6301 | 1.4062 | 1.1985 | 1.2068 | 1.1994 | 1.0806 | 0.97977 | 0.92644 | 0 | 0 | 0 | 0 | 0 | 0 | 0 | 0 | 0 | 0 | 0 | 0 | 0 | 0 | 0.0029749 | 0.0086168 | 0.01048 | 0.010134 | 0 | 0 | 0 | 0 | 0 | 0 | 62.7861 | 61.6881 | 60.6964 | 59.8043 | 58.8726 | 58.1145 | 57.4883 | 57.4278 | 59.6798 | 63.8425 | 68.9907 | 73.6432 | 77.173 | 79.1565 | 80.3126 | 80.836 | 80.5847 | 79.8432 | 78.552 | 76.3429 | 72.5755 | 69.9666 | 67.8013 | 65.7437 | 0.0044055 | 0.0052998 | 0.0025927 | 0.0033499 | 0.0037333 | 0.0071216 | 0.0051818 | 0.0030017 | 0.0031577 | 0.0036433 | 0.0042343 | 0.0045708 | 0.0045045 | 0.004588 | 0.0044743 | 0.004352 | 0.0040302 | 0.0035362 | 0.0030436 | 0.0034334 | 0.0038477 | 0.0032936 | 0.0036893 | 0.0039251
Portfolio Adjusted1-in-2Size: Under 20 kWAll2024May Monthly Peak | Portfolio Adjusted | 1-in-2 | Size: Under 20 kW | All | 2024 | May Monthly Peak | 5 | 0.89291 | 0.86571 | 0.84308 | 0.83664 | 0.84117 | 0.85384 | 0.78468 | 0.87413 | 1.1215 | 1.3572 | 1.5528 | 1.6678 | 1.712 | 1.7569 | 1.7985 | 1.7942 | 1.699 | 1.449 | 1.2202 | 1.1662 | 1.2197 | 1.0988 | 0.99582 | 0.94695 | 0 | 0 | 0 | 0 | 0 | 0 | 0 | 0 | 0 | 0 | 0 | 0 | 0 | 0 | 0.0031134 | 0.0090336 | 0.010923 | 0.010442 | 0 | 0 | 0 | 0 | 0 | 0 | 65.1368 | 63.9361 | 62.821 | 61.7868 | 60.9582 | 60.018 | 59.2499 | 60.103 | 63.5808 | 67.716 | 71.8411 | 75.7556 | 79.0231 | 81.2514 | 82.6793 | 83.4914 | 83.6779 | 83.0427 | 81.4724 | 79.1589 | 75.2768 | 71.9241 | 69.897 | 68.1348 | 0.0045025 | 0.0054196 | 0.0026334 | 0.0033944 | 0.0037951 | 0.0071119 | 0.0049605 | 0.0031012 | 0.0033254 | 0.0038794 | 0.0045179 | 0.0049064 | 0.0047984 | 0.0048571 | 0.0047063 | 0.0045898 | 0.0042243 | 0.0036626 | 0.0031122 | 0.0033374 | 0.0039215 | 0.0033584 | 0.0037582 | 0.0040233
Portfolio Adjusted1-in-2Size: Under 20 kWAll2024June Monthly Peak | Portfolio Adjusted | 1-in-2 | Size: Under 20 kW | All | 2024 | June Monthly Peak | 6 | 0.91835 | 0.88758 | 0.86533 | 0.85743 | 0.86091 | 0.85679 | 0.79381 | 0.93227 | 1.221 | 1.4965 | 1.7337 | 1.8716 | 1.931 | 1.9838 | 2.0299 | 2.0196 | 1.918 | 1.6517 | 1.3886 | 1.2448 | 1.2749 | 1.1786 | 1.0549 | 0.97544 | 0 | 0 | 0 | 0 | 0 | 0 | 0 | 0 | 0 | 0 | 0 | 0 | 0 | 0 | 0.0035138 | 0.010168 | 0.012331 | 0.011903 | 0 | 0 | 0 | 0 | 0 | 0 | 67.7467 | 66.3389 | 65.134 | 64.2475 | 63.2272 | 62.4136 | 61.7792 | 62.6136 | 66.149 | 70.567 | 74.6909 | 78.3397 | 81.0362 | 82.9773 | 84.2056 | 85.0037 | 85.4562 | 85.1489 | 83.9926 | 81.7379 | 78.6269 | 74.8793 | 72.2324 | 70.4567 | 0.0046414 | 0.0055658 | 0.0027037 | 0.0034774 | 0.0038764 | 0.0071284 | 0.0050297 | 0.003299 | 0.0036079 | 0.0042539 | 0.004999 | 0.0054425 | 0.0053581 | 0.0054313 | 0.0052711 | 0.0051371 | 0.0047564 | 0.0041749 | 0.0035521 | 0.0035885 | 0.0041373 | 0.0036419 | 0.0040123 | 0.0041553
Portfolio Adjusted1-in-2Size: Under 20 kWAll2024July Monthly Peak | Portfolio Adjusted | 1-in-2 | Size: Under 20 kW | All | 2024 | July Monthly Peak | 7 | 0.9496 | 0.91901 | 0.89369 | 0.88781 | 0.89108 | 0.90545 | 0.84567 | 0.99957 | 1.3355 | 1.6592 | 1.9319 | 2.0805 | 2.153 | 2.2103 | 2.2558 | 2.2417 | 2.1332 | 1.8217 | 1.5079 | 1.3368 | 1.3492 | 1.2357 | 1.1025 | 1.0136 | 0 | 0 | 0 | 0 | 0 | 0 | 0 | 0 | 0 | 0 | 0 | 0 | 0 | 0 | 0.0039049 | 0.011287 | 0.013715 | 0.013128 | 0 | 0 | 0 | 0 | 0 | 0 | 70.6602 | 69.8363 | 69.0065 | 68.1426 | 67.2462 | 66.6237 | 66.1363 | 66.5077 | 69.2643 | 73.5451 | 78.1723 | 81.7075 | 84.4983 | 86.7232 | 88.4306 | 89.2338 | 89.5022 | 88.822 | 87.4265 | 85.4936 | 82.1029 | 78.302 | 75.837 | 74.2947 | 0.0048305 | 0.005798 | 0.0028121 | 0.0036174 | 0.0040352 | 0.007562 | 0.0053704 | 0.0035465 | 0.0039388 | 0.0047025 | 0.0055647 | 0.0060449 | 0.005966 | 0.0060553 | 0.0058525 | 0.0056978 | 0.0052953 | 0.004604 | 0.0038618 | 0.0038695 | 0.0043949 | 0.0038381 | 0.0042238 | 0.0043396
Portfolio Adjusted1-in-2Size: Under 20 kWAll2024August Monthly Peak | Portfolio Adjusted | 1-in-2 | Size: Under 20 kW | All | 2024 | August Monthly Peak | 8 | 0.97606 | 0.9432 | 0.91552 | 0.90774 | 0.91258 | 0.94135 | 0.90342 | 1.0383 | 1.4177 | 1.7831 | 2.0856 | 2.2609 | 2.3315 | 2.3825 | 2.4305 | 2.4066 | 2.2886 | 1.9482 | 1.61 | 1.4621 | 1.4356 | 1.2775 | 1.1365 | 1.039 | 0 | 0 | 0 | 0 | 0 | 0 | 0 | 0 | 0 | 0 | 0 | 0 | 0 | 0 | 0.0042074 | 0.012117 | 0.014714 | 0.014039 | 0 | 0 | 0 | 0 | 0 | 0 | 73.9768 | 72.7983 | 71.6243 | 70.4555 | 69.6409 | 68.7725 | 68.1607 | 68.0843 | 71.0072 | 76.4659 | 81.6435 | 85.6304 | 88.6854 | 90.8556 | 92.0913 | 92.5224 | 92.646 | 91.7665 | 90.1025 | 87.5154 | 83.5379 | 80.2782 | 78.1627 | 76.523 | 0.0049427 | 0.0059208 | 0.0028674 | 0.0036821 | 0.004119 | 0.0078393 | 0.0056745 | 0.0036491 | 0.0041224 | 0.0049585 | 0.0059203 | 0.0064617 | 0.0063563 | 0.006428 | 0.0062199 | 0.0060337 | 0.0055979 | 0.0048556 | 0.0040782 | 0.0041777 | 0.0046437 | 0.0039492 | 0.0043437 | 0.0044377
Portfolio Adjusted1-in-2Size: Under 20 kWAll2024September Monthly Peak | Portfolio Adjusted | 1-in-2 | Size: Under 20 kW | All | 2024 | September Monthly Peak | 9 | 0.93646 | 0.90706 | 0.88395 | 0.8788 | 0.88446 | 0.91991 | 0.93598 | 0.98627 | 1.314 | 1.638 | 1.9036 | 2.0636 | 2.1328 | 2.1865 | 2.2286 | 2.2072 | 2.0861 | 1.7633 | 1.4673 | 1.4351 | 1.3217 | 1.177 | 1.0554 | 0.98274 | 0 | 0 | 0 | 0 | 0 | 0 | 0 | 0 | 0 | 0 | 0 | 0 | 0 | 0 | 0.0038579 | 0.011113 | 0.013412 | 0.012707 | 0 | 0 | 0 | 0 | 0 | 0 | 68.8835 | 67.7285 | 66.6337 | 65.5772 | 64.8159 | 63.9823 | 63.6961 | 63.4477 | 65.4431 | 70.6913 | 76.9341 | 82.4415 | 86.3063 | 88.5551 | 89.6539 | 90.2116 | 90.0834 | 89.1682 | 87.0963 | 83.785 | 80.1594 | 77.6276 | 75.7392 | 74.3651 | 0.0047421 | 0.0056915 | 0.0027671 | 0.003568 | 0.0039905 | 0.0076642 | 0.0058561 | 0.0034516 | 0.0038098 | 0.0045416 | 0.0053843 | 0.0058965 | 0.0058065 | 0.0058879 | 0.005701 | 0.0055281 | 0.0050902 | 0.0043823 | 0.0037041 | 0.0040576 | 0.0042454 | 0.0036113 | 0.0040094 | 0.004189
Portfolio Adjusted1-in-2Size: Under 20 kWAll2024October Monthly Peak | Portfolio Adjusted | 1-in-2 | Size: Under 20 kW | All | 2024 | October Monthly Peak | 10 | 0.89238 | 0.87112 | 0.85254 | 0.84763 | 0.84909 | 0.87654 | 0.93254 | 0.93667 | 1.1975 | 1.4825 | 1.7198 | 1.8634 | 1.9256 | 1.9859 | 2.0334 | 2.012 | 1.899 | 1.6061 | 1.4614 | 1.3802 | 1.2565 | 1.1265 | 1.0147 | 0.94494 | 0 | 0 | 0 | 0 | 0 | 0 | 0 | 0 | 0 | 0 | 0 | 0 | 0 | 0 | 0.0035199 | 0.01013 | 0.012209 | 0.011574 | 0 | 0 | 0 | 0 | 0 | 0 | 68.362 | 67.5296 | 66.4538 | 65.7304 | 64.896 | 64.1749 | 63.7858 | 63.7747 | 64.6686 | 69.1748 | 75.221 | 80.5442 | 84.0534 | 86.2722 | 87.7123 | 87.9635 | 87.4109 | 86.028 | 83.6824 | 80.07 | 76.2408 | 73.3356 | 71.1869 | 69.3277 | 0.0044965 | 0.0054462 | 0.0026645 | 0.003431 | 0.0038222 | 0.007294 | 0.0058046 | 0.0032684 | 0.0034845 | 0.0041346 | 0.0048787 | 0.0053357 | 0.0052513 | 0.0053634 | 0.0052084 | 0.0050424 | 0.0046372 | 0.003999 | 0.0036696 | 0.0038957 | 0.0040273 | 0.0034488 | 0.0038505 | 0.0040153
Portfolio Adjusted1-in-2Size: Under 20 kWAll2024November Monthly Peak | Portfolio Adjusted | 1-in-2 | Size: Under 20 kW | All | 2024 | November Monthly Peak | 11 | 0.85142 | 0.83233 | 0.82647 | 0.8208 | 0.82332 | 0.85105 | 0.8135 | 0.86442 | 1.0887 | 1.2789 | 1.4219 | 1.492 | 1.5075 | 1.5322 | 1.5463 | 1.5267 | 1.4696 | 1.4782 | 1.3166 | 1.1941 | 1.1042 | 1.0004 | 0.91969 | 0.88168 | 0 | 0 | 0 | 0 | 0 | 0 | 0 | 0 | 0 | 0 | 0 | 0 | 0 | 0 | 0.0026768 | 0.0076865 | 0.0094481 | 0.010653 | 0 | 0 | 0 | 0 | 0 | 0 | 56.9411 | 56.1792 | 55.2599 | 54.4326 | 53.6824 | 53.3212 | 52.7331 | 52.7747 | 56.3509 | 61.7021 | 67.9707 | 72.993 | 76.3991 | 77.9362 | 78.552 | 78.2675 | 76.3673 | 72.5491 | 68.2447 | 65.3978 | 63.2435 | 61.335 | 60.2549 | 59.1223 | 0.0042941 | 0.0052071 | 0.0025759 | 0.00332 | 0.003706 | 0.0070674 | 0.0050849 | 0.0030519 | 0.0031869 | 0.003603 | 0.0040678 | 0.0043061 | 0.0041421 | 0.0041533 | 0.0039775 | 0.0038353 | 0.0035887 | 0.0036545 | 0.0032929 | 0.0033625 | 0.0035316 | 0.0030557 | 0.0034615 | 0.0037436
Portfolio Adjusted1-in-2Size: Under 20 kWAll2024December Monthly Peak | Portfolio Adjusted | 1-in-2 | Size: Under 20 kW | All | 2024 | December Monthly Peak | 12 | 0.85647 | 0.8465 | 0.84154 | 0.84171 | 0.8463 | 0.89025 | 0.92565 | 0.96944 | 1.2585 | 1.4779 | 1.572 | 1.5359 | 1.4503 | 1.3681 | 1.2996 | 1.2585 | 1.3288 | 1.4998 | 1.4364 | 1.3362 | 1.2312 | 1.1437 | 1.0311 | 0.88781 | 0 | 0 | 0 | 0 | 0 | 0 | 0 | 0 | 0 | 0 | 0 | 0 | 0 | 0 | 0.0022497 | 0.0063363 | 0.008543 | 0.010808 | 0 | 0 | 0 | 0 | 0 | 0 | 44.6601 | 44.0159 | 43.0641 | 42.2331 | 41.5016 | 40.8832 | 40.8115 | 40.739 | 41.2301 | 44.0119 | 46.6616 | 48.6295 | 50.0117 | 50.8455 | 51.5138 | 51.6488 | 51.1913 | 49.887 | 48.2578 | 47.0715 | 46.1776 | 45.3095 | 44.4978 | 43.6061 | 0.0042725 | 0.0052399 | 0.0025981 | 0.0033797 | 0.0037773 | 0.0073089 | 0.0056543 | 0.0033304 | 0.0036116 | 0.0040878 | 0.0044498 | 0.0044021 | 0.0039768 | 0.0037262 | 0.0033589 | 0.0031942 | 0.0033067 | 0.0038066 | 0.0036649 | 0.0038529 | 0.0040498 | 0.0035966 | 0.003965 | 0.0037213
Portfolio Adjusted1-in-2Size: Under 20 kWAll2024Typical Event Day | Portfolio Adjusted | 1-in-2 | Size: Under 20 kW | All | 2024 | Typical Event Day | 8 | 0.95761 | 0.92631 | 0.90089 | 0.89343 | 0.89904 | 0.92659 | 0.88716 | 1.0017 | 1.3423 | 1.666 | 1.9352 | 2.0916 | 2.157 | 2.213 | 2.2708 | 2.2562 | 2.1462 | 1.8266 | 1.5184 | 1.3836 | 1.373 | 1.2256 | 1.0952 | 1.013 | 0 | 0 | 0 | 0 | 0 | 0 | 0 | 0 | 0 | 0 | 0 | 0 | 0 | 0 | 0.0039309 | 0.01136 | 0.013798 | 0.013163 | 0 | 0 | 0 | 0 | 0 | 0 | 70.3168 | 69.1755 | 68.0997 | 67.1057 | 66.2326 | 65.448 | 64.943 | 65.1633 | 67.9659 | 72.8173 | 77.8602 | 82.0298 | 85.1315 | 87.2778 | 88.5953 | 89.2429 | 89.422 | 88.7264 | 87.1545 | 84.633 | 81.1068 | 77.7718 | 75.4928 | 73.9099 | 0.0048571 | 0.0058245 | 0.0028255 | 0.0036302 | 0.0040642 | 0.0077334 | 0.005587 | 0.0035341 | 0.0039289 | 0.0046664 | 0.0055287 | 0.0060167 | 0.0059174 | 0.0060014 | 0.0058366 | 0.0056782 | 0.0052649 | 0.0045588 | 0.0038523 | 0.0039547 | 0.0044365 | 0.003784 | 0.0041817 | 0.0043329
Portfolio Adjusted1-in-2Size: Under 20 kWAll2025January Monthly Peak | Portfolio Adjusted | 1-in-2 | Size: Under 20 kW | All | 2025 | January Monthly Peak | 1 | 0.80171 | 0.79091 | 0.78618 | 0.78547 | 0.79409 | 0.82564 | 0.87505 | 0.87837 | 1.1057 | 1.3062 | 1.4017 | 1.3899 | 1.331 | 1.2826 | 1.2471 | 1.2193 | 1.2677 | 1.432 | 1.3978 | 1.2957 | 1.1962 | 1.1036 | 0.98814 | 0.83716 | 0 | 0 | 0 | 0 | 0 | 0 | 0 | 0 | 0 | 0 | 0 | 0 | 0 | 0 | 0.0021588 | 0.0061391 | 0.0081502 | 0.01032 | 0 | 0 | 0 | 0 | 0 | 0 | 48.7317 | 48.2663 | 47.986 | 47.5964 | 47.224 | 47.0374 | 47.1113 | 46.9683 | 47.3416 | 48.9013 | 50.945 | 52.6192 | 53.9194 | 54.8618 | 55.4156 | 55.2985 | 55.1437 | 54.4118 | 52.8752 | 51.6468 | 50.8681 | 50.4619 | 49.8158 | 49.06 | 0.003944 | 0.0048274 | 0.0023988 | 0.0031021 | 0.0034917 | 0.0067048 | 0.0052958 | 0.0029971 | 0.0031586 | 0.0035967 | 0.0039442 | 0.0039603 | 0.0036109 | 0.0034414 | 0.0031733 | 0.00304 | 0.0031229 | 0.0036109 | 0.0035506 | 0.0037266 | 0.0039077 | 0.0034465 | 0.0037671 | 0.0034626
Portfolio Adjusted1-in-2Size: Under 20 kWAll2025February Monthly Peak | Portfolio Adjusted | 1-in-2 | Size: Under 20 kW | All | 2025 | February Monthly Peak | 2 | 0.82378 | 0.80906 | 0.80343 | 0.80561 | 0.81467 | 0.84797 | 0.85256 | 0.85667 | 1.0775 | 1.261 | 1.3646 | 1.3862 | 1.3707 | 1.3646 | 1.3638 | 1.3462 | 1.3235 | 1.3283 | 1.3664 | 1.2538 | 1.1538 | 1.0484 | 0.95353 | 0.86517 | 0 | 0 | 0 | 0 | 0 | 0 | 0 | 0 | 0 | 0 | 0 | 0 | 0 | 0 | 0.0023609 | 0.006778 | 0.0085086 | 0.0095725 | 0 | 0 | 0 | 0 | 0 | 0 | 49.5936 | 49.0782 | 48.7101 | 48.3562 | 48.258 | 47.9583 | 47.5458 | 47.9347 | 49.1755 | 52.5529 | 56.3213 | 59.2468 | 60.9258 | 61.7211 | 62.2175 | 62.3162 | 62.0901 | 61.1873 | 59.0463 | 56.8223 | 55.4864 | 54.278 | 53.2239 | 51.8947 | 0.0040951 | 0.0049804 | 0.00247 | 0.0032102 | 0.0036174 | 0.0069606 | 0.0052265 | 0.0029626 | 0.0031211 | 0.0035105 | 0.0038751 | 0.0039832 | 0.003757 | 0.0037043 | 0.0035175 | 0.0033982 | 0.0032654 | 0.0033403 | 0.0034434 | 0.0035617 | 0.0037136 | 0.0032153 | 0.0035913 | 0.0036176
Portfolio Adjusted1-in-2Size: Under 20 kWAll2025March Monthly Peak | Portfolio Adjusted | 1-in-2 | Size: Under 20 kW | All | 2025 | March Monthly Peak | 3 | 0.83587 | 0.81546 | 0.80479 | 0.80431 | 0.81086 | 0.84577 | 0.87648 | 0.8716 | 1.0553 | 1.2316 | 1.3551 | 1.3905 | 1.3793 | 1.3909 | 1.4102 | 1.4089 | 1.3888 | 1.2888 | 1.2342 | 1.2652 | 1.1843 | 1.0851 | 0.9778 | 0.88068 | 0 | 0 | 0 | 0 | 0 | 0 | 0 | 0 | 0 | 0 | 0 | 0 | 0 | 0 | 0.0024411 | 0.0070936 | 0.0089286 | 0.0092875 | 0 | 0 | 0 | 0 | 0 | 0 | 51.2154 | 50.3896 | 49.6895 | 49.2793 | 48.7673 | 48.3871 | 48.0085 | 48.1121 | 50.1501 | 52.7887 | 55.6312 | 58.254 | 60.5268 | 62.1253 | 63.1377 | 63.7508 | 63.4986 | 62.6467 | 60.3313 | 57.3707 | 55.4757 | 53.9908 | 52.7025 | 51.4588 | 0.0041603 | 0.0050288 | 0.0024751 | 0.0032117 | 0.0036052 | 0.0069458 | 0.0053731 | 0.0030063 | 0.0030492 | 0.0034268 | 0.0038402 | 0.0039866 | 0.0037813 | 0.0037809 | 0.0036354 | 0.0035512 | 0.0034247 | 0.003257 | 0.0031439 | 0.0036083 | 0.0038274 | 0.003339 | 0.0036964 | 0.0036836
Portfolio Adjusted1-in-2Size: Under 20 kWAll2025April Monthly Peak | Portfolio Adjusted | 1-in-2 | Size: Under 20 kW | All | 2025 | April Monthly Peak | 4 | 0.87564 | 0.84906 | 0.832 | 0.82831 | 0.82978 | 0.85593 | 0.82613 | 0.85189 | 1.0716 | 1.2856 | 1.4673 | 1.5673 | 1.6192 | 1.6698 | 1.7186 | 1.7114 | 1.6301 | 1.4062 | 1.1985 | 1.2068 | 1.1994 | 1.0806 | 0.97977 | 0.92644 | 0 | 0 | 0 | 0 | 0 | 0 | 0 | 0 | 0 | 0 | 0 | 0 | 0 | 0 | 0.0029749 | 0.0086168 | 0.01048 | 0.010134 | 0 | 0 | 0 | 0 | 0 | 0 | 62.7861 | 61.6881 | 60.6964 | 59.8043 | 58.8726 | 58.1145 | 57.4883 | 57.4278 | 59.6798 | 63.8425 | 68.9907 | 73.6432 | 77.173 | 79.1565 | 80.3126 | 80.836 | 80.5847 | 79.8432 | 78.552 | 76.3429 | 72.5755 | 69.9666 | 67.8013 | 65.7437 | 0.0044055 | 0.0052998 | 0.0025927 | 0.0033499 | 0.0037333 | 0.0071216 | 0.0051818 | 0.0030017 | 0.0031577 | 0.0036433 | 0.0042343 | 0.0045708 | 0.0045045 | 0.004588 | 0.0044743 | 0.004352 | 0.0040302 | 0.0035362 | 0.0030436 | 0.0034334 | 0.0038477 | 0.0032936 | 0.0036893 | 0.0039251
Portfolio Adjusted1-in-2Size: Under 20 kWAll2025May Monthly Peak | Portfolio Adjusted | 1-in-2 | Size: Under 20 kW | All | 2025 | May Monthly Peak | 5 | 0.89291 | 0.86571 | 0.84308 | 0.83664 | 0.84117 | 0.85384 | 0.78468 | 0.87413 | 1.1215 | 1.3572 | 1.5528 | 1.6678 | 1.712 | 1.7569 | 1.7985 | 1.7942 | 1.699 | 1.449 | 1.2202 | 1.1662 | 1.2197 | 1.0988 | 0.99582 | 0.94695 | 0 | 0 | 0 | 0 | 0 | 0 | 0 | 0 | 0 | 0 | 0 | 0 | 0 | 0 | 0.0031134 | 0.0090336 | 0.010923 | 0.010442 | 0 | 0 | 0 | 0 | 0 | 0 | 65.1368 | 63.9361 | 62.821 | 61.7868 | 60.9582 | 60.018 | 59.2499 | 60.103 | 63.5808 | 67.716 | 71.8411 | 75.7556 | 79.0231 | 81.2514 | 82.6793 | 83.4914 | 83.6779 | 83.0427 | 81.4724 | 79.1589 | 75.2768 | 71.9241 | 69.897 | 68.1348 | 0.0045025 | 0.0054196 | 0.0026334 | 0.0033944 | 0.0037951 | 0.0071119 | 0.0049605 | 0.0031012 | 0.0033254 | 0.0038794 | 0.0045179 | 0.0049064 | 0.0047984 | 0.0048571 | 0.0047063 | 0.0045898 | 0.0042243 | 0.0036626 | 0.0031122 | 0.0033374 | 0.0039215 | 0.0033584 | 0.0037582 | 0.0040233
Portfolio Adjusted1-in-2Size: Under 20 kWAll2025June Monthly Peak | Portfolio Adjusted | 1-in-2 | Size: Under 20 kW | All | 2025 | June Monthly Peak | 6 | 0.91835 | 0.88758 | 0.86533 | 0.85743 | 0.86091 | 0.85679 | 0.79381 | 0.93227 | 1.221 | 1.4965 | 1.7337 | 1.8716 | 1.931 | 1.9838 | 2.0299 | 2.0196 | 1.918 | 1.6517 | 1.3886 | 1.2448 | 1.2749 | 1.1786 | 1.0549 | 0.97544 | 0 | 0 | 0 | 0 | 0 | 0 | 0 | 0 | 0 | 0 | 0 | 0 | 0 | 0 | 0.0035138 | 0.010168 | 0.012331 | 0.011903 | 0 | 0 | 0 | 0 | 0 | 0 | 67.7467 | 66.3389 | 65.134 | 64.2475 | 63.2272 | 62.4136 | 61.7792 | 62.6136 | 66.149 | 70.567 | 74.6909 | 78.3397 | 81.0362 | 82.9773 | 84.2056 | 85.0037 | 85.4562 | 85.1489 | 83.9926 | 81.7379 | 78.6269 | 74.8793 | 72.2324 | 70.4567 | 0.0046414 | 0.0055658 | 0.0027037 | 0.0034774 | 0.0038764 | 0.0071284 | 0.0050297 | 0.003299 | 0.0036079 | 0.0042539 | 0.004999 | 0.0054425 | 0.0053581 | 0.0054313 | 0.0052711 | 0.0051371 | 0.0047564 | 0.0041749 | 0.0035521 | 0.0035885 | 0.0041373 | 0.0036419 | 0.0040123 | 0.0041553
Portfolio Adjusted1-in-2Size: Under 20 kWAll2025July Monthly Peak | Portfolio Adjusted | 1-in-2 | Size: Under 20 kW | All | 2025 | July Monthly Peak | 7 | 0.9496 | 0.91901 | 0.89369 | 0.88781 | 0.89108 | 0.90545 | 0.84567 | 0.99957 | 1.3355 | 1.6592 | 1.9319 | 2.0805 | 2.153 | 2.2103 | 2.2558 | 2.2417 | 2.1332 | 1.8217 | 1.5079 | 1.3368 | 1.3492 | 1.2357 | 1.1025 | 1.0136 | 0 | 0 | 0 | 0 | 0 | 0 | 0 | 0 | 0 | 0 | 0 | 0 | 0 | 0 | 0.0039049 | 0.011287 | 0.013715 | 0.013128 | 0 | 0 | 0 | 0 | 0 | 0 | 70.6602 | 69.8363 | 69.0065 | 68.1426 | 67.2462 | 66.6237 | 66.1363 | 66.5077 | 69.2643 | 73.5451 | 78.1723 | 81.7075 | 84.4983 | 86.7232 | 88.4306 | 89.2338 | 89.5022 | 88.822 | 87.4265 | 85.4936 | 82.1029 | 78.302 | 75.837 | 74.2947 | 0.0048305 | 0.005798 | 0.0028121 | 0.0036174 | 0.0040352 | 0.007562 | 0.0053704 | 0.0035465 | 0.0039388 | 0.0047025 | 0.0055647 | 0.0060449 | 0.005966 | 0.0060553 | 0.0058525 | 0.0056978 | 0.0052953 | 0.004604 | 0.0038618 | 0.0038695 | 0.0043949 | 0.0038381 | 0.0042238 | 0.0043396
Portfolio Adjusted1-in-2Size: Under 20 kWAll2025August Monthly Peak | Portfolio Adjusted | 1-in-2 | Size: Under 20 kW | All | 2025 | August Monthly Peak | 8 | 0.97606 | 0.9432 | 0.91552 | 0.90774 | 0.91258 | 0.94135 | 0.90342 | 1.0383 | 1.4177 | 1.7831 | 2.0856 | 2.2609 | 2.3315 | 2.3825 | 2.4305 | 2.4066 | 2.2886 | 1.9482 | 1.61 | 1.4621 | 1.4356 | 1.2775 | 1.1365 | 1.039 | 0 | 0 | 0 | 0 | 0 | 0 | 0 | 0 | 0 | 0 | 0 | 0 | 0 | 0 | 0.0042074 | 0.012117 | 0.014714 | 0.014039 | 0 | 0 | 0 | 0 | 0 | 0 | 73.9768 | 72.7983 | 71.6243 | 70.4555 | 69.6409 | 68.7725 | 68.1607 | 68.0843 | 71.0072 | 76.4659 | 81.6435 | 85.6304 | 88.6854 | 90.8556 | 92.0913 | 92.5224 | 92.646 | 91.7665 | 90.1025 | 87.5154 | 83.5379 | 80.2782 | 78.1627 | 76.523 | 0.0049427 | 0.0059208 | 0.0028674 | 0.0036821 | 0.004119 | 0.0078393 | 0.0056745 | 0.0036491 | 0.0041224 | 0.0049585 | 0.0059203 | 0.0064617 | 0.0063563 | 0.006428 | 0.0062199 | 0.0060337 | 0.0055979 | 0.0048556 | 0.0040782 | 0.0041777 | 0.0046437 | 0.0039492 | 0.0043437 | 0.0044377
Portfolio Adjusted1-in-2Size: Under 20 kWAll2025September Monthly Peak | Portfolio Adjusted | 1-in-2 | Size: Under 20 kW | All | 2025 | September Monthly Peak | 9 | 0.93646 | 0.90706 | 0.88395 | 0.8788 | 0.88446 | 0.91991 | 0.93598 | 0.98627 | 1.314 | 1.638 | 1.9036 | 2.0636 | 2.1328 | 2.1865 | 2.2286 | 2.2072 | 2.0861 | 1.7633 | 1.4673 | 1.4351 | 1.3217 | 1.177 | 1.0554 | 0.98274 | 0 | 0 | 0 | 0 | 0 | 0 | 0 | 0 | 0 | 0 | 0 | 0 | 0 | 0 | 0.0038579 | 0.011113 | 0.013412 | 0.012707 | 0 | 0 | 0 | 0 | 0 | 0 | 68.8835 | 67.7285 | 66.6337 | 65.5772 | 64.8159 | 63.9823 | 63.6961 | 63.4477 | 65.4431 | 70.6913 | 76.9341 | 82.4415 | 86.3063 | 88.5551 | 89.6539 | 90.2116 | 90.0834 | 89.1682 | 87.0963 | 83.785 | 80.1594 | 77.6276 | 75.7392 | 74.3651 | 0.0047421 | 0.0056915 | 0.0027671 | 0.003568 | 0.0039905 | 0.0076642 | 0.0058561 | 0.0034516 | 0.0038098 | 0.0045416 | 0.0053843 | 0.0058965 | 0.0058065 | 0.0058879 | 0.005701 | 0.0055281 | 0.0050902 | 0.0043823 | 0.0037041 | 0.0040576 | 0.0042454 | 0.0036113 | 0.0040094 | 0.004189
Portfolio Adjusted1-in-2Size: Under 20 kWAll2025October Monthly Peak | Portfolio Adjusted | 1-in-2 | Size: Under 20 kW | All | 2025 | October Monthly Peak | 10 | 0.89238 | 0.87112 | 0.85254 | 0.84763 | 0.84909 | 0.87654 | 0.93254 | 0.93667 | 1.1975 | 1.4825 | 1.7198 | 1.8634 | 1.9256 | 1.9859 | 2.0334 | 2.012 | 1.899 | 1.6061 | 1.4614 | 1.3802 | 1.2565 | 1.1265 | 1.0147 | 0.94494 | 0 | 0 | 0 | 0 | 0 | 0 | 0 | 0 | 0 | 0 | 0 | 0 | 0 | 0 | 0.0035199 | 0.01013 | 0.012209 | 0.011574 | 0 | 0 | 0 | 0 | 0 | 0 | 68.362 | 67.5296 | 66.4538 | 65.7304 | 64.896 | 64.1749 | 63.7858 | 63.7747 | 64.6686 | 69.1748 | 75.221 | 80.5442 | 84.0534 | 86.2722 | 87.7123 | 87.9635 | 87.4109 | 86.028 | 83.6824 | 80.07 | 76.2408 | 73.3356 | 71.1869 | 69.3277 | 0.0044965 | 0.0054462 | 0.0026645 | 0.003431 | 0.0038222 | 0.007294 | 0.0058046 | 0.0032684 | 0.0034845 | 0.0041346 | 0.0048787 | 0.0053357 | 0.0052513 | 0.0053634 | 0.0052084 | 0.0050424 | 0.0046372 | 0.003999 | 0.0036696 | 0.0038957 | 0.0040273 | 0.0034488 | 0.0038505 | 0.0040153
Portfolio Adjusted1-in-2Size: Under 20 kWAll2025November Monthly Peak | Portfolio Adjusted | 1-in-2 | Size: Under 20 kW | All | 2025 | November Monthly Peak | 11 | 0.85142 | 0.83233 | 0.82647 | 0.8208 | 0.82332 | 0.85105 | 0.8135 | 0.86442 | 1.0887 | 1.2789 | 1.4219 | 1.492 | 1.5075 | 1.5322 | 1.5463 | 1.5267 | 1.4696 | 1.4782 | 1.3166 | 1.1941 | 1.1042 | 1.0004 | 0.91969 | 0.88168 | 0 | 0 | 0 | 0 | 0 | 0 | 0 | 0 | 0 | 0 | 0 | 0 | 0 | 0 | 0.0026768 | 0.0076865 | 0.0094481 | 0.010653 | 0 | 0 | 0 | 0 | 0 | 0 | 56.9411 | 56.1792 | 55.2599 | 54.4326 | 53.6824 | 53.3212 | 52.7331 | 52.7747 | 56.3509 | 61.7021 | 67.9707 | 72.993 | 76.3991 | 77.9362 | 78.552 | 78.2675 | 76.3673 | 72.5491 | 68.2447 | 65.3978 | 63.2435 | 61.335 | 60.2549 | 59.1223 | 0.0042941 | 0.0052071 | 0.0025759 | 0.00332 | 0.003706 | 0.0070674 | 0.0050849 | 0.0030519 | 0.0031869 | 0.003603 | 0.0040678 | 0.0043061 | 0.0041421 | 0.0041533 | 0.0039775 | 0.0038353 | 0.0035887 | 0.0036545 | 0.0032929 | 0.0033625 | 0.0035316 | 0.0030557 | 0.0034615 | 0.0037436
Portfolio Adjusted1-in-2Size: Under 20 kWAll2025December Monthly Peak | Portfolio Adjusted | 1-in-2 | Size: Under 20 kW | All | 2025 | December Monthly Peak | 12 | 0.85647 | 0.8465 | 0.84154 | 0.84171 | 0.8463 | 0.89025 | 0.92565 | 0.96944 | 1.2585 | 1.4779 | 1.572 | 1.5359 | 1.4503 | 1.3681 | 1.2996 | 1.2585 | 1.3288 | 1.4998 | 1.4364 | 1.3362 | 1.2312 | 1.1437 | 1.0311 | 0.88781 | 0 | 0 | 0 | 0 | 0 | 0 | 0 | 0 | 0 | 0 | 0 | 0 | 0 | 0 | 0.0022497 | 0.0063363 | 0.008543 | 0.010808 | 0 | 0 | 0 | 0 | 0 | 0 | 44.6601 | 44.0159 | 43.0641 | 42.2331 | 41.5016 | 40.8832 | 40.8115 | 40.739 | 41.2301 | 44.0119 | 46.6616 | 48.6295 | 50.0117 | 50.8455 | 51.5138 | 51.6488 | 51.1913 | 49.887 | 48.2578 | 47.0715 | 46.1776 | 45.3095 | 44.4978 | 43.6061 | 0.0042725 | 0.0052399 | 0.0025981 | 0.0033797 | 0.0037773 | 0.0073089 | 0.0056543 | 0.0033304 | 0.0036116 | 0.0040878 | 0.0044498 | 0.0044021 | 0.0039768 | 0.0037262 | 0.0033589 | 0.0031942 | 0.0033067 | 0.0038066 | 0.0036649 | 0.0038529 | 0.0040498 | 0.0035966 | 0.003965 | 0.0037213
Portfolio Adjusted1-in-2Size: Under 20 kWAll2025Typical Event Day | Portfolio Adjusted | 1-in-2 | Size: Under 20 kW | All | 2025 | Typical Event Day | 8 | 0.95761 | 0.92631 | 0.90089 | 0.89343 | 0.89904 | 0.92659 | 0.88716 | 1.0017 | 1.3423 | 1.666 | 1.9352 | 2.0916 | 2.157 | 2.213 | 2.2708 | 2.2562 | 2.1462 | 1.8266 | 1.5184 | 1.3836 | 1.373 | 1.2256 | 1.0952 | 1.013 | 0 | 0 | 0 | 0 | 0 | 0 | 0 | 0 | 0 | 0 | 0 | 0 | 0 | 0 | 0.0039309 | 0.01136 | 0.013798 | 0.013163 | 0 | 0 | 0 | 0 | 0 | 0 | 70.3168 | 69.1755 | 68.0997 | 67.1057 | 66.2326 | 65.448 | 64.943 | 65.1633 | 67.9659 | 72.8173 | 77.8602 | 82.0298 | 85.1315 | 87.2778 | 88.5953 | 89.2429 | 89.422 | 88.7264 | 87.1545 | 84.633 | 81.1068 | 77.7718 | 75.4928 | 73.9099 | 0.0048571 | 0.0058245 | 0.0028255 | 0.0036302 | 0.0040642 | 0.0077334 | 0.005587 | 0.0035341 | 0.0039289 | 0.0046664 | 0.0055287 | 0.0060167 | 0.0059174 | 0.0060014 | 0.0058366 | 0.0056782 | 0.0052649 | 0.0045588 | 0.0038523 | 0.0039547 | 0.0044365 | 0.003784 | 0.0041817 | 0.0043329
Portfolio Adjusted1-in-2Size: Under 20 kWAll2026January Monthly Peak | Portfolio Adjusted | 1-in-2 | Size: Under 20 kW | All | 2026 | January Monthly Peak | 1 | 0.80171 | 0.79091 | 0.78618 | 0.78547 | 0.79409 | 0.82564 | 0.87505 | 0.87837 | 1.1057 | 1.3062 | 1.4017 | 1.3899 | 1.331 | 1.2826 | 1.2471 | 1.2193 | 1.2677 | 1.432 | 1.3978 | 1.2957 | 1.1962 | 1.1036 | 0.98814 | 0.83716 | 0 | 0 | 0 | 0 | 0 | 0 | 0 | 0 | 0 | 0 | 0 | 0 | 0 | 0 | 0.0021588 | 0.0061391 | 0.0081502 | 0.01032 | 0 | 0 | 0 | 0 | 0 | 0 | 48.7317 | 48.2663 | 47.986 | 47.5964 | 47.224 | 47.0374 | 47.1113 | 46.9683 | 47.3416 | 48.9013 | 50.945 | 52.6192 | 53.9194 | 54.8618 | 55.4156 | 55.2985 | 55.1437 | 54.4118 | 52.8752 | 51.6468 | 50.8681 | 50.4619 | 49.8158 | 49.06 | 0.003944 | 0.0048274 | 0.0023988 | 0.0031021 | 0.0034917 | 0.0067048 | 0.0052958 | 0.0029971 | 0.0031586 | 0.0035967 | 0.0039442 | 0.0039603 | 0.0036109 | 0.0034414 | 0.0031733 | 0.00304 | 0.0031229 | 0.0036109 | 0.0035506 | 0.0037266 | 0.0039077 | 0.0034465 | 0.0037671 | 0.0034626
Portfolio Adjusted1-in-2Size: Under 20 kWAll2026February Monthly Peak | Portfolio Adjusted | 1-in-2 | Size: Under 20 kW | All | 2026 | February Monthly Peak | 2 | 0.82378 | 0.80906 | 0.80343 | 0.80561 | 0.81467 | 0.84797 | 0.85256 | 0.85667 | 1.0775 | 1.261 | 1.3646 | 1.3862 | 1.3707 | 1.3646 | 1.3638 | 1.3462 | 1.3235 | 1.3283 | 1.3664 | 1.2538 | 1.1538 | 1.0484 | 0.95353 | 0.86517 | 0 | 0 | 0 | 0 | 0 | 0 | 0 | 0 | 0 | 0 | 0 | 0 | 0 | 0 | 0.0023609 | 0.006778 | 0.0085086 | 0.0095725 | 0 | 0 | 0 | 0 | 0 | 0 | 49.5936 | 49.0782 | 48.7101 | 48.3562 | 48.258 | 47.9583 | 47.5458 | 47.9347 | 49.1755 | 52.5529 | 56.3213 | 59.2468 | 60.9258 | 61.7211 | 62.2175 | 62.3162 | 62.0901 | 61.1873 | 59.0463 | 56.8223 | 55.4864 | 54.278 | 53.2239 | 51.8947 | 0.0040951 | 0.0049804 | 0.00247 | 0.0032102 | 0.0036174 | 0.0069606 | 0.0052265 | 0.0029626 | 0.0031211 | 0.0035105 | 0.0038751 | 0.0039832 | 0.003757 | 0.0037043 | 0.0035175 | 0.0033982 | 0.0032654 | 0.0033403 | 0.0034434 | 0.0035617 | 0.0037136 | 0.0032153 | 0.0035913 | 0.0036176
Portfolio Adjusted1-in-2Size: Under 20 kWAll2026March Monthly Peak | Portfolio Adjusted | 1-in-2 | Size: Under 20 kW | All | 2026 | March Monthly Peak | 3 | 0.83587 | 0.81546 | 0.80479 | 0.80431 | 0.81086 | 0.84577 | 0.87648 | 0.8716 | 1.0553 | 1.2316 | 1.3551 | 1.3905 | 1.3793 | 1.3909 | 1.4102 | 1.4089 | 1.3888 | 1.2888 | 1.2342 | 1.2652 | 1.1843 | 1.0851 | 0.9778 | 0.88068 | 0 | 0 | 0 | 0 | 0 | 0 | 0 | 0 | 0 | 0 | 0 | 0 | 0 | 0 | 0.0024411 | 0.0070936 | 0.0089286 | 0.0092875 | 0 | 0 | 0 | 0 | 0 | 0 | 51.2154 | 50.3896 | 49.6895 | 49.2793 | 48.7673 | 48.3871 | 48.0085 | 48.1121 | 50.1501 | 52.7887 | 55.6312 | 58.254 | 60.5268 | 62.1253 | 63.1377 | 63.7508 | 63.4986 | 62.6467 | 60.3313 | 57.3707 | 55.4757 | 53.9908 | 52.7025 | 51.4588 | 0.0041603 | 0.0050288 | 0.0024751 | 0.0032117 | 0.0036052 | 0.0069458 | 0.0053731 | 0.0030063 | 0.0030492 | 0.0034268 | 0.0038402 | 0.0039866 | 0.0037813 | 0.0037809 | 0.0036354 | 0.0035512 | 0.0034247 | 0.003257 | 0.0031439 | 0.0036083 | 0.0038274 | 0.003339 | 0.0036964 | 0.0036836
Portfolio Adjusted1-in-2Size: Under 20 kWAll2026April Monthly Peak | Portfolio Adjusted | 1-in-2 | Size: Under 20 kW | All | 2026 | April Monthly Peak | 4 | 0.87564 | 0.84906 | 0.832 | 0.82831 | 0.82978 | 0.85593 | 0.82613 | 0.85189 | 1.0716 | 1.2856 | 1.4673 | 1.5673 | 1.6192 | 1.6698 | 1.7186 | 1.7114 | 1.6301 | 1.4062 | 1.1985 | 1.2068 | 1.1994 | 1.0806 | 0.97977 | 0.92644 | 0 | 0 | 0 | 0 | 0 | 0 | 0 | 0 | 0 | 0 | 0 | 0 | 0 | 0 | 0.0029749 | 0.0086168 | 0.01048 | 0.010134 | 0 | 0 | 0 | 0 | 0 | 0 | 62.7861 | 61.6881 | 60.6964 | 59.8043 | 58.8726 | 58.1145 | 57.4883 | 57.4278 | 59.6798 | 63.8425 | 68.9907 | 73.6432 | 77.173 | 79.1565 | 80.3126 | 80.836 | 80.5847 | 79.8432 | 78.552 | 76.3429 | 72.5755 | 69.9666 | 67.8013 | 65.7437 | 0.0044055 | 0.0052998 | 0.0025927 | 0.0033499 | 0.0037333 | 0.0071216 | 0.0051818 | 0.0030017 | 0.0031577 | 0.0036433 | 0.0042343 | 0.0045708 | 0.0045045 | 0.004588 | 0.0044743 | 0.004352 | 0.0040302 | 0.0035362 | 0.0030436 | 0.0034334 | 0.0038477 | 0.0032936 | 0.0036893 | 0.0039251
Portfolio Adjusted1-in-2Size: Under 20 kWAll2026May Monthly Peak | Portfolio Adjusted | 1-in-2 | Size: Under 20 kW | All | 2026 | May Monthly Peak | 5 | 0.89291 | 0.86571 | 0.84308 | 0.83664 | 0.84117 | 0.85384 | 0.78468 | 0.87413 | 1.1215 | 1.3572 | 1.5528 | 1.6678 | 1.712 | 1.7569 | 1.7985 | 1.7942 | 1.699 | 1.449 | 1.2202 | 1.1662 | 1.2197 | 1.0988 | 0.99582 | 0.94695 | 0 | 0 | 0 | 0 | 0 | 0 | 0 | 0 | 0 | 0 | 0 | 0 | 0 | 0 | 0.0031134 | 0.0090336 | 0.010923 | 0.010442 | 0 | 0 | 0 | 0 | 0 | 0 | 65.1368 | 63.9361 | 62.821 | 61.7868 | 60.9582 | 60.018 | 59.2499 | 60.103 | 63.5808 | 67.716 | 71.8411 | 75.7556 | 79.0231 | 81.2514 | 82.6793 | 83.4914 | 83.6779 | 83.0427 | 81.4724 | 79.1589 | 75.2768 | 71.9241 | 69.897 | 68.1348 | 0.0045025 | 0.0054196 | 0.0026334 | 0.0033944 | 0.0037951 | 0.0071119 | 0.0049605 | 0.0031012 | 0.0033254 | 0.0038794 | 0.0045179 | 0.0049064 | 0.0047984 | 0.0048571 | 0.0047063 | 0.0045898 | 0.0042243 | 0.0036626 | 0.0031122 | 0.0033374 | 0.0039215 | 0.0033584 | 0.0037582 | 0.0040233
Portfolio Adjusted1-in-2Size: Under 20 kWAll2026June Monthly Peak | Portfolio Adjusted | 1-in-2 | Size: Under 20 kW | All | 2026 | June Monthly Peak | 6 | 0.91835 | 0.88758 | 0.86533 | 0.85743 | 0.86091 | 0.85679 | 0.79381 | 0.93227 | 1.221 | 1.4965 | 1.7337 | 1.8716 | 1.931 | 1.9838 | 2.0299 | 2.0196 | 1.918 | 1.6517 | 1.3886 | 1.2448 | 1.2749 | 1.1786 | 1.0549 | 0.97544 | 0 | 0 | 0 | 0 | 0 | 0 | 0 | 0 | 0 | 0 | 0 | 0 | 0 | 0 | 0.0035138 | 0.010168 | 0.012331 | 0.011903 | 0 | 0 | 0 | 0 | 0 | 0 | 67.7467 | 66.3389 | 65.134 | 64.2475 | 63.2272 | 62.4136 | 61.7792 | 62.6136 | 66.149 | 70.567 | 74.6909 | 78.3397 | 81.0362 | 82.9773 | 84.2056 | 85.0037 | 85.4562 | 85.1489 | 83.9926 | 81.7379 | 78.6269 | 74.8793 | 72.2324 | 70.4567 | 0.0046414 | 0.0055658 | 0.0027037 | 0.0034774 | 0.0038764 | 0.0071284 | 0.0050297 | 0.003299 | 0.0036079 | 0.0042539 | 0.004999 | 0.0054425 | 0.0053581 | 0.0054313 | 0.0052711 | 0.0051371 | 0.0047564 | 0.0041749 | 0.0035521 | 0.0035885 | 0.0041373 | 0.0036419 | 0.0040123 | 0.0041553
Portfolio Adjusted1-in-2Size: Under 20 kWAll2026July Monthly Peak | Portfolio Adjusted | 1-in-2 | Size: Under 20 kW | All | 2026 | July Monthly Peak | 7 | 0.9496 | 0.91901 | 0.89369 | 0.88781 | 0.89108 | 0.90545 | 0.84567 | 0.99957 | 1.3355 | 1.6592 | 1.9319 | 2.0805 | 2.153 | 2.2103 | 2.2558 | 2.2417 | 2.1332 | 1.8217 | 1.5079 | 1.3368 | 1.3492 | 1.2357 | 1.1025 | 1.0136 | 0 | 0 | 0 | 0 | 0 | 0 | 0 | 0 | 0 | 0 | 0 | 0 | 0 | 0 | 0.0039049 | 0.011287 | 0.013715 | 0.013128 | 0 | 0 | 0 | 0 | 0 | 0 | 70.6602 | 69.8363 | 69.0065 | 68.1426 | 67.2462 | 66.6237 | 66.1363 | 66.5077 | 69.2643 | 73.5451 | 78.1723 | 81.7075 | 84.4983 | 86.7232 | 88.4306 | 89.2338 | 89.5022 | 88.822 | 87.4265 | 85.4936 | 82.1029 | 78.302 | 75.837 | 74.2947 | 0.0048305 | 0.005798 | 0.0028121 | 0.0036174 | 0.0040352 | 0.007562 | 0.0053704 | 0.0035465 | 0.0039388 | 0.0047025 | 0.0055647 | 0.0060449 | 0.005966 | 0.0060553 | 0.0058525 | 0.0056978 | 0.0052953 | 0.004604 | 0.0038618 | 0.0038695 | 0.0043949 | 0.0038381 | 0.0042238 | 0.0043396
Portfolio Adjusted1-in-2Size: Under 20 kWAll2026August Monthly Peak | Portfolio Adjusted | 1-in-2 | Size: Under 20 kW | All | 2026 | August Monthly Peak | 8 | 0.97606 | 0.9432 | 0.91552 | 0.90774 | 0.91258 | 0.94135 | 0.90342 | 1.0383 | 1.4177 | 1.7831 | 2.0856 | 2.2609 | 2.3315 | 2.3825 | 2.4305 | 2.4066 | 2.2886 | 1.9482 | 1.61 | 1.4621 | 1.4356 | 1.2775 | 1.1365 | 1.039 | 0 | 0 | 0 | 0 | 0 | 0 | 0 | 0 | 0 | 0 | 0 | 0 | 0 | 0 | 0.0042074 | 0.012117 | 0.014714 | 0.014039 | 0 | 0 | 0 | 0 | 0 | 0 | 73.9768 | 72.7983 | 71.6243 | 70.4555 | 69.6409 | 68.7725 | 68.1607 | 68.0843 | 71.0072 | 76.4659 | 81.6435 | 85.6304 | 88.6854 | 90.8556 | 92.0913 | 92.5224 | 92.646 | 91.7665 | 90.1025 | 87.5154 | 83.5379 | 80.2782 | 78.1627 | 76.523 | 0.0049427 | 0.0059208 | 0.0028674 | 0.0036821 | 0.004119 | 0.0078393 | 0.0056745 | 0.0036491 | 0.0041224 | 0.0049585 | 0.0059203 | 0.0064617 | 0.0063563 | 0.006428 | 0.0062199 | 0.0060337 | 0.0055979 | 0.0048556 | 0.0040782 | 0.0041777 | 0.0046437 | 0.0039492 | 0.0043437 | 0.0044377
Portfolio Adjusted1-in-2Size: Under 20 kWAll2026September Monthly Peak | Portfolio Adjusted | 1-in-2 | Size: Under 20 kW | All | 2026 | September Monthly Peak | 9 | 0.93646 | 0.90706 | 0.88395 | 0.8788 | 0.88446 | 0.91991 | 0.93598 | 0.98627 | 1.314 | 1.638 | 1.9036 | 2.0636 | 2.1328 | 2.1865 | 2.2286 | 2.2072 | 2.0861 | 1.7633 | 1.4673 | 1.4351 | 1.3217 | 1.177 | 1.0554 | 0.98274 | 0 | 0 | 0 | 0 | 0 | 0 | 0 | 0 | 0 | 0 | 0 | 0 | 0 | 0 | 0.0038579 | 0.011113 | 0.013412 | 0.012707 | 0 | 0 | 0 | 0 | 0 | 0 | 68.8835 | 67.7285 | 66.6337 | 65.5772 | 64.8159 | 63.9823 | 63.6961 | 63.4477 | 65.4431 | 70.6913 | 76.9341 | 82.4415 | 86.3063 | 88.5551 | 89.6539 | 90.2116 | 90.0834 | 89.1682 | 87.0963 | 83.785 | 80.1594 | 77.6276 | 75.7392 | 74.3651 | 0.0047421 | 0.0056915 | 0.0027671 | 0.003568 | 0.0039905 | 0.0076642 | 0.0058561 | 0.0034516 | 0.0038098 | 0.0045416 | 0.0053843 | 0.0058965 | 0.0058065 | 0.0058879 | 0.005701 | 0.0055281 | 0.0050902 | 0.0043823 | 0.0037041 | 0.0040576 | 0.0042454 | 0.0036113 | 0.0040094 | 0.004189
Portfolio Adjusted1-in-2Size: Under 20 kWAll2026October Monthly Peak | Portfolio Adjusted | 1-in-2 | Size: Under 20 kW | All | 2026 | October Monthly Peak | 10 | 0.89238 | 0.87112 | 0.85254 | 0.84763 | 0.84909 | 0.87654 | 0.93254 | 0.93667 | 1.1975 | 1.4825 | 1.7198 | 1.8634 | 1.9256 | 1.9859 | 2.0334 | 2.012 | 1.899 | 1.6061 | 1.4614 | 1.3802 | 1.2565 | 1.1265 | 1.0147 | 0.94494 | 0 | 0 | 0 | 0 | 0 | 0 | 0 | 0 | 0 | 0 | 0 | 0 | 0 | 0 | 0.0035199 | 0.01013 | 0.012209 | 0.011574 | 0 | 0 | 0 | 0 | 0 | 0 | 68.362 | 67.5296 | 66.4538 | 65.7304 | 64.896 | 64.1749 | 63.7858 | 63.7747 | 64.6686 | 69.1748 | 75.221 | 80.5442 | 84.0534 | 86.2722 | 87.7123 | 87.9635 | 87.4109 | 86.028 | 83.6824 | 80.07 | 76.2408 | 73.3356 | 71.1869 | 69.3277 | 0.0044965 | 0.0054462 | 0.0026645 | 0.003431 | 0.0038222 | 0.007294 | 0.0058046 | 0.0032684 | 0.0034845 | 0.0041346 | 0.0048787 | 0.0053357 | 0.0052513 | 0.0053634 | 0.0052084 | 0.0050424 | 0.0046372 | 0.003999 | 0.0036696 | 0.0038957 | 0.0040273 | 0.0034488 | 0.0038505 | 0.0040153
Portfolio Adjusted1-in-2Size: Under 20 kWAll2026November Monthly Peak | Portfolio Adjusted | 1-in-2 | Size: Under 20 kW | All | 2026 | November Monthly Peak | 11 | 0.85142 | 0.83233 | 0.82647 | 0.8208 | 0.82332 | 0.85105 | 0.8135 | 0.86442 | 1.0887 | 1.2789 | 1.4219 | 1.492 | 1.5075 | 1.5322 | 1.5463 | 1.5267 | 1.4696 | 1.4782 | 1.3166 | 1.1941 | 1.1042 | 1.0004 | 0.91969 | 0.88168 | 0 | 0 | 0 | 0 | 0 | 0 | 0 | 0 | 0 | 0 | 0 | 0 | 0 | 0 | 0.0026768 | 0.0076865 | 0.0094481 | 0.010653 | 0 | 0 | 0 | 0 | 0 | 0 | 56.9411 | 56.1792 | 55.2599 | 54.4326 | 53.6824 | 53.3212 | 52.7331 | 52.7747 | 56.3509 | 61.7021 | 67.9707 | 72.993 | 76.3991 | 77.9362 | 78.552 | 78.2675 | 76.3673 | 72.5491 | 68.2447 | 65.3978 | 63.2435 | 61.335 | 60.2549 | 59.1223 | 0.0042941 | 0.0052071 | 0.0025759 | 0.00332 | 0.003706 | 0.0070674 | 0.0050849 | 0.0030519 | 0.0031869 | 0.003603 | 0.0040678 | 0.0043061 | 0.0041421 | 0.0041533 | 0.0039775 | 0.0038353 | 0.0035887 | 0.0036545 | 0.0032929 | 0.0033625 | 0.0035316 | 0.0030557 | 0.0034615 | 0.0037436
Portfolio Adjusted1-in-2Size: Under 20 kWAll2026December Monthly Peak | Portfolio Adjusted | 1-in-2 | Size: Under 20 kW | All | 2026 | December Monthly Peak | 12 | 0.85647 | 0.8465 | 0.84154 | 0.84171 | 0.8463 | 0.89025 | 0.92565 | 0.96944 | 1.2585 | 1.4779 | 1.572 | 1.5359 | 1.4503 | 1.3681 | 1.2996 | 1.2585 | 1.3288 | 1.4998 | 1.4364 | 1.3362 | 1.2312 | 1.1437 | 1.0311 | 0.88781 | 0 | 0 | 0 | 0 | 0 | 0 | 0 | 0 | 0 | 0 | 0 | 0 | 0 | 0 | 0.0022497 | 0.0063363 | 0.008543 | 0.010808 | 0 | 0 | 0 | 0 | 0 | 0 | 44.6601 | 44.0159 | 43.0641 | 42.2331 | 41.5016 | 40.8832 | 40.8115 | 40.739 | 41.2301 | 44.0119 | 46.6616 | 48.6295 | 50.0117 | 50.8455 | 51.5138 | 51.6488 | 51.1913 | 49.887 | 48.2578 | 47.0715 | 46.1776 | 45.3095 | 44.4978 | 43.6061 | 0.0042725 | 0.0052399 | 0.0025981 | 0.0033797 | 0.0037773 | 0.0073089 | 0.0056543 | 0.0033304 | 0.0036116 | 0.0040878 | 0.0044498 | 0.0044021 | 0.0039768 | 0.0037262 | 0.0033589 | 0.0031942 | 0.0033067 | 0.0038066 | 0.0036649 | 0.0038529 | 0.0040498 | 0.0035966 | 0.003965 | 0.0037213
Portfolio Adjusted1-in-2Size: Under 20 kWAll2026Typical Event Day | Portfolio Adjusted | 1-in-2 | Size: Under 20 kW | All | 2026 | Typical Event Day | 8 | 0.95761 | 0.92631 | 0.90089 | 0.89343 | 0.89904 | 0.92659 | 0.88716 | 1.0017 | 1.3423 | 1.666 | 1.9352 | 2.0916 | 2.157 | 2.213 | 2.2708 | 2.2562 | 2.1462 | 1.8266 | 1.5184 | 1.3836 | 1.373 | 1.2256 | 1.0952 | 1.013 | 0 | 0 | 0 | 0 | 0 | 0 | 0 | 0 | 0 | 0 | 0 | 0 | 0 | 0 | 0.0039309 | 0.01136 | 0.013798 | 0.013163 | 0 | 0 | 0 | 0 | 0 | 0 | 70.3168 | 69.1755 | 68.0997 | 67.1057 | 66.2326 | 65.448 | 64.943 | 65.1633 | 67.9659 | 72.8173 | 77.8602 | 82.0298 | 85.1315 | 87.2778 | 88.5953 | 89.2429 | 89.422 | 88.7264 | 87.1545 | 84.633 | 81.1068 | 77.7718 | 75.4928 | 73.9099 | 0.0048571 | 0.0058245 | 0.0028255 | 0.0036302 | 0.0040642 | 0.0077334 | 0.005587 | 0.0035341 | 0.0039289 | 0.0046664 | 0.0055287 | 0.0060167 | 0.0059174 | 0.0060014 | 0.0058366 | 0.0056782 | 0.0052649 | 0.0045588 | 0.0038523 | 0.0039547 | 0.0044365 | 0.003784 | 0.0041817 | 0.0043329
Portfolio Adjusted1-in-10Size: Under 20 kWOrange County2015January Monthly Peak | Portfolio Adjusted | 1-in-10 | Size: Under 20 kW | Orange County | 2015 | January Monthly Peak | 1
Portfolio Adjusted1-in-10Size: Under 20 kWOrange County2015February Monthly Peak | Portfolio Adjusted | 1-in-10 | Size: Under 20 kW | Orange County | 2015 | February Monthly Peak | 2
Portfolio Adjusted1-in-10Size: Under 20 kWOrange County2015March Monthly Peak | Portfolio Adjusted | 1-in-10 | Size: Under 20 kW | Orange County | 2015 | March Monthly Peak | 3
Portfolio Adjusted1-in-10Size: Under 20 kWOrange County2015April Monthly Peak | Portfolio Adjusted | 1-in-10 | Size: Under 20 kW | Orange County | 2015 | April Monthly Peak | 4
Portfolio Adjusted1-in-10Size: Under 20 kWOrange County2015May Monthly Peak | Portfolio Adjusted | 1-in-10 | Size: Under 20 kW | Orange County | 2015 | May Monthly Peak | 5
Portfolio Adjusted1-in-10Size: Under 20 kWOrange County2015June Monthly Peak | Portfolio Adjusted | 1-in-10 | Size: Under 20 kW | Orange County | 2015 | June Monthly Peak | 6
Portfolio Adjusted1-in-10Size: Under 20 kWOrange County2015July Monthly Peak | Portfolio Adjusted | 1-in-10 | Size: Under 20 kW | Orange County | 2015 | July Monthly Peak | 7
Portfolio Adjusted1-in-10Size: Under 20 kWOrange County2015August Monthly Peak | Portfolio Adjusted | 1-in-10 | Size: Under 20 kW | Orange County | 2015 | August Monthly Peak | 8
Portfolio Adjusted1-in-10Size: Under 20 kWOrange County2015September Monthly Peak | Portfolio Adjusted | 1-in-10 | Size: Under 20 kW | Orange County | 2015 | September Monthly Peak | 9
Portfolio Adjusted1-in-10Size: Under 20 kWOrange County2015October Monthly Peak | Portfolio Adjusted | 1-in-10 | Size: Under 20 kW | Orange County | 2015 | October Monthly Peak | 10
Portfolio Adjusted1-in-10Size: Under 20 kWOrange County2015November Monthly Peak | Portfolio Adjusted | 1-in-10 | Size: Under 20 kW | Orange County | 2015 | November Monthly Peak | 11
Portfolio Adjusted1-in-10Size: Under 20 kWOrange County2015December Monthly Peak | Portfolio Adjusted | 1-in-10 | Size: Under 20 kW | Orange County | 2015 | December Monthly Peak | 12
Portfolio Adjusted1-in-10Size: Under 20 kWOrange County2015Typical Event Day | Portfolio Adjusted | 1-in-10 | Size: Under 20 kW | Orange County | 2015 | Typical Event Day | 8
Portfolio Adjusted1-in-10Size: Under 20 kWOrange County2016January Monthly Peak | Portfolio Adjusted | 1-in-10 | Size: Under 20 kW | Orange County | 2016 | January Monthly Peak | 1
Portfolio Adjusted1-in-10Size: Under 20 kWOrange County2016February Monthly Peak | Portfolio Adjusted | 1-in-10 | Size: Under 20 kW | Orange County | 2016 | February Monthly Peak | 2
Portfolio Adjusted1-in-10Size: Under 20 kWOrange County2016March Monthly Peak | Portfolio Adjusted | 1-in-10 | Size: Under 20 kW | Orange County | 2016 | March Monthly Peak | 3
Portfolio Adjusted1-in-10Size: Under 20 kWOrange County2016April Monthly Peak | Portfolio Adjusted | 1-in-10 | Size: Under 20 kW | Orange County | 2016 | April Monthly Peak | 4
Portfolio Adjusted1-in-10Size: Under 20 kWOrange County2016May Monthly Peak | Portfolio Adjusted | 1-in-10 | Size: Under 20 kW | Orange County | 2016 | May Monthly Peak | 5
Portfolio Adjusted1-in-10Size: Under 20 kWOrange County2016June Monthly Peak | Portfolio Adjusted | 1-in-10 | Size: Under 20 kW | Orange County | 2016 | June Monthly Peak | 6
Portfolio Adjusted1-in-10Size: Under 20 kWOrange County2016July Monthly Peak | Portfolio Adjusted | 1-in-10 | Size: Under 20 kW | Orange County | 2016 | July Monthly Peak | 7
Portfolio Adjusted1-in-10Size: Under 20 kWOrange County2016August Monthly Peak | Portfolio Adjusted | 1-in-10 | Size: Under 20 kW | Orange County | 2016 | August Monthly Peak | 8
Portfolio Adjusted1-in-10Size: Under 20 kWOrange County2016September Monthly Peak | Portfolio Adjusted | 1-in-10 | Size: Under 20 kW | Orange County | 2016 | September Monthly Peak | 9
Portfolio Adjusted1-in-10Size: Under 20 kWOrange County2016October Monthly Peak | Portfolio Adjusted | 1-in-10 | Size: Under 20 kW | Orange County | 2016 | October Monthly Peak | 10
Portfolio Adjusted1-in-10Size: Under 20 kWOrange County2016November Monthly Peak | Portfolio Adjusted | 1-in-10 | Size: Under 20 kW | Orange County | 2016 | November Monthly Peak | 11
Portfolio Adjusted1-in-10Size: Under 20 kWOrange County2016December Monthly Peak | Portfolio Adjusted | 1-in-10 | Size: Under 20 kW | Orange County | 2016 | December Monthly Peak | 12
Portfolio Adjusted1-in-10Size: Under 20 kWOrange County2016Typical Event Day | Portfolio Adjusted | 1-in-10 | Size: Under 20 kW | Orange County | 2016 | Typical Event Day | 8
Portfolio Adjusted1-in-10Size: Under 20 kWOrange County2017January Monthly Peak | Portfolio Adjusted | 1-in-10 | Size: Under 20 kW | Orange County | 2017 | January Monthly Peak | 1
Portfolio Adjusted1-in-10Size: Under 20 kWOrange County2017February Monthly Peak | Portfolio Adjusted | 1-in-10 | Size: Under 20 kW | Orange County | 2017 | February Monthly Peak | 2
Portfolio Adjusted1-in-10Size: Under 20 kWOrange County2017March Monthly Peak | Portfolio Adjusted | 1-in-10 | Size: Under 20 kW | Orange County | 2017 | March Monthly Peak | 3
Portfolio Adjusted1-in-10Size: Under 20 kWOrange County2017April Monthly Peak | Portfolio Adjusted | 1-in-10 | Size: Under 20 kW | Orange County | 2017 | April Monthly Peak | 4
Portfolio Adjusted1-in-10Size: Under 20 kWOrange County2017May Monthly Peak | Portfolio Adjusted | 1-in-10 | Size: Under 20 kW | Orange County | 2017 | May Monthly Peak | 5
Portfolio Adjusted1-in-10Size: Under 20 kWOrange County2017June Monthly Peak | Portfolio Adjusted | 1-in-10 | Size: Under 20 kW | Orange County | 2017 | June Monthly Peak | 6
Portfolio Adjusted1-in-10Size: Under 20 kWOrange County2017July Monthly Peak | Portfolio Adjusted | 1-in-10 | Size: Under 20 kW | Orange County | 2017 | July Monthly Peak | 7
Portfolio Adjusted1-in-10Size: Under 20 kWOrange County2017August Monthly Peak | Portfolio Adjusted | 1-in-10 | Size: Under 20 kW | Orange County | 2017 | August Monthly Peak | 8
Portfolio Adjusted1-in-10Size: Under 20 kWOrange County2017September Monthly Peak | Portfolio Adjusted | 1-in-10 | Size: Under 20 kW | Orange County | 2017 | September Monthly Peak | 9
Portfolio Adjusted1-in-10Size: Under 20 kWOrange County2017October Monthly Peak | Portfolio Adjusted | 1-in-10 | Size: Under 20 kW | Orange County | 2017 | October Monthly Peak | 10
Portfolio Adjusted1-in-10Size: Under 20 kWOrange County2017November Monthly Peak | Portfolio Adjusted | 1-in-10 | Size: Under 20 kW | Orange County | 2017 | November Monthly Peak | 11
Portfolio Adjusted1-in-10Size: Under 20 kWOrange County2017December Monthly Peak | Portfolio Adjusted | 1-in-10 | Size: Under 20 kW | Orange County | 2017 | December Monthly Peak | 12
Portfolio Adjusted1-in-10Size: Under 20 kWOrange County2017Typical Event Day | Portfolio Adjusted | 1-in-10 | Size: Under 20 kW | Orange County | 2017 | Typical Event Day | 8
Portfolio Adjusted1-in-10Size: Under 20 kWOrange County2018January Monthly Peak | Portfolio Adjusted | 1-in-10 | Size: Under 20 kW | Orange County | 2018 | January Monthly Peak | 1
Portfolio Adjusted1-in-10Size: Under 20 kWOrange County2018February Monthly Peak | Portfolio Adjusted | 1-in-10 | Size: Under 20 kW | Orange County | 2018 | February Monthly Peak | 2
Portfolio Adjusted1-in-10Size: Under 20 kWOrange County2018March Monthly Peak | Portfolio Adjusted | 1-in-10 | Size: Under 20 kW | Orange County | 2018 | March Monthly Peak | 3
Portfolio Adjusted1-in-10Size: Under 20 kWOrange County2018April Monthly Peak | Portfolio Adjusted | 1-in-10 | Size: Under 20 kW | Orange County | 2018 | April Monthly Peak | 4 | 1.0255 | 0.98152 | 0.95359 | 0.95377 | 0.95248 | 0.96028 | 0.88609 | 0.84445 | 1.079 | 1.3743 | 1.6504 | 1.8097 | 1.9148 | 1.987 | 2.0667 | 2.0892 | 2.0162 | 1.6934 | 1.3736 | 1.3845 | 1.3789 | 1.2503 | 1.1492 | 1.0838 | 0 | 0 | 0 | 0 | 0 | 0 | 0 | 0 | 0 | 0 | 0 | 0 | 0 | 0 | 0.0035776 | 0.010519 | 0.012962 | 0.012203 | 0 | 0 | 0 | 0 | 0 | 0 | 71.1926 | 69.4146 | 67.8292 | 66.1962 | 65.218 | 64.5556 | 63.9975 | 64.1029 | 67.1376 | 72.6618 | 78.5773 | 83.9887 | 87.5934 | 89.5511 | 90.1946 | 90.6612 | 90.6434 | 89.8095 | 88.1661 | 84.5274 | 79.5773 | 75.6607 | 73.0987 | 71.105 | 0.0075202 | 0.0089196 | 0.0043199 | 0.0056061 | 0.0062172 | 0.011547 | 0.0079746 | 0.0041998 | 0.0044393 | 0.0054901 | 0.0067794 | 0.0075288 | 0.0076255 | 0.0078277 | 0.0077349 | 0.0076718 | 0.0072378 | 0.0061755 | 0.0050543 | 0.0057324 | 0.0064622 | 0.0055744 | 0.0063154 | 0.0066803
Portfolio Adjusted1-in-10Size: Under 20 kWOrange County2018May Monthly Peak | Portfolio Adjusted | 1-in-10 | Size: Under 20 kW | Orange County | 2018 | May Monthly Peak | 5 | 1.0498 | 1.0041 | 0.96909 | 0.96377 | 0.96581 | 0.96481 | 0.82791 | 0.88538 | 1.1727 | 1.5163 | 1.8238 | 1.9976 | 2.102 | 2.1634 | 2.2273 | 2.2296 | 2.152 | 1.7867 | 1.4292 | 1.3541 | 1.423 | 1.2933 | 1.1816 | 1.1119 | 0 | 0 | 0 | 0 | 0 | 0 | 0 | 0 | 0 | 0 | 0 | 0 | 0 | 0 | 0.0038556 | 0.011226 | 0.013835 | 0.012876 | 0 | 0 | 0 | 0 | 0 | 0 | 74.3119 | 72.621 | 71.1509 | 70.5578 | 69.9125 | 69.1008 | 68.7027 | 69.0081 | 72.5854 | 78.2833 | 83.1311 | 86.6712 | 89.1303 | 91.0738 | 92.3495 | 92.714 | 92.5215 | 91.433 | 89.9077 | 87.1988 | 83.1586 | 78.9233 | 76.4343 | 74.3098 | 0.0076986 | 0.0091245 | 0.0043901 | 0.0056648 | 0.0063043 | 0.011602 | 0.007451 | 0.0044034 | 0.0048247 | 0.0060574 | 0.0074917 | 0.0083105 | 0.0083707 | 0.0085228 | 0.0083359 | 0.0081872 | 0.0077253 | 0.006516 | 0.0052588 | 0.0056068 | 0.0066687 | 0.005766 | 0.0064933 | 0.0068535
Portfolio Adjusted1-in-10Size: Under 20 kWOrange County2018June Monthly Peak | Portfolio Adjusted | 1-in-10 | Size: Under 20 kW | Orange County | 2018 | June Monthly Peak | 6 | 1.0567 | 1.0109 | 0.97856 | 0.97072 | 0.97601 | 0.95033 | 0.8104 | 0.93036 | 1.2326 | 1.5941 | 1.9413 | 2.1359 | 2.2367 | 2.3023 | 2.3684 | 2.3631 | 2.2763 | 1.9248 | 1.5469 | 1.3598 | 1.4184 | 1.3153 | 1.1983 | 1.1188 | 0 | 0 | 0 | 0 | 0 | 0 | 0 | 0 | 0 | 0 | 0 | 0 | 0 | 0 | 0.0040998 | 0.011898 | 0.014635 | 0.013871 | 0 | 0 | 0 | 0 | 0 | 0 | 72.1065 | 70.9151 | 69.745 | 68.8431 | 67.6894 | 66.8669 | 66.5104 | 67.5742 | 70.9758 | 75.9018 | 80.9583 | 85.4392 | 88.7754 | 91.0123 | 92.5936 | 93.3018 | 93.6282 | 92.4533 | 90.9652 | 87.8162 | 83.636 | 79.9717 | 77.4914 | 75.6522 | 0.0077489 | 0.0091869 | 0.004433 | 0.0057057 | 0.0063708 | 0.011428 | 0.0072934 | 0.0046271 | 0.0050713 | 0.0063681 | 0.0079743 | 0.008886 | 0.0089072 | 0.00907 | 0.008864 | 0.0086775 | 0.0081715 | 0.0070196 | 0.005692 | 0.0056304 | 0.0066472 | 0.0058639 | 0.0065853 | 0.0068959
Portfolio Adjusted1-in-10Size: Under 20 kWOrange County2018July Monthly Peak | Portfolio Adjusted | 1-in-10 | Size: Under 20 kW | Orange County | 2018 | July Monthly Peak | 7 | 1.0693 | 1.0277 | 0.98997 | 0.99266 | 0.99391 | 1.0009 | 0.85555 | 0.98705 | 1.3677 | 1.8097 | 2.2145 | 2.417 | 2.522 | 2.5677 | 2.6407 | 2.6406 | 2.5251 | 2.1189 | 1.676 | 1.4455 | 1.4942 | 1.3621 | 1.2248 | 1.1412 | 0 | 0 | 0 | 0 | 0 | 0 | 0 | 0 | 0 | 0 | 0 | 0 | 0 | 0 | 0.0045711 | 0.013295 | 0.016234 | 0.01527 | 0 | 0 | 0 | 0 | 0 | 0 | 77.6655 | 76.3921 | 75.1891 | 74.0193 | 73.2517 | 72.5526 | 71.9019 | 72.3469 | 75.2288 | 79.9035 | 84.9793 | 89.1878 | 91.4678 | 92.6536 | 93.6238 | 93.5915 | 93.3478 | 92.8397 | 91.3281 | 88.8095 | 85.0576 | 81.5099 | 79.247 | 77.7552 | 0.0078415 | 0.0093396 | 0.0044847 | 0.0058346 | 0.0064876 | 0.012036 | 0.0076998 | 0.004909 | 0.0056271 | 0.0072294 | 0.0090966 | 0.010055 | 0.010043 | 0.010116 | 0.0098829 | 0.0096963 | 0.0090647 | 0.0077274 | 0.006167 | 0.0059851 | 0.0070024 | 0.0060729 | 0.0067307 | 0.0070339
Portfolio Adjusted1-in-10Size: Under 20 kWOrange County2018August Monthly Peak | Portfolio Adjusted | 1-in-10 | Size: Under 20 kW | Orange County | 2018 | August Monthly Peak | 8 | 1.1076 | 1.0674 | 1.0233 | 1.026 | 1.0265 | 1.0554 | 0.95241 | 1.0412 | 1.4725 | 1.9753 | 2.3812 | 2.6057 | 2.7121 | 2.7471 | 2.8207 | 2.7902 | 2.6823 | 2.2609 | 1.789 | 1.6015 | 1.5884 | 1.4046 | 1.2579 | 1.1639 | 0 | 0 | 0 | 0 | 0 | 0 | 0 | 0 | 0 | 0 | 0 | 0 | 0 | 0 | 0.0048828 | 0.014048 | 0.017245 | 0.016293 | 0 | 0 | 0 | 0 | 0 | 0 | 77.9152 | 77.1536 | 76.3815 | 75.5643 | 74.959 | 74.4508 | 74.4475 | 74.9968 | 77.572 | 82.2667 | 86.8687 | 91.1683 | 94.6627 | 96.7769 | 97.5996 | 98.3923 | 98.5811 | 97.8836 | 97.063 | 94.2674 | 89.921 | 86.4668 | 84.125 | 82.0761 | 0.0081222 | 0.0096997 | 0.0046357 | 0.0060305 | 0.0067005 | 0.012691 | 0.0085714 | 0.0051781 | 0.0060583 | 0.0078912 | 0.0097813 | 0.01084 | 0.0108 | 0.010822 | 0.010557 | 0.010246 | 0.0096289 | 0.0082452 | 0.0065826 | 0.0066311 | 0.0074439 | 0.0062622 | 0.0069128 | 0.0071738
Portfolio Adjusted1-in-10Size: Under 20 kWOrange County2018September Monthly Peak | Portfolio Adjusted | 1-in-10 | Size: Under 20 kW | Orange County | 2018 | September Monthly Peak | 9 | 1.0951 | 1.0476 | 1.0091 | 1.0101 | 1.013 | 1.0484 | 1.0287 | 1.0505 | 1.4698 | 1.9549 | 2.3632 | 2.5853 | 2.7007 | 2.7461 | 2.7717 | 2.7453 | 2.6404 | 2.2044 | 1.7645 | 1.7163 | 1.5572 | 1.3751 | 1.2383 | 1.1469 | 0 | 0 | 0 | 0 | 0 | 0 | 0 | 0 | 0 | 0 | 0 | 0 | 0 | 0 | 0.004798 | 0.013822 | 0.016975 | 0.015886 | 0 | 0 | 0 | 0 | 0 | 0 | 79.7216 | 78.875 | 77.9424 | 77.4216 | 76.7324 | 76.4324 | 75.8764 | 75.5091 | 77.525 | 81.4218 | 85.7102 | 90.1112 | 93.2944 | 95.1828 | 96.0223 | 96.6019 | 96.6575 | 95.4061 | 93.5861 | 90.1677 | 86.1731 | 83.0001 | 80.6355 | 78.7155 | 0.0080304 | 0.0095199 | 0.0045714 | 0.0059373 | 0.0066123 | 0.012607 | 0.0092579 | 0.0052246 | 0.006047 | 0.0078096 | 0.0097072 | 0.010756 | 0.010755 | 0.010818 | 0.010373 | 0.010081 | 0.0094784 | 0.0080393 | 0.0064927 | 0.0071065 | 0.0072978 | 0.0061308 | 0.0068052 | 0.007069
Portfolio Adjusted1-in-10Size: Under 20 kWOrange County2018October Monthly Peak | Portfolio Adjusted | 1-in-10 | Size: Under 20 kW | Orange County | 2018 | October Monthly Peak | 10 | 1.0331 | 1.0001 | 0.96415 | 0.96743 | 0.96494 | 0.98592 | 1.0266 | 0.96894 | 1.2354 | 1.5832 | 1.9157 | 2.1022 | 2.2106 | 2.2698 | 2.3331 | 2.3244 | 2.2309 | 1.8798 | 1.6946 | 1.5779 | 1.4218 | 1.2762 | 1.1559 | 1.0858 | 0 | 0 | 0 | 0 | 0 | 0 | 0 | 0 | 0 | 0 | 0 | 0 | 0 | 0 | 0.0040387 | 0.011703 | 0.014342 | 0.013547 | 0 | 0 | 0 | 0 | 0 | 0 | 74.6671 | 73.1809 | 71.9927 | 70.8477 | 69.8859 | 69.3794 | 68.9945 | 68.8887 | 70.2815 | 74.4386 | 79.8919 | 85.1677 | 89.6156 | 92.573 | 93.6608 | 94.231 | 94.0655 | 92.5704 | 89.5332 | 84.9162 | 80.6604 | 77.9484 | 76.0503 | 74.3913 | 0.0075759 | 0.009088 | 0.0043677 | 0.0056864 | 0.0062986 | 0.011856 | 0.0092387 | 0.0048189 | 0.0050827 | 0.0063247 | 0.0078692 | 0.0087457 | 0.0088035 | 0.008942 | 0.0087317 | 0.0085353 | 0.0080084 | 0.0068555 | 0.0062355 | 0.0065334 | 0.006663 | 0.00569 | 0.0063518 | 0.0066921
Portfolio Adjusted1-in-10Size: Under 20 kWOrange County2018November Monthly Peak | Portfolio Adjusted | 1-in-10 | Size: Under 20 kW | Orange County | 2018 | November Monthly Peak | 11 | 0.97978 | 0.94721 | 0.93408 | 0.92719 | 0.92613 | 0.94678 | 0.84708 | 0.83661 | 1.0971 | 1.3522 | 1.5906 | 1.7125 | 1.7897 | 1.8442 | 1.8809 | 1.8896 | 1.8595 | 1.8548 | 1.5864 | 1.4179 | 1.2912 | 1.1664 | 1.0746 | 1.012 | 0 | 0 | 0 | 0 | 0 | 0 | 0 | 0 | 0 | 0 | 0 | 0 | 0 | 0 | 0.003256 | 0.0095141 | 0.011955 | 0.013366 | 0 | 0 | 0 | 0 | 0 | 0 | 69.2243 | 67.4521 | 66.8195 | 65.4756 | 64.4863 | 63.5321 | 63.6453 | 63.9881 | 66.4403 | 71.0542 | 76.8877 | 81.8725 | 84.889 | 86.5579 | 87.4538 | 87.1973 | 85.8244 | 83.1814 | 79.9566 | 77.1073 | 74.7005 | 72.6521 | 70.8217 | 69.8029 | 0.007185 | 0.0086078 | 0.0042315 | 0.0054498 | 0.0060452 | 0.011385 | 0.0076235 | 0.0041608 | 0.0045137 | 0.0054018 | 0.0065336 | 0.0071246 | 0.0071272 | 0.0072652 | 0.0070395 | 0.0069389 | 0.0066753 | 0.0067643 | 0.0058373 | 0.005871 | 0.006051 | 0.0052003 | 0.005905 | 0.0062376
Portfolio Adjusted1-in-10Size: Under 20 kWOrange County2018December Monthly Peak | Portfolio Adjusted | 1-in-10 | Size: Under 20 kW | Orange County | 2018 | December Monthly Peak | 12 | 1.0225 | 0.99721 | 0.98476 | 0.98043 | 0.98426 | 1.0327 | 1.0408 | 1.0103 | 1.3192 | 1.5995 | 1.7177 | 1.655 | 1.5432 | 1.4104 | 1.3201 | 1.2654 | 1.365 | 1.5976 | 1.5746 | 1.4459 | 1.2865 | 1.1971 | 1.1238 | 1.0619 | 0 | 0 | 0 | 0 | 0 | 0 | 0 | 0 | 0 | 0 | 0 | 0 | 0 | 0 | 0.0022851 | 0.0063711 | 0.0087755 | 0.011513 | 0 | 0 | 0 | 0 | 0 | 0 | 43.8025 | 43.1906 | 43.0016 | 43.2351 | 43.4465 | 43.314 | 43.6295 | 43.6108 | 44.201 | 45.3533 | 46.4915 | 47.9848 | 49.1234 | 49.5583 | 49.7989 | 49.7327 | 49.2456 | 48.2992 | 47.091 | 45.8743 | 44.7085 | 44.2882 | 43.9466 | 43.1555 | 0.0074985 | 0.0090622 | 0.0044611 | 0.0057628 | 0.0064247 | 0.012417 | 0.009367 | 0.0050246 | 0.0054277 | 0.00639 | 0.0070561 | 0.0068851 | 0.0061456 | 0.0055563 | 0.0049405 | 0.0046466 | 0.0048999 | 0.0058261 | 0.005794 | 0.0059866 | 0.0060289 | 0.0053373 | 0.0061759 | 0.0065449
Portfolio Adjusted1-in-10Size: Under 20 kWOrange County2018Typical Event Day | Portfolio Adjusted | 1-in-10 | Size: Under 20 kW | Orange County | 2018 | Typical Event Day | 8 | 1.0903 | 1.0511 | 1.0101 | 1.0124 | 1.0133 | 1.04 | 0.9383 | 1.0089 | 1.4055 | 1.8687 | 2.2455 | 2.4583 | 2.5601 | 2.6067 | 2.6935 | 2.6773 | 2.5765 | 2.1713 | 1.7201 | 1.5473 | 1.5479 | 1.3713 | 1.2299 | 1.1411 | 0 | 0 | 0 | 0 | 0 | 0 | 0 | 0 | 0 | 0 | 0 | 0 | 0 | 0 | 0.0046626 | 0.01348 | 0.016565 | 0.015647 | 0 | 0 | 0 | 0 | 0 | 0 | 76.8522 | 75.834 | 74.8145 | 73.9621 | 73.1582 | 72.5757 | 72.184 | 72.6068 | 75.3254 | 79.8734 | 84.6291 | 88.9766 | 92.0501 | 93.9064 | 94.9599 | 95.4719 | 95.5536 | 94.6457 | 93.2356 | 90.2652 | 86.1969 | 82.7371 | 80.3747 | 78.5498 | 0.0079957 | 0.0095518 | 0.0045759 | 0.0059508 | 0.006614 | 0.012506 | 0.0084444 | 0.0050175 | 0.0057827 | 0.0074653 | 0.0092238 | 0.010227 | 0.010195 | 0.010269 | 0.010081 | 0.0098312 | 0.0092491 | 0.0079183 | 0.0063294 | 0.0064064 | 0.007254 | 0.0061136 | 0.0067588 | 0.0070333
Portfolio Adjusted1-in-10Size: Under 20 kWOrange County2019January Monthly Peak | Portfolio Adjusted | 1-in-10 | Size: Under 20 kW | Orange County | 2019 | January Monthly Peak | 1 | 1.0343 | 1.0086 | 0.99394 | 1.0015 | 1.0039 | 1.0368 | 1.0655 | 1.028 | 1.3187 | 1.5947 | 1.7116 | 1.6485 | 1.5335 | 1.3892 | 1.2746 | 1.2123 | 1.2765 | 1.5284 | 1.6017 | 1.4601 | 1.2979 | 1.2102 | 1.1495 | 1.092 | 0 | 0 | 0 | 0 | 0 | 0 | 0 | 0 | 0 | 0 | 0 | 0 | 0 | 0 | 0.0022065 | 0.0061039 | 0.0082068 | 0.011014 | 0 | 0 | 0 | 0 | 0 | 0 | 44.7085 | 43.9669 | 43.1176 | 42.4656 | 42.0645 | 41.5567 | 41.1375 | 41.0071 | 41.5302 | 43.9053 | 46.4347 | 48.0576 | 49.6991 | 50.5831 | 51.1858 | 51.1627 | 49.9721 | 48.3652 | 46.221 | 44.8019 | 43.9374 | 43.5091 | 43.0365 | 42.4041 | 0.007585 | 0.0091658 | 0.0045027 | 0.0058864 | 0.0065528 | 0.012468 | 0.0095895 | 0.0051129 | 0.0054255 | 0.0063707 | 0.007031 | 0.0068581 | 0.0061068 | 0.0054728 | 0.0047704 | 0.0044517 | 0.0045824 | 0.0055737 | 0.0058935 | 0.0060454 | 0.0060825 | 0.0053957 | 0.006317 | 0.0067306
Portfolio Adjusted1-in-10Size: Under 20 kWOrange County2019February Monthly Peak | Portfolio Adjusted | 1-in-10 | Size: Under 20 kW | Orange County | 2019 | February Monthly Peak | 2 | 1.0021 | 0.97679 | 0.96603 | 0.97394 | 0.97822 | 0.99878 | 0.96932 | 0.8982 | 1.12 | 1.3285 | 1.4499 | 1.458 | 1.4304 | 1.385 | 1.3634 | 1.3527 | 1.3745 | 1.4253 | 1.5449 | 1.4096 | 1.2747 | 1.1786 | 1.1106 | 1.0553 | 0 | 0 | 0 | 0 | 0 | 0 | 0 | 0 | 0 | 0 | 0 | 0 | 0 | 0 | 0.0023601 | 0.0068108 | 0.0088368 | 0.010271 | 0 | 0 | 0 | 0 | 0 | 0 | 50.6571 | 50.5295 | 49.984 | 49.4235 | 49.3882 | 48.6972 | 47.3767 | 48.0923 | 49.2287 | 51.4114 | 53.5397 | 54.3944 | 55.3018 | 56.5991 | 57.663 | 57.9309 | 57.1597 | 56.6708 | 55.1524 | 53.6546 | 52.3703 | 50.9272 | 50.3309 | 49.5446 | 0.0073489 | 0.0088766 | 0.0043762 | 0.0057246 | 0.0063852 | 0.01201 | 0.0087237 | 0.0044671 | 0.0046081 | 0.0053073 | 0.0059559 | 0.0060656 | 0.0056962 | 0.0054564 | 0.0051026 | 0.0049673 | 0.0049342 | 0.0051978 | 0.0056845 | 0.0058367 | 0.0059737 | 0.0052545 | 0.0061034 | 0.0065047
Portfolio Adjusted1-in-10Size: Under 20 kWOrange County2019March Monthly Peak | Portfolio Adjusted | 1-in-10 | Size: Under 20 kW | Orange County | 2019 | March Monthly Peak | 3 | 0.99056 | 0.95507 | 0.93688 | 0.93773 | 0.94184 | 0.95821 | 0.96278 | 0.84704 | 0.99 | 1.1893 | 1.3729 | 1.459 | 1.4897 | 1.5461 | 1.6294 | 1.6742 | 1.6454 | 1.4386 | 1.32 | 1.3717 | 1.2845 | 1.1859 | 1.0996 | 1.0437 | 0 | 0 | 0 | 0 | 0 | 0 | 0 | 0 | 0 | 0 | 0 | 0 | 0 | 0 | 0.0028206 | 0.0084294 | 0.010579 | 0.010367 | 0 | 0 | 0 | 0 | 0 | 0 | 60.8467 | 59.2987 | 57.8865 | 57.1049 | 56.5309 | 56.0661 | 55.8186 | 55.9276 | 57.1018 | 60.7082 | 64.807 | 69.1369 | 72.7032 | 74.6296 | 75.6197 | 76.2197 | 76.1845 | 75.4196 | 73.8939 | 71.2594 | 67.8457 | 65.0884 | 62.901 | 60.5893 | 0.007264 | 0.0086792 | 0.0042442 | 0.0055118 | 0.0061478 | 0.011522 | 0.0086648 | 0.0042127 | 0.0040731 | 0.0047511 | 0.0056397 | 0.0060697 | 0.0059325 | 0.0060909 | 0.0060982 | 0.0061477 | 0.0059067 | 0.0052465 | 0.0048571 | 0.0056797 | 0.0060196 | 0.005287 | 0.0060429 | 0.0064329
Portfolio Adjusted1-in-10Size: Under 20 kWOrange County2019April Monthly Peak | Portfolio Adjusted | 1-in-10 | Size: Under 20 kW | Orange County | 2019 | April Monthly Peak | 4 | 1.0255 | 0.98152 | 0.95359 | 0.95377 | 0.95248 | 0.96028 | 0.88609 | 0.84445 | 1.079 | 1.3743 | 1.6504 | 1.8097 | 1.9148 | 1.987 | 2.0667 | 2.0892 | 2.0162 | 1.6934 | 1.3736 | 1.3845 | 1.3789 | 1.2503 | 1.1492 | 1.0838 | 0 | 0 | 0 | 0 | 0 | 0 | 0 | 0 | 0 | 0 | 0 | 0 | 0 | 0 | 0.0035776 | 0.010519 | 0.012962 | 0.012203 | 0 | 0 | 0 | 0 | 0 | 0 | 71.1926 | 69.4146 | 67.8292 | 66.1962 | 65.218 | 64.5556 | 63.9975 | 64.1029 | 67.1376 | 72.6618 | 78.5773 | 83.9887 | 87.5934 | 89.5511 | 90.1946 | 90.6612 | 90.6434 | 89.8095 | 88.1661 | 84.5274 | 79.5773 | 75.6607 | 73.0987 | 71.105 | 0.0075202 | 0.0089196 | 0.0043199 | 0.0056061 | 0.0062172 | 0.011547 | 0.0079746 | 0.0041998 | 0.0044393 | 0.0054901 | 0.0067794 | 0.0075288 | 0.0076255 | 0.0078277 | 0.0077349 | 0.0076718 | 0.0072378 | 0.0061755 | 0.0050543 | 0.0057324 | 0.0064622 | 0.0055744 | 0.0063154 | 0.0066803
Portfolio Adjusted1-in-10Size: Under 20 kWOrange County2019May Monthly Peak | Portfolio Adjusted | 1-in-10 | Size: Under 20 kW | Orange County | 2019 | May Monthly Peak | 5 | 1.0498 | 1.0041 | 0.96909 | 0.96377 | 0.96581 | 0.96481 | 0.82791 | 0.88538 | 1.1727 | 1.5163 | 1.8238 | 1.9976 | 2.102 | 2.1634 | 2.2273 | 2.2296 | 2.152 | 1.7867 | 1.4292 | 1.3541 | 1.423 | 1.2933 | 1.1816 | 1.1119 | 0 | 0 | 0 | 0 | 0 | 0 | 0 | 0 | 0 | 0 | 0 | 0 | 0 | 0 | 0.0038556 | 0.011226 | 0.013835 | 0.012876 | 0 | 0 | 0 | 0 | 0 | 0 | 74.3119 | 72.621 | 71.1509 | 70.5578 | 69.9125 | 69.1008 | 68.7027 | 69.0081 | 72.5854 | 78.2833 | 83.1312 | 86.6712 | 89.1303 | 91.0738 | 92.3495 | 92.714 | 92.5215 | 91.433 | 89.9077 | 87.1988 | 83.1586 | 78.9233 | 76.4343 | 74.3098 | 0.0076986 | 0.0091245 | 0.0043901 | 0.0056648 | 0.0063043 | 0.011602 | 0.007451 | 0.0044034 | 0.0048247 | 0.0060574 | 0.0074917 | 0.0083105 | 0.0083707 | 0.0085228 | 0.0083359 | 0.0081872 | 0.0077253 | 0.006516 | 0.0052588 | 0.0056068 | 0.0066687 | 0.005766 | 0.0064933 | 0.0068536
Portfolio Adjusted1-in-10Size: Under 20 kWOrange County2019June Monthly Peak | Portfolio Adjusted | 1-in-10 | Size: Under 20 kW | Orange County | 2019 | June Monthly Peak | 6 | 1.0567 | 1.0109 | 0.97856 | 0.97072 | 0.97601 | 0.95033 | 0.8104 | 0.93036 | 1.2326 | 1.5941 | 1.9413 | 2.1359 | 2.2367 | 2.3023 | 2.3684 | 2.3631 | 2.2763 | 1.9248 | 1.5469 | 1.3598 | 1.4184 | 1.3153 | 1.1983 | 1.1188 | 0 | 0 | 0 | 0 | 0 | 0 | 0 | 0 | 0 | 0 | 0 | 0 | 0 | 0 | 0.0040998 | 0.011898 | 0.014635 | 0.013871 | 0 | 0 | 0 | 0 | 0 | 0 | 72.1065 | 70.9151 | 69.745 | 68.8431 | 67.6894 | 66.8669 | 66.5104 | 67.5742 | 70.9758 | 75.9018 | 80.9583 | 85.4392 | 88.7754 | 91.0123 | 92.5936 | 93.3018 | 93.6282 | 92.4533 | 90.9652 | 87.8162 | 83.636 | 79.9717 | 77.4914 | 75.6522 | 0.0077489 | 0.0091869 | 0.004433 | 0.0057057 | 0.0063708 | 0.011428 | 0.0072934 | 0.0046271 | 0.0050713 | 0.0063681 | 0.0079743 | 0.008886 | 0.0089072 | 0.00907 | 0.008864 | 0.0086775 | 0.0081715 | 0.0070196 | 0.005692 | 0.0056304 | 0.0066472 | 0.0058639 | 0.0065853 | 0.0068959
Portfolio Adjusted1-in-10Size: Under 20 kWOrange County2019July Monthly Peak | Portfolio Adjusted | 1-in-10 | Size: Under 20 kW | Orange County | 2019 | July Monthly Peak | 7 | 1.0693 | 1.0277 | 0.98997 | 0.99266 | 0.99391 | 1.0009 | 0.85555 | 0.98705 | 1.3677 | 1.8097 | 2.2145 | 2.417 | 2.522 | 2.5677 | 2.6407 | 2.6406 | 2.5251 | 2.1189 | 1.676 | 1.4455 | 1.4942 | 1.3621 | 1.2248 | 1.1412 | 0 | 0 | 0 | 0 | 0 | 0 | 0 | 0 | 0 | 0 | 0 | 0 | 0 | 0 | 0.0045711 | 0.013295 | 0.016234 | 0.01527 | 0 | 0 | 0 | 0 | 0 | 0 | 77.6655 | 76.3921 | 75.1891 | 74.0193 | 73.2517 | 72.5526 | 71.9019 | 72.3469 | 75.2288 | 79.9035 | 84.9793 | 89.1878 | 91.4678 | 92.6536 | 93.6238 | 93.5915 | 93.3478 | 92.8397 | 91.3281 | 88.8095 | 85.0576 | 81.5099 | 79.247 | 77.7552 | 0.0078415 | 0.0093396 | 0.0044847 | 0.0058346 | 0.0064876 | 0.012036 | 0.0076998 | 0.004909 | 0.0056271 | 0.0072294 | 0.0090966 | 0.010055 | 0.010043 | 0.010116 | 0.0098829 | 0.0096963 | 0.0090647 | 0.0077274 | 0.006167 | 0.0059851 | 0.0070024 | 0.0060729 | 0.0067307 | 0.0070339
Portfolio Adjusted1-in-10Size: Under 20 kWOrange County2019August Monthly Peak | Portfolio Adjusted | 1-in-10 | Size: Under 20 kW | Orange County | 2019 | August Monthly Peak | 8 | 1.1076 | 1.0674 | 1.0233 | 1.026 | 1.0265 | 1.0554 | 0.95241 | 1.0412 | 1.4725 | 1.9753 | 2.3812 | 2.6057 | 2.7121 | 2.7471 | 2.8207 | 2.7902 | 2.6823 | 2.2609 | 1.789 | 1.6015 | 1.5884 | 1.4046 | 1.2579 | 1.1639 | 0 | 0 | 0 | 0 | 0 | 0 | 0 | 0 | 0 | 0 | 0 | 0 | 0 | 0 | 0.0048828 | 0.014048 | 0.017245 | 0.016293 | 0 | 0 | 0 | 0 | 0 | 0 | 77.9152 | 77.1536 | 76.3815 | 75.5643 | 74.959 | 74.4508 | 74.4475 | 74.9968 | 77.572 | 82.2667 | 86.8687 | 91.1683 | 94.6627 | 96.777 | 97.5996 | 98.3923 | 98.5812 | 97.8836 | 97.063 | 94.2674 | 89.921 | 86.4668 | 84.125 | 82.0761 | 0.0081222 | 0.0096997 | 0.0046357 | 0.0060305 | 0.0067005 | 0.012691 | 0.0085714 | 0.0051781 | 0.0060583 | 0.0078912 | 0.0097813 | 0.01084 | 0.0108 | 0.010822 | 0.010557 | 0.010246 | 0.0096289 | 0.0082452 | 0.0065826 | 0.0066311 | 0.0074439 | 0.0062622 | 0.0069128 | 0.0071738
Portfolio Adjusted1-in-10Size: Under 20 kWOrange County2019September Monthly Peak | Portfolio Adjusted | 1-in-10 | Size: Under 20 kW | Orange County | 2019 | September Monthly Peak | 9 | 1.0951 | 1.0476 | 1.0091 | 1.0101 | 1.013 | 1.0484 | 1.0287 | 1.0505 | 1.4698 | 1.9549 | 2.3632 | 2.5853 | 2.7007 | 2.7461 | 2.7717 | 2.7453 | 2.6404 | 2.2044 | 1.7645 | 1.7163 | 1.5572 | 1.3751 | 1.2383 | 1.1469 | 0 | 0 | 0 | 0 | 0 | 0 | 0 | 0 | 0 | 0 | 0 | 0 | 0 | 0 | 0.004798 | 0.013822 | 0.016975 | 0.015886 | 0 | 0 | 0 | 0 | 0 | 0 | 79.7216 | 78.875 | 77.9424 | 77.4216 | 76.7324 | 76.4324 | 75.8764 | 75.5091 | 77.525 | 81.4218 | 85.7102 | 90.1112 | 93.2944 | 95.1828 | 96.0223 | 96.6019 | 96.6574 | 95.4061 | 93.5861 | 90.1677 | 86.1731 | 83.0001 | 80.6355 | 78.7155 | 0.0080304 | 0.0095199 | 0.0045714 | 0.0059373 | 0.0066123 | 0.012607 | 0.0092579 | 0.0052246 | 0.006047 | 0.0078096 | 0.0097072 | 0.010756 | 0.010755 | 0.010818 | 0.010373 | 0.010081 | 0.0094784 | 0.0080393 | 0.0064927 | 0.0071065 | 0.0072978 | 0.0061308 | 0.0068052 | 0.007069
Portfolio Adjusted1-in-10Size: Under 20 kWOrange County2019October Monthly Peak | Portfolio Adjusted | 1-in-10 | Size: Under 20 kW | Orange County | 2019 | October Monthly Peak | 10 | 1.0331 | 1.0001 | 0.96415 | 0.96743 | 0.96494 | 0.98592 | 1.0266 | 0.96894 | 1.2354 | 1.5832 | 1.9157 | 2.1022 | 2.2106 | 2.2698 | 2.3331 | 2.3244 | 2.2309 | 1.8798 | 1.6946 | 1.5779 | 1.4218 | 1.2762 | 1.1559 | 1.0858 | 0 | 0 | 0 | 0 | 0 | 0 | 0 | 0 | 0 | 0 | 0 | 0 | 0 | 0 | 0.0040387 | 0.011703 | 0.014342 | 0.013547 | 0 | 0 | 0 | 0 | 0 | 0 | 74.6671 | 73.1809 | 71.9927 | 70.8477 | 69.8859 | 69.3794 | 68.9945 | 68.8887 | 70.2815 | 74.4386 | 79.8919 | 85.1677 | 89.6156 | 92.573 | 93.6608 | 94.231 | 94.0655 | 92.5704 | 89.5332 | 84.9162 | 80.6604 | 77.9484 | 76.0503 | 74.3913 | 0.0075759 | 0.009088 | 0.0043677 | 0.0056864 | 0.0062986 | 0.011856 | 0.0092387 | 0.0048189 | 0.0050827 | 0.0063247 | 0.0078692 | 0.0087457 | 0.0088035 | 0.008942 | 0.0087317 | 0.0085353 | 0.0080084 | 0.0068555 | 0.0062355 | 0.0065334 | 0.006663 | 0.00569 | 0.0063518 | 0.0066921
Portfolio Adjusted1-in-10Size: Under 20 kWOrange County2019November Monthly Peak | Portfolio Adjusted | 1-in-10 | Size: Under 20 kW | Orange County | 2019 | November Monthly Peak | 11 | 0.97978 | 0.94721 | 0.93408 | 0.92719 | 0.92613 | 0.94678 | 0.84708 | 0.83661 | 1.0971 | 1.3522 | 1.5906 | 1.7125 | 1.7897 | 1.8442 | 1.8809 | 1.8896 | 1.8595 | 1.8548 | 1.5864 | 1.4179 | 1.2912 | 1.1664 | 1.0746 | 1.012 | 0 | 0 | 0 | 0 | 0 | 0 | 0 | 0 | 0 | 0 | 0 | 0 | 0 | 0 | 0.003256 | 0.0095141 | 0.011955 | 0.013366 | 0 | 0 | 0 | 0 | 0 | 0 | 69.2243 | 67.4521 | 66.8195 | 65.4756 | 64.4863 | 63.5321 | 63.6453 | 63.9881 | 66.4403 | 71.0542 | 76.8877 | 81.8725 | 84.889 | 86.5579 | 87.4538 | 87.1973 | 85.8244 | 83.1814 | 79.9566 | 77.1073 | 74.7005 | 72.6521 | 70.8217 | 69.8029 | 0.007185 | 0.0086078 | 0.0042315 | 0.0054498 | 0.0060452 | 0.011385 | 0.0076235 | 0.0041608 | 0.0045137 | 0.0054018 | 0.0065336 | 0.0071246 | 0.0071272 | 0.0072652 | 0.0070395 | 0.0069389 | 0.0066753 | 0.0067643 | 0.0058373 | 0.005871 | 0.006051 | 0.0052003 | 0.005905 | 0.0062376
Portfolio Adjusted1-in-10Size: Under 20 kWOrange County2019December Monthly Peak | Portfolio Adjusted | 1-in-10 | Size: Under 20 kW | Orange County | 2019 | December Monthly Peak | 12 | 1.0225 | 0.99721 | 0.98476 | 0.98043 | 0.98426 | 1.0327 | 1.0408 | 1.0103 | 1.3192 | 1.5995 | 1.7177 | 1.655 | 1.5432 | 1.4104 | 1.3201 | 1.2654 | 1.365 | 1.5976 | 1.5746 | 1.4459 | 1.2865 | 1.1971 | 1.1238 | 1.0619 | 0 | 0 | 0 | 0 | 0 | 0 | 0 | 0 | 0 | 0 | 0 | 0 | 0 | 0 | 0.0022851 | 0.0063711 | 0.0087755 | 0.011513 | 0 | 0 | 0 | 0 | 0 | 0 | 43.8025 | 43.1906 | 43.0016 | 43.2351 | 43.4465 | 43.314 | 43.6295 | 43.6108 | 44.201 | 45.3533 | 46.4915 | 47.9848 | 49.1234 | 49.5583 | 49.7989 | 49.7327 | 49.2456 | 48.2992 | 47.091 | 45.8743 | 44.7085 | 44.2882 | 43.9466 | 43.1555 | 0.0074985 | 0.0090622 | 0.0044611 | 0.0057628 | 0.0064247 | 0.012417 | 0.009367 | 0.0050246 | 0.0054277 | 0.00639 | 0.0070561 | 0.0068851 | 0.0061456 | 0.0055563 | 0.0049405 | 0.0046466 | 0.0048999 | 0.0058261 | 0.005794 | 0.0059866 | 0.0060289 | 0.0053373 | 0.0061759 | 0.0065449
Portfolio Adjusted1-in-10Size: Under 20 kWOrange County2019Typical Event Day | Portfolio Adjusted | 1-in-10 | Size: Under 20 kW | Orange County | 2019 | Typical Event Day | 8 | 1.0903 | 1.0511 | 1.0101 | 1.0124 | 1.0133 | 1.04 | 0.9383 | 1.0089 | 1.4055 | 1.8687 | 2.2455 | 2.4583 | 2.5601 | 2.6067 | 2.6935 | 2.6773 | 2.5765 | 2.1713 | 1.7201 | 1.5473 | 1.5479 | 1.3713 | 1.2299 | 1.1411 | 0 | 0 | 0 | 0 | 0 | 0 | 0 | 0 | 0 | 0 | 0 | 0 | 0 | 0 | 0.0046626 | 0.01348 | 0.016565 | 0.015647 | 0 | 0 | 0 | 0 | 0 | 0 | 76.8522 | 75.834 | 74.8145 | 73.9621 | 73.1582 | 72.5757 | 72.184 | 72.6068 | 75.3254 | 79.8734 | 84.6291 | 88.9766 | 92.0501 | 93.9064 | 94.9599 | 95.4719 | 95.5536 | 94.6457 | 93.2356 | 90.2652 | 86.1969 | 82.7371 | 80.3747 | 78.5498 | 0.0079957 | 0.0095518 | 0.0045759 | 0.0059508 | 0.006614 | 0.012506 | 0.0084444 | 0.0050175 | 0.0057827 | 0.0074653 | 0.0092238 | 0.010227 | 0.010195 | 0.010269 | 0.010081 | 0.0098312 | 0.0092491 | 0.0079183 | 0.0063294 | 0.0064064 | 0.007254 | 0.0061136 | 0.0067588 | 0.0070333
Portfolio Adjusted1-in-10Size: Under 20 kWOrange County2020January Monthly Peak | Portfolio Adjusted | 1-in-10 | Size: Under 20 kW | Orange County | 2020 | January Monthly Peak | 1 | 1.0343 | 1.0086 | 0.99394 | 1.0015 | 1.0039 | 1.0368 | 1.0655 | 1.028 | 1.3187 | 1.5947 | 1.7116 | 1.6485 | 1.5335 | 1.3892 | 1.2746 | 1.2123 | 1.2765 | 1.5284 | 1.6017 | 1.4601 | 1.2979 | 1.2102 | 1.1495 | 1.092 | 0 | 0 | 0 | 0 | 0 | 0 | 0 | 0 | 0 | 0 | 0 | 0 | 0 | 0 | 0.0022065 | 0.0061039 | 0.0082068 | 0.011014 | 0 | 0 | 0 | 0 | 0 | 0 | 44.7085 | 43.9669 | 43.1176 | 42.4656 | 42.0645 | 41.5567 | 41.1375 | 41.0071 | 41.5302 | 43.9053 | 46.4347 | 48.0576 | 49.6991 | 50.5831 | 51.1858 | 51.1627 | 49.9721 | 48.3652 | 46.221 | 44.8019 | 43.9374 | 43.5091 | 43.0365 | 42.4041 | 0.007585 | 0.0091658 | 0.0045027 | 0.0058864 | 0.0065528 | 0.012468 | 0.0095895 | 0.0051129 | 0.0054255 | 0.0063707 | 0.007031 | 0.0068581 | 0.0061068 | 0.0054728 | 0.0047704 | 0.0044517 | 0.0045824 | 0.0055737 | 0.0058935 | 0.0060454 | 0.0060825 | 0.0053957 | 0.006317 | 0.0067306
Portfolio Adjusted1-in-10Size: Under 20 kWOrange County2020February Monthly Peak | Portfolio Adjusted | 1-in-10 | Size: Under 20 kW | Orange County | 2020 | February Monthly Peak | 2 | 1.0021 | 0.97679 | 0.96603 | 0.97394 | 0.97822 | 0.99878 | 0.96932 | 0.8982 | 1.12 | 1.3285 | 1.4499 | 1.458 | 1.4304 | 1.385 | 1.3634 | 1.3527 | 1.3745 | 1.4253 | 1.5449 | 1.4096 | 1.2747 | 1.1786 | 1.1106 | 1.0553 | 0 | 0 | 0 | 0 | 0 | 0 | 0 | 0 | 0 | 0 | 0 | 0 | 0 | 0 | 0.0023601 | 0.0068108 | 0.0088368 | 0.010271 | 0 | 0 | 0 | 0 | 0 | 0 | 50.6571 | 50.5295 | 49.984 | 49.4235 | 49.3882 | 48.6972 | 47.3767 | 48.0923 | 49.2287 | 51.4114 | 53.5397 | 54.3944 | 55.3018 | 56.5991 | 57.663 | 57.9309 | 57.1597 | 56.6708 | 55.1524 | 53.6546 | 52.3703 | 50.9272 | 50.3309 | 49.5446 | 0.0073489 | 0.0088766 | 0.0043762 | 0.0057246 | 0.0063852 | 0.01201 | 0.0087237 | 0.0044671 | 0.0046081 | 0.0053073 | 0.0059559 | 0.0060656 | 0.0056962 | 0.0054564 | 0.0051026 | 0.0049673 | 0.0049342 | 0.0051978 | 0.0056845 | 0.0058367 | 0.0059737 | 0.0052545 | 0.0061034 | 0.0065047
Portfolio Adjusted1-in-10Size: Under 20 kWOrange County2020March Monthly Peak | Portfolio Adjusted | 1-in-10 | Size: Under 20 kW | Orange County | 2020 | March Monthly Peak | 3 | 0.99056 | 0.95507 | 0.93688 | 0.93773 | 0.94184 | 0.95821 | 0.96278 | 0.84704 | 0.99 | 1.1893 | 1.3729 | 1.459 | 1.4897 | 1.5461 | 1.6294 | 1.6742 | 1.6454 | 1.4386 | 1.32 | 1.3717 | 1.2845 | 1.1859 | 1.0996 | 1.0437 | 0 | 0 | 0 | 0 | 0 | 0 | 0 | 0 | 0 | 0 | 0 | 0 | 0 | 0 | 0.0028206 | 0.0084294 | 0.010579 | 0.010367 | 0 | 0 | 0 | 0 | 0 | 0 | 60.8467 | 59.2987 | 57.8865 | 57.1049 | 56.5309 | 56.0661 | 55.8186 | 55.9276 | 57.1018 | 60.7082 | 64.807 | 69.1369 | 72.7032 | 74.6296 | 75.6197 | 76.2197 | 76.1845 | 75.4196 | 73.8939 | 71.2593 | 67.8457 | 65.0884 | 62.901 | 60.5893 | 0.007264 | 0.0086792 | 0.0042442 | 0.0055118 | 0.0061478 | 0.011522 | 0.0086648 | 0.0042127 | 0.0040731 | 0.0047511 | 0.0056397 | 0.0060697 | 0.0059325 | 0.0060909 | 0.0060982 | 0.0061477 | 0.0059067 | 0.0052465 | 0.0048571 | 0.0056797 | 0.0060196 | 0.005287 | 0.0060429 | 0.0064329
Portfolio Adjusted1-in-10Size: Under 20 kWOrange County2020April Monthly Peak | Portfolio Adjusted | 1-in-10 | Size: Under 20 kW | Orange County | 2020 | April Monthly Peak | 4 | 1.0255 | 0.98152 | 0.95359 | 0.95377 | 0.95248 | 0.96028 | 0.88609 | 0.84445 | 1.079 | 1.3743 | 1.6504 | 1.8097 | 1.9148 | 1.987 | 2.0667 | 2.0892 | 2.0162 | 1.6934 | 1.3736 | 1.3845 | 1.3789 | 1.2503 | 1.1492 | 1.0838 | 0 | 0 | 0 | 0 | 0 | 0 | 0 | 0 | 0 | 0 | 0 | 0 | 0 | 0 | 0.0035776 | 0.010519 | 0.012962 | 0.012203 | 0 | 0 | 0 | 0 | 0 | 0 | 71.1926 | 69.4146 | 67.8292 | 66.1962 | 65.218 | 64.5556 | 63.9975 | 64.1029 | 67.1376 | 72.6618 | 78.5773 | 83.9887 | 87.5934 | 89.5511 | 90.1946 | 90.6612 | 90.6434 | 89.8095 | 88.1661 | 84.5274 | 79.5773 | 75.6607 | 73.0987 | 71.105 | 0.0075202 | 0.0089196 | 0.0043199 | 0.0056061 | 0.0062172 | 0.011547 | 0.0079746 | 0.0041998 | 0.0044393 | 0.0054901 | 0.0067794 | 0.0075288 | 0.0076255 | 0.0078277 | 0.0077349 | 0.0076718 | 0.0072378 | 0.0061755 | 0.0050543 | 0.0057324 | 0.0064622 | 0.0055744 | 0.0063154 | 0.0066803
Portfolio Adjusted1-in-10Size: Under 20 kWOrange County2020May Monthly Peak | Portfolio Adjusted | 1-in-10 | Size: Under 20 kW | Orange County | 2020 | May Monthly Peak | 5 | 1.0498 | 1.0041 | 0.96909 | 0.96377 | 0.96581 | 0.96481 | 0.82791 | 0.88538 | 1.1727 | 1.5163 | 1.8238 | 1.9976 | 2.102 | 2.1634 | 2.2273 | 2.2296 | 2.152 | 1.7867 | 1.4292 | 1.3541 | 1.423 | 1.2933 | 1.1816 | 1.1119 | 0 | 0 | 0 | 0 | 0 | 0 | 0 | 0 | 0 | 0 | 0 | 0 | 0 | 0 | 0.0038556 | 0.011226 | 0.013835 | 0.012876 | 0 | 0 | 0 | 0 | 0 | 0 | 74.3119 | 72.621 | 71.1509 | 70.5578 | 69.9125 | 69.1008 | 68.7027 | 69.0081 | 72.5854 | 78.2833 | 83.1312 | 86.6712 | 89.1303 | 91.0738 | 92.3495 | 92.714 | 92.5215 | 91.433 | 89.9077 | 87.1988 | 83.1586 | 78.9233 | 76.4343 | 74.3098 | 0.0076986 | 0.0091245 | 0.0043901 | 0.0056648 | 0.0063043 | 0.011602 | 0.007451 | 0.0044034 | 0.0048247 | 0.0060574 | 0.0074917 | 0.0083105 | 0.0083707 | 0.0085228 | 0.0083359 | 0.0081872 | 0.0077253 | 0.006516 | 0.0052588 | 0.0056068 | 0.0066687 | 0.005766 | 0.0064933 | 0.0068536
Portfolio Adjusted1-in-10Size: Under 20 kWOrange County2020June Monthly Peak | Portfolio Adjusted | 1-in-10 | Size: Under 20 kW | Orange County | 2020 | June Monthly Peak | 6 | 1.0567 | 1.0109 | 0.97856 | 0.97072 | 0.97601 | 0.95033 | 0.8104 | 0.93036 | 1.2326 | 1.5941 | 1.9413 | 2.1359 | 2.2367 | 2.3023 | 2.3684 | 2.3631 | 2.2763 | 1.9248 | 1.5469 | 1.3598 | 1.4184 | 1.3153 | 1.1983 | 1.1188 | 0 | 0 | 0 | 0 | 0 | 0 | 0 | 0 | 0 | 0 | 0 | 0 | 0 | 0 | 0.0040998 | 0.011898 | 0.014635 | 0.013871 | 0 | 0 | 0 | 0 | 0 | 0 | 72.1065 | 70.9151 | 69.745 | 68.8431 | 67.6894 | 66.8669 | 66.5104 | 67.5742 | 70.9758 | 75.9018 | 80.9583 | 85.4392 | 88.7754 | 91.0123 | 92.5936 | 93.3018 | 93.6282 | 92.4533 | 90.9652 | 87.8162 | 83.636 | 79.9717 | 77.4914 | 75.6522 | 0.0077489 | 0.0091869 | 0.004433 | 0.0057057 | 0.0063708 | 0.011428 | 0.0072934 | 0.0046271 | 0.0050713 | 0.0063681 | 0.0079743 | 0.008886 | 0.0089072 | 0.00907 | 0.008864 | 0.0086775 | 0.0081715 | 0.0070196 | 0.005692 | 0.0056304 | 0.0066472 | 0.0058639 | 0.0065853 | 0.0068959
Portfolio Adjusted1-in-10Size: Under 20 kWOrange County2020July Monthly Peak | Portfolio Adjusted | 1-in-10 | Size: Under 20 kW | Orange County | 2020 | July Monthly Peak | 7 | 1.0693 | 1.0277 | 0.98997 | 0.99266 | 0.99391 | 1.0009 | 0.85555 | 0.98705 | 1.3677 | 1.8097 | 2.2145 | 2.417 | 2.522 | 2.5677 | 2.6407 | 2.6406 | 2.5251 | 2.1189 | 1.676 | 1.4455 | 1.4942 | 1.3621 | 1.2248 | 1.1412 | 0 | 0 | 0 | 0 | 0 | 0 | 0 | 0 | 0 | 0 | 0 | 0 | 0 | 0 | 0.0045711 | 0.013295 | 0.016234 | 0.01527 | 0 | 0 | 0 | 0 | 0 | 0 | 77.6655 | 76.3921 | 75.1891 | 74.0193 | 73.2517 | 72.5526 | 71.9019 | 72.3469 | 75.2288 | 79.9035 | 84.9793 | 89.1878 | 91.4678 | 92.6536 | 93.6238 | 93.5915 | 93.3478 | 92.8397 | 91.3281 | 88.8095 | 85.0576 | 81.5099 | 79.247 | 77.7552 | 0.0078415 | 0.0093396 | 0.0044847 | 0.0058346 | 0.0064876 | 0.012036 | 0.0076998 | 0.004909 | 0.0056271 | 0.0072294 | 0.0090966 | 0.010055 | 0.010043 | 0.010116 | 0.0098829 | 0.0096963 | 0.0090647 | 0.0077274 | 0.006167 | 0.0059851 | 0.0070024 | 0.0060729 | 0.0067307 | 0.0070339
Portfolio Adjusted1-in-10Size: Under 20 kWOrange County2020August Monthly Peak | Portfolio Adjusted | 1-in-10 | Size: Under 20 kW | Orange County | 2020 | August Monthly Peak | 8 | 1.1076 | 1.0674 | 1.0233 | 1.026 | 1.0265 | 1.0554 | 0.95241 | 1.0412 | 1.4725 | 1.9753 | 2.3812 | 2.6057 | 2.7121 | 2.7471 | 2.8207 | 2.7902 | 2.6823 | 2.2609 | 1.789 | 1.6015 | 1.5884 | 1.4046 | 1.2579 | 1.1639 | 0 | 0 | 0 | 0 | 0 | 0 | 0 | 0 | 0 | 0 | 0 | 0 | 0 | 0 | 0.0048828 | 0.014048 | 0.017245 | 0.016293 | 0 | 0 | 0 | 0 | 0 | 0 | 77.9152 | 77.1536 | 76.3815 | 75.5643 | 74.959 | 74.4508 | 74.4475 | 74.9968 | 77.572 | 82.2667 | 86.8687 | 91.1683 | 94.6627 | 96.777 | 97.5996 | 98.3923 | 98.5812 | 97.8836 | 97.063 | 94.2674 | 89.921 | 86.4668 | 84.125 | 82.0761 | 0.0081222 | 0.0096997 | 0.0046357 | 0.0060305 | 0.0067005 | 0.012691 | 0.0085714 | 0.0051781 | 0.0060583 | 0.0078912 | 0.0097813 | 0.01084 | 0.0108 | 0.010822 | 0.010557 | 0.010246 | 0.0096289 | 0.0082452 | 0.0065826 | 0.0066311 | 0.0074439 | 0.0062622 | 0.0069128 | 0.0071738
Portfolio Adjusted1-in-10Size: Under 20 kWOrange County2020September Monthly Peak | Portfolio Adjusted | 1-in-10 | Size: Under 20 kW | Orange County | 2020 | September Monthly Peak | 9 | 1.0951 | 1.0476 | 1.0091 | 1.0101 | 1.013 | 1.0484 | 1.0287 | 1.0505 | 1.4698 | 1.9549 | 2.3632 | 2.5853 | 2.7007 | 2.7461 | 2.7717 | 2.7453 | 2.6404 | 2.2044 | 1.7645 | 1.7163 | 1.5572 | 1.3751 | 1.2383 | 1.1469 | 0 | 0 | 0 | 0 | 0 | 0 | 0 | 0 | 0 | 0 | 0 | 0 | 0 | 0 | 0.004798 | 0.013822 | 0.016975 | 0.015886 | 0 | 0 | 0 | 0 | 0 | 0 | 79.7216 | 78.875 | 77.9424 | 77.4216 | 76.7324 | 76.4324 | 75.8764 | 75.5091 | 77.525 | 81.4218 | 85.7102 | 90.1112 | 93.2944 | 95.1828 | 96.0223 | 96.6019 | 96.6574 | 95.4061 | 93.5861 | 90.1677 | 86.1731 | 83.0001 | 80.6355 | 78.7155 | 0.0080304 | 0.0095199 | 0.0045714 | 0.0059373 | 0.0066123 | 0.012607 | 0.0092579 | 0.0052246 | 0.006047 | 0.0078096 | 0.0097072 | 0.010756 | 0.010755 | 0.010818 | 0.010373 | 0.010081 | 0.0094784 | 0.0080393 | 0.0064927 | 0.0071065 | 0.0072978 | 0.0061308 | 0.0068052 | 0.007069
Portfolio Adjusted1-in-10Size: Under 20 kWOrange County2020October Monthly Peak | Portfolio Adjusted | 1-in-10 | Size: Under 20 kW | Orange County | 2020 | October Monthly Peak | 10 | 1.0331 | 1.0001 | 0.96415 | 0.96743 | 0.96494 | 0.98592 | 1.0266 | 0.96894 | 1.2354 | 1.5832 | 1.9157 | 2.1022 | 2.2106 | 2.2698 | 2.3331 | 2.3244 | 2.2309 | 1.8798 | 1.6946 | 1.5779 | 1.4218 | 1.2762 | 1.1559 | 1.0858 | 0 | 0 | 0 | 0 | 0 | 0 | 0 | 0 | 0 | 0 | 0 | 0 | 0 | 0 | 0.0040387 | 0.011703 | 0.014342 | 0.013547 | 0 | 0 | 0 | 0 | 0 | 0 | 74.6671 | 73.1809 | 71.9927 | 70.8477 | 69.8859 | 69.3794 | 68.9945 | 68.8887 | 70.2815 | 74.4386 | 79.8919 | 85.1677 | 89.6156 | 92.573 | 93.6608 | 94.231 | 94.0655 | 92.5704 | 89.5332 | 84.9162 | 80.6604 | 77.9484 | 76.0503 | 74.3913 | 0.0075759 | 0.009088 | 0.0043677 | 0.0056864 | 0.0062986 | 0.011856 | 0.0092387 | 0.0048189 | 0.0050827 | 0.0063247 | 0.0078692 | 0.0087457 | 0.0088035 | 0.008942 | 0.0087317 | 0.0085353 | 0.0080084 | 0.0068555 | 0.0062355 | 0.0065334 | 0.006663 | 0.00569 | 0.0063518 | 0.0066921
Portfolio Adjusted1-in-10Size: Under 20 kWOrange County2020November Monthly Peak | Portfolio Adjusted | 1-in-10 | Size: Under 20 kW | Orange County | 2020 | November Monthly Peak | 11 | 0.97978 | 0.94721 | 0.93408 | 0.92719 | 0.92613 | 0.94678 | 0.84708 | 0.83661 | 1.0971 | 1.3522 | 1.5906 | 1.7125 | 1.7897 | 1.8442 | 1.8809 | 1.8896 | 1.8595 | 1.8548 | 1.5864 | 1.4179 | 1.2912 | 1.1664 | 1.0746 | 1.012 | 0 | 0 | 0 | 0 | 0 | 0 | 0 | 0 | 0 | 0 | 0 | 0 | 0 | 0 | 0.003256 | 0.0095141 | 0.011955 | 0.013366 | 0 | 0 | 0 | 0 | 0 | 0 | 69.2243 | 67.4521 | 66.8195 | 65.4756 | 64.4863 | 63.5321 | 63.6453 | 63.9881 | 66.4403 | 71.0542 | 76.8877 | 81.8725 | 84.889 | 86.5579 | 87.4538 | 87.1973 | 85.8244 | 83.1814 | 79.9566 | 77.1073 | 74.7005 | 72.6521 | 70.8217 | 69.8029 | 0.007185 | 0.0086078 | 0.0042315 | 0.0054498 | 0.0060452 | 0.011385 | 0.0076235 | 0.0041608 | 0.0045137 | 0.0054018 | 0.0065336 | 0.0071246 | 0.0071272 | 0.0072652 | 0.0070395 | 0.0069389 | 0.0066753 | 0.0067643 | 0.0058373 | 0.005871 | 0.006051 | 0.0052003 | 0.005905 | 0.0062376
Portfolio Adjusted1-in-10Size: Under 20 kWOrange County2020December Monthly Peak | Portfolio Adjusted | 1-in-10 | Size: Under 20 kW | Orange County | 2020 | December Monthly Peak | 12 | 1.0225 | 0.99721 | 0.98476 | 0.98043 | 0.98426 | 1.0327 | 1.0408 | 1.0103 | 1.3192 | 1.5995 | 1.7177 | 1.655 | 1.5432 | 1.4104 | 1.3201 | 1.2654 | 1.365 | 1.5976 | 1.5746 | 1.4459 | 1.2865 | 1.1971 | 1.1238 | 1.0619 | 0 | 0 | 0 | 0 | 0 | 0 | 0 | 0 | 0 | 0 | 0 | 0 | 0 | 0 | 0.0022851 | 0.0063711 | 0.0087755 | 0.011513 | 0 | 0 | 0 | 0 | 0 | 0 | 43.8025 | 43.1906 | 43.0016 | 43.2351 | 43.4465 | 43.314 | 43.6295 | 43.6108 | 44.201 | 45.3533 | 46.4915 | 47.9848 | 49.1234 | 49.5583 | 49.7989 | 49.7327 | 49.2456 | 48.2992 | 47.091 | 45.8743 | 44.7085 | 44.2882 | 43.9466 | 43.1555 | 0.0074985 | 0.0090622 | 0.0044611 | 0.0057628 | 0.0064247 | 0.012417 | 0.009367 | 0.0050246 | 0.0054277 | 0.00639 | 0.0070561 | 0.0068851 | 0.0061456 | 0.0055563 | 0.0049405 | 0.0046466 | 0.0048999 | 0.0058261 | 0.005794 | 0.0059866 | 0.0060289 | 0.0053373 | 0.0061759 | 0.0065449
Portfolio Adjusted1-in-10Size: Under 20 kWOrange County2020Typical Event Day | Portfolio Adjusted | 1-in-10 | Size: Under 20 kW | Orange County | 2020 | Typical Event Day | 8 | 1.0903 | 1.0511 | 1.0101 | 1.0124 | 1.0133 | 1.04 | 0.9383 | 1.0089 | 1.4055 | 1.8687 | 2.2455 | 2.4583 | 2.5601 | 2.6067 | 2.6935 | 2.6773 | 2.5765 | 2.1713 | 1.7201 | 1.5473 | 1.5479 | 1.3713 | 1.2299 | 1.1411 | 0 | 0 | 0 | 0 | 0 | 0 | 0 | 0 | 0 | 0 | 0 | 0 | 0 | 0 | 0.0046626 | 0.01348 | 0.016565 | 0.015647 | 0 | 0 | 0 | 0 | 0 | 0 | 76.8522 | 75.834 | 74.8145 | 73.9621 | 73.1582 | 72.5757 | 72.184 | 72.6068 | 75.3254 | 79.8734 | 84.6291 | 88.9766 | 92.0501 | 93.9064 | 94.9599 | 95.4719 | 95.5536 | 94.6457 | 93.2356 | 90.2652 | 86.1969 | 82.7371 | 80.3747 | 78.5498 | 0.0079957 | 0.0095518 | 0.0045759 | 0.0059508 | 0.006614 | 0.012506 | 0.0084444 | 0.0050175 | 0.0057827 | 0.0074653 | 0.0092238 | 0.010227 | 0.010195 | 0.010269 | 0.010081 | 0.0098312 | 0.0092491 | 0.0079183 | 0.0063294 | 0.0064064 | 0.007254 | 0.0061136 | 0.0067588 | 0.0070333
Portfolio Adjusted1-in-10Size: Under 20 kWOrange County2021January Monthly Peak | Portfolio Adjusted | 1-in-10 | Size: Under 20 kW | Orange County | 2021 | January Monthly Peak | 1 | 1.0343 | 1.0086 | 0.99394 | 1.0015 | 1.0039 | 1.0368 | 1.0655 | 1.028 | 1.3187 | 1.5947 | 1.7116 | 1.6485 | 1.5335 | 1.3892 | 1.2746 | 1.2123 | 1.2765 | 1.5284 | 1.6017 | 1.4601 | 1.2979 | 1.2102 | 1.1495 | 1.092 | 0 | 0 | 0 | 0 | 0 | 0 | 0 | 0 | 0 | 0 | 0 | 0 | 0 | 0 | 0.0022065 | 0.0061039 | 0.0082068 | 0.011014 | 0 | 0 | 0 | 0 | 0 | 0 | 44.7085 | 43.9669 | 43.1176 | 42.4656 | 42.0645 | 41.5567 | 41.1375 | 41.0071 | 41.5302 | 43.9053 | 46.4347 | 48.0576 | 49.6991 | 50.5831 | 51.1858 | 51.1627 | 49.9721 | 48.3652 | 46.221 | 44.8019 | 43.9374 | 43.5091 | 43.0365 | 42.4041 | 0.007585 | 0.0091658 | 0.0045027 | 0.0058864 | 0.0065528 | 0.012468 | 0.0095895 | 0.0051129 | 0.0054255 | 0.0063707 | 0.007031 | 0.0068581 | 0.0061068 | 0.0054728 | 0.0047704 | 0.0044517 | 0.0045824 | 0.0055737 | 0.0058935 | 0.0060454 | 0.0060825 | 0.0053957 | 0.006317 | 0.0067306
Portfolio Adjusted1-in-10Size: Under 20 kWOrange County2021February Monthly Peak | Portfolio Adjusted | 1-in-10 | Size: Under 20 kW | Orange County | 2021 | February Monthly Peak | 2 | 1.0021 | 0.97679 | 0.96603 | 0.97394 | 0.97822 | 0.99878 | 0.96932 | 0.8982 | 1.12 | 1.3285 | 1.4499 | 1.458 | 1.4304 | 1.385 | 1.3634 | 1.3527 | 1.3745 | 1.4253 | 1.5449 | 1.4096 | 1.2747 | 1.1786 | 1.1106 | 1.0553 | 0 | 0 | 0 | 0 | 0 | 0 | 0 | 0 | 0 | 0 | 0 | 0 | 0 | 0 | 0.0023601 | 0.0068108 | 0.0088368 | 0.010271 | 0 | 0 | 0 | 0 | 0 | 0 | 50.6571 | 50.5295 | 49.984 | 49.4235 | 49.3882 | 48.6972 | 47.3767 | 48.0923 | 49.2287 | 51.4114 | 53.5397 | 54.3944 | 55.3018 | 56.5991 | 57.663 | 57.9309 | 57.1597 | 56.6708 | 55.1524 | 53.6546 | 52.3703 | 50.9272 | 50.3309 | 49.5446 | 0.0073489 | 0.0088766 | 0.0043762 | 0.0057246 | 0.0063852 | 0.01201 | 0.0087237 | 0.0044671 | 0.0046081 | 0.0053073 | 0.0059559 | 0.0060656 | 0.0056962 | 0.0054564 | 0.0051026 | 0.0049673 | 0.0049342 | 0.0051978 | 0.0056845 | 0.0058367 | 0.0059737 | 0.0052545 | 0.0061034 | 0.0065047
Portfolio Adjusted1-in-10Size: Under 20 kWOrange County2021March Monthly Peak | Portfolio Adjusted | 1-in-10 | Size: Under 20 kW | Orange County | 2021 | March Monthly Peak | 3 | 0.99056 | 0.95507 | 0.93688 | 0.93773 | 0.94184 | 0.95821 | 0.96278 | 0.84704 | 0.99 | 1.1893 | 1.3729 | 1.459 | 1.4897 | 1.5461 | 1.6294 | 1.6742 | 1.6454 | 1.4386 | 1.32 | 1.3717 | 1.2845 | 1.1859 | 1.0996 | 1.0437 | 0 | 0 | 0 | 0 | 0 | 0 | 0 | 0 | 0 | 0 | 0 | 0 | 0 | 0 | 0.0028206 | 0.0084294 | 0.010579 | 0.010367 | 0 | 0 | 0 | 0 | 0 | 0 | 60.8467 | 59.2987 | 57.8865 | 57.1049 | 56.5309 | 56.0661 | 55.8186 | 55.9276 | 57.1018 | 60.7082 | 64.807 | 69.1369 | 72.7032 | 74.6296 | 75.6197 | 76.2197 | 76.1845 | 75.4196 | 73.8939 | 71.2593 | 67.8457 | 65.0884 | 62.901 | 60.5893 | 0.007264 | 0.0086792 | 0.0042442 | 0.0055118 | 0.0061478 | 0.011522 | 0.0086648 | 0.0042127 | 0.0040731 | 0.0047511 | 0.0056397 | 0.0060697 | 0.0059325 | 0.0060909 | 0.0060982 | 0.0061477 | 0.0059067 | 0.0052465 | 0.0048571 | 0.0056797 | 0.0060196 | 0.005287 | 0.0060429 | 0.0064329
Portfolio Adjusted1-in-10Size: Under 20 kWOrange County2021April Monthly Peak | Portfolio Adjusted | 1-in-10 | Size: Under 20 kW | Orange County | 2021 | April Monthly Peak | 4 | 1.0255 | 0.98152 | 0.95359 | 0.95377 | 0.95248 | 0.96028 | 0.88609 | 0.84445 | 1.079 | 1.3743 | 1.6504 | 1.8097 | 1.9148 | 1.987 | 2.0667 | 2.0892 | 2.0162 | 1.6934 | 1.3736 | 1.3845 | 1.3789 | 1.2503 | 1.1492 | 1.0838 | 0 | 0 | 0 | 0 | 0 | 0 | 0 | 0 | 0 | 0 | 0 | 0 | 0 | 0 | 0.0035776 | 0.010519 | 0.012962 | 0.012203 | 0 | 0 | 0 | 0 | 0 | 0 | 71.1926 | 69.4146 | 67.8292 | 66.1962 | 65.218 | 64.5556 | 63.9975 | 64.1029 | 67.1376 | 72.6618 | 78.5773 | 83.9887 | 87.5934 | 89.5511 | 90.1946 | 90.6612 | 90.6434 | 89.8095 | 88.1661 | 84.5274 | 79.5773 | 75.6607 | 73.0987 | 71.105 | 0.0075202 | 0.0089196 | 0.0043199 | 0.0056061 | 0.0062172 | 0.011547 | 0.0079746 | 0.0041998 | 0.0044393 | 0.0054901 | 0.0067794 | 0.0075288 | 0.0076255 | 0.0078277 | 0.0077349 | 0.0076718 | 0.0072378 | 0.0061755 | 0.0050543 | 0.0057324 | 0.0064622 | 0.0055744 | 0.0063154 | 0.0066803
Portfolio Adjusted1-in-10Size: Under 20 kWOrange County2021May Monthly Peak | Portfolio Adjusted | 1-in-10 | Size: Under 20 kW | Orange County | 2021 | May Monthly Peak | 5 | 1.0498 | 1.0041 | 0.96909 | 0.96377 | 0.96581 | 0.96481 | 0.82791 | 0.88538 | 1.1727 | 1.5163 | 1.8238 | 1.9976 | 2.102 | 2.1634 | 2.2273 | 2.2296 | 2.152 | 1.7867 | 1.4292 | 1.3541 | 1.423 | 1.2933 | 1.1816 | 1.1119 | 0 | 0 | 0 | 0 | 0 | 0 | 0 | 0 | 0 | 0 | 0 | 0 | 0 | 0 | 0.0038556 | 0.011226 | 0.013835 | 0.012876 | 0 | 0 | 0 | 0 | 0 | 0 | 74.3119 | 72.621 | 71.1509 | 70.5578 | 69.9125 | 69.1008 | 68.7027 | 69.0081 | 72.5854 | 78.2833 | 83.1312 | 86.6712 | 89.1303 | 91.0738 | 92.3495 | 92.714 | 92.5215 | 91.433 | 89.9077 | 87.1988 | 83.1586 | 78.9233 | 76.4343 | 74.3098 | 0.0076986 | 0.0091245 | 0.0043901 | 0.0056648 | 0.0063043 | 0.011602 | 0.007451 | 0.0044034 | 0.0048247 | 0.0060574 | 0.0074917 | 0.0083105 | 0.0083707 | 0.0085228 | 0.0083359 | 0.0081872 | 0.0077253 | 0.006516 | 0.0052588 | 0.0056068 | 0.0066687 | 0.005766 | 0.0064933 | 0.0068536
Portfolio Adjusted1-in-10Size: Under 20 kWOrange County2021June Monthly Peak | Portfolio Adjusted | 1-in-10 | Size: Under 20 kW | Orange County | 2021 | June Monthly Peak | 6 | 1.0567 | 1.0109 | 0.97856 | 0.97072 | 0.97601 | 0.95033 | 0.8104 | 0.93036 | 1.2326 | 1.5941 | 1.9413 | 2.1359 | 2.2367 | 2.3023 | 2.3684 | 2.3631 | 2.2763 | 1.9248 | 1.5469 | 1.3598 | 1.4184 | 1.3153 | 1.1983 | 1.1188 | 0 | 0 | 0 | 0 | 0 | 0 | 0 | 0 | 0 | 0 | 0 | 0 | 0 | 0 | 0.0040998 | 0.011898 | 0.014635 | 0.013871 | 0 | 0 | 0 | 0 | 0 | 0 | 72.1065 | 70.9151 | 69.745 | 68.8431 | 67.6894 | 66.8669 | 66.5104 | 67.5742 | 70.9758 | 75.9018 | 80.9583 | 85.4392 | 88.7754 | 91.0123 | 92.5936 | 93.3018 | 93.6282 | 92.4533 | 90.9652 | 87.8162 | 83.636 | 79.9717 | 77.4914 | 75.6522 | 0.0077489 | 0.0091869 | 0.004433 | 0.0057057 | 0.0063708 | 0.011428 | 0.0072934 | 0.0046271 | 0.0050713 | 0.0063681 | 0.0079743 | 0.008886 | 0.0089072 | 0.00907 | 0.008864 | 0.0086775 | 0.0081715 | 0.0070196 | 0.005692 | 0.0056304 | 0.0066472 | 0.0058639 | 0.0065853 | 0.0068959
Portfolio Adjusted1-in-10Size: Under 20 kWOrange County2021July Monthly Peak | Portfolio Adjusted | 1-in-10 | Size: Under 20 kW | Orange County | 2021 | July Monthly Peak | 7 | 1.0693 | 1.0277 | 0.98997 | 0.99266 | 0.99391 | 1.0009 | 0.85555 | 0.98705 | 1.3677 | 1.8097 | 2.2145 | 2.417 | 2.522 | 2.5677 | 2.6407 | 2.6406 | 2.5251 | 2.1189 | 1.676 | 1.4455 | 1.4942 | 1.3621 | 1.2248 | 1.1412 | 0 | 0 | 0 | 0 | 0 | 0 | 0 | 0 | 0 | 0 | 0 | 0 | 0 | 0 | 0.0045711 | 0.013295 | 0.016234 | 0.01527 | 0 | 0 | 0 | 0 | 0 | 0 | 77.6655 | 76.3921 | 75.1891 | 74.0193 | 73.2517 | 72.5526 | 71.9019 | 72.3469 | 75.2288 | 79.9035 | 84.9793 | 89.1878 | 91.4678 | 92.6536 | 93.6238 | 93.5915 | 93.3478 | 92.8397 | 91.3281 | 88.8095 | 85.0576 | 81.5099 | 79.247 | 77.7552 | 0.0078415 | 0.0093396 | 0.0044847 | 0.0058346 | 0.0064876 | 0.012036 | 0.0076998 | 0.004909 | 0.0056271 | 0.0072294 | 0.0090966 | 0.010055 | 0.010043 | 0.010116 | 0.0098829 | 0.0096963 | 0.0090647 | 0.0077274 | 0.006167 | 0.0059851 | 0.0070024 | 0.0060729 | 0.0067307 | 0.0070339
Portfolio Adjusted1-in-10Size: Under 20 kWOrange County2021August Monthly Peak | Portfolio Adjusted | 1-in-10 | Size: Under 20 kW | Orange County | 2021 | August Monthly Peak | 8 | 1.1076 | 1.0674 | 1.0233 | 1.026 | 1.0265 | 1.0554 | 0.95241 | 1.0412 | 1.4725 | 1.9753 | 2.3812 | 2.6057 | 2.7121 | 2.7471 | 2.8207 | 2.7902 | 2.6823 | 2.2609 | 1.789 | 1.6015 | 1.5884 | 1.4046 | 1.2579 | 1.1639 | 0 | 0 | 0 | 0 | 0 | 0 | 0 | 0 | 0 | 0 | 0 | 0 | 0 | 0 | 0.0048828 | 0.014048 | 0.017245 | 0.016293 | 0 | 0 | 0 | 0 | 0 | 0 | 77.9152 | 77.1536 | 76.3815 | 75.5643 | 74.959 | 74.4508 | 74.4475 | 74.9968 | 77.572 | 82.2667 | 86.8687 | 91.1683 | 94.6627 | 96.777 | 97.5996 | 98.3923 | 98.5812 | 97.8836 | 97.063 | 94.2674 | 89.921 | 86.4668 | 84.125 | 82.0761 | 0.0081222 | 0.0096997 | 0.0046357 | 0.0060305 | 0.0067005 | 0.012691 | 0.0085714 | 0.0051781 | 0.0060583 | 0.0078912 | 0.0097813 | 0.01084 | 0.0108 | 0.010822 | 0.010557 | 0.010246 | 0.0096289 | 0.0082452 | 0.0065826 | 0.0066311 | 0.0074439 | 0.0062622 | 0.0069128 | 0.0071738
Portfolio Adjusted1-in-10Size: Under 20 kWOrange County2021September Monthly Peak | Portfolio Adjusted | 1-in-10 | Size: Under 20 kW | Orange County | 2021 | September Monthly Peak | 9 | 1.0951 | 1.0476 | 1.0091 | 1.0101 | 1.013 | 1.0484 | 1.0287 | 1.0505 | 1.4698 | 1.9549 | 2.3632 | 2.5853 | 2.7007 | 2.7461 | 2.7717 | 2.7453 | 2.6404 | 2.2044 | 1.7645 | 1.7163 | 1.5572 | 1.3751 | 1.2383 | 1.1469 | 0 | 0 | 0 | 0 | 0 | 0 | 0 | 0 | 0 | 0 | 0 | 0 | 0 | 0 | 0.004798 | 0.013822 | 0.016975 | 0.015886 | 0 | 0 | 0 | 0 | 0 | 0 | 79.7216 | 78.875 | 77.9424 | 77.4216 | 76.7324 | 76.4324 | 75.8764 | 75.5091 | 77.525 | 81.4218 | 85.7102 | 90.1112 | 93.2944 | 95.1828 | 96.0223 | 96.6019 | 96.6574 | 95.4061 | 93.5861 | 90.1677 | 86.1731 | 83.0001 | 80.6355 | 78.7155 | 0.0080304 | 0.0095199 | 0.0045714 | 0.0059373 | 0.0066123 | 0.012607 | 0.0092579 | 0.0052246 | 0.006047 | 0.0078096 | 0.0097072 | 0.010756 | 0.010755 | 0.010818 | 0.010373 | 0.010081 | 0.0094784 | 0.0080393 | 0.0064927 | 0.0071065 | 0.0072978 | 0.0061308 | 0.0068052 | 0.007069
Portfolio Adjusted1-in-10Size: Under 20 kWOrange County2021October Monthly Peak | Portfolio Adjusted | 1-in-10 | Size: Under 20 kW | Orange County | 2021 | October Monthly Peak | 10 | 1.0331 | 1.0001 | 0.96415 | 0.96743 | 0.96494 | 0.98592 | 1.0266 | 0.96894 | 1.2354 | 1.5832 | 1.9157 | 2.1022 | 2.2106 | 2.2698 | 2.3331 | 2.3244 | 2.2309 | 1.8798 | 1.6946 | 1.5779 | 1.4218 | 1.2762 | 1.1559 | 1.0858 | 0 | 0 | 0 | 0 | 0 | 0 | 0 | 0 | 0 | 0 | 0 | 0 | 0 | 0 | 0.0040387 | 0.011703 | 0.014342 | 0.013547 | 0 | 0 | 0 | 0 | 0 | 0 | 74.6671 | 73.1809 | 71.9927 | 70.8477 | 69.8859 | 69.3794 | 68.9945 | 68.8887 | 70.2815 | 74.4386 | 79.8919 | 85.1677 | 89.6156 | 92.573 | 93.6608 | 94.231 | 94.0655 | 92.5704 | 89.5332 | 84.9162 | 80.6604 | 77.9484 | 76.0503 | 74.3913 | 0.0075759 | 0.009088 | 0.0043677 | 0.0056864 | 0.0062986 | 0.011856 | 0.0092387 | 0.0048189 | 0.0050827 | 0.0063247 | 0.0078692 | 0.0087457 | 0.0088035 | 0.008942 | 0.0087317 | 0.0085353 | 0.0080084 | 0.0068555 | 0.0062355 | 0.0065334 | 0.006663 | 0.00569 | 0.0063518 | 0.0066921
Portfolio Adjusted1-in-10Size: Under 20 kWOrange County2021November Monthly Peak | Portfolio Adjusted | 1-in-10 | Size: Under 20 kW | Orange County | 2021 | November Monthly Peak | 11 | 0.97978 | 0.94721 | 0.93408 | 0.92719 | 0.92613 | 0.94678 | 0.84708 | 0.83661 | 1.0971 | 1.3522 | 1.5906 | 1.7125 | 1.7897 | 1.8442 | 1.8809 | 1.8896 | 1.8595 | 1.8548 | 1.5864 | 1.4179 | 1.2912 | 1.1664 | 1.0746 | 1.012 | 0 | 0 | 0 | 0 | 0 | 0 | 0 | 0 | 0 | 0 | 0 | 0 | 0 | 0 | 0.003256 | 0.0095141 | 0.011955 | 0.013366 | 0 | 0 | 0 | 0 | 0 | 0 | 69.2243 | 67.4521 | 66.8195 | 65.4756 | 64.4863 | 63.5321 | 63.6453 | 63.9881 | 66.4403 | 71.0542 | 76.8877 | 81.8725 | 84.889 | 86.5579 | 87.4538 | 87.1973 | 85.8244 | 83.1814 | 79.9566 | 77.1073 | 74.7005 | 72.6521 | 70.8217 | 69.8029 | 0.007185 | 0.0086078 | 0.0042315 | 0.0054498 | 0.0060452 | 0.011385 | 0.0076235 | 0.0041608 | 0.0045137 | 0.0054018 | 0.0065336 | 0.0071246 | 0.0071272 | 0.0072652 | 0.0070395 | 0.0069389 | 0.0066753 | 0.0067643 | 0.0058373 | 0.005871 | 0.006051 | 0.0052003 | 0.005905 | 0.0062376
Portfolio Adjusted1-in-10Size: Under 20 kWOrange County2021December Monthly Peak | Portfolio Adjusted | 1-in-10 | Size: Under 20 kW | Orange County | 2021 | December Monthly Peak | 12 | 1.0225 | 0.99721 | 0.98476 | 0.98043 | 0.98426 | 1.0327 | 1.0408 | 1.0103 | 1.3192 | 1.5995 | 1.7177 | 1.655 | 1.5432 | 1.4104 | 1.3201 | 1.2654 | 1.365 | 1.5976 | 1.5746 | 1.4459 | 1.2865 | 1.1971 | 1.1238 | 1.0619 | 0 | 0 | 0 | 0 | 0 | 0 | 0 | 0 | 0 | 0 | 0 | 0 | 0 | 0 | 0.0022851 | 0.0063711 | 0.0087755 | 0.011513 | 0 | 0 | 0 | 0 | 0 | 0 | 43.8025 | 43.1906 | 43.0016 | 43.2351 | 43.4465 | 43.314 | 43.6295 | 43.6108 | 44.201 | 45.3533 | 46.4915 | 47.9848 | 49.1234 | 49.5583 | 49.7989 | 49.7327 | 49.2456 | 48.2992 | 47.091 | 45.8743 | 44.7085 | 44.2882 | 43.9466 | 43.1555 | 0.0074985 | 0.0090622 | 0.0044611 | 0.0057628 | 0.0064247 | 0.012417 | 0.009367 | 0.0050246 | 0.0054277 | 0.00639 | 0.0070561 | 0.0068851 | 0.0061456 | 0.0055563 | 0.0049405 | 0.0046466 | 0.0048999 | 0.0058261 | 0.005794 | 0.0059866 | 0.0060289 | 0.0053373 | 0.0061759 | 0.0065449
Portfolio Adjusted1-in-10Size: Under 20 kWOrange County2021Typical Event Day | Portfolio Adjusted | 1-in-10 | Size: Under 20 kW | Orange County | 2021 | Typical Event Day | 8 | 1.0903 | 1.0511 | 1.0101 | 1.0124 | 1.0133 | 1.04 | 0.9383 | 1.0089 | 1.4055 | 1.8687 | 2.2455 | 2.4583 | 2.5601 | 2.6067 | 2.6935 | 2.6773 | 2.5765 | 2.1713 | 1.7201 | 1.5473 | 1.5479 | 1.3713 | 1.2299 | 1.1411 | 0 | 0 | 0 | 0 | 0 | 0 | 0 | 0 | 0 | 0 | 0 | 0 | 0 | 0 | 0.0046626 | 0.01348 | 0.016565 | 0.015647 | 0 | 0 | 0 | 0 | 0 | 0 | 76.8522 | 75.834 | 74.8145 | 73.9621 | 73.1582 | 72.5757 | 72.184 | 72.6068 | 75.3254 | 79.8734 | 84.6291 | 88.9766 | 92.0501 | 93.9064 | 94.9599 | 95.4719 | 95.5536 | 94.6457 | 93.2356 | 90.2652 | 86.1969 | 82.7371 | 80.3747 | 78.5498 | 0.0079957 | 0.0095518 | 0.0045759 | 0.0059508 | 0.006614 | 0.012506 | 0.0084444 | 0.0050175 | 0.0057827 | 0.0074653 | 0.0092238 | 0.010227 | 0.010195 | 0.010269 | 0.010081 | 0.0098312 | 0.0092491 | 0.0079183 | 0.0063294 | 0.0064064 | 0.007254 | 0.0061136 | 0.0067588 | 0.0070333
Portfolio Adjusted1-in-10Size: Under 20 kWOrange County2022January Monthly Peak | Portfolio Adjusted | 1-in-10 | Size: Under 20 kW | Orange County | 2022 | January Monthly Peak | 1 | 1.0343 | 1.0086 | 0.99394 | 1.0015 | 1.0039 | 1.0368 | 1.0655 | 1.028 | 1.3187 | 1.5947 | 1.7116 | 1.6485 | 1.5335 | 1.3892 | 1.2746 | 1.2123 | 1.2765 | 1.5284 | 1.6017 | 1.4601 | 1.2979 | 1.2102 | 1.1495 | 1.092 | 0 | 0 | 0 | 0 | 0 | 0 | 0 | 0 | 0 | 0 | 0 | 0 | 0 | 0 | 0.0022065 | 0.0061039 | 0.0082068 | 0.011014 | 0 | 0 | 0 | 0 | 0 | 0 | 44.7085 | 43.9669 | 43.1176 | 42.4656 | 42.0645 | 41.5567 | 41.1375 | 41.0071 | 41.5302 | 43.9053 | 46.4347 | 48.0576 | 49.6991 | 50.5831 | 51.1858 | 51.1627 | 49.9721 | 48.3652 | 46.221 | 44.8019 | 43.9374 | 43.5091 | 43.0365 | 42.4041 | 0.007585 | 0.0091658 | 0.0045027 | 0.0058864 | 0.0065528 | 0.012468 | 0.0095895 | 0.0051129 | 0.0054255 | 0.0063707 | 0.007031 | 0.0068581 | 0.0061068 | 0.0054728 | 0.0047704 | 0.0044517 | 0.0045824 | 0.0055737 | 0.0058935 | 0.0060454 | 0.0060825 | 0.0053957 | 0.006317 | 0.0067306
Portfolio Adjusted1-in-10Size: Under 20 kWOrange County2022February Monthly Peak | Portfolio Adjusted | 1-in-10 | Size: Under 20 kW | Orange County | 2022 | February Monthly Peak | 2 | 1.0021 | 0.97679 | 0.96603 | 0.97394 | 0.97822 | 0.99878 | 0.96932 | 0.8982 | 1.12 | 1.3285 | 1.4499 | 1.458 | 1.4304 | 1.385 | 1.3634 | 1.3527 | 1.3745 | 1.4253 | 1.5449 | 1.4096 | 1.2747 | 1.1786 | 1.1106 | 1.0553 | 0 | 0 | 0 | 0 | 0 | 0 | 0 | 0 | 0 | 0 | 0 | 0 | 0 | 0 | 0.0023601 | 0.0068108 | 0.0088368 | 0.010271 | 0 | 0 | 0 | 0 | 0 | 0 | 50.6571 | 50.5295 | 49.984 | 49.4235 | 49.3882 | 48.6972 | 47.3767 | 48.0923 | 49.2287 | 51.4114 | 53.5397 | 54.3944 | 55.3018 | 56.5991 | 57.663 | 57.9309 | 57.1597 | 56.6708 | 55.1524 | 53.6546 | 52.3703 | 50.9272 | 50.3309 | 49.5446 | 0.0073489 | 0.0088766 | 0.0043762 | 0.0057246 | 0.0063852 | 0.01201 | 0.0087237 | 0.0044671 | 0.0046081 | 0.0053073 | 0.0059559 | 0.0060656 | 0.0056962 | 0.0054564 | 0.0051026 | 0.0049673 | 0.0049342 | 0.0051978 | 0.0056845 | 0.0058367 | 0.0059737 | 0.0052545 | 0.0061034 | 0.0065047
Portfolio Adjusted1-in-10Size: Under 20 kWOrange County2022March Monthly Peak | Portfolio Adjusted | 1-in-10 | Size: Under 20 kW | Orange County | 2022 | March Monthly Peak | 3 | 0.99056 | 0.95507 | 0.93688 | 0.93773 | 0.94184 | 0.95821 | 0.96278 | 0.84704 | 0.99 | 1.1893 | 1.3729 | 1.459 | 1.4897 | 1.5461 | 1.6294 | 1.6742 | 1.6454 | 1.4386 | 1.32 | 1.3717 | 1.2845 | 1.1859 | 1.0996 | 1.0437 | 0 | 0 | 0 | 0 | 0 | 0 | 0 | 0 | 0 | 0 | 0 | 0 | 0 | 0 | 0.0028206 | 0.0084294 | 0.010579 | 0.010367 | 0 | 0 | 0 | 0 | 0 | 0 | 60.8467 | 59.2987 | 57.8865 | 57.1049 | 56.5309 | 56.0661 | 55.8186 | 55.9276 | 57.1018 | 60.7082 | 64.807 | 69.1369 | 72.7032 | 74.6296 | 75.6197 | 76.2197 | 76.1845 | 75.4196 | 73.8939 | 71.2593 | 67.8457 | 65.0884 | 62.901 | 60.5893 | 0.007264 | 0.0086792 | 0.0042442 | 0.0055118 | 0.0061478 | 0.011522 | 0.0086648 | 0.0042127 | 0.0040731 | 0.0047511 | 0.0056397 | 0.0060697 | 0.0059325 | 0.0060909 | 0.0060982 | 0.0061477 | 0.0059067 | 0.0052465 | 0.0048571 | 0.0056797 | 0.0060196 | 0.005287 | 0.0060429 | 0.0064329
Portfolio Adjusted1-in-10Size: Under 20 kWOrange County2022April Monthly Peak | Portfolio Adjusted | 1-in-10 | Size: Under 20 kW | Orange County | 2022 | April Monthly Peak | 4 | 1.0255 | 0.98152 | 0.95359 | 0.95377 | 0.95248 | 0.96028 | 0.88609 | 0.84445 | 1.079 | 1.3743 | 1.6504 | 1.8097 | 1.9148 | 1.987 | 2.0667 | 2.0892 | 2.0162 | 1.6934 | 1.3736 | 1.3845 | 1.3789 | 1.2503 | 1.1492 | 1.0838 | 0 | 0 | 0 | 0 | 0 | 0 | 0 | 0 | 0 | 0 | 0 | 0 | 0 | 0 | 0.0035776 | 0.010519 | 0.012962 | 0.012203 | 0 | 0 | 0 | 0 | 0 | 0 | 71.1926 | 69.4146 | 67.8292 | 66.1962 | 65.218 | 64.5556 | 63.9975 | 64.1029 | 67.1376 | 72.6618 | 78.5773 | 83.9887 | 87.5934 | 89.5511 | 90.1946 | 90.6612 | 90.6434 | 89.8095 | 88.1661 | 84.5274 | 79.5773 | 75.6607 | 73.0987 | 71.105 | 0.0075202 | 0.0089196 | 0.0043199 | 0.0056061 | 0.0062172 | 0.011547 | 0.0079746 | 0.0041998 | 0.0044393 | 0.0054901 | 0.0067794 | 0.0075288 | 0.0076255 | 0.0078277 | 0.0077349 | 0.0076718 | 0.0072378 | 0.0061755 | 0.0050543 | 0.0057324 | 0.0064622 | 0.0055744 | 0.0063154 | 0.0066803
Portfolio Adjusted1-in-10Size: Under 20 kWOrange County2022May Monthly Peak | Portfolio Adjusted | 1-in-10 | Size: Under 20 kW | Orange County | 2022 | May Monthly Peak | 5 | 1.0498 | 1.0041 | 0.96909 | 0.96377 | 0.96581 | 0.96481 | 0.82791 | 0.88538 | 1.1727 | 1.5163 | 1.8238 | 1.9976 | 2.102 | 2.1634 | 2.2273 | 2.2296 | 2.152 | 1.7867 | 1.4292 | 1.3541 | 1.423 | 1.2933 | 1.1816 | 1.1119 | 0 | 0 | 0 | 0 | 0 | 0 | 0 | 0 | 0 | 0 | 0 | 0 | 0 | 0 | 0.0038556 | 0.011226 | 0.013835 | 0.012876 | 0 | 0 | 0 | 0 | 0 | 0 | 74.3119 | 72.621 | 71.1509 | 70.5578 | 69.9125 | 69.1008 | 68.7027 | 69.0081 | 72.5854 | 78.2833 | 83.1312 | 86.6712 | 89.1303 | 91.0738 | 92.3495 | 92.714 | 92.5215 | 91.433 | 89.9077 | 87.1988 | 83.1586 | 78.9233 | 76.4343 | 74.3098 | 0.0076986 | 0.0091245 | 0.0043901 | 0.0056648 | 0.0063043 | 0.011602 | 0.007451 | 0.0044034 | 0.0048247 | 0.0060574 | 0.0074917 | 0.0083105 | 0.0083707 | 0.0085228 | 0.0083359 | 0.0081872 | 0.0077253 | 0.006516 | 0.0052588 | 0.0056068 | 0.0066687 | 0.005766 | 0.0064933 | 0.0068536
Portfolio Adjusted1-in-10Size: Under 20 kWOrange County2022June Monthly Peak | Portfolio Adjusted | 1-in-10 | Size: Under 20 kW | Orange County | 2022 | June Monthly Peak | 6 | 1.0567 | 1.0109 | 0.97856 | 0.97072 | 0.97601 | 0.95033 | 0.8104 | 0.93036 | 1.2326 | 1.5941 | 1.9413 | 2.1359 | 2.2367 | 2.3023 | 2.3684 | 2.3631 | 2.2763 | 1.9248 | 1.5469 | 1.3598 | 1.4184 | 1.3153 | 1.1983 | 1.1188 | 0 | 0 | 0 | 0 | 0 | 0 | 0 | 0 | 0 | 0 | 0 | 0 | 0 | 0 | 0.0040998 | 0.011898 | 0.014635 | 0.013871 | 0 | 0 | 0 | 0 | 0 | 0 | 72.1065 | 70.9151 | 69.745 | 68.8431 | 67.6894 | 66.8669 | 66.5104 | 67.5742 | 70.9758 | 75.9018 | 80.9583 | 85.4392 | 88.7754 | 91.0123 | 92.5936 | 93.3018 | 93.6282 | 92.4533 | 90.9652 | 87.8162 | 83.636 | 79.9717 | 77.4914 | 75.6522 | 0.0077489 | 0.0091869 | 0.004433 | 0.0057057 | 0.0063708 | 0.011428 | 0.0072934 | 0.0046271 | 0.0050713 | 0.0063681 | 0.0079743 | 0.008886 | 0.0089072 | 0.00907 | 0.008864 | 0.0086775 | 0.0081715 | 0.0070196 | 0.005692 | 0.0056304 | 0.0066472 | 0.0058639 | 0.0065853 | 0.0068959
Portfolio Adjusted1-in-10Size: Under 20 kWOrange County2022July Monthly Peak | Portfolio Adjusted | 1-in-10 | Size: Under 20 kW | Orange County | 2022 | July Monthly Peak | 7 | 1.0693 | 1.0277 | 0.98997 | 0.99266 | 0.99391 | 1.0009 | 0.85555 | 0.98705 | 1.3677 | 1.8097 | 2.2145 | 2.417 | 2.522 | 2.5677 | 2.6407 | 2.6406 | 2.5251 | 2.1189 | 1.676 | 1.4455 | 1.4942 | 1.3621 | 1.2248 | 1.1412 | 0 | 0 | 0 | 0 | 0 | 0 | 0 | 0 | 0 | 0 | 0 | 0 | 0 | 0 | 0.0045711 | 0.013295 | 0.016234 | 0.01527 | 0 | 0 | 0 | 0 | 0 | 0 | 77.6655 | 76.3921 | 75.1891 | 74.0193 | 73.2517 | 72.5526 | 71.9019 | 72.3469 | 75.2288 | 79.9035 | 84.9793 | 89.1878 | 91.4678 | 92.6536 | 93.6238 | 93.5915 | 93.3478 | 92.8397 | 91.3281 | 88.8095 | 85.0576 | 81.5099 | 79.247 | 77.7552 | 0.0078415 | 0.0093396 | 0.0044847 | 0.0058346 | 0.0064876 | 0.012036 | 0.0076998 | 0.004909 | 0.0056271 | 0.0072294 | 0.0090966 | 0.010055 | 0.010043 | 0.010116 | 0.0098829 | 0.0096963 | 0.0090647 | 0.0077274 | 0.006167 | 0.0059851 | 0.0070024 | 0.0060729 | 0.0067307 | 0.0070339
Portfolio Adjusted1-in-10Size: Under 20 kWOrange County2022August Monthly Peak | Portfolio Adjusted | 1-in-10 | Size: Under 20 kW | Orange County | 2022 | August Monthly Peak | 8 | 1.1076 | 1.0674 | 1.0233 | 1.026 | 1.0265 | 1.0554 | 0.95241 | 1.0412 | 1.4725 | 1.9753 | 2.3812 | 2.6057 | 2.7121 | 2.7471 | 2.8207 | 2.7902 | 2.6823 | 2.2609 | 1.789 | 1.6015 | 1.5884 | 1.4046 | 1.2579 | 1.1639 | 0 | 0 | 0 | 0 | 0 | 0 | 0 | 0 | 0 | 0 | 0 | 0 | 0 | 0 | 0.0048828 | 0.014048 | 0.017245 | 0.016293 | 0 | 0 | 0 | 0 | 0 | 0 | 77.9152 | 77.1536 | 76.3815 | 75.5643 | 74.959 | 74.4508 | 74.4475 | 74.9968 | 77.572 | 82.2667 | 86.8687 | 91.1683 | 94.6627 | 96.777 | 97.5996 | 98.3923 | 98.5812 | 97.8836 | 97.063 | 94.2674 | 89.921 | 86.4668 | 84.125 | 82.0761 | 0.0081222 | 0.0096997 | 0.0046357 | 0.0060305 | 0.0067005 | 0.012691 | 0.0085714 | 0.0051781 | 0.0060583 | 0.0078912 | 0.0097813 | 0.01084 | 0.0108 | 0.010822 | 0.010557 | 0.010246 | 0.0096289 | 0.0082452 | 0.0065826 | 0.0066311 | 0.0074439 | 0.0062622 | 0.0069128 | 0.0071738
Portfolio Adjusted1-in-10Size: Under 20 kWOrange County2022September Monthly Peak | Portfolio Adjusted | 1-in-10 | Size: Under 20 kW | Orange County | 2022 | September Monthly Peak | 9 | 1.0951 | 1.0476 | 1.0091 | 1.0101 | 1.013 | 1.0484 | 1.0287 | 1.0505 | 1.4698 | 1.9549 | 2.3632 | 2.5853 | 2.7007 | 2.7461 | 2.7717 | 2.7453 | 2.6404 | 2.2044 | 1.7645 | 1.7163 | 1.5572 | 1.3751 | 1.2383 | 1.1469 | 0 | 0 | 0 | 0 | 0 | 0 | 0 | 0 | 0 | 0 | 0 | 0 | 0 | 0 | 0.004798 | 0.013822 | 0.016975 | 0.015886 | 0 | 0 | 0 | 0 | 0 | 0 | 79.7216 | 78.875 | 77.9424 | 77.4216 | 76.7324 | 76.4324 | 75.8764 | 75.5091 | 77.525 | 81.4218 | 85.7102 | 90.1112 | 93.2944 | 95.1828 | 96.0223 | 96.6019 | 96.6574 | 95.4061 | 93.5861 | 90.1677 | 86.1731 | 83.0001 | 80.6355 | 78.7155 | 0.0080304 | 0.0095199 | 0.0045714 | 0.0059373 | 0.0066123 | 0.012607 | 0.0092579 | 0.0052246 | 0.006047 | 0.0078096 | 0.0097072 | 0.010756 | 0.010755 | 0.010818 | 0.010373 | 0.010081 | 0.0094784 | 0.0080393 | 0.0064927 | 0.0071065 | 0.0072978 | 0.0061308 | 0.0068052 | 0.007069
Portfolio Adjusted1-in-10Size: Under 20 kWOrange County2022October Monthly Peak | Portfolio Adjusted | 1-in-10 | Size: Under 20 kW | Orange County | 2022 | October Monthly Peak | 10 | 1.0331 | 1.0001 | 0.96415 | 0.96743 | 0.96494 | 0.98592 | 1.0266 | 0.96894 | 1.2354 | 1.5832 | 1.9157 | 2.1022 | 2.2106 | 2.2698 | 2.3331 | 2.3244 | 2.2309 | 1.8798 | 1.6946 | 1.5779 | 1.4218 | 1.2762 | 1.1559 | 1.0858 | 0 | 0 | 0 | 0 | 0 | 0 | 0 | 0 | 0 | 0 | 0 | 0 | 0 | 0 | 0.0040387 | 0.011703 | 0.014342 | 0.013547 | 0 | 0 | 0 | 0 | 0 | 0 | 74.6671 | 73.1809 | 71.9927 | 70.8477 | 69.8859 | 69.3794 | 68.9945 | 68.8887 | 70.2815 | 74.4386 | 79.8919 | 85.1677 | 89.6156 | 92.573 | 93.6608 | 94.231 | 94.0655 | 92.5704 | 89.5332 | 84.9162 | 80.6604 | 77.9484 | 76.0503 | 74.3913 | 0.0075759 | 0.009088 | 0.0043677 | 0.0056864 | 0.0062986 | 0.011856 | 0.0092387 | 0.0048189 | 0.0050827 | 0.0063247 | 0.0078692 | 0.0087457 | 0.0088035 | 0.008942 | 0.0087317 | 0.0085353 | 0.0080084 | 0.0068555 | 0.0062355 | 0.0065334 | 0.006663 | 0.00569 | 0.0063518 | 0.0066921
Portfolio Adjusted1-in-10Size: Under 20 kWOrange County2022November Monthly Peak | Portfolio Adjusted | 1-in-10 | Size: Under 20 kW | Orange County | 2022 | November Monthly Peak | 11 | 0.97978 | 0.94721 | 0.93408 | 0.92719 | 0.92613 | 0.94678 | 0.84708 | 0.83661 | 1.0971 | 1.3522 | 1.5906 | 1.7125 | 1.7897 | 1.8442 | 1.8809 | 1.8896 | 1.8595 | 1.8548 | 1.5864 | 1.4179 | 1.2912 | 1.1664 | 1.0746 | 1.012 | 0 | 0 | 0 | 0 | 0 | 0 | 0 | 0 | 0 | 0 | 0 | 0 | 0 | 0 | 0.003256 | 0.0095141 | 0.011955 | 0.013366 | 0 | 0 | 0 | 0 | 0 | 0 | 69.2243 | 67.4521 | 66.8195 | 65.4756 | 64.4863 | 63.5321 | 63.6453 | 63.9881 | 66.4403 | 71.0542 | 76.8877 | 81.8725 | 84.889 | 86.5579 | 87.4538 | 87.1973 | 85.8244 | 83.1814 | 79.9566 | 77.1073 | 74.7005 | 72.6521 | 70.8217 | 69.8029 | 0.007185 | 0.0086078 | 0.0042315 | 0.0054498 | 0.0060452 | 0.011385 | 0.0076235 | 0.0041608 | 0.0045137 | 0.0054018 | 0.0065336 | 0.0071246 | 0.0071272 | 0.0072652 | 0.0070395 | 0.0069389 | 0.0066753 | 0.0067643 | 0.0058373 | 0.005871 | 0.006051 | 0.0052003 | 0.005905 | 0.0062376
Portfolio Adjusted1-in-10Size: Under 20 kWOrange County2022December Monthly Peak | Portfolio Adjusted | 1-in-10 | Size: Under 20 kW | Orange County | 2022 | December Monthly Peak | 12 | 1.0225 | 0.99721 | 0.98476 | 0.98043 | 0.98426 | 1.0327 | 1.0408 | 1.0103 | 1.3192 | 1.5995 | 1.7177 | 1.655 | 1.5432 | 1.4104 | 1.3201 | 1.2654 | 1.365 | 1.5976 | 1.5746 | 1.4459 | 1.2865 | 1.1971 | 1.1238 | 1.0619 | 0 | 0 | 0 | 0 | 0 | 0 | 0 | 0 | 0 | 0 | 0 | 0 | 0 | 0 | 0.0022851 | 0.0063711 | 0.0087755 | 0.011513 | 0 | 0 | 0 | 0 | 0 | 0 | 43.8025 | 43.1906 | 43.0016 | 43.2351 | 43.4465 | 43.314 | 43.6295 | 43.6108 | 44.201 | 45.3533 | 46.4915 | 47.9848 | 49.1234 | 49.5583 | 49.7989 | 49.7327 | 49.2456 | 48.2992 | 47.091 | 45.8743 | 44.7085 | 44.2882 | 43.9466 | 43.1555 | 0.0074985 | 0.0090622 | 0.0044611 | 0.0057628 | 0.0064247 | 0.012417 | 0.009367 | 0.0050246 | 0.0054277 | 0.00639 | 0.0070561 | 0.0068851 | 0.0061456 | 0.0055563 | 0.0049405 | 0.0046466 | 0.0048999 | 0.0058261 | 0.005794 | 0.0059866 | 0.0060289 | 0.0053373 | 0.0061759 | 0.0065449
Portfolio Adjusted1-in-10Size: Under 20 kWOrange County2022Typical Event Day | Portfolio Adjusted | 1-in-10 | Size: Under 20 kW | Orange County | 2022 | Typical Event Day | 8 | 1.0903 | 1.0511 | 1.0101 | 1.0124 | 1.0133 | 1.04 | 0.9383 | 1.0089 | 1.4055 | 1.8687 | 2.2455 | 2.4583 | 2.5601 | 2.6067 | 2.6935 | 2.6773 | 2.5765 | 2.1713 | 1.7201 | 1.5473 | 1.5479 | 1.3713 | 1.2299 | 1.1411 | 0 | 0 | 0 | 0 | 0 | 0 | 0 | 0 | 0 | 0 | 0 | 0 | 0 | 0 | 0.0046626 | 0.01348 | 0.016565 | 0.015647 | 0 | 0 | 0 | 0 | 0 | 0 | 76.8522 | 75.834 | 74.8145 | 73.9621 | 73.1582 | 72.5757 | 72.184 | 72.6068 | 75.3254 | 79.8734 | 84.6291 | 88.9766 | 92.0501 | 93.9064 | 94.9599 | 95.4719 | 95.5536 | 94.6457 | 93.2356 | 90.2652 | 86.1969 | 82.7371 | 80.3747 | 78.5498 | 0.0079957 | 0.0095518 | 0.0045759 | 0.0059508 | 0.006614 | 0.012506 | 0.0084444 | 0.0050175 | 0.0057827 | 0.0074653 | 0.0092238 | 0.010227 | 0.010195 | 0.010269 | 0.010081 | 0.0098312 | 0.0092491 | 0.0079183 | 0.0063294 | 0.0064064 | 0.007254 | 0.0061136 | 0.0067588 | 0.0070333
Portfolio Adjusted1-in-10Size: Under 20 kWOrange County2023January Monthly Peak | Portfolio Adjusted | 1-in-10 | Size: Under 20 kW | Orange County | 2023 | January Monthly Peak | 1 | 1.0343 | 1.0086 | 0.99394 | 1.0015 | 1.0039 | 1.0368 | 1.0655 | 1.028 | 1.3187 | 1.5947 | 1.7116 | 1.6485 | 1.5335 | 1.3892 | 1.2746 | 1.2123 | 1.2765 | 1.5284 | 1.6017 | 1.4601 | 1.2979 | 1.2102 | 1.1495 | 1.092 | 0 | 0 | 0 | 0 | 0 | 0 | 0 | 0 | 0 | 0 | 0 | 0 | 0 | 0 | 0.0022065 | 0.0061039 | 0.0082068 | 0.011014 | 0 | 0 | 0 | 0 | 0 | 0 | 44.7085 | 43.9669 | 43.1176 | 42.4656 | 42.0645 | 41.5567 | 41.1375 | 41.0071 | 41.5302 | 43.9053 | 46.4347 | 48.0576 | 49.6991 | 50.5831 | 51.1858 | 51.1627 | 49.9721 | 48.3652 | 46.221 | 44.8019 | 43.9374 | 43.5091 | 43.0365 | 42.4041 | 0.007585 | 0.0091658 | 0.0045027 | 0.0058864 | 0.0065528 | 0.012468 | 0.0095895 | 0.0051129 | 0.0054255 | 0.0063707 | 0.007031 | 0.0068581 | 0.0061068 | 0.0054728 | 0.0047704 | 0.0044517 | 0.0045824 | 0.0055737 | 0.0058935 | 0.0060454 | 0.0060825 | 0.0053957 | 0.006317 | 0.0067306
Portfolio Adjusted1-in-10Size: Under 20 kWOrange County2023February Monthly Peak | Portfolio Adjusted | 1-in-10 | Size: Under 20 kW | Orange County | 2023 | February Monthly Peak | 2 | 1.0021 | 0.97679 | 0.96603 | 0.97394 | 0.97822 | 0.99878 | 0.96932 | 0.8982 | 1.12 | 1.3285 | 1.4499 | 1.458 | 1.4304 | 1.385 | 1.3634 | 1.3527 | 1.3745 | 1.4253 | 1.5449 | 1.4096 | 1.2747 | 1.1786 | 1.1106 | 1.0553 | 0 | 0 | 0 | 0 | 0 | 0 | 0 | 0 | 0 | 0 | 0 | 0 | 0 | 0 | 0.0023601 | 0.0068108 | 0.0088368 | 0.010271 | 0 | 0 | 0 | 0 | 0 | 0 | 50.6571 | 50.5295 | 49.984 | 49.4235 | 49.3882 | 48.6972 | 47.3767 | 48.0923 | 49.2287 | 51.4114 | 53.5397 | 54.3944 | 55.3018 | 56.5991 | 57.663 | 57.9309 | 57.1597 | 56.6708 | 55.1524 | 53.6546 | 52.3703 | 50.9272 | 50.3309 | 49.5446 | 0.0073489 | 0.0088766 | 0.0043762 | 0.0057246 | 0.0063852 | 0.01201 | 0.0087237 | 0.0044671 | 0.0046081 | 0.0053073 | 0.0059559 | 0.0060656 | 0.0056962 | 0.0054564 | 0.0051026 | 0.0049673 | 0.0049342 | 0.0051978 | 0.0056845 | 0.0058367 | 0.0059737 | 0.0052545 | 0.0061034 | 0.0065047
Portfolio Adjusted1-in-10Size: Under 20 kWOrange County2023March Monthly Peak | Portfolio Adjusted | 1-in-10 | Size: Under 20 kW | Orange County | 2023 | March Monthly Peak | 3 | 0.99056 | 0.95507 | 0.93688 | 0.93773 | 0.94184 | 0.95821 | 0.96278 | 0.84704 | 0.99 | 1.1893 | 1.3729 | 1.459 | 1.4897 | 1.5461 | 1.6294 | 1.6742 | 1.6454 | 1.4386 | 1.32 | 1.3717 | 1.2845 | 1.1859 | 1.0996 | 1.0437 | 0 | 0 | 0 | 0 | 0 | 0 | 0 | 0 | 0 | 0 | 0 | 0 | 0 | 0 | 0.0028206 | 0.0084294 | 0.010579 | 0.010367 | 0 | 0 | 0 | 0 | 0 | 0 | 60.8467 | 59.2987 | 57.8865 | 57.1049 | 56.5309 | 56.0661 | 55.8186 | 55.9276 | 57.1018 | 60.7082 | 64.807 | 69.1369 | 72.7032 | 74.6296 | 75.6197 | 76.2197 | 76.1845 | 75.4196 | 73.8939 | 71.2593 | 67.8457 | 65.0884 | 62.901 | 60.5893 | 0.007264 | 0.0086792 | 0.0042442 | 0.0055118 | 0.0061478 | 0.011522 | 0.0086648 | 0.0042127 | 0.0040731 | 0.0047511 | 0.0056397 | 0.0060697 | 0.0059325 | 0.0060909 | 0.0060982 | 0.0061477 | 0.0059067 | 0.0052465 | 0.0048571 | 0.0056797 | 0.0060196 | 0.005287 | 0.0060429 | 0.0064329
Portfolio Adjusted1-in-10Size: Under 20 kWOrange County2023April Monthly Peak | Portfolio Adjusted | 1-in-10 | Size: Under 20 kW | Orange County | 2023 | April Monthly Peak | 4 | 1.0255 | 0.98152 | 0.95359 | 0.95377 | 0.95248 | 0.96028 | 0.88609 | 0.84445 | 1.079 | 1.3743 | 1.6504 | 1.8097 | 1.9148 | 1.987 | 2.0667 | 2.0892 | 2.0162 | 1.6934 | 1.3736 | 1.3845 | 1.3789 | 1.2503 | 1.1492 | 1.0838 | 0 | 0 | 0 | 0 | 0 | 0 | 0 | 0 | 0 | 0 | 0 | 0 | 0 | 0 | 0.0035776 | 0.010519 | 0.012962 | 0.012203 | 0 | 0 | 0 | 0 | 0 | 0 | 71.1926 | 69.4146 | 67.8292 | 66.1962 | 65.218 | 64.5556 | 63.9975 | 64.1029 | 67.1376 | 72.6618 | 78.5773 | 83.9887 | 87.5934 | 89.5511 | 90.1946 | 90.6612 | 90.6434 | 89.8095 | 88.1661 | 84.5274 | 79.5773 | 75.6607 | 73.0987 | 71.105 | 0.0075202 | 0.0089196 | 0.0043199 | 0.0056061 | 0.0062172 | 0.011547 | 0.0079746 | 0.0041998 | 0.0044393 | 0.0054901 | 0.0067794 | 0.0075288 | 0.0076255 | 0.0078277 | 0.0077349 | 0.0076718 | 0.0072378 | 0.0061755 | 0.0050543 | 0.0057324 | 0.0064622 | 0.0055744 | 0.0063154 | 0.0066803
Portfolio Adjusted1-in-10Size: Under 20 kWOrange County2023May Monthly Peak | Portfolio Adjusted | 1-in-10 | Size: Under 20 kW | Orange County | 2023 | May Monthly Peak | 5 | 1.0498 | 1.0041 | 0.96909 | 0.96377 | 0.96581 | 0.96481 | 0.82791 | 0.88538 | 1.1727 | 1.5163 | 1.8238 | 1.9976 | 2.102 | 2.1634 | 2.2273 | 2.2296 | 2.152 | 1.7867 | 1.4292 | 1.3541 | 1.423 | 1.2933 | 1.1816 | 1.1119 | 0 | 0 | 0 | 0 | 0 | 0 | 0 | 0 | 0 | 0 | 0 | 0 | 0 | 0 | 0.0038556 | 0.011226 | 0.013835 | 0.012876 | 0 | 0 | 0 | 0 | 0 | 0 | 74.3119 | 72.621 | 71.1509 | 70.5578 | 69.9125 | 69.1008 | 68.7027 | 69.0081 | 72.5854 | 78.2833 | 83.1312 | 86.6712 | 89.1303 | 91.0738 | 92.3495 | 92.714 | 92.5215 | 91.433 | 89.9077 | 87.1988 | 83.1586 | 78.9233 | 76.4343 | 74.3098 | 0.0076986 | 0.0091245 | 0.0043901 | 0.0056648 | 0.0063043 | 0.011602 | 0.007451 | 0.0044034 | 0.0048247 | 0.0060574 | 0.0074917 | 0.0083105 | 0.0083707 | 0.0085228 | 0.0083359 | 0.0081872 | 0.0077253 | 0.006516 | 0.0052588 | 0.0056068 | 0.0066687 | 0.005766 | 0.0064933 | 0.0068536
Portfolio Adjusted1-in-10Size: Under 20 kWOrange County2023June Monthly Peak | Portfolio Adjusted | 1-in-10 | Size: Under 20 kW | Orange County | 2023 | June Monthly Peak | 6 | 1.0567 | 1.0109 | 0.97856 | 0.97072 | 0.97601 | 0.95033 | 0.8104 | 0.93036 | 1.2326 | 1.5941 | 1.9413 | 2.1359 | 2.2367 | 2.3023 | 2.3684 | 2.3631 | 2.2763 | 1.9248 | 1.5469 | 1.3598 | 1.4184 | 1.3153 | 1.1983 | 1.1188 | 0 | 0 | 0 | 0 | 0 | 0 | 0 | 0 | 0 | 0 | 0 | 0 | 0 | 0 | 0.0040998 | 0.011898 | 0.014635 | 0.013871 | 0 | 0 | 0 | 0 | 0 | 0 | 72.1065 | 70.9151 | 69.745 | 68.8431 | 67.6894 | 66.8669 | 66.5104 | 67.5742 | 70.9758 | 75.9018 | 80.9583 | 85.4392 | 88.7754 | 91.0123 | 92.5936 | 93.3018 | 93.6282 | 92.4533 | 90.9652 | 87.8162 | 83.636 | 79.9717 | 77.4914 | 75.6522 | 0.0077489 | 0.0091869 | 0.004433 | 0.0057057 | 0.0063708 | 0.011428 | 0.0072934 | 0.0046271 | 0.0050713 | 0.0063681 | 0.0079743 | 0.008886 | 0.0089072 | 0.00907 | 0.008864 | 0.0086775 | 0.0081715 | 0.0070196 | 0.005692 | 0.0056304 | 0.0066472 | 0.0058639 | 0.0065853 | 0.0068959
Portfolio Adjusted1-in-10Size: Under 20 kWOrange County2023July Monthly Peak | Portfolio Adjusted | 1-in-10 | Size: Under 20 kW | Orange County | 2023 | July Monthly Peak | 7 | 1.0693 | 1.0277 | 0.98997 | 0.99266 | 0.99391 | 1.0009 | 0.85555 | 0.98705 | 1.3677 | 1.8097 | 2.2145 | 2.417 | 2.522 | 2.5677 | 2.6407 | 2.6406 | 2.5251 | 2.1189 | 1.676 | 1.4455 | 1.4942 | 1.3621 | 1.2248 | 1.1412 | 0 | 0 | 0 | 0 | 0 | 0 | 0 | 0 | 0 | 0 | 0 | 0 | 0 | 0 | 0.0045711 | 0.013295 | 0.016234 | 0.01527 | 0 | 0 | 0 | 0 | 0 | 0 | 77.6655 | 76.3921 | 75.1891 | 74.0193 | 73.2517 | 72.5526 | 71.9019 | 72.3469 | 75.2288 | 79.9035 | 84.9793 | 89.1878 | 91.4678 | 92.6536 | 93.6238 | 93.5915 | 93.3478 | 92.8397 | 91.3281 | 88.8095 | 85.0576 | 81.5099 | 79.247 | 77.7552 | 0.0078415 | 0.0093396 | 0.0044847 | 0.0058346 | 0.0064876 | 0.012036 | 0.0076998 | 0.004909 | 0.0056271 | 0.0072294 | 0.0090966 | 0.010055 | 0.010043 | 0.010116 | 0.0098829 | 0.0096963 | 0.0090647 | 0.0077274 | 0.006167 | 0.0059851 | 0.0070024 | 0.0060729 | 0.0067307 | 0.0070339
Portfolio Adjusted1-in-10Size: Under 20 kWOrange County2023August Monthly Peak | Portfolio Adjusted | 1-in-10 | Size: Under 20 kW | Orange County | 2023 | August Monthly Peak | 8 | 1.1076 | 1.0674 | 1.0233 | 1.026 | 1.0265 | 1.0554 | 0.95241 | 1.0412 | 1.4725 | 1.9753 | 2.3812 | 2.6057 | 2.7121 | 2.7471 | 2.8207 | 2.7902 | 2.6823 | 2.2609 | 1.789 | 1.6015 | 1.5884 | 1.4046 | 1.2579 | 1.1639 | 0 | 0 | 0 | 0 | 0 | 0 | 0 | 0 | 0 | 0 | 0 | 0 | 0 | 0 | 0.0048828 | 0.014048 | 0.017245 | 0.016293 | 0 | 0 | 0 | 0 | 0 | 0 | 77.9152 | 77.1536 | 76.3815 | 75.5643 | 74.959 | 74.4508 | 74.4475 | 74.9968 | 77.572 | 82.2667 | 86.8687 | 91.1683 | 94.6627 | 96.777 | 97.5996 | 98.3923 | 98.5812 | 97.8836 | 97.063 | 94.2674 | 89.921 | 86.4668 | 84.125 | 82.0761 | 0.0081222 | 0.0096997 | 0.0046357 | 0.0060305 | 0.0067005 | 0.012691 | 0.0085714 | 0.0051781 | 0.0060583 | 0.0078912 | 0.0097813 | 0.01084 | 0.0108 | 0.010822 | 0.010557 | 0.010246 | 0.0096289 | 0.0082452 | 0.0065826 | 0.0066311 | 0.0074439 | 0.0062622 | 0.0069128 | 0.0071738
Portfolio Adjusted1-in-10Size: Under 20 kWOrange County2023September Monthly Peak | Portfolio Adjusted | 1-in-10 | Size: Under 20 kW | Orange County | 2023 | September Monthly Peak | 9 | 1.0951 | 1.0476 | 1.0091 | 1.0101 | 1.013 | 1.0484 | 1.0287 | 1.0505 | 1.4698 | 1.9549 | 2.3632 | 2.5853 | 2.7007 | 2.7461 | 2.7717 | 2.7453 | 2.6404 | 2.2044 | 1.7645 | 1.7163 | 1.5572 | 1.3751 | 1.2383 | 1.1469 | 0 | 0 | 0 | 0 | 0 | 0 | 0 | 0 | 0 | 0 | 0 | 0 | 0 | 0 | 0.004798 | 0.013822 | 0.016975 | 0.015886 | 0 | 0 | 0 | 0 | 0 | 0 | 79.7216 | 78.875 | 77.9424 | 77.4216 | 76.7324 | 76.4324 | 75.8764 | 75.5091 | 77.525 | 81.4218 | 85.7102 | 90.1112 | 93.2944 | 95.1828 | 96.0223 | 96.6019 | 96.6574 | 95.4061 | 93.5861 | 90.1677 | 86.1731 | 83.0001 | 80.6355 | 78.7155 | 0.0080304 | 0.0095199 | 0.0045714 | 0.0059373 | 0.0066123 | 0.012607 | 0.0092579 | 0.0052246 | 0.006047 | 0.0078096 | 0.0097072 | 0.010756 | 0.010755 | 0.010818 | 0.010373 | 0.010081 | 0.0094784 | 0.0080393 | 0.0064927 | 0.0071065 | 0.0072978 | 0.0061308 | 0.0068052 | 0.007069
Portfolio Adjusted1-in-10Size: Under 20 kWOrange County2023October Monthly Peak | Portfolio Adjusted | 1-in-10 | Size: Under 20 kW | Orange County | 2023 | October Monthly Peak | 10 | 1.0331 | 1.0001 | 0.96415 | 0.96743 | 0.96494 | 0.98592 | 1.0266 | 0.96894 | 1.2354 | 1.5832 | 1.9157 | 2.1022 | 2.2106 | 2.2698 | 2.3331 | 2.3244 | 2.2309 | 1.8798 | 1.6946 | 1.5779 | 1.4218 | 1.2762 | 1.1559 | 1.0858 | 0 | 0 | 0 | 0 | 0 | 0 | 0 | 0 | 0 | 0 | 0 | 0 | 0 | 0 | 0.0040387 | 0.011703 | 0.014342 | 0.013547 | 0 | 0 | 0 | 0 | 0 | 0 | 74.6671 | 73.1809 | 71.9927 | 70.8477 | 69.8859 | 69.3794 | 68.9945 | 68.8887 | 70.2815 | 74.4386 | 79.8919 | 85.1677 | 89.6156 | 92.573 | 93.6608 | 94.231 | 94.0655 | 92.5704 | 89.5332 | 84.9162 | 80.6604 | 77.9484 | 76.0503 | 74.3913 | 0.0075759 | 0.009088 | 0.0043677 | 0.0056864 | 0.0062986 | 0.011856 | 0.0092387 | 0.0048189 | 0.0050827 | 0.0063247 | 0.0078692 | 0.0087457 | 0.0088035 | 0.008942 | 0.0087317 | 0.0085353 | 0.0080084 | 0.0068555 | 0.0062355 | 0.0065334 | 0.006663 | 0.00569 | 0.0063518 | 0.0066921
Portfolio Adjusted1-in-10Size: Under 20 kWOrange County2023November Monthly Peak | Portfolio Adjusted | 1-in-10 | Size: Under 20 kW | Orange County | 2023 | November Monthly Peak | 11 | 0.97978 | 0.94721 | 0.93408 | 0.92719 | 0.92613 | 0.94678 | 0.84708 | 0.83661 | 1.0971 | 1.3522 | 1.5906 | 1.7125 | 1.7897 | 1.8442 | 1.8809 | 1.8896 | 1.8595 | 1.8548 | 1.5864 | 1.4179 | 1.2912 | 1.1664 | 1.0746 | 1.012 | 0 | 0 | 0 | 0 | 0 | 0 | 0 | 0 | 0 | 0 | 0 | 0 | 0 | 0 | 0.003256 | 0.0095141 | 0.011955 | 0.013366 | 0 | 0 | 0 | 0 | 0 | 0 | 69.2243 | 67.4521 | 66.8195 | 65.4756 | 64.4863 | 63.5321 | 63.6453 | 63.9881 | 66.4403 | 71.0542 | 76.8877 | 81.8725 | 84.889 | 86.5579 | 87.4538 | 87.1973 | 85.8244 | 83.1814 | 79.9566 | 77.1073 | 74.7005 | 72.6521 | 70.8217 | 69.8029 | 0.007185 | 0.0086078 | 0.0042315 | 0.0054498 | 0.0060452 | 0.011385 | 0.0076235 | 0.0041608 | 0.0045137 | 0.0054018 | 0.0065336 | 0.0071246 | 0.0071272 | 0.0072652 | 0.0070395 | 0.0069389 | 0.0066753 | 0.0067643 | 0.0058373 | 0.005871 | 0.006051 | 0.0052003 | 0.005905 | 0.0062376
Portfolio Adjusted1-in-10Size: Under 20 kWOrange County2023December Monthly Peak | Portfolio Adjusted | 1-in-10 | Size: Under 20 kW | Orange County | 2023 | December Monthly Peak | 12 | 1.0225 | 0.99721 | 0.98476 | 0.98043 | 0.98426 | 1.0327 | 1.0408 | 1.0103 | 1.3192 | 1.5995 | 1.7177 | 1.655 | 1.5432 | 1.4104 | 1.3201 | 1.2654 | 1.365 | 1.5976 | 1.5746 | 1.4459 | 1.2865 | 1.1971 | 1.1238 | 1.0619 | 0 | 0 | 0 | 0 | 0 | 0 | 0 | 0 | 0 | 0 | 0 | 0 | 0 | 0 | 0.0022851 | 0.0063711 | 0.0087755 | 0.011513 | 0 | 0 | 0 | 0 | 0 | 0 | 43.8025 | 43.1906 | 43.0016 | 43.2351 | 43.4465 | 43.314 | 43.6295 | 43.6108 | 44.201 | 45.3533 | 46.4915 | 47.9848 | 49.1234 | 49.5583 | 49.7989 | 49.7327 | 49.2456 | 48.2992 | 47.091 | 45.8743 | 44.7085 | 44.2882 | 43.9466 | 43.1555 | 0.0074985 | 0.0090622 | 0.0044611 | 0.0057628 | 0.0064247 | 0.012417 | 0.009367 | 0.0050246 | 0.0054277 | 0.00639 | 0.0070561 | 0.0068851 | 0.0061456 | 0.0055563 | 0.0049405 | 0.0046466 | 0.0048999 | 0.0058261 | 0.005794 | 0.0059866 | 0.0060289 | 0.0053373 | 0.0061759 | 0.0065449
Portfolio Adjusted1-in-10Size: Under 20 kWOrange County2023Typical Event Day | Portfolio Adjusted | 1-in-10 | Size: Under 20 kW | Orange County | 2023 | Typical Event Day | 8 | 1.0903 | 1.0511 | 1.0101 | 1.0124 | 1.0133 | 1.04 | 0.9383 | 1.0089 | 1.4055 | 1.8687 | 2.2455 | 2.4583 | 2.5601 | 2.6067 | 2.6935 | 2.6773 | 2.5765 | 2.1713 | 1.7201 | 1.5473 | 1.5479 | 1.3713 | 1.2299 | 1.1411 | 0 | 0 | 0 | 0 | 0 | 0 | 0 | 0 | 0 | 0 | 0 | 0 | 0 | 0 | 0.0046626 | 0.01348 | 0.016565 | 0.015647 | 0 | 0 | 0 | 0 | 0 | 0 | 76.8522 | 75.834 | 74.8145 | 73.9621 | 73.1582 | 72.5757 | 72.184 | 72.6068 | 75.3254 | 79.8734 | 84.6291 | 88.9766 | 92.0501 | 93.9064 | 94.9599 | 95.4719 | 95.5536 | 94.6457 | 93.2356 | 90.2652 | 86.1969 | 82.7371 | 80.3747 | 78.5498 | 0.0079957 | 0.0095518 | 0.0045759 | 0.0059508 | 0.006614 | 0.012506 | 0.0084444 | 0.0050175 | 0.0057827 | 0.0074653 | 0.0092238 | 0.010227 | 0.010195 | 0.010269 | 0.010081 | 0.0098312 | 0.0092491 | 0.0079183 | 0.0063294 | 0.0064064 | 0.007254 | 0.0061136 | 0.0067588 | 0.0070333
Portfolio Adjusted1-in-10Size: Under 20 kWOrange County2024January Monthly Peak | Portfolio Adjusted | 1-in-10 | Size: Under 20 kW | Orange County | 2024 | January Monthly Peak | 1 | 1.0343 | 1.0086 | 0.99394 | 1.0015 | 1.0039 | 1.0368 | 1.0655 | 1.028 | 1.3187 | 1.5947 | 1.7116 | 1.6485 | 1.5335 | 1.3892 | 1.2746 | 1.2123 | 1.2765 | 1.5284 | 1.6017 | 1.4601 | 1.2979 | 1.2102 | 1.1495 | 1.092 | 0 | 0 | 0 | 0 | 0 | 0 | 0 | 0 | 0 | 0 | 0 | 0 | 0 | 0 | 0.0022065 | 0.0061039 | 0.0082068 | 0.011014 | 0 | 0 | 0 | 0 | 0 | 0 | 44.7085 | 43.9669 | 43.1176 | 42.4656 | 42.0645 | 41.5567 | 41.1375 | 41.0071 | 41.5302 | 43.9053 | 46.4347 | 48.0576 | 49.6991 | 50.5831 | 51.1858 | 51.1627 | 49.9721 | 48.3652 | 46.221 | 44.8019 | 43.9374 | 43.5091 | 43.0365 | 42.4041 | 0.007585 | 0.0091658 | 0.0045027 | 0.0058864 | 0.0065528 | 0.012468 | 0.0095895 | 0.0051129 | 0.0054255 | 0.0063707 | 0.007031 | 0.0068581 | 0.0061068 | 0.0054728 | 0.0047704 | 0.0044517 | 0.0045824 | 0.0055737 | 0.0058935 | 0.0060454 | 0.0060825 | 0.0053957 | 0.006317 | 0.0067306
Portfolio Adjusted1-in-10Size: Under 20 kWOrange County2024February Monthly Peak | Portfolio Adjusted | 1-in-10 | Size: Under 20 kW | Orange County | 2024 | February Monthly Peak | 2 | 1.0021 | 0.97679 | 0.96603 | 0.97394 | 0.97822 | 0.99878 | 0.96932 | 0.8982 | 1.12 | 1.3285 | 1.4499 | 1.458 | 1.4304 | 1.385 | 1.3634 | 1.3527 | 1.3745 | 1.4253 | 1.5449 | 1.4096 | 1.2747 | 1.1786 | 1.1106 | 1.0553 | 0 | 0 | 0 | 0 | 0 | 0 | 0 | 0 | 0 | 0 | 0 | 0 | 0 | 0 | 0.0023601 | 0.0068108 | 0.0088368 | 0.010271 | 0 | 0 | 0 | 0 | 0 | 0 | 50.6571 | 50.5295 | 49.984 | 49.4235 | 49.3882 | 48.6972 | 47.3767 | 48.0923 | 49.2287 | 51.4114 | 53.5397 | 54.3944 | 55.3018 | 56.5991 | 57.663 | 57.9309 | 57.1597 | 56.6708 | 55.1524 | 53.6546 | 52.3703 | 50.9272 | 50.3309 | 49.5446 | 0.0073489 | 0.0088766 | 0.0043762 | 0.0057246 | 0.0063852 | 0.01201 | 0.0087237 | 0.0044671 | 0.0046081 | 0.0053073 | 0.0059559 | 0.0060656 | 0.0056962 | 0.0054564 | 0.0051026 | 0.0049673 | 0.0049342 | 0.0051978 | 0.0056845 | 0.0058367 | 0.0059737 | 0.0052545 | 0.0061034 | 0.0065047
Portfolio Adjusted1-in-10Size: Under 20 kWOrange County2024March Monthly Peak | Portfolio Adjusted | 1-in-10 | Size: Under 20 kW | Orange County | 2024 | March Monthly Peak | 3 | 0.99056 | 0.95507 | 0.93688 | 0.93773 | 0.94184 | 0.95821 | 0.96278 | 0.84704 | 0.99 | 1.1893 | 1.3729 | 1.459 | 1.4897 | 1.5461 | 1.6294 | 1.6742 | 1.6454 | 1.4386 | 1.32 | 1.3717 | 1.2845 | 1.1859 | 1.0996 | 1.0437 | 0 | 0 | 0 | 0 | 0 | 0 | 0 | 0 | 0 | 0 | 0 | 0 | 0 | 0 | 0.0028206 | 0.0084294 | 0.010579 | 0.010367 | 0 | 0 | 0 | 0 | 0 | 0 | 60.8467 | 59.2987 | 57.8865 | 57.1049 | 56.5309 | 56.0661 | 55.8186 | 55.9276 | 57.1018 | 60.7082 | 64.807 | 69.1369 | 72.7032 | 74.6296 | 75.6197 | 76.2197 | 76.1845 | 75.4196 | 73.8939 | 71.2593 | 67.8457 | 65.0884 | 62.901 | 60.5893 | 0.007264 | 0.0086792 | 0.0042442 | 0.0055118 | 0.0061478 | 0.011522 | 0.0086648 | 0.0042127 | 0.0040731 | 0.0047511 | 0.0056397 | 0.0060697 | 0.0059325 | 0.0060909 | 0.0060982 | 0.0061477 | 0.0059067 | 0.0052465 | 0.0048571 | 0.0056797 | 0.0060196 | 0.005287 | 0.0060429 | 0.0064329
Portfolio Adjusted1-in-10Size: Under 20 kWOrange County2024April Monthly Peak | Portfolio Adjusted | 1-in-10 | Size: Under 20 kW | Orange County | 2024 | April Monthly Peak | 4 | 1.0255 | 0.98152 | 0.95359 | 0.95377 | 0.95248 | 0.96028 | 0.88609 | 0.84445 | 1.079 | 1.3743 | 1.6504 | 1.8097 | 1.9148 | 1.987 | 2.0667 | 2.0892 | 2.0162 | 1.6934 | 1.3736 | 1.3845 | 1.3789 | 1.2503 | 1.1492 | 1.0838 | 0 | 0 | 0 | 0 | 0 | 0 | 0 | 0 | 0 | 0 | 0 | 0 | 0 | 0 | 0.0035776 | 0.010519 | 0.012962 | 0.012203 | 0 | 0 | 0 | 0 | 0 | 0 | 71.1926 | 69.4146 | 67.8292 | 66.1962 | 65.218 | 64.5556 | 63.9975 | 64.1029 | 67.1376 | 72.6618 | 78.5773 | 83.9887 | 87.5934 | 89.5511 | 90.1946 | 90.6612 | 90.6434 | 89.8095 | 88.1661 | 84.5274 | 79.5773 | 75.6607 | 73.0987 | 71.105 | 0.0075202 | 0.0089196 | 0.0043199 | 0.0056061 | 0.0062172 | 0.011547 | 0.0079746 | 0.0041998 | 0.0044393 | 0.0054901 | 0.0067794 | 0.0075288 | 0.0076255 | 0.0078277 | 0.0077349 | 0.0076718 | 0.0072378 | 0.0061755 | 0.0050543 | 0.0057324 | 0.0064622 | 0.0055744 | 0.0063154 | 0.0066803
Portfolio Adjusted1-in-10Size: Under 20 kWOrange County2024May Monthly Peak | Portfolio Adjusted | 1-in-10 | Size: Under 20 kW | Orange County | 2024 | May Monthly Peak | 5 | 1.0498 | 1.0041 | 0.96909 | 0.96377 | 0.96581 | 0.96481 | 0.82791 | 0.88538 | 1.1727 | 1.5163 | 1.8238 | 1.9976 | 2.102 | 2.1634 | 2.2273 | 2.2296 | 2.152 | 1.7867 | 1.4292 | 1.3541 | 1.423 | 1.2933 | 1.1816 | 1.1119 | 0 | 0 | 0 | 0 | 0 | 0 | 0 | 0 | 0 | 0 | 0 | 0 | 0 | 0 | 0.0038556 | 0.011226 | 0.013835 | 0.012876 | 0 | 0 | 0 | 0 | 0 | 0 | 74.3119 | 72.621 | 71.1509 | 70.5578 | 69.9125 | 69.1008 | 68.7027 | 69.0081 | 72.5854 | 78.2833 | 83.1312 | 86.6712 | 89.1303 | 91.0738 | 92.3495 | 92.714 | 92.5215 | 91.433 | 89.9077 | 87.1988 | 83.1586 | 78.9233 | 76.4343 | 74.3098 | 0.0076986 | 0.0091245 | 0.0043901 | 0.0056648 | 0.0063043 | 0.011602 | 0.007451 | 0.0044034 | 0.0048247 | 0.0060574 | 0.0074917 | 0.0083105 | 0.0083707 | 0.0085228 | 0.0083359 | 0.0081872 | 0.0077253 | 0.006516 | 0.0052588 | 0.0056068 | 0.0066687 | 0.005766 | 0.0064933 | 0.0068536
Portfolio Adjusted1-in-10Size: Under 20 kWOrange County2024June Monthly Peak | Portfolio Adjusted | 1-in-10 | Size: Under 20 kW | Orange County | 2024 | June Monthly Peak | 6 | 1.0567 | 1.0109 | 0.97856 | 0.97072 | 0.97601 | 0.95033 | 0.8104 | 0.93036 | 1.2326 | 1.5941 | 1.9413 | 2.1359 | 2.2367 | 2.3023 | 2.3684 | 2.3631 | 2.2763 | 1.9248 | 1.5469 | 1.3598 | 1.4184 | 1.3153 | 1.1983 | 1.1188 | 0 | 0 | 0 | 0 | 0 | 0 | 0 | 0 | 0 | 0 | 0 | 0 | 0 | 0 | 0.0040998 | 0.011898 | 0.014635 | 0.013871 | 0 | 0 | 0 | 0 | 0 | 0 | 72.1065 | 70.9151 | 69.745 | 68.8431 | 67.6894 | 66.8669 | 66.5104 | 67.5742 | 70.9758 | 75.9018 | 80.9583 | 85.4392 | 88.7754 | 91.0123 | 92.5936 | 93.3018 | 93.6282 | 92.4533 | 90.9652 | 87.8162 | 83.636 | 79.9717 | 77.4914 | 75.6522 | 0.0077489 | 0.0091869 | 0.004433 | 0.0057057 | 0.0063708 | 0.011428 | 0.0072934 | 0.0046271 | 0.0050713 | 0.0063681 | 0.0079743 | 0.008886 | 0.0089072 | 0.00907 | 0.008864 | 0.0086775 | 0.0081715 | 0.0070196 | 0.005692 | 0.0056304 | 0.0066472 | 0.0058639 | 0.0065853 | 0.0068959
Portfolio Adjusted1-in-10Size: Under 20 kWOrange County2024July Monthly Peak | Portfolio Adjusted | 1-in-10 | Size: Under 20 kW | Orange County | 2024 | July Monthly Peak | 7 | 1.0693 | 1.0277 | 0.98997 | 0.99266 | 0.99391 | 1.0009 | 0.85555 | 0.98705 | 1.3677 | 1.8097 | 2.2145 | 2.417 | 2.522 | 2.5677 | 2.6407 | 2.6406 | 2.5251 | 2.1189 | 1.676 | 1.4455 | 1.4942 | 1.3621 | 1.2248 | 1.1412 | 0 | 0 | 0 | 0 | 0 | 0 | 0 | 0 | 0 | 0 | 0 | 0 | 0 | 0 | 0.0045711 | 0.013295 | 0.016234 | 0.01527 | 0 | 0 | 0 | 0 | 0 | 0 | 77.6655 | 76.3921 | 75.1891 | 74.0193 | 73.2517 | 72.5526 | 71.9019 | 72.3469 | 75.2288 | 79.9035 | 84.9793 | 89.1878 | 91.4678 | 92.6536 | 93.6238 | 93.5915 | 93.3478 | 92.8397 | 91.3281 | 88.8095 | 85.0576 | 81.5099 | 79.247 | 77.7552 | 0.0078415 | 0.0093396 | 0.0044847 | 0.0058346 | 0.0064876 | 0.012036 | 0.0076998 | 0.004909 | 0.0056271 | 0.0072294 | 0.0090966 | 0.010055 | 0.010043 | 0.010116 | 0.0098829 | 0.0096963 | 0.0090647 | 0.0077274 | 0.006167 | 0.0059851 | 0.0070024 | 0.0060729 | 0.0067307 | 0.0070339
Portfolio Adjusted1-in-10Size: Under 20 kWOrange County2024August Monthly Peak | Portfolio Adjusted | 1-in-10 | Size: Under 20 kW | Orange County | 2024 | August Monthly Peak | 8 | 1.1076 | 1.0674 | 1.0233 | 1.026 | 1.0265 | 1.0554 | 0.95241 | 1.0412 | 1.4725 | 1.9753 | 2.3812 | 2.6057 | 2.7121 | 2.7471 | 2.8207 | 2.7902 | 2.6823 | 2.2609 | 1.789 | 1.6015 | 1.5884 | 1.4046 | 1.2579 | 1.1639 | 0 | 0 | 0 | 0 | 0 | 0 | 0 | 0 | 0 | 0 | 0 | 0 | 0 | 0 | 0.0048828 | 0.014048 | 0.017245 | 0.016293 | 0 | 0 | 0 | 0 | 0 | 0 | 77.9152 | 77.1536 | 76.3815 | 75.5643 | 74.959 | 74.4508 | 74.4475 | 74.9968 | 77.572 | 82.2667 | 86.8687 | 91.1683 | 94.6627 | 96.777 | 97.5996 | 98.3923 | 98.5812 | 97.8836 | 97.063 | 94.2674 | 89.921 | 86.4668 | 84.125 | 82.0761 | 0.0081222 | 0.0096997 | 0.0046357 | 0.0060305 | 0.0067005 | 0.012691 | 0.0085714 | 0.0051781 | 0.0060583 | 0.0078912 | 0.0097813 | 0.01084 | 0.0108 | 0.010822 | 0.010557 | 0.010246 | 0.0096289 | 0.0082452 | 0.0065826 | 0.0066311 | 0.0074439 | 0.0062622 | 0.0069128 | 0.0071738
Portfolio Adjusted1-in-10Size: Under 20 kWOrange County2024September Monthly Peak | Portfolio Adjusted | 1-in-10 | Size: Under 20 kW | Orange County | 2024 | September Monthly Peak | 9 | 1.0951 | 1.0476 | 1.0091 | 1.0101 | 1.013 | 1.0484 | 1.0287 | 1.0505 | 1.4698 | 1.9549 | 2.3632 | 2.5853 | 2.7007 | 2.7461 | 2.7717 | 2.7453 | 2.6404 | 2.2044 | 1.7645 | 1.7163 | 1.5572 | 1.3751 | 1.2383 | 1.1469 | 0 | 0 | 0 | 0 | 0 | 0 | 0 | 0 | 0 | 0 | 0 | 0 | 0 | 0 | 0.004798 | 0.013822 | 0.016975 | 0.015886 | 0 | 0 | 0 | 0 | 0 | 0 | 79.7216 | 78.875 | 77.9424 | 77.4216 | 76.7324 | 76.4324 | 75.8764 | 75.5091 | 77.525 | 81.4218 | 85.7102 | 90.1112 | 93.2944 | 95.1828 | 96.0223 | 96.6019 | 96.6574 | 95.4061 | 93.5861 | 90.1677 | 86.1731 | 83.0001 | 80.6355 | 78.7155 | 0.0080304 | 0.0095199 | 0.0045714 | 0.0059373 | 0.0066123 | 0.012607 | 0.0092579 | 0.0052246 | 0.006047 | 0.0078096 | 0.0097072 | 0.010756 | 0.010755 | 0.010818 | 0.010373 | 0.010081 | 0.0094784 | 0.0080393 | 0.0064927 | 0.0071065 | 0.0072978 | 0.0061308 | 0.0068052 | 0.007069
Portfolio Adjusted1-in-10Size: Under 20 kWOrange County2024October Monthly Peak | Portfolio Adjusted | 1-in-10 | Size: Under 20 kW | Orange County | 2024 | October Monthly Peak | 10 | 1.0331 | 1.0001 | 0.96415 | 0.96743 | 0.96494 | 0.98592 | 1.0266 | 0.96894 | 1.2354 | 1.5832 | 1.9157 | 2.1022 | 2.2106 | 2.2698 | 2.3331 | 2.3244 | 2.2309 | 1.8798 | 1.6946 | 1.5779 | 1.4218 | 1.2762 | 1.1559 | 1.0858 | 0 | 0 | 0 | 0 | 0 | 0 | 0 | 0 | 0 | 0 | 0 | 0 | 0 | 0 | 0.0040387 | 0.011703 | 0.014342 | 0.013547 | 0 | 0 | 0 | 0 | 0 | 0 | 74.6671 | 73.1809 | 71.9927 | 70.8477 | 69.8859 | 69.3794 | 68.9945 | 68.8887 | 70.2815 | 74.4386 | 79.8919 | 85.1677 | 89.6156 | 92.573 | 93.6608 | 94.231 | 94.0655 | 92.5704 | 89.5332 | 84.9162 | 80.6604 | 77.9484 | 76.0503 | 74.3913 | 0.0075759 | 0.009088 | 0.0043677 | 0.0056864 | 0.0062986 | 0.011856 | 0.0092387 | 0.0048189 | 0.0050827 | 0.0063247 | 0.0078692 | 0.0087457 | 0.0088035 | 0.008942 | 0.0087317 | 0.0085353 | 0.0080084 | 0.0068555 | 0.0062355 | 0.0065334 | 0.006663 | 0.00569 | 0.0063518 | 0.0066921
Portfolio Adjusted1-in-10Size: Under 20 kWOrange County2024November Monthly Peak | Portfolio Adjusted | 1-in-10 | Size: Under 20 kW | Orange County | 2024 | November Monthly Peak | 11 | 0.97978 | 0.94721 | 0.93408 | 0.92719 | 0.92613 | 0.94678 | 0.84708 | 0.83661 | 1.0971 | 1.3522 | 1.5906 | 1.7125 | 1.7897 | 1.8442 | 1.8809 | 1.8896 | 1.8595 | 1.8548 | 1.5864 | 1.4179 | 1.2912 | 1.1664 | 1.0746 | 1.012 | 0 | 0 | 0 | 0 | 0 | 0 | 0 | 0 | 0 | 0 | 0 | 0 | 0 | 0 | 0.003256 | 0.0095141 | 0.011955 | 0.013366 | 0 | 0 | 0 | 0 | 0 | 0 | 69.2243 | 67.4521 | 66.8195 | 65.4756 | 64.4863 | 63.5321 | 63.6453 | 63.9881 | 66.4403 | 71.0542 | 76.8877 | 81.8725 | 84.889 | 86.5579 | 87.4538 | 87.1973 | 85.8244 | 83.1814 | 79.9566 | 77.1073 | 74.7005 | 72.6521 | 70.8217 | 69.8029 | 0.007185 | 0.0086078 | 0.0042315 | 0.0054498 | 0.0060452 | 0.011385 | 0.0076235 | 0.0041608 | 0.0045137 | 0.0054018 | 0.0065336 | 0.0071246 | 0.0071272 | 0.0072652 | 0.0070395 | 0.0069389 | 0.0066753 | 0.0067643 | 0.0058373 | 0.005871 | 0.006051 | 0.0052003 | 0.005905 | 0.0062376
Portfolio Adjusted1-in-10Size: Under 20 kWOrange County2024December Monthly Peak | Portfolio Adjusted | 1-in-10 | Size: Under 20 kW | Orange County | 2024 | December Monthly Peak | 12 | 1.0225 | 0.99721 | 0.98476 | 0.98043 | 0.98426 | 1.0327 | 1.0408 | 1.0103 | 1.3192 | 1.5995 | 1.7177 | 1.655 | 1.5432 | 1.4104 | 1.3201 | 1.2654 | 1.365 | 1.5976 | 1.5746 | 1.4459 | 1.2865 | 1.1971 | 1.1238 | 1.0619 | 0 | 0 | 0 | 0 | 0 | 0 | 0 | 0 | 0 | 0 | 0 | 0 | 0 | 0 | 0.0022851 | 0.0063711 | 0.0087755 | 0.011513 | 0 | 0 | 0 | 0 | 0 | 0 | 43.8025 | 43.1906 | 43.0016 | 43.2351 | 43.4465 | 43.314 | 43.6295 | 43.6108 | 44.201 | 45.3533 | 46.4915 | 47.9848 | 49.1234 | 49.5583 | 49.7989 | 49.7327 | 49.2456 | 48.2992 | 47.091 | 45.8743 | 44.7085 | 44.2882 | 43.9466 | 43.1555 | 0.0074985 | 0.0090622 | 0.0044611 | 0.0057628 | 0.0064247 | 0.012417 | 0.009367 | 0.0050246 | 0.0054277 | 0.00639 | 0.0070561 | 0.0068851 | 0.0061456 | 0.0055563 | 0.0049405 | 0.0046466 | 0.0048999 | 0.0058261 | 0.005794 | 0.0059866 | 0.0060289 | 0.0053373 | 0.0061759 | 0.0065449
Portfolio Adjusted1-in-10Size: Under 20 kWOrange County2024Typical Event Day | Portfolio Adjusted | 1-in-10 | Size: Under 20 kW | Orange County | 2024 | Typical Event Day | 8 | 1.0903 | 1.0511 | 1.0101 | 1.0124 | 1.0133 | 1.04 | 0.9383 | 1.0089 | 1.4055 | 1.8687 | 2.2455 | 2.4583 | 2.5601 | 2.6067 | 2.6935 | 2.6773 | 2.5765 | 2.1713 | 1.7201 | 1.5473 | 1.5479 | 1.3713 | 1.2299 | 1.1411 | 0 | 0 | 0 | 0 | 0 | 0 | 0 | 0 | 0 | 0 | 0 | 0 | 0 | 0 | 0.0046626 | 0.01348 | 0.016565 | 0.015647 | 0 | 0 | 0 | 0 | 0 | 0 | 76.8522 | 75.834 | 74.8145 | 73.9621 | 73.1582 | 72.5757 | 72.184 | 72.6068 | 75.3254 | 79.8734 | 84.6291 | 88.9766 | 92.0501 | 93.9064 | 94.9599 | 95.4719 | 95.5536 | 94.6457 | 93.2356 | 90.2652 | 86.1969 | 82.7371 | 80.3747 | 78.5498 | 0.0079957 | 0.0095518 | 0.0045759 | 0.0059508 | 0.006614 | 0.012506 | 0.0084444 | 0.0050175 | 0.0057827 | 0.0074653 | 0.0092238 | 0.010227 | 0.010195 | 0.010269 | 0.010081 | 0.0098312 | 0.0092491 | 0.0079183 | 0.0063294 | 0.0064064 | 0.007254 | 0.0061136 | 0.0067588 | 0.0070333
Portfolio Adjusted1-in-10Size: Under 20 kWOrange County2025January Monthly Peak | Portfolio Adjusted | 1-in-10 | Size: Under 20 kW | Orange County | 2025 | January Monthly Peak | 1 | 1.0343 | 1.0086 | 0.99394 | 1.0015 | 1.0039 | 1.0368 | 1.0655 | 1.028 | 1.3187 | 1.5947 | 1.7116 | 1.6485 | 1.5335 | 1.3892 | 1.2746 | 1.2123 | 1.2765 | 1.5284 | 1.6017 | 1.4601 | 1.2979 | 1.2102 | 1.1495 | 1.092 | 0 | 0 | 0 | 0 | 0 | 0 | 0 | 0 | 0 | 0 | 0 | 0 | 0 | 0 | 0.0022065 | 0.0061039 | 0.0082068 | 0.011014 | 0 | 0 | 0 | 0 | 0 | 0 | 44.7085 | 43.9669 | 43.1176 | 42.4656 | 42.0645 | 41.5567 | 41.1375 | 41.0071 | 41.5302 | 43.9053 | 46.4347 | 48.0576 | 49.6991 | 50.5831 | 51.1858 | 51.1627 | 49.9721 | 48.3652 | 46.221 | 44.8019 | 43.9374 | 43.5091 | 43.0365 | 42.4041 | 0.007585 | 0.0091658 | 0.0045027 | 0.0058864 | 0.0065528 | 0.012468 | 0.0095895 | 0.0051129 | 0.0054255 | 0.0063707 | 0.007031 | 0.0068581 | 0.0061068 | 0.0054728 | 0.0047704 | 0.0044517 | 0.0045824 | 0.0055737 | 0.0058935 | 0.0060454 | 0.0060825 | 0.0053957 | 0.006317 | 0.0067306
Portfolio Adjusted1-in-10Size: Under 20 kWOrange County2025February Monthly Peak | Portfolio Adjusted | 1-in-10 | Size: Under 20 kW | Orange County | 2025 | February Monthly Peak | 2 | 1.0021 | 0.97679 | 0.96603 | 0.97394 | 0.97822 | 0.99878 | 0.96932 | 0.8982 | 1.12 | 1.3285 | 1.4499 | 1.458 | 1.4304 | 1.385 | 1.3634 | 1.3527 | 1.3745 | 1.4253 | 1.5449 | 1.4096 | 1.2747 | 1.1786 | 1.1106 | 1.0553 | 0 | 0 | 0 | 0 | 0 | 0 | 0 | 0 | 0 | 0 | 0 | 0 | 0 | 0 | 0.0023601 | 0.0068108 | 0.0088368 | 0.010271 | 0 | 0 | 0 | 0 | 0 | 0 | 50.6571 | 50.5295 | 49.984 | 49.4235 | 49.3882 | 48.6972 | 47.3767 | 48.0923 | 49.2287 | 51.4114 | 53.5397 | 54.3944 | 55.3018 | 56.5991 | 57.663 | 57.9309 | 57.1597 | 56.6708 | 55.1524 | 53.6546 | 52.3703 | 50.9272 | 50.3309 | 49.5446 | 0.0073489 | 0.0088766 | 0.0043762 | 0.0057246 | 0.0063852 | 0.01201 | 0.0087237 | 0.0044671 | 0.0046081 | 0.0053073 | 0.0059559 | 0.0060656 | 0.0056962 | 0.0054564 | 0.0051026 | 0.0049673 | 0.0049342 | 0.0051978 | 0.0056845 | 0.0058367 | 0.0059737 | 0.0052545 | 0.0061034 | 0.0065047
Portfolio Adjusted1-in-10Size: Under 20 kWOrange County2025March Monthly Peak | Portfolio Adjusted | 1-in-10 | Size: Under 20 kW | Orange County | 2025 | March Monthly Peak | 3 | 0.99056 | 0.95507 | 0.93688 | 0.93773 | 0.94184 | 0.95821 | 0.96278 | 0.84704 | 0.99 | 1.1893 | 1.3729 | 1.459 | 1.4897 | 1.5461 | 1.6294 | 1.6742 | 1.6454 | 1.4386 | 1.32 | 1.3717 | 1.2845 | 1.1859 | 1.0996 | 1.0437 | 0 | 0 | 0 | 0 | 0 | 0 | 0 | 0 | 0 | 0 | 0 | 0 | 0 | 0 | 0.0028206 | 0.0084294 | 0.010579 | 0.010367 | 0 | 0 | 0 | 0 | 0 | 0 | 60.8467 | 59.2987 | 57.8865 | 57.1049 | 56.5309 | 56.0661 | 55.8186 | 55.9276 | 57.1018 | 60.7082 | 64.807 | 69.1369 | 72.7032 | 74.6296 | 75.6197 | 76.2197 | 76.1845 | 75.4196 | 73.8939 | 71.2593 | 67.8457 | 65.0884 | 62.901 | 60.5893 | 0.007264 | 0.0086792 | 0.0042442 | 0.0055118 | 0.0061478 | 0.011522 | 0.0086648 | 0.0042127 | 0.0040731 | 0.0047511 | 0.0056397 | 0.0060697 | 0.0059325 | 0.0060909 | 0.0060982 | 0.0061477 | 0.0059067 | 0.0052465 | 0.0048571 | 0.0056797 | 0.0060196 | 0.005287 | 0.0060429 | 0.0064329
Portfolio Adjusted1-in-10Size: Under 20 kWOrange County2025April Monthly Peak | Portfolio Adjusted | 1-in-10 | Size: Under 20 kW | Orange County | 2025 | April Monthly Peak | 4 | 1.0255 | 0.98152 | 0.95359 | 0.95377 | 0.95248 | 0.96028 | 0.88609 | 0.84445 | 1.079 | 1.3743 | 1.6504 | 1.8097 | 1.9148 | 1.987 | 2.0667 | 2.0892 | 2.0162 | 1.6934 | 1.3736 | 1.3845 | 1.3789 | 1.2503 | 1.1492 | 1.0838 | 0 | 0 | 0 | 0 | 0 | 0 | 0 | 0 | 0 | 0 | 0 | 0 | 0 | 0 | 0.0035776 | 0.010519 | 0.012962 | 0.012203 | 0 | 0 | 0 | 0 | 0 | 0 | 71.1926 | 69.4146 | 67.8292 | 66.1962 | 65.218 | 64.5556 | 63.9975 | 64.1029 | 67.1376 | 72.6618 | 78.5773 | 83.9887 | 87.5934 | 89.5511 | 90.1946 | 90.6612 | 90.6434 | 89.8095 | 88.1661 | 84.5274 | 79.5773 | 75.6607 | 73.0987 | 71.105 | 0.0075202 | 0.0089196 | 0.0043199 | 0.0056061 | 0.0062172 | 0.011547 | 0.0079746 | 0.0041998 | 0.0044393 | 0.0054901 | 0.0067794 | 0.0075288 | 0.0076255 | 0.0078277 | 0.0077349 | 0.0076718 | 0.0072378 | 0.0061755 | 0.0050543 | 0.0057324 | 0.0064622 | 0.0055744 | 0.0063154 | 0.0066803
Portfolio Adjusted1-in-10Size: Under 20 kWOrange County2025May Monthly Peak | Portfolio Adjusted | 1-in-10 | Size: Under 20 kW | Orange County | 2025 | May Monthly Peak | 5 | 1.0498 | 1.0041 | 0.96909 | 0.96377 | 0.96581 | 0.96481 | 0.82791 | 0.88538 | 1.1727 | 1.5163 | 1.8238 | 1.9976 | 2.102 | 2.1634 | 2.2273 | 2.2296 | 2.152 | 1.7867 | 1.4292 | 1.3541 | 1.423 | 1.2933 | 1.1816 | 1.1119 | 0 | 0 | 0 | 0 | 0 | 0 | 0 | 0 | 0 | 0 | 0 | 0 | 0 | 0 | 0.0038556 | 0.011226 | 0.013835 | 0.012876 | 0 | 0 | 0 | 0 | 0 | 0 | 74.3119 | 72.621 | 71.1509 | 70.5578 | 69.9125 | 69.1008 | 68.7027 | 69.0081 | 72.5854 | 78.2833 | 83.1312 | 86.6712 | 89.1303 | 91.0738 | 92.3495 | 92.714 | 92.5215 | 91.433 | 89.9077 | 87.1988 | 83.1586 | 78.9233 | 76.4343 | 74.3098 | 0.0076986 | 0.0091245 | 0.0043901 | 0.0056648 | 0.0063043 | 0.011602 | 0.007451 | 0.0044034 | 0.0048247 | 0.0060574 | 0.0074917 | 0.0083105 | 0.0083707 | 0.0085228 | 0.0083359 | 0.0081872 | 0.0077253 | 0.006516 | 0.0052588 | 0.0056068 | 0.0066687 | 0.005766 | 0.0064933 | 0.0068536
Portfolio Adjusted1-in-10Size: Under 20 kWOrange County2025June Monthly Peak | Portfolio Adjusted | 1-in-10 | Size: Under 20 kW | Orange County | 2025 | June Monthly Peak | 6 | 1.0567 | 1.0109 | 0.97856 | 0.97072 | 0.97601 | 0.95033 | 0.8104 | 0.93036 | 1.2326 | 1.5941 | 1.9413 | 2.1359 | 2.2367 | 2.3023 | 2.3684 | 2.3631 | 2.2763 | 1.9248 | 1.5469 | 1.3598 | 1.4184 | 1.3153 | 1.1983 | 1.1188 | 0 | 0 | 0 | 0 | 0 | 0 | 0 | 0 | 0 | 0 | 0 | 0 | 0 | 0 | 0.0040998 | 0.011898 | 0.014635 | 0.013871 | 0 | 0 | 0 | 0 | 0 | 0 | 72.1065 | 70.9151 | 69.745 | 68.8431 | 67.6894 | 66.8669 | 66.5104 | 67.5742 | 70.9758 | 75.9018 | 80.9583 | 85.4392 | 88.7754 | 91.0123 | 92.5936 | 93.3018 | 93.6282 | 92.4533 | 90.9652 | 87.8162 | 83.636 | 79.9717 | 77.4914 | 75.6522 | 0.0077489 | 0.0091869 | 0.004433 | 0.0057057 | 0.0063708 | 0.011428 | 0.0072934 | 0.0046271 | 0.0050713 | 0.0063681 | 0.0079743 | 0.008886 | 0.0089072 | 0.00907 | 0.008864 | 0.0086775 | 0.0081715 | 0.0070196 | 0.005692 | 0.0056304 | 0.0066472 | 0.0058639 | 0.0065853 | 0.0068959
Portfolio Adjusted1-in-10Size: Under 20 kWOrange County2025July Monthly Peak | Portfolio Adjusted | 1-in-10 | Size: Under 20 kW | Orange County | 2025 | July Monthly Peak | 7 | 1.0693 | 1.0277 | 0.98997 | 0.99266 | 0.99391 | 1.0009 | 0.85555 | 0.98705 | 1.3677 | 1.8097 | 2.2145 | 2.417 | 2.522 | 2.5677 | 2.6407 | 2.6406 | 2.5251 | 2.1189 | 1.676 | 1.4455 | 1.4942 | 1.3621 | 1.2248 | 1.1412 | 0 | 0 | 0 | 0 | 0 | 0 | 0 | 0 | 0 | 0 | 0 | 0 | 0 | 0 | 0.0045711 | 0.013295 | 0.016234 | 0.01527 | 0 | 0 | 0 | 0 | 0 | 0 | 77.6655 | 76.3921 | 75.1891 | 74.0193 | 73.2517 | 72.5526 | 71.9019 | 72.3469 | 75.2288 | 79.9035 | 84.9793 | 89.1878 | 91.4678 | 92.6536 | 93.6238 | 93.5915 | 93.3478 | 92.8397 | 91.3281 | 88.8095 | 85.0576 | 81.5099 | 79.247 | 77.7552 | 0.0078415 | 0.0093396 | 0.0044847 | 0.0058346 | 0.0064876 | 0.012036 | 0.0076998 | 0.004909 | 0.0056271 | 0.0072294 | 0.0090966 | 0.010055 | 0.010043 | 0.010116 | 0.0098829 | 0.0096963 | 0.0090647 | 0.0077274 | 0.006167 | 0.0059851 | 0.0070024 | 0.0060729 | 0.0067307 | 0.0070339
Portfolio Adjusted1-in-10Size: Under 20 kWOrange County2025August Monthly Peak | Portfolio Adjusted | 1-in-10 | Size: Under 20 kW | Orange County | 2025 | August Monthly Peak | 8 | 1.1076 | 1.0674 | 1.0233 | 1.026 | 1.0265 | 1.0554 | 0.95241 | 1.0412 | 1.4725 | 1.9753 | 2.3812 | 2.6057 | 2.7121 | 2.7471 | 2.8207 | 2.7902 | 2.6823 | 2.2609 | 1.789 | 1.6015 | 1.5884 | 1.4046 | 1.2579 | 1.1639 | 0 | 0 | 0 | 0 | 0 | 0 | 0 | 0 | 0 | 0 | 0 | 0 | 0 | 0 | 0.0048828 | 0.014048 | 0.017245 | 0.016293 | 0 | 0 | 0 | 0 | 0 | 0 | 77.9152 | 77.1536 | 76.3815 | 75.5643 | 74.959 | 74.4508 | 74.4475 | 74.9968 | 77.572 | 82.2667 | 86.8687 | 91.1683 | 94.6627 | 96.777 | 97.5996 | 98.3923 | 98.5812 | 97.8836 | 97.063 | 94.2674 | 89.921 | 86.4668 | 84.125 | 82.0761 | 0.0081222 | 0.0096997 | 0.0046357 | 0.0060305 | 0.0067005 | 0.012691 | 0.0085714 | 0.0051781 | 0.0060583 | 0.0078912 | 0.0097813 | 0.01084 | 0.0108 | 0.010822 | 0.010557 | 0.010246 | 0.0096289 | 0.0082452 | 0.0065826 | 0.0066311 | 0.0074439 | 0.0062622 | 0.0069128 | 0.0071738
Portfolio Adjusted1-in-10Size: Under 20 kWOrange County2025September Monthly Peak | Portfolio Adjusted | 1-in-10 | Size: Under 20 kW | Orange County | 2025 | September Monthly Peak | 9 | 1.0951 | 1.0476 | 1.0091 | 1.0101 | 1.013 | 1.0484 | 1.0287 | 1.0505 | 1.4698 | 1.9549 | 2.3632 | 2.5853 | 2.7007 | 2.7461 | 2.7717 | 2.7453 | 2.6404 | 2.2044 | 1.7645 | 1.7163 | 1.5572 | 1.3751 | 1.2383 | 1.1469 | 0 | 0 | 0 | 0 | 0 | 0 | 0 | 0 | 0 | 0 | 0 | 0 | 0 | 0 | 0.004798 | 0.013822 | 0.016975 | 0.015886 | 0 | 0 | 0 | 0 | 0 | 0 | 79.7216 | 78.875 | 77.9424 | 77.4216 | 76.7324 | 76.4324 | 75.8764 | 75.5091 | 77.525 | 81.4218 | 85.7102 | 90.1112 | 93.2944 | 95.1828 | 96.0223 | 96.6019 | 96.6574 | 95.4061 | 93.5861 | 90.1677 | 86.1731 | 83.0001 | 80.6355 | 78.7155 | 0.0080304 | 0.0095199 | 0.0045714 | 0.0059373 | 0.0066123 | 0.012607 | 0.0092579 | 0.0052246 | 0.006047 | 0.0078096 | 0.0097072 | 0.010756 | 0.010755 | 0.010818 | 0.010373 | 0.010081 | 0.0094784 | 0.0080393 | 0.0064927 | 0.0071065 | 0.0072978 | 0.0061308 | 0.0068052 | 0.007069
Portfolio Adjusted1-in-10Size: Under 20 kWOrange County2025October Monthly Peak | Portfolio Adjusted | 1-in-10 | Size: Under 20 kW | Orange County | 2025 | October Monthly Peak | 10 | 1.0331 | 1.0001 | 0.96415 | 0.96743 | 0.96494 | 0.98592 | 1.0266 | 0.96894 | 1.2354 | 1.5832 | 1.9157 | 2.1022 | 2.2106 | 2.2698 | 2.3331 | 2.3244 | 2.2309 | 1.8798 | 1.6946 | 1.5779 | 1.4218 | 1.2762 | 1.1559 | 1.0858 | 0 | 0 | 0 | 0 | 0 | 0 | 0 | 0 | 0 | 0 | 0 | 0 | 0 | 0 | 0.0040387 | 0.011703 | 0.014342 | 0.013547 | 0 | 0 | 0 | 0 | 0 | 0 | 74.6671 | 73.1809 | 71.9927 | 70.8477 | 69.8859 | 69.3794 | 68.9945 | 68.8887 | 70.2815 | 74.4386 | 79.8919 | 85.1677 | 89.6156 | 92.573 | 93.6608 | 94.231 | 94.0655 | 92.5704 | 89.5332 | 84.9162 | 80.6604 | 77.9484 | 76.0503 | 74.3913 | 0.0075759 | 0.009088 | 0.0043677 | 0.0056864 | 0.0062986 | 0.011856 | 0.0092387 | 0.0048189 | 0.0050827 | 0.0063247 | 0.0078692 | 0.0087457 | 0.0088035 | 0.008942 | 0.0087317 | 0.0085353 | 0.0080084 | 0.0068555 | 0.0062355 | 0.0065334 | 0.006663 | 0.00569 | 0.0063518 | 0.0066921
Portfolio Adjusted1-in-10Size: Under 20 kWOrange County2025November Monthly Peak | Portfolio Adjusted | 1-in-10 | Size: Under 20 kW | Orange County | 2025 | November Monthly Peak | 11 | 0.97978 | 0.94721 | 0.93408 | 0.92719 | 0.92613 | 0.94678 | 0.84708 | 0.83661 | 1.0971 | 1.3522 | 1.5906 | 1.7125 | 1.7897 | 1.8442 | 1.8809 | 1.8896 | 1.8595 | 1.8548 | 1.5864 | 1.4179 | 1.2912 | 1.1664 | 1.0746 | 1.012 | 0 | 0 | 0 | 0 | 0 | 0 | 0 | 0 | 0 | 0 | 0 | 0 | 0 | 0 | 0.003256 | 0.0095141 | 0.011955 | 0.013366 | 0 | 0 | 0 | 0 | 0 | 0 | 69.2243 | 67.4521 | 66.8195 | 65.4756 | 64.4863 | 63.5321 | 63.6453 | 63.9881 | 66.4403 | 71.0542 | 76.8877 | 81.8725 | 84.889 | 86.5579 | 87.4538 | 87.1973 | 85.8244 | 83.1814 | 79.9566 | 77.1073 | 74.7005 | 72.6521 | 70.8217 | 69.8029 | 0.007185 | 0.0086078 | 0.0042315 | 0.0054498 | 0.0060452 | 0.011385 | 0.0076235 | 0.0041608 | 0.0045137 | 0.0054018 | 0.0065336 | 0.0071246 | 0.0071272 | 0.0072652 | 0.0070395 | 0.0069389 | 0.0066753 | 0.0067643 | 0.0058373 | 0.005871 | 0.006051 | 0.0052003 | 0.005905 | 0.0062376
Portfolio Adjusted1-in-10Size: Under 20 kWOrange County2025December Monthly Peak | Portfolio Adjusted | 1-in-10 | Size: Under 20 kW | Orange County | 2025 | December Monthly Peak | 12 | 1.0225 | 0.99721 | 0.98476 | 0.98043 | 0.98426 | 1.0327 | 1.0408 | 1.0103 | 1.3192 | 1.5995 | 1.7177 | 1.655 | 1.5432 | 1.4104 | 1.3201 | 1.2654 | 1.365 | 1.5976 | 1.5746 | 1.4459 | 1.2865 | 1.1971 | 1.1238 | 1.0619 | 0 | 0 | 0 | 0 | 0 | 0 | 0 | 0 | 0 | 0 | 0 | 0 | 0 | 0 | 0.0022851 | 0.0063711 | 0.0087755 | 0.011513 | 0 | 0 | 0 | 0 | 0 | 0 | 43.8025 | 43.1906 | 43.0016 | 43.2351 | 43.4465 | 43.314 | 43.6295 | 43.6108 | 44.201 | 45.3533 | 46.4915 | 47.9848 | 49.1234 | 49.5583 | 49.7989 | 49.7327 | 49.2456 | 48.2992 | 47.091 | 45.8743 | 44.7085 | 44.2882 | 43.9466 | 43.1555 | 0.0074985 | 0.0090622 | 0.0044611 | 0.0057628 | 0.0064247 | 0.012417 | 0.009367 | 0.0050246 | 0.0054277 | 0.00639 | 0.0070561 | 0.0068851 | 0.0061456 | 0.0055563 | 0.0049405 | 0.0046466 | 0.0048999 | 0.0058261 | 0.005794 | 0.0059866 | 0.0060289 | 0.0053373 | 0.0061759 | 0.0065449
Portfolio Adjusted1-in-10Size: Under 20 kWOrange County2025Typical Event Day | Portfolio Adjusted | 1-in-10 | Size: Under 20 kW | Orange County | 2025 | Typical Event Day | 8 | 1.0903 | 1.0511 | 1.0101 | 1.0124 | 1.0133 | 1.04 | 0.9383 | 1.0089 | 1.4055 | 1.8687 | 2.2455 | 2.4583 | 2.5601 | 2.6067 | 2.6935 | 2.6773 | 2.5765 | 2.1713 | 1.7201 | 1.5473 | 1.5479 | 1.3713 | 1.2299 | 1.1411 | 0 | 0 | 0 | 0 | 0 | 0 | 0 | 0 | 0 | 0 | 0 | 0 | 0 | 0 | 0.0046626 | 0.01348 | 0.016565 | 0.015647 | 0 | 0 | 0 | 0 | 0 | 0 | 76.8522 | 75.834 | 74.8145 | 73.9621 | 73.1582 | 72.5757 | 72.184 | 72.6068 | 75.3254 | 79.8734 | 84.6291 | 88.9766 | 92.0501 | 93.9064 | 94.9599 | 95.4719 | 95.5536 | 94.6457 | 93.2356 | 90.2652 | 86.1969 | 82.7371 | 80.3747 | 78.5498 | 0.0079957 | 0.0095518 | 0.0045759 | 0.0059508 | 0.006614 | 0.012506 | 0.0084444 | 0.0050175 | 0.0057827 | 0.0074653 | 0.0092238 | 0.010227 | 0.010195 | 0.010269 | 0.010081 | 0.0098312 | 0.0092491 | 0.0079183 | 0.0063294 | 0.0064064 | 0.007254 | 0.0061136 | 0.0067588 | 0.0070333
Portfolio Adjusted1-in-10Size: Under 20 kWOrange County2026January Monthly Peak | Portfolio Adjusted | 1-in-10 | Size: Under 20 kW | Orange County | 2026 | January Monthly Peak | 1 | 1.0343 | 1.0086 | 0.99394 | 1.0015 | 1.0039 | 1.0368 | 1.0655 | 1.028 | 1.3187 | 1.5947 | 1.7116 | 1.6485 | 1.5335 | 1.3892 | 1.2746 | 1.2123 | 1.2765 | 1.5284 | 1.6017 | 1.4601 | 1.2979 | 1.2102 | 1.1495 | 1.092 | 0 | 0 | 0 | 0 | 0 | 0 | 0 | 0 | 0 | 0 | 0 | 0 | 0 | 0 | 0.0022065 | 0.0061039 | 0.0082068 | 0.011014 | 0 | 0 | 0 | 0 | 0 | 0 | 44.7085 | 43.9669 | 43.1176 | 42.4656 | 42.0645 | 41.5567 | 41.1375 | 41.0071 | 41.5302 | 43.9053 | 46.4347 | 48.0576 | 49.6991 | 50.5831 | 51.1858 | 51.1627 | 49.9721 | 48.3652 | 46.221 | 44.8019 | 43.9374 | 43.5091 | 43.0365 | 42.4041 | 0.007585 | 0.0091658 | 0.0045027 | 0.0058864 | 0.0065528 | 0.012468 | 0.0095895 | 0.0051129 | 0.0054255 | 0.0063707 | 0.007031 | 0.0068581 | 0.0061068 | 0.0054728 | 0.0047704 | 0.0044517 | 0.0045824 | 0.0055737 | 0.0058935 | 0.0060454 | 0.0060825 | 0.0053957 | 0.006317 | 0.0067306
Portfolio Adjusted1-in-10Size: Under 20 kWOrange County2026February Monthly Peak | Portfolio Adjusted | 1-in-10 | Size: Under 20 kW | Orange County | 2026 | February Monthly Peak | 2 | 1.0021 | 0.97679 | 0.96603 | 0.97394 | 0.97822 | 0.99878 | 0.96932 | 0.8982 | 1.12 | 1.3285 | 1.4499 | 1.458 | 1.4304 | 1.385 | 1.3634 | 1.3527 | 1.3745 | 1.4253 | 1.5449 | 1.4096 | 1.2747 | 1.1786 | 1.1106 | 1.0553 | 0 | 0 | 0 | 0 | 0 | 0 | 0 | 0 | 0 | 0 | 0 | 0 | 0 | 0 | 0.0023601 | 0.0068108 | 0.0088368 | 0.010271 | 0 | 0 | 0 | 0 | 0 | 0 | 50.6571 | 50.5295 | 49.984 | 49.4235 | 49.3882 | 48.6972 | 47.3767 | 48.0923 | 49.2287 | 51.4114 | 53.5397 | 54.3944 | 55.3018 | 56.5991 | 57.663 | 57.9309 | 57.1597 | 56.6708 | 55.1524 | 53.6546 | 52.3703 | 50.9272 | 50.3309 | 49.5446 | 0.0073489 | 0.0088766 | 0.0043762 | 0.0057246 | 0.0063852 | 0.01201 | 0.0087237 | 0.0044671 | 0.0046081 | 0.0053073 | 0.0059559 | 0.0060656 | 0.0056962 | 0.0054564 | 0.0051026 | 0.0049673 | 0.0049342 | 0.0051978 | 0.0056845 | 0.0058367 | 0.0059737 | 0.0052545 | 0.0061034 | 0.0065047
Portfolio Adjusted1-in-10Size: Under 20 kWOrange County2026March Monthly Peak | Portfolio Adjusted | 1-in-10 | Size: Under 20 kW | Orange County | 2026 | March Monthly Peak | 3 | 0.99056 | 0.95507 | 0.93688 | 0.93773 | 0.94184 | 0.95821 | 0.96278 | 0.84704 | 0.99 | 1.1893 | 1.3729 | 1.459 | 1.4897 | 1.5461 | 1.6294 | 1.6742 | 1.6454 | 1.4386 | 1.32 | 1.3717 | 1.2845 | 1.1859 | 1.0996 | 1.0437 | 0 | 0 | 0 | 0 | 0 | 0 | 0 | 0 | 0 | 0 | 0 | 0 | 0 | 0 | 0.0028206 | 0.0084294 | 0.010579 | 0.010367 | 0 | 0 | 0 | 0 | 0 | 0 | 60.8467 | 59.2987 | 57.8865 | 57.1049 | 56.5309 | 56.0661 | 55.8186 | 55.9276 | 57.1018 | 60.7082 | 64.807 | 69.1369 | 72.7032 | 74.6296 | 75.6197 | 76.2197 | 76.1845 | 75.4196 | 73.8939 | 71.2593 | 67.8457 | 65.0884 | 62.901 | 60.5893 | 0.007264 | 0.0086792 | 0.0042442 | 0.0055118 | 0.0061478 | 0.011522 | 0.0086648 | 0.0042127 | 0.0040731 | 0.0047511 | 0.0056397 | 0.0060697 | 0.0059325 | 0.0060909 | 0.0060982 | 0.0061477 | 0.0059067 | 0.0052465 | 0.0048571 | 0.0056797 | 0.0060196 | 0.005287 | 0.0060429 | 0.0064329
Portfolio Adjusted1-in-10Size: Under 20 kWOrange County2026April Monthly Peak | Portfolio Adjusted | 1-in-10 | Size: Under 20 kW | Orange County | 2026 | April Monthly Peak | 4 | 1.0255 | 0.98152 | 0.95359 | 0.95377 | 0.95248 | 0.96028 | 0.88609 | 0.84445 | 1.079 | 1.3743 | 1.6504 | 1.8097 | 1.9148 | 1.987 | 2.0667 | 2.0892 | 2.0162 | 1.6934 | 1.3736 | 1.3845 | 1.3789 | 1.2503 | 1.1492 | 1.0838 | 0 | 0 | 0 | 0 | 0 | 0 | 0 | 0 | 0 | 0 | 0 | 0 | 0 | 0 | 0.0035776 | 0.010519 | 0.012962 | 0.012203 | 0 | 0 | 0 | 0 | 0 | 0 | 71.1926 | 69.4146 | 67.8292 | 66.1962 | 65.218 | 64.5556 | 63.9975 | 64.1029 | 67.1376 | 72.6618 | 78.5773 | 83.9887 | 87.5934 | 89.5511 | 90.1946 | 90.6612 | 90.6434 | 89.8095 | 88.1661 | 84.5274 | 79.5773 | 75.6607 | 73.0987 | 71.105 | 0.0075202 | 0.0089196 | 0.0043199 | 0.0056061 | 0.0062172 | 0.011547 | 0.0079746 | 0.0041998 | 0.0044393 | 0.0054901 | 0.0067794 | 0.0075288 | 0.0076255 | 0.0078277 | 0.0077349 | 0.0076718 | 0.0072378 | 0.0061755 | 0.0050543 | 0.0057324 | 0.0064622 | 0.0055744 | 0.0063154 | 0.0066803
Portfolio Adjusted1-in-10Size: Under 20 kWOrange County2026May Monthly Peak | Portfolio Adjusted | 1-in-10 | Size: Under 20 kW | Orange County | 2026 | May Monthly Peak | 5 | 1.0498 | 1.0041 | 0.96909 | 0.96377 | 0.96581 | 0.96481 | 0.82791 | 0.88538 | 1.1727 | 1.5163 | 1.8238 | 1.9976 | 2.102 | 2.1634 | 2.2273 | 2.2296 | 2.152 | 1.7867 | 1.4292 | 1.3541 | 1.423 | 1.2933 | 1.1816 | 1.1119 | 0 | 0 | 0 | 0 | 0 | 0 | 0 | 0 | 0 | 0 | 0 | 0 | 0 | 0 | 0.0038556 | 0.011226 | 0.013835 | 0.012876 | 0 | 0 | 0 | 0 | 0 | 0 | 74.3119 | 72.621 | 71.1509 | 70.5578 | 69.9125 | 69.1008 | 68.7027 | 69.0081 | 72.5854 | 78.2833 | 83.1312 | 86.6712 | 89.1303 | 91.0738 | 92.3495 | 92.714 | 92.5215 | 91.433 | 89.9077 | 87.1988 | 83.1586 | 78.9233 | 76.4343 | 74.3098 | 0.0076986 | 0.0091245 | 0.0043901 | 0.0056648 | 0.0063043 | 0.011602 | 0.007451 | 0.0044034 | 0.0048247 | 0.0060574 | 0.0074917 | 0.0083105 | 0.0083707 | 0.0085228 | 0.0083359 | 0.0081872 | 0.0077253 | 0.006516 | 0.0052588 | 0.0056068 | 0.0066687 | 0.005766 | 0.0064933 | 0.0068536
Portfolio Adjusted1-in-10Size: Under 20 kWOrange County2026June Monthly Peak | Portfolio Adjusted | 1-in-10 | Size: Under 20 kW | Orange County | 2026 | June Monthly Peak | 6 | 1.0567 | 1.0109 | 0.97856 | 0.97072 | 0.97601 | 0.95033 | 0.8104 | 0.93036 | 1.2326 | 1.5941 | 1.9413 | 2.1359 | 2.2367 | 2.3023 | 2.3684 | 2.3631 | 2.2763 | 1.9248 | 1.5469 | 1.3598 | 1.4184 | 1.3153 | 1.1983 | 1.1188 | 0 | 0 | 0 | 0 | 0 | 0 | 0 | 0 | 0 | 0 | 0 | 0 | 0 | 0 | 0.0040998 | 0.011898 | 0.014635 | 0.013871 | 0 | 0 | 0 | 0 | 0 | 0 | 72.1065 | 70.9151 | 69.745 | 68.8431 | 67.6894 | 66.8669 | 66.5104 | 67.5742 | 70.9758 | 75.9018 | 80.9583 | 85.4392 | 88.7754 | 91.0123 | 92.5936 | 93.3018 | 93.6282 | 92.4533 | 90.9652 | 87.8162 | 83.636 | 79.9717 | 77.4914 | 75.6522 | 0.0077489 | 0.0091869 | 0.004433 | 0.0057057 | 0.0063708 | 0.011428 | 0.0072934 | 0.0046271 | 0.0050713 | 0.0063681 | 0.0079743 | 0.008886 | 0.0089072 | 0.00907 | 0.008864 | 0.0086775 | 0.0081715 | 0.0070196 | 0.005692 | 0.0056304 | 0.0066472 | 0.0058639 | 0.0065853 | 0.0068959
Portfolio Adjusted1-in-10Size: Under 20 kWOrange County2026July Monthly Peak | Portfolio Adjusted | 1-in-10 | Size: Under 20 kW | Orange County | 2026 | July Monthly Peak | 7 | 1.0693 | 1.0277 | 0.98997 | 0.99266 | 0.99391 | 1.0009 | 0.85555 | 0.98705 | 1.3677 | 1.8097 | 2.2145 | 2.417 | 2.522 | 2.5677 | 2.6407 | 2.6406 | 2.5251 | 2.1189 | 1.676 | 1.4455 | 1.4942 | 1.3621 | 1.2248 | 1.1412 | 0 | 0 | 0 | 0 | 0 | 0 | 0 | 0 | 0 | 0 | 0 | 0 | 0 | 0 | 0.0045711 | 0.013295 | 0.016234 | 0.01527 | 0 | 0 | 0 | 0 | 0 | 0 | 77.6655 | 76.3921 | 75.1891 | 74.0193 | 73.2517 | 72.5526 | 71.9019 | 72.3469 | 75.2288 | 79.9035 | 84.9793 | 89.1878 | 91.4678 | 92.6536 | 93.6238 | 93.5915 | 93.3478 | 92.8397 | 91.3281 | 88.8095 | 85.0576 | 81.5099 | 79.247 | 77.7552 | 0.0078415 | 0.0093396 | 0.0044847 | 0.0058346 | 0.0064876 | 0.012036 | 0.0076998 | 0.004909 | 0.0056271 | 0.0072294 | 0.0090966 | 0.010055 | 0.010043 | 0.010116 | 0.0098829 | 0.0096963 | 0.0090647 | 0.0077274 | 0.006167 | 0.0059851 | 0.0070024 | 0.0060729 | 0.0067307 | 0.0070339
Portfolio Adjusted1-in-10Size: Under 20 kWOrange County2026August Monthly Peak | Portfolio Adjusted | 1-in-10 | Size: Under 20 kW | Orange County | 2026 | August Monthly Peak | 8 | 1.1076 | 1.0674 | 1.0233 | 1.026 | 1.0265 | 1.0554 | 0.95241 | 1.0412 | 1.4725 | 1.9753 | 2.3812 | 2.6057 | 2.7121 | 2.7471 | 2.8207 | 2.7902 | 2.6823 | 2.2609 | 1.789 | 1.6015 | 1.5884 | 1.4046 | 1.2579 | 1.1639 | 0 | 0 | 0 | 0 | 0 | 0 | 0 | 0 | 0 | 0 | 0 | 0 | 0 | 0 | 0.0048828 | 0.014048 | 0.017245 | 0.016293 | 0 | 0 | 0 | 0 | 0 | 0 | 77.9152 | 77.1536 | 76.3815 | 75.5643 | 74.959 | 74.4508 | 74.4475 | 74.9968 | 77.572 | 82.2667 | 86.8687 | 91.1683 | 94.6627 | 96.777 | 97.5996 | 98.3923 | 98.5812 | 97.8836 | 97.063 | 94.2674 | 89.921 | 86.4668 | 84.125 | 82.0761 | 0.0081222 | 0.0096997 | 0.0046357 | 0.0060305 | 0.0067005 | 0.012691 | 0.0085714 | 0.0051781 | 0.0060583 | 0.0078912 | 0.0097813 | 0.01084 | 0.0108 | 0.010822 | 0.010557 | 0.010246 | 0.0096289 | 0.0082452 | 0.0065826 | 0.0066311 | 0.0074439 | 0.0062622 | 0.0069128 | 0.0071738
Portfolio Adjusted1-in-10Size: Under 20 kWOrange County2026September Monthly Peak | Portfolio Adjusted | 1-in-10 | Size: Under 20 kW | Orange County | 2026 | September Monthly Peak | 9 | 1.0951 | 1.0476 | 1.0091 | 1.0101 | 1.013 | 1.0484 | 1.0287 | 1.0505 | 1.4698 | 1.9549 | 2.3632 | 2.5853 | 2.7007 | 2.7461 | 2.7717 | 2.7453 | 2.6404 | 2.2044 | 1.7645 | 1.7163 | 1.5572 | 1.3751 | 1.2383 | 1.1469 | 0 | 0 | 0 | 0 | 0 | 0 | 0 | 0 | 0 | 0 | 0 | 0 | 0 | 0 | 0.004798 | 0.013822 | 0.016975 | 0.015886 | 0 | 0 | 0 | 0 | 0 | 0 | 79.7216 | 78.875 | 77.9424 | 77.4216 | 76.7324 | 76.4324 | 75.8764 | 75.5091 | 77.525 | 81.4218 | 85.7102 | 90.1112 | 93.2944 | 95.1828 | 96.0223 | 96.6019 | 96.6574 | 95.4061 | 93.5861 | 90.1677 | 86.1731 | 83.0001 | 80.6355 | 78.7155 | 0.0080304 | 0.0095199 | 0.0045714 | 0.0059373 | 0.0066123 | 0.012607 | 0.0092579 | 0.0052246 | 0.006047 | 0.0078096 | 0.0097072 | 0.010756 | 0.010755 | 0.010818 | 0.010373 | 0.010081 | 0.0094784 | 0.0080393 | 0.0064927 | 0.0071065 | 0.0072978 | 0.0061308 | 0.0068052 | 0.007069
Portfolio Adjusted1-in-10Size: Under 20 kWOrange County2026October Monthly Peak | Portfolio Adjusted | 1-in-10 | Size: Under 20 kW | Orange County | 2026 | October Monthly Peak | 10 | 1.0331 | 1.0001 | 0.96415 | 0.96743 | 0.96494 | 0.98592 | 1.0266 | 0.96894 | 1.2354 | 1.5832 | 1.9157 | 2.1022 | 2.2106 | 2.2698 | 2.3331 | 2.3244 | 2.2309 | 1.8798 | 1.6946 | 1.5779 | 1.4218 | 1.2762 | 1.1559 | 1.0858 | 0 | 0 | 0 | 0 | 0 | 0 | 0 | 0 | 0 | 0 | 0 | 0 | 0 | 0 | 0.0040387 | 0.011703 | 0.014342 | 0.013547 | 0 | 0 | 0 | 0 | 0 | 0 | 74.6671 | 73.1809 | 71.9927 | 70.8477 | 69.8859 | 69.3794 | 68.9945 | 68.8887 | 70.2815 | 74.4386 | 79.8919 | 85.1677 | 89.6156 | 92.573 | 93.6608 | 94.231 | 94.0655 | 92.5704 | 89.5332 | 84.9162 | 80.6604 | 77.9484 | 76.0503 | 74.3913 | 0.0075759 | 0.009088 | 0.0043677 | 0.0056864 | 0.0062986 | 0.011856 | 0.0092387 | 0.0048189 | 0.0050827 | 0.0063247 | 0.0078692 | 0.0087457 | 0.0088035 | 0.008942 | 0.0087317 | 0.0085353 | 0.0080084 | 0.0068555 | 0.0062355 | 0.0065334 | 0.006663 | 0.00569 | 0.0063518 | 0.0066921
Portfolio Adjusted1-in-10Size: Under 20 kWOrange County2026November Monthly Peak | Portfolio Adjusted | 1-in-10 | Size: Under 20 kW | Orange County | 2026 | November Monthly Peak | 11 | 0.97978 | 0.94721 | 0.93408 | 0.92719 | 0.92613 | 0.94678 | 0.84708 | 0.83661 | 1.0971 | 1.3522 | 1.5906 | 1.7125 | 1.7897 | 1.8442 | 1.8809 | 1.8896 | 1.8595 | 1.8548 | 1.5864 | 1.4179 | 1.2912 | 1.1664 | 1.0746 | 1.012 | 0 | 0 | 0 | 0 | 0 | 0 | 0 | 0 | 0 | 0 | 0 | 0 | 0 | 0 | 0.003256 | 0.0095141 | 0.011955 | 0.013366 | 0 | 0 | 0 | 0 | 0 | 0 | 69.2243 | 67.4521 | 66.8195 | 65.4756 | 64.4863 | 63.5321 | 63.6453 | 63.9881 | 66.4403 | 71.0542 | 76.8877 | 81.8725 | 84.889 | 86.5579 | 87.4538 | 87.1973 | 85.8244 | 83.1814 | 79.9566 | 77.1073 | 74.7005 | 72.6521 | 70.8217 | 69.8029 | 0.007185 | 0.0086078 | 0.0042315 | 0.0054498 | 0.0060452 | 0.011385 | 0.0076235 | 0.0041608 | 0.0045137 | 0.0054018 | 0.0065336 | 0.0071246 | 0.0071272 | 0.0072652 | 0.0070395 | 0.0069389 | 0.0066753 | 0.0067643 | 0.0058373 | 0.005871 | 0.006051 | 0.0052003 | 0.005905 | 0.0062376
Portfolio Adjusted1-in-10Size: Under 20 kWOrange County2026December Monthly Peak | Portfolio Adjusted | 1-in-10 | Size: Under 20 kW | Orange County | 2026 | December Monthly Peak | 12 | 1.0225 | 0.99721 | 0.98476 | 0.98043 | 0.98426 | 1.0327 | 1.0408 | 1.0103 | 1.3192 | 1.5995 | 1.7177 | 1.655 | 1.5432 | 1.4104 | 1.3201 | 1.2654 | 1.365 | 1.5976 | 1.5746 | 1.4459 | 1.2865 | 1.1971 | 1.1238 | 1.0619 | 0 | 0 | 0 | 0 | 0 | 0 | 0 | 0 | 0 | 0 | 0 | 0 | 0 | 0 | 0.0022851 | 0.0063711 | 0.0087755 | 0.011513 | 0 | 0 | 0 | 0 | 0 | 0 | 43.8025 | 43.1906 | 43.0016 | 43.2351 | 43.4465 | 43.314 | 43.6295 | 43.6108 | 44.201 | 45.3533 | 46.4915 | 47.9848 | 49.1234 | 49.5583 | 49.7989 | 49.7327 | 49.2456 | 48.2992 | 47.091 | 45.8743 | 44.7085 | 44.2882 | 43.9466 | 43.1555 | 0.0074985 | 0.0090622 | 0.0044611 | 0.0057628 | 0.0064247 | 0.012417 | 0.009367 | 0.0050246 | 0.0054277 | 0.00639 | 0.0070561 | 0.0068851 | 0.0061456 | 0.0055563 | 0.0049405 | 0.0046466 | 0.0048999 | 0.0058261 | 0.005794 | 0.0059866 | 0.0060289 | 0.0053373 | 0.0061759 | 0.0065449
Portfolio Adjusted1-in-10Size: Under 20 kWOrange County2026Typical Event Day | Portfolio Adjusted | 1-in-10 | Size: Under 20 kW | Orange County | 2026 | Typical Event Day | 8 | 1.0903 | 1.0511 | 1.0101 | 1.0124 | 1.0133 | 1.04 | 0.9383 | 1.0089 | 1.4055 | 1.8687 | 2.2455 | 2.4583 | 2.5601 | 2.6067 | 2.6935 | 2.6773 | 2.5765 | 2.1713 | 1.7201 | 1.5473 | 1.5479 | 1.3713 | 1.2299 | 1.1411 | 0 | 0 | 0 | 0 | 0 | 0 | 0 | 0 | 0 | 0 | 0 | 0 | 0 | 0 | 0.0046626 | 0.01348 | 0.016565 | 0.015647 | 0 | 0 | 0 | 0 | 0 | 0 | 76.8522 | 75.834 | 74.8145 | 73.9621 | 73.1582 | 72.5757 | 72.184 | 72.6068 | 75.3254 | 79.8734 | 84.6291 | 88.9766 | 92.0501 | 93.9064 | 94.9599 | 95.4719 | 95.5536 | 94.6457 | 93.2356 | 90.2652 | 86.1969 | 82.7371 | 80.3747 | 78.5498 | 0.0079957 | 0.0095518 | 0.0045759 | 0.0059508 | 0.006614 | 0.012506 | 0.0084444 | 0.0050175 | 0.0057827 | 0.0074653 | 0.0092238 | 0.010227 | 0.010195 | 0.010269 | 0.010081 | 0.0098312 | 0.0092491 | 0.0079183 | 0.0063294 | 0.0064064 | 0.007254 | 0.0061136 | 0.0067588 | 0.0070333
Portfolio Adjusted1-in-2Size: Under 20 kWOrange County2015January Monthly Peak | Portfolio Adjusted | 1-in-2 | Size: Under 20 kW | Orange County | 2015 | January Monthly Peak | 1
Portfolio Adjusted1-in-2Size: Under 20 kWOrange County2015February Monthly Peak | Portfolio Adjusted | 1-in-2 | Size: Under 20 kW | Orange County | 2015 | February Monthly Peak | 2
Portfolio Adjusted1-in-2Size: Under 20 kWOrange County2015March Monthly Peak | Portfolio Adjusted | 1-in-2 | Size: Under 20 kW | Orange County | 2015 | March Monthly Peak | 3
Portfolio Adjusted1-in-2Size: Under 20 kWOrange County2015April Monthly Peak | Portfolio Adjusted | 1-in-2 | Size: Under 20 kW | Orange County | 2015 | April Monthly Peak | 4
Portfolio Adjusted1-in-2Size: Under 20 kWOrange County2015May Monthly Peak | Portfolio Adjusted | 1-in-2 | Size: Under 20 kW | Orange County | 2015 | May Monthly Peak | 5
Portfolio Adjusted1-in-2Size: Under 20 kWOrange County2015June Monthly Peak | Portfolio Adjusted | 1-in-2 | Size: Under 20 kW | Orange County | 2015 | June Monthly Peak | 6
Portfolio Adjusted1-in-2Size: Under 20 kWOrange County2015July Monthly Peak | Portfolio Adjusted | 1-in-2 | Size: Under 20 kW | Orange County | 2015 | July Monthly Peak | 7
Portfolio Adjusted1-in-2Size: Under 20 kWOrange County2015August Monthly Peak | Portfolio Adjusted | 1-in-2 | Size: Under 20 kW | Orange County | 2015 | August Monthly Peak | 8
Portfolio Adjusted1-in-2Size: Under 20 kWOrange County2015September Monthly Peak | Portfolio Adjusted | 1-in-2 | Size: Under 20 kW | Orange County | 2015 | September Monthly Peak | 9
Portfolio Adjusted1-in-2Size: Under 20 kWOrange County2015October Monthly Peak | Portfolio Adjusted | 1-in-2 | Size: Under 20 kW | Orange County | 2015 | October Monthly Peak | 10
Portfolio Adjusted1-in-2Size: Under 20 kWOrange County2015November Monthly Peak | Portfolio Adjusted | 1-in-2 | Size: Under 20 kW | Orange County | 2015 | November Monthly Peak | 11
Portfolio Adjusted1-in-2Size: Under 20 kWOrange County2015December Monthly Peak | Portfolio Adjusted | 1-in-2 | Size: Under 20 kW | Orange County | 2015 | December Monthly Peak | 12
Portfolio Adjusted1-in-2Size: Under 20 kWOrange County2015Typical Event Day | Portfolio Adjusted | 1-in-2 | Size: Under 20 kW | Orange County | 2015 | Typical Event Day | 8
Portfolio Adjusted1-in-2Size: Under 20 kWOrange County2016January Monthly Peak | Portfolio Adjusted | 1-in-2 | Size: Under 20 kW | Orange County | 2016 | January Monthly Peak | 1
Portfolio Adjusted1-in-2Size: Under 20 kWOrange County2016February Monthly Peak | Portfolio Adjusted | 1-in-2 | Size: Under 20 kW | Orange County | 2016 | February Monthly Peak | 2
Portfolio Adjusted1-in-2Size: Under 20 kWOrange County2016March Monthly Peak | Portfolio Adjusted | 1-in-2 | Size: Under 20 kW | Orange County | 2016 | March Monthly Peak | 3
Portfolio Adjusted1-in-2Size: Under 20 kWOrange County2016April Monthly Peak | Portfolio Adjusted | 1-in-2 | Size: Under 20 kW | Orange County | 2016 | April Monthly Peak | 4
Portfolio Adjusted1-in-2Size: Under 20 kWOrange County2016May Monthly Peak | Portfolio Adjusted | 1-in-2 | Size: Under 20 kW | Orange County | 2016 | May Monthly Peak | 5
Portfolio Adjusted1-in-2Size: Under 20 kWOrange County2016June Monthly Peak | Portfolio Adjusted | 1-in-2 | Size: Under 20 kW | Orange County | 2016 | June Monthly Peak | 6
Portfolio Adjusted1-in-2Size: Under 20 kWOrange County2016July Monthly Peak | Portfolio Adjusted | 1-in-2 | Size: Under 20 kW | Orange County | 2016 | July Monthly Peak | 7
Portfolio Adjusted1-in-2Size: Under 20 kWOrange County2016August Monthly Peak | Portfolio Adjusted | 1-in-2 | Size: Under 20 kW | Orange County | 2016 | August Monthly Peak | 8
Portfolio Adjusted1-in-2Size: Under 20 kWOrange County2016September Monthly Peak | Portfolio Adjusted | 1-in-2 | Size: Under 20 kW | Orange County | 2016 | September Monthly Peak | 9
Portfolio Adjusted1-in-2Size: Under 20 kWOrange County2016October Monthly Peak | Portfolio Adjusted | 1-in-2 | Size: Under 20 kW | Orange County | 2016 | October Monthly Peak | 10
Portfolio Adjusted1-in-2Size: Under 20 kWOrange County2016November Monthly Peak | Portfolio Adjusted | 1-in-2 | Size: Under 20 kW | Orange County | 2016 | November Monthly Peak | 11
Portfolio Adjusted1-in-2Size: Under 20 kWOrange County2016December Monthly Peak | Portfolio Adjusted | 1-in-2 | Size: Under 20 kW | Orange County | 2016 | December Monthly Peak | 12
Portfolio Adjusted1-in-2Size: Under 20 kWOrange County2016Typical Event Day | Portfolio Adjusted | 1-in-2 | Size: Under 20 kW | Orange County | 2016 | Typical Event Day | 8
Portfolio Adjusted1-in-2Size: Under 20 kWOrange County2017January Monthly Peak | Portfolio Adjusted | 1-in-2 | Size: Under 20 kW | Orange County | 2017 | January Monthly Peak | 1
Portfolio Adjusted1-in-2Size: Under 20 kWOrange County2017February Monthly Peak | Portfolio Adjusted | 1-in-2 | Size: Under 20 kW | Orange County | 2017 | February Monthly Peak | 2
Portfolio Adjusted1-in-2Size: Under 20 kWOrange County2017March Monthly Peak | Portfolio Adjusted | 1-in-2 | Size: Under 20 kW | Orange County | 2017 | March Monthly Peak | 3
Portfolio Adjusted1-in-2Size: Under 20 kWOrange County2017April Monthly Peak | Portfolio Adjusted | 1-in-2 | Size: Under 20 kW | Orange County | 2017 | April Monthly Peak | 4
Portfolio Adjusted1-in-2Size: Under 20 kWOrange County2017May Monthly Peak | Portfolio Adjusted | 1-in-2 | Size: Under 20 kW | Orange County | 2017 | May Monthly Peak | 5
Portfolio Adjusted1-in-2Size: Under 20 kWOrange County2017June Monthly Peak | Portfolio Adjusted | 1-in-2 | Size: Under 20 kW | Orange County | 2017 | June Monthly Peak | 6
Portfolio Adjusted1-in-2Size: Under 20 kWOrange County2017July Monthly Peak | Portfolio Adjusted | 1-in-2 | Size: Under 20 kW | Orange County | 2017 | July Monthly Peak | 7
Portfolio Adjusted1-in-2Size: Under 20 kWOrange County2017August Monthly Peak | Portfolio Adjusted | 1-in-2 | Size: Under 20 kW | Orange County | 2017 | August Monthly Peak | 8
Portfolio Adjusted1-in-2Size: Under 20 kWOrange County2017September Monthly Peak | Portfolio Adjusted | 1-in-2 | Size: Under 20 kW | Orange County | 2017 | September Monthly Peak | 9
Portfolio Adjusted1-in-2Size: Under 20 kWOrange County2017October Monthly Peak | Portfolio Adjusted | 1-in-2 | Size: Under 20 kW | Orange County | 2017 | October Monthly Peak | 10
Portfolio Adjusted1-in-2Size: Under 20 kWOrange County2017November Monthly Peak | Portfolio Adjusted | 1-in-2 | Size: Under 20 kW | Orange County | 2017 | November Monthly Peak | 11
Portfolio Adjusted1-in-2Size: Under 20 kWOrange County2017December Monthly Peak | Portfolio Adjusted | 1-in-2 | Size: Under 20 kW | Orange County | 2017 | December Monthly Peak | 12
Portfolio Adjusted1-in-2Size: Under 20 kWOrange County2017Typical Event Day | Portfolio Adjusted | 1-in-2 | Size: Under 20 kW | Orange County | 2017 | Typical Event Day | 8
Portfolio Adjusted1-in-2Size: Under 20 kWOrange County2018January Monthly Peak | Portfolio Adjusted | 1-in-2 | Size: Under 20 kW | Orange County | 2018 | January Monthly Peak | 1
Portfolio Adjusted1-in-2Size: Under 20 kWOrange County2018February Monthly Peak | Portfolio Adjusted | 1-in-2 | Size: Under 20 kW | Orange County | 2018 | February Monthly Peak | 2
Portfolio Adjusted1-in-2Size: Under 20 kWOrange County2018March Monthly Peak | Portfolio Adjusted | 1-in-2 | Size: Under 20 kW | Orange County | 2018 | March Monthly Peak | 3
Portfolio Adjusted1-in-2Size: Under 20 kWOrange County2018April Monthly Peak | Portfolio Adjusted | 1-in-2 | Size: Under 20 kW | Orange County | 2018 | April Monthly Peak | 4 | 0.99949 | 0.95865 | 0.93639 | 0.93581 | 0.93518 | 0.94185 | 0.87081 | 0.80405 | 0.98417 | 1.2097 | 1.4227 | 1.5416 | 1.6164 | 1.687 | 1.7699 | 1.8091 | 1.7595 | 1.4954 | 1.2476 | 1.2906 | 1.3046 | 1.1928 | 1.1049 | 1.0491 | 0 | 0 | 0 | 0 | 0 | 0 | 0 | 0 | 0 | 0 | 0 | 0 | 0 | 0 | 0.0030638 | 0.0091085 | 0.011312 | 0.010776 | 0 | 0 | 0 | 0 | 0 | 0 | 62.8055 | 61.8255 | 61.0069 | 60.3942 | 59.4046 | 58.6916 | 58.0127 | 58.093 | 60.5209 | 64.7324 | 69.5228 | 74.3868 | 78.8192 | 81.5829 | 83.0524 | 83.7342 | 83.316 | 82.102 | 79.8567 | 76.8462 | 72.1472 | 69.3988 | 67.4853 | 65.6233 | 0.0073296 | 0.0087118 | 0.004242 | 0.0055005 | 0.0061043 | 0.011326 | 0.0078371 | 0.0039989 | 0.0040491 | 0.0048327 | 0.0058441 | 0.0064134 | 0.0064371 | 0.0066459 | 0.0066241 | 0.006643 | 0.0063164 | 0.0054536 | 0.0045908 | 0.0053438 | 0.0061137 | 0.0053179 | 0.0060718 | 0.0064663
Portfolio Adjusted1-in-2Size: Under 20 kWOrange County2018May Monthly Peak | Portfolio Adjusted | 1-in-2 | Size: Under 20 kW | Orange County | 2018 | May Monthly Peak | 5 | 1.0091 | 0.96715 | 0.94036 | 0.93399 | 0.93694 | 0.93278 | 0.79996 | 0.81657 | 1.0201 | 1.2613 | 1.483 | 1.6089 | 1.6816 | 1.7534 | 1.8336 | 1.8652 | 1.8158 | 1.5193 | 1.247 | 1.2154 | 1.3155 | 1.2081 | 1.1136 | 1.0578 | 0 | 0 | 0 | 0 | 0 | 0 | 0 | 0 | 0 | 0 | 0 | 0 | 0 | 0 | 0.0031741 | 0.009391 | 0.011674 | 0.010948 | 0 | 0 | 0 | 0 | 0 | 0 | 65.3775 | 64.3638 | 63.251 | 62.2837 | 61.6136 | 60.7615 | 60.3784 | 60.7628 | 63.4983 | 67.3355 | 71.6076 | 75.9632 | 80.0301 | 82.8067 | 84.5959 | 85.5831 | 85.8254 | 84.8956 | 82.6646 | 79.7098 | 75.4067 | 72.2242 | 70.5107 | 69.0451 | 0.0074003 | 0.008789 | 0.0042599 | 0.0054898 | 0.0061158 | 0.011216 | 0.0071995 | 0.0040611 | 0.004197 | 0.0050388 | 0.0060918 | 0.0066935 | 0.0066967 | 0.0069077 | 0.0068624 | 0.0068491 | 0.0065182 | 0.0055406 | 0.0045885 | 0.0050323 | 0.0061651 | 0.0053864 | 0.0061197 | 0.0065201
Portfolio Adjusted1-in-2Size: Under 20 kWOrange County2018June Monthly Peak | Portfolio Adjusted | 1-in-2 | Size: Under 20 kW | Orange County | 2018 | June Monthly Peak | 6 | 1.0315 | 0.988 | 0.96063 | 0.95215 | 0.95799 | 0.93024 | 0.79276 | 0.88731 | 1.1379 | 1.4365 | 1.7318 | 1.8981 | 1.9806 | 2.0538 | 2.1309 | 2.144 | 2.0739 | 1.763 | 1.4355 | 1.2747 | 1.3527 | 1.263 | 1.1564 | 1.0854 | 0 | 0 | 0 | 0 | 0 | 0 | 0 | 0 | 0 | 0 | 0 | 0 | 0 | 0 | 0.0036887 | 0.010795 | 0.013333 | 0.012705 | 0 | 0 | 0 | 0 | 0 | 0 | 68.0854 | 67.0449 | 65.9133 | 65.1175 | 64.4469 | 63.7881 | 63.1611 | 63.7332 | 66.7138 | 71.1125 | 74.9341 | 78.5725 | 81.1785 | 83.4314 | 85.0837 | 86.1795 | 86.8322 | 86.3465 | 84.9341 | 82.0856 | 78.3721 | 74.5352 | 72.1396 | 70.5722 | 0.0075643 | 0.0089785 | 0.0043518 | 0.0055966 | 0.0062532 | 0.011186 | 0.0071346 | 0.004413 | 0.0046815 | 0.0057388 | 0.0071137 | 0.0078967 | 0.0078875 | 0.0080909 | 0.0079752 | 0.0078731 | 0.0074449 | 0.0064295 | 0.0052821 | 0.0052779 | 0.0063393 | 0.005631 | 0.0063548 | 0.0066897
Portfolio Adjusted1-in-2Size: Under 20 kWOrange County2018July Monthly Peak | Portfolio Adjusted | 1-in-2 | Size: Under 20 kW | Orange County | 2018 | July Monthly Peak | 7 | 1.0387 | 0.99927 | 0.96718 | 0.96918 | 0.97102 | 0.97473 | 0.83187 | 0.93165 | 1.2504 | 1.6199 | 1.9689 | 2.1456 | 2.2373 | 2.2994 | 2.3921 | 2.4162 | 2.3161 | 1.9462 | 1.5491 | 1.3467 | 1.4194 | 1.3014 | 1.1747 | 1.1007 | 0 | 0 | 0 | 0 | 0 | 0 | 0 | 0 | 0 | 0 | 0 | 0 | 0 | 0 | 0.0041408 | 0.012165 | 0.014891 | 0.014025 | 0 | 0 | 0 | 0 | 0 | 0 | 70.6813 | 69.9621 | 69.2288 | 68.5 | 67.8838 | 67.4436 | 67.3348 | 67.7553 | 70.142 | 74.3367 | 79.8616 | 83.4826 | 86.5957 | 89.0306 | 90.8636 | 91.5859 | 92.0217 | 91.2192 | 89.5438 | 86.8843 | 82.9672 | 79.0689 | 76.5827 | 75.1941 | 0.0076174 | 0.0090809 | 0.0043815 | 0.0056966 | 0.0063382 | 0.011721 | 0.0074866 | 0.0046335 | 0.0051443 | 0.0064711 | 0.0080877 | 0.0089264 | 0.0089096 | 0.0090588 | 0.0089526 | 0.0088724 | 0.0083145 | 0.0070976 | 0.0057002 | 0.005576 | 0.006652 | 0.0058024 | 0.0064552 | 0.0067844
Portfolio Adjusted1-in-2Size: Under 20 kWOrange County2018August Monthly Peak | Portfolio Adjusted | 1-in-2 | Size: Under 20 kW | Orange County | 2018 | August Monthly Peak | 8 | 1.0839 | 1.045 | 1.0052 | 1.0074 | 1.0084 | 1.0344 | 0.93312 | 0.99695 | 1.3806 | 1.8288 | 2.1944 | 2.4024 | 2.5022 | 2.5528 | 2.6443 | 2.6333 | 2.5354 | 2.1367 | 1.6941 | 1.5268 | 1.5325 | 1.3587 | 1.2194 | 1.1326 | 0 | 0 | 0 | 0 | 0 | 0 | 0 | 0 | 0 | 0 | 0 | 0 | 0 | 0 | 0.0045774 | 0.013258 | 0.0163 | 0.015398 | 0 | 0 | 0 | 0 | 0 | 0 | 75.8101 | 74.7567 | 73.9072 | 72.8107 | 72.4284 | 71.6537 | 71.3332 | 71.6377 | 74.0156 | 78.9364 | 83.8374 | 88.105 | 91.1594 | 93.1902 | 94.5603 | 94.6922 | 94.9442 | 93.892 | 91.802 | 88.8692 | 84.4589 | 81.0521 | 79.1622 | 77.562 | 0.0079485 | 0.0094968 | 0.0045538 | 0.0059212 | 0.0065819 | 0.012438 | 0.0083979 | 0.0049582 | 0.0056802 | 0.0073059 | 0.009014 | 0.0099947 | 0.0099644 | 0.010057 | 0.0098965 | 0.0096696 | 0.0091014 | 0.0077924 | 0.0062335 | 0.0063217 | 0.007182 | 0.0060576 | 0.0067011 | 0.0069808
Portfolio Adjusted1-in-2Size: Under 20 kWOrange County2018September Monthly Peak | Portfolio Adjusted | 1-in-2 | Size: Under 20 kW | Orange County | 2018 | September Monthly Peak | 9 | 1.0508 | 1.006 | 0.97564 | 0.97568 | 0.97939 | 1.0097 | 0.99334 | 0.96883 | 1.2987 | 1.6806 | 2.0114 | 2.2002 | 2.3003 | 2.3728 | 2.4299 | 2.4394 | 2.3545 | 1.9652 | 1.5846 | 1.5753 | 1.4512 | 1.2885 | 1.1661 | 1.0883 | 0 | 0 | 0 | 0 | 0 | 0 | 0 | 0 | 0 | 0 | 0 | 0 | 0 | 0 | 0.0042063 | 0.012282 | 0.015138 | 0.014162 | 0 | 0 | 0 | 0 | 0 | 0 | 70.7928 | 69.6848 | 68.9728 | 68.5316 | 68.1578 | 67.5718 | 67.6967 | 67.6997 | 69.302 | 74.3505 | 81.0731 | 86.1196 | 90.5064 | 93.0044 | 94.1162 | 94.378 | 94.1129 | 92.8092 | 90.2156 | 86.3615 | 82.9598 | 80.5387 | 78.8541 | 77.3576 | 0.0077058 | 0.0091425 | 0.0044198 | 0.0057349 | 0.0063929 | 0.012141 | 0.0089398 | 0.0048184 | 0.0053433 | 0.006714 | 0.0082623 | 0.0091535 | 0.0091607 | 0.0093479 | 0.009094 | 0.0089575 | 0.0084523 | 0.0071668 | 0.0058308 | 0.0065226 | 0.0068011 | 0.0057446 | 0.0064081 | 0.006708
Portfolio Adjusted1-in-2Size: Under 20 kWOrange County2018October Monthly Peak | Portfolio Adjusted | 1-in-2 | Size: Under 20 kW | Orange County | 2018 | October Monthly Peak | 10 | 1.0133 | 0.98183 | 0.94972 | 0.95253 | 0.95044 | 0.96952 | 1.0119 | 0.93404 | 1.1602 | 1.4601 | 1.7545 | 1.9218 | 2.0191 | 2.0868 | 2.161 | 2.1674 | 2.0852 | 1.7614 | 1.6102 | 1.5127 | 1.372 | 1.2362 | 1.1232 | 1.0596 | 0 | 0 | 0 | 0 | 0 | 0 | 0 | 0 | 0 | 0 | 0 | 0 | 0 | 0 | 0.0037408 | 0.010913 | 0.013406 | 0.012693 | 0 | 0 | 0 | 0 | 0 | 0 | 69.8462 | 68.7095 | 67.9949 | 67.5156 | 66.7877 | 65.9897 | 66.4399 | 67.5455 | 68.161 | 72.0762 | 77.1195 | 81.9981 | 85.465 | 87.7165 | 89.3646 | 89.9459 | 89.61 | 88.1325 | 85.3779 | 81.5 | 78.1429 | 75.4198 | 73.5122 | 71.921 | 0.0074311 | 0.0089225 | 0.0043024 | 0.0055988 | 0.0062039 | 0.011658 | 0.0091069 | 0.0046454 | 0.0047735 | 0.0058331 | 0.0072068 | 0.0079954 | 0.0080408 | 0.008221 | 0.0080877 | 0.0079589 | 0.0074855 | 0.0064235 | 0.0059249 | 0.0062636 | 0.0064298 | 0.0055116 | 0.0061725 | 0.0065307
Portfolio Adjusted1-in-2Size: Under 20 kWOrange County2018November Monthly Peak | Portfolio Adjusted | 1-in-2 | Size: Under 20 kW | Orange County | 2018 | November Monthly Peak | 11 | 0.9613 | 0.93125 | 0.92234 | 0.91487 | 0.91431 | 0.93452 | 0.83729 | 0.80936 | 1.0308 | 1.2345 | 1.4245 | 1.5137 | 1.5652 | 1.6151 | 1.6511 | 1.6708 | 1.6597 | 1.7029 | 1.4929 | 1.3491 | 1.2359 | 1.1242 | 1.0427 | 0.98727 | 0 | 0 | 0 | 0 | 0 | 0 | 0 | 0 | 0 | 0 | 0 | 0 | 0 | 0 | 0.0028582 | 0.0084122 | 0.01067 | 0.012271 | 0 | 0 | 0 | 0 | 0 | 0 | 60.0192 | 59.4307 | 58.9825 | 58.5216 | 58.0274 | 58.0321 | 57.6477 | 57.691 | 61.7302 | 66.395 | 72.1995 | 77.021 | 80.5663 | 82.0465 | 82.5698 | 81.9757 | 79.9328 | 75.6464 | 71.1639 | 68.5956 | 66.6045 | 64.9146 | 63.5171 | 62.3344 | 0.0070495 | 0.0084627 | 0.0041783 | 0.0053774 | 0.0059681 | 0.011237 | 0.0075354 | 0.0040253 | 0.0042408 | 0.0049317 | 0.0058516 | 0.0062975 | 0.006233 | 0.0063627 | 0.0061794 | 0.0061352 | 0.0059578 | 0.0062101 | 0.0054931 | 0.0055859 | 0.005792 | 0.0050121 | 0.0057298 | 0.0060851
Portfolio Adjusted1-in-2Size: Under 20 kWOrange County2018December Monthly Peak | Portfolio Adjusted | 1-in-2 | Size: Under 20 kW | Orange County | 2018 | December Monthly Peak | 12 | 1.0155 | 0.98972 | 0.978 | 0.97363 | 0.97749 | 1.024 | 1.032 | 0.99291 | 1.2887 | 1.5578 | 1.6738 | 1.6176 | 1.5157 | 1.3973 | 1.3208 | 1.2744 | 1.3704 | 1.5924 | 1.5576 | 1.4297 | 1.2765 | 1.1871 | 1.1134 | 1.0527 | 0 | 0 | 0 | 0 | 0 | 0 | 0 | 0 | 0 | 0 | 0 | 0 | 0 | 0 | 0.0022863 | 0.0064163 | 0.0088105 | 0.011475 | 0 | 0 | 0 | 0 | 0 | 0 | 46.6051 | 45.8915 | 45.0522 | 44.0596 | 43.4141 | 42.647 | 42.412 | 42.2435 | 42.8274 | 45.5044 | 47.6947 | 49.4826 | 50.9857 | 52.0623 | 52.4951 | 52.395 | 51.8238 | 50.917 | 49.638 | 48.5124 | 47.717 | 47.0035 | 46.4659 | 45.7879 | 0.0074467 | 0.0089941 | 0.0044305 | 0.0057228 | 0.0063805 | 0.012313 | 0.0092879 | 0.0049382 | 0.0053022 | 0.0062233 | 0.0068754 | 0.0067298 | 0.0060362 | 0.0055046 | 0.0049431 | 0.0046796 | 0.0049195 | 0.0058074 | 0.0057314 | 0.0059197 | 0.0059823 | 0.0052928 | 0.0061186 | 0.0064885
Portfolio Adjusted1-in-2Size: Under 20 kWOrange County2018Typical Event Day | Portfolio Adjusted | 1-in-2 | Size: Under 20 kW | Orange County | 2018 | Typical Event Day | 8 | 1.059 | 1.0218 | 0.98665 | 0.98825 | 0.9897 | 1.0131 | 0.91386 | 0.95183 | 1.285 | 1.6739 | 1.9938 | 2.1807 | 2.2693 | 2.3332 | 2.4406 | 2.4494 | 2.3641 | 1.9953 | 1.5904 | 1.4461 | 1.4714 | 1.3091 | 1.1785 | 1.0996 | 0 | 0 | 0 | 0 | 0 | 0 | 0 | 0 | 0 | 0 | 0 | 0 | 0 | 0 | 0.0042249 | 0.012332 | 0.015199 | 0.014379 | 0 | 0 | 0 | 0 | 0 | 0 | 71.3424 | 70.3621 | 69.5055 | 68.7399 | 68.2292 | 67.6143 | 67.3815 | 67.7065 | 70.0434 | 74.684 | 79.9266 | 84.0699 | 87.36 | 89.6642 | 91.156 | 91.7089 | 91.9777 | 91.0667 | 89.1239 | 86.0502 | 82.1895 | 78.7987 | 76.6847 | 75.1715 | 0.0077657 | 0.0092859 | 0.0044696 | 0.0058088 | 0.0064602 | 0.012182 | 0.0082245 | 0.0047338 | 0.0052866 | 0.0066872 | 0.0081902 | 0.0090722 | 0.0090373 | 0.0091917 | 0.0091343 | 0.0089942 | 0.0084866 | 0.0072767 | 0.005852 | 0.0059875 | 0.0068957 | 0.0058367 | 0.0064763 | 0.0067772
Portfolio Adjusted1-in-2Size: Under 20 kWOrange County2019January Monthly Peak | Portfolio Adjusted | 1-in-2 | Size: Under 20 kW | Orange County | 2019 | January Monthly Peak | 1 | 0.99923 | 0.97096 | 0.95974 | 0.96709 | 0.9696 | 0.99267 | 1.0205 | 0.93976 | 1.1657 | 1.388 | 1.4982 | 1.4732 | 1.4125 | 1.344 | 1.3019 | 1.2819 | 1.3257 | 1.517 | 1.522 | 1.3824 | 1.2515 | 1.1623 | 1.0981 | 1.0465 | 0 | 0 | 0 | 0 | 0 | 0 | 0 | 0 | 0 | 0 | 0 | 0 | 0 | 0 | 0.0022536 | 0.0064541 | 0.0085228 | 0.010932 | 0 | 0 | 0 | 0 | 0 | 0 | 51.157 | 50.7151 | 50.2801 | 49.7536 | 49.5645 | 49.2283 | 49.1848 | 49.1633 | 49.7109 | 50.9544 | 52.616 | 53.7206 | 54.2228 | 55.0963 | 55.6113 | 55.5181 | 55.2926 | 54.8036 | 53.7284 | 52.608 | 51.8293 | 51.6167 | 51.5215 | 50.8329 | 0.0073276 | 0.0088236 | 0.0043477 | 0.0056844 | 0.006329 | 0.011937 | 0.009184 | 0.0046738 | 0.0047958 | 0.005545 | 0.0061541 | 0.0061289 | 0.005625 | 0.0052947 | 0.0048723 | 0.0047072 | 0.0047588 | 0.0055321 | 0.0056005 | 0.0057239 | 0.0058651 | 0.0051818 | 0.0060345 | 0.0064504
Portfolio Adjusted1-in-2Size: Under 20 kWOrange County2019February Monthly Peak | Portfolio Adjusted | 1-in-2 | Size: Under 20 kW | Orange County | 2019 | February Monthly Peak | 2 | 0.99151 | 0.96493 | 0.95493 | 0.96285 | 0.9671 | 0.98411 | 0.95403 | 0.86919 | 1.072 | 1.267 | 1.3917 | 1.4175 | 1.4128 | 1.3957 | 1.4006 | 1.4041 | 1.4161 | 1.4391 | 1.5269 | 1.3895 | 1.2643 | 1.166 | 1.0957 | 1.0417 | 0 | 0 | 0 | 0 | 0 | 0 | 0 | 0 | 0 | 0 | 0 | 0 | 0 | 0 | 0.0024244 | 0.0070693 | 0.0091045 | 0.010371 | 0 | 0 | 0 | 0 | 0 | 0 | 51.2011 | 50.9875 | 50.9442 | 50.6916 | 50.1088 | 50.1254 | 49.8249 | 50.1284 | 51.3375 | 54.3134 | 57.5071 | 60.2995 | 61.7433 | 62.3828 | 62.9294 | 62.6168 | 61.9795 | 60.8817 | 59.0417 | 57.4692 | 56.4395 | 55.3572 | 54.2803 | 52.9644 | 0.0072711 | 0.0087689 | 0.004326 | 0.0056594 | 0.0063126 | 0.011834 | 0.008586 | 0.0043228 | 0.0044106 | 0.0050615 | 0.0057166 | 0.0058974 | 0.0056263 | 0.0054984 | 0.0052417 | 0.0051558 | 0.0050837 | 0.0052484 | 0.0056183 | 0.0057531 | 0.0059251 | 0.0051987 | 0.006021 | 0.0064205
Portfolio Adjusted1-in-2Size: Under 20 kWOrange County2019March Monthly Peak | Portfolio Adjusted | 1-in-2 | Size: Under 20 kW | Orange County | 2019 | March Monthly Peak | 3 | 0.99988 | 0.96781 | 0.9504 | 0.95095 | 0.95538 | 0.97773 | 0.98461 | 0.88411 | 1.0408 | 1.238 | 1.3918 | 1.4302 | 1.4081 | 1.4129 | 1.4495 | 1.475 | 1.4727 | 1.3384 | 1.3047 | 1.3726 | 1.275 | 1.1866 | 1.1099 | 1.0552 | 0 | 0 | 0 | 0 | 0 | 0 | 0 | 0 | 0 | 0 | 0 | 0 | 0 | 0 | 0.0025091 | 0.0074264 | 0.0094679 | 0.009645 | 0 | 0 | 0 | 0 | 0 | 0 | 52.1794 | 51.2327 | 50.6861 | 50.4879 | 50.0424 | 49.6528 | 49.3345 | 49.6269 | 51.6221 | 53.8419 | 56.774 | 59.6548 | 61.7068 | 63.558 | 64.8322 | 65.4828 | 65.4098 | 64.572 | 61.9624 | 58.6041 | 56.7956 | 55.3291 | 54.2921 | 52.7859 | 0.0073324 | 0.008795 | 0.0043054 | 0.0055895 | 0.0062361 | 0.011757 | 0.0088613 | 0.0043971 | 0.0042819 | 0.0049456 | 0.0057169 | 0.00595 | 0.0056075 | 0.0055661 | 0.0054248 | 0.0054162 | 0.0052866 | 0.004881 | 0.0048006 | 0.0056832 | 0.0059752 | 0.0052904 | 0.0060992 | 0.0065039
Portfolio Adjusted1-in-2Size: Under 20 kWOrange County2019April Monthly Peak | Portfolio Adjusted | 1-in-2 | Size: Under 20 kW | Orange County | 2019 | April Monthly Peak | 4 | 0.99949 | 0.95865 | 0.93639 | 0.93581 | 0.93518 | 0.94185 | 0.87081 | 0.80405 | 0.98417 | 1.2097 | 1.4227 | 1.5416 | 1.6164 | 1.687 | 1.7699 | 1.8091 | 1.7595 | 1.4954 | 1.2476 | 1.2906 | 1.3046 | 1.1928 | 1.1049 | 1.0491 | 0 | 0 | 0 | 0 | 0 | 0 | 0 | 0 | 0 | 0 | 0 | 0 | 0 | 0 | 0.0030638 | 0.0091085 | 0.011312 | 0.010776 | 0 | 0 | 0 | 0 | 0 | 0 | 62.8055 | 61.8255 | 61.0069 | 60.3942 | 59.4046 | 58.6916 | 58.0127 | 58.093 | 60.5209 | 64.7324 | 69.5228 | 74.3868 | 78.8192 | 81.583 | 83.0524 | 83.7342 | 83.316 | 82.102 | 79.8567 | 76.8462 | 72.1472 | 69.3988 | 67.4853 | 65.6233 | 0.0073296 | 0.0087118 | 0.004242 | 0.0055005 | 0.0061043 | 0.011326 | 0.0078371 | 0.0039989 | 0.0040491 | 0.0048327 | 0.0058441 | 0.0064134 | 0.0064371 | 0.0066459 | 0.0066241 | 0.006643 | 0.0063164 | 0.0054536 | 0.0045908 | 0.0053438 | 0.0061137 | 0.0053179 | 0.0060718 | 0.0064663
Portfolio Adjusted1-in-2Size: Under 20 kWOrange County2019May Monthly Peak | Portfolio Adjusted | 1-in-2 | Size: Under 20 kW | Orange County | 2019 | May Monthly Peak | 5 | 1.0091 | 0.96715 | 0.94036 | 0.93399 | 0.93694 | 0.93278 | 0.79996 | 0.81657 | 1.0201 | 1.2613 | 1.483 | 1.6089 | 1.6816 | 1.7534 | 1.8336 | 1.8652 | 1.8158 | 1.5193 | 1.247 | 1.2154 | 1.3155 | 1.2081 | 1.1136 | 1.0578 | 0 | 0 | 0 | 0 | 0 | 0 | 0 | 0 | 0 | 0 | 0 | 0 | 0 | 0 | 0.0031741 | 0.009391 | 0.011674 | 0.010948 | 0 | 0 | 0 | 0 | 0 | 0 | 65.3775 | 64.3638 | 63.251 | 62.2837 | 61.6136 | 60.7615 | 60.3784 | 60.7628 | 63.4983 | 67.3355 | 71.6076 | 75.9632 | 80.0301 | 82.8067 | 84.5959 | 85.5831 | 85.8254 | 84.8956 | 82.6646 | 79.7098 | 75.4067 | 72.2242 | 70.5107 | 69.0451 | 0.0074003 | 0.008789 | 0.0042599 | 0.0054898 | 0.0061158 | 0.011216 | 0.0071995 | 0.0040611 | 0.004197 | 0.0050388 | 0.0060918 | 0.0066935 | 0.0066967 | 0.0069077 | 0.0068624 | 0.0068491 | 0.0065182 | 0.0055406 | 0.0045885 | 0.0050323 | 0.0061651 | 0.0053864 | 0.0061197 | 0.0065201
Portfolio Adjusted1-in-2Size: Under 20 kWOrange County2019June Monthly Peak | Portfolio Adjusted | 1-in-2 | Size: Under 20 kW | Orange County | 2019 | June Monthly Peak | 6 | 1.0315 | 0.988 | 0.96063 | 0.95215 | 0.95799 | 0.93024 | 0.79276 | 0.88731 | 1.1379 | 1.4365 | 1.7318 | 1.8981 | 1.9806 | 2.0538 | 2.1309 | 2.144 | 2.0739 | 1.763 | 1.4355 | 1.2747 | 1.3527 | 1.263 | 1.1564 | 1.0854 | 0 | 0 | 0 | 0 | 0 | 0 | 0 | 0 | 0 | 0 | 0 | 0 | 0 | 0 | 0.0036887 | 0.010795 | 0.013333 | 0.012705 | 0 | 0 | 0 | 0 | 0 | 0 | 68.0854 | 67.0449 | 65.9133 | 65.1175 | 64.4469 | 63.7881 | 63.1611 | 63.7332 | 66.7138 | 71.1125 | 74.9341 | 78.5725 | 81.1785 | 83.4314 | 85.0837 | 86.1795 | 86.8322 | 86.3465 | 84.9341 | 82.0856 | 78.3721 | 74.5352 | 72.1396 | 70.5722 | 0.0075643 | 0.0089785 | 0.0043518 | 0.0055966 | 0.0062532 | 0.011186 | 0.0071346 | 0.004413 | 0.0046815 | 0.0057388 | 0.0071137 | 0.0078967 | 0.0078875 | 0.0080909 | 0.0079752 | 0.0078731 | 0.0074449 | 0.0064295 | 0.0052821 | 0.0052779 | 0.0063393 | 0.005631 | 0.0063548 | 0.0066897
Portfolio Adjusted1-in-2Size: Under 20 kWOrange County2019July Monthly Peak | Portfolio Adjusted | 1-in-2 | Size: Under 20 kW | Orange County | 2019 | July Monthly Peak | 7 | 1.0387 | 0.99927 | 0.96718 | 0.96918 | 0.97102 | 0.97473 | 0.83187 | 0.93165 | 1.2504 | 1.6199 | 1.9689 | 2.1456 | 2.2373 | 2.2994 | 2.3921 | 2.4162 | 2.3161 | 1.9462 | 1.5491 | 1.3467 | 1.4194 | 1.3014 | 1.1747 | 1.1007 | 0 | 0 | 0 | 0 | 0 | 0 | 0 | 0 | 0 | 0 | 0 | 0 | 0 | 0 | 0.0041408 | 0.012165 | 0.014891 | 0.014025 | 0 | 0 | 0 | 0 | 0 | 0 | 70.6813 | 69.9621 | 69.2288 | 68.5 | 67.8838 | 67.4436 | 67.3348 | 67.7553 | 70.142 | 74.3367 | 79.8616 | 83.4826 | 86.5957 | 89.0306 | 90.8636 | 91.5859 | 92.0217 | 91.2193 | 89.5438 | 86.8843 | 82.9672 | 79.0689 | 76.5827 | 75.1941 | 0.0076174 | 0.0090809 | 0.0043815 | 0.0056966 | 0.0063382 | 0.011721 | 0.0074866 | 0.0046335 | 0.0051443 | 0.0064711 | 0.0080877 | 0.0089264 | 0.0089096 | 0.0090588 | 0.0089526 | 0.0088724 | 0.0083145 | 0.0070976 | 0.0057002 | 0.005576 | 0.006652 | 0.0058024 | 0.0064552 | 0.0067844
Portfolio Adjusted1-in-2Size: Under 20 kWOrange County2019August Monthly Peak | Portfolio Adjusted | 1-in-2 | Size: Under 20 kW | Orange County | 2019 | August Monthly Peak | 8 | 1.0839 | 1.045 | 1.0052 | 1.0074 | 1.0084 | 1.0344 | 0.93312 | 0.99695 | 1.3806 | 1.8288 | 2.1944 | 2.4024 | 2.5022 | 2.5528 | 2.6443 | 2.6333 | 2.5354 | 2.1367 | 1.6941 | 1.5268 | 1.5325 | 1.3587 | 1.2194 | 1.1326 | 0 | 0 | 0 | 0 | 0 | 0 | 0 | 0 | 0 | 0 | 0 | 0 | 0 | 0 | 0.0045774 | 0.013258 | 0.0163 | 0.015398 | 0 | 0 | 0 | 0 | 0 | 0 | 75.8101 | 74.7567 | 73.9072 | 72.8107 | 72.4284 | 71.6537 | 71.3332 | 71.6377 | 74.0156 | 78.9364 | 83.8374 | 88.105 | 91.1594 | 93.1902 | 94.5603 | 94.6922 | 94.9442 | 93.892 | 91.802 | 88.8692 | 84.4589 | 81.0521 | 79.1622 | 77.562 | 0.0079485 | 0.0094968 | 0.0045538 | 0.0059212 | 0.0065819 | 0.012438 | 0.0083979 | 0.0049582 | 0.0056802 | 0.0073059 | 0.009014 | 0.0099947 | 0.0099644 | 0.010057 | 0.0098965 | 0.0096696 | 0.0091014 | 0.0077924 | 0.0062335 | 0.0063217 | 0.007182 | 0.0060576 | 0.0067011 | 0.0069808
Portfolio Adjusted1-in-2Size: Under 20 kWOrange County2019September Monthly Peak | Portfolio Adjusted | 1-in-2 | Size: Under 20 kW | Orange County | 2019 | September Monthly Peak | 9 | 1.0508 | 1.006 | 0.97564 | 0.97568 | 0.97939 | 1.0097 | 0.99334 | 0.96883 | 1.2987 | 1.6806 | 2.0114 | 2.2002 | 2.3003 | 2.3728 | 2.4299 | 2.4394 | 2.3545 | 1.9652 | 1.5846 | 1.5753 | 1.4512 | 1.2885 | 1.1661 | 1.0883 | 0 | 0 | 0 | 0 | 0 | 0 | 0 | 0 | 0 | 0 | 0 | 0 | 0 | 0 | 0.0042063 | 0.012282 | 0.015138 | 0.014162 | 0 | 0 | 0 | 0 | 0 | 0 | 70.7928 | 69.6848 | 68.9728 | 68.5316 | 68.1578 | 67.5718 | 67.6967 | 67.6997 | 69.302 | 74.3505 | 81.0731 | 86.1196 | 90.5064 | 93.0044 | 94.1162 | 94.378 | 94.1129 | 92.8093 | 90.2156 | 86.3615 | 82.9598 | 80.5387 | 78.8541 | 77.3576 | 0.0077058 | 0.0091425 | 0.0044198 | 0.0057349 | 0.0063929 | 0.012141 | 0.0089398 | 0.0048184 | 0.0053433 | 0.006714 | 0.0082623 | 0.0091535 | 0.0091607 | 0.0093479 | 0.009094 | 0.0089575 | 0.0084523 | 0.0071668 | 0.0058308 | 0.0065226 | 0.0068011 | 0.0057446 | 0.0064081 | 0.006708
Portfolio Adjusted1-in-2Size: Under 20 kWOrange County2019October Monthly Peak | Portfolio Adjusted | 1-in-2 | Size: Under 20 kW | Orange County | 2019 | October Monthly Peak | 10 | 1.0133 | 0.98183 | 0.94972 | 0.95253 | 0.95044 | 0.96952 | 1.0119 | 0.93404 | 1.1602 | 1.4601 | 1.7545 | 1.9218 | 2.0191 | 2.0868 | 2.161 | 2.1674 | 2.0852 | 1.7614 | 1.6102 | 1.5127 | 1.372 | 1.2362 | 1.1232 | 1.0596 | 0 | 0 | 0 | 0 | 0 | 0 | 0 | 0 | 0 | 0 | 0 | 0 | 0 | 0 | 0.0037408 | 0.010913 | 0.013406 | 0.012693 | 0 | 0 | 0 | 0 | 0 | 0 | 69.8462 | 68.7096 | 67.9949 | 67.5156 | 66.7877 | 65.9897 | 66.4399 | 67.5455 | 68.161 | 72.0762 | 77.1195 | 81.9981 | 85.465 | 87.7165 | 89.3646 | 89.9459 | 89.61 | 88.1325 | 85.3779 | 81.5 | 78.1428 | 75.4199 | 73.5122 | 71.921 | 0.0074311 | 0.0089225 | 0.0043024 | 0.0055988 | 0.0062039 | 0.011658 | 0.0091069 | 0.0046454 | 0.0047735 | 0.0058331 | 0.0072068 | 0.0079954 | 0.0080408 | 0.008221 | 0.0080877 | 0.0079589 | 0.0074855 | 0.0064235 | 0.0059249 | 0.0062636 | 0.0064298 | 0.0055116 | 0.0061725 | 0.0065307
Portfolio Adjusted1-in-2Size: Under 20 kWOrange County2019November Monthly Peak | Portfolio Adjusted | 1-in-2 | Size: Under 20 kW | Orange County | 2019 | November Monthly Peak | 11 | 0.9613 | 0.93125 | 0.92234 | 0.91487 | 0.91431 | 0.93452 | 0.83729 | 0.80936 | 1.0308 | 1.2345 | 1.4245 | 1.5137 | 1.5652 | 1.6151 | 1.6511 | 1.6708 | 1.6597 | 1.7029 | 1.4929 | 1.3491 | 1.2359 | 1.1242 | 1.0427 | 0.98727 | 0 | 0 | 0 | 0 | 0 | 0 | 0 | 0 | 0 | 0 | 0 | 0 | 0 | 0 | 0.0028582 | 0.0084122 | 0.01067 | 0.012271 | 0 | 0 | 0 | 0 | 0 | 0 | 60.0192 | 59.4307 | 58.9825 | 58.5216 | 58.0274 | 58.0321 | 57.6477 | 57.691 | 61.7302 | 66.395 | 72.1995 | 77.021 | 80.5663 | 82.0465 | 82.5698 | 81.9757 | 79.9328 | 75.6464 | 71.1639 | 68.5956 | 66.6045 | 64.9146 | 63.5171 | 62.3344 | 0.0070495 | 0.0084627 | 0.0041783 | 0.0053774 | 0.0059681 | 0.011237 | 0.0075354 | 0.0040253 | 0.0042408 | 0.0049317 | 0.0058516 | 0.0062975 | 0.006233 | 0.0063627 | 0.0061794 | 0.0061352 | 0.0059578 | 0.0062101 | 0.0054931 | 0.0055859 | 0.005792 | 0.0050121 | 0.0057298 | 0.0060851
Portfolio Adjusted1-in-2Size: Under 20 kWOrange County2019December Monthly Peak | Portfolio Adjusted | 1-in-2 | Size: Under 20 kW | Orange County | 2019 | December Monthly Peak | 12 | 1.0155 | 0.98972 | 0.978 | 0.97363 | 0.97749 | 1.024 | 1.032 | 0.99291 | 1.2887 | 1.5578 | 1.6738 | 1.6176 | 1.5157 | 1.3973 | 1.3208 | 1.2744 | 1.3704 | 1.5924 | 1.5576 | 1.4297 | 1.2765 | 1.1871 | 1.1134 | 1.0527 | 0 | 0 | 0 | 0 | 0 | 0 | 0 | 0 | 0 | 0 | 0 | 0 | 0 | 0 | 0.0022863 | 0.0064163 | 0.0088105 | 0.011475 | 0 | 0 | 0 | 0 | 0 | 0 | 46.6051 | 45.8915 | 45.0522 | 44.0596 | 43.4141 | 42.647 | 42.4119 | 42.2435 | 42.8274 | 45.5044 | 47.6947 | 49.4826 | 50.9857 | 52.0623 | 52.4951 | 52.395 | 51.8238 | 50.917 | 49.638 | 48.5124 | 47.717 | 47.0035 | 46.4659 | 45.7879 | 0.0074467 | 0.0089941 | 0.0044305 | 0.0057228 | 0.0063805 | 0.012313 | 0.0092879 | 0.0049382 | 0.0053022 | 0.0062233 | 0.0068754 | 0.0067298 | 0.0060362 | 0.0055046 | 0.0049431 | 0.0046796 | 0.0049195 | 0.0058074 | 0.0057314 | 0.0059197 | 0.0059823 | 0.0052928 | 0.0061186 | 0.0064885
Portfolio Adjusted1-in-2Size: Under 20 kWOrange County2019Typical Event Day | Portfolio Adjusted | 1-in-2 | Size: Under 20 kW | Orange County | 2019 | Typical Event Day | 8 | 1.059 | 1.0218 | 0.98665 | 0.98825 | 0.9897 | 1.0131 | 0.91386 | 0.95183 | 1.285 | 1.6739 | 1.9938 | 2.1807 | 2.2693 | 2.3332 | 2.4406 | 2.4494 | 2.3641 | 1.9953 | 1.5904 | 1.4461 | 1.4714 | 1.3091 | 1.1785 | 1.0996 | 0 | 0 | 0 | 0 | 0 | 0 | 0 | 0 | 0 | 0 | 0 | 0 | 0 | 0 | 0.0042249 | 0.012332 | 0.015199 | 0.014379 | 0 | 0 | 0 | 0 | 0 | 0 | 71.3424 | 70.3621 | 69.5055 | 68.7399 | 68.2292 | 67.6143 | 67.3815 | 67.7065 | 70.0434 | 74.684 | 79.9266 | 84.0699 | 87.36 | 89.6642 | 91.156 | 91.7089 | 91.9777 | 91.0667 | 89.1239 | 86.0502 | 82.1895 | 78.7987 | 76.6846 | 75.1715 | 0.0077657 | 0.0092859 | 0.0044696 | 0.0058088 | 0.0064602 | 0.012182 | 0.0082245 | 0.0047338 | 0.0052866 | 0.0066872 | 0.0081902 | 0.0090722 | 0.0090373 | 0.0091917 | 0.0091343 | 0.0089942 | 0.0084866 | 0.0072767 | 0.005852 | 0.0059875 | 0.0068957 | 0.0058367 | 0.0064763 | 0.0067772
Portfolio Adjusted1-in-2Size: Under 20 kWOrange County2020January Monthly Peak | Portfolio Adjusted | 1-in-2 | Size: Under 20 kW | Orange County | 2020 | January Monthly Peak | 1 | 0.99923 | 0.97096 | 0.95974 | 0.96709 | 0.9696 | 0.99267 | 1.0205 | 0.93976 | 1.1657 | 1.388 | 1.4982 | 1.4732 | 1.4125 | 1.344 | 1.3019 | 1.2819 | 1.3257 | 1.517 | 1.522 | 1.3824 | 1.2515 | 1.1623 | 1.0981 | 1.0465 | 0 | 0 | 0 | 0 | 0 | 0 | 0 | 0 | 0 | 0 | 0 | 0 | 0 | 0 | 0.0022536 | 0.0064541 | 0.0085228 | 0.010932 | 0 | 0 | 0 | 0 | 0 | 0 | 51.157 | 50.7151 | 50.2801 | 49.7536 | 49.5645 | 49.2283 | 49.1848 | 49.1633 | 49.7109 | 50.9544 | 52.616 | 53.7206 | 54.2228 | 55.0963 | 55.6113 | 55.5181 | 55.2926 | 54.8036 | 53.7284 | 52.608 | 51.8293 | 51.6167 | 51.5215 | 50.8329 | 0.0073276 | 0.0088236 | 0.0043477 | 0.0056844 | 0.006329 | 0.011937 | 0.009184 | 0.0046738 | 0.0047958 | 0.005545 | 0.0061541 | 0.0061289 | 0.005625 | 0.0052947 | 0.0048723 | 0.0047072 | 0.0047588 | 0.0055321 | 0.0056005 | 0.0057239 | 0.0058651 | 0.0051818 | 0.0060345 | 0.0064504
Portfolio Adjusted1-in-2Size: Under 20 kWOrange County2020February Monthly Peak | Portfolio Adjusted | 1-in-2 | Size: Under 20 kW | Orange County | 2020 | February Monthly Peak | 2 | 0.99151 | 0.96493 | 0.95493 | 0.96285 | 0.9671 | 0.98411 | 0.95403 | 0.86919 | 1.072 | 1.267 | 1.3917 | 1.4175 | 1.4128 | 1.3957 | 1.4006 | 1.4041 | 1.4161 | 1.4391 | 1.5269 | 1.3895 | 1.2643 | 1.166 | 1.0957 | 1.0417 | 0 | 0 | 0 | 0 | 0 | 0 | 0 | 0 | 0 | 0 | 0 | 0 | 0 | 0 | 0.0024244 | 0.0070693 | 0.0091045 | 0.010371 | 0 | 0 | 0 | 0 | 0 | 0 | 51.2011 | 50.9875 | 50.9442 | 50.6916 | 50.1088 | 50.1254 | 49.8249 | 50.1284 | 51.3375 | 54.3134 | 57.5071 | 60.2995 | 61.7433 | 62.3828 | 62.9294 | 62.6168 | 61.9795 | 60.8818 | 59.0417 | 57.4692 | 56.4395 | 55.3572 | 54.2803 | 52.9644 | 0.0072711 | 0.0087689 | 0.004326 | 0.0056594 | 0.0063126 | 0.011834 | 0.008586 | 0.0043228 | 0.0044106 | 0.0050615 | 0.0057166 | 0.0058974 | 0.0056263 | 0.0054984 | 0.0052417 | 0.0051558 | 0.0050837 | 0.0052484 | 0.0056183 | 0.0057531 | 0.0059251 | 0.0051987 | 0.006021 | 0.0064205
Portfolio Adjusted1-in-2Size: Under 20 kWOrange County2020March Monthly Peak | Portfolio Adjusted | 1-in-2 | Size: Under 20 kW | Orange County | 2020 | March Monthly Peak | 3 | 0.99988 | 0.96781 | 0.9504 | 0.95095 | 0.95538 | 0.97773 | 0.98461 | 0.88411 | 1.0408 | 1.238 | 1.3918 | 1.4302 | 1.4081 | 1.4129 | 1.4495 | 1.475 | 1.4727 | 1.3384 | 1.3047 | 1.3726 | 1.275 | 1.1866 | 1.1099 | 1.0552 | 0 | 0 | 0 | 0 | 0 | 0 | 0 | 0 | 0 | 0 | 0 | 0 | 0 | 0 | 0.0025091 | 0.0074264 | 0.0094679 | 0.009645 | 0 | 0 | 0 | 0 | 0 | 0 | 52.1794 | 51.2327 | 50.6861 | 50.4879 | 50.0424 | 49.6528 | 49.3345 | 49.6269 | 51.6221 | 53.8419 | 56.774 | 59.6548 | 61.7068 | 63.558 | 64.8322 | 65.4828 | 65.4098 | 64.572 | 61.9624 | 58.6041 | 56.7956 | 55.3291 | 54.2921 | 52.7859 | 0.0073324 | 0.008795 | 0.0043054 | 0.0055895 | 0.0062361 | 0.011757 | 0.0088613 | 0.0043971 | 0.0042819 | 0.0049456 | 0.0057169 | 0.00595 | 0.0056075 | 0.0055661 | 0.0054248 | 0.0054162 | 0.0052866 | 0.004881 | 0.0048006 | 0.0056832 | 0.0059752 | 0.0052904 | 0.0060992 | 0.0065039
Portfolio Adjusted1-in-2Size: Under 20 kWOrange County2020April Monthly Peak | Portfolio Adjusted | 1-in-2 | Size: Under 20 kW | Orange County | 2020 | April Monthly Peak | 4 | 0.99949 | 0.95865 | 0.93639 | 0.93581 | 0.93518 | 0.94185 | 0.87081 | 0.80405 | 0.98417 | 1.2097 | 1.4227 | 1.5416 | 1.6164 | 1.687 | 1.7699 | 1.8091 | 1.7595 | 1.4954 | 1.2476 | 1.2906 | 1.3046 | 1.1928 | 1.1049 | 1.0491 | 0 | 0 | 0 | 0 | 0 | 0 | 0 | 0 | 0 | 0 | 0 | 0 | 0 | 0 | 0.0030638 | 0.0091085 | 0.011312 | 0.010776 | 0 | 0 | 0 | 0 | 0 | 0 | 62.8055 | 61.8255 | 61.0069 | 60.3942 | 59.4046 | 58.6916 | 58.0127 | 58.093 | 60.5209 | 64.7324 | 69.5228 | 74.3868 | 78.8192 | 81.583 | 83.0524 | 83.7342 | 83.316 | 82.102 | 79.8567 | 76.8462 | 72.1472 | 69.3988 | 67.4853 | 65.6233 | 0.0073296 | 0.0087118 | 0.004242 | 0.0055005 | 0.0061043 | 0.011326 | 0.0078371 | 0.0039989 | 0.0040491 | 0.0048327 | 0.0058441 | 0.0064134 | 0.0064371 | 0.0066459 | 0.0066241 | 0.006643 | 0.0063164 | 0.0054536 | 0.0045908 | 0.0053438 | 0.0061137 | 0.0053179 | 0.0060718 | 0.0064663
Portfolio Adjusted1-in-2Size: Under 20 kWOrange County2020May Monthly Peak | Portfolio Adjusted | 1-in-2 | Size: Under 20 kW | Orange County | 2020 | May Monthly Peak | 5 | 1.0091 | 0.96715 | 0.94036 | 0.93399 | 0.93694 | 0.93278 | 0.79996 | 0.81657 | 1.0201 | 1.2613 | 1.483 | 1.6089 | 1.6816 | 1.7534 | 1.8336 | 1.8652 | 1.8158 | 1.5193 | 1.247 | 1.2154 | 1.3155 | 1.2081 | 1.1136 | 1.0578 | 0 | 0 | 0 | 0 | 0 | 0 | 0 | 0 | 0 | 0 | 0 | 0 | 0 | 0 | 0.0031741 | 0.009391 | 0.011674 | 0.010948 | 0 | 0 | 0 | 0 | 0 | 0 | 65.3775 | 64.3638 | 63.251 | 62.2837 | 61.6136 | 60.7615 | 60.3784 | 60.7628 | 63.4983 | 67.3355 | 71.6076 | 75.9632 | 80.0301 | 82.8067 | 84.5959 | 85.5831 | 85.8254 | 84.8956 | 82.6646 | 79.7098 | 75.4067 | 72.2242 | 70.5107 | 69.0451 | 0.0074003 | 0.008789 | 0.0042599 | 0.0054898 | 0.0061158 | 0.011216 | 0.0071995 | 0.0040611 | 0.004197 | 0.0050388 | 0.0060918 | 0.0066935 | 0.0066967 | 0.0069077 | 0.0068624 | 0.0068491 | 0.0065182 | 0.0055406 | 0.0045885 | 0.0050323 | 0.0061651 | 0.0053864 | 0.0061197 | 0.0065201
Portfolio Adjusted1-in-2Size: Under 20 kWOrange County2020June Monthly Peak | Portfolio Adjusted | 1-in-2 | Size: Under 20 kW | Orange County | 2020 | June Monthly Peak | 6 | 1.0315 | 0.988 | 0.96063 | 0.95215 | 0.95799 | 0.93024 | 0.79276 | 0.88731 | 1.1379 | 1.4365 | 1.7318 | 1.8981 | 1.9806 | 2.0538 | 2.1309 | 2.144 | 2.0739 | 1.763 | 1.4355 | 1.2747 | 1.3527 | 1.263 | 1.1564 | 1.0854 | 0 | 0 | 0 | 0 | 0 | 0 | 0 | 0 | 0 | 0 | 0 | 0 | 0 | 0 | 0.0036887 | 0.010795 | 0.013333 | 0.012705 | 0 | 0 | 0 | 0 | 0 | 0 | 68.0854 | 67.0449 | 65.9133 | 65.1175 | 64.4469 | 63.7881 | 63.1611 | 63.7332 | 66.7138 | 71.1125 | 74.9341 | 78.5725 | 81.1785 | 83.4314 | 85.0837 | 86.1795 | 86.8322 | 86.3465 | 84.9341 | 82.0856 | 78.3721 | 74.5352 | 72.1396 | 70.5722 | 0.0075643 | 0.0089785 | 0.0043518 | 0.0055966 | 0.0062532 | 0.011186 | 0.0071346 | 0.004413 | 0.0046815 | 0.0057388 | 0.0071137 | 0.0078967 | 0.0078875 | 0.0080909 | 0.0079752 | 0.0078731 | 0.0074449 | 0.0064295 | 0.0052821 | 0.0052779 | 0.0063393 | 0.005631 | 0.0063548 | 0.0066897
Portfolio Adjusted1-in-2Size: Under 20 kWOrange County2020July Monthly Peak | Portfolio Adjusted | 1-in-2 | Size: Under 20 kW | Orange County | 2020 | July Monthly Peak | 7 | 1.0387 | 0.99927 | 0.96718 | 0.96918 | 0.97102 | 0.97473 | 0.83187 | 0.93165 | 1.2504 | 1.6199 | 1.9689 | 2.1456 | 2.2373 | 2.2994 | 2.3921 | 2.4162 | 2.3161 | 1.9462 | 1.5491 | 1.3467 | 1.4194 | 1.3014 | 1.1747 | 1.1007 | 0 | 0 | 0 | 0 | 0 | 0 | 0 | 0 | 0 | 0 | 0 | 0 | 0 | 0 | 0.0041408 | 0.012165 | 0.014891 | 0.014025 | 0 | 0 | 0 | 0 | 0 | 0 | 70.6813 | 69.9621 | 69.2288 | 68.5 | 67.8838 | 67.4436 | 67.3348 | 67.7553 | 70.142 | 74.3367 | 79.8616 | 83.4826 | 86.5957 | 89.0306 | 90.8636 | 91.5859 | 92.0217 | 91.2193 | 89.5438 | 86.8843 | 82.9672 | 79.0689 | 76.5827 | 75.1941 | 0.0076174 | 0.0090809 | 0.0043815 | 0.0056966 | 0.0063382 | 0.011721 | 0.0074866 | 0.0046335 | 0.0051443 | 0.0064711 | 0.0080877 | 0.0089264 | 0.0089096 | 0.0090588 | 0.0089526 | 0.0088724 | 0.0083145 | 0.0070976 | 0.0057002 | 0.005576 | 0.006652 | 0.0058024 | 0.0064552 | 0.0067844
Portfolio Adjusted1-in-2Size: Under 20 kWOrange County2020August Monthly Peak | Portfolio Adjusted | 1-in-2 | Size: Under 20 kW | Orange County | 2020 | August Monthly Peak | 8 | 1.0839 | 1.045 | 1.0052 | 1.0074 | 1.0084 | 1.0344 | 0.93312 | 0.99695 | 1.3806 | 1.8288 | 2.1944 | 2.4024 | 2.5022 | 2.5528 | 2.6443 | 2.6333 | 2.5354 | 2.1367 | 1.6941 | 1.5268 | 1.5325 | 1.3587 | 1.2194 | 1.1326 | 0 | 0 | 0 | 0 | 0 | 0 | 0 | 0 | 0 | 0 | 0 | 0 | 0 | 0 | 0.0045774 | 0.013258 | 0.0163 | 0.015398 | 0 | 0 | 0 | 0 | 0 | 0 | 75.8101 | 74.7567 | 73.9072 | 72.8107 | 72.4284 | 71.6537 | 71.3332 | 71.6377 | 74.0156 | 78.9364 | 83.8374 | 88.105 | 91.1594 | 93.1902 | 94.5603 | 94.6922 | 94.9442 | 93.892 | 91.802 | 88.8692 | 84.4589 | 81.0521 | 79.1622 | 77.562 | 0.0079485 | 0.0094968 | 0.0045538 | 0.0059212 | 0.0065819 | 0.012438 | 0.0083979 | 0.0049582 | 0.0056802 | 0.0073059 | 0.009014 | 0.0099947 | 0.0099644 | 0.010057 | 0.0098965 | 0.0096696 | 0.0091014 | 0.0077924 | 0.0062335 | 0.0063217 | 0.007182 | 0.0060576 | 0.0067011 | 0.0069808
Portfolio Adjusted1-in-2Size: Under 20 kWOrange County2020September Monthly Peak | Portfolio Adjusted | 1-in-2 | Size: Under 20 kW | Orange County | 2020 | September Monthly Peak | 9 | 1.0508 | 1.006 | 0.97564 | 0.97568 | 0.97939 | 1.0097 | 0.99334 | 0.96883 | 1.2987 | 1.6806 | 2.0114 | 2.2002 | 2.3003 | 2.3728 | 2.4299 | 2.4394 | 2.3545 | 1.9652 | 1.5846 | 1.5753 | 1.4512 | 1.2885 | 1.1661 | 1.0883 | 0 | 0 | 0 | 0 | 0 | 0 | 0 | 0 | 0 | 0 | 0 | 0 | 0 | 0 | 0.0042063 | 0.012282 | 0.015138 | 0.014162 | 0 | 0 | 0 | 0 | 0 | 0 | 70.7928 | 69.6848 | 68.9728 | 68.5316 | 68.1578 | 67.5718 | 67.6967 | 67.6997 | 69.302 | 74.3505 | 81.0731 | 86.1196 | 90.5064 | 93.0044 | 94.1162 | 94.378 | 94.1129 | 92.8093 | 90.2156 | 86.3615 | 82.9598 | 80.5387 | 78.8541 | 77.3576 | 0.0077058 | 0.0091425 | 0.0044198 | 0.0057349 | 0.0063929 | 0.012141 | 0.0089398 | 0.0048184 | 0.0053433 | 0.006714 | 0.0082623 | 0.0091535 | 0.0091607 | 0.0093479 | 0.009094 | 0.0089575 | 0.0084523 | 0.0071668 | 0.0058308 | 0.0065226 | 0.0068011 | 0.0057446 | 0.0064081 | 0.006708
Portfolio Adjusted1-in-2Size: Under 20 kWOrange County2020October Monthly Peak | Portfolio Adjusted | 1-in-2 | Size: Under 20 kW | Orange County | 2020 | October Monthly Peak | 10 | 1.0133 | 0.98183 | 0.94972 | 0.95253 | 0.95044 | 0.96952 | 1.0119 | 0.93404 | 1.1602 | 1.4601 | 1.7545 | 1.9218 | 2.0191 | 2.0868 | 2.161 | 2.1674 | 2.0852 | 1.7614 | 1.6102 | 1.5127 | 1.372 | 1.2362 | 1.1232 | 1.0596 | 0 | 0 | 0 | 0 | 0 | 0 | 0 | 0 | 0 | 0 | 0 | 0 | 0 | 0 | 0.0037408 | 0.010913 | 0.013406 | 0.012693 | 0 | 0 | 0 | 0 | 0 | 0 | 69.8462 | 68.7096 | 67.9949 | 67.5156 | 66.7877 | 65.9897 | 66.4399 | 67.5455 | 68.161 | 72.0762 | 77.1195 | 81.9981 | 85.465 | 87.7165 | 89.3646 | 89.9459 | 89.61 | 88.1325 | 85.3779 | 81.5 | 78.1428 | 75.4199 | 73.5122 | 71.921 | 0.0074311 | 0.0089225 | 0.0043024 | 0.0055988 | 0.0062039 | 0.011658 | 0.0091069 | 0.0046454 | 0.0047735 | 0.0058331 | 0.0072068 | 0.0079954 | 0.0080408 | 0.008221 | 0.0080877 | 0.0079589 | 0.0074855 | 0.0064235 | 0.0059249 | 0.0062636 | 0.0064298 | 0.0055116 | 0.0061725 | 0.0065307
Portfolio Adjusted1-in-2Size: Under 20 kWOrange County2020November Monthly Peak | Portfolio Adjusted | 1-in-2 | Size: Under 20 kW | Orange County | 2020 | November Monthly Peak | 11 | 0.9613 | 0.93125 | 0.92234 | 0.91487 | 0.91431 | 0.93452 | 0.83729 | 0.80936 | 1.0308 | 1.2345 | 1.4245 | 1.5137 | 1.5652 | 1.6151 | 1.6511 | 1.6708 | 1.6597 | 1.7029 | 1.4929 | 1.3491 | 1.2359 | 1.1242 | 1.0427 | 0.98727 | 0 | 0 | 0 | 0 | 0 | 0 | 0 | 0 | 0 | 0 | 0 | 0 | 0 | 0 | 0.0028582 | 0.0084122 | 0.01067 | 0.012271 | 0 | 0 | 0 | 0 | 0 | 0 | 60.0192 | 59.4307 | 58.9825 | 58.5216 | 58.0274 | 58.0321 | 57.6477 | 57.691 | 61.7302 | 66.395 | 72.1995 | 77.021 | 80.5663 | 82.0465 | 82.5698 | 81.9757 | 79.9328 | 75.6464 | 71.1639 | 68.5956 | 66.6045 | 64.9146 | 63.5171 | 62.3344 | 0.0070495 | 0.0084627 | 0.0041783 | 0.0053774 | 0.0059681 | 0.011237 | 0.0075354 | 0.0040253 | 0.0042408 | 0.0049317 | 0.0058516 | 0.0062975 | 0.006233 | 0.0063627 | 0.0061794 | 0.0061352 | 0.0059578 | 0.0062101 | 0.0054931 | 0.0055859 | 0.005792 | 0.0050121 | 0.0057298 | 0.0060851
Portfolio Adjusted1-in-2Size: Under 20 kWOrange County2020December Monthly Peak | Portfolio Adjusted | 1-in-2 | Size: Under 20 kW | Orange County | 2020 | December Monthly Peak | 12 | 1.0155 | 0.98972 | 0.978 | 0.97363 | 0.97749 | 1.024 | 1.032 | 0.99291 | 1.2887 | 1.5578 | 1.6738 | 1.6176 | 1.5157 | 1.3973 | 1.3208 | 1.2744 | 1.3704 | 1.5924 | 1.5576 | 1.4297 | 1.2765 | 1.1871 | 1.1134 | 1.0527 | 0 | 0 | 0 | 0 | 0 | 0 | 0 | 0 | 0 | 0 | 0 | 0 | 0 | 0 | 0.0022863 | 0.0064163 | 0.0088105 | 0.011475 | 0 | 0 | 0 | 0 | 0 | 0 | 46.6051 | 45.8915 | 45.0522 | 44.0596 | 43.4141 | 42.647 | 42.4119 | 42.2435 | 42.8274 | 45.5044 | 47.6947 | 49.4826 | 50.9857 | 52.0623 | 52.4951 | 52.395 | 51.8238 | 50.917 | 49.638 | 48.5124 | 47.717 | 47.0035 | 46.4659 | 45.7879 | 0.0074467 | 0.0089941 | 0.0044305 | 0.0057228 | 0.0063805 | 0.012313 | 0.0092879 | 0.0049382 | 0.0053022 | 0.0062233 | 0.0068754 | 0.0067298 | 0.0060362 | 0.0055046 | 0.0049431 | 0.0046796 | 0.0049195 | 0.0058074 | 0.0057314 | 0.0059197 | 0.0059823 | 0.0052928 | 0.0061186 | 0.0064885
Portfolio Adjusted1-in-2Size: Under 20 kWOrange County2020Typical Event Day | Portfolio Adjusted | 1-in-2 | Size: Under 20 kW | Orange County | 2020 | Typical Event Day | 8 | 1.059 | 1.0218 | 0.98665 | 0.98825 | 0.9897 | 1.0131 | 0.91386 | 0.95183 | 1.285 | 1.6739 | 1.9938 | 2.1807 | 2.2693 | 2.3332 | 2.4406 | 2.4494 | 2.3641 | 1.9953 | 1.5904 | 1.4461 | 1.4714 | 1.3091 | 1.1785 | 1.0996 | 0 | 0 | 0 | 0 | 0 | 0 | 0 | 0 | 0 | 0 | 0 | 0 | 0 | 0 | 0.0042249 | 0.012332 | 0.015199 | 0.014379 | 0 | 0 | 0 | 0 | 0 | 0 | 71.3424 | 70.3621 | 69.5055 | 68.7399 | 68.2292 | 67.6143 | 67.3815 | 67.7065 | 70.0434 | 74.684 | 79.9266 | 84.0699 | 87.36 | 89.6642 | 91.156 | 91.7089 | 91.9777 | 91.0667 | 89.1239 | 86.0502 | 82.1895 | 78.7987 | 76.6846 | 75.1715 | 0.0077657 | 0.0092859 | 0.0044696 | 0.0058088 | 0.0064602 | 0.012182 | 0.0082245 | 0.0047338 | 0.0052866 | 0.0066872 | 0.0081902 | 0.0090722 | 0.0090373 | 0.0091917 | 0.0091343 | 0.0089942 | 0.0084866 | 0.0072767 | 0.005852 | 0.0059875 | 0.0068957 | 0.0058367 | 0.0064763 | 0.0067772
Portfolio Adjusted1-in-2Size: Under 20 kWOrange County2021January Monthly Peak | Portfolio Adjusted | 1-in-2 | Size: Under 20 kW | Orange County | 2021 | January Monthly Peak | 1 | 0.99923 | 0.97096 | 0.95974 | 0.96709 | 0.9696 | 0.99267 | 1.0205 | 0.93976 | 1.1657 | 1.388 | 1.4982 | 1.4732 | 1.4125 | 1.344 | 1.3019 | 1.2819 | 1.3257 | 1.517 | 1.522 | 1.3824 | 1.2515 | 1.1623 | 1.0981 | 1.0465 | 0 | 0 | 0 | 0 | 0 | 0 | 0 | 0 | 0 | 0 | 0 | 0 | 0 | 0 | 0.0022536 | 0.0064541 | 0.0085228 | 0.010932 | 0 | 0 | 0 | 0 | 0 | 0 | 51.157 | 50.7151 | 50.2801 | 49.7536 | 49.5645 | 49.2283 | 49.1848 | 49.1633 | 49.7109 | 50.9544 | 52.616 | 53.7206 | 54.2228 | 55.0963 | 55.6113 | 55.5181 | 55.2926 | 54.8036 | 53.7284 | 52.608 | 51.8293 | 51.6167 | 51.5215 | 50.8329 | 0.0073276 | 0.0088236 | 0.0043477 | 0.0056844 | 0.006329 | 0.011937 | 0.009184 | 0.0046738 | 0.0047958 | 0.005545 | 0.0061541 | 0.0061289 | 0.005625 | 0.0052947 | 0.0048723 | 0.0047072 | 0.0047588 | 0.0055321 | 0.0056005 | 0.0057239 | 0.0058651 | 0.0051818 | 0.0060345 | 0.0064504
Portfolio Adjusted1-in-2Size: Under 20 kWOrange County2021February Monthly Peak | Portfolio Adjusted | 1-in-2 | Size: Under 20 kW | Orange County | 2021 | February Monthly Peak | 2 | 0.99151 | 0.96493 | 0.95493 | 0.96285 | 0.9671 | 0.98411 | 0.95403 | 0.86919 | 1.072 | 1.267 | 1.3917 | 1.4175 | 1.4128 | 1.3957 | 1.4006 | 1.4041 | 1.4161 | 1.4391 | 1.5269 | 1.3895 | 1.2643 | 1.166 | 1.0957 | 1.0417 | 0 | 0 | 0 | 0 | 0 | 0 | 0 | 0 | 0 | 0 | 0 | 0 | 0 | 0 | 0.0024244 | 0.0070693 | 0.0091045 | 0.010371 | 0 | 0 | 0 | 0 | 0 | 0 | 51.2011 | 50.9875 | 50.9442 | 50.6916 | 50.1088 | 50.1254 | 49.8249 | 50.1284 | 51.3375 | 54.3134 | 57.5071 | 60.2995 | 61.7433 | 62.3828 | 62.9294 | 62.6168 | 61.9795 | 60.8818 | 59.0417 | 57.4692 | 56.4395 | 55.3572 | 54.2803 | 52.9644 | 0.0072711 | 0.0087689 | 0.004326 | 0.0056594 | 0.0063126 | 0.011834 | 0.008586 | 0.0043228 | 0.0044106 | 0.0050615 | 0.0057166 | 0.0058974 | 0.0056263 | 0.0054984 | 0.0052417 | 0.0051558 | 0.0050837 | 0.0052484 | 0.0056183 | 0.0057531 | 0.0059251 | 0.0051987 | 0.006021 | 0.0064205
Portfolio Adjusted1-in-2Size: Under 20 kWOrange County2021March Monthly Peak | Portfolio Adjusted | 1-in-2 | Size: Under 20 kW | Orange County | 2021 | March Monthly Peak | 3 | 0.99988 | 0.96781 | 0.9504 | 0.95095 | 0.95538 | 0.97773 | 0.98461 | 0.88411 | 1.0408 | 1.238 | 1.3918 | 1.4302 | 1.4081 | 1.4129 | 1.4495 | 1.475 | 1.4727 | 1.3384 | 1.3047 | 1.3726 | 1.275 | 1.1866 | 1.1099 | 1.0552 | 0 | 0 | 0 | 0 | 0 | 0 | 0 | 0 | 0 | 0 | 0 | 0 | 0 | 0 | 0.0025091 | 0.0074264 | 0.0094679 | 0.009645 | 0 | 0 | 0 | 0 | 0 | 0 | 52.1794 | 51.2327 | 50.6861 | 50.4879 | 50.0424 | 49.6528 | 49.3345 | 49.6269 | 51.6221 | 53.8419 | 56.774 | 59.6548 | 61.7068 | 63.558 | 64.8322 | 65.4828 | 65.4098 | 64.572 | 61.9624 | 58.6041 | 56.7956 | 55.3291 | 54.2921 | 52.7859 | 0.0073324 | 0.008795 | 0.0043054 | 0.0055895 | 0.0062361 | 0.011757 | 0.0088613 | 0.0043971 | 0.0042819 | 0.0049456 | 0.0057169 | 0.00595 | 0.0056075 | 0.0055661 | 0.0054248 | 0.0054162 | 0.0052866 | 0.004881 | 0.0048006 | 0.0056832 | 0.0059752 | 0.0052904 | 0.0060992 | 0.0065039
Portfolio Adjusted1-in-2Size: Under 20 kWOrange County2021April Monthly Peak | Portfolio Adjusted | 1-in-2 | Size: Under 20 kW | Orange County | 2021 | April Monthly Peak | 4 | 0.99949 | 0.95865 | 0.93639 | 0.93581 | 0.93518 | 0.94185 | 0.87081 | 0.80405 | 0.98417 | 1.2097 | 1.4227 | 1.5416 | 1.6164 | 1.687 | 1.7699 | 1.8091 | 1.7595 | 1.4954 | 1.2476 | 1.2906 | 1.3046 | 1.1928 | 1.1049 | 1.0491 | 0 | 0 | 0 | 0 | 0 | 0 | 0 | 0 | 0 | 0 | 0 | 0 | 0 | 0 | 0.0030638 | 0.0091085 | 0.011312 | 0.010776 | 0 | 0 | 0 | 0 | 0 | 0 | 62.8055 | 61.8255 | 61.0069 | 60.3942 | 59.4046 | 58.6916 | 58.0127 | 58.093 | 60.5209 | 64.7324 | 69.5228 | 74.3868 | 78.8192 | 81.583 | 83.0524 | 83.7342 | 83.316 | 82.102 | 79.8567 | 76.8462 | 72.1472 | 69.3988 | 67.4853 | 65.6233 | 0.0073296 | 0.0087118 | 0.004242 | 0.0055005 | 0.0061043 | 0.011326 | 0.0078371 | 0.0039989 | 0.0040491 | 0.0048327 | 0.0058441 | 0.0064134 | 0.0064371 | 0.0066459 | 0.0066241 | 0.006643 | 0.0063164 | 0.0054536 | 0.0045908 | 0.0053438 | 0.0061137 | 0.0053179 | 0.0060718 | 0.0064663
Portfolio Adjusted1-in-2Size: Under 20 kWOrange County2021May Monthly Peak | Portfolio Adjusted | 1-in-2 | Size: Under 20 kW | Orange County | 2021 | May Monthly Peak | 5 | 1.0091 | 0.96715 | 0.94036 | 0.93399 | 0.93694 | 0.93278 | 0.79996 | 0.81657 | 1.0201 | 1.2613 | 1.483 | 1.6089 | 1.6816 | 1.7534 | 1.8336 | 1.8652 | 1.8158 | 1.5193 | 1.247 | 1.2154 | 1.3155 | 1.2081 | 1.1136 | 1.0578 | 0 | 0 | 0 | 0 | 0 | 0 | 0 | 0 | 0 | 0 | 0 | 0 | 0 | 0 | 0.0031741 | 0.009391 | 0.011674 | 0.010948 | 0 | 0 | 0 | 0 | 0 | 0 | 65.3775 | 64.3638 | 63.251 | 62.2837 | 61.6136 | 60.7615 | 60.3784 | 60.7628 | 63.4983 | 67.3355 | 71.6076 | 75.9632 | 80.0301 | 82.8067 | 84.5959 | 85.5831 | 85.8254 | 84.8956 | 82.6646 | 79.7098 | 75.4067 | 72.2242 | 70.5107 | 69.0451 | 0.0074003 | 0.008789 | 0.0042599 | 0.0054898 | 0.0061158 | 0.011216 | 0.0071995 | 0.0040611 | 0.004197 | 0.0050388 | 0.0060918 | 0.0066935 | 0.0066967 | 0.0069077 | 0.0068624 | 0.0068491 | 0.0065182 | 0.0055406 | 0.0045885 | 0.0050323 | 0.0061651 | 0.0053864 | 0.0061197 | 0.0065201
Portfolio Adjusted1-in-2Size: Under 20 kWOrange County2021June Monthly Peak | Portfolio Adjusted | 1-in-2 | Size: Under 20 kW | Orange County | 2021 | June Monthly Peak | 6 | 1.0315 | 0.988 | 0.96063 | 0.95215 | 0.95799 | 0.93024 | 0.79276 | 0.88731 | 1.1379 | 1.4365 | 1.7318 | 1.8981 | 1.9806 | 2.0538 | 2.1309 | 2.144 | 2.0739 | 1.763 | 1.4355 | 1.2747 | 1.3527 | 1.263 | 1.1564 | 1.0854 | 0 | 0 | 0 | 0 | 0 | 0 | 0 | 0 | 0 | 0 | 0 | 0 | 0 | 0 | 0.0036887 | 0.010795 | 0.013333 | 0.012705 | 0 | 0 | 0 | 0 | 0 | 0 | 68.0854 | 67.0449 | 65.9133 | 65.1175 | 64.4469 | 63.7881 | 63.1611 | 63.7332 | 66.7138 | 71.1125 | 74.9341 | 78.5725 | 81.1785 | 83.4314 | 85.0837 | 86.1795 | 86.8322 | 86.3465 | 84.9341 | 82.0856 | 78.3721 | 74.5352 | 72.1396 | 70.5722 | 0.0075643 | 0.0089785 | 0.0043518 | 0.0055966 | 0.0062532 | 0.011186 | 0.0071346 | 0.004413 | 0.0046815 | 0.0057388 | 0.0071137 | 0.0078967 | 0.0078875 | 0.0080909 | 0.0079752 | 0.0078731 | 0.0074449 | 0.0064295 | 0.0052821 | 0.0052779 | 0.0063393 | 0.005631 | 0.0063548 | 0.0066897
Portfolio Adjusted1-in-2Size: Under 20 kWOrange County2021July Monthly Peak | Portfolio Adjusted | 1-in-2 | Size: Under 20 kW | Orange County | 2021 | July Monthly Peak | 7 | 1.0387 | 0.99927 | 0.96718 | 0.96918 | 0.97102 | 0.97473 | 0.83187 | 0.93165 | 1.2504 | 1.6199 | 1.9689 | 2.1456 | 2.2373 | 2.2994 | 2.3921 | 2.4162 | 2.3161 | 1.9462 | 1.5491 | 1.3467 | 1.4194 | 1.3014 | 1.1747 | 1.1007 | 0 | 0 | 0 | 0 | 0 | 0 | 0 | 0 | 0 | 0 | 0 | 0 | 0 | 0 | 0.0041408 | 0.012165 | 0.014891 | 0.014025 | 0 | 0 | 0 | 0 | 0 | 0 | 70.6813 | 69.9621 | 69.2288 | 68.5 | 67.8838 | 67.4436 | 67.3348 | 67.7553 | 70.142 | 74.3367 | 79.8616 | 83.4826 | 86.5957 | 89.0306 | 90.8636 | 91.5859 | 92.0217 | 91.2193 | 89.5438 | 86.8843 | 82.9672 | 79.0689 | 76.5827 | 75.1941 | 0.0076174 | 0.0090809 | 0.0043815 | 0.0056966 | 0.0063382 | 0.011721 | 0.0074866 | 0.0046335 | 0.0051443 | 0.0064711 | 0.0080877 | 0.0089264 | 0.0089096 | 0.0090588 | 0.0089526 | 0.0088724 | 0.0083145 | 0.0070976 | 0.0057002 | 0.005576 | 0.006652 | 0.0058024 | 0.0064552 | 0.0067844
Portfolio Adjusted1-in-2Size: Under 20 kWOrange County2021August Monthly Peak | Portfolio Adjusted | 1-in-2 | Size: Under 20 kW | Orange County | 2021 | August Monthly Peak | 8 | 1.0839 | 1.045 | 1.0052 | 1.0074 | 1.0084 | 1.0344 | 0.93312 | 0.99695 | 1.3806 | 1.8288 | 2.1944 | 2.4024 | 2.5022 | 2.5528 | 2.6443 | 2.6333 | 2.5354 | 2.1367 | 1.6941 | 1.5268 | 1.5325 | 1.3587 | 1.2194 | 1.1326 | 0 | 0 | 0 | 0 | 0 | 0 | 0 | 0 | 0 | 0 | 0 | 0 | 0 | 0 | 0.0045774 | 0.013258 | 0.0163 | 0.015398 | 0 | 0 | 0 | 0 | 0 | 0 | 75.8101 | 74.7567 | 73.9072 | 72.8107 | 72.4284 | 71.6537 | 71.3332 | 71.6377 | 74.0156 | 78.9364 | 83.8374 | 88.105 | 91.1594 | 93.1902 | 94.5603 | 94.6922 | 94.9442 | 93.892 | 91.802 | 88.8692 | 84.4589 | 81.0521 | 79.1622 | 77.562 | 0.0079485 | 0.0094968 | 0.0045538 | 0.0059212 | 0.0065819 | 0.012438 | 0.0083979 | 0.0049582 | 0.0056802 | 0.0073059 | 0.009014 | 0.0099947 | 0.0099644 | 0.010057 | 0.0098965 | 0.0096696 | 0.0091014 | 0.0077924 | 0.0062335 | 0.0063217 | 0.007182 | 0.0060576 | 0.0067011 | 0.0069808
Portfolio Adjusted1-in-2Size: Under 20 kWOrange County2021September Monthly Peak | Portfolio Adjusted | 1-in-2 | Size: Under 20 kW | Orange County | 2021 | September Monthly Peak | 9 | 1.0508 | 1.006 | 0.97564 | 0.97568 | 0.97939 | 1.0097 | 0.99334 | 0.96883 | 1.2987 | 1.6806 | 2.0114 | 2.2002 | 2.3003 | 2.3728 | 2.4299 | 2.4394 | 2.3545 | 1.9652 | 1.5846 | 1.5753 | 1.4512 | 1.2885 | 1.1661 | 1.0883 | 0 | 0 | 0 | 0 | 0 | 0 | 0 | 0 | 0 | 0 | 0 | 0 | 0 | 0 | 0.0042063 | 0.012282 | 0.015138 | 0.014162 | 0 | 0 | 0 | 0 | 0 | 0 | 70.7928 | 69.6848 | 68.9728 | 68.5316 | 68.1578 | 67.5718 | 67.6967 | 67.6997 | 69.302 | 74.3505 | 81.0731 | 86.1196 | 90.5064 | 93.0044 | 94.1162 | 94.378 | 94.1129 | 92.8093 | 90.2156 | 86.3615 | 82.9598 | 80.5387 | 78.8541 | 77.3576 | 0.0077058 | 0.0091425 | 0.0044198 | 0.0057349 | 0.0063929 | 0.012141 | 0.0089398 | 0.0048184 | 0.0053433 | 0.006714 | 0.0082623 | 0.0091535 | 0.0091607 | 0.0093479 | 0.009094 | 0.0089575 | 0.0084523 | 0.0071668 | 0.0058308 | 0.0065226 | 0.0068011 | 0.0057446 | 0.0064081 | 0.006708
Portfolio Adjusted1-in-2Size: Under 20 kWOrange County2021October Monthly Peak | Portfolio Adjusted | 1-in-2 | Size: Under 20 kW | Orange County | 2021 | October Monthly Peak | 10 | 1.0133 | 0.98183 | 0.94972 | 0.95253 | 0.95044 | 0.96952 | 1.0119 | 0.93404 | 1.1602 | 1.4601 | 1.7545 | 1.9218 | 2.0191 | 2.0868 | 2.161 | 2.1674 | 2.0852 | 1.7614 | 1.6102 | 1.5127 | 1.372 | 1.2362 | 1.1232 | 1.0596 | 0 | 0 | 0 | 0 | 0 | 0 | 0 | 0 | 0 | 0 | 0 | 0 | 0 | 0 | 0.0037408 | 0.010913 | 0.013406 | 0.012693 | 0 | 0 | 0 | 0 | 0 | 0 | 69.8462 | 68.7096 | 67.9949 | 67.5156 | 66.7877 | 65.9897 | 66.4399 | 67.5455 | 68.161 | 72.0762 | 77.1195 | 81.9981 | 85.465 | 87.7165 | 89.3646 | 89.9459 | 89.61 | 88.1325 | 85.3779 | 81.5 | 78.1428 | 75.4199 | 73.5122 | 71.921 | 0.0074311 | 0.0089225 | 0.0043024 | 0.0055988 | 0.0062039 | 0.011658 | 0.0091069 | 0.0046454 | 0.0047735 | 0.0058331 | 0.0072068 | 0.0079954 | 0.0080408 | 0.008221 | 0.0080877 | 0.0079589 | 0.0074855 | 0.0064235 | 0.0059249 | 0.0062636 | 0.0064298 | 0.0055116 | 0.0061725 | 0.0065307
Portfolio Adjusted1-in-2Size: Under 20 kWOrange County2021November Monthly Peak | Portfolio Adjusted | 1-in-2 | Size: Under 20 kW | Orange County | 2021 | November Monthly Peak | 11 | 0.9613 | 0.93125 | 0.92234 | 0.91487 | 0.91431 | 0.93452 | 0.83729 | 0.80936 | 1.0308 | 1.2345 | 1.4245 | 1.5137 | 1.5652 | 1.6151 | 1.6511 | 1.6708 | 1.6597 | 1.7029 | 1.4929 | 1.3491 | 1.2359 | 1.1242 | 1.0427 | 0.98727 | 0 | 0 | 0 | 0 | 0 | 0 | 0 | 0 | 0 | 0 | 0 | 0 | 0 | 0 | 0.0028582 | 0.0084122 | 0.01067 | 0.012271 | 0 | 0 | 0 | 0 | 0 | 0 | 60.0192 | 59.4307 | 58.9825 | 58.5216 | 58.0274 | 58.0321 | 57.6477 | 57.691 | 61.7302 | 66.395 | 72.1995 | 77.021 | 80.5663 | 82.0465 | 82.5698 | 81.9757 | 79.9328 | 75.6464 | 71.1639 | 68.5956 | 66.6045 | 64.9146 | 63.5171 | 62.3344 | 0.0070495 | 0.0084627 | 0.0041783 | 0.0053774 | 0.0059681 | 0.011237 | 0.0075354 | 0.0040253 | 0.0042408 | 0.0049317 | 0.0058516 | 0.0062975 | 0.006233 | 0.0063627 | 0.0061794 | 0.0061352 | 0.0059578 | 0.0062101 | 0.0054931 | 0.0055859 | 0.005792 | 0.0050121 | 0.0057298 | 0.0060851
Portfolio Adjusted1-in-2Size: Under 20 kWOrange County2021December Monthly Peak | Portfolio Adjusted | 1-in-2 | Size: Under 20 kW | Orange County | 2021 | December Monthly Peak | 12 | 1.0155 | 0.98972 | 0.978 | 0.97363 | 0.97749 | 1.024 | 1.032 | 0.99291 | 1.2887 | 1.5578 | 1.6738 | 1.6176 | 1.5157 | 1.3973 | 1.3208 | 1.2744 | 1.3704 | 1.5924 | 1.5576 | 1.4297 | 1.2765 | 1.1871 | 1.1134 | 1.0527 | 0 | 0 | 0 | 0 | 0 | 0 | 0 | 0 | 0 | 0 | 0 | 0 | 0 | 0 | 0.0022863 | 0.0064163 | 0.0088105 | 0.011475 | 0 | 0 | 0 | 0 | 0 | 0 | 46.6051 | 45.8915 | 45.0522 | 44.0596 | 43.4141 | 42.647 | 42.4119 | 42.2435 | 42.8274 | 45.5044 | 47.6947 | 49.4826 | 50.9857 | 52.0623 | 52.4951 | 52.395 | 51.8238 | 50.917 | 49.638 | 48.5124 | 47.717 | 47.0035 | 46.4659 | 45.7879 | 0.0074467 | 0.0089941 | 0.0044305 | 0.0057228 | 0.0063805 | 0.012313 | 0.0092879 | 0.0049382 | 0.0053022 | 0.0062233 | 0.0068754 | 0.0067298 | 0.0060362 | 0.0055046 | 0.0049431 | 0.0046796 | 0.0049195 | 0.0058074 | 0.0057314 | 0.0059197 | 0.0059823 | 0.0052928 | 0.0061186 | 0.0064885
Portfolio Adjusted1-in-2Size: Under 20 kWOrange County2021Typical Event Day | Portfolio Adjusted | 1-in-2 | Size: Under 20 kW | Orange County | 2021 | Typical Event Day | 8 | 1.059 | 1.0218 | 0.98665 | 0.98825 | 0.9897 | 1.0131 | 0.91386 | 0.95183 | 1.285 | 1.6739 | 1.9938 | 2.1807 | 2.2693 | 2.3332 | 2.4406 | 2.4494 | 2.3641 | 1.9953 | 1.5904 | 1.4461 | 1.4714 | 1.3091 | 1.1785 | 1.0996 | 0 | 0 | 0 | 0 | 0 | 0 | 0 | 0 | 0 | 0 | 0 | 0 | 0 | 0 | 0.0042249 | 0.012332 | 0.015199 | 0.014379 | 0 | 0 | 0 | 0 | 0 | 0 | 71.3424 | 70.3621 | 69.5055 | 68.7399 | 68.2292 | 67.6143 | 67.3815 | 67.7065 | 70.0434 | 74.684 | 79.9266 | 84.0699 | 87.36 | 89.6642 | 91.156 | 91.7089 | 91.9777 | 91.0667 | 89.1239 | 86.0502 | 82.1895 | 78.7987 | 76.6846 | 75.1715 | 0.0077657 | 0.0092859 | 0.0044696 | 0.0058088 | 0.0064602 | 0.012182 | 0.0082245 | 0.0047338 | 0.0052866 | 0.0066872 | 0.0081902 | 0.0090722 | 0.0090373 | 0.0091917 | 0.0091343 | 0.0089942 | 0.0084866 | 0.0072767 | 0.005852 | 0.0059875 | 0.0068957 | 0.0058367 | 0.0064763 | 0.0067772
Portfolio Adjusted1-in-2Size: Under 20 kWOrange County2022January Monthly Peak | Portfolio Adjusted | 1-in-2 | Size: Under 20 kW | Orange County | 2022 | January Monthly Peak | 1 | 0.99923 | 0.97096 | 0.95974 | 0.96709 | 0.9696 | 0.99267 | 1.0205 | 0.93976 | 1.1657 | 1.388 | 1.4982 | 1.4732 | 1.4125 | 1.344 | 1.3019 | 1.2819 | 1.3257 | 1.517 | 1.522 | 1.3824 | 1.2515 | 1.1623 | 1.0981 | 1.0465 | 0 | 0 | 0 | 0 | 0 | 0 | 0 | 0 | 0 | 0 | 0 | 0 | 0 | 0 | 0.0022536 | 0.0064541 | 0.0085228 | 0.010932 | 0 | 0 | 0 | 0 | 0 | 0 | 51.157 | 50.7151 | 50.2801 | 49.7536 | 49.5645 | 49.2283 | 49.1848 | 49.1633 | 49.7109 | 50.9544 | 52.616 | 53.7206 | 54.2228 | 55.0963 | 55.6113 | 55.5181 | 55.2926 | 54.8036 | 53.7284 | 52.608 | 51.8293 | 51.6167 | 51.5215 | 50.8329 | 0.0073276 | 0.0088236 | 0.0043477 | 0.0056844 | 0.006329 | 0.011937 | 0.009184 | 0.0046738 | 0.0047958 | 0.005545 | 0.0061541 | 0.0061289 | 0.005625 | 0.0052947 | 0.0048723 | 0.0047072 | 0.0047588 | 0.0055321 | 0.0056005 | 0.0057239 | 0.0058651 | 0.0051818 | 0.0060345 | 0.0064504
Portfolio Adjusted1-in-2Size: Under 20 kWOrange County2022February Monthly Peak | Portfolio Adjusted | 1-in-2 | Size: Under 20 kW | Orange County | 2022 | February Monthly Peak | 2 | 0.99151 | 0.96493 | 0.95493 | 0.96285 | 0.9671 | 0.98411 | 0.95403 | 0.86919 | 1.072 | 1.267 | 1.3917 | 1.4175 | 1.4128 | 1.3957 | 1.4006 | 1.4041 | 1.4161 | 1.4391 | 1.5269 | 1.3895 | 1.2643 | 1.166 | 1.0957 | 1.0417 | 0 | 0 | 0 | 0 | 0 | 0 | 0 | 0 | 0 | 0 | 0 | 0 | 0 | 0 | 0.0024244 | 0.0070693 | 0.0091045 | 0.010371 | 0 | 0 | 0 | 0 | 0 | 0 | 51.2011 | 50.9875 | 50.9442 | 50.6916 | 50.1088 | 50.1254 | 49.8249 | 50.1284 | 51.3375 | 54.3134 | 57.5071 | 60.2995 | 61.7433 | 62.3828 | 62.9294 | 62.6168 | 61.9795 | 60.8818 | 59.0417 | 57.4692 | 56.4395 | 55.3572 | 54.2803 | 52.9644 | 0.0072711 | 0.0087689 | 0.004326 | 0.0056594 | 0.0063126 | 0.011834 | 0.008586 | 0.0043228 | 0.0044106 | 0.0050615 | 0.0057166 | 0.0058974 | 0.0056263 | 0.0054984 | 0.0052417 | 0.0051558 | 0.0050837 | 0.0052484 | 0.0056183 | 0.0057531 | 0.0059251 | 0.0051987 | 0.006021 | 0.0064205
Portfolio Adjusted1-in-2Size: Under 20 kWOrange County2022March Monthly Peak | Portfolio Adjusted | 1-in-2 | Size: Under 20 kW | Orange County | 2022 | March Monthly Peak | 3 | 0.99988 | 0.96781 | 0.9504 | 0.95095 | 0.95538 | 0.97773 | 0.98461 | 0.88411 | 1.0408 | 1.238 | 1.3918 | 1.4302 | 1.4081 | 1.4129 | 1.4495 | 1.475 | 1.4727 | 1.3384 | 1.3047 | 1.3726 | 1.275 | 1.1866 | 1.1099 | 1.0552 | 0 | 0 | 0 | 0 | 0 | 0 | 0 | 0 | 0 | 0 | 0 | 0 | 0 | 0 | 0.0025091 | 0.0074264 | 0.0094679 | 0.009645 | 0 | 0 | 0 | 0 | 0 | 0 | 52.1794 | 51.2327 | 50.6861 | 50.4879 | 50.0424 | 49.6528 | 49.3345 | 49.6269 | 51.6221 | 53.8419 | 56.774 | 59.6548 | 61.7068 | 63.558 | 64.8322 | 65.4828 | 65.4098 | 64.572 | 61.9624 | 58.6041 | 56.7956 | 55.3291 | 54.2921 | 52.7859 | 0.0073324 | 0.008795 | 0.0043054 | 0.0055895 | 0.0062361 | 0.011757 | 0.0088613 | 0.0043971 | 0.0042819 | 0.0049456 | 0.0057169 | 0.00595 | 0.0056075 | 0.0055661 | 0.0054248 | 0.0054162 | 0.0052866 | 0.004881 | 0.0048006 | 0.0056832 | 0.0059752 | 0.0052904 | 0.0060992 | 0.0065039
Portfolio Adjusted1-in-2Size: Under 20 kWOrange County2022April Monthly Peak | Portfolio Adjusted | 1-in-2 | Size: Under 20 kW | Orange County | 2022 | April Monthly Peak | 4 | 0.99949 | 0.95865 | 0.93639 | 0.93581 | 0.93518 | 0.94185 | 0.87081 | 0.80405 | 0.98417 | 1.2097 | 1.4227 | 1.5416 | 1.6164 | 1.687 | 1.7699 | 1.8091 | 1.7595 | 1.4954 | 1.2476 | 1.2906 | 1.3046 | 1.1928 | 1.1049 | 1.0491 | 0 | 0 | 0 | 0 | 0 | 0 | 0 | 0 | 0 | 0 | 0 | 0 | 0 | 0 | 0.0030638 | 0.0091085 | 0.011312 | 0.010776 | 0 | 0 | 0 | 0 | 0 | 0 | 62.8055 | 61.8255 | 61.0069 | 60.3942 | 59.4046 | 58.6916 | 58.0127 | 58.093 | 60.5209 | 64.7324 | 69.5228 | 74.3868 | 78.8192 | 81.583 | 83.0524 | 83.7342 | 83.316 | 82.102 | 79.8567 | 76.8462 | 72.1472 | 69.3988 | 67.4853 | 65.6233 | 0.0073296 | 0.0087118 | 0.004242 | 0.0055005 | 0.0061043 | 0.011326 | 0.0078371 | 0.0039989 | 0.0040491 | 0.0048327 | 0.0058441 | 0.0064134 | 0.0064371 | 0.0066459 | 0.0066241 | 0.006643 | 0.0063164 | 0.0054536 | 0.0045908 | 0.0053438 | 0.0061137 | 0.0053179 | 0.0060718 | 0.0064663
Portfolio Adjusted1-in-2Size: Under 20 kWOrange County2022May Monthly Peak | Portfolio Adjusted | 1-in-2 | Size: Under 20 kW | Orange County | 2022 | May Monthly Peak | 5 | 1.0091 | 0.96715 | 0.94036 | 0.93399 | 0.93694 | 0.93278 | 0.79996 | 0.81657 | 1.0201 | 1.2613 | 1.483 | 1.6089 | 1.6816 | 1.7534 | 1.8336 | 1.8652 | 1.8158 | 1.5193 | 1.247 | 1.2154 | 1.3155 | 1.2081 | 1.1136 | 1.0578 | 0 | 0 | 0 | 0 | 0 | 0 | 0 | 0 | 0 | 0 | 0 | 0 | 0 | 0 | 0.0031741 | 0.009391 | 0.011674 | 0.010948 | 0 | 0 | 0 | 0 | 0 | 0 | 65.3775 | 64.3638 | 63.251 | 62.2837 | 61.6136 | 60.7615 | 60.3784 | 60.7628 | 63.4983 | 67.3355 | 71.6076 | 75.9632 | 80.0301 | 82.8067 | 84.5959 | 85.5831 | 85.8254 | 84.8956 | 82.6646 | 79.7098 | 75.4067 | 72.2242 | 70.5107 | 69.0451 | 0.0074003 | 0.008789 | 0.0042599 | 0.0054898 | 0.0061158 | 0.011216 | 0.0071995 | 0.0040611 | 0.004197 | 0.0050388 | 0.0060918 | 0.0066935 | 0.0066967 | 0.0069077 | 0.0068624 | 0.0068491 | 0.0065182 | 0.0055406 | 0.0045885 | 0.0050323 | 0.0061651 | 0.0053864 | 0.0061197 | 0.0065201
Portfolio Adjusted1-in-2Size: Under 20 kWOrange County2022June Monthly Peak | Portfolio Adjusted | 1-in-2 | Size: Under 20 kW | Orange County | 2022 | June Monthly Peak | 6 | 1.0315 | 0.988 | 0.96063 | 0.95215 | 0.95799 | 0.93024 | 0.79276 | 0.88731 | 1.1379 | 1.4365 | 1.7318 | 1.8981 | 1.9806 | 2.0538 | 2.1309 | 2.144 | 2.0739 | 1.763 | 1.4355 | 1.2747 | 1.3527 | 1.263 | 1.1564 | 1.0854 | 0 | 0 | 0 | 0 | 0 | 0 | 0 | 0 | 0 | 0 | 0 | 0 | 0 | 0 | 0.0036887 | 0.010795 | 0.013333 | 0.012705 | 0 | 0 | 0 | 0 | 0 | 0 | 68.0854 | 67.0449 | 65.9133 | 65.1175 | 64.4469 | 63.7881 | 63.1611 | 63.7332 | 66.7138 | 71.1125 | 74.9341 | 78.5725 | 81.1785 | 83.4314 | 85.0837 | 86.1795 | 86.8322 | 86.3465 | 84.9341 | 82.0856 | 78.3721 | 74.5352 | 72.1396 | 70.5722 | 0.0075643 | 0.0089785 | 0.0043518 | 0.0055966 | 0.0062532 | 0.011186 | 0.0071346 | 0.004413 | 0.0046815 | 0.0057388 | 0.0071137 | 0.0078967 | 0.0078875 | 0.0080909 | 0.0079752 | 0.0078731 | 0.0074449 | 0.0064295 | 0.0052821 | 0.0052779 | 0.0063393 | 0.005631 | 0.0063548 | 0.0066897
Portfolio Adjusted1-in-2Size: Under 20 kWOrange County2022July Monthly Peak | Portfolio Adjusted | 1-in-2 | Size: Under 20 kW | Orange County | 2022 | July Monthly Peak | 7 | 1.0387 | 0.99927 | 0.96718 | 0.96918 | 0.97102 | 0.97473 | 0.83187 | 0.93165 | 1.2504 | 1.6199 | 1.9689 | 2.1456 | 2.2373 | 2.2994 | 2.3921 | 2.4162 | 2.3161 | 1.9462 | 1.5491 | 1.3467 | 1.4194 | 1.3014 | 1.1747 | 1.1007 | 0 | 0 | 0 | 0 | 0 | 0 | 0 | 0 | 0 | 0 | 0 | 0 | 0 | 0 | 0.0041408 | 0.012165 | 0.014891 | 0.014025 | 0 | 0 | 0 | 0 | 0 | 0 | 70.6813 | 69.9621 | 69.2288 | 68.5 | 67.8838 | 67.4436 | 67.3348 | 67.7553 | 70.142 | 74.3367 | 79.8616 | 83.4826 | 86.5957 | 89.0306 | 90.8636 | 91.5859 | 92.0217 | 91.2193 | 89.5438 | 86.8843 | 82.9672 | 79.0689 | 76.5827 | 75.1941 | 0.0076174 | 0.0090809 | 0.0043815 | 0.0056966 | 0.0063382 | 0.011721 | 0.0074866 | 0.0046335 | 0.0051443 | 0.0064711 | 0.0080877 | 0.0089264 | 0.0089096 | 0.0090588 | 0.0089526 | 0.0088724 | 0.0083145 | 0.0070976 | 0.0057002 | 0.005576 | 0.006652 | 0.0058024 | 0.0064552 | 0.0067844
Portfolio Adjusted1-in-2Size: Under 20 kWOrange County2022August Monthly Peak | Portfolio Adjusted | 1-in-2 | Size: Under 20 kW | Orange County | 2022 | August Monthly Peak | 8 | 1.0839 | 1.045 | 1.0052 | 1.0074 | 1.0084 | 1.0344 | 0.93312 | 0.99695 | 1.3806 | 1.8288 | 2.1944 | 2.4024 | 2.5022 | 2.5528 | 2.6443 | 2.6333 | 2.5354 | 2.1367 | 1.6941 | 1.5268 | 1.5325 | 1.3587 | 1.2194 | 1.1326 | 0 | 0 | 0 | 0 | 0 | 0 | 0 | 0 | 0 | 0 | 0 | 0 | 0 | 0 | 0.0045774 | 0.013258 | 0.0163 | 0.015398 | 0 | 0 | 0 | 0 | 0 | 0 | 75.8101 | 74.7567 | 73.9072 | 72.8107 | 72.4284 | 71.6537 | 71.3332 | 71.6377 | 74.0156 | 78.9364 | 83.8374 | 88.105 | 91.1594 | 93.1902 | 94.5603 | 94.6922 | 94.9442 | 93.892 | 91.802 | 88.8692 | 84.4589 | 81.0521 | 79.1622 | 77.562 | 0.0079485 | 0.0094968 | 0.0045538 | 0.0059212 | 0.0065819 | 0.012438 | 0.0083979 | 0.0049582 | 0.0056802 | 0.0073059 | 0.009014 | 0.0099947 | 0.0099644 | 0.010057 | 0.0098965 | 0.0096696 | 0.0091014 | 0.0077924 | 0.0062335 | 0.0063217 | 0.007182 | 0.0060576 | 0.0067011 | 0.0069808
Portfolio Adjusted1-in-2Size: Under 20 kWOrange County2022September Monthly Peak | Portfolio Adjusted | 1-in-2 | Size: Under 20 kW | Orange County | 2022 | September Monthly Peak | 9 | 1.0508 | 1.006 | 0.97564 | 0.97568 | 0.97939 | 1.0097 | 0.99334 | 0.96883 | 1.2987 | 1.6806 | 2.0114 | 2.2002 | 2.3003 | 2.3728 | 2.4299 | 2.4394 | 2.3545 | 1.9652 | 1.5846 | 1.5753 | 1.4512 | 1.2885 | 1.1661 | 1.0883 | 0 | 0 | 0 | 0 | 0 | 0 | 0 | 0 | 0 | 0 | 0 | 0 | 0 | 0 | 0.0042063 | 0.012282 | 0.015138 | 0.014162 | 0 | 0 | 0 | 0 | 0 | 0 | 70.7928 | 69.6848 | 68.9728 | 68.5316 | 68.1578 | 67.5718 | 67.6967 | 67.6997 | 69.302 | 74.3505 | 81.0731 | 86.1196 | 90.5064 | 93.0044 | 94.1162 | 94.378 | 94.1129 | 92.8093 | 90.2156 | 86.3615 | 82.9598 | 80.5387 | 78.8541 | 77.3576 | 0.0077058 | 0.0091425 | 0.0044198 | 0.0057349 | 0.0063929 | 0.012141 | 0.0089398 | 0.0048184 | 0.0053433 | 0.006714 | 0.0082623 | 0.0091535 | 0.0091607 | 0.0093479 | 0.009094 | 0.0089575 | 0.0084523 | 0.0071668 | 0.0058308 | 0.0065226 | 0.0068011 | 0.0057446 | 0.0064081 | 0.006708
Portfolio Adjusted1-in-2Size: Under 20 kWOrange County2022October Monthly Peak | Portfolio Adjusted | 1-in-2 | Size: Under 20 kW | Orange County | 2022 | October Monthly Peak | 10 | 1.0133 | 0.98183 | 0.94972 | 0.95253 | 0.95044 | 0.96952 | 1.0119 | 0.93404 | 1.1602 | 1.4601 | 1.7545 | 1.9218 | 2.0191 | 2.0868 | 2.161 | 2.1674 | 2.0852 | 1.7614 | 1.6102 | 1.5127 | 1.372 | 1.2362 | 1.1232 | 1.0596 | 0 | 0 | 0 | 0 | 0 | 0 | 0 | 0 | 0 | 0 | 0 | 0 | 0 | 0 | 0.0037408 | 0.010913 | 0.013406 | 0.012693 | 0 | 0 | 0 | 0 | 0 | 0 | 69.8462 | 68.7096 | 67.9949 | 67.5156 | 66.7877 | 65.9897 | 66.4399 | 67.5455 | 68.161 | 72.0762 | 77.1195 | 81.9981 | 85.465 | 87.7165 | 89.3646 | 89.9459 | 89.61 | 88.1325 | 85.3779 | 81.5 | 78.1428 | 75.4199 | 73.5122 | 71.921 | 0.0074311 | 0.0089225 | 0.0043024 | 0.0055988 | 0.0062039 | 0.011658 | 0.0091069 | 0.0046454 | 0.0047735 | 0.0058331 | 0.0072068 | 0.0079954 | 0.0080408 | 0.008221 | 0.0080877 | 0.0079589 | 0.0074855 | 0.0064235 | 0.0059249 | 0.0062636 | 0.0064298 | 0.0055116 | 0.0061725 | 0.0065307
Portfolio Adjusted1-in-2Size: Under 20 kWOrange County2022November Monthly Peak | Portfolio Adjusted | 1-in-2 | Size: Under 20 kW | Orange County | 2022 | November Monthly Peak | 11 | 0.9613 | 0.93125 | 0.92234 | 0.91487 | 0.91431 | 0.93452 | 0.83729 | 0.80936 | 1.0308 | 1.2345 | 1.4245 | 1.5137 | 1.5652 | 1.6151 | 1.6511 | 1.6708 | 1.6597 | 1.7029 | 1.4929 | 1.3491 | 1.2359 | 1.1242 | 1.0427 | 0.98727 | 0 | 0 | 0 | 0 | 0 | 0 | 0 | 0 | 0 | 0 | 0 | 0 | 0 | 0 | 0.0028582 | 0.0084122 | 0.01067 | 0.012271 | 0 | 0 | 0 | 0 | 0 | 0 | 60.0192 | 59.4307 | 58.9825 | 58.5216 | 58.0274 | 58.0321 | 57.6477 | 57.691 | 61.7302 | 66.395 | 72.1995 | 77.021 | 80.5663 | 82.0465 | 82.5698 | 81.9757 | 79.9328 | 75.6464 | 71.1639 | 68.5956 | 66.6045 | 64.9146 | 63.5171 | 62.3344 | 0.0070495 | 0.0084627 | 0.0041783 | 0.0053774 | 0.0059681 | 0.011237 | 0.0075354 | 0.0040253 | 0.0042408 | 0.0049317 | 0.0058516 | 0.0062975 | 0.006233 | 0.0063627 | 0.0061794 | 0.0061352 | 0.0059578 | 0.0062101 | 0.0054931 | 0.0055859 | 0.005792 | 0.0050121 | 0.0057298 | 0.0060851
Portfolio Adjusted1-in-2Size: Under 20 kWOrange County2022December Monthly Peak | Portfolio Adjusted | 1-in-2 | Size: Under 20 kW | Orange County | 2022 | December Monthly Peak | 12 | 1.0155 | 0.98972 | 0.978 | 0.97363 | 0.97749 | 1.024 | 1.032 | 0.99291 | 1.2887 | 1.5578 | 1.6738 | 1.6176 | 1.5157 | 1.3973 | 1.3208 | 1.2744 | 1.3704 | 1.5924 | 1.5576 | 1.4297 | 1.2765 | 1.1871 | 1.1134 | 1.0527 | 0 | 0 | 0 | 0 | 0 | 0 | 0 | 0 | 0 | 0 | 0 | 0 | 0 | 0 | 0.0022863 | 0.0064163 | 0.0088105 | 0.011475 | 0 | 0 | 0 | 0 | 0 | 0 | 46.6051 | 45.8915 | 45.0522 | 44.0596 | 43.4141 | 42.647 | 42.4119 | 42.2435 | 42.8274 | 45.5044 | 47.6947 | 49.4826 | 50.9857 | 52.0623 | 52.4951 | 52.395 | 51.8238 | 50.917 | 49.638 | 48.5124 | 47.717 | 47.0035 | 46.4659 | 45.7879 | 0.0074467 | 0.0089941 | 0.0044305 | 0.0057228 | 0.0063805 | 0.012313 | 0.0092879 | 0.0049382 | 0.0053022 | 0.0062233 | 0.0068754 | 0.0067298 | 0.0060362 | 0.0055046 | 0.0049431 | 0.0046796 | 0.0049195 | 0.0058074 | 0.0057314 | 0.0059197 | 0.0059823 | 0.0052928 | 0.0061186 | 0.0064885
Portfolio Adjusted1-in-2Size: Under 20 kWOrange County2022Typical Event Day | Portfolio Adjusted | 1-in-2 | Size: Under 20 kW | Orange County | 2022 | Typical Event Day | 8 | 1.059 | 1.0218 | 0.98665 | 0.98825 | 0.9897 | 1.0131 | 0.91386 | 0.95183 | 1.285 | 1.6739 | 1.9938 | 2.1807 | 2.2693 | 2.3332 | 2.4406 | 2.4494 | 2.3641 | 1.9953 | 1.5904 | 1.4461 | 1.4714 | 1.3091 | 1.1785 | 1.0996 | 0 | 0 | 0 | 0 | 0 | 0 | 0 | 0 | 0 | 0 | 0 | 0 | 0 | 0 | 0.0042249 | 0.012332 | 0.015199 | 0.014379 | 0 | 0 | 0 | 0 | 0 | 0 | 71.3424 | 70.3621 | 69.5055 | 68.7399 | 68.2292 | 67.6143 | 67.3815 | 67.7065 | 70.0434 | 74.684 | 79.9266 | 84.0699 | 87.36 | 89.6642 | 91.156 | 91.7089 | 91.9777 | 91.0667 | 89.1239 | 86.0502 | 82.1895 | 78.7987 | 76.6846 | 75.1715 | 0.0077657 | 0.0092859 | 0.0044696 | 0.0058088 | 0.0064602 | 0.012182 | 0.0082245 | 0.0047338 | 0.0052866 | 0.0066872 | 0.0081902 | 0.0090722 | 0.0090373 | 0.0091917 | 0.0091343 | 0.0089942 | 0.0084866 | 0.0072767 | 0.005852 | 0.0059875 | 0.0068957 | 0.0058367 | 0.0064763 | 0.0067772
Portfolio Adjusted1-in-2Size: Under 20 kWOrange County2023January Monthly Peak | Portfolio Adjusted | 1-in-2 | Size: Under 20 kW | Orange County | 2023 | January Monthly Peak | 1 | 0.99923 | 0.97096 | 0.95974 | 0.96709 | 0.9696 | 0.99267 | 1.0205 | 0.93976 | 1.1657 | 1.388 | 1.4982 | 1.4732 | 1.4125 | 1.344 | 1.3019 | 1.2819 | 1.3257 | 1.517 | 1.522 | 1.3824 | 1.2515 | 1.1623 | 1.0981 | 1.0465 | 0 | 0 | 0 | 0 | 0 | 0 | 0 | 0 | 0 | 0 | 0 | 0 | 0 | 0 | 0.0022536 | 0.0064541 | 0.0085228 | 0.010932 | 0 | 0 | 0 | 0 | 0 | 0 | 51.157 | 50.7151 | 50.2801 | 49.7536 | 49.5645 | 49.2283 | 49.1848 | 49.1633 | 49.7109 | 50.9544 | 52.616 | 53.7206 | 54.2228 | 55.0963 | 55.6113 | 55.5181 | 55.2926 | 54.8036 | 53.7284 | 52.608 | 51.8293 | 51.6167 | 51.5215 | 50.8329 | 0.0073276 | 0.0088236 | 0.0043477 | 0.0056844 | 0.006329 | 0.011937 | 0.009184 | 0.0046738 | 0.0047958 | 0.005545 | 0.0061541 | 0.0061289 | 0.005625 | 0.0052947 | 0.0048723 | 0.0047072 | 0.0047588 | 0.0055321 | 0.0056005 | 0.0057239 | 0.0058651 | 0.0051818 | 0.0060345 | 0.0064504
Portfolio Adjusted1-in-2Size: Under 20 kWOrange County2023February Monthly Peak | Portfolio Adjusted | 1-in-2 | Size: Under 20 kW | Orange County | 2023 | February Monthly Peak | 2 | 0.99151 | 0.96493 | 0.95493 | 0.96285 | 0.9671 | 0.98411 | 0.95403 | 0.86919 | 1.072 | 1.267 | 1.3917 | 1.4175 | 1.4128 | 1.3957 | 1.4006 | 1.4041 | 1.4161 | 1.4391 | 1.5269 | 1.3895 | 1.2643 | 1.166 | 1.0957 | 1.0417 | 0 | 0 | 0 | 0 | 0 | 0 | 0 | 0 | 0 | 0 | 0 | 0 | 0 | 0 | 0.0024244 | 0.0070693 | 0.0091045 | 0.010371 | 0 | 0 | 0 | 0 | 0 | 0 | 51.2011 | 50.9875 | 50.9442 | 50.6916 | 50.1088 | 50.1254 | 49.8249 | 50.1284 | 51.3375 | 54.3134 | 57.5071 | 60.2995 | 61.7433 | 62.3828 | 62.9294 | 62.6168 | 61.9795 | 60.8818 | 59.0417 | 57.4692 | 56.4395 | 55.3572 | 54.2803 | 52.9644 | 0.0072711 | 0.0087689 | 0.004326 | 0.0056594 | 0.0063126 | 0.011834 | 0.008586 | 0.0043228 | 0.0044106 | 0.0050615 | 0.0057166 | 0.0058974 | 0.0056263 | 0.0054984 | 0.0052417 | 0.0051558 | 0.0050837 | 0.0052484 | 0.0056183 | 0.0057531 | 0.0059251 | 0.0051987 | 0.006021 | 0.0064205
Portfolio Adjusted1-in-2Size: Under 20 kWOrange County2023March Monthly Peak | Portfolio Adjusted | 1-in-2 | Size: Under 20 kW | Orange County | 2023 | March Monthly Peak | 3 | 0.99988 | 0.96781 | 0.9504 | 0.95095 | 0.95538 | 0.97773 | 0.98461 | 0.88411 | 1.0408 | 1.238 | 1.3918 | 1.4302 | 1.4081 | 1.4129 | 1.4495 | 1.475 | 1.4727 | 1.3384 | 1.3047 | 1.3726 | 1.275 | 1.1866 | 1.1099 | 1.0552 | 0 | 0 | 0 | 0 | 0 | 0 | 0 | 0 | 0 | 0 | 0 | 0 | 0 | 0 | 0.0025091 | 0.0074264 | 0.0094679 | 0.009645 | 0 | 0 | 0 | 0 | 0 | 0 | 52.1794 | 51.2327 | 50.6861 | 50.4879 | 50.0424 | 49.6528 | 49.3345 | 49.6269 | 51.6221 | 53.8419 | 56.774 | 59.6548 | 61.7068 | 63.558 | 64.8322 | 65.4828 | 65.4098 | 64.572 | 61.9624 | 58.6041 | 56.7956 | 55.3291 | 54.2921 | 52.7859 | 0.0073324 | 0.008795 | 0.0043054 | 0.0055895 | 0.0062361 | 0.011757 | 0.0088613 | 0.0043971 | 0.0042819 | 0.0049456 | 0.0057169 | 0.00595 | 0.0056075 | 0.0055661 | 0.0054248 | 0.0054162 | 0.0052866 | 0.004881 | 0.0048006 | 0.0056832 | 0.0059752 | 0.0052904 | 0.0060992 | 0.0065039
Portfolio Adjusted1-in-2Size: Under 20 kWOrange County2023April Monthly Peak | Portfolio Adjusted | 1-in-2 | Size: Under 20 kW | Orange County | 2023 | April Monthly Peak | 4 | 0.99949 | 0.95865 | 0.93639 | 0.93581 | 0.93518 | 0.94185 | 0.87081 | 0.80405 | 0.98417 | 1.2097 | 1.4227 | 1.5416 | 1.6164 | 1.687 | 1.7699 | 1.8091 | 1.7595 | 1.4954 | 1.2476 | 1.2906 | 1.3046 | 1.1928 | 1.1049 | 1.0491 | 0 | 0 | 0 | 0 | 0 | 0 | 0 | 0 | 0 | 0 | 0 | 0 | 0 | 0 | 0.0030638 | 0.0091085 | 0.011312 | 0.010776 | 0 | 0 | 0 | 0 | 0 | 0 | 62.8055 | 61.8255 | 61.0069 | 60.3942 | 59.4046 | 58.6916 | 58.0127 | 58.093 | 60.5209 | 64.7324 | 69.5228 | 74.3868 | 78.8192 | 81.583 | 83.0524 | 83.7342 | 83.316 | 82.102 | 79.8567 | 76.8462 | 72.1472 | 69.3988 | 67.4853 | 65.6233 | 0.0073296 | 0.0087118 | 0.004242 | 0.0055005 | 0.0061043 | 0.011326 | 0.0078371 | 0.0039989 | 0.0040491 | 0.0048327 | 0.0058441 | 0.0064134 | 0.0064371 | 0.0066459 | 0.0066241 | 0.006643 | 0.0063164 | 0.0054536 | 0.0045908 | 0.0053438 | 0.0061137 | 0.0053179 | 0.0060718 | 0.0064663
Portfolio Adjusted1-in-2Size: Under 20 kWOrange County2023May Monthly Peak | Portfolio Adjusted | 1-in-2 | Size: Under 20 kW | Orange County | 2023 | May Monthly Peak | 5 | 1.0091 | 0.96715 | 0.94036 | 0.93399 | 0.93694 | 0.93278 | 0.79996 | 0.81657 | 1.0201 | 1.2613 | 1.483 | 1.6089 | 1.6816 | 1.7534 | 1.8336 | 1.8652 | 1.8158 | 1.5193 | 1.247 | 1.2154 | 1.3155 | 1.2081 | 1.1136 | 1.0578 | 0 | 0 | 0 | 0 | 0 | 0 | 0 | 0 | 0 | 0 | 0 | 0 | 0 | 0 | 0.0031741 | 0.009391 | 0.011674 | 0.010948 | 0 | 0 | 0 | 0 | 0 | 0 | 65.3775 | 64.3638 | 63.251 | 62.2837 | 61.6136 | 60.7615 | 60.3784 | 60.7628 | 63.4983 | 67.3355 | 71.6076 | 75.9632 | 80.0301 | 82.8067 | 84.5959 | 85.5831 | 85.8254 | 84.8956 | 82.6646 | 79.7098 | 75.4067 | 72.2242 | 70.5107 | 69.0451 | 0.0074003 | 0.008789 | 0.0042599 | 0.0054898 | 0.0061158 | 0.011216 | 0.0071995 | 0.0040611 | 0.004197 | 0.0050388 | 0.0060918 | 0.0066935 | 0.0066967 | 0.0069077 | 0.0068624 | 0.0068491 | 0.0065182 | 0.0055406 | 0.0045885 | 0.0050323 | 0.0061651 | 0.0053864 | 0.0061197 | 0.0065201
Portfolio Adjusted1-in-2Size: Under 20 kWOrange County2023June Monthly Peak | Portfolio Adjusted | 1-in-2 | Size: Under 20 kW | Orange County | 2023 | June Monthly Peak | 6 | 1.0315 | 0.988 | 0.96063 | 0.95215 | 0.95799 | 0.93024 | 0.79276 | 0.88731 | 1.1379 | 1.4365 | 1.7318 | 1.8981 | 1.9806 | 2.0538 | 2.1309 | 2.144 | 2.0739 | 1.763 | 1.4355 | 1.2747 | 1.3527 | 1.263 | 1.1564 | 1.0854 | 0 | 0 | 0 | 0 | 0 | 0 | 0 | 0 | 0 | 0 | 0 | 0 | 0 | 0 | 0.0036887 | 0.010795 | 0.013333 | 0.012705 | 0 | 0 | 0 | 0 | 0 | 0 | 68.0854 | 67.0449 | 65.9133 | 65.1175 | 64.4469 | 63.7881 | 63.1611 | 63.7332 | 66.7138 | 71.1125 | 74.9341 | 78.5725 | 81.1785 | 83.4314 | 85.0837 | 86.1795 | 86.8322 | 86.3465 | 84.9341 | 82.0856 | 78.3721 | 74.5352 | 72.1396 | 70.5722 | 0.0075643 | 0.0089785 | 0.0043518 | 0.0055966 | 0.0062532 | 0.011186 | 0.0071346 | 0.004413 | 0.0046815 | 0.0057388 | 0.0071137 | 0.0078967 | 0.0078875 | 0.0080909 | 0.0079752 | 0.0078731 | 0.0074449 | 0.0064295 | 0.0052821 | 0.0052779 | 0.0063393 | 0.005631 | 0.0063548 | 0.0066897
Portfolio Adjusted1-in-2Size: Under 20 kWOrange County2023July Monthly Peak | Portfolio Adjusted | 1-in-2 | Size: Under 20 kW | Orange County | 2023 | July Monthly Peak | 7 | 1.0387 | 0.99927 | 0.96718 | 0.96918 | 0.97102 | 0.97473 | 0.83187 | 0.93165 | 1.2504 | 1.6199 | 1.9689 | 2.1456 | 2.2373 | 2.2994 | 2.3921 | 2.4162 | 2.3161 | 1.9462 | 1.5491 | 1.3467 | 1.4194 | 1.3014 | 1.1747 | 1.1007 | 0 | 0 | 0 | 0 | 0 | 0 | 0 | 0 | 0 | 0 | 0 | 0 | 0 | 0 | 0.0041408 | 0.012165 | 0.014891 | 0.014025 | 0 | 0 | 0 | 0 | 0 | 0 | 70.6813 | 69.9621 | 69.2288 | 68.5 | 67.8838 | 67.4436 | 67.3348 | 67.7553 | 70.142 | 74.3367 | 79.8616 | 83.4826 | 86.5957 | 89.0306 | 90.8636 | 91.5859 | 92.0217 | 91.2193 | 89.5438 | 86.8843 | 82.9672 | 79.0689 | 76.5827 | 75.1941 | 0.0076174 | 0.0090809 | 0.0043815 | 0.0056966 | 0.0063382 | 0.011721 | 0.0074866 | 0.0046335 | 0.0051443 | 0.0064711 | 0.0080877 | 0.0089264 | 0.0089096 | 0.0090588 | 0.0089526 | 0.0088724 | 0.0083145 | 0.0070976 | 0.0057002 | 0.005576 | 0.006652 | 0.0058024 | 0.0064552 | 0.0067844
Portfolio Adjusted1-in-2Size: Under 20 kWOrange County2023August Monthly Peak | Portfolio Adjusted | 1-in-2 | Size: Under 20 kW | Orange County | 2023 | August Monthly Peak | 8 | 1.0839 | 1.045 | 1.0052 | 1.0074 | 1.0084 | 1.0344 | 0.93312 | 0.99695 | 1.3806 | 1.8288 | 2.1944 | 2.4024 | 2.5022 | 2.5528 | 2.6443 | 2.6333 | 2.5354 | 2.1367 | 1.6941 | 1.5268 | 1.5325 | 1.3587 | 1.2194 | 1.1326 | 0 | 0 | 0 | 0 | 0 | 0 | 0 | 0 | 0 | 0 | 0 | 0 | 0 | 0 | 0.0045774 | 0.013258 | 0.0163 | 0.015398 | 0 | 0 | 0 | 0 | 0 | 0 | 75.8101 | 74.7567 | 73.9072 | 72.8107 | 72.4284 | 71.6537 | 71.3332 | 71.6377 | 74.0156 | 78.9364 | 83.8374 | 88.105 | 91.1594 | 93.1902 | 94.5603 | 94.6922 | 94.9442 | 93.892 | 91.802 | 88.8692 | 84.4589 | 81.0521 | 79.1622 | 77.562 | 0.0079485 | 0.0094968 | 0.0045538 | 0.0059212 | 0.0065819 | 0.012438 | 0.0083979 | 0.0049582 | 0.0056802 | 0.0073059 | 0.009014 | 0.0099947 | 0.0099644 | 0.010057 | 0.0098965 | 0.0096696 | 0.0091014 | 0.0077924 | 0.0062335 | 0.0063217 | 0.007182 | 0.0060576 | 0.0067011 | 0.0069808
Portfolio Adjusted1-in-2Size: Under 20 kWOrange County2023September Monthly Peak | Portfolio Adjusted | 1-in-2 | Size: Under 20 kW | Orange County | 2023 | September Monthly Peak | 9 | 1.0508 | 1.006 | 0.97564 | 0.97568 | 0.97939 | 1.0097 | 0.99334 | 0.96883 | 1.2987 | 1.6806 | 2.0114 | 2.2002 | 2.3003 | 2.3728 | 2.4299 | 2.4394 | 2.3545 | 1.9652 | 1.5846 | 1.5753 | 1.4512 | 1.2885 | 1.1661 | 1.0883 | 0 | 0 | 0 | 0 | 0 | 0 | 0 | 0 | 0 | 0 | 0 | 0 | 0 | 0 | 0.0042063 | 0.012282 | 0.015138 | 0.014162 | 0 | 0 | 0 | 0 | 0 | 0 | 70.7928 | 69.6848 | 68.9728 | 68.5316 | 68.1578 | 67.5718 | 67.6967 | 67.6997 | 69.302 | 74.3505 | 81.0731 | 86.1196 | 90.5064 | 93.0044 | 94.1162 | 94.378 | 94.1129 | 92.8093 | 90.2156 | 86.3615 | 82.9598 | 80.5387 | 78.8541 | 77.3576 | 0.0077058 | 0.0091425 | 0.0044198 | 0.0057349 | 0.0063929 | 0.012141 | 0.0089398 | 0.0048184 | 0.0053433 | 0.006714 | 0.0082623 | 0.0091535 | 0.0091607 | 0.0093479 | 0.009094 | 0.0089575 | 0.0084523 | 0.0071668 | 0.0058308 | 0.0065226 | 0.0068011 | 0.0057446 | 0.0064081 | 0.006708
Portfolio Adjusted1-in-2Size: Under 20 kWOrange County2023October Monthly Peak | Portfolio Adjusted | 1-in-2 | Size: Under 20 kW | Orange County | 2023 | October Monthly Peak | 10 | 1.0133 | 0.98183 | 0.94972 | 0.95253 | 0.95044 | 0.96952 | 1.0119 | 0.93404 | 1.1602 | 1.4601 | 1.7545 | 1.9218 | 2.0191 | 2.0868 | 2.161 | 2.1674 | 2.0852 | 1.7614 | 1.6102 | 1.5127 | 1.372 | 1.2362 | 1.1232 | 1.0596 | 0 | 0 | 0 | 0 | 0 | 0 | 0 | 0 | 0 | 0 | 0 | 0 | 0 | 0 | 0.0037408 | 0.010913 | 0.013406 | 0.012693 | 0 | 0 | 0 | 0 | 0 | 0 | 69.8462 | 68.7096 | 67.9949 | 67.5156 | 66.7877 | 65.9897 | 66.4399 | 67.5455 | 68.161 | 72.0762 | 77.1195 | 81.9981 | 85.465 | 87.7165 | 89.3646 | 89.9459 | 89.61 | 88.1325 | 85.3779 | 81.5 | 78.1428 | 75.4199 | 73.5122 | 71.921 | 0.0074311 | 0.0089225 | 0.0043024 | 0.0055988 | 0.0062039 | 0.011658 | 0.0091069 | 0.0046454 | 0.0047735 | 0.0058331 | 0.0072068 | 0.0079954 | 0.0080408 | 0.008221 | 0.0080877 | 0.0079589 | 0.0074855 | 0.0064235 | 0.0059249 | 0.0062636 | 0.0064298 | 0.0055116 | 0.0061725 | 0.0065307
Portfolio Adjusted1-in-2Size: Under 20 kWOrange County2023November Monthly Peak | Portfolio Adjusted | 1-in-2 | Size: Under 20 kW | Orange County | 2023 | November Monthly Peak | 11 | 0.9613 | 0.93125 | 0.92234 | 0.91487 | 0.91431 | 0.93452 | 0.83729 | 0.80936 | 1.0308 | 1.2345 | 1.4245 | 1.5137 | 1.5652 | 1.6151 | 1.6511 | 1.6708 | 1.6597 | 1.7029 | 1.4929 | 1.3491 | 1.2359 | 1.1242 | 1.0427 | 0.98727 | 0 | 0 | 0 | 0 | 0 | 0 | 0 | 0 | 0 | 0 | 0 | 0 | 0 | 0 | 0.0028582 | 0.0084122 | 0.01067 | 0.012271 | 0 | 0 | 0 | 0 | 0 | 0 | 60.0192 | 59.4307 | 58.9825 | 58.5216 | 58.0274 | 58.0321 | 57.6477 | 57.691 | 61.7302 | 66.395 | 72.1995 | 77.021 | 80.5663 | 82.0465 | 82.5698 | 81.9757 | 79.9328 | 75.6464 | 71.1639 | 68.5956 | 66.6045 | 64.9146 | 63.5171 | 62.3344 | 0.0070495 | 0.0084627 | 0.0041783 | 0.0053774 | 0.0059681 | 0.011237 | 0.0075354 | 0.0040253 | 0.0042408 | 0.0049317 | 0.0058516 | 0.0062975 | 0.006233 | 0.0063627 | 0.0061794 | 0.0061352 | 0.0059578 | 0.0062101 | 0.0054931 | 0.0055859 | 0.005792 | 0.0050121 | 0.0057298 | 0.0060851
Portfolio Adjusted1-in-2Size: Under 20 kWOrange County2023December Monthly Peak | Portfolio Adjusted | 1-in-2 | Size: Under 20 kW | Orange County | 2023 | December Monthly Peak | 12 | 1.0155 | 0.98972 | 0.978 | 0.97363 | 0.97749 | 1.024 | 1.032 | 0.99291 | 1.2887 | 1.5578 | 1.6738 | 1.6176 | 1.5157 | 1.3973 | 1.3208 | 1.2744 | 1.3704 | 1.5924 | 1.5576 | 1.4297 | 1.2765 | 1.1871 | 1.1134 | 1.0527 | 0 | 0 | 0 | 0 | 0 | 0 | 0 | 0 | 0 | 0 | 0 | 0 | 0 | 0 | 0.0022863 | 0.0064163 | 0.0088105 | 0.011475 | 0 | 0 | 0 | 0 | 0 | 0 | 46.6051 | 45.8915 | 45.0522 | 44.0596 | 43.4141 | 42.647 | 42.4119 | 42.2435 | 42.8274 | 45.5044 | 47.6947 | 49.4826 | 50.9857 | 52.0623 | 52.4951 | 52.395 | 51.8238 | 50.917 | 49.638 | 48.5124 | 47.717 | 47.0035 | 46.4659 | 45.7879 | 0.0074467 | 0.0089941 | 0.0044305 | 0.0057228 | 0.0063805 | 0.012313 | 0.0092879 | 0.0049382 | 0.0053022 | 0.0062233 | 0.0068754 | 0.0067298 | 0.0060362 | 0.0055046 | 0.0049431 | 0.0046796 | 0.0049195 | 0.0058074 | 0.0057314 | 0.0059197 | 0.0059823 | 0.0052928 | 0.0061186 | 0.0064885
Portfolio Adjusted1-in-2Size: Under 20 kWOrange County2023Typical Event Day | Portfolio Adjusted | 1-in-2 | Size: Under 20 kW | Orange County | 2023 | Typical Event Day | 8 | 1.059 | 1.0218 | 0.98665 | 0.98825 | 0.9897 | 1.0131 | 0.91386 | 0.95183 | 1.285 | 1.6739 | 1.9938 | 2.1807 | 2.2693 | 2.3332 | 2.4406 | 2.4494 | 2.3641 | 1.9953 | 1.5904 | 1.4461 | 1.4714 | 1.3091 | 1.1785 | 1.0996 | 0 | 0 | 0 | 0 | 0 | 0 | 0 | 0 | 0 | 0 | 0 | 0 | 0 | 0 | 0.0042249 | 0.012332 | 0.015199 | 0.014379 | 0 | 0 | 0 | 0 | 0 | 0 | 71.3424 | 70.3621 | 69.5055 | 68.7399 | 68.2292 | 67.6143 | 67.3815 | 67.7065 | 70.0434 | 74.684 | 79.9266 | 84.0699 | 87.36 | 89.6642 | 91.156 | 91.7089 | 91.9777 | 91.0667 | 89.1239 | 86.0502 | 82.1895 | 78.7987 | 76.6846 | 75.1715 | 0.0077657 | 0.0092859 | 0.0044696 | 0.0058088 | 0.0064602 | 0.012182 | 0.0082245 | 0.0047338 | 0.0052866 | 0.0066872 | 0.0081902 | 0.0090722 | 0.0090373 | 0.0091917 | 0.0091343 | 0.0089942 | 0.0084866 | 0.0072767 | 0.005852 | 0.0059875 | 0.0068957 | 0.0058367 | 0.0064763 | 0.0067772
Portfolio Adjusted1-in-2Size: Under 20 kWOrange County2024January Monthly Peak | Portfolio Adjusted | 1-in-2 | Size: Under 20 kW | Orange County | 2024 | January Monthly Peak | 1 | 0.99923 | 0.97096 | 0.95974 | 0.96709 | 0.9696 | 0.99267 | 1.0205 | 0.93976 | 1.1657 | 1.388 | 1.4982 | 1.4732 | 1.4125 | 1.344 | 1.3019 | 1.2819 | 1.3257 | 1.517 | 1.522 | 1.3824 | 1.2515 | 1.1623 | 1.0981 | 1.0465 | 0 | 0 | 0 | 0 | 0 | 0 | 0 | 0 | 0 | 0 | 0 | 0 | 0 | 0 | 0.0022536 | 0.0064541 | 0.0085228 | 0.010932 | 0 | 0 | 0 | 0 | 0 | 0 | 51.157 | 50.7151 | 50.2801 | 49.7536 | 49.5645 | 49.2283 | 49.1848 | 49.1633 | 49.7109 | 50.9544 | 52.616 | 53.7206 | 54.2228 | 55.0963 | 55.6113 | 55.5181 | 55.2926 | 54.8036 | 53.7284 | 52.608 | 51.8293 | 51.6167 | 51.5215 | 50.8329 | 0.0073276 | 0.0088236 | 0.0043477 | 0.0056844 | 0.006329 | 0.011937 | 0.009184 | 0.0046738 | 0.0047958 | 0.005545 | 0.0061541 | 0.0061289 | 0.005625 | 0.0052947 | 0.0048723 | 0.0047072 | 0.0047588 | 0.0055321 | 0.0056005 | 0.0057239 | 0.0058651 | 0.0051818 | 0.0060345 | 0.0064504
Portfolio Adjusted1-in-2Size: Under 20 kWOrange County2024February Monthly Peak | Portfolio Adjusted | 1-in-2 | Size: Under 20 kW | Orange County | 2024 | February Monthly Peak | 2 | 0.99151 | 0.96493 | 0.95493 | 0.96285 | 0.9671 | 0.98411 | 0.95403 | 0.86919 | 1.072 | 1.267 | 1.3917 | 1.4175 | 1.4128 | 1.3957 | 1.4006 | 1.4041 | 1.4161 | 1.4391 | 1.5269 | 1.3895 | 1.2643 | 1.166 | 1.0957 | 1.0417 | 0 | 0 | 0 | 0 | 0 | 0 | 0 | 0 | 0 | 0 | 0 | 0 | 0 | 0 | 0.0024244 | 0.0070693 | 0.0091045 | 0.010371 | 0 | 0 | 0 | 0 | 0 | 0 | 51.2011 | 50.9875 | 50.9442 | 50.6916 | 50.1088 | 50.1254 | 49.8249 | 50.1284 | 51.3375 | 54.3134 | 57.5071 | 60.2995 | 61.7433 | 62.3828 | 62.9294 | 62.6168 | 61.9795 | 60.8818 | 59.0417 | 57.4692 | 56.4395 | 55.3572 | 54.2803 | 52.9644 | 0.0072711 | 0.0087689 | 0.004326 | 0.0056594 | 0.0063126 | 0.011834 | 0.008586 | 0.0043228 | 0.0044106 | 0.0050615 | 0.0057166 | 0.0058974 | 0.0056263 | 0.0054984 | 0.0052417 | 0.0051558 | 0.0050837 | 0.0052484 | 0.0056183 | 0.0057531 | 0.0059251 | 0.0051987 | 0.006021 | 0.0064205
Portfolio Adjusted1-in-2Size: Under 20 kWOrange County2024March Monthly Peak | Portfolio Adjusted | 1-in-2 | Size: Under 20 kW | Orange County | 2024 | March Monthly Peak | 3 | 0.99988 | 0.96781 | 0.9504 | 0.95095 | 0.95538 | 0.97773 | 0.98461 | 0.88411 | 1.0408 | 1.238 | 1.3918 | 1.4302 | 1.4081 | 1.4129 | 1.4495 | 1.475 | 1.4727 | 1.3384 | 1.3047 | 1.3726 | 1.275 | 1.1866 | 1.1099 | 1.0552 | 0 | 0 | 0 | 0 | 0 | 0 | 0 | 0 | 0 | 0 | 0 | 0 | 0 | 0 | 0.0025091 | 0.0074264 | 0.0094679 | 0.009645 | 0 | 0 | 0 | 0 | 0 | 0 | 52.1794 | 51.2327 | 50.6861 | 50.4879 | 50.0424 | 49.6528 | 49.3345 | 49.6269 | 51.6221 | 53.8419 | 56.774 | 59.6548 | 61.7068 | 63.558 | 64.8322 | 65.4828 | 65.4098 | 64.572 | 61.9624 | 58.6041 | 56.7956 | 55.3291 | 54.2921 | 52.7859 | 0.0073324 | 0.008795 | 0.0043054 | 0.0055895 | 0.0062361 | 0.011757 | 0.0088613 | 0.0043971 | 0.0042819 | 0.0049456 | 0.0057169 | 0.00595 | 0.0056075 | 0.0055661 | 0.0054248 | 0.0054162 | 0.0052866 | 0.004881 | 0.0048006 | 0.0056832 | 0.0059752 | 0.0052904 | 0.0060992 | 0.0065039
Portfolio Adjusted1-in-2Size: Under 20 kWOrange County2024April Monthly Peak | Portfolio Adjusted | 1-in-2 | Size: Under 20 kW | Orange County | 2024 | April Monthly Peak | 4 | 0.99949 | 0.95865 | 0.93639 | 0.93581 | 0.93518 | 0.94185 | 0.87081 | 0.80405 | 0.98417 | 1.2097 | 1.4227 | 1.5416 | 1.6164 | 1.687 | 1.7699 | 1.8091 | 1.7595 | 1.4954 | 1.2476 | 1.2906 | 1.3046 | 1.1928 | 1.1049 | 1.0491 | 0 | 0 | 0 | 0 | 0 | 0 | 0 | 0 | 0 | 0 | 0 | 0 | 0 | 0 | 0.0030638 | 0.0091085 | 0.011312 | 0.010776 | 0 | 0 | 0 | 0 | 0 | 0 | 62.8055 | 61.8255 | 61.0069 | 60.3942 | 59.4046 | 58.6916 | 58.0127 | 58.093 | 60.5209 | 64.7324 | 69.5228 | 74.3868 | 78.8192 | 81.583 | 83.0524 | 83.7342 | 83.316 | 82.102 | 79.8567 | 76.8462 | 72.1472 | 69.3988 | 67.4853 | 65.6233 | 0.0073296 | 0.0087118 | 0.004242 | 0.0055005 | 0.0061043 | 0.011326 | 0.0078371 | 0.0039989 | 0.0040491 | 0.0048327 | 0.0058441 | 0.0064134 | 0.0064371 | 0.0066459 | 0.0066241 | 0.006643 | 0.0063164 | 0.0054536 | 0.0045908 | 0.0053438 | 0.0061137 | 0.0053179 | 0.0060718 | 0.0064663
Portfolio Adjusted1-in-2Size: Under 20 kWOrange County2024May Monthly Peak | Portfolio Adjusted | 1-in-2 | Size: Under 20 kW | Orange County | 2024 | May Monthly Peak | 5 | 1.0091 | 0.96715 | 0.94036 | 0.93399 | 0.93694 | 0.93278 | 0.79996 | 0.81657 | 1.0201 | 1.2613 | 1.483 | 1.6089 | 1.6816 | 1.7534 | 1.8336 | 1.8652 | 1.8158 | 1.5193 | 1.247 | 1.2154 | 1.3155 | 1.2081 | 1.1136 | 1.0578 | 0 | 0 | 0 | 0 | 0 | 0 | 0 | 0 | 0 | 0 | 0 | 0 | 0 | 0 | 0.0031741 | 0.009391 | 0.011674 | 0.010948 | 0 | 0 | 0 | 0 | 0 | 0 | 65.3775 | 64.3638 | 63.251 | 62.2837 | 61.6136 | 60.7615 | 60.3784 | 60.7628 | 63.4983 | 67.3355 | 71.6076 | 75.9632 | 80.0301 | 82.8067 | 84.5959 | 85.5831 | 85.8254 | 84.8956 | 82.6646 | 79.7098 | 75.4067 | 72.2242 | 70.5107 | 69.0451 | 0.0074003 | 0.008789 | 0.0042599 | 0.0054898 | 0.0061158 | 0.011216 | 0.0071995 | 0.0040611 | 0.004197 | 0.0050388 | 0.0060918 | 0.0066935 | 0.0066967 | 0.0069077 | 0.0068624 | 0.0068491 | 0.0065182 | 0.0055406 | 0.0045885 | 0.0050323 | 0.0061651 | 0.0053864 | 0.0061197 | 0.0065201
Portfolio Adjusted1-in-2Size: Under 20 kWOrange County2024June Monthly Peak | Portfolio Adjusted | 1-in-2 | Size: Under 20 kW | Orange County | 2024 | June Monthly Peak | 6 | 1.0315 | 0.988 | 0.96063 | 0.95215 | 0.95799 | 0.93024 | 0.79276 | 0.88731 | 1.1379 | 1.4365 | 1.7318 | 1.8981 | 1.9806 | 2.0538 | 2.1309 | 2.144 | 2.0739 | 1.763 | 1.4355 | 1.2747 | 1.3527 | 1.263 | 1.1564 | 1.0854 | 0 | 0 | 0 | 0 | 0 | 0 | 0 | 0 | 0 | 0 | 0 | 0 | 0 | 0 | 0.0036887 | 0.010795 | 0.013333 | 0.012705 | 0 | 0 | 0 | 0 | 0 | 0 | 68.0854 | 67.0449 | 65.9133 | 65.1175 | 64.4469 | 63.7881 | 63.1611 | 63.7332 | 66.7138 | 71.1125 | 74.9341 | 78.5725 | 81.1785 | 83.4314 | 85.0837 | 86.1795 | 86.8322 | 86.3465 | 84.9341 | 82.0856 | 78.3721 | 74.5352 | 72.1396 | 70.5722 | 0.0075643 | 0.0089785 | 0.0043518 | 0.0055966 | 0.0062532 | 0.011186 | 0.0071346 | 0.004413 | 0.0046815 | 0.0057388 | 0.0071137 | 0.0078967 | 0.0078875 | 0.0080909 | 0.0079752 | 0.0078731 | 0.0074449 | 0.0064295 | 0.0052821 | 0.0052779 | 0.0063393 | 0.005631 | 0.0063548 | 0.0066897
Portfolio Adjusted1-in-2Size: Under 20 kWOrange County2024July Monthly Peak | Portfolio Adjusted | 1-in-2 | Size: Under 20 kW | Orange County | 2024 | July Monthly Peak | 7 | 1.0387 | 0.99927 | 0.96718 | 0.96918 | 0.97102 | 0.97473 | 0.83187 | 0.93165 | 1.2504 | 1.6199 | 1.9689 | 2.1456 | 2.2373 | 2.2994 | 2.3921 | 2.4162 | 2.3161 | 1.9462 | 1.5491 | 1.3467 | 1.4194 | 1.3014 | 1.1747 | 1.1007 | 0 | 0 | 0 | 0 | 0 | 0 | 0 | 0 | 0 | 0 | 0 | 0 | 0 | 0 | 0.0041408 | 0.012165 | 0.014891 | 0.014025 | 0 | 0 | 0 | 0 | 0 | 0 | 70.6813 | 69.9621 | 69.2288 | 68.5 | 67.8838 | 67.4436 | 67.3348 | 67.7553 | 70.142 | 74.3367 | 79.8616 | 83.4826 | 86.5957 | 89.0306 | 90.8636 | 91.5859 | 92.0217 | 91.2193 | 89.5438 | 86.8843 | 82.9672 | 79.0689 | 76.5827 | 75.1941 | 0.0076174 | 0.0090809 | 0.0043815 | 0.0056966 | 0.0063382 | 0.011721 | 0.0074866 | 0.0046335 | 0.0051443 | 0.0064711 | 0.0080877 | 0.0089264 | 0.0089096 | 0.0090588 | 0.0089526 | 0.0088724 | 0.0083145 | 0.0070976 | 0.0057002 | 0.005576 | 0.006652 | 0.0058024 | 0.0064552 | 0.0067844
Portfolio Adjusted1-in-2Size: Under 20 kWOrange County2024August Monthly Peak | Portfolio Adjusted | 1-in-2 | Size: Under 20 kW | Orange County | 2024 | August Monthly Peak | 8 | 1.0839 | 1.045 | 1.0052 | 1.0074 | 1.0084 | 1.0344 | 0.93312 | 0.99695 | 1.3806 | 1.8288 | 2.1944 | 2.4024 | 2.5022 | 2.5528 | 2.6443 | 2.6333 | 2.5354 | 2.1367 | 1.6941 | 1.5268 | 1.5325 | 1.3587 | 1.2194 | 1.1326 | 0 | 0 | 0 | 0 | 0 | 0 | 0 | 0 | 0 | 0 | 0 | 0 | 0 | 0 | 0.0045774 | 0.013258 | 0.0163 | 0.015398 | 0 | 0 | 0 | 0 | 0 | 0 | 75.8101 | 74.7567 | 73.9072 | 72.8107 | 72.4284 | 71.6537 | 71.3332 | 71.6377 | 74.0156 | 78.9364 | 83.8374 | 88.105 | 91.1594 | 93.1902 | 94.5603 | 94.6922 | 94.9442 | 93.892 | 91.802 | 88.8692 | 84.4589 | 81.0521 | 79.1622 | 77.562 | 0.0079485 | 0.0094968 | 0.0045538 | 0.0059212 | 0.0065819 | 0.012438 | 0.0083979 | 0.0049582 | 0.0056802 | 0.0073059 | 0.009014 | 0.0099947 | 0.0099644 | 0.010057 | 0.0098965 | 0.0096696 | 0.0091014 | 0.0077924 | 0.0062335 | 0.0063217 | 0.007182 | 0.0060576 | 0.0067011 | 0.0069808
Portfolio Adjusted1-in-2Size: Under 20 kWOrange County2024September Monthly Peak | Portfolio Adjusted | 1-in-2 | Size: Under 20 kW | Orange County | 2024 | September Monthly Peak | 9 | 1.0508 | 1.006 | 0.97564 | 0.97568 | 0.97939 | 1.0097 | 0.99334 | 0.96883 | 1.2987 | 1.6806 | 2.0114 | 2.2002 | 2.3003 | 2.3728 | 2.4299 | 2.4394 | 2.3545 | 1.9652 | 1.5846 | 1.5753 | 1.4512 | 1.2885 | 1.1661 | 1.0883 | 0 | 0 | 0 | 0 | 0 | 0 | 0 | 0 | 0 | 0 | 0 | 0 | 0 | 0 | 0.0042063 | 0.012282 | 0.015138 | 0.014162 | 0 | 0 | 0 | 0 | 0 | 0 | 70.7928 | 69.6848 | 68.9728 | 68.5316 | 68.1578 | 67.5718 | 67.6967 | 67.6997 | 69.302 | 74.3505 | 81.0731 | 86.1196 | 90.5064 | 93.0044 | 94.1162 | 94.378 | 94.1129 | 92.8093 | 90.2156 | 86.3615 | 82.9598 | 80.5387 | 78.8541 | 77.3576 | 0.0077058 | 0.0091425 | 0.0044198 | 0.0057349 | 0.0063929 | 0.012141 | 0.0089398 | 0.0048184 | 0.0053433 | 0.006714 | 0.0082623 | 0.0091535 | 0.0091607 | 0.0093479 | 0.009094 | 0.0089575 | 0.0084523 | 0.0071668 | 0.0058308 | 0.0065226 | 0.0068011 | 0.0057446 | 0.0064081 | 0.006708
Portfolio Adjusted1-in-2Size: Under 20 kWOrange County2024October Monthly Peak | Portfolio Adjusted | 1-in-2 | Size: Under 20 kW | Orange County | 2024 | October Monthly Peak | 10 | 1.0133 | 0.98183 | 0.94972 | 0.95253 | 0.95044 | 0.96952 | 1.0119 | 0.93404 | 1.1602 | 1.4601 | 1.7545 | 1.9218 | 2.0191 | 2.0868 | 2.161 | 2.1674 | 2.0852 | 1.7614 | 1.6102 | 1.5127 | 1.372 | 1.2362 | 1.1232 | 1.0596 | 0 | 0 | 0 | 0 | 0 | 0 | 0 | 0 | 0 | 0 | 0 | 0 | 0 | 0 | 0.0037408 | 0.010913 | 0.013406 | 0.012693 | 0 | 0 | 0 | 0 | 0 | 0 | 69.8462 | 68.7096 | 67.9949 | 67.5156 | 66.7877 | 65.9897 | 66.4399 | 67.5455 | 68.161 | 72.0762 | 77.1195 | 81.9981 | 85.465 | 87.7165 | 89.3646 | 89.9459 | 89.61 | 88.1325 | 85.3779 | 81.5 | 78.1428 | 75.4199 | 73.5122 | 71.921 | 0.0074311 | 0.0089225 | 0.0043024 | 0.0055988 | 0.0062039 | 0.011658 | 0.0091069 | 0.0046454 | 0.0047735 | 0.0058331 | 0.0072068 | 0.0079954 | 0.0080408 | 0.008221 | 0.0080877 | 0.0079589 | 0.0074855 | 0.0064235 | 0.0059249 | 0.0062636 | 0.0064298 | 0.0055116 | 0.0061725 | 0.0065307
Portfolio Adjusted1-in-2Size: Under 20 kWOrange County2024November Monthly Peak | Portfolio Adjusted | 1-in-2 | Size: Under 20 kW | Orange County | 2024 | November Monthly Peak | 11 | 0.9613 | 0.93125 | 0.92234 | 0.91487 | 0.91431 | 0.93452 | 0.83729 | 0.80936 | 1.0308 | 1.2345 | 1.4245 | 1.5137 | 1.5652 | 1.6151 | 1.6511 | 1.6708 | 1.6597 | 1.7029 | 1.4929 | 1.3491 | 1.2359 | 1.1242 | 1.0427 | 0.98727 | 0 | 0 | 0 | 0 | 0 | 0 | 0 | 0 | 0 | 0 | 0 | 0 | 0 | 0 | 0.0028582 | 0.0084122 | 0.01067 | 0.012271 | 0 | 0 | 0 | 0 | 0 | 0 | 60.0192 | 59.4307 | 58.9825 | 58.5216 | 58.0274 | 58.0321 | 57.6477 | 57.691 | 61.7302 | 66.395 | 72.1995 | 77.021 | 80.5663 | 82.0465 | 82.5698 | 81.9757 | 79.9328 | 75.6464 | 71.1639 | 68.5956 | 66.6045 | 64.9146 | 63.5171 | 62.3344 | 0.0070495 | 0.0084627 | 0.0041783 | 0.0053774 | 0.0059681 | 0.011237 | 0.0075354 | 0.0040253 | 0.0042408 | 0.0049317 | 0.0058516 | 0.0062975 | 0.006233 | 0.0063627 | 0.0061794 | 0.0061352 | 0.0059578 | 0.0062101 | 0.0054931 | 0.0055859 | 0.005792 | 0.0050121 | 0.0057298 | 0.0060851
Portfolio Adjusted1-in-2Size: Under 20 kWOrange County2024December Monthly Peak | Portfolio Adjusted | 1-in-2 | Size: Under 20 kW | Orange County | 2024 | December Monthly Peak | 12 | 1.0155 | 0.98972 | 0.978 | 0.97363 | 0.97749 | 1.024 | 1.032 | 0.99291 | 1.2887 | 1.5578 | 1.6738 | 1.6176 | 1.5157 | 1.3973 | 1.3208 | 1.2744 | 1.3704 | 1.5924 | 1.5576 | 1.4297 | 1.2765 | 1.1871 | 1.1134 | 1.0527 | 0 | 0 | 0 | 0 | 0 | 0 | 0 | 0 | 0 | 0 | 0 | 0 | 0 | 0 | 0.0022863 | 0.0064163 | 0.0088105 | 0.011475 | 0 | 0 | 0 | 0 | 0 | 0 | 46.6051 | 45.8915 | 45.0522 | 44.0596 | 43.4141 | 42.647 | 42.4119 | 42.2435 | 42.8274 | 45.5044 | 47.6947 | 49.4826 | 50.9857 | 52.0623 | 52.4951 | 52.395 | 51.8238 | 50.917 | 49.638 | 48.5124 | 47.717 | 47.0035 | 46.4659 | 45.7879 | 0.0074467 | 0.0089941 | 0.0044305 | 0.0057228 | 0.0063805 | 0.012313 | 0.0092879 | 0.0049382 | 0.0053022 | 0.0062233 | 0.0068754 | 0.0067298 | 0.0060362 | 0.0055046 | 0.0049431 | 0.0046796 | 0.0049195 | 0.0058074 | 0.0057314 | 0.0059197 | 0.0059823 | 0.0052928 | 0.0061186 | 0.0064885
Portfolio Adjusted1-in-2Size: Under 20 kWOrange County2024Typical Event Day | Portfolio Adjusted | 1-in-2 | Size: Under 20 kW | Orange County | 2024 | Typical Event Day | 8 | 1.059 | 1.0218 | 0.98665 | 0.98825 | 0.9897 | 1.0131 | 0.91386 | 0.95183 | 1.285 | 1.6739 | 1.9938 | 2.1807 | 2.2693 | 2.3332 | 2.4406 | 2.4494 | 2.3641 | 1.9953 | 1.5904 | 1.4461 | 1.4714 | 1.3091 | 1.1785 | 1.0996 | 0 | 0 | 0 | 0 | 0 | 0 | 0 | 0 | 0 | 0 | 0 | 0 | 0 | 0 | 0.0042249 | 0.012332 | 0.015199 | 0.014379 | 0 | 0 | 0 | 0 | 0 | 0 | 71.3424 | 70.3621 | 69.5055 | 68.7399 | 68.2292 | 67.6143 | 67.3815 | 67.7065 | 70.0434 | 74.684 | 79.9266 | 84.0699 | 87.36 | 89.6642 | 91.156 | 91.7089 | 91.9777 | 91.0667 | 89.1239 | 86.0502 | 82.1895 | 78.7987 | 76.6846 | 75.1715 | 0.0077657 | 0.0092859 | 0.0044696 | 0.0058088 | 0.0064602 | 0.012182 | 0.0082245 | 0.0047338 | 0.0052866 | 0.0066872 | 0.0081902 | 0.0090722 | 0.0090373 | 0.0091917 | 0.0091343 | 0.0089942 | 0.0084866 | 0.0072767 | 0.005852 | 0.0059875 | 0.0068957 | 0.0058367 | 0.0064763 | 0.0067772
Portfolio Adjusted1-in-2Size: Under 20 kWOrange County2025January Monthly Peak | Portfolio Adjusted | 1-in-2 | Size: Under 20 kW | Orange County | 2025 | January Monthly Peak | 1 | 0.99923 | 0.97096 | 0.95974 | 0.96709 | 0.9696 | 0.99267 | 1.0205 | 0.93976 | 1.1657 | 1.388 | 1.4982 | 1.4732 | 1.4125 | 1.344 | 1.3019 | 1.2819 | 1.3257 | 1.517 | 1.522 | 1.3824 | 1.2515 | 1.1623 | 1.0981 | 1.0465 | 0 | 0 | 0 | 0 | 0 | 0 | 0 | 0 | 0 | 0 | 0 | 0 | 0 | 0 | 0.0022536 | 0.0064541 | 0.0085228 | 0.010932 | 0 | 0 | 0 | 0 | 0 | 0 | 51.157 | 50.7151 | 50.2801 | 49.7536 | 49.5645 | 49.2283 | 49.1848 | 49.1633 | 49.7109 | 50.9544 | 52.616 | 53.7206 | 54.2228 | 55.0963 | 55.6113 | 55.5181 | 55.2926 | 54.8036 | 53.7284 | 52.608 | 51.8293 | 51.6167 | 51.5215 | 50.8329 | 0.0073276 | 0.0088236 | 0.0043477 | 0.0056844 | 0.006329 | 0.011937 | 0.009184 | 0.0046738 | 0.0047958 | 0.005545 | 0.0061541 | 0.0061289 | 0.005625 | 0.0052947 | 0.0048723 | 0.0047072 | 0.0047588 | 0.0055321 | 0.0056005 | 0.0057239 | 0.0058651 | 0.0051818 | 0.0060345 | 0.0064504
Portfolio Adjusted1-in-2Size: Under 20 kWOrange County2025February Monthly Peak | Portfolio Adjusted | 1-in-2 | Size: Under 20 kW | Orange County | 2025 | February Monthly Peak | 2 | 0.99151 | 0.96493 | 0.95493 | 0.96285 | 0.9671 | 0.98411 | 0.95403 | 0.86919 | 1.072 | 1.267 | 1.3917 | 1.4175 | 1.4128 | 1.3957 | 1.4006 | 1.4041 | 1.4161 | 1.4391 | 1.5269 | 1.3895 | 1.2643 | 1.166 | 1.0957 | 1.0417 | 0 | 0 | 0 | 0 | 0 | 0 | 0 | 0 | 0 | 0 | 0 | 0 | 0 | 0 | 0.0024244 | 0.0070693 | 0.0091045 | 0.010371 | 0 | 0 | 0 | 0 | 0 | 0 | 51.2011 | 50.9875 | 50.9442 | 50.6916 | 50.1088 | 50.1254 | 49.8249 | 50.1284 | 51.3375 | 54.3134 | 57.5071 | 60.2995 | 61.7433 | 62.3828 | 62.9294 | 62.6168 | 61.9795 | 60.8818 | 59.0417 | 57.4692 | 56.4395 | 55.3572 | 54.2803 | 52.9644 | 0.0072711 | 0.0087689 | 0.004326 | 0.0056594 | 0.0063126 | 0.011834 | 0.008586 | 0.0043228 | 0.0044106 | 0.0050615 | 0.0057166 | 0.0058974 | 0.0056263 | 0.0054984 | 0.0052417 | 0.0051558 | 0.0050837 | 0.0052484 | 0.0056183 | 0.0057531 | 0.0059251 | 0.0051987 | 0.006021 | 0.0064205
Portfolio Adjusted1-in-2Size: Under 20 kWOrange County2025March Monthly Peak | Portfolio Adjusted | 1-in-2 | Size: Under 20 kW | Orange County | 2025 | March Monthly Peak | 3 | 0.99988 | 0.96781 | 0.9504 | 0.95095 | 0.95538 | 0.97773 | 0.98461 | 0.88411 | 1.0408 | 1.238 | 1.3918 | 1.4302 | 1.4081 | 1.4129 | 1.4495 | 1.475 | 1.4727 | 1.3384 | 1.3047 | 1.3726 | 1.275 | 1.1866 | 1.1099 | 1.0552 | 0 | 0 | 0 | 0 | 0 | 0 | 0 | 0 | 0 | 0 | 0 | 0 | 0 | 0 | 0.0025091 | 0.0074264 | 0.0094679 | 0.009645 | 0 | 0 | 0 | 0 | 0 | 0 | 52.1794 | 51.2327 | 50.6861 | 50.4879 | 50.0424 | 49.6528 | 49.3345 | 49.6269 | 51.6221 | 53.8419 | 56.774 | 59.6548 | 61.7068 | 63.558 | 64.8322 | 65.4828 | 65.4098 | 64.572 | 61.9624 | 58.6041 | 56.7956 | 55.3291 | 54.2921 | 52.7859 | 0.0073324 | 0.008795 | 0.0043054 | 0.0055895 | 0.0062361 | 0.011757 | 0.0088613 | 0.0043971 | 0.0042819 | 0.0049456 | 0.0057169 | 0.00595 | 0.0056075 | 0.0055661 | 0.0054248 | 0.0054162 | 0.0052866 | 0.004881 | 0.0048006 | 0.0056832 | 0.0059752 | 0.0052904 | 0.0060992 | 0.0065039
Portfolio Adjusted1-in-2Size: Under 20 kWOrange County2025April Monthly Peak | Portfolio Adjusted | 1-in-2 | Size: Under 20 kW | Orange County | 2025 | April Monthly Peak | 4 | 0.99949 | 0.95865 | 0.93639 | 0.93581 | 0.93518 | 0.94185 | 0.87081 | 0.80405 | 0.98417 | 1.2097 | 1.4227 | 1.5416 | 1.6164 | 1.687 | 1.7699 | 1.8091 | 1.7595 | 1.4954 | 1.2476 | 1.2906 | 1.3046 | 1.1928 | 1.1049 | 1.0491 | 0 | 0 | 0 | 0 | 0 | 0 | 0 | 0 | 0 | 0 | 0 | 0 | 0 | 0 | 0.0030638 | 0.0091085 | 0.011312 | 0.010776 | 0 | 0 | 0 | 0 | 0 | 0 | 62.8055 | 61.8255 | 61.0069 | 60.3942 | 59.4046 | 58.6916 | 58.0127 | 58.093 | 60.5209 | 64.7324 | 69.5228 | 74.3868 | 78.8192 | 81.583 | 83.0524 | 83.7342 | 83.316 | 82.102 | 79.8567 | 76.8462 | 72.1472 | 69.3988 | 67.4853 | 65.6233 | 0.0073296 | 0.0087118 | 0.004242 | 0.0055005 | 0.0061043 | 0.011326 | 0.0078371 | 0.0039989 | 0.0040491 | 0.0048327 | 0.0058441 | 0.0064134 | 0.0064371 | 0.0066459 | 0.0066241 | 0.006643 | 0.0063164 | 0.0054536 | 0.0045908 | 0.0053438 | 0.0061137 | 0.0053179 | 0.0060718 | 0.0064663
Portfolio Adjusted1-in-2Size: Under 20 kWOrange County2025May Monthly Peak | Portfolio Adjusted | 1-in-2 | Size: Under 20 kW | Orange County | 2025 | May Monthly Peak | 5 | 1.0091 | 0.96715 | 0.94036 | 0.93399 | 0.93694 | 0.93278 | 0.79996 | 0.81657 | 1.0201 | 1.2613 | 1.483 | 1.6089 | 1.6816 | 1.7534 | 1.8336 | 1.8652 | 1.8158 | 1.5193 | 1.247 | 1.2154 | 1.3155 | 1.2081 | 1.1136 | 1.0578 | 0 | 0 | 0 | 0 | 0 | 0 | 0 | 0 | 0 | 0 | 0 | 0 | 0 | 0 | 0.0031741 | 0.009391 | 0.011674 | 0.010948 | 0 | 0 | 0 | 0 | 0 | 0 | 65.3775 | 64.3638 | 63.251 | 62.2837 | 61.6136 | 60.7615 | 60.3784 | 60.7628 | 63.4983 | 67.3355 | 71.6076 | 75.9632 | 80.0301 | 82.8067 | 84.5959 | 85.5831 | 85.8254 | 84.8956 | 82.6646 | 79.7098 | 75.4067 | 72.2242 | 70.5107 | 69.0451 | 0.0074003 | 0.008789 | 0.0042599 | 0.0054898 | 0.0061158 | 0.011216 | 0.0071995 | 0.0040611 | 0.004197 | 0.0050388 | 0.0060918 | 0.0066935 | 0.0066967 | 0.0069077 | 0.0068624 | 0.0068491 | 0.0065182 | 0.0055406 | 0.0045885 | 0.0050323 | 0.0061651 | 0.0053864 | 0.0061197 | 0.0065201
Portfolio Adjusted1-in-2Size: Under 20 kWOrange County2025June Monthly Peak | Portfolio Adjusted | 1-in-2 | Size: Under 20 kW | Orange County | 2025 | June Monthly Peak | 6 | 1.0315 | 0.988 | 0.96063 | 0.95215 | 0.95799 | 0.93024 | 0.79276 | 0.88731 | 1.1379 | 1.4365 | 1.7318 | 1.8981 | 1.9806 | 2.0538 | 2.1309 | 2.144 | 2.0739 | 1.763 | 1.4355 | 1.2747 | 1.3527 | 1.263 | 1.1564 | 1.0854 | 0 | 0 | 0 | 0 | 0 | 0 | 0 | 0 | 0 | 0 | 0 | 0 | 0 | 0 | 0.0036887 | 0.010795 | 0.013333 | 0.012705 | 0 | 0 | 0 | 0 | 0 | 0 | 68.0854 | 67.0449 | 65.9133 | 65.1175 | 64.4469 | 63.7881 | 63.1611 | 63.7332 | 66.7138 | 71.1125 | 74.9341 | 78.5725 | 81.1785 | 83.4314 | 85.0837 | 86.1795 | 86.8322 | 86.3465 | 84.9341 | 82.0856 | 78.3721 | 74.5352 | 72.1396 | 70.5722 | 0.0075643 | 0.0089785 | 0.0043518 | 0.0055966 | 0.0062532 | 0.011186 | 0.0071346 | 0.004413 | 0.0046815 | 0.0057388 | 0.0071137 | 0.0078967 | 0.0078875 | 0.0080909 | 0.0079752 | 0.0078731 | 0.0074449 | 0.0064295 | 0.0052821 | 0.0052779 | 0.0063393 | 0.005631 | 0.0063548 | 0.0066897
Portfolio Adjusted1-in-2Size: Under 20 kWOrange County2025July Monthly Peak | Portfolio Adjusted | 1-in-2 | Size: Under 20 kW | Orange County | 2025 | July Monthly Peak | 7 | 1.0387 | 0.99927 | 0.96718 | 0.96918 | 0.97102 | 0.97473 | 0.83187 | 0.93165 | 1.2504 | 1.6199 | 1.9689 | 2.1456 | 2.2373 | 2.2994 | 2.3921 | 2.4162 | 2.3161 | 1.9462 | 1.5491 | 1.3467 | 1.4194 | 1.3014 | 1.1747 | 1.1007 | 0 | 0 | 0 | 0 | 0 | 0 | 0 | 0 | 0 | 0 | 0 | 0 | 0 | 0 | 0.0041408 | 0.012165 | 0.014891 | 0.014025 | 0 | 0 | 0 | 0 | 0 | 0 | 70.6813 | 69.9621 | 69.2288 | 68.5 | 67.8838 | 67.4436 | 67.3348 | 67.7553 | 70.142 | 74.3367 | 79.8616 | 83.4826 | 86.5957 | 89.0306 | 90.8636 | 91.5859 | 92.0217 | 91.2193 | 89.5438 | 86.8843 | 82.9672 | 79.0689 | 76.5827 | 75.1941 | 0.0076174 | 0.0090809 | 0.0043815 | 0.0056966 | 0.0063382 | 0.011721 | 0.0074866 | 0.0046335 | 0.0051443 | 0.0064711 | 0.0080877 | 0.0089264 | 0.0089096 | 0.0090588 | 0.0089526 | 0.0088724 | 0.0083145 | 0.0070976 | 0.0057002 | 0.005576 | 0.006652 | 0.0058024 | 0.0064552 | 0.0067844
Portfolio Adjusted1-in-2Size: Under 20 kWOrange County2025August Monthly Peak | Portfolio Adjusted | 1-in-2 | Size: Under 20 kW | Orange County | 2025 | August Monthly Peak | 8 | 1.0839 | 1.045 | 1.0052 | 1.0074 | 1.0084 | 1.0344 | 0.93312 | 0.99695 | 1.3806 | 1.8288 | 2.1944 | 2.4024 | 2.5022 | 2.5528 | 2.6443 | 2.6333 | 2.5354 | 2.1367 | 1.6941 | 1.5268 | 1.5325 | 1.3587 | 1.2194 | 1.1326 | 0 | 0 | 0 | 0 | 0 | 0 | 0 | 0 | 0 | 0 | 0 | 0 | 0 | 0 | 0.0045774 | 0.013258 | 0.0163 | 0.015398 | 0 | 0 | 0 | 0 | 0 | 0 | 75.8101 | 74.7567 | 73.9072 | 72.8107 | 72.4284 | 71.6537 | 71.3332 | 71.6377 | 74.0156 | 78.9364 | 83.8374 | 88.105 | 91.1594 | 93.1902 | 94.5603 | 94.6922 | 94.9442 | 93.892 | 91.802 | 88.8692 | 84.4589 | 81.0521 | 79.1622 | 77.562 | 0.0079485 | 0.0094968 | 0.0045538 | 0.0059212 | 0.0065819 | 0.012438 | 0.0083979 | 0.0049582 | 0.0056802 | 0.0073059 | 0.009014 | 0.0099947 | 0.0099644 | 0.010057 | 0.0098965 | 0.0096696 | 0.0091014 | 0.0077924 | 0.0062335 | 0.0063217 | 0.007182 | 0.0060576 | 0.0067011 | 0.0069808
Portfolio Adjusted1-in-2Size: Under 20 kWOrange County2025September Monthly Peak | Portfolio Adjusted | 1-in-2 | Size: Under 20 kW | Orange County | 2025 | September Monthly Peak | 9 | 1.0508 | 1.006 | 0.97564 | 0.97568 | 0.97939 | 1.0097 | 0.99334 | 0.96883 | 1.2987 | 1.6806 | 2.0114 | 2.2002 | 2.3003 | 2.3728 | 2.4299 | 2.4394 | 2.3545 | 1.9652 | 1.5846 | 1.5753 | 1.4512 | 1.2885 | 1.1661 | 1.0883 | 0 | 0 | 0 | 0 | 0 | 0 | 0 | 0 | 0 | 0 | 0 | 0 | 0 | 0 | 0.0042063 | 0.012282 | 0.015138 | 0.014162 | 0 | 0 | 0 | 0 | 0 | 0 | 70.7928 | 69.6848 | 68.9728 | 68.5316 | 68.1578 | 67.5718 | 67.6967 | 67.6997 | 69.302 | 74.3505 | 81.0731 | 86.1196 | 90.5064 | 93.0044 | 94.1162 | 94.378 | 94.1129 | 92.8093 | 90.2156 | 86.3615 | 82.9598 | 80.5387 | 78.8541 | 77.3576 | 0.0077058 | 0.0091425 | 0.0044198 | 0.0057349 | 0.0063929 | 0.012141 | 0.0089398 | 0.0048184 | 0.0053433 | 0.006714 | 0.0082623 | 0.0091535 | 0.0091607 | 0.0093479 | 0.009094 | 0.0089575 | 0.0084523 | 0.0071668 | 0.0058308 | 0.0065226 | 0.0068011 | 0.0057446 | 0.0064081 | 0.006708
Portfolio Adjusted1-in-2Size: Under 20 kWOrange County2025October Monthly Peak | Portfolio Adjusted | 1-in-2 | Size: Under 20 kW | Orange County | 2025 | October Monthly Peak | 10 | 1.0133 | 0.98183 | 0.94972 | 0.95253 | 0.95044 | 0.96952 | 1.0119 | 0.93404 | 1.1602 | 1.4601 | 1.7545 | 1.9218 | 2.0191 | 2.0868 | 2.161 | 2.1674 | 2.0852 | 1.7614 | 1.6102 | 1.5127 | 1.372 | 1.2362 | 1.1232 | 1.0596 | 0 | 0 | 0 | 0 | 0 | 0 | 0 | 0 | 0 | 0 | 0 | 0 | 0 | 0 | 0.0037408 | 0.010913 | 0.013406 | 0.012693 | 0 | 0 | 0 | 0 | 0 | 0 | 69.8462 | 68.7096 | 67.9949 | 67.5156 | 66.7877 | 65.9897 | 66.4399 | 67.5455 | 68.161 | 72.0762 | 77.1195 | 81.9981 | 85.465 | 87.7165 | 89.3646 | 89.9459 | 89.61 | 88.1325 | 85.3779 | 81.5 | 78.1428 | 75.4199 | 73.5122 | 71.921 | 0.0074311 | 0.0089225 | 0.0043024 | 0.0055988 | 0.0062039 | 0.011658 | 0.0091069 | 0.0046454 | 0.0047735 | 0.0058331 | 0.0072068 | 0.0079954 | 0.0080408 | 0.008221 | 0.0080877 | 0.0079589 | 0.0074855 | 0.0064235 | 0.0059249 | 0.0062636 | 0.0064298 | 0.0055116 | 0.0061725 | 0.0065307
Portfolio Adjusted1-in-2Size: Under 20 kWOrange County2025November Monthly Peak | Portfolio Adjusted | 1-in-2 | Size: Under 20 kW | Orange County | 2025 | November Monthly Peak | 11 | 0.9613 | 0.93125 | 0.92234 | 0.91487 | 0.91431 | 0.93452 | 0.83729 | 0.80936 | 1.0308 | 1.2345 | 1.4245 | 1.5137 | 1.5652 | 1.6151 | 1.6511 | 1.6708 | 1.6597 | 1.7029 | 1.4929 | 1.3491 | 1.2359 | 1.1242 | 1.0427 | 0.98727 | 0 | 0 | 0 | 0 | 0 | 0 | 0 | 0 | 0 | 0 | 0 | 0 | 0 | 0 | 0.0028582 | 0.0084122 | 0.01067 | 0.012271 | 0 | 0 | 0 | 0 | 0 | 0 | 60.0192 | 59.4307 | 58.9825 | 58.5216 | 58.0274 | 58.0321 | 57.6477 | 57.691 | 61.7302 | 66.395 | 72.1995 | 77.021 | 80.5663 | 82.0465 | 82.5698 | 81.9757 | 79.9328 | 75.6464 | 71.1639 | 68.5956 | 66.6045 | 64.9146 | 63.5171 | 62.3344 | 0.0070495 | 0.0084627 | 0.0041783 | 0.0053774 | 0.0059681 | 0.011237 | 0.0075354 | 0.0040253 | 0.0042408 | 0.0049317 | 0.0058516 | 0.0062975 | 0.006233 | 0.0063627 | 0.0061794 | 0.0061352 | 0.0059578 | 0.0062101 | 0.0054931 | 0.0055859 | 0.005792 | 0.0050121 | 0.0057298 | 0.0060851
Portfolio Adjusted1-in-2Size: Under 20 kWOrange County2025December Monthly Peak | Portfolio Adjusted | 1-in-2 | Size: Under 20 kW | Orange County | 2025 | December Monthly Peak | 12 | 1.0155 | 0.98972 | 0.978 | 0.97363 | 0.97749 | 1.024 | 1.032 | 0.99291 | 1.2887 | 1.5578 | 1.6738 | 1.6176 | 1.5157 | 1.3973 | 1.3208 | 1.2744 | 1.3704 | 1.5924 | 1.5576 | 1.4297 | 1.2765 | 1.1871 | 1.1134 | 1.0527 | 0 | 0 | 0 | 0 | 0 | 0 | 0 | 0 | 0 | 0 | 0 | 0 | 0 | 0 | 0.0022863 | 0.0064163 | 0.0088105 | 0.011475 | 0 | 0 | 0 | 0 | 0 | 0 | 46.6051 | 45.8915 | 45.0522 | 44.0596 | 43.4141 | 42.647 | 42.4119 | 42.2435 | 42.8274 | 45.5044 | 47.6947 | 49.4826 | 50.9857 | 52.0623 | 52.4951 | 52.395 | 51.8238 | 50.917 | 49.638 | 48.5124 | 47.717 | 47.0035 | 46.4659 | 45.7879 | 0.0074467 | 0.0089941 | 0.0044305 | 0.0057228 | 0.0063805 | 0.012313 | 0.0092879 | 0.0049382 | 0.0053022 | 0.0062233 | 0.0068754 | 0.0067298 | 0.0060362 | 0.0055046 | 0.0049431 | 0.0046796 | 0.0049195 | 0.0058074 | 0.0057314 | 0.0059197 | 0.0059823 | 0.0052928 | 0.0061186 | 0.0064885
Portfolio Adjusted1-in-2Size: Under 20 kWOrange County2025Typical Event Day | Portfolio Adjusted | 1-in-2 | Size: Under 20 kW | Orange County | 2025 | Typical Event Day | 8 | 1.059 | 1.0218 | 0.98665 | 0.98825 | 0.9897 | 1.0131 | 0.91386 | 0.95183 | 1.285 | 1.6739 | 1.9938 | 2.1807 | 2.2693 | 2.3332 | 2.4406 | 2.4494 | 2.3641 | 1.9953 | 1.5904 | 1.4461 | 1.4714 | 1.3091 | 1.1785 | 1.0996 | 0 | 0 | 0 | 0 | 0 | 0 | 0 | 0 | 0 | 0 | 0 | 0 | 0 | 0 | 0.0042249 | 0.012332 | 0.015199 | 0.014379 | 0 | 0 | 0 | 0 | 0 | 0 | 71.3424 | 70.3621 | 69.5055 | 68.7399 | 68.2292 | 67.6143 | 67.3815 | 67.7065 | 70.0434 | 74.684 | 79.9266 | 84.0699 | 87.36 | 89.6642 | 91.156 | 91.7089 | 91.9777 | 91.0667 | 89.1239 | 86.0502 | 82.1895 | 78.7987 | 76.6846 | 75.1715 | 0.0077657 | 0.0092859 | 0.0044696 | 0.0058088 | 0.0064602 | 0.012182 | 0.0082245 | 0.0047338 | 0.0052866 | 0.0066872 | 0.0081902 | 0.0090722 | 0.0090373 | 0.0091917 | 0.0091343 | 0.0089942 | 0.0084866 | 0.0072767 | 0.005852 | 0.0059875 | 0.0068957 | 0.0058367 | 0.0064763 | 0.0067772
Portfolio Adjusted1-in-2Size: Under 20 kWOrange County2026January Monthly Peak | Portfolio Adjusted | 1-in-2 | Size: Under 20 kW | Orange County | 2026 | January Monthly Peak | 1 | 0.99923 | 0.97096 | 0.95974 | 0.96709 | 0.9696 | 0.99267 | 1.0205 | 0.93976 | 1.1657 | 1.388 | 1.4982 | 1.4732 | 1.4125 | 1.344 | 1.3019 | 1.2819 | 1.3257 | 1.517 | 1.522 | 1.3824 | 1.2515 | 1.1623 | 1.0981 | 1.0465 | 0 | 0 | 0 | 0 | 0 | 0 | 0 | 0 | 0 | 0 | 0 | 0 | 0 | 0 | 0.0022536 | 0.0064541 | 0.0085228 | 0.010932 | 0 | 0 | 0 | 0 | 0 | 0 | 51.157 | 50.7151 | 50.2801 | 49.7536 | 49.5645 | 49.2283 | 49.1848 | 49.1633 | 49.7109 | 50.9544 | 52.616 | 53.7206 | 54.2228 | 55.0963 | 55.6113 | 55.5181 | 55.2926 | 54.8036 | 53.7284 | 52.608 | 51.8293 | 51.6167 | 51.5215 | 50.8329 | 0.0073276 | 0.0088236 | 0.0043477 | 0.0056844 | 0.006329 | 0.011937 | 0.009184 | 0.0046738 | 0.0047958 | 0.005545 | 0.0061541 | 0.0061289 | 0.005625 | 0.0052947 | 0.0048723 | 0.0047072 | 0.0047588 | 0.0055321 | 0.0056005 | 0.0057239 | 0.0058651 | 0.0051818 | 0.0060345 | 0.0064504
Portfolio Adjusted1-in-2Size: Under 20 kWOrange County2026February Monthly Peak | Portfolio Adjusted | 1-in-2 | Size: Under 20 kW | Orange County | 2026 | February Monthly Peak | 2 | 0.99151 | 0.96493 | 0.95493 | 0.96285 | 0.9671 | 0.98411 | 0.95403 | 0.86919 | 1.072 | 1.267 | 1.3917 | 1.4175 | 1.4128 | 1.3957 | 1.4006 | 1.4041 | 1.4161 | 1.4391 | 1.5269 | 1.3895 | 1.2643 | 1.166 | 1.0957 | 1.0417 | 0 | 0 | 0 | 0 | 0 | 0 | 0 | 0 | 0 | 0 | 0 | 0 | 0 | 0 | 0.0024244 | 0.0070693 | 0.0091045 | 0.010371 | 0 | 0 | 0 | 0 | 0 | 0 | 51.2011 | 50.9875 | 50.9442 | 50.6916 | 50.1088 | 50.1254 | 49.8249 | 50.1284 | 51.3375 | 54.3134 | 57.5071 | 60.2995 | 61.7433 | 62.3828 | 62.9294 | 62.6168 | 61.9795 | 60.8818 | 59.0417 | 57.4692 | 56.4395 | 55.3572 | 54.2803 | 52.9644 | 0.0072711 | 0.0087689 | 0.004326 | 0.0056594 | 0.0063126 | 0.011834 | 0.008586 | 0.0043228 | 0.0044106 | 0.0050615 | 0.0057166 | 0.0058974 | 0.0056263 | 0.0054984 | 0.0052417 | 0.0051558 | 0.0050837 | 0.0052484 | 0.0056183 | 0.0057531 | 0.0059251 | 0.0051987 | 0.006021 | 0.0064205
Portfolio Adjusted1-in-2Size: Under 20 kWOrange County2026March Monthly Peak | Portfolio Adjusted | 1-in-2 | Size: Under 20 kW | Orange County | 2026 | March Monthly Peak | 3 | 0.99988 | 0.96781 | 0.9504 | 0.95095 | 0.95538 | 0.97773 | 0.98461 | 0.88411 | 1.0408 | 1.238 | 1.3918 | 1.4302 | 1.4081 | 1.4129 | 1.4495 | 1.475 | 1.4727 | 1.3384 | 1.3047 | 1.3726 | 1.275 | 1.1866 | 1.1099 | 1.0552 | 0 | 0 | 0 | 0 | 0 | 0 | 0 | 0 | 0 | 0 | 0 | 0 | 0 | 0 | 0.0025091 | 0.0074264 | 0.0094679 | 0.009645 | 0 | 0 | 0 | 0 | 0 | 0 | 52.1794 | 51.2327 | 50.6861 | 50.4879 | 50.0424 | 49.6528 | 49.3345 | 49.6269 | 51.6221 | 53.8419 | 56.774 | 59.6548 | 61.7068 | 63.558 | 64.8322 | 65.4828 | 65.4098 | 64.572 | 61.9624 | 58.6041 | 56.7956 | 55.3291 | 54.2921 | 52.7859 | 0.0073324 | 0.008795 | 0.0043054 | 0.0055895 | 0.0062361 | 0.011757 | 0.0088613 | 0.0043971 | 0.0042819 | 0.0049456 | 0.0057169 | 0.00595 | 0.0056075 | 0.0055661 | 0.0054248 | 0.0054162 | 0.0052866 | 0.004881 | 0.0048006 | 0.0056832 | 0.0059752 | 0.0052904 | 0.0060992 | 0.0065039
Portfolio Adjusted1-in-2Size: Under 20 kWOrange County2026April Monthly Peak | Portfolio Adjusted | 1-in-2 | Size: Under 20 kW | Orange County | 2026 | April Monthly Peak | 4 | 0.99949 | 0.95865 | 0.93639 | 0.93581 | 0.93518 | 0.94185 | 0.87081 | 0.80405 | 0.98417 | 1.2097 | 1.4227 | 1.5416 | 1.6164 | 1.687 | 1.7699 | 1.8091 | 1.7595 | 1.4954 | 1.2476 | 1.2906 | 1.3046 | 1.1928 | 1.1049 | 1.0491 | 0 | 0 | 0 | 0 | 0 | 0 | 0 | 0 | 0 | 0 | 0 | 0 | 0 | 0 | 0.0030638 | 0.0091085 | 0.011312 | 0.010776 | 0 | 0 | 0 | 0 | 0 | 0 | 62.8055 | 61.8255 | 61.0069 | 60.3942 | 59.4046 | 58.6916 | 58.0127 | 58.093 | 60.5209 | 64.7324 | 69.5228 | 74.3868 | 78.8192 | 81.583 | 83.0524 | 83.7342 | 83.316 | 82.102 | 79.8567 | 76.8462 | 72.1472 | 69.3988 | 67.4853 | 65.6233 | 0.0073296 | 0.0087118 | 0.004242 | 0.0055005 | 0.0061043 | 0.011326 | 0.0078371 | 0.0039989 | 0.0040491 | 0.0048327 | 0.0058441 | 0.0064134 | 0.0064371 | 0.0066459 | 0.0066241 | 0.006643 | 0.0063164 | 0.0054536 | 0.0045908 | 0.0053438 | 0.0061137 | 0.0053179 | 0.0060718 | 0.0064663
Portfolio Adjusted1-in-2Size: Under 20 kWOrange County2026May Monthly Peak | Portfolio Adjusted | 1-in-2 | Size: Under 20 kW | Orange County | 2026 | May Monthly Peak | 5 | 1.0091 | 0.96715 | 0.94036 | 0.93399 | 0.93694 | 0.93278 | 0.79996 | 0.81657 | 1.0201 | 1.2613 | 1.483 | 1.6089 | 1.6816 | 1.7534 | 1.8336 | 1.8652 | 1.8158 | 1.5193 | 1.247 | 1.2154 | 1.3155 | 1.2081 | 1.1136 | 1.0578 | 0 | 0 | 0 | 0 | 0 | 0 | 0 | 0 | 0 | 0 | 0 | 0 | 0 | 0 | 0.0031741 | 0.009391 | 0.011674 | 0.010948 | 0 | 0 | 0 | 0 | 0 | 0 | 65.3775 | 64.3638 | 63.251 | 62.2837 | 61.6136 | 60.7615 | 60.3784 | 60.7628 | 63.4983 | 67.3355 | 71.6076 | 75.9632 | 80.0301 | 82.8067 | 84.5959 | 85.5831 | 85.8254 | 84.8956 | 82.6646 | 79.7098 | 75.4067 | 72.2242 | 70.5107 | 69.0451 | 0.0074003 | 0.008789 | 0.0042599 | 0.0054898 | 0.0061158 | 0.011216 | 0.0071995 | 0.0040611 | 0.004197 | 0.0050388 | 0.0060918 | 0.0066935 | 0.0066967 | 0.0069077 | 0.0068624 | 0.0068491 | 0.0065182 | 0.0055406 | 0.0045885 | 0.0050323 | 0.0061651 | 0.0053864 | 0.0061197 | 0.0065201
Portfolio Adjusted1-in-2Size: Under 20 kWOrange County2026June Monthly Peak | Portfolio Adjusted | 1-in-2 | Size: Under 20 kW | Orange County | 2026 | June Monthly Peak | 6 | 1.0315 | 0.988 | 0.96063 | 0.95215 | 0.95799 | 0.93024 | 0.79276 | 0.88731 | 1.1379 | 1.4365 | 1.7318 | 1.8981 | 1.9806 | 2.0538 | 2.1309 | 2.144 | 2.0739 | 1.763 | 1.4355 | 1.2747 | 1.3527 | 1.263 | 1.1564 | 1.0854 | 0 | 0 | 0 | 0 | 0 | 0 | 0 | 0 | 0 | 0 | 0 | 0 | 0 | 0 | 0.0036887 | 0.010795 | 0.013333 | 0.012705 | 0 | 0 | 0 | 0 | 0 | 0 | 68.0854 | 67.0449 | 65.9133 | 65.1175 | 64.4469 | 63.7881 | 63.1611 | 63.7332 | 66.7138 | 71.1125 | 74.9341 | 78.5725 | 81.1785 | 83.4314 | 85.0837 | 86.1795 | 86.8322 | 86.3465 | 84.9341 | 82.0856 | 78.3721 | 74.5352 | 72.1396 | 70.5722 | 0.0075643 | 0.0089785 | 0.0043518 | 0.0055966 | 0.0062532 | 0.011186 | 0.0071346 | 0.004413 | 0.0046815 | 0.0057388 | 0.0071137 | 0.0078967 | 0.0078875 | 0.0080909 | 0.0079752 | 0.0078731 | 0.0074449 | 0.0064295 | 0.0052821 | 0.0052779 | 0.0063393 | 0.005631 | 0.0063548 | 0.0066897
Portfolio Adjusted1-in-2Size: Under 20 kWOrange County2026July Monthly Peak | Portfolio Adjusted | 1-in-2 | Size: Under 20 kW | Orange County | 2026 | July Monthly Peak | 7 | 1.0387 | 0.99927 | 0.96718 | 0.96918 | 0.97102 | 0.97473 | 0.83187 | 0.93165 | 1.2504 | 1.6199 | 1.9689 | 2.1456 | 2.2373 | 2.2994 | 2.3921 | 2.4162 | 2.3161 | 1.9462 | 1.5491 | 1.3467 | 1.4194 | 1.3014 | 1.1747 | 1.1007 | 0 | 0 | 0 | 0 | 0 | 0 | 0 | 0 | 0 | 0 | 0 | 0 | 0 | 0 | 0.0041408 | 0.012165 | 0.014891 | 0.014025 | 0 | 0 | 0 | 0 | 0 | 0 | 70.6813 | 69.9621 | 69.2288 | 68.5 | 67.8838 | 67.4436 | 67.3348 | 67.7553 | 70.142 | 74.3367 | 79.8616 | 83.4826 | 86.5957 | 89.0306 | 90.8636 | 91.5859 | 92.0217 | 91.2193 | 89.5438 | 86.8843 | 82.9672 | 79.0689 | 76.5827 | 75.1941 | 0.0076174 | 0.0090809 | 0.0043815 | 0.0056966 | 0.0063382 | 0.011721 | 0.0074866 | 0.0046335 | 0.0051443 | 0.0064711 | 0.0080877 | 0.0089264 | 0.0089096 | 0.0090588 | 0.0089526 | 0.0088724 | 0.0083145 | 0.0070976 | 0.0057002 | 0.005576 | 0.006652 | 0.0058024 | 0.0064552 | 0.0067844
Portfolio Adjusted1-in-2Size: Under 20 kWOrange County2026August Monthly Peak | Portfolio Adjusted | 1-in-2 | Size: Under 20 kW | Orange County | 2026 | August Monthly Peak | 8 | 1.0839 | 1.045 | 1.0052 | 1.0074 | 1.0084 | 1.0344 | 0.93312 | 0.99695 | 1.3806 | 1.8288 | 2.1944 | 2.4024 | 2.5022 | 2.5528 | 2.6443 | 2.6333 | 2.5354 | 2.1367 | 1.6941 | 1.5268 | 1.5325 | 1.3587 | 1.2194 | 1.1326 | 0 | 0 | 0 | 0 | 0 | 0 | 0 | 0 | 0 | 0 | 0 | 0 | 0 | 0 | 0.0045774 | 0.013258 | 0.0163 | 0.015398 | 0 | 0 | 0 | 0 | 0 | 0 | 75.8101 | 74.7567 | 73.9072 | 72.8107 | 72.4284 | 71.6537 | 71.3332 | 71.6377 | 74.0156 | 78.9364 | 83.8374 | 88.105 | 91.1594 | 93.1902 | 94.5603 | 94.6922 | 94.9442 | 93.892 | 91.802 | 88.8692 | 84.4589 | 81.0521 | 79.1622 | 77.562 | 0.0079485 | 0.0094968 | 0.0045538 | 0.0059212 | 0.0065819 | 0.012438 | 0.0083979 | 0.0049582 | 0.0056802 | 0.0073059 | 0.009014 | 0.0099947 | 0.0099644 | 0.010057 | 0.0098965 | 0.0096696 | 0.0091014 | 0.0077924 | 0.0062335 | 0.0063217 | 0.007182 | 0.0060576 | 0.0067011 | 0.0069808
Portfolio Adjusted1-in-2Size: Under 20 kWOrange County2026September Monthly Peak | Portfolio Adjusted | 1-in-2 | Size: Under 20 kW | Orange County | 2026 | September Monthly Peak | 9 | 1.0508 | 1.006 | 0.97564 | 0.97568 | 0.97939 | 1.0097 | 0.99334 | 0.96883 | 1.2987 | 1.6806 | 2.0114 | 2.2002 | 2.3003 | 2.3728 | 2.4299 | 2.4394 | 2.3545 | 1.9652 | 1.5846 | 1.5753 | 1.4512 | 1.2885 | 1.1661 | 1.0883 | 0 | 0 | 0 | 0 | 0 | 0 | 0 | 0 | 0 | 0 | 0 | 0 | 0 | 0 | 0.0042063 | 0.012282 | 0.015138 | 0.014162 | 0 | 0 | 0 | 0 | 0 | 0 | 70.7928 | 69.6848 | 68.9728 | 68.5316 | 68.1578 | 67.5718 | 67.6967 | 67.6997 | 69.302 | 74.3505 | 81.0731 | 86.1196 | 90.5064 | 93.0044 | 94.1162 | 94.378 | 94.1129 | 92.8093 | 90.2156 | 86.3615 | 82.9598 | 80.5387 | 78.8541 | 77.3576 | 0.0077058 | 0.0091425 | 0.0044198 | 0.0057349 | 0.0063929 | 0.012141 | 0.0089398 | 0.0048184 | 0.0053433 | 0.006714 | 0.0082623 | 0.0091535 | 0.0091607 | 0.0093479 | 0.009094 | 0.0089575 | 0.0084523 | 0.0071668 | 0.0058308 | 0.0065226 | 0.0068011 | 0.0057446 | 0.0064081 | 0.006708
Portfolio Adjusted1-in-2Size: Under 20 kWOrange County2026October Monthly Peak | Portfolio Adjusted | 1-in-2 | Size: Under 20 kW | Orange County | 2026 | October Monthly Peak | 10 | 1.0133 | 0.98183 | 0.94972 | 0.95253 | 0.95044 | 0.96952 | 1.0119 | 0.93404 | 1.1602 | 1.4601 | 1.7545 | 1.9218 | 2.0191 | 2.0868 | 2.161 | 2.1674 | 2.0852 | 1.7614 | 1.6102 | 1.5127 | 1.372 | 1.2362 | 1.1232 | 1.0596 | 0 | 0 | 0 | 0 | 0 | 0 | 0 | 0 | 0 | 0 | 0 | 0 | 0 | 0 | 0.0037408 | 0.010913 | 0.013406 | 0.012693 | 0 | 0 | 0 | 0 | 0 | 0 | 69.8462 | 68.7096 | 67.9949 | 67.5156 | 66.7877 | 65.9897 | 66.4399 | 67.5455 | 68.161 | 72.0762 | 77.1195 | 81.9981 | 85.465 | 87.7165 | 89.3646 | 89.9459 | 89.61 | 88.1325 | 85.3779 | 81.5 | 78.1428 | 75.4199 | 73.5122 | 71.921 | 0.0074311 | 0.0089225 | 0.0043024 | 0.0055988 | 0.0062039 | 0.011658 | 0.0091069 | 0.0046454 | 0.0047735 | 0.0058331 | 0.0072068 | 0.0079954 | 0.0080408 | 0.008221 | 0.0080877 | 0.0079589 | 0.0074855 | 0.0064235 | 0.0059249 | 0.0062636 | 0.0064298 | 0.0055116 | 0.0061725 | 0.0065307
Portfolio Adjusted1-in-2Size: Under 20 kWOrange County2026November Monthly Peak | Portfolio Adjusted | 1-in-2 | Size: Under 20 kW | Orange County | 2026 | November Monthly Peak | 11 | 0.9613 | 0.93125 | 0.92234 | 0.91487 | 0.91431 | 0.93452 | 0.83729 | 0.80936 | 1.0308 | 1.2345 | 1.4245 | 1.5137 | 1.5652 | 1.6151 | 1.6511 | 1.6708 | 1.6597 | 1.7029 | 1.4929 | 1.3491 | 1.2359 | 1.1242 | 1.0427 | 0.98727 | 0 | 0 | 0 | 0 | 0 | 0 | 0 | 0 | 0 | 0 | 0 | 0 | 0 | 0 | 0.0028582 | 0.0084122 | 0.01067 | 0.012271 | 0 | 0 | 0 | 0 | 0 | 0 | 60.0192 | 59.4307 | 58.9825 | 58.5216 | 58.0274 | 58.0321 | 57.6477 | 57.691 | 61.7302 | 66.395 | 72.1995 | 77.021 | 80.5663 | 82.0465 | 82.5698 | 81.9757 | 79.9328 | 75.6464 | 71.1639 | 68.5956 | 66.6045 | 64.9146 | 63.5171 | 62.3344 | 0.0070495 | 0.0084627 | 0.0041783 | 0.0053774 | 0.0059681 | 0.011237 | 0.0075354 | 0.0040253 | 0.0042408 | 0.0049317 | 0.0058516 | 0.0062975 | 0.006233 | 0.0063627 | 0.0061794 | 0.0061352 | 0.0059578 | 0.0062101 | 0.0054931 | 0.0055859 | 0.005792 | 0.0050121 | 0.0057298 | 0.0060851
Portfolio Adjusted1-in-2Size: Under 20 kWOrange County2026December Monthly Peak | Portfolio Adjusted | 1-in-2 | Size: Under 20 kW | Orange County | 2026 | December Monthly Peak | 12 | 1.0155 | 0.98972 | 0.978 | 0.97363 | 0.97749 | 1.024 | 1.032 | 0.99291 | 1.2887 | 1.5578 | 1.6738 | 1.6176 | 1.5157 | 1.3973 | 1.3208 | 1.2744 | 1.3704 | 1.5924 | 1.5576 | 1.4297 | 1.2765 | 1.1871 | 1.1134 | 1.0527 | 0 | 0 | 0 | 0 | 0 | 0 | 0 | 0 | 0 | 0 | 0 | 0 | 0 | 0 | 0.0022863 | 0.0064163 | 0.0088105 | 0.011475 | 0 | 0 | 0 | 0 | 0 | 0 | 46.6051 | 45.8915 | 45.0522 | 44.0596 | 43.4141 | 42.647 | 42.4119 | 42.2435 | 42.8274 | 45.5044 | 47.6947 | 49.4826 | 50.9857 | 52.0623 | 52.4951 | 52.395 | 51.8238 | 50.917 | 49.638 | 48.5124 | 47.717 | 47.0035 | 46.4659 | 45.7879 | 0.0074467 | 0.0089941 | 0.0044305 | 0.0057228 | 0.0063805 | 0.012313 | 0.0092879 | 0.0049382 | 0.0053022 | 0.0062233 | 0.0068754 | 0.0067298 | 0.0060362 | 0.0055046 | 0.0049431 | 0.0046796 | 0.0049195 | 0.0058074 | 0.0057314 | 0.0059197 | 0.0059823 | 0.0052928 | 0.0061186 | 0.0064885
Portfolio Adjusted1-in-2Size: Under 20 kWOrange County2026Typical Event Day | Portfolio Adjusted | 1-in-2 | Size: Under 20 kW | Orange County | 2026 | Typical Event Day | 8 | 1.059 | 1.0218 | 0.98665 | 0.98825 | 0.9897 | 1.0131 | 0.91386 | 0.95183 | 1.285 | 1.6739 | 1.9938 | 2.1807 | 2.2693 | 2.3332 | 2.4406 | 2.4494 | 2.3641 | 1.9953 | 1.5904 | 1.4461 | 1.4714 | 1.3091 | 1.1785 | 1.0996 | 0 | 0 | 0 | 0 | 0 | 0 | 0 | 0 | 0 | 0 | 0 | 0 | 0 | 0 | 0.0042249 | 0.012332 | 0.015199 | 0.014379 | 0 | 0 | 0 | 0 | 0 | 0 | 71.3424 | 70.3621 | 69.5055 | 68.7399 | 68.2292 | 67.6143 | 67.3815 | 67.7065 | 70.0434 | 74.684 | 79.9266 | 84.0699 | 87.36 | 89.6642 | 91.156 | 91.7089 | 91.9777 | 91.0667 | 89.1239 | 86.0502 | 82.1895 | 78.7987 | 76.6846 | 75.1715 | 0.0077657 | 0.0092859 | 0.0044696 | 0.0058088 | 0.0064602 | 0.012182 | 0.0082245 | 0.0047338 | 0.0052866 | 0.0066872 | 0.0081902 | 0.0090722 | 0.0090373 | 0.0091917 | 0.0091343 | 0.0089942 | 0.0084866 | 0.0072767 | 0.005852 | 0.0059875 | 0.0068957 | 0.0058367 | 0.0064763 | 0.0067772
Portfolio Adjusted1-in-10Size: Under 20 kWSouth of Lugo2015January Monthly Peak | Portfolio Adjusted | 1-in-10 | Size: Under 20 kW | South of Lugo | 2015 | January Monthly Peak | 1
Portfolio Adjusted1-in-10Size: Under 20 kWSouth of Lugo2015February Monthly Peak | Portfolio Adjusted | 1-in-10 | Size: Under 20 kW | South of Lugo | 2015 | February Monthly Peak | 2
Portfolio Adjusted1-in-10Size: Under 20 kWSouth of Lugo2015March Monthly Peak | Portfolio Adjusted | 1-in-10 | Size: Under 20 kW | South of Lugo | 2015 | March Monthly Peak | 3
Portfolio Adjusted1-in-10Size: Under 20 kWSouth of Lugo2015April Monthly Peak | Portfolio Adjusted | 1-in-10 | Size: Under 20 kW | South of Lugo | 2015 | April Monthly Peak | 4
Portfolio Adjusted1-in-10Size: Under 20 kWSouth of Lugo2015May Monthly Peak | Portfolio Adjusted | 1-in-10 | Size: Under 20 kW | South of Lugo | 2015 | May Monthly Peak | 5
Portfolio Adjusted1-in-10Size: Under 20 kWSouth of Lugo2015June Monthly Peak | Portfolio Adjusted | 1-in-10 | Size: Under 20 kW | South of Lugo | 2015 | June Monthly Peak | 6
Portfolio Adjusted1-in-10Size: Under 20 kWSouth of Lugo2015July Monthly Peak | Portfolio Adjusted | 1-in-10 | Size: Under 20 kW | South of Lugo | 2015 | July Monthly Peak | 7
Portfolio Adjusted1-in-10Size: Under 20 kWSouth of Lugo2015August Monthly Peak | Portfolio Adjusted | 1-in-10 | Size: Under 20 kW | South of Lugo | 2015 | August Monthly Peak | 8
Portfolio Adjusted1-in-10Size: Under 20 kWSouth of Lugo2015September Monthly Peak | Portfolio Adjusted | 1-in-10 | Size: Under 20 kW | South of Lugo | 2015 | September Monthly Peak | 9
Portfolio Adjusted1-in-10Size: Under 20 kWSouth of Lugo2015October Monthly Peak | Portfolio Adjusted | 1-in-10 | Size: Under 20 kW | South of Lugo | 2015 | October Monthly Peak | 10
Portfolio Adjusted1-in-10Size: Under 20 kWSouth of Lugo2015November Monthly Peak | Portfolio Adjusted | 1-in-10 | Size: Under 20 kW | South of Lugo | 2015 | November Monthly Peak | 11
Portfolio Adjusted1-in-10Size: Under 20 kWSouth of Lugo2015December Monthly Peak | Portfolio Adjusted | 1-in-10 | Size: Under 20 kW | South of Lugo | 2015 | December Monthly Peak | 12
Portfolio Adjusted1-in-10Size: Under 20 kWSouth of Lugo2015Typical Event Day | Portfolio Adjusted | 1-in-10 | Size: Under 20 kW | South of Lugo | 2015 | Typical Event Day | 8
Portfolio Adjusted1-in-10Size: Under 20 kWSouth of Lugo2016January Monthly Peak | Portfolio Adjusted | 1-in-10 | Size: Under 20 kW | South of Lugo | 2016 | January Monthly Peak | 1
Portfolio Adjusted1-in-10Size: Under 20 kWSouth of Lugo2016February Monthly Peak | Portfolio Adjusted | 1-in-10 | Size: Under 20 kW | South of Lugo | 2016 | February Monthly Peak | 2
Portfolio Adjusted1-in-10Size: Under 20 kWSouth of Lugo2016March Monthly Peak | Portfolio Adjusted | 1-in-10 | Size: Under 20 kW | South of Lugo | 2016 | March Monthly Peak | 3
Portfolio Adjusted1-in-10Size: Under 20 kWSouth of Lugo2016April Monthly Peak | Portfolio Adjusted | 1-in-10 | Size: Under 20 kW | South of Lugo | 2016 | April Monthly Peak | 4
Portfolio Adjusted1-in-10Size: Under 20 kWSouth of Lugo2016May Monthly Peak | Portfolio Adjusted | 1-in-10 | Size: Under 20 kW | South of Lugo | 2016 | May Monthly Peak | 5
Portfolio Adjusted1-in-10Size: Under 20 kWSouth of Lugo2016June Monthly Peak | Portfolio Adjusted | 1-in-10 | Size: Under 20 kW | South of Lugo | 2016 | June Monthly Peak | 6
Portfolio Adjusted1-in-10Size: Under 20 kWSouth of Lugo2016July Monthly Peak | Portfolio Adjusted | 1-in-10 | Size: Under 20 kW | South of Lugo | 2016 | July Monthly Peak | 7
Portfolio Adjusted1-in-10Size: Under 20 kWSouth of Lugo2016August Monthly Peak | Portfolio Adjusted | 1-in-10 | Size: Under 20 kW | South of Lugo | 2016 | August Monthly Peak | 8
Portfolio Adjusted1-in-10Size: Under 20 kWSouth of Lugo2016September Monthly Peak | Portfolio Adjusted | 1-in-10 | Size: Under 20 kW | South of Lugo | 2016 | September Monthly Peak | 9
Portfolio Adjusted1-in-10Size: Under 20 kWSouth of Lugo2016October Monthly Peak | Portfolio Adjusted | 1-in-10 | Size: Under 20 kW | South of Lugo | 2016 | October Monthly Peak | 10
Portfolio Adjusted1-in-10Size: Under 20 kWSouth of Lugo2016November Monthly Peak | Portfolio Adjusted | 1-in-10 | Size: Under 20 kW | South of Lugo | 2016 | November Monthly Peak | 11
Portfolio Adjusted1-in-10Size: Under 20 kWSouth of Lugo2016December Monthly Peak | Portfolio Adjusted | 1-in-10 | Size: Under 20 kW | South of Lugo | 2016 | December Monthly Peak | 12
Portfolio Adjusted1-in-10Size: Under 20 kWSouth of Lugo2016Typical Event Day | Portfolio Adjusted | 1-in-10 | Size: Under 20 kW | South of Lugo | 2016 | Typical Event Day | 8
Portfolio Adjusted1-in-10Size: Under 20 kWSouth of Lugo2017January Monthly Peak | Portfolio Adjusted | 1-in-10 | Size: Under 20 kW | South of Lugo | 2017 | January Monthly Peak | 1
Portfolio Adjusted1-in-10Size: Under 20 kWSouth of Lugo2017February Monthly Peak | Portfolio Adjusted | 1-in-10 | Size: Under 20 kW | South of Lugo | 2017 | February Monthly Peak | 2
Portfolio Adjusted1-in-10Size: Under 20 kWSouth of Lugo2017March Monthly Peak | Portfolio Adjusted | 1-in-10 | Size: Under 20 kW | South of Lugo | 2017 | March Monthly Peak | 3
Portfolio Adjusted1-in-10Size: Under 20 kWSouth of Lugo2017April Monthly Peak | Portfolio Adjusted | 1-in-10 | Size: Under 20 kW | South of Lugo | 2017 | April Monthly Peak | 4
Portfolio Adjusted1-in-10Size: Under 20 kWSouth of Lugo2017May Monthly Peak | Portfolio Adjusted | 1-in-10 | Size: Under 20 kW | South of Lugo | 2017 | May Monthly Peak | 5
Portfolio Adjusted1-in-10Size: Under 20 kWSouth of Lugo2017June Monthly Peak | Portfolio Adjusted | 1-in-10 | Size: Under 20 kW | South of Lugo | 2017 | June Monthly Peak | 6
Portfolio Adjusted1-in-10Size: Under 20 kWSouth of Lugo2017July Monthly Peak | Portfolio Adjusted | 1-in-10 | Size: Under 20 kW | South of Lugo | 2017 | July Monthly Peak | 7
Portfolio Adjusted1-in-10Size: Under 20 kWSouth of Lugo2017August Monthly Peak | Portfolio Adjusted | 1-in-10 | Size: Under 20 kW | South of Lugo | 2017 | August Monthly Peak | 8
Portfolio Adjusted1-in-10Size: Under 20 kWSouth of Lugo2017September Monthly Peak | Portfolio Adjusted | 1-in-10 | Size: Under 20 kW | South of Lugo | 2017 | September Monthly Peak | 9
Portfolio Adjusted1-in-10Size: Under 20 kWSouth of Lugo2017October Monthly Peak | Portfolio Adjusted | 1-in-10 | Size: Under 20 kW | South of Lugo | 2017 | October Monthly Peak | 10
Portfolio Adjusted1-in-10Size: Under 20 kWSouth of Lugo2017November Monthly Peak | Portfolio Adjusted | 1-in-10 | Size: Under 20 kW | South of Lugo | 2017 | November Monthly Peak | 11
Portfolio Adjusted1-in-10Size: Under 20 kWSouth of Lugo2017December Monthly Peak | Portfolio Adjusted | 1-in-10 | Size: Under 20 kW | South of Lugo | 2017 | December Monthly Peak | 12
Portfolio Adjusted1-in-10Size: Under 20 kWSouth of Lugo2017Typical Event Day | Portfolio Adjusted | 1-in-10 | Size: Under 20 kW | South of Lugo | 2017 | Typical Event Day | 8
Portfolio Adjusted1-in-10Size: Under 20 kWSouth of Lugo2018January Monthly Peak | Portfolio Adjusted | 1-in-10 | Size: Under 20 kW | South of Lugo | 2018 | January Monthly Peak | 1
Portfolio Adjusted1-in-10Size: Under 20 kWSouth of Lugo2018February Monthly Peak | Portfolio Adjusted | 1-in-10 | Size: Under 20 kW | South of Lugo | 2018 | February Monthly Peak | 2
Portfolio Adjusted1-in-10Size: Under 20 kWSouth of Lugo2018March Monthly Peak | Portfolio Adjusted | 1-in-10 | Size: Under 20 kW | South of Lugo | 2018 | March Monthly Peak | 3
Portfolio Adjusted1-in-10Size: Under 20 kWSouth of Lugo2018April Monthly Peak | Portfolio Adjusted | 1-in-10 | Size: Under 20 kW | South of Lugo | 2018 | April Monthly Peak | 4 | 0.82472 | 0.80381 | 0.78012 | 0.76991 | 0.75971 | 0.79004 | 0.77801 | 0.85801 | 1.092 | 1.4101 | 1.6874 | 1.8447 | 1.9285 | 1.9771 | 2.0016 | 1.982 | 1.8871 | 1.6077 | 1.3662 | 1.3364 | 1.2926 | 1.1351 | 0.96493 | 0.87638 | 0 | 0 | 0 | 0 | 0 | 0 | 0 | 0 | 0 | 0 | 0 | 0 | 0 | 0 | 0.0034648 | 0.0099789 | 0.012132 | 0.011586 | 0 | 0 | 0 | 0 | 0 | 0 | 70.0339 | 69.0958 | 67.525 | 65.9666 | 64.6253 | 63.7732 | 63.4127 | 63.4885 | 66.2105 | 71.8364 | 77.2507 | 82.3236 | 85.1894 | 85.7573 | 84.8714 | 84.8756 | 84.7852 | 84.9411 | 83.6056 | 79.6215 | 74.926 | 70.1803 | 67.895 | 66.9835 | 0.0060479 | 0.0073047 | 0.003534 | 0.0045254 | 0.0049589 | 0.0095001 | 0.0070019 | 0.0042673 | 0.0044928 | 0.0056333 | 0.0069314 | 0.0076744 | 0.00768 | 0.0077891 | 0.0074911 | 0.0072779 | 0.0067741 | 0.0058632 | 0.0050272 | 0.0055336 | 0.0060576 | 0.0050606 | 0.0053026 | 0.0054017
Portfolio Adjusted1-in-10Size: Under 20 kWSouth of Lugo2018May Monthly Peak | Portfolio Adjusted | 1-in-10 | Size: Under 20 kW | South of Lugo | 2018 | May Monthly Peak | 5 | 0.84575 | 0.82103 | 0.79376 | 0.78017 | 0.77418 | 0.80106 | 0.749 | 0.87213 | 1.1465 | 1.4765 | 1.7747 | 1.9501 | 2.0253 | 2.0613 | 2.0788 | 2.0655 | 1.9421 | 1.6517 | 1.4116 | 1.3142 | 1.3241 | 1.1495 | 0.9864 | 0.90297 | 0 | 0 | 0 | 0 | 0 | 0 | 0 | 0 | 0 | 0 | 0 | 0 | 0 | 0 | 0.0035986 | 0.0104 | 0.012486 | 0.011903 | 0 | 0 | 0 | 0 | 0 | 0 | 70.6274 | 69.5784 | 68.499 | 68.2105 | 67.827 | 67.4424 | 67.6334 | 67.6407 | 70.8965 | 76.0927 | 80.6658 | 84.0812 | 85.3087 | 85.373 | 86.1866 | 86.3759 | 86.4687 | 85.5846 | 84.9778 | 82.5935 | 78.3846 | 73.8704 | 71.3871 | 69.0078 | 0.0062021 | 0.0074611 | 0.0035958 | 0.0045857 | 0.0050534 | 0.0096326 | 0.0067408 | 0.0043375 | 0.0047172 | 0.0058985 | 0.0072901 | 0.0081131 | 0.0080653 | 0.0081204 | 0.0077802 | 0.0075848 | 0.0069716 | 0.0060235 | 0.0051942 | 0.0054416 | 0.0062054 | 0.005125 | 0.0054206 | 0.0055655
Portfolio Adjusted1-in-10Size: Under 20 kWSouth of Lugo2018June Monthly Peak | Portfolio Adjusted | 1-in-10 | Size: Under 20 kW | South of Lugo | 2018 | June Monthly Peak | 6 | 0.83273 | 0.80801 | 0.79421 | 0.78377 | 0.78461 | 0.79489 | 0.73645 | 0.86356 | 1.1031 | 1.41 | 1.7189 | 1.8898 | 1.9677 | 2.0315 | 2.0527 | 2.0315 | 1.9094 | 1.6206 | 1.389 | 1.2452 | 1.2417 | 1.115 | 0.96714 | 0.87952 | 0 | 0 | 0 | 0 | 0 | 0 | 0 | 0 | 0 | 0 | 0 | 0 | 0 | 0 | 0.0035534 | 0.010229 | 0.012276 | 0.011678 | 0 | 0 | 0 | 0 | 0 | 0 | 65.7246 | 65.3934 | 65.638 | 65.7964 | 64.8772 | 63.9352 | 63.3598 | 64.1084 | 66.5308 | 70.0506 | 74.833 | 79.0094 | 80.6057 | 80.4499 | 81.1804 | 81.7487 | 83.0509 | 82.4599 | 82.3715 | 78.1642 | 73.692 | 70.768 | 69.0371 | 68.3458 | 0.0061067 | 0.0073428 | 0.0035979 | 0.0046068 | 0.0051215 | 0.0095584 | 0.0066279 | 0.0042948 | 0.0045384 | 0.0056328 | 0.0070608 | 0.0078622 | 0.0078361 | 0.0080033 | 0.0076826 | 0.0074599 | 0.0068543 | 0.00591 | 0.005111 | 0.0051557 | 0.0058192 | 0.0049709 | 0.0053148 | 0.005421
Portfolio Adjusted1-in-10Size: Under 20 kWSouth of Lugo2018July Monthly Peak | Portfolio Adjusted | 1-in-10 | Size: Under 20 kW | South of Lugo | 2018 | July Monthly Peak | 7 | 0.853 | 0.82781 | 0.80753 | 0.80442 | 0.80287 | 0.82713 | 0.79298 | 0.94314 | 1.2232 | 1.5628 | 1.8705 | 2.0558 | 2.1624 | 2.2192 | 2.2437 | 2.1968 | 2.0765 | 1.7757 | 1.5074 | 1.3275 | 1.2907 | 1.1525 | 0.9976 | 0.91337 | 0 | 0 | 0 | 0 | 0 | 0 | 0 | 0 | 0 | 0 | 0 | 0 | 0 | 0 | 0.0038839 | 0.011061 | 0.01335 | 0.012796 | 0 | 0 | 0 | 0 | 0 | 0 | 69.8774 | 68.6795 | 68.1833 | 67.825 | 67.4961 | 67.2209 | 67.5749 | 68.4988 | 70.8533 | 74.9416 | 79.4093 | 81.8758 | 80.5458 | 79.9294 | 82.3542 | 82.7787 | 82.2087 | 81.6608 | 80.4463 | 78.5311 | 75.3868 | 72.8293 | 71.6343 | 70.9766 | 0.0062553 | 0.0075227 | 0.0036582 | 0.0047282 | 0.0052406 | 0.009946 | 0.0071366 | 0.0046906 | 0.0050327 | 0.0062431 | 0.0076837 | 0.0085529 | 0.0086115 | 0.0087428 | 0.0083971 | 0.0080667 | 0.0074542 | 0.0064757 | 0.0055466 | 0.0054964 | 0.0060487 | 0.0051384 | 0.0054822 | 0.0056296
Portfolio Adjusted1-in-10Size: Under 20 kWSouth of Lugo2018August Monthly Peak | Portfolio Adjusted | 1-in-10 | Size: Under 20 kW | South of Lugo | 2018 | August Monthly Peak | 8 | 0.87567 | 0.84727 | 0.82925 | 0.81977 | 0.81618 | 0.83911 | 0.84002 | 0.98475 | 1.3141 | 1.7228 | 2.0508 | 2.2944 | 2.3937 | 2.4433 | 2.4622 | 2.444 | 2.3154 | 1.9534 | 1.6287 | 1.4673 | 1.3859 | 1.1939 | 1.0189 | 0.93411 | 0 | 0 | 0 | 0 | 0 | 0 | 0 | 0 | 0 | 0 | 0 | 0 | 0 | 0 | 0.0042623 | 0.012305 | 0.014886 | 0.014077 | 0 | 0 | 0 | 0 | 0 | 0 | 70.9341 | 70.3243 | 69.8536 | 69.41 | 69.2172 | 69.4706 | 69.5869 | 69.8093 | 72.1222 | 76.1862 | 79.496 | 83.2298 | 84.8442 | 85.6573 | 86.2875 | 88.1409 | 90.0621 | 91.8644 | 91.7418 | 87.6778 | 81.5968 | 77.7956 | 75.7694 | 73.6139 | 0.0064215 | 0.0076996 | 0.0037566 | 0.0048184 | 0.0053276 | 0.01009 | 0.00756 | 0.0048976 | 0.0054064 | 0.0068822 | 0.0084242 | 0.0095452 | 0.0095325 | 0.0096256 | 0.0092152 | 0.0089745 | 0.0083118 | 0.0071239 | 0.0059928 | 0.0060755 | 0.006495 | 0.0053228 | 0.0055992 | 0.0057574
Portfolio Adjusted1-in-10Size: Under 20 kWSouth of Lugo2018September Monthly Peak | Portfolio Adjusted | 1-in-10 | Size: Under 20 kW | South of Lugo | 2018 | September Monthly Peak | 9 | 0.86412 | 0.85387 | 0.8319 | 0.82332 | 0.82325 | 0.85948 | 0.91512 | 1.0277 | 1.4108 | 1.9015 | 2.2398 | 2.47 | 2.5748 | 2.5836 | 2.5883 | 2.5481 | 2.3821 | 1.9809 | 1.639 | 1.5925 | 1.3909 | 1.1941 | 1.0068 | 0.92246 | 0 | 0 | 0 | 0 | 0 | 0 | 0 | 0 | 0 | 0 | 0 | 0 | 0 | 0 | 0.0044805 | 0.012829 | 0.015315 | 0.014275 | 0 | 0 | 0 | 0 | 0 | 0 | 75.5731 | 74.9726 | 74.2855 | 73.417 | 72.6166 | 72.2531 | 72.2098 | 72.4814 | 74.6062 | 78.7322 | 82.6007 | 86.5312 | 88.983 | 90.0773 | 89.7552 | 90.3255 | 90.2085 | 89.7595 | 88.2827 | 84.2508 | 79.8487 | 76.7117 | 74.4987 | 73.1763 | 0.0063368 | 0.0077596 | 0.0037686 | 0.0048393 | 0.0053737 | 0.010335 | 0.0082358 | 0.0051111 | 0.0058045 | 0.0075965 | 0.0092005 | 0.010276 | 0.010254 | 0.010178 | 0.009687 | 0.0093568 | 0.0085513 | 0.0072241 | 0.006031 | 0.006594 | 0.0065184 | 0.0053237 | 0.0055327 | 0.0056857
Portfolio Adjusted1-in-10Size: Under 20 kWSouth of Lugo2018October Monthly Peak | Portfolio Adjusted | 1-in-10 | Size: Under 20 kW | South of Lugo | 2018 | October Monthly Peak | 10 | 0.80609 | 0.7885 | 0.76846 | 0.76462 | 0.76135 | 0.77933 | 0.86267 | 0.88972 | 1.1226 | 1.5085 | 1.8033 | 1.975 | 2.0676 | 2.1054 | 2.1426 | 2.1218 | 1.9931 | 1.6382 | 1.4823 | 1.4212 | 1.2648 | 1.0879 | 0.91942 | 0.8483 | 0 | 0 | 0 | 0 | 0 | 0 | 0 | 0 | 0 | 0 | 0 | 0 | 0 | 0 | 0.003709 | 0.010683 | 0.012814 | 0.011806 | 0 | 0 | 0 | 0 | 0 | 0 | 70.6653 | 69.7348 | 68.6608 | 67.6299 | 66.6176 | 66.353 | 66.3958 | 66.3808 | 67.6198 | 70.6351 | 74.945 | 79.8247 | 83.8782 | 85.4892 | 85.6478 | 85.7404 | 85.1637 | 84.3427 | 81.5757 | 77.775 | 74.2916 | 72.1506 | 70.5707 | 69.4804 | 0.0059113 | 0.0071655 | 0.0034812 | 0.0044943 | 0.0049696 | 0.0093713 | 0.0077638 | 0.004425 | 0.0046187 | 0.0060265 | 0.0074075 | 0.0082166 | 0.0082337 | 0.0082943 | 0.008019 | 0.0077914 | 0.0071549 | 0.0059744 | 0.0054542 | 0.0058847 | 0.0059271 | 0.0048503 | 0.0050526 | 0.0052286
Portfolio Adjusted1-in-10Size: Under 20 kWSouth of Lugo2018November Monthly Peak | Portfolio Adjusted | 1-in-10 | Size: Under 20 kW | South of Lugo | 2018 | November Monthly Peak | 11 | 0.80217 | 0.78629 | 0.78541 | 0.7799 | 0.77011 | 0.79994 | 0.8168 | 0.86165 | 1.1065 | 1.4081 | 1.6694 | 1.8291 | 1.8888 | 1.9268 | 1.9202 | 1.8932 | 1.7927 | 1.705 | 1.4719 | 1.3217 | 1.177 | 1.0136 | 0.90585 | 0.83811 | 0 | 0 | 0 | 0 | 0 | 0 | 0 | 0 | 0 | 0 | 0 | 0 | 0 | 0 | 0.003324 | 0.0095319 | 0.011525 | 0.012287 | 0 | 0 | 0 | 0 | 0 | 0 | 68.538 | 66.746 | 65.9832 | 64.4517 | 63.7192 | 62.6655 | 62.0239 | 62.5061 | 65.537 | 71.3931 | 78.1817 | 83.6483 | 85.6027 | 86.9989 | 87.3699 | 85.9823 | 83.8851 | 81.5898 | 79.2015 | 76.2513 | 74.3943 | 72.6761 | 70.572 | 68.9809 | 0.0058826 | 0.0071454 | 0.003558 | 0.0045841 | 0.0050268 | 0.0096191 | 0.007351 | 0.0042853 | 0.0045522 | 0.0056251 | 0.0068573 | 0.0076096 | 0.007522 | 0.0075909 | 0.0071865 | 0.0069519 | 0.0064354 | 0.0062181 | 0.0054161 | 0.0054725 | 0.005516 | 0.0045189 | 0.004978 | 0.0051657
Portfolio Adjusted1-in-10Size: Under 20 kWSouth of Lugo2018December Monthly Peak | Portfolio Adjusted | 1-in-10 | Size: Under 20 kW | South of Lugo | 2018 | December Monthly Peak | 12 | 0.78019 | 0.7811 | 0.78132 | 0.77197 | 0.77156 | 0.82923 | 0.95365 | 0.99703 | 1.1982 | 1.4257 | 1.5481 | 1.5414 | 1.4768 | 1.3946 | 1.3451 | 1.3002 | 1.3035 | 1.3565 | 1.2957 | 1.1883 | 1.0802 | 0.95783 | 0.86248 | 0.81077 | 0 | 0 | 0 | 0 | 0 | 0 | 0 | 0 | 0 | 0 | 0 | 0 | 0 | 0 | 0.0023284 | 0.0065464 | 0.0083804 | 0.0097751 | 0 | 0 | 0 | 0 | 0 | 0 | 48.2042 | 47.3183 | 46.8896 | 47.1051 | 47.6229 | 47.3461 | 48.2175 | 48.2835 | 49.2631 | 50.9379 | 52.216 | 53.5843 | 55.0458 | 54.7795 | 54.7259 | 54.5764 | 54.0182 | 52.6444 | 51.5632 | 49.6943 | 47.9325 | 48.1671 | 48.0696 | 47.357 | 0.0057213 | 0.0070983 | 0.0035395 | 0.0045375 | 0.0050363 | 0.0099713 | 0.0085826 | 0.0049586 | 0.0049297 | 0.0056957 | 0.0063592 | 0.0064127 | 0.005881 | 0.0054942 | 0.005034 | 0.0047744 | 0.0046793 | 0.0049468 | 0.0047676 | 0.0049201 | 0.0050623 | 0.0042704 | 0.0047396 | 0.0049973
Portfolio Adjusted1-in-10Size: Under 20 kWSouth of Lugo2018Typical Event Day | Portfolio Adjusted | 1-in-10 | Size: Under 20 kW | South of Lugo | 2018 | Typical Event Day | 8 | 0.86889 | 0.84081 | 0.82324 | 0.81347 | 0.81059 | 0.83209 | 0.8304 | 0.96867 | 1.2812 | 1.6746 | 1.9947 | 2.2285 | 2.3284 | 2.3822 | 2.4047 | 2.3876 | 2.2645 | 1.9156 | 1.5983 | 1.442 | 1.3685 | 1.1804 | 1.0086 | 0.92587 | 0 | 0 | 0 | 0 | 0 | 0 | 0 | 0 | 0 | 0 | 0 | 0 | 0 | 0 | 0.0041627 | 0.012022 | 0.014558 | 0.013805 | 0 | 0 | 0 | 0 | 0 | 0 | 70.5273 | 69.8425 | 69.4901 | 69.1121 | 68.5518 | 68.22 | 68.1828 | 68.7245 | 71.0281 | 74.9776 | 79.0847 | 82.6616 | 83.7447 | 84.0285 | 84.8943 | 85.7484 | 86.3825 | 86.4362 | 85.7106 | 82.156 | 77.631 | 74.5262 | 72.7349 | 71.5281 | 0.0063718 | 0.0076409 | 0.0037294 | 0.0047814 | 0.0052911 | 0.010006 | 0.0074734 | 0.0048176 | 0.005271 | 0.0066898 | 0.0081938 | 0.0092712 | 0.0092723 | 0.0093848 | 0.0089999 | 0.0087676 | 0.008129 | 0.006986 | 0.0058811 | 0.0059707 | 0.0064134 | 0.0052626 | 0.0055428 | 0.0057066
Portfolio Adjusted1-in-10Size: Under 20 kWSouth of Lugo2019January Monthly Peak | Portfolio Adjusted | 1-in-10 | Size: Under 20 kW | South of Lugo | 2019 | January Monthly Peak | 1 | 0.76491 | 0.77181 | 0.75695 | 0.76576 | 0.76612 | 0.81905 | 0.96398 | 0.99426 | 1.2028 | 1.4721 | 1.5741 | 1.5455 | 1.4568 | 1.3435 | 1.2921 | 1.2508 | 1.2183 | 1.3051 | 1.3087 | 1.195 | 1.0986 | 0.96636 | 0.86134 | 0.79209 | 0 | 0 | 0 | 0 | 0 | 0 | 0 | 0 | 0 | 0 | 0 | 0 | 0 | 0 | 0.0022366 | 0.0062978 | 0.0078326 | 0.009405 | 0 | 0 | 0 | 0 | 0 | 0 | 48.5998 | 47.6565 | 46.6031 | 46.2447 | 45.6372 | 45.8667 | 45.6344 | 45.349 | 45.0933 | 48.1403 | 51.5595 | 53.0222 | 54.75 | 55.8321 | 55.6485 | 54.4913 | 53.0038 | 51.8865 | 50.4347 | 48.6931 | 47.5238 | 46.487 | 46.2724 | 45.7836 | 0.0056093 | 0.0070139 | 0.0034291 | 0.004501 | 0.0050008 | 0.0098488 | 0.0086756 | 0.0049449 | 0.0049484 | 0.0058809 | 0.0064661 | 0.0064299 | 0.0058013 | 0.0052929 | 0.0048357 | 0.0045931 | 0.0043735 | 0.0047595 | 0.0048154 | 0.0049479 | 0.0051486 | 0.0043084 | 0.0047333 | 0.0048821
Portfolio Adjusted1-in-10Size: Under 20 kWSouth of Lugo2019February Monthly Peak | Portfolio Adjusted | 1-in-10 | Size: Under 20 kW | South of Lugo | 2019 | February Monthly Peak | 2 | 0.75313 | 0.7563 | 0.74354 | 0.7451 | 0.74008 | 0.7777 | 0.84696 | 0.84592 | 0.99151 | 1.2434 | 1.3986 | 1.4228 | 1.4265 | 1.4231 | 1.411 | 1.3854 | 1.3092 | 1.2548 | 1.2988 | 1.1913 | 1.1076 | 0.9683 | 0.85861 | 0.78525 | 0 | 0 | 0 | 0 | 0 | 0 | 0 | 0 | 0 | 0 | 0 | 0 | 0 | 0 | 0.0024425 | 0.0069754 | 0.0084169 | 0.0090424 | 0 | 0 | 0 | 0 | 0 | 0 | 54.4874 | 53.5212 | 52.3172 | 51.67 | 51.8502 | 51.1895 | 48.9062 | 51.3287 | 53.1758 | 55.5931 | 58.6038 | 59.5306 | 60.7906 | 62.2967 | 63.148 | 63.4264 | 62.6621 | 62.0273 | 60.7271 | 59.0697 | 57.4976 | 56.1303 | 55.372 | 53.7723 | 0.0055229 | 0.0068729 | 0.0033683 | 0.0043795 | 0.0048308 | 0.0093516 | 0.0076224 | 0.0042071 | 0.0040793 | 0.0049672 | 0.005745 | 0.0059194 | 0.005681 | 0.0056064 | 0.0052807 | 0.0050873 | 0.0046997 | 0.004576 | 0.0047791 | 0.0049327 | 0.0051909 | 0.004317 | 0.0047183 | 0.0048399
Portfolio Adjusted1-in-10Size: Under 20 kWSouth of Lugo2019March Monthly Peak | Portfolio Adjusted | 1-in-10 | Size: Under 20 kW | South of Lugo | 2019 | March Monthly Peak | 3 | 0.76988 | 0.75885 | 0.75155 | 0.74298 | 0.73614 | 0.76662 | 0.84331 | 0.83997 | 0.95996 | 1.1826 | 1.4011 | 1.4836 | 1.5459 | 1.5885 | 1.6169 | 1.617 | 1.5433 | 1.357 | 1.2208 | 1.2391 | 1.1578 | 1.0191 | 0.87938 | 0.81205 | 0 | 0 | 0 | 0 | 0 | 0 | 0 | 0 | 0 | 0 | 0 | 0 | 0 | 0 | 0.002799 | 0.0081415 | 0.0099219 | 0.009779 | 0 | 0 | 0 | 0 | 0 | 0 | 61.4139 | 59.8503 | 58.8289 | 57.5257 | 56.5356 | 55.5718 | 54.796 | 54.5623 | 56.1012 | 59.935 | 64.2654 | 68.4269 | 72.3638 | 73.6524 | 74.3604 | 73.808 | 72.7564 | 71.2095 | 70.5403 | 69.0332 | 66.8156 | 64.2322 | 61.8943 | 60.2063 | 0.0056458 | 0.0068961 | 0.0034046 | 0.0043671 | 0.0048051 | 0.0092184 | 0.0075896 | 0.0041775 | 0.0039495 | 0.0047242 | 0.0057552 | 0.0061721 | 0.0061563 | 0.0062578 | 0.0060515 | 0.0059378 | 0.0055401 | 0.0049488 | 0.0044922 | 0.0051306 | 0.0054259 | 0.0045438 | 0.0048325 | 0.0050051
Portfolio Adjusted1-in-10Size: Under 20 kWSouth of Lugo2019April Monthly Peak | Portfolio Adjusted | 1-in-10 | Size: Under 20 kW | South of Lugo | 2019 | April Monthly Peak | 4 | 0.82472 | 0.80381 | 0.78012 | 0.76991 | 0.75971 | 0.79004 | 0.77801 | 0.85801 | 1.092 | 1.4101 | 1.6874 | 1.8447 | 1.9285 | 1.9771 | 2.0016 | 1.982 | 1.8871 | 1.6077 | 1.3662 | 1.3364 | 1.2926 | 1.1351 | 0.96493 | 0.87638 | 0 | 0 | 0 | 0 | 0 | 0 | 0 | 0 | 0 | 0 | 0 | 0 | 0 | 0 | 0.0034648 | 0.0099789 | 0.012132 | 0.011586 | 0 | 0 | 0 | 0 | 0 | 0 | 70.0339 | 69.0958 | 67.525 | 65.9666 | 64.6253 | 63.7732 | 63.4127 | 63.4885 | 66.2105 | 71.8364 | 77.2507 | 82.3236 | 85.1894 | 85.7573 | 84.8714 | 84.8756 | 84.7852 | 84.9411 | 83.6056 | 79.6215 | 74.926 | 70.1803 | 67.895 | 66.9835 | 0.0060479 | 0.0073047 | 0.003534 | 0.0045254 | 0.0049589 | 0.0095001 | 0.0070019 | 0.0042673 | 0.0044928 | 0.0056333 | 0.0069314 | 0.0076744 | 0.00768 | 0.0077891 | 0.0074911 | 0.0072779 | 0.0067741 | 0.0058632 | 0.0050272 | 0.0055336 | 0.0060576 | 0.0050606 | 0.0053026 | 0.0054017
Portfolio Adjusted1-in-10Size: Under 20 kWSouth of Lugo2019May Monthly Peak | Portfolio Adjusted | 1-in-10 | Size: Under 20 kW | South of Lugo | 2019 | May Monthly Peak | 5 | 0.84575 | 0.82103 | 0.79376 | 0.78017 | 0.77418 | 0.80106 | 0.749 | 0.87213 | 1.1465 | 1.4765 | 1.7747 | 1.9501 | 2.0253 | 2.0613 | 2.0788 | 2.0655 | 1.9421 | 1.6517 | 1.4116 | 1.3142 | 1.3241 | 1.1495 | 0.9864 | 0.90297 | 0 | 0 | 0 | 0 | 0 | 0 | 0 | 0 | 0 | 0 | 0 | 0 | 0 | 0 | 0.0035986 | 0.0104 | 0.012486 | 0.011903 | 0 | 0 | 0 | 0 | 0 | 0 | 70.6274 | 69.5784 | 68.499 | 68.2105 | 67.827 | 67.4424 | 67.6334 | 67.6407 | 70.8965 | 76.0927 | 80.6658 | 84.0812 | 85.3087 | 85.373 | 86.1866 | 86.3759 | 86.4687 | 85.5846 | 84.9778 | 82.5935 | 78.3846 | 73.8704 | 71.3871 | 69.0078 | 0.0062021 | 0.0074611 | 0.0035958 | 0.0045857 | 0.0050534 | 0.0096326 | 0.0067408 | 0.0043375 | 0.0047172 | 0.0058985 | 0.0072901 | 0.0081131 | 0.0080653 | 0.0081204 | 0.0077802 | 0.0075848 | 0.0069716 | 0.0060235 | 0.0051942 | 0.0054416 | 0.0062054 | 0.005125 | 0.0054206 | 0.0055655
Portfolio Adjusted1-in-10Size: Under 20 kWSouth of Lugo2019June Monthly Peak | Portfolio Adjusted | 1-in-10 | Size: Under 20 kW | South of Lugo | 2019 | June Monthly Peak | 6 | 0.83273 | 0.80801 | 0.79421 | 0.78377 | 0.78461 | 0.79489 | 0.73645 | 0.86356 | 1.1031 | 1.41 | 1.7189 | 1.8898 | 1.9677 | 2.0315 | 2.0527 | 2.0315 | 1.9094 | 1.6206 | 1.389 | 1.2452 | 1.2417 | 1.115 | 0.96714 | 0.87952 | 0 | 0 | 0 | 0 | 0 | 0 | 0 | 0 | 0 | 0 | 0 | 0 | 0 | 0 | 0.0035534 | 0.010229 | 0.012276 | 0.011678 | 0 | 0 | 0 | 0 | 0 | 0 | 65.7246 | 65.3934 | 65.638 | 65.7964 | 64.8772 | 63.9352 | 63.3598 | 64.1084 | 66.5308 | 70.0506 | 74.833 | 79.0094 | 80.6057 | 80.4499 | 81.1804 | 81.7487 | 83.0509 | 82.4599 | 82.3715 | 78.1642 | 73.692 | 70.768 | 69.0371 | 68.3458 | 0.0061067 | 0.0073428 | 0.0035979 | 0.0046068 | 0.0051215 | 0.0095584 | 0.0066279 | 0.0042948 | 0.0045384 | 0.0056328 | 0.0070608 | 0.0078622 | 0.0078361 | 0.0080033 | 0.0076826 | 0.0074599 | 0.0068543 | 0.00591 | 0.005111 | 0.0051557 | 0.0058192 | 0.0049709 | 0.0053148 | 0.0054209
Portfolio Adjusted1-in-10Size: Under 20 kWSouth of Lugo2019July Monthly Peak | Portfolio Adjusted | 1-in-10 | Size: Under 20 kW | South of Lugo | 2019 | July Monthly Peak | 7 | 0.853 | 0.82781 | 0.80753 | 0.80442 | 0.80287 | 0.82713 | 0.79298 | 0.94314 | 1.2232 | 1.5628 | 1.8705 | 2.0558 | 2.1624 | 2.2192 | 2.2437 | 2.1968 | 2.0765 | 1.7757 | 1.5074 | 1.3275 | 1.2907 | 1.1525 | 0.9976 | 0.91337 | 0 | 0 | 0 | 0 | 0 | 0 | 0 | 0 | 0 | 0 | 0 | 0 | 0 | 0 | 0.0038839 | 0.011061 | 0.01335 | 0.012796 | 0 | 0 | 0 | 0 | 0 | 0 | 69.8774 | 68.6795 | 68.1833 | 67.825 | 67.4961 | 67.2209 | 67.5749 | 68.4988 | 70.8533 | 74.9416 | 79.4093 | 81.8758 | 80.5458 | 79.9294 | 82.3542 | 82.7787 | 82.2087 | 81.6608 | 80.4463 | 78.5311 | 75.3867 | 72.8293 | 71.6343 | 70.9766 | 0.0062553 | 0.0075227 | 0.0036582 | 0.0047282 | 0.0052406 | 0.009946 | 0.0071366 | 0.0046906 | 0.0050327 | 0.0062431 | 0.0076837 | 0.0085529 | 0.0086115 | 0.0087428 | 0.0083971 | 0.0080667 | 0.0074542 | 0.0064757 | 0.0055466 | 0.0054964 | 0.0060487 | 0.0051384 | 0.0054822 | 0.0056296
Portfolio Adjusted1-in-10Size: Under 20 kWSouth of Lugo2019August Monthly Peak | Portfolio Adjusted | 1-in-10 | Size: Under 20 kW | South of Lugo | 2019 | August Monthly Peak | 8 | 0.87567 | 0.84727 | 0.82925 | 0.81977 | 0.81618 | 0.83911 | 0.84002 | 0.98475 | 1.3141 | 1.7228 | 2.0508 | 2.2944 | 2.3937 | 2.4433 | 2.4622 | 2.444 | 2.3154 | 1.9534 | 1.6287 | 1.4673 | 1.3859 | 1.1939 | 1.0189 | 0.93411 | 0 | 0 | 0 | 0 | 0 | 0 | 0 | 0 | 0 | 0 | 0 | 0 | 0 | 0 | 0.0042623 | 0.012305 | 0.014886 | 0.014077 | 0 | 0 | 0 | 0 | 0 | 0 | 70.9341 | 70.3243 | 69.8536 | 69.41 | 69.2172 | 69.4706 | 69.5869 | 69.8093 | 72.1222 | 76.1862 | 79.496 | 83.2298 | 84.8442 | 85.6573 | 86.2875 | 88.1408 | 90.0621 | 91.8644 | 91.7418 | 87.6778 | 81.5968 | 77.7956 | 75.7694 | 73.6139 | 0.0064215 | 0.0076996 | 0.0037566 | 0.0048184 | 0.0053276 | 0.01009 | 0.00756 | 0.0048976 | 0.0054064 | 0.0068822 | 0.0084242 | 0.0095452 | 0.0095325 | 0.0096256 | 0.0092152 | 0.0089745 | 0.0083118 | 0.0071239 | 0.0059928 | 0.0060755 | 0.006495 | 0.0053228 | 0.0055992 | 0.0057574
Portfolio Adjusted1-in-10Size: Under 20 kWSouth of Lugo2019September Monthly Peak | Portfolio Adjusted | 1-in-10 | Size: Under 20 kW | South of Lugo | 2019 | September Monthly Peak | 9 | 0.86412 | 0.85387 | 0.8319 | 0.82332 | 0.82325 | 0.85948 | 0.91512 | 1.0277 | 1.4108 | 1.9015 | 2.2398 | 2.47 | 2.5748 | 2.5836 | 2.5883 | 2.5481 | 2.3821 | 1.9809 | 1.639 | 1.5925 | 1.3909 | 1.1941 | 1.0068 | 0.92246 | 0 | 0 | 0 | 0 | 0 | 0 | 0 | 0 | 0 | 0 | 0 | 0 | 0 | 0 | 0.0044805 | 0.012829 | 0.015315 | 0.014275 | 0 | 0 | 0 | 0 | 0 | 0 | 75.5731 | 74.9726 | 74.2855 | 73.417 | 72.6166 | 72.2531 | 72.2098 | 72.4814 | 74.6062 | 78.7322 | 82.6007 | 86.5312 | 88.983 | 90.0773 | 89.7552 | 90.3255 | 90.2085 | 89.7595 | 88.2826 | 84.2508 | 79.8487 | 76.7118 | 74.4987 | 73.1763 | 0.0063368 | 0.0077596 | 0.0037686 | 0.0048393 | 0.0053737 | 0.010335 | 0.0082358 | 0.0051111 | 0.0058045 | 0.0075965 | 0.0092005 | 0.010276 | 0.010254 | 0.010178 | 0.009687 | 0.0093568 | 0.0085513 | 0.0072241 | 0.006031 | 0.006594 | 0.0065184 | 0.0053237 | 0.0055327 | 0.0056857
Portfolio Adjusted1-in-10Size: Under 20 kWSouth of Lugo2019October Monthly Peak | Portfolio Adjusted | 1-in-10 | Size: Under 20 kW | South of Lugo | 2019 | October Monthly Peak | 10 | 0.80609 | 0.7885 | 0.76846 | 0.76462 | 0.76135 | 0.77933 | 0.86267 | 0.88972 | 1.1226 | 1.5085 | 1.8033 | 1.975 | 2.0676 | 2.1054 | 2.1426 | 2.1218 | 1.9931 | 1.6382 | 1.4823 | 1.4212 | 1.2648 | 1.0879 | 0.91942 | 0.8483 | 0 | 0 | 0 | 0 | 0 | 0 | 0 | 0 | 0 | 0 | 0 | 0 | 0 | 0 | 0.003709 | 0.010683 | 0.012814 | 0.011806 | 0 | 0 | 0 | 0 | 0 | 0 | 70.6653 | 69.7348 | 68.6608 | 67.6299 | 66.6176 | 66.353 | 66.3958 | 66.3808 | 67.6198 | 70.6351 | 74.945 | 79.8247 | 83.8782 | 85.4892 | 85.6478 | 85.7404 | 85.1637 | 84.3427 | 81.5757 | 77.775 | 74.2916 | 72.1506 | 70.5707 | 69.4804 | 0.0059113 | 0.0071655 | 0.0034812 | 0.0044943 | 0.0049696 | 0.0093713 | 0.0077638 | 0.004425 | 0.0046187 | 0.0060265 | 0.0074075 | 0.0082166 | 0.0082337 | 0.0082943 | 0.008019 | 0.0077914 | 0.0071549 | 0.0059744 | 0.0054542 | 0.0058847 | 0.0059271 | 0.0048503 | 0.0050526 | 0.0052286
Portfolio Adjusted1-in-10Size: Under 20 kWSouth of Lugo2019November Monthly Peak | Portfolio Adjusted | 1-in-10 | Size: Under 20 kW | South of Lugo | 2019 | November Monthly Peak | 11 | 0.80217 | 0.78629 | 0.78541 | 0.7799 | 0.77011 | 0.79994 | 0.8168 | 0.86165 | 1.1065 | 1.4081 | 1.6694 | 1.8291 | 1.8888 | 1.9268 | 1.9202 | 1.8932 | 1.7927 | 1.705 | 1.4719 | 1.3217 | 1.177 | 1.0136 | 0.90585 | 0.83811 | 0 | 0 | 0 | 0 | 0 | 0 | 0 | 0 | 0 | 0 | 0 | 0 | 0 | 0 | 0.003324 | 0.0095319 | 0.011525 | 0.012287 | 0 | 0 | 0 | 0 | 0 | 0 | 68.538 | 66.746 | 65.9832 | 64.4517 | 63.7192 | 62.6655 | 62.0239 | 62.5061 | 65.537 | 71.3931 | 78.1817 | 83.6483 | 85.6027 | 86.9989 | 87.3699 | 85.9823 | 83.8851 | 81.5898 | 79.2015 | 76.2513 | 74.3943 | 72.6761 | 70.572 | 68.9809 | 0.0058826 | 0.0071454 | 0.003558 | 0.0045841 | 0.0050268 | 0.0096191 | 0.007351 | 0.0042853 | 0.0045522 | 0.0056251 | 0.0068573 | 0.0076096 | 0.007522 | 0.0075909 | 0.0071865 | 0.0069519 | 0.0064354 | 0.0062181 | 0.0054161 | 0.0054725 | 0.005516 | 0.0045189 | 0.004978 | 0.0051657
Portfolio Adjusted1-in-10Size: Under 20 kWSouth of Lugo2019December Monthly Peak | Portfolio Adjusted | 1-in-10 | Size: Under 20 kW | South of Lugo | 2019 | December Monthly Peak | 12 | 0.78019 | 0.7811 | 0.78132 | 0.77197 | 0.77156 | 0.82923 | 0.95365 | 0.99703 | 1.1982 | 1.4257 | 1.5481 | 1.5414 | 1.4768 | 1.3946 | 1.3451 | 1.3002 | 1.3035 | 1.3565 | 1.2957 | 1.1883 | 1.0802 | 0.95783 | 0.86248 | 0.81077 | 0 | 0 | 0 | 0 | 0 | 0 | 0 | 0 | 0 | 0 | 0 | 0 | 0 | 0 | 0.0023284 | 0.0065464 | 0.0083804 | 0.0097751 | 0 | 0 | 0 | 0 | 0 | 0 | 48.2042 | 47.3183 | 46.8896 | 47.1051 | 47.6229 | 47.3461 | 48.2175 | 48.2835 | 49.2631 | 50.9379 | 52.216 | 53.5843 | 55.0458 | 54.7795 | 54.7259 | 54.5764 | 54.0182 | 52.6444 | 51.5632 | 49.6943 | 47.9325 | 48.1671 | 48.0696 | 47.357 | 0.0057213 | 0.0070983 | 0.0035395 | 0.0045375 | 0.0050363 | 0.0099713 | 0.0085826 | 0.0049586 | 0.0049297 | 0.0056957 | 0.0063592 | 0.0064127 | 0.005881 | 0.0054942 | 0.005034 | 0.0047744 | 0.0046793 | 0.0049468 | 0.0047676 | 0.0049201 | 0.0050623 | 0.0042704 | 0.0047396 | 0.0049973
Portfolio Adjusted1-in-10Size: Under 20 kWSouth of Lugo2019Typical Event Day | Portfolio Adjusted | 1-in-10 | Size: Under 20 kW | South of Lugo | 2019 | Typical Event Day | 8 | 0.86889 | 0.84081 | 0.82324 | 0.81347 | 0.81059 | 0.83209 | 0.8304 | 0.96867 | 1.2812 | 1.6746 | 1.9947 | 2.2285 | 2.3284 | 2.3822 | 2.4047 | 2.3876 | 2.2645 | 1.9156 | 1.5983 | 1.442 | 1.3685 | 1.1804 | 1.0086 | 0.92587 | 0 | 0 | 0 | 0 | 0 | 0 | 0 | 0 | 0 | 0 | 0 | 0 | 0 | 0 | 0.0041627 | 0.012022 | 0.014558 | 0.013805 | 0 | 0 | 0 | 0 | 0 | 0 | 70.5273 | 69.8425 | 69.4901 | 69.1121 | 68.5518 | 68.22 | 68.1828 | 68.7245 | 71.0281 | 74.9776 | 79.0847 | 82.6616 | 83.7447 | 84.0285 | 84.8943 | 85.7484 | 86.3825 | 86.4362 | 85.7106 | 82.156 | 77.631 | 74.5262 | 72.7349 | 71.5281 | 0.0063718 | 0.0076409 | 0.0037294 | 0.0047814 | 0.0052911 | 0.010006 | 0.0074734 | 0.0048176 | 0.005271 | 0.0066898 | 0.0081938 | 0.0092712 | 0.0092723 | 0.0093848 | 0.0089999 | 0.0087676 | 0.008129 | 0.006986 | 0.0058811 | 0.0059707 | 0.0064134 | 0.0052626 | 0.0055428 | 0.0057066
Portfolio Adjusted1-in-10Size: Under 20 kWSouth of Lugo2020January Monthly Peak | Portfolio Adjusted | 1-in-10 | Size: Under 20 kW | South of Lugo | 2020 | January Monthly Peak | 1 | 0.76491 | 0.77181 | 0.75695 | 0.76576 | 0.76612 | 0.81905 | 0.96398 | 0.99426 | 1.2028 | 1.4721 | 1.5741 | 1.5455 | 1.4568 | 1.3435 | 1.2921 | 1.2508 | 1.2183 | 1.3051 | 1.3087 | 1.195 | 1.0986 | 0.96636 | 0.86134 | 0.79209 | 0 | 0 | 0 | 0 | 0 | 0 | 0 | 0 | 0 | 0 | 0 | 0 | 0 | 0 | 0.0022366 | 0.0062978 | 0.0078326 | 0.009405 | 0 | 0 | 0 | 0 | 0 | 0 | 48.5998 | 47.6565 | 46.6031 | 46.2447 | 45.6372 | 45.8667 | 45.6344 | 45.349 | 45.0933 | 48.1403 | 51.5595 | 53.0222 | 54.75 | 55.8321 | 55.6485 | 54.4913 | 53.0038 | 51.8865 | 50.4347 | 48.6931 | 47.5238 | 46.487 | 46.2724 | 45.7836 | 0.0056093 | 0.0070139 | 0.0034291 | 0.004501 | 0.0050008 | 0.0098488 | 0.0086756 | 0.0049449 | 0.0049484 | 0.0058809 | 0.0064661 | 0.0064299 | 0.0058013 | 0.0052929 | 0.0048357 | 0.0045931 | 0.0043735 | 0.0047595 | 0.0048154 | 0.0049479 | 0.0051486 | 0.0043084 | 0.0047333 | 0.0048821
Portfolio Adjusted1-in-10Size: Under 20 kWSouth of Lugo2020February Monthly Peak | Portfolio Adjusted | 1-in-10 | Size: Under 20 kW | South of Lugo | 2020 | February Monthly Peak | 2 | 0.75313 | 0.7563 | 0.74354 | 0.7451 | 0.74008 | 0.7777 | 0.84696 | 0.84592 | 0.99151 | 1.2434 | 1.3986 | 1.4228 | 1.4265 | 1.4231 | 1.411 | 1.3854 | 1.3092 | 1.2548 | 1.2988 | 1.1913 | 1.1076 | 0.9683 | 0.85861 | 0.78525 | 0 | 0 | 0 | 0 | 0 | 0 | 0 | 0 | 0 | 0 | 0 | 0 | 0 | 0 | 0.0024425 | 0.0069754 | 0.0084169 | 0.0090424 | 0 | 0 | 0 | 0 | 0 | 0 | 54.4874 | 53.5212 | 52.3172 | 51.67 | 51.8502 | 51.1895 | 48.9062 | 51.3287 | 53.1758 | 55.5931 | 58.6038 | 59.5306 | 60.7906 | 62.2967 | 63.148 | 63.4264 | 62.6621 | 62.0273 | 60.7271 | 59.0697 | 57.4976 | 56.1303 | 55.372 | 53.7723 | 0.0055229 | 0.0068729 | 0.0033683 | 0.0043795 | 0.0048308 | 0.0093516 | 0.0076224 | 0.0042071 | 0.0040793 | 0.0049672 | 0.005745 | 0.0059194 | 0.005681 | 0.0056064 | 0.0052807 | 0.0050873 | 0.0046997 | 0.004576 | 0.0047791 | 0.0049327 | 0.0051909 | 0.004317 | 0.0047183 | 0.0048399
Portfolio Adjusted1-in-10Size: Under 20 kWSouth of Lugo2020March Monthly Peak | Portfolio Adjusted | 1-in-10 | Size: Under 20 kW | South of Lugo | 2020 | March Monthly Peak | 3 | 0.76988 | 0.75885 | 0.75155 | 0.74298 | 0.73614 | 0.76662 | 0.84331 | 0.83997 | 0.95996 | 1.1826 | 1.4011 | 1.4836 | 1.5459 | 1.5884 | 1.6169 | 1.617 | 1.5433 | 1.357 | 1.2208 | 1.2391 | 1.1578 | 1.0191 | 0.87938 | 0.81205 | 0 | 0 | 0 | 0 | 0 | 0 | 0 | 0 | 0 | 0 | 0 | 0 | 0 | 0 | 0.002799 | 0.0081415 | 0.0099219 | 0.009779 | 0 | 0 | 0 | 0 | 0 | 0 | 61.4139 | 59.8503 | 58.8289 | 57.5257 | 56.5356 | 55.5718 | 54.796 | 54.5623 | 56.1012 | 59.935 | 64.2654 | 68.4269 | 72.3638 | 73.6524 | 74.3604 | 73.808 | 72.7564 | 71.2095 | 70.5403 | 69.0332 | 66.8156 | 64.2322 | 61.8943 | 60.2063 | 0.0056458 | 0.0068961 | 0.0034046 | 0.0043671 | 0.0048051 | 0.0092184 | 0.0075896 | 0.0041775 | 0.0039495 | 0.0047242 | 0.0057552 | 0.0061721 | 0.0061563 | 0.0062578 | 0.0060515 | 0.0059378 | 0.0055401 | 0.0049488 | 0.0044922 | 0.0051306 | 0.0054259 | 0.0045438 | 0.0048325 | 0.0050051
Portfolio Adjusted1-in-10Size: Under 20 kWSouth of Lugo2020April Monthly Peak | Portfolio Adjusted | 1-in-10 | Size: Under 20 kW | South of Lugo | 2020 | April Monthly Peak | 4 | 0.82472 | 0.80381 | 0.78012 | 0.76991 | 0.75971 | 0.79004 | 0.77801 | 0.85801 | 1.092 | 1.4101 | 1.6874 | 1.8447 | 1.9285 | 1.9771 | 2.0016 | 1.982 | 1.8871 | 1.6077 | 1.3662 | 1.3364 | 1.2926 | 1.1351 | 0.96493 | 0.87638 | 0 | 0 | 0 | 0 | 0 | 0 | 0 | 0 | 0 | 0 | 0 | 0 | 0 | 0 | 0.0034648 | 0.0099789 | 0.012132 | 0.011586 | 0 | 0 | 0 | 0 | 0 | 0 | 70.0339 | 69.0958 | 67.525 | 65.9666 | 64.6253 | 63.7732 | 63.4127 | 63.4885 | 66.2105 | 71.8364 | 77.2507 | 82.3236 | 85.1894 | 85.7573 | 84.8714 | 84.8756 | 84.7852 | 84.9411 | 83.6056 | 79.6215 | 74.926 | 70.1803 | 67.895 | 66.9835 | 0.0060479 | 0.0073047 | 0.003534 | 0.0045254 | 0.0049589 | 0.0095001 | 0.0070019 | 0.0042673 | 0.0044928 | 0.0056333 | 0.0069314 | 0.0076744 | 0.00768 | 0.0077891 | 0.0074911 | 0.0072779 | 0.0067741 | 0.0058632 | 0.0050272 | 0.0055336 | 0.0060576 | 0.0050606 | 0.0053026 | 0.0054017
Portfolio Adjusted1-in-10Size: Under 20 kWSouth of Lugo2020May Monthly Peak | Portfolio Adjusted | 1-in-10 | Size: Under 20 kW | South of Lugo | 2020 | May Monthly Peak | 5 | 0.84575 | 0.82103 | 0.79376 | 0.78017 | 0.77418 | 0.80106 | 0.749 | 0.87213 | 1.1465 | 1.4765 | 1.7747 | 1.9501 | 2.0253 | 2.0613 | 2.0788 | 2.0655 | 1.9421 | 1.6517 | 1.4116 | 1.3142 | 1.3241 | 1.1495 | 0.9864 | 0.90297 | 0 | 0 | 0 | 0 | 0 | 0 | 0 | 0 | 0 | 0 | 0 | 0 | 0 | 0 | 0.0035986 | 0.0104 | 0.012486 | 0.011903 | 0 | 0 | 0 | 0 | 0 | 0 | 70.6274 | 69.5784 | 68.499 | 68.2105 | 67.827 | 67.4424 | 67.6334 | 67.6407 | 70.8965 | 76.0927 | 80.6658 | 84.0812 | 85.3087 | 85.373 | 86.1866 | 86.3759 | 86.4687 | 85.5846 | 84.9778 | 82.5935 | 78.3846 | 73.8704 | 71.3871 | 69.0078 | 0.0062021 | 0.0074611 | 0.0035958 | 0.0045857 | 0.0050534 | 0.0096326 | 0.0067408 | 0.0043375 | 0.0047172 | 0.0058985 | 0.0072901 | 0.0081131 | 0.0080653 | 0.0081204 | 0.0077802 | 0.0075848 | 0.0069716 | 0.0060235 | 0.0051942 | 0.0054416 | 0.0062054 | 0.005125 | 0.0054206 | 0.0055655
Portfolio Adjusted1-in-10Size: Under 20 kWSouth of Lugo2020June Monthly Peak | Portfolio Adjusted | 1-in-10 | Size: Under 20 kW | South of Lugo | 2020 | June Monthly Peak | 6 | 0.83273 | 0.80801 | 0.79421 | 0.78377 | 0.78461 | 0.79489 | 0.73645 | 0.86356 | 1.1031 | 1.41 | 1.7189 | 1.8898 | 1.9677 | 2.0315 | 2.0527 | 2.0315 | 1.9094 | 1.6206 | 1.389 | 1.2452 | 1.2417 | 1.115 | 0.96714 | 0.87952 | 0 | 0 | 0 | 0 | 0 | 0 | 0 | 0 | 0 | 0 | 0 | 0 | 0 | 0 | 0.0035534 | 0.010229 | 0.012276 | 0.011678 | 0 | 0 | 0 | 0 | 0 | 0 | 65.7246 | 65.3934 | 65.638 | 65.7964 | 64.8772 | 63.9352 | 63.3598 | 64.1084 | 66.5308 | 70.0506 | 74.833 | 79.0094 | 80.6057 | 80.4499 | 81.1804 | 81.7487 | 83.0509 | 82.4599 | 82.3715 | 78.1642 | 73.692 | 70.768 | 69.0371 | 68.3458 | 0.0061067 | 0.0073428 | 0.0035979 | 0.0046068 | 0.0051215 | 0.0095584 | 0.0066279 | 0.0042948 | 0.0045384 | 0.0056328 | 0.0070608 | 0.0078622 | 0.0078361 | 0.0080033 | 0.0076826 | 0.0074599 | 0.0068543 | 0.00591 | 0.005111 | 0.0051557 | 0.0058192 | 0.0049709 | 0.0053148 | 0.0054209
Portfolio Adjusted1-in-10Size: Under 20 kWSouth of Lugo2020July Monthly Peak | Portfolio Adjusted | 1-in-10 | Size: Under 20 kW | South of Lugo | 2020 | July Monthly Peak | 7 | 0.853 | 0.82781 | 0.80753 | 0.80442 | 0.80287 | 0.82713 | 0.79298 | 0.94314 | 1.2232 | 1.5628 | 1.8705 | 2.0558 | 2.1624 | 2.2192 | 2.2437 | 2.1968 | 2.0765 | 1.7757 | 1.5074 | 1.3275 | 1.2907 | 1.1525 | 0.9976 | 0.91337 | 0 | 0 | 0 | 0 | 0 | 0 | 0 | 0 | 0 | 0 | 0 | 0 | 0 | 0 | 0.0038839 | 0.011061 | 0.01335 | 0.012796 | 0 | 0 | 0 | 0 | 0 | 0 | 69.8774 | 68.6795 | 68.1833 | 67.825 | 67.4961 | 67.2209 | 67.5749 | 68.4988 | 70.8533 | 74.9416 | 79.4093 | 81.8758 | 80.5458 | 79.9294 | 82.3542 | 82.7787 | 82.2087 | 81.6608 | 80.4463 | 78.5311 | 75.3867 | 72.8293 | 71.6343 | 70.9766 | 0.0062553 | 0.0075227 | 0.0036582 | 0.0047282 | 0.0052406 | 0.009946 | 0.0071366 | 0.0046906 | 0.0050327 | 0.0062431 | 0.0076837 | 0.0085529 | 0.0086115 | 0.0087428 | 0.0083971 | 0.0080667 | 0.0074542 | 0.0064757 | 0.0055466 | 0.0054964 | 0.0060487 | 0.0051384 | 0.0054822 | 0.0056296
Portfolio Adjusted1-in-10Size: Under 20 kWSouth of Lugo2020August Monthly Peak | Portfolio Adjusted | 1-in-10 | Size: Under 20 kW | South of Lugo | 2020 | August Monthly Peak | 8 | 0.87567 | 0.84727 | 0.82925 | 0.81977 | 0.81618 | 0.83911 | 0.84002 | 0.98475 | 1.3141 | 1.7228 | 2.0508 | 2.2944 | 2.3937 | 2.4433 | 2.4622 | 2.444 | 2.3154 | 1.9534 | 1.6287 | 1.4673 | 1.3859 | 1.1939 | 1.0189 | 0.93411 | 0 | 0 | 0 | 0 | 0 | 0 | 0 | 0 | 0 | 0 | 0 | 0 | 0 | 0 | 0.0042623 | 0.012305 | 0.014886 | 0.014077 | 0 | 0 | 0 | 0 | 0 | 0 | 70.9341 | 70.3243 | 69.8536 | 69.41 | 69.2172 | 69.4706 | 69.5869 | 69.8093 | 72.1222 | 76.1862 | 79.496 | 83.2298 | 84.8442 | 85.6573 | 86.2875 | 88.1408 | 90.0621 | 91.8644 | 91.7418 | 87.6778 | 81.5968 | 77.7956 | 75.7694 | 73.6139 | 0.0064215 | 0.0076996 | 0.0037566 | 0.0048184 | 0.0053276 | 0.01009 | 0.00756 | 0.0048976 | 0.0054064 | 0.0068822 | 0.0084242 | 0.0095452 | 0.0095325 | 0.0096256 | 0.0092152 | 0.0089745 | 0.0083118 | 0.0071239 | 0.0059928 | 0.0060755 | 0.006495 | 0.0053228 | 0.0055992 | 0.0057574
Portfolio Adjusted1-in-10Size: Under 20 kWSouth of Lugo2020September Monthly Peak | Portfolio Adjusted | 1-in-10 | Size: Under 20 kW | South of Lugo | 2020 | September Monthly Peak | 9 | 0.86412 | 0.85387 | 0.8319 | 0.82332 | 0.82325 | 0.85948 | 0.91512 | 1.0277 | 1.4108 | 1.9015 | 2.2398 | 2.47 | 2.5748 | 2.5836 | 2.5883 | 2.5481 | 2.3821 | 1.9809 | 1.639 | 1.5925 | 1.3909 | 1.1941 | 1.0068 | 0.92246 | 0 | 0 | 0 | 0 | 0 | 0 | 0 | 0 | 0 | 0 | 0 | 0 | 0 | 0 | 0.0044805 | 0.012829 | 0.015315 | 0.014275 | 0 | 0 | 0 | 0 | 0 | 0 | 75.5731 | 74.9726 | 74.2855 | 73.417 | 72.6166 | 72.2531 | 72.2098 | 72.4814 | 74.6062 | 78.7322 | 82.6007 | 86.5312 | 88.983 | 90.0773 | 89.7552 | 90.3255 | 90.2085 | 89.7595 | 88.2826 | 84.2508 | 79.8487 | 76.7118 | 74.4987 | 73.1763 | 0.0063368 | 0.0077596 | 0.0037686 | 0.0048393 | 0.0053737 | 0.010335 | 0.0082358 | 0.0051111 | 0.0058045 | 0.0075965 | 0.0092005 | 0.010276 | 0.010254 | 0.010178 | 0.009687 | 0.0093568 | 0.0085513 | 0.0072241 | 0.006031 | 0.006594 | 0.0065184 | 0.0053237 | 0.0055327 | 0.0056857
Portfolio Adjusted1-in-10Size: Under 20 kWSouth of Lugo2020October Monthly Peak | Portfolio Adjusted | 1-in-10 | Size: Under 20 kW | South of Lugo | 2020 | October Monthly Peak | 10 | 0.80609 | 0.7885 | 0.76846 | 0.76462 | 0.76135 | 0.77933 | 0.86267 | 0.88972 | 1.1226 | 1.5085 | 1.8033 | 1.975 | 2.0676 | 2.1054 | 2.1426 | 2.1218 | 1.9931 | 1.6382 | 1.4823 | 1.4212 | 1.2648 | 1.0879 | 0.91942 | 0.8483 | 0 | 0 | 0 | 0 | 0 | 0 | 0 | 0 | 0 | 0 | 0 | 0 | 0 | 0 | 0.003709 | 0.010683 | 0.012814 | 0.011806 | 0 | 0 | 0 | 0 | 0 | 0 | 70.6653 | 69.7348 | 68.6608 | 67.6299 | 66.6176 | 66.353 | 66.3958 | 66.3808 | 67.6198 | 70.6351 | 74.945 | 79.8247 | 83.8782 | 85.4892 | 85.6478 | 85.7404 | 85.1637 | 84.3427 | 81.5757 | 77.775 | 74.2916 | 72.1506 | 70.5707 | 69.4804 | 0.0059113 | 0.0071655 | 0.0034812 | 0.0044943 | 0.0049696 | 0.0093713 | 0.0077638 | 0.004425 | 0.0046187 | 0.0060265 | 0.0074075 | 0.0082166 | 0.0082337 | 0.0082943 | 0.008019 | 0.0077914 | 0.0071549 | 0.0059744 | 0.0054542 | 0.0058847 | 0.0059271 | 0.0048503 | 0.0050526 | 0.0052286
Portfolio Adjusted1-in-10Size: Under 20 kWSouth of Lugo2020November Monthly Peak | Portfolio Adjusted | 1-in-10 | Size: Under 20 kW | South of Lugo | 2020 | November Monthly Peak | 11 | 0.80217 | 0.78629 | 0.78541 | 0.7799 | 0.77011 | 0.79994 | 0.8168 | 0.86165 | 1.1065 | 1.4081 | 1.6694 | 1.8291 | 1.8888 | 1.9268 | 1.9202 | 1.8932 | 1.7927 | 1.705 | 1.4719 | 1.3217 | 1.177 | 1.0136 | 0.90585 | 0.83811 | 0 | 0 | 0 | 0 | 0 | 0 | 0 | 0 | 0 | 0 | 0 | 0 | 0 | 0 | 0.003324 | 0.0095319 | 0.011525 | 0.012287 | 0 | 0 | 0 | 0 | 0 | 0 | 68.538 | 66.746 | 65.9832 | 64.4517 | 63.7192 | 62.6655 | 62.0239 | 62.5061 | 65.537 | 71.3931 | 78.1817 | 83.6483 | 85.6027 | 86.9989 | 87.3699 | 85.9823 | 83.8851 | 81.5898 | 79.2015 | 76.2513 | 74.3943 | 72.6761 | 70.572 | 68.9809 | 0.0058826 | 0.0071454 | 0.003558 | 0.0045841 | 0.0050268 | 0.0096191 | 0.007351 | 0.0042853 | 0.0045522 | 0.0056251 | 0.0068573 | 0.0076096 | 0.007522 | 0.0075909 | 0.0071865 | 0.0069519 | 0.0064354 | 0.0062181 | 0.0054161 | 0.0054725 | 0.005516 | 0.0045189 | 0.004978 | 0.0051657
Portfolio Adjusted1-in-10Size: Under 20 kWSouth of Lugo2020December Monthly Peak | Portfolio Adjusted | 1-in-10 | Size: Under 20 kW | South of Lugo | 2020 | December Monthly Peak | 12 | 0.78019 | 0.7811 | 0.78132 | 0.77197 | 0.77156 | 0.82923 | 0.95365 | 0.99703 | 1.1982 | 1.4257 | 1.5481 | 1.5414 | 1.4768 | 1.3946 | 1.3451 | 1.3002 | 1.3035 | 1.3565 | 1.2957 | 1.1883 | 1.0802 | 0.95783 | 0.86248 | 0.81077 | 0 | 0 | 0 | 0 | 0 | 0 | 0 | 0 | 0 | 0 | 0 | 0 | 0 | 0 | 0.0023284 | 0.0065464 | 0.0083804 | 0.0097751 | 0 | 0 | 0 | 0 | 0 | 0 | 48.2042 | 47.3183 | 46.8896 | 47.1051 | 47.6229 | 47.3461 | 48.2175 | 48.2835 | 49.2631 | 50.9379 | 52.216 | 53.5843 | 55.0458 | 54.7795 | 54.7259 | 54.5764 | 54.0182 | 52.6444 | 51.5632 | 49.6943 | 47.9325 | 48.1671 | 48.0696 | 47.357 | 0.0057213 | 0.0070983 | 0.0035395 | 0.0045375 | 0.0050363 | 0.0099713 | 0.0085826 | 0.0049586 | 0.0049297 | 0.0056957 | 0.0063592 | 0.0064127 | 0.005881 | 0.0054942 | 0.005034 | 0.0047744 | 0.0046793 | 0.0049468 | 0.0047676 | 0.0049201 | 0.0050623 | 0.0042704 | 0.0047396 | 0.0049973
Portfolio Adjusted1-in-10Size: Under 20 kWSouth of Lugo2020Typical Event Day | Portfolio Adjusted | 1-in-10 | Size: Under 20 kW | South of Lugo | 2020 | Typical Event Day | 8 | 0.86889 | 0.84081 | 0.82324 | 0.81347 | 0.81059 | 0.83209 | 0.8304 | 0.96867 | 1.2812 | 1.6746 | 1.9947 | 2.2285 | 2.3284 | 2.3822 | 2.4047 | 2.3876 | 2.2645 | 1.9156 | 1.5983 | 1.442 | 1.3685 | 1.1804 | 1.0086 | 0.92587 | 0 | 0 | 0 | 0 | 0 | 0 | 0 | 0 | 0 | 0 | 0 | 0 | 0 | 0 | 0.0041627 | 0.012022 | 0.014558 | 0.013805 | 0 | 0 | 0 | 0 | 0 | 0 | 70.5273 | 69.8425 | 69.4901 | 69.1121 | 68.5518 | 68.22 | 68.1828 | 68.7245 | 71.0281 | 74.9776 | 79.0847 | 82.6616 | 83.7447 | 84.0285 | 84.8943 | 85.7484 | 86.3825 | 86.4362 | 85.7106 | 82.156 | 77.631 | 74.5262 | 72.7349 | 71.5281 | 0.0063718 | 0.0076409 | 0.0037294 | 0.0047814 | 0.0052911 | 0.010006 | 0.0074734 | 0.0048176 | 0.005271 | 0.0066898 | 0.0081938 | 0.0092712 | 0.0092723 | 0.0093848 | 0.0089999 | 0.0087676 | 0.008129 | 0.006986 | 0.0058811 | 0.0059707 | 0.0064134 | 0.0052626 | 0.0055428 | 0.0057066
Portfolio Adjusted1-in-10Size: Under 20 kWSouth of Lugo2021January Monthly Peak | Portfolio Adjusted | 1-in-10 | Size: Under 20 kW | South of Lugo | 2021 | January Monthly Peak | 1 | 0.76491 | 0.77181 | 0.75695 | 0.76576 | 0.76612 | 0.81905 | 0.96398 | 0.99426 | 1.2028 | 1.4721 | 1.5741 | 1.5455 | 1.4568 | 1.3435 | 1.2921 | 1.2508 | 1.2183 | 1.3051 | 1.3087 | 1.195 | 1.0986 | 0.96636 | 0.86134 | 0.79209 | 0 | 0 | 0 | 0 | 0 | 0 | 0 | 0 | 0 | 0 | 0 | 0 | 0 | 0 | 0.0022366 | 0.0062978 | 0.0078326 | 0.009405 | 0 | 0 | 0 | 0 | 0 | 0 | 48.5998 | 47.6565 | 46.6031 | 46.2447 | 45.6372 | 45.8667 | 45.6344 | 45.349 | 45.0933 | 48.1403 | 51.5595 | 53.0222 | 54.75 | 55.8321 | 55.6485 | 54.4913 | 53.0038 | 51.8865 | 50.4347 | 48.6931 | 47.5238 | 46.487 | 46.2724 | 45.7836 | 0.0056093 | 0.0070139 | 0.0034291 | 0.004501 | 0.0050008 | 0.0098488 | 0.0086756 | 0.0049449 | 0.0049484 | 0.0058809 | 0.0064661 | 0.0064299 | 0.0058013 | 0.0052929 | 0.0048357 | 0.0045931 | 0.0043735 | 0.0047595 | 0.0048154 | 0.0049479 | 0.0051486 | 0.0043084 | 0.0047333 | 0.0048821
Portfolio Adjusted1-in-10Size: Under 20 kWSouth of Lugo2021February Monthly Peak | Portfolio Adjusted | 1-in-10 | Size: Under 20 kW | South of Lugo | 2021 | February Monthly Peak | 2 | 0.75313 | 0.7563 | 0.74354 | 0.7451 | 0.74008 | 0.7777 | 0.84696 | 0.84592 | 0.99151 | 1.2434 | 1.3986 | 1.4228 | 1.4265 | 1.4231 | 1.411 | 1.3854 | 1.3092 | 1.2548 | 1.2988 | 1.1913 | 1.1076 | 0.9683 | 0.85861 | 0.78525 | 0 | 0 | 0 | 0 | 0 | 0 | 0 | 0 | 0 | 0 | 0 | 0 | 0 | 0 | 0.0024425 | 0.0069754 | 0.0084169 | 0.0090424 | 0 | 0 | 0 | 0 | 0 | 0 | 54.4874 | 53.5212 | 52.3172 | 51.67 | 51.8502 | 51.1895 | 48.9062 | 51.3287 | 53.1758 | 55.5931 | 58.6038 | 59.5306 | 60.7906 | 62.2967 | 63.148 | 63.4264 | 62.6621 | 62.0273 | 60.7271 | 59.0697 | 57.4976 | 56.1303 | 55.372 | 53.7723 | 0.0055229 | 0.0068729 | 0.0033683 | 0.0043795 | 0.0048308 | 0.0093516 | 0.0076224 | 0.0042071 | 0.0040793 | 0.0049672 | 0.005745 | 0.0059194 | 0.005681 | 0.0056064 | 0.0052807 | 0.0050873 | 0.0046997 | 0.004576 | 0.0047791 | 0.0049327 | 0.0051909 | 0.004317 | 0.0047183 | 0.0048399
Portfolio Adjusted1-in-10Size: Under 20 kWSouth of Lugo2021March Monthly Peak | Portfolio Adjusted | 1-in-10 | Size: Under 20 kW | South of Lugo | 2021 | March Monthly Peak | 3 | 0.76988 | 0.75885 | 0.75155 | 0.74298 | 0.73614 | 0.76662 | 0.84331 | 0.83997 | 0.95996 | 1.1826 | 1.4011 | 1.4836 | 1.5459 | 1.5884 | 1.6169 | 1.617 | 1.5433 | 1.357 | 1.2208 | 1.2391 | 1.1578 | 1.0191 | 0.87938 | 0.81205 | 0 | 0 | 0 | 0 | 0 | 0 | 0 | 0 | 0 | 0 | 0 | 0 | 0 | 0 | 0.002799 | 0.0081415 | 0.0099219 | 0.009779 | 0 | 0 | 0 | 0 | 0 | 0 | 61.4139 | 59.8503 | 58.8289 | 57.5257 | 56.5356 | 55.5718 | 54.796 | 54.5623 | 56.1012 | 59.935 | 64.2654 | 68.4269 | 72.3638 | 73.6524 | 74.3604 | 73.808 | 72.7564 | 71.2095 | 70.5403 | 69.0332 | 66.8156 | 64.2322 | 61.8943 | 60.2063 | 0.0056458 | 0.0068961 | 0.0034046 | 0.0043671 | 0.0048051 | 0.0092184 | 0.0075896 | 0.0041775 | 0.0039495 | 0.0047242 | 0.0057552 | 0.0061721 | 0.0061563 | 0.0062578 | 0.0060515 | 0.0059378 | 0.0055401 | 0.0049488 | 0.0044922 | 0.0051306 | 0.0054259 | 0.0045438 | 0.0048325 | 0.0050051
Portfolio Adjusted1-in-10Size: Under 20 kWSouth of Lugo2021April Monthly Peak | Portfolio Adjusted | 1-in-10 | Size: Under 20 kW | South of Lugo | 2021 | April Monthly Peak | 4 | 0.82472 | 0.80381 | 0.78012 | 0.76991 | 0.75971 | 0.79004 | 0.77801 | 0.85801 | 1.092 | 1.4101 | 1.6874 | 1.8447 | 1.9285 | 1.9771 | 2.0016 | 1.982 | 1.8871 | 1.6077 | 1.3662 | 1.3364 | 1.2926 | 1.1351 | 0.96493 | 0.87638 | 0 | 0 | 0 | 0 | 0 | 0 | 0 | 0 | 0 | 0 | 0 | 0 | 0 | 0 | 0.0034648 | 0.0099789 | 0.012132 | 0.011586 | 0 | 0 | 0 | 0 | 0 | 0 | 70.0339 | 69.0958 | 67.525 | 65.9666 | 64.6253 | 63.7732 | 63.4127 | 63.4885 | 66.2105 | 71.8364 | 77.2507 | 82.3236 | 85.1894 | 85.7573 | 84.8714 | 84.8756 | 84.7852 | 84.9411 | 83.6056 | 79.6215 | 74.926 | 70.1803 | 67.895 | 66.9835 | 0.0060479 | 0.0073047 | 0.003534 | 0.0045254 | 0.0049589 | 0.0095001 | 0.0070019 | 0.0042673 | 0.0044928 | 0.0056333 | 0.0069314 | 0.0076744 | 0.00768 | 0.0077891 | 0.0074911 | 0.0072779 | 0.0067741 | 0.0058632 | 0.0050272 | 0.0055336 | 0.0060576 | 0.0050606 | 0.0053026 | 0.0054017
Portfolio Adjusted1-in-10Size: Under 20 kWSouth of Lugo2021May Monthly Peak | Portfolio Adjusted | 1-in-10 | Size: Under 20 kW | South of Lugo | 2021 | May Monthly Peak | 5 | 0.84575 | 0.82103 | 0.79376 | 0.78017 | 0.77418 | 0.80106 | 0.749 | 0.87213 | 1.1465 | 1.4765 | 1.7747 | 1.9501 | 2.0253 | 2.0613 | 2.0788 | 2.0655 | 1.9421 | 1.6517 | 1.4116 | 1.3142 | 1.3241 | 1.1495 | 0.9864 | 0.90297 | 0 | 0 | 0 | 0 | 0 | 0 | 0 | 0 | 0 | 0 | 0 | 0 | 0 | 0 | 0.0035986 | 0.0104 | 0.012486 | 0.011903 | 0 | 0 | 0 | 0 | 0 | 0 | 70.6274 | 69.5784 | 68.499 | 68.2105 | 67.827 | 67.4424 | 67.6334 | 67.6407 | 70.8965 | 76.0927 | 80.6658 | 84.0812 | 85.3087 | 85.373 | 86.1866 | 86.3759 | 86.4687 | 85.5846 | 84.9778 | 82.5935 | 78.3846 | 73.8704 | 71.3871 | 69.0078 | 0.0062021 | 0.0074611 | 0.0035958 | 0.0045857 | 0.0050534 | 0.0096326 | 0.0067408 | 0.0043375 | 0.0047172 | 0.0058985 | 0.0072901 | 0.0081131 | 0.0080653 | 0.0081204 | 0.0077802 | 0.0075848 | 0.0069716 | 0.0060235 | 0.0051942 | 0.0054416 | 0.0062054 | 0.005125 | 0.0054206 | 0.0055655
Portfolio Adjusted1-in-10Size: Under 20 kWSouth of Lugo2021June Monthly Peak | Portfolio Adjusted | 1-in-10 | Size: Under 20 kW | South of Lugo | 2021 | June Monthly Peak | 6 | 0.83273 | 0.80801 | 0.79421 | 0.78377 | 0.78461 | 0.79489 | 0.73645 | 0.86356 | 1.1031 | 1.41 | 1.7189 | 1.8898 | 1.9677 | 2.0315 | 2.0527 | 2.0315 | 1.9094 | 1.6206 | 1.389 | 1.2452 | 1.2417 | 1.115 | 0.96714 | 0.87952 | 0 | 0 | 0 | 0 | 0 | 0 | 0 | 0 | 0 | 0 | 0 | 0 | 0 | 0 | 0.0035534 | 0.010229 | 0.012276 | 0.011678 | 0 | 0 | 0 | 0 | 0 | 0 | 65.7246 | 65.3934 | 65.638 | 65.7964 | 64.8772 | 63.9352 | 63.3598 | 64.1084 | 66.5308 | 70.0506 | 74.833 | 79.0094 | 80.6057 | 80.4499 | 81.1804 | 81.7487 | 83.0509 | 82.4599 | 82.3715 | 78.1642 | 73.692 | 70.768 | 69.0371 | 68.3458 | 0.0061067 | 0.0073428 | 0.0035979 | 0.0046068 | 0.0051215 | 0.0095584 | 0.0066279 | 0.0042948 | 0.0045384 | 0.0056328 | 0.0070608 | 0.0078622 | 0.0078361 | 0.0080033 | 0.0076826 | 0.0074599 | 0.0068543 | 0.00591 | 0.005111 | 0.0051557 | 0.0058192 | 0.0049709 | 0.0053148 | 0.0054209
Portfolio Adjusted1-in-10Size: Under 20 kWSouth of Lugo2021July Monthly Peak | Portfolio Adjusted | 1-in-10 | Size: Under 20 kW | South of Lugo | 2021 | July Monthly Peak | 7 | 0.853 | 0.82781 | 0.80753 | 0.80442 | 0.80287 | 0.82713 | 0.79298 | 0.94314 | 1.2232 | 1.5628 | 1.8705 | 2.0558 | 2.1624 | 2.2192 | 2.2437 | 2.1968 | 2.0765 | 1.7757 | 1.5074 | 1.3275 | 1.2907 | 1.1525 | 0.9976 | 0.91337 | 0 | 0 | 0 | 0 | 0 | 0 | 0 | 0 | 0 | 0 | 0 | 0 | 0 | 0 | 0.0038839 | 0.011061 | 0.01335 | 0.012796 | 0 | 0 | 0 | 0 | 0 | 0 | 69.8774 | 68.6795 | 68.1833 | 67.825 | 67.4961 | 67.2209 | 67.5749 | 68.4988 | 70.8533 | 74.9416 | 79.4093 | 81.8758 | 80.5458 | 79.9294 | 82.3542 | 82.7787 | 82.2087 | 81.6608 | 80.4463 | 78.5311 | 75.3867 | 72.8293 | 71.6343 | 70.9766 | 0.0062553 | 0.0075227 | 0.0036582 | 0.0047282 | 0.0052406 | 0.009946 | 0.0071366 | 0.0046906 | 0.0050327 | 0.0062431 | 0.0076837 | 0.0085529 | 0.0086115 | 0.0087428 | 0.0083971 | 0.0080667 | 0.0074542 | 0.0064757 | 0.0055466 | 0.0054964 | 0.0060487 | 0.0051384 | 0.0054822 | 0.0056296
Portfolio Adjusted1-in-10Size: Under 20 kWSouth of Lugo2021August Monthly Peak | Portfolio Adjusted | 1-in-10 | Size: Under 20 kW | South of Lugo | 2021 | August Monthly Peak | 8 | 0.87567 | 0.84727 | 0.82925 | 0.81977 | 0.81618 | 0.83911 | 0.84002 | 0.98475 | 1.3141 | 1.7228 | 2.0508 | 2.2944 | 2.3937 | 2.4433 | 2.4622 | 2.444 | 2.3154 | 1.9534 | 1.6287 | 1.4673 | 1.3859 | 1.1939 | 1.0189 | 0.93411 | 0 | 0 | 0 | 0 | 0 | 0 | 0 | 0 | 0 | 0 | 0 | 0 | 0 | 0 | 0.0042623 | 0.012305 | 0.014886 | 0.014077 | 0 | 0 | 0 | 0 | 0 | 0 | 70.9341 | 70.3243 | 69.8536 | 69.41 | 69.2172 | 69.4706 | 69.5869 | 69.8093 | 72.1222 | 76.1862 | 79.496 | 83.2298 | 84.8442 | 85.6573 | 86.2875 | 88.1408 | 90.0621 | 91.8644 | 91.7418 | 87.6778 | 81.5968 | 77.7956 | 75.7694 | 73.6139 | 0.0064215 | 0.0076996 | 0.0037566 | 0.0048184 | 0.0053276 | 0.01009 | 0.00756 | 0.0048976 | 0.0054064 | 0.0068822 | 0.0084242 | 0.0095452 | 0.0095325 | 0.0096256 | 0.0092152 | 0.0089745 | 0.0083118 | 0.0071239 | 0.0059928 | 0.0060755 | 0.006495 | 0.0053228 | 0.0055992 | 0.0057574
Portfolio Adjusted1-in-10Size: Under 20 kWSouth of Lugo2021September Monthly Peak | Portfolio Adjusted | 1-in-10 | Size: Under 20 kW | South of Lugo | 2021 | September Monthly Peak | 9 | 0.86412 | 0.85387 | 0.8319 | 0.82332 | 0.82325 | 0.85948 | 0.91512 | 1.0277 | 1.4108 | 1.9015 | 2.2398 | 2.47 | 2.5748 | 2.5836 | 2.5883 | 2.5481 | 2.3821 | 1.9809 | 1.639 | 1.5925 | 1.3909 | 1.1941 | 1.0068 | 0.92246 | 0 | 0 | 0 | 0 | 0 | 0 | 0 | 0 | 0 | 0 | 0 | 0 | 0 | 0 | 0.0044805 | 0.012829 | 0.015315 | 0.014275 | 0 | 0 | 0 | 0 | 0 | 0 | 75.5731 | 74.9726 | 74.2855 | 73.417 | 72.6166 | 72.2531 | 72.2098 | 72.4814 | 74.6062 | 78.7322 | 82.6007 | 86.5312 | 88.983 | 90.0773 | 89.7552 | 90.3255 | 90.2085 | 89.7595 | 88.2826 | 84.2508 | 79.8487 | 76.7118 | 74.4987 | 73.1763 | 0.0063368 | 0.0077596 | 0.0037686 | 0.0048393 | 0.0053737 | 0.010335 | 0.0082358 | 0.0051111 | 0.0058045 | 0.0075965 | 0.0092005 | 0.010276 | 0.010254 | 0.010178 | 0.009687 | 0.0093568 | 0.0085513 | 0.0072241 | 0.006031 | 0.006594 | 0.0065184 | 0.0053237 | 0.0055327 | 0.0056857
Portfolio Adjusted1-in-10Size: Under 20 kWSouth of Lugo2021October Monthly Peak | Portfolio Adjusted | 1-in-10 | Size: Under 20 kW | South of Lugo | 2021 | October Monthly Peak | 10 | 0.80609 | 0.7885 | 0.76846 | 0.76462 | 0.76135 | 0.77933 | 0.86267 | 0.88972 | 1.1226 | 1.5085 | 1.8033 | 1.975 | 2.0676 | 2.1054 | 2.1426 | 2.1218 | 1.9931 | 1.6382 | 1.4823 | 1.4212 | 1.2648 | 1.0879 | 0.91942 | 0.8483 | 0 | 0 | 0 | 0 | 0 | 0 | 0 | 0 | 0 | 0 | 0 | 0 | 0 | 0 | 0.003709 | 0.010683 | 0.012814 | 0.011806 | 0 | 0 | 0 | 0 | 0 | 0 | 70.6653 | 69.7348 | 68.6608 | 67.6299 | 66.6176 | 66.353 | 66.3958 | 66.3808 | 67.6198 | 70.6351 | 74.945 | 79.8247 | 83.8782 | 85.4892 | 85.6478 | 85.7404 | 85.1637 | 84.3427 | 81.5757 | 77.775 | 74.2916 | 72.1506 | 70.5707 | 69.4804 | 0.0059113 | 0.0071655 | 0.0034812 | 0.0044943 | 0.0049696 | 0.0093713 | 0.0077638 | 0.004425 | 0.0046187 | 0.0060265 | 0.0074075 | 0.0082166 | 0.0082337 | 0.0082943 | 0.008019 | 0.0077914 | 0.0071549 | 0.0059744 | 0.0054542 | 0.0058847 | 0.0059271 | 0.0048503 | 0.0050526 | 0.0052286
Portfolio Adjusted1-in-10Size: Under 20 kWSouth of Lugo2021November Monthly Peak | Portfolio Adjusted | 1-in-10 | Size: Under 20 kW | South of Lugo | 2021 | November Monthly Peak | 11 | 0.80217 | 0.78629 | 0.78541 | 0.7799 | 0.77011 | 0.79994 | 0.8168 | 0.86165 | 1.1065 | 1.4081 | 1.6694 | 1.8291 | 1.8888 | 1.9268 | 1.9202 | 1.8932 | 1.7927 | 1.705 | 1.4719 | 1.3217 | 1.177 | 1.0136 | 0.90585 | 0.83811 | 0 | 0 | 0 | 0 | 0 | 0 | 0 | 0 | 0 | 0 | 0 | 0 | 0 | 0 | 0.003324 | 0.0095319 | 0.011525 | 0.012287 | 0 | 0 | 0 | 0 | 0 | 0 | 68.538 | 66.746 | 65.9832 | 64.4517 | 63.7192 | 62.6655 | 62.0239 | 62.5061 | 65.537 | 71.3931 | 78.1817 | 83.6483 | 85.6027 | 86.9989 | 87.3699 | 85.9823 | 83.8851 | 81.5898 | 79.2015 | 76.2513 | 74.3943 | 72.6761 | 70.572 | 68.9809 | 0.0058826 | 0.0071454 | 0.003558 | 0.0045841 | 0.0050268 | 0.0096191 | 0.007351 | 0.0042853 | 0.0045522 | 0.0056251 | 0.0068573 | 0.0076096 | 0.007522 | 0.0075909 | 0.0071865 | 0.0069519 | 0.0064354 | 0.0062181 | 0.0054161 | 0.0054725 | 0.005516 | 0.0045189 | 0.004978 | 0.0051657
Portfolio Adjusted1-in-10Size: Under 20 kWSouth of Lugo2021December Monthly Peak | Portfolio Adjusted | 1-in-10 | Size: Under 20 kW | South of Lugo | 2021 | December Monthly Peak | 12 | 0.78019 | 0.7811 | 0.78132 | 0.77197 | 0.77156 | 0.82923 | 0.95365 | 0.99703 | 1.1982 | 1.4257 | 1.5481 | 1.5414 | 1.4768 | 1.3946 | 1.3451 | 1.3002 | 1.3035 | 1.3565 | 1.2957 | 1.1883 | 1.0802 | 0.95783 | 0.86248 | 0.81077 | 0 | 0 | 0 | 0 | 0 | 0 | 0 | 0 | 0 | 0 | 0 | 0 | 0 | 0 | 0.0023284 | 0.0065464 | 0.0083804 | 0.0097751 | 0 | 0 | 0 | 0 | 0 | 0 | 48.2042 | 47.3183 | 46.8896 | 47.1051 | 47.6229 | 47.3461 | 48.2175 | 48.2835 | 49.2631 | 50.9379 | 52.216 | 53.5843 | 55.0458 | 54.7795 | 54.7259 | 54.5764 | 54.0182 | 52.6444 | 51.5632 | 49.6943 | 47.9325 | 48.1671 | 48.0696 | 47.357 | 0.0057213 | 0.0070983 | 0.0035395 | 0.0045375 | 0.0050363 | 0.0099713 | 0.0085826 | 0.0049586 | 0.0049297 | 0.0056957 | 0.0063592 | 0.0064127 | 0.005881 | 0.0054942 | 0.005034 | 0.0047744 | 0.0046793 | 0.0049468 | 0.0047676 | 0.0049201 | 0.0050623 | 0.0042704 | 0.0047396 | 0.0049973
Portfolio Adjusted1-in-10Size: Under 20 kWSouth of Lugo2021Typical Event Day | Portfolio Adjusted | 1-in-10 | Size: Under 20 kW | South of Lugo | 2021 | Typical Event Day | 8 | 0.86889 | 0.84081 | 0.82324 | 0.81347 | 0.81059 | 0.83209 | 0.8304 | 0.96867 | 1.2812 | 1.6746 | 1.9947 | 2.2285 | 2.3284 | 2.3822 | 2.4047 | 2.3876 | 2.2645 | 1.9156 | 1.5983 | 1.442 | 1.3685 | 1.1804 | 1.0086 | 0.92587 | 0 | 0 | 0 | 0 | 0 | 0 | 0 | 0 | 0 | 0 | 0 | 0 | 0 | 0 | 0.0041627 | 0.012022 | 0.014558 | 0.013805 | 0 | 0 | 0 | 0 | 0 | 0 | 70.5273 | 69.8425 | 69.4901 | 69.1121 | 68.5518 | 68.22 | 68.1828 | 68.7245 | 71.0281 | 74.9776 | 79.0847 | 82.6616 | 83.7447 | 84.0285 | 84.8943 | 85.7484 | 86.3825 | 86.4362 | 85.7106 | 82.156 | 77.631 | 74.5262 | 72.7349 | 71.5281 | 0.0063718 | 0.0076409 | 0.0037294 | 0.0047814 | 0.0052911 | 0.010006 | 0.0074734 | 0.0048176 | 0.005271 | 0.0066898 | 0.0081938 | 0.0092712 | 0.0092723 | 0.0093848 | 0.0089999 | 0.0087676 | 0.008129 | 0.006986 | 0.0058811 | 0.0059707 | 0.0064134 | 0.0052626 | 0.0055428 | 0.0057066
Portfolio Adjusted1-in-10Size: Under 20 kWSouth of Lugo2022January Monthly Peak | Portfolio Adjusted | 1-in-10 | Size: Under 20 kW | South of Lugo | 2022 | January Monthly Peak | 1 | 0.76491 | 0.77181 | 0.75695 | 0.76576 | 0.76612 | 0.81905 | 0.96398 | 0.99426 | 1.2028 | 1.4721 | 1.5741 | 1.5455 | 1.4568 | 1.3435 | 1.2921 | 1.2508 | 1.2183 | 1.3051 | 1.3087 | 1.195 | 1.0986 | 0.96636 | 0.86134 | 0.79209 | 0 | 0 | 0 | 0 | 0 | 0 | 0 | 0 | 0 | 0 | 0 | 0 | 0 | 0 | 0.0022366 | 0.0062978 | 0.0078326 | 0.009405 | 0 | 0 | 0 | 0 | 0 | 0 | 48.5998 | 47.6565 | 46.6031 | 46.2447 | 45.6372 | 45.8667 | 45.6344 | 45.349 | 45.0933 | 48.1403 | 51.5595 | 53.0222 | 54.75 | 55.8321 | 55.6485 | 54.4913 | 53.0038 | 51.8865 | 50.4347 | 48.6931 | 47.5238 | 46.487 | 46.2724 | 45.7836 | 0.0056093 | 0.0070139 | 0.0034291 | 0.004501 | 0.0050008 | 0.0098488 | 0.0086756 | 0.0049449 | 0.0049484 | 0.0058809 | 0.0064661 | 0.0064299 | 0.0058013 | 0.0052929 | 0.0048357 | 0.0045931 | 0.0043735 | 0.0047595 | 0.0048154 | 0.0049479 | 0.0051486 | 0.0043084 | 0.0047333 | 0.0048821
Portfolio Adjusted1-in-10Size: Under 20 kWSouth of Lugo2022February Monthly Peak | Portfolio Adjusted | 1-in-10 | Size: Under 20 kW | South of Lugo | 2022 | February Monthly Peak | 2 | 0.75313 | 0.7563 | 0.74354 | 0.7451 | 0.74008 | 0.7777 | 0.84696 | 0.84592 | 0.99151 | 1.2434 | 1.3986 | 1.4228 | 1.4265 | 1.4231 | 1.411 | 1.3854 | 1.3092 | 1.2548 | 1.2988 | 1.1913 | 1.1076 | 0.9683 | 0.85861 | 0.78525 | 0 | 0 | 0 | 0 | 0 | 0 | 0 | 0 | 0 | 0 | 0 | 0 | 0 | 0 | 0.0024425 | 0.0069754 | 0.0084169 | 0.0090424 | 0 | 0 | 0 | 0 | 0 | 0 | 54.4874 | 53.5212 | 52.3172 | 51.67 | 51.8502 | 51.1895 | 48.9062 | 51.3287 | 53.1758 | 55.5931 | 58.6038 | 59.5306 | 60.7906 | 62.2967 | 63.148 | 63.4264 | 62.6621 | 62.0273 | 60.7271 | 59.0697 | 57.4976 | 56.1303 | 55.372 | 53.7723 | 0.0055229 | 0.0068729 | 0.0033683 | 0.0043795 | 0.0048308 | 0.0093516 | 0.0076224 | 0.0042071 | 0.0040793 | 0.0049672 | 0.005745 | 0.0059194 | 0.005681 | 0.0056064 | 0.0052807 | 0.0050873 | 0.0046997 | 0.004576 | 0.0047791 | 0.0049327 | 0.0051909 | 0.004317 | 0.0047183 | 0.0048399
Portfolio Adjusted1-in-10Size: Under 20 kWSouth of Lugo2022March Monthly Peak | Portfolio Adjusted | 1-in-10 | Size: Under 20 kW | South of Lugo | 2022 | March Monthly Peak | 3 | 0.76988 | 0.75885 | 0.75155 | 0.74298 | 0.73614 | 0.76662 | 0.84331 | 0.83997 | 0.95996 | 1.1826 | 1.4011 | 1.4836 | 1.5459 | 1.5884 | 1.6169 | 1.617 | 1.5433 | 1.357 | 1.2208 | 1.2391 | 1.1578 | 1.0191 | 0.87938 | 0.81205 | 0 | 0 | 0 | 0 | 0 | 0 | 0 | 0 | 0 | 0 | 0 | 0 | 0 | 0 | 0.002799 | 0.0081415 | 0.0099219 | 0.009779 | 0 | 0 | 0 | 0 | 0 | 0 | 61.4139 | 59.8503 | 58.8289 | 57.5257 | 56.5356 | 55.5718 | 54.796 | 54.5623 | 56.1012 | 59.935 | 64.2654 | 68.4269 | 72.3638 | 73.6524 | 74.3604 | 73.808 | 72.7564 | 71.2095 | 70.5403 | 69.0332 | 66.8156 | 64.2322 | 61.8943 | 60.2063 | 0.0056458 | 0.0068961 | 0.0034046 | 0.0043671 | 0.0048051 | 0.0092184 | 0.0075896 | 0.0041775 | 0.0039495 | 0.0047242 | 0.0057552 | 0.0061721 | 0.0061563 | 0.0062578 | 0.0060515 | 0.0059378 | 0.0055401 | 0.0049488 | 0.0044922 | 0.0051306 | 0.0054259 | 0.0045438 | 0.0048325 | 0.0050051
Portfolio Adjusted1-in-10Size: Under 20 kWSouth of Lugo2022April Monthly Peak | Portfolio Adjusted | 1-in-10 | Size: Under 20 kW | South of Lugo | 2022 | April Monthly Peak | 4 | 0.82472 | 0.80381 | 0.78012 | 0.76991 | 0.75971 | 0.79004 | 0.77801 | 0.85801 | 1.092 | 1.4101 | 1.6874 | 1.8447 | 1.9285 | 1.9771 | 2.0016 | 1.982 | 1.8871 | 1.6077 | 1.3662 | 1.3364 | 1.2926 | 1.1351 | 0.96493 | 0.87638 | 0 | 0 | 0 | 0 | 0 | 0 | 0 | 0 | 0 | 0 | 0 | 0 | 0 | 0 | 0.0034648 | 0.0099789 | 0.012132 | 0.011586 | 0 | 0 | 0 | 0 | 0 | 0 | 70.0339 | 69.0958 | 67.525 | 65.9666 | 64.6253 | 63.7732 | 63.4127 | 63.4885 | 66.2105 | 71.8364 | 77.2507 | 82.3236 | 85.1894 | 85.7573 | 84.8714 | 84.8756 | 84.7852 | 84.9411 | 83.6056 | 79.6215 | 74.926 | 70.1803 | 67.895 | 66.9835 | 0.0060479 | 0.0073047 | 0.003534 | 0.0045254 | 0.0049589 | 0.0095001 | 0.0070019 | 0.0042673 | 0.0044928 | 0.0056333 | 0.0069314 | 0.0076744 | 0.00768 | 0.0077891 | 0.0074911 | 0.0072779 | 0.0067741 | 0.0058632 | 0.0050272 | 0.0055336 | 0.0060576 | 0.0050606 | 0.0053026 | 0.0054017
Portfolio Adjusted1-in-10Size: Under 20 kWSouth of Lugo2022May Monthly Peak | Portfolio Adjusted | 1-in-10 | Size: Under 20 kW | South of Lugo | 2022 | May Monthly Peak | 5 | 0.84575 | 0.82103 | 0.79376 | 0.78017 | 0.77418 | 0.80106 | 0.749 | 0.87213 | 1.1465 | 1.4765 | 1.7747 | 1.9501 | 2.0253 | 2.0613 | 2.0788 | 2.0655 | 1.9421 | 1.6517 | 1.4116 | 1.3142 | 1.3241 | 1.1495 | 0.9864 | 0.90297 | 0 | 0 | 0 | 0 | 0 | 0 | 0 | 0 | 0 | 0 | 0 | 0 | 0 | 0 | 0.0035986 | 0.0104 | 0.012486 | 0.011903 | 0 | 0 | 0 | 0 | 0 | 0 | 70.6274 | 69.5784 | 68.499 | 68.2105 | 67.827 | 67.4424 | 67.6334 | 67.6407 | 70.8965 | 76.0927 | 80.6658 | 84.0812 | 85.3087 | 85.373 | 86.1866 | 86.3759 | 86.4687 | 85.5846 | 84.9778 | 82.5935 | 78.3846 | 73.8704 | 71.3871 | 69.0078 | 0.0062021 | 0.0074611 | 0.0035958 | 0.0045857 | 0.0050534 | 0.0096326 | 0.0067408 | 0.0043375 | 0.0047172 | 0.0058985 | 0.0072901 | 0.0081131 | 0.0080653 | 0.0081204 | 0.0077802 | 0.0075848 | 0.0069716 | 0.0060235 | 0.0051942 | 0.0054416 | 0.0062054 | 0.005125 | 0.0054206 | 0.0055655
Portfolio Adjusted1-in-10Size: Under 20 kWSouth of Lugo2022June Monthly Peak | Portfolio Adjusted | 1-in-10 | Size: Under 20 kW | South of Lugo | 2022 | June Monthly Peak | 6 | 0.83273 | 0.80801 | 0.79421 | 0.78377 | 0.78461 | 0.79489 | 0.73645 | 0.86356 | 1.1031 | 1.41 | 1.7189 | 1.8898 | 1.9677 | 2.0315 | 2.0527 | 2.0315 | 1.9094 | 1.6206 | 1.389 | 1.2452 | 1.2417 | 1.115 | 0.96714 | 0.87952 | 0 | 0 | 0 | 0 | 0 | 0 | 0 | 0 | 0 | 0 | 0 | 0 | 0 | 0 | 0.0035534 | 0.010229 | 0.012276 | 0.011678 | 0 | 0 | 0 | 0 | 0 | 0 | 65.7246 | 65.3934 | 65.638 | 65.7964 | 64.8772 | 63.9352 | 63.3598 | 64.1084 | 66.5308 | 70.0506 | 74.833 | 79.0094 | 80.6057 | 80.4499 | 81.1804 | 81.7487 | 83.0509 | 82.4599 | 82.3715 | 78.1642 | 73.692 | 70.768 | 69.0371 | 68.3458 | 0.0061067 | 0.0073428 | 0.0035979 | 0.0046068 | 0.0051215 | 0.0095584 | 0.0066279 | 0.0042948 | 0.0045384 | 0.0056328 | 0.0070608 | 0.0078622 | 0.0078361 | 0.0080033 | 0.0076826 | 0.0074599 | 0.0068543 | 0.00591 | 0.005111 | 0.0051557 | 0.0058192 | 0.0049709 | 0.0053148 | 0.0054209
Portfolio Adjusted1-in-10Size: Under 20 kWSouth of Lugo2022July Monthly Peak | Portfolio Adjusted | 1-in-10 | Size: Under 20 kW | South of Lugo | 2022 | July Monthly Peak | 7 | 0.853 | 0.82781 | 0.80753 | 0.80442 | 0.80287 | 0.82713 | 0.79298 | 0.94314 | 1.2232 | 1.5628 | 1.8705 | 2.0558 | 2.1624 | 2.2192 | 2.2437 | 2.1968 | 2.0765 | 1.7757 | 1.5074 | 1.3275 | 1.2907 | 1.1525 | 0.9976 | 0.91337 | 0 | 0 | 0 | 0 | 0 | 0 | 0 | 0 | 0 | 0 | 0 | 0 | 0 | 0 | 0.0038839 | 0.011061 | 0.01335 | 0.012796 | 0 | 0 | 0 | 0 | 0 | 0 | 69.8774 | 68.6795 | 68.1833 | 67.825 | 67.4961 | 67.2209 | 67.5749 | 68.4988 | 70.8533 | 74.9416 | 79.4093 | 81.8758 | 80.5458 | 79.9294 | 82.3542 | 82.7787 | 82.2087 | 81.6608 | 80.4463 | 78.5311 | 75.3867 | 72.8293 | 71.6343 | 70.9766 | 0.0062553 | 0.0075227 | 0.0036582 | 0.0047282 | 0.0052406 | 0.009946 | 0.0071366 | 0.0046906 | 0.0050327 | 0.0062431 | 0.0076837 | 0.0085529 | 0.0086115 | 0.0087428 | 0.0083971 | 0.0080667 | 0.0074542 | 0.0064757 | 0.0055466 | 0.0054964 | 0.0060487 | 0.0051384 | 0.0054822 | 0.0056296
Portfolio Adjusted1-in-10Size: Under 20 kWSouth of Lugo2022August Monthly Peak | Portfolio Adjusted | 1-in-10 | Size: Under 20 kW | South of Lugo | 2022 | August Monthly Peak | 8 | 0.87567 | 0.84727 | 0.82925 | 0.81977 | 0.81618 | 0.83911 | 0.84002 | 0.98475 | 1.3141 | 1.7228 | 2.0508 | 2.2944 | 2.3937 | 2.4433 | 2.4622 | 2.444 | 2.3154 | 1.9534 | 1.6287 | 1.4673 | 1.3859 | 1.1939 | 1.0189 | 0.93411 | 0 | 0 | 0 | 0 | 0 | 0 | 0 | 0 | 0 | 0 | 0 | 0 | 0 | 0 | 0.0042623 | 0.012305 | 0.014886 | 0.014077 | 0 | 0 | 0 | 0 | 0 | 0 | 70.9341 | 70.3243 | 69.8536 | 69.41 | 69.2172 | 69.4706 | 69.5869 | 69.8093 | 72.1222 | 76.1862 | 79.496 | 83.2298 | 84.8442 | 85.6573 | 86.2875 | 88.1408 | 90.0621 | 91.8644 | 91.7418 | 87.6778 | 81.5968 | 77.7956 | 75.7694 | 73.6139 | 0.0064215 | 0.0076996 | 0.0037566 | 0.0048184 | 0.0053276 | 0.01009 | 0.00756 | 0.0048976 | 0.0054064 | 0.0068822 | 0.0084242 | 0.0095452 | 0.0095325 | 0.0096256 | 0.0092152 | 0.0089745 | 0.0083118 | 0.0071239 | 0.0059928 | 0.0060755 | 0.006495 | 0.0053228 | 0.0055992 | 0.0057574
Portfolio Adjusted1-in-10Size: Under 20 kWSouth of Lugo2022September Monthly Peak | Portfolio Adjusted | 1-in-10 | Size: Under 20 kW | South of Lugo | 2022 | September Monthly Peak | 9 | 0.86412 | 0.85387 | 0.8319 | 0.82332 | 0.82325 | 0.85948 | 0.91512 | 1.0277 | 1.4108 | 1.9015 | 2.2398 | 2.47 | 2.5748 | 2.5836 | 2.5883 | 2.5481 | 2.3821 | 1.9809 | 1.639 | 1.5925 | 1.3909 | 1.1941 | 1.0068 | 0.92246 | 0 | 0 | 0 | 0 | 0 | 0 | 0 | 0 | 0 | 0 | 0 | 0 | 0 | 0 | 0.0044805 | 0.012829 | 0.015315 | 0.014275 | 0 | 0 | 0 | 0 | 0 | 0 | 75.5731 | 74.9726 | 74.2855 | 73.417 | 72.6166 | 72.2531 | 72.2098 | 72.4814 | 74.6062 | 78.7322 | 82.6007 | 86.5312 | 88.983 | 90.0773 | 89.7552 | 90.3255 | 90.2085 | 89.7595 | 88.2826 | 84.2508 | 79.8487 | 76.7118 | 74.4987 | 73.1763 | 0.0063368 | 0.0077596 | 0.0037686 | 0.0048393 | 0.0053737 | 0.010335 | 0.0082358 | 0.0051111 | 0.0058045 | 0.0075965 | 0.0092005 | 0.010276 | 0.010254 | 0.010178 | 0.009687 | 0.0093568 | 0.0085513 | 0.0072241 | 0.006031 | 0.006594 | 0.0065184 | 0.0053237 | 0.0055327 | 0.0056857
Portfolio Adjusted1-in-10Size: Under 20 kWSouth of Lugo2022October Monthly Peak | Portfolio Adjusted | 1-in-10 | Size: Under 20 kW | South of Lugo | 2022 | October Monthly Peak | 10 | 0.80609 | 0.7885 | 0.76846 | 0.76462 | 0.76135 | 0.77933 | 0.86267 | 0.88972 | 1.1226 | 1.5085 | 1.8033 | 1.975 | 2.0676 | 2.1054 | 2.1426 | 2.1218 | 1.9931 | 1.6382 | 1.4823 | 1.4212 | 1.2648 | 1.0879 | 0.91942 | 0.8483 | 0 | 0 | 0 | 0 | 0 | 0 | 0 | 0 | 0 | 0 | 0 | 0 | 0 | 0 | 0.003709 | 0.010683 | 0.012814 | 0.011806 | 0 | 0 | 0 | 0 | 0 | 0 | 70.6653 | 69.7348 | 68.6608 | 67.6299 | 66.6176 | 66.353 | 66.3958 | 66.3808 | 67.6198 | 70.6351 | 74.945 | 79.8247 | 83.8782 | 85.4892 | 85.6478 | 85.7404 | 85.1637 | 84.3427 | 81.5757 | 77.775 | 74.2916 | 72.1506 | 70.5707 | 69.4804 | 0.0059113 | 0.0071655 | 0.0034812 | 0.0044943 | 0.0049696 | 0.0093713 | 0.0077638 | 0.004425 | 0.0046187 | 0.0060265 | 0.0074075 | 0.0082166 | 0.0082337 | 0.0082943 | 0.008019 | 0.0077914 | 0.0071549 | 0.0059744 | 0.0054542 | 0.0058847 | 0.0059271 | 0.0048503 | 0.0050526 | 0.0052286
Portfolio Adjusted1-in-10Size: Under 20 kWSouth of Lugo2022November Monthly Peak | Portfolio Adjusted | 1-in-10 | Size: Under 20 kW | South of Lugo | 2022 | November Monthly Peak | 11 | 0.80217 | 0.78629 | 0.78541 | 0.7799 | 0.77011 | 0.79994 | 0.8168 | 0.86165 | 1.1065 | 1.4081 | 1.6694 | 1.8291 | 1.8888 | 1.9268 | 1.9202 | 1.8932 | 1.7927 | 1.705 | 1.4719 | 1.3217 | 1.177 | 1.0136 | 0.90585 | 0.83811 | 0 | 0 | 0 | 0 | 0 | 0 | 0 | 0 | 0 | 0 | 0 | 0 | 0 | 0 | 0.003324 | 0.0095319 | 0.011525 | 0.012287 | 0 | 0 | 0 | 0 | 0 | 0 | 68.538 | 66.746 | 65.9832 | 64.4517 | 63.7192 | 62.6655 | 62.0239 | 62.5061 | 65.537 | 71.3931 | 78.1817 | 83.6483 | 85.6027 | 86.9989 | 87.3699 | 85.9823 | 83.8851 | 81.5898 | 79.2015 | 76.2513 | 74.3943 | 72.6761 | 70.572 | 68.9809 | 0.0058826 | 0.0071454 | 0.003558 | 0.0045841 | 0.0050268 | 0.0096191 | 0.007351 | 0.0042853 | 0.0045522 | 0.0056251 | 0.0068573 | 0.0076096 | 0.007522 | 0.0075909 | 0.0071865 | 0.0069519 | 0.0064354 | 0.0062181 | 0.0054161 | 0.0054725 | 0.005516 | 0.0045189 | 0.004978 | 0.0051657
Portfolio Adjusted1-in-10Size: Under 20 kWSouth of Lugo2022December Monthly Peak | Portfolio Adjusted | 1-in-10 | Size: Under 20 kW | South of Lugo | 2022 | December Monthly Peak | 12 | 0.78019 | 0.7811 | 0.78132 | 0.77197 | 0.77156 | 0.82923 | 0.95365 | 0.99703 | 1.1982 | 1.4257 | 1.5481 | 1.5414 | 1.4768 | 1.3946 | 1.3451 | 1.3002 | 1.3035 | 1.3565 | 1.2957 | 1.1883 | 1.0802 | 0.95783 | 0.86248 | 0.81077 | 0 | 0 | 0 | 0 | 0 | 0 | 0 | 0 | 0 | 0 | 0 | 0 | 0 | 0 | 0.0023284 | 0.0065464 | 0.0083804 | 0.0097751 | 0 | 0 | 0 | 0 | 0 | 0 | 48.2042 | 47.3183 | 46.8896 | 47.1051 | 47.6229 | 47.3461 | 48.2175 | 48.2835 | 49.2631 | 50.9379 | 52.216 | 53.5843 | 55.0458 | 54.7795 | 54.7259 | 54.5764 | 54.0182 | 52.6444 | 51.5632 | 49.6943 | 47.9325 | 48.1671 | 48.0696 | 47.357 | 0.0057213 | 0.0070983 | 0.0035395 | 0.0045375 | 0.0050363 | 0.0099713 | 0.0085826 | 0.0049586 | 0.0049297 | 0.0056957 | 0.0063592 | 0.0064127 | 0.005881 | 0.0054942 | 0.005034 | 0.0047744 | 0.0046793 | 0.0049468 | 0.0047676 | 0.0049201 | 0.0050623 | 0.0042704 | 0.0047396 | 0.0049973
Portfolio Adjusted1-in-10Size: Under 20 kWSouth of Lugo2022Typical Event Day | Portfolio Adjusted | 1-in-10 | Size: Under 20 kW | South of Lugo | 2022 | Typical Event Day | 8 | 0.86889 | 0.84081 | 0.82324 | 0.81347 | 0.81059 | 0.83209 | 0.8304 | 0.96867 | 1.2812 | 1.6746 | 1.9947 | 2.2285 | 2.3284 | 2.3822 | 2.4047 | 2.3876 | 2.2645 | 1.9156 | 1.5983 | 1.442 | 1.3685 | 1.1804 | 1.0086 | 0.92587 | 0 | 0 | 0 | 0 | 0 | 0 | 0 | 0 | 0 | 0 | 0 | 0 | 0 | 0 | 0.0041627 | 0.012022 | 0.014558 | 0.013805 | 0 | 0 | 0 | 0 | 0 | 0 | 70.5273 | 69.8425 | 69.4901 | 69.1121 | 68.5518 | 68.22 | 68.1828 | 68.7245 | 71.0281 | 74.9776 | 79.0847 | 82.6616 | 83.7447 | 84.0285 | 84.8943 | 85.7484 | 86.3825 | 86.4362 | 85.7106 | 82.156 | 77.631 | 74.5262 | 72.7349 | 71.5281 | 0.0063718 | 0.0076409 | 0.0037294 | 0.0047814 | 0.0052911 | 0.010006 | 0.0074734 | 0.0048176 | 0.005271 | 0.0066898 | 0.0081938 | 0.0092712 | 0.0092723 | 0.0093848 | 0.0089999 | 0.0087676 | 0.008129 | 0.006986 | 0.0058811 | 0.0059707 | 0.0064134 | 0.0052626 | 0.0055428 | 0.0057066
Portfolio Adjusted1-in-10Size: Under 20 kWSouth of Lugo2023January Monthly Peak | Portfolio Adjusted | 1-in-10 | Size: Under 20 kW | South of Lugo | 2023 | January Monthly Peak | 1 | 0.76491 | 0.77181 | 0.75695 | 0.76576 | 0.76612 | 0.81905 | 0.96398 | 0.99426 | 1.2028 | 1.4721 | 1.5741 | 1.5455 | 1.4568 | 1.3435 | 1.2921 | 1.2508 | 1.2183 | 1.3051 | 1.3087 | 1.195 | 1.0986 | 0.96636 | 0.86134 | 0.79209 | 0 | 0 | 0 | 0 | 0 | 0 | 0 | 0 | 0 | 0 | 0 | 0 | 0 | 0 | 0.0022366 | 0.0062978 | 0.0078326 | 0.009405 | 0 | 0 | 0 | 0 | 0 | 0 | 48.5998 | 47.6565 | 46.6031 | 46.2447 | 45.6372 | 45.8667 | 45.6344 | 45.349 | 45.0933 | 48.1403 | 51.5595 | 53.0222 | 54.75 | 55.8321 | 55.6485 | 54.4913 | 53.0038 | 51.8865 | 50.4347 | 48.6931 | 47.5238 | 46.487 | 46.2724 | 45.7836 | 0.0056093 | 0.0070139 | 0.0034291 | 0.004501 | 0.0050008 | 0.0098488 | 0.0086756 | 0.0049449 | 0.0049484 | 0.0058809 | 0.0064661 | 0.0064299 | 0.0058013 | 0.0052929 | 0.0048357 | 0.0045931 | 0.0043735 | 0.0047595 | 0.0048154 | 0.0049479 | 0.0051486 | 0.0043084 | 0.0047333 | 0.0048821
Portfolio Adjusted1-in-10Size: Under 20 kWSouth of Lugo2023February Monthly Peak | Portfolio Adjusted | 1-in-10 | Size: Under 20 kW | South of Lugo | 2023 | February Monthly Peak | 2 | 0.75313 | 0.7563 | 0.74354 | 0.7451 | 0.74008 | 0.7777 | 0.84696 | 0.84592 | 0.99151 | 1.2434 | 1.3986 | 1.4228 | 1.4265 | 1.4231 | 1.411 | 1.3854 | 1.3092 | 1.2548 | 1.2988 | 1.1913 | 1.1076 | 0.9683 | 0.85861 | 0.78525 | 0 | 0 | 0 | 0 | 0 | 0 | 0 | 0 | 0 | 0 | 0 | 0 | 0 | 0 | 0.0024425 | 0.0069754 | 0.0084169 | 0.0090424 | 0 | 0 | 0 | 0 | 0 | 0 | 54.4874 | 53.5212 | 52.3172 | 51.67 | 51.8502 | 51.1895 | 48.9062 | 51.3287 | 53.1758 | 55.5931 | 58.6038 | 59.5306 | 60.7906 | 62.2967 | 63.148 | 63.4264 | 62.6621 | 62.0273 | 60.7271 | 59.0697 | 57.4976 | 56.1303 | 55.372 | 53.7723 | 0.0055229 | 0.0068729 | 0.0033683 | 0.0043795 | 0.0048308 | 0.0093516 | 0.0076224 | 0.0042071 | 0.0040793 | 0.0049672 | 0.005745 | 0.0059194 | 0.005681 | 0.0056064 | 0.0052807 | 0.0050873 | 0.0046997 | 0.004576 | 0.0047791 | 0.0049327 | 0.0051909 | 0.004317 | 0.0047183 | 0.0048399
Portfolio Adjusted1-in-10Size: Under 20 kWSouth of Lugo2023March Monthly Peak | Portfolio Adjusted | 1-in-10 | Size: Under 20 kW | South of Lugo | 2023 | March Monthly Peak | 3 | 0.76988 | 0.75885 | 0.75155 | 0.74298 | 0.73614 | 0.76662 | 0.84331 | 0.83997 | 0.95996 | 1.1826 | 1.4011 | 1.4836 | 1.5459 | 1.5884 | 1.6169 | 1.617 | 1.5433 | 1.357 | 1.2208 | 1.2391 | 1.1578 | 1.0191 | 0.87938 | 0.81205 | 0 | 0 | 0 | 0 | 0 | 0 | 0 | 0 | 0 | 0 | 0 | 0 | 0 | 0 | 0.002799 | 0.0081415 | 0.0099219 | 0.009779 | 0 | 0 | 0 | 0 | 0 | 0 | 61.4139 | 59.8503 | 58.8289 | 57.5257 | 56.5356 | 55.5718 | 54.796 | 54.5623 | 56.1012 | 59.935 | 64.2654 | 68.4269 | 72.3638 | 73.6524 | 74.3604 | 73.808 | 72.7564 | 71.2095 | 70.5403 | 69.0332 | 66.8156 | 64.2322 | 61.8943 | 60.2063 | 0.0056458 | 0.0068961 | 0.0034046 | 0.0043671 | 0.0048051 | 0.0092184 | 0.0075896 | 0.0041775 | 0.0039495 | 0.0047242 | 0.0057552 | 0.0061721 | 0.0061563 | 0.0062578 | 0.0060515 | 0.0059378 | 0.0055401 | 0.0049488 | 0.0044922 | 0.0051306 | 0.0054259 | 0.0045438 | 0.0048325 | 0.0050051
Portfolio Adjusted1-in-10Size: Under 20 kWSouth of Lugo2023April Monthly Peak | Portfolio Adjusted | 1-in-10 | Size: Under 20 kW | South of Lugo | 2023 | April Monthly Peak | 4 | 0.82472 | 0.80381 | 0.78012 | 0.76991 | 0.75971 | 0.79004 | 0.77801 | 0.85801 | 1.092 | 1.4101 | 1.6874 | 1.8447 | 1.9285 | 1.9771 | 2.0016 | 1.982 | 1.8871 | 1.6077 | 1.3662 | 1.3364 | 1.2926 | 1.1351 | 0.96493 | 0.87638 | 0 | 0 | 0 | 0 | 0 | 0 | 0 | 0 | 0 | 0 | 0 | 0 | 0 | 0 | 0.0034648 | 0.0099789 | 0.012132 | 0.011586 | 0 | 0 | 0 | 0 | 0 | 0 | 70.0339 | 69.0958 | 67.525 | 65.9666 | 64.6253 | 63.7732 | 63.4127 | 63.4885 | 66.2105 | 71.8364 | 77.2507 | 82.3236 | 85.1894 | 85.7573 | 84.8714 | 84.8756 | 84.7852 | 84.9411 | 83.6056 | 79.6215 | 74.926 | 70.1803 | 67.895 | 66.9835 | 0.0060479 | 0.0073047 | 0.003534 | 0.0045254 | 0.0049589 | 0.0095001 | 0.0070019 | 0.0042673 | 0.0044928 | 0.0056333 | 0.0069314 | 0.0076744 | 0.00768 | 0.0077891 | 0.0074911 | 0.0072779 | 0.0067741 | 0.0058632 | 0.0050272 | 0.0055336 | 0.0060576 | 0.0050606 | 0.0053026 | 0.0054017
Portfolio Adjusted1-in-10Size: Under 20 kWSouth of Lugo2023May Monthly Peak | Portfolio Adjusted | 1-in-10 | Size: Under 20 kW | South of Lugo | 2023 | May Monthly Peak | 5 | 0.84575 | 0.82103 | 0.79376 | 0.78017 | 0.77418 | 0.80106 | 0.749 | 0.87213 | 1.1465 | 1.4765 | 1.7747 | 1.9501 | 2.0253 | 2.0613 | 2.0788 | 2.0655 | 1.9421 | 1.6517 | 1.4116 | 1.3142 | 1.3241 | 1.1495 | 0.9864 | 0.90297 | 0 | 0 | 0 | 0 | 0 | 0 | 0 | 0 | 0 | 0 | 0 | 0 | 0 | 0 | 0.0035986 | 0.0104 | 0.012486 | 0.011903 | 0 | 0 | 0 | 0 | 0 | 0 | 70.6274 | 69.5784 | 68.499 | 68.2105 | 67.827 | 67.4424 | 67.6334 | 67.6407 | 70.8965 | 76.0927 | 80.6658 | 84.0812 | 85.3087 | 85.373 | 86.1866 | 86.3759 | 86.4687 | 85.5846 | 84.9778 | 82.5935 | 78.3846 | 73.8704 | 71.3871 | 69.0078 | 0.0062021 | 0.0074611 | 0.0035958 | 0.0045857 | 0.0050534 | 0.0096326 | 0.0067408 | 0.0043375 | 0.0047172 | 0.0058985 | 0.0072901 | 0.0081131 | 0.0080653 | 0.0081204 | 0.0077802 | 0.0075848 | 0.0069716 | 0.0060235 | 0.0051942 | 0.0054416 | 0.0062054 | 0.005125 | 0.0054206 | 0.0055655
Portfolio Adjusted1-in-10Size: Under 20 kWSouth of Lugo2023June Monthly Peak | Portfolio Adjusted | 1-in-10 | Size: Under 20 kW | South of Lugo | 2023 | June Monthly Peak | 6 | 0.83273 | 0.80801 | 0.79421 | 0.78377 | 0.78461 | 0.79489 | 0.73645 | 0.86356 | 1.1031 | 1.41 | 1.7189 | 1.8898 | 1.9677 | 2.0315 | 2.0527 | 2.0315 | 1.9094 | 1.6206 | 1.389 | 1.2452 | 1.2417 | 1.115 | 0.96714 | 0.87952 | 0 | 0 | 0 | 0 | 0 | 0 | 0 | 0 | 0 | 0 | 0 | 0 | 0 | 0 | 0.0035534 | 0.010229 | 0.012276 | 0.011678 | 0 | 0 | 0 | 0 | 0 | 0 | 65.7246 | 65.3934 | 65.638 | 65.7964 | 64.8772 | 63.9352 | 63.3598 | 64.1084 | 66.5308 | 70.0506 | 74.833 | 79.0094 | 80.6057 | 80.4499 | 81.1804 | 81.7487 | 83.0509 | 82.4599 | 82.3715 | 78.1642 | 73.692 | 70.768 | 69.0371 | 68.3458 | 0.0061067 | 0.0073428 | 0.0035979 | 0.0046068 | 0.0051215 | 0.0095584 | 0.0066279 | 0.0042948 | 0.0045384 | 0.0056328 | 0.0070608 | 0.0078622 | 0.0078361 | 0.0080033 | 0.0076826 | 0.0074599 | 0.0068543 | 0.00591 | 0.005111 | 0.0051557 | 0.0058192 | 0.0049709 | 0.0053148 | 0.0054209
Portfolio Adjusted1-in-10Size: Under 20 kWSouth of Lugo2023July Monthly Peak | Portfolio Adjusted | 1-in-10 | Size: Under 20 kW | South of Lugo | 2023 | July Monthly Peak | 7 | 0.853 | 0.82781 | 0.80753 | 0.80442 | 0.80287 | 0.82713 | 0.79298 | 0.94314 | 1.2232 | 1.5628 | 1.8705 | 2.0558 | 2.1624 | 2.2192 | 2.2437 | 2.1968 | 2.0765 | 1.7757 | 1.5074 | 1.3275 | 1.2907 | 1.1525 | 0.9976 | 0.91337 | 0 | 0 | 0 | 0 | 0 | 0 | 0 | 0 | 0 | 0 | 0 | 0 | 0 | 0 | 0.0038839 | 0.011061 | 0.01335 | 0.012796 | 0 | 0 | 0 | 0 | 0 | 0 | 69.8774 | 68.6795 | 68.1833 | 67.825 | 67.4961 | 67.2209 | 67.5749 | 68.4988 | 70.8533 | 74.9416 | 79.4093 | 81.8758 | 80.5458 | 79.9294 | 82.3542 | 82.7787 | 82.2087 | 81.6608 | 80.4463 | 78.5311 | 75.3867 | 72.8293 | 71.6343 | 70.9766 | 0.0062553 | 0.0075227 | 0.0036582 | 0.0047282 | 0.0052406 | 0.009946 | 0.0071366 | 0.0046906 | 0.0050327 | 0.0062431 | 0.0076837 | 0.0085529 | 0.0086115 | 0.0087428 | 0.0083971 | 0.0080667 | 0.0074542 | 0.0064757 | 0.0055466 | 0.0054964 | 0.0060487 | 0.0051384 | 0.0054822 | 0.0056296
Portfolio Adjusted1-in-10Size: Under 20 kWSouth of Lugo2023August Monthly Peak | Portfolio Adjusted | 1-in-10 | Size: Under 20 kW | South of Lugo | 2023 | August Monthly Peak | 8 | 0.87567 | 0.84727 | 0.82925 | 0.81977 | 0.81618 | 0.83911 | 0.84002 | 0.98475 | 1.3141 | 1.7228 | 2.0508 | 2.2944 | 2.3937 | 2.4433 | 2.4622 | 2.444 | 2.3154 | 1.9534 | 1.6287 | 1.4673 | 1.3859 | 1.1939 | 1.0189 | 0.93411 | 0 | 0 | 0 | 0 | 0 | 0 | 0 | 0 | 0 | 0 | 0 | 0 | 0 | 0 | 0.0042623 | 0.012305 | 0.014886 | 0.014077 | 0 | 0 | 0 | 0 | 0 | 0 | 70.9341 | 70.3243 | 69.8536 | 69.41 | 69.2172 | 69.4706 | 69.5869 | 69.8093 | 72.1222 | 76.1862 | 79.496 | 83.2298 | 84.8442 | 85.6573 | 86.2875 | 88.1408 | 90.0621 | 91.8644 | 91.7418 | 87.6778 | 81.5968 | 77.7956 | 75.7694 | 73.6139 | 0.0064215 | 0.0076996 | 0.0037566 | 0.0048184 | 0.0053276 | 0.01009 | 0.00756 | 0.0048976 | 0.0054064 | 0.0068822 | 0.0084242 | 0.0095452 | 0.0095325 | 0.0096256 | 0.0092152 | 0.0089745 | 0.0083118 | 0.0071239 | 0.0059928 | 0.0060755 | 0.006495 | 0.0053228 | 0.0055992 | 0.0057574
Portfolio Adjusted1-in-10Size: Under 20 kWSouth of Lugo2023September Monthly Peak | Portfolio Adjusted | 1-in-10 | Size: Under 20 kW | South of Lugo | 2023 | September Monthly Peak | 9 | 0.86412 | 0.85387 | 0.8319 | 0.82332 | 0.82325 | 0.85948 | 0.91512 | 1.0277 | 1.4108 | 1.9015 | 2.2398 | 2.47 | 2.5748 | 2.5836 | 2.5883 | 2.5481 | 2.3821 | 1.9809 | 1.639 | 1.5925 | 1.3909 | 1.1941 | 1.0068 | 0.92246 | 0 | 0 | 0 | 0 | 0 | 0 | 0 | 0 | 0 | 0 | 0 | 0 | 0 | 0 | 0.0044805 | 0.012829 | 0.015315 | 0.014275 | 0 | 0 | 0 | 0 | 0 | 0 | 75.5731 | 74.9726 | 74.2855 | 73.417 | 72.6166 | 72.2531 | 72.2098 | 72.4814 | 74.6062 | 78.7322 | 82.6007 | 86.5312 | 88.983 | 90.0773 | 89.7552 | 90.3255 | 90.2085 | 89.7595 | 88.2826 | 84.2508 | 79.8487 | 76.7118 | 74.4987 | 73.1763 | 0.0063368 | 0.0077596 | 0.0037686 | 0.0048393 | 0.0053737 | 0.010335 | 0.0082358 | 0.0051111 | 0.0058045 | 0.0075965 | 0.0092005 | 0.010276 | 0.010254 | 0.010178 | 0.009687 | 0.0093568 | 0.0085513 | 0.0072241 | 0.006031 | 0.006594 | 0.0065184 | 0.0053237 | 0.0055327 | 0.0056857
Portfolio Adjusted1-in-10Size: Under 20 kWSouth of Lugo2023October Monthly Peak | Portfolio Adjusted | 1-in-10 | Size: Under 20 kW | South of Lugo | 2023 | October Monthly Peak | 10 | 0.80609 | 0.7885 | 0.76846 | 0.76462 | 0.76135 | 0.77933 | 0.86267 | 0.88972 | 1.1226 | 1.5085 | 1.8033 | 1.975 | 2.0676 | 2.1054 | 2.1426 | 2.1218 | 1.9931 | 1.6382 | 1.4823 | 1.4212 | 1.2648 | 1.0879 | 0.91942 | 0.8483 | 0 | 0 | 0 | 0 | 0 | 0 | 0 | 0 | 0 | 0 | 0 | 0 | 0 | 0 | 0.003709 | 0.010683 | 0.012814 | 0.011806 | 0 | 0 | 0 | 0 | 0 | 0 | 70.6653 | 69.7348 | 68.6608 | 67.6299 | 66.6176 | 66.353 | 66.3958 | 66.3808 | 67.6198 | 70.6351 | 74.945 | 79.8247 | 83.8782 | 85.4892 | 85.6478 | 85.7404 | 85.1637 | 84.3427 | 81.5757 | 77.775 | 74.2916 | 72.1506 | 70.5707 | 69.4804 | 0.0059113 | 0.0071655 | 0.0034812 | 0.0044943 | 0.0049696 | 0.0093713 | 0.0077638 | 0.004425 | 0.0046187 | 0.0060265 | 0.0074075 | 0.0082166 | 0.0082337 | 0.0082943 | 0.008019 | 0.0077914 | 0.0071549 | 0.0059744 | 0.0054542 | 0.0058847 | 0.0059271 | 0.0048503 | 0.0050526 | 0.0052286
Portfolio Adjusted1-in-10Size: Under 20 kWSouth of Lugo2023November Monthly Peak | Portfolio Adjusted | 1-in-10 | Size: Under 20 kW | South of Lugo | 2023 | November Monthly Peak | 11 | 0.80217 | 0.78629 | 0.78541 | 0.7799 | 0.77011 | 0.79994 | 0.8168 | 0.86165 | 1.1065 | 1.4081 | 1.6694 | 1.8291 | 1.8888 | 1.9268 | 1.9202 | 1.8932 | 1.7927 | 1.705 | 1.4719 | 1.3217 | 1.177 | 1.0136 | 0.90585 | 0.83811 | 0 | 0 | 0 | 0 | 0 | 0 | 0 | 0 | 0 | 0 | 0 | 0 | 0 | 0 | 0.003324 | 0.0095319 | 0.011525 | 0.012287 | 0 | 0 | 0 | 0 | 0 | 0 | 68.538 | 66.746 | 65.9832 | 64.4517 | 63.7192 | 62.6655 | 62.0239 | 62.5061 | 65.537 | 71.3931 | 78.1817 | 83.6483 | 85.6027 | 86.9989 | 87.3699 | 85.9823 | 83.8851 | 81.5898 | 79.2015 | 76.2513 | 74.3943 | 72.6761 | 70.572 | 68.9809 | 0.0058826 | 0.0071454 | 0.003558 | 0.0045841 | 0.0050268 | 0.0096191 | 0.007351 | 0.0042853 | 0.0045522 | 0.0056251 | 0.0068573 | 0.0076096 | 0.007522 | 0.0075909 | 0.0071865 | 0.0069519 | 0.0064354 | 0.0062181 | 0.0054161 | 0.0054725 | 0.005516 | 0.0045189 | 0.004978 | 0.0051657
Portfolio Adjusted1-in-10Size: Under 20 kWSouth of Lugo2023December Monthly Peak | Portfolio Adjusted | 1-in-10 | Size: Under 20 kW | South of Lugo | 2023 | December Monthly Peak | 12 | 0.78019 | 0.7811 | 0.78132 | 0.77197 | 0.77156 | 0.82923 | 0.95365 | 0.99703 | 1.1982 | 1.4257 | 1.5481 | 1.5414 | 1.4768 | 1.3946 | 1.3451 | 1.3002 | 1.3035 | 1.3565 | 1.2957 | 1.1883 | 1.0802 | 0.95783 | 0.86248 | 0.81077 | 0 | 0 | 0 | 0 | 0 | 0 | 0 | 0 | 0 | 0 | 0 | 0 | 0 | 0 | 0.0023284 | 0.0065464 | 0.0083804 | 0.0097751 | 0 | 0 | 0 | 0 | 0 | 0 | 48.2042 | 47.3183 | 46.8896 | 47.1051 | 47.6229 | 47.3461 | 48.2175 | 48.2835 | 49.2631 | 50.9379 | 52.216 | 53.5843 | 55.0458 | 54.7795 | 54.7259 | 54.5764 | 54.0182 | 52.6444 | 51.5632 | 49.6943 | 47.9325 | 48.1671 | 48.0696 | 47.357 | 0.0057213 | 0.0070983 | 0.0035395 | 0.0045375 | 0.0050363 | 0.0099713 | 0.0085826 | 0.0049586 | 0.0049297 | 0.0056957 | 0.0063592 | 0.0064127 | 0.005881 | 0.0054942 | 0.005034 | 0.0047744 | 0.0046793 | 0.0049468 | 0.0047676 | 0.0049201 | 0.0050623 | 0.0042704 | 0.0047396 | 0.0049973
Portfolio Adjusted1-in-10Size: Under 20 kWSouth of Lugo2023Typical Event Day | Portfolio Adjusted | 1-in-10 | Size: Under 20 kW | South of Lugo | 2023 | Typical Event Day | 8 | 0.86889 | 0.84081 | 0.82324 | 0.81347 | 0.81059 | 0.83209 | 0.8304 | 0.96867 | 1.2812 | 1.6746 | 1.9947 | 2.2285 | 2.3284 | 2.3822 | 2.4047 | 2.3876 | 2.2645 | 1.9156 | 1.5983 | 1.442 | 1.3685 | 1.1804 | 1.0086 | 0.92587 | 0 | 0 | 0 | 0 | 0 | 0 | 0 | 0 | 0 | 0 | 0 | 0 | 0 | 0 | 0.0041627 | 0.012022 | 0.014558 | 0.013805 | 0 | 0 | 0 | 0 | 0 | 0 | 70.5273 | 69.8425 | 69.4901 | 69.1121 | 68.5518 | 68.22 | 68.1828 | 68.7245 | 71.0281 | 74.9776 | 79.0847 | 82.6616 | 83.7447 | 84.0285 | 84.8943 | 85.7484 | 86.3825 | 86.4362 | 85.7106 | 82.156 | 77.631 | 74.5262 | 72.7349 | 71.5281 | 0.0063718 | 0.0076409 | 0.0037294 | 0.0047814 | 0.0052911 | 0.010006 | 0.0074734 | 0.0048176 | 0.005271 | 0.0066898 | 0.0081938 | 0.0092712 | 0.0092723 | 0.0093848 | 0.0089999 | 0.0087676 | 0.008129 | 0.006986 | 0.0058811 | 0.0059707 | 0.0064134 | 0.0052626 | 0.0055428 | 0.0057066
Portfolio Adjusted1-in-10Size: Under 20 kWSouth of Lugo2024January Monthly Peak | Portfolio Adjusted | 1-in-10 | Size: Under 20 kW | South of Lugo | 2024 | January Monthly Peak | 1 | 0.76491 | 0.77181 | 0.75695 | 0.76576 | 0.76612 | 0.81905 | 0.96398 | 0.99426 | 1.2028 | 1.4721 | 1.5741 | 1.5455 | 1.4568 | 1.3435 | 1.2921 | 1.2508 | 1.2183 | 1.3051 | 1.3087 | 1.195 | 1.0986 | 0.96636 | 0.86134 | 0.79209 | 0 | 0 | 0 | 0 | 0 | 0 | 0 | 0 | 0 | 0 | 0 | 0 | 0 | 0 | 0.0022366 | 0.0062978 | 0.0078326 | 0.009405 | 0 | 0 | 0 | 0 | 0 | 0 | 48.5998 | 47.6565 | 46.6031 | 46.2447 | 45.6372 | 45.8667 | 45.6344 | 45.349 | 45.0933 | 48.1403 | 51.5595 | 53.0222 | 54.75 | 55.8321 | 55.6485 | 54.4913 | 53.0038 | 51.8865 | 50.4347 | 48.6931 | 47.5238 | 46.487 | 46.2724 | 45.7836 | 0.0056093 | 0.0070139 | 0.0034291 | 0.004501 | 0.0050008 | 0.0098488 | 0.0086756 | 0.0049449 | 0.0049484 | 0.0058809 | 0.0064661 | 0.0064299 | 0.0058013 | 0.0052929 | 0.0048357 | 0.0045931 | 0.0043735 | 0.0047595 | 0.0048154 | 0.0049479 | 0.0051486 | 0.0043084 | 0.0047333 | 0.0048821
Portfolio Adjusted1-in-10Size: Under 20 kWSouth of Lugo2024February Monthly Peak | Portfolio Adjusted | 1-in-10 | Size: Under 20 kW | South of Lugo | 2024 | February Monthly Peak | 2 | 0.75313 | 0.7563 | 0.74354 | 0.7451 | 0.74008 | 0.7777 | 0.84696 | 0.84592 | 0.99151 | 1.2434 | 1.3986 | 1.4228 | 1.4265 | 1.4231 | 1.411 | 1.3854 | 1.3092 | 1.2548 | 1.2988 | 1.1913 | 1.1076 | 0.9683 | 0.85861 | 0.78525 | 0 | 0 | 0 | 0 | 0 | 0 | 0 | 0 | 0 | 0 | 0 | 0 | 0 | 0 | 0.0024425 | 0.0069754 | 0.0084169 | 0.0090424 | 0 | 0 | 0 | 0 | 0 | 0 | 54.4874 | 53.5212 | 52.3172 | 51.67 | 51.8502 | 51.1895 | 48.9062 | 51.3287 | 53.1758 | 55.5931 | 58.6038 | 59.5306 | 60.7906 | 62.2967 | 63.148 | 63.4264 | 62.6621 | 62.0273 | 60.7271 | 59.0697 | 57.4976 | 56.1303 | 55.372 | 53.7723 | 0.0055229 | 0.0068729 | 0.0033683 | 0.0043795 | 0.0048308 | 0.0093516 | 0.0076224 | 0.0042071 | 0.0040793 | 0.0049672 | 0.005745 | 0.0059194 | 0.005681 | 0.0056064 | 0.0052807 | 0.0050873 | 0.0046997 | 0.004576 | 0.0047791 | 0.0049327 | 0.0051909 | 0.004317 | 0.0047183 | 0.0048399
Portfolio Adjusted1-in-10Size: Under 20 kWSouth of Lugo2024March Monthly Peak | Portfolio Adjusted | 1-in-10 | Size: Under 20 kW | South of Lugo | 2024 | March Monthly Peak | 3 | 0.76988 | 0.75885 | 0.75155 | 0.74298 | 0.73614 | 0.76662 | 0.84331 | 0.83997 | 0.95996 | 1.1826 | 1.4011 | 1.4836 | 1.5459 | 1.5884 | 1.6169 | 1.617 | 1.5433 | 1.357 | 1.2208 | 1.2391 | 1.1578 | 1.0191 | 0.87938 | 0.81205 | 0 | 0 | 0 | 0 | 0 | 0 | 0 | 0 | 0 | 0 | 0 | 0 | 0 | 0 | 0.002799 | 0.0081415 | 0.0099219 | 0.009779 | 0 | 0 | 0 | 0 | 0 | 0 | 61.4139 | 59.8503 | 58.8289 | 57.5257 | 56.5356 | 55.5718 | 54.796 | 54.5623 | 56.1012 | 59.935 | 64.2654 | 68.4269 | 72.3638 | 73.6524 | 74.3604 | 73.808 | 72.7564 | 71.2095 | 70.5403 | 69.0332 | 66.8156 | 64.2322 | 61.8943 | 60.2063 | 0.0056458 | 0.0068961 | 0.0034046 | 0.0043671 | 0.0048051 | 0.0092184 | 0.0075896 | 0.0041775 | 0.0039495 | 0.0047242 | 0.0057552 | 0.0061721 | 0.0061563 | 0.0062578 | 0.0060515 | 0.0059378 | 0.0055401 | 0.0049488 | 0.0044922 | 0.0051306 | 0.0054259 | 0.0045438 | 0.0048325 | 0.0050051
Portfolio Adjusted1-in-10Size: Under 20 kWSouth of Lugo2024April Monthly Peak | Portfolio Adjusted | 1-in-10 | Size: Under 20 kW | South of Lugo | 2024 | April Monthly Peak | 4 | 0.82472 | 0.80381 | 0.78012 | 0.76991 | 0.75971 | 0.79004 | 0.77801 | 0.85801 | 1.092 | 1.4101 | 1.6874 | 1.8447 | 1.9285 | 1.9771 | 2.0016 | 1.982 | 1.8871 | 1.6077 | 1.3662 | 1.3364 | 1.2926 | 1.1351 | 0.96493 | 0.87638 | 0 | 0 | 0 | 0 | 0 | 0 | 0 | 0 | 0 | 0 | 0 | 0 | 0 | 0 | 0.0034648 | 0.0099789 | 0.012132 | 0.011586 | 0 | 0 | 0 | 0 | 0 | 0 | 70.0339 | 69.0958 | 67.525 | 65.9666 | 64.6253 | 63.7732 | 63.4127 | 63.4885 | 66.2105 | 71.8364 | 77.2507 | 82.3236 | 85.1894 | 85.7573 | 84.8714 | 84.8756 | 84.7852 | 84.9411 | 83.6056 | 79.6215 | 74.926 | 70.1803 | 67.895 | 66.9835 | 0.0060479 | 0.0073047 | 0.003534 | 0.0045254 | 0.0049589 | 0.0095001 | 0.0070019 | 0.0042673 | 0.0044928 | 0.0056333 | 0.0069314 | 0.0076744 | 0.00768 | 0.0077891 | 0.0074911 | 0.0072779 | 0.0067741 | 0.0058632 | 0.0050272 | 0.0055336 | 0.0060576 | 0.0050606 | 0.0053026 | 0.0054017
Portfolio Adjusted1-in-10Size: Under 20 kWSouth of Lugo2024May Monthly Peak | Portfolio Adjusted | 1-in-10 | Size: Under 20 kW | South of Lugo | 2024 | May Monthly Peak | 5 | 0.84575 | 0.82103 | 0.79376 | 0.78017 | 0.77418 | 0.80106 | 0.749 | 0.87213 | 1.1465 | 1.4765 | 1.7747 | 1.9501 | 2.0253 | 2.0613 | 2.0788 | 2.0655 | 1.9421 | 1.6517 | 1.4116 | 1.3142 | 1.3241 | 1.1495 | 0.9864 | 0.90297 | 0 | 0 | 0 | 0 | 0 | 0 | 0 | 0 | 0 | 0 | 0 | 0 | 0 | 0 | 0.0035986 | 0.0104 | 0.012486 | 0.011903 | 0 | 0 | 0 | 0 | 0 | 0 | 70.6274 | 69.5784 | 68.499 | 68.2105 | 67.827 | 67.4424 | 67.6334 | 67.6407 | 70.8965 | 76.0927 | 80.6658 | 84.0812 | 85.3087 | 85.373 | 86.1866 | 86.3759 | 86.4687 | 85.5846 | 84.9778 | 82.5935 | 78.3846 | 73.8704 | 71.3871 | 69.0078 | 0.0062021 | 0.0074611 | 0.0035958 | 0.0045857 | 0.0050534 | 0.0096326 | 0.0067408 | 0.0043375 | 0.0047172 | 0.0058985 | 0.0072901 | 0.0081131 | 0.0080653 | 0.0081204 | 0.0077802 | 0.0075848 | 0.0069716 | 0.0060235 | 0.0051942 | 0.0054416 | 0.0062054 | 0.005125 | 0.0054206 | 0.0055655
Portfolio Adjusted1-in-10Size: Under 20 kWSouth of Lugo2024June Monthly Peak | Portfolio Adjusted | 1-in-10 | Size: Under 20 kW | South of Lugo | 2024 | June Monthly Peak | 6 | 0.83273 | 0.80801 | 0.79421 | 0.78377 | 0.78461 | 0.79489 | 0.73645 | 0.86356 | 1.1031 | 1.41 | 1.7189 | 1.8898 | 1.9677 | 2.0315 | 2.0527 | 2.0315 | 1.9094 | 1.6206 | 1.389 | 1.2452 | 1.2417 | 1.115 | 0.96714 | 0.87952 | 0 | 0 | 0 | 0 | 0 | 0 | 0 | 0 | 0 | 0 | 0 | 0 | 0 | 0 | 0.0035534 | 0.010229 | 0.012276 | 0.011678 | 0 | 0 | 0 | 0 | 0 | 0 | 65.7246 | 65.3934 | 65.638 | 65.7964 | 64.8772 | 63.9352 | 63.3598 | 64.1084 | 66.5308 | 70.0506 | 74.833 | 79.0094 | 80.6057 | 80.4499 | 81.1804 | 81.7487 | 83.0509 | 82.4599 | 82.3715 | 78.1642 | 73.692 | 70.768 | 69.0371 | 68.3458 | 0.0061067 | 0.0073428 | 0.0035979 | 0.0046068 | 0.0051215 | 0.0095584 | 0.0066279 | 0.0042948 | 0.0045384 | 0.0056328 | 0.0070608 | 0.0078622 | 0.0078361 | 0.0080033 | 0.0076826 | 0.0074599 | 0.0068543 | 0.00591 | 0.005111 | 0.0051557 | 0.0058192 | 0.0049709 | 0.0053148 | 0.0054209
Portfolio Adjusted1-in-10Size: Under 20 kWSouth of Lugo2024July Monthly Peak | Portfolio Adjusted | 1-in-10 | Size: Under 20 kW | South of Lugo | 2024 | July Monthly Peak | 7 | 0.853 | 0.82781 | 0.80753 | 0.80442 | 0.80287 | 0.82713 | 0.79298 | 0.94314 | 1.2232 | 1.5628 | 1.8705 | 2.0558 | 2.1624 | 2.2192 | 2.2437 | 2.1968 | 2.0765 | 1.7757 | 1.5074 | 1.3275 | 1.2907 | 1.1525 | 0.9976 | 0.91337 | 0 | 0 | 0 | 0 | 0 | 0 | 0 | 0 | 0 | 0 | 0 | 0 | 0 | 0 | 0.0038839 | 0.011061 | 0.01335 | 0.012796 | 0 | 0 | 0 | 0 | 0 | 0 | 69.8774 | 68.6795 | 68.1833 | 67.825 | 67.4961 | 67.2209 | 67.5749 | 68.4988 | 70.8533 | 74.9416 | 79.4093 | 81.8758 | 80.5458 | 79.9294 | 82.3542 | 82.7787 | 82.2087 | 81.6608 | 80.4463 | 78.5311 | 75.3867 | 72.8293 | 71.6343 | 70.9766 | 0.0062553 | 0.0075227 | 0.0036582 | 0.0047282 | 0.0052406 | 0.009946 | 0.0071366 | 0.0046906 | 0.0050327 | 0.0062431 | 0.0076837 | 0.0085529 | 0.0086115 | 0.0087428 | 0.0083971 | 0.0080667 | 0.0074542 | 0.0064757 | 0.0055466 | 0.0054964 | 0.0060487 | 0.0051384 | 0.0054822 | 0.0056296
Portfolio Adjusted1-in-10Size: Under 20 kWSouth of Lugo2024August Monthly Peak | Portfolio Adjusted | 1-in-10 | Size: Under 20 kW | South of Lugo | 2024 | August Monthly Peak | 8 | 0.87567 | 0.84727 | 0.82925 | 0.81977 | 0.81618 | 0.83911 | 0.84002 | 0.98475 | 1.3141 | 1.7228 | 2.0508 | 2.2944 | 2.3937 | 2.4433 | 2.4622 | 2.444 | 2.3154 | 1.9534 | 1.6287 | 1.4673 | 1.3859 | 1.1939 | 1.0189 | 0.93411 | 0 | 0 | 0 | 0 | 0 | 0 | 0 | 0 | 0 | 0 | 0 | 0 | 0 | 0 | 0.0042623 | 0.012305 | 0.014886 | 0.014077 | 0 | 0 | 0 | 0 | 0 | 0 | 70.9341 | 70.3243 | 69.8536 | 69.41 | 69.2172 | 69.4706 | 69.5869 | 69.8093 | 72.1222 | 76.1862 | 79.496 | 83.2298 | 84.8442 | 85.6573 | 86.2875 | 88.1408 | 90.0621 | 91.8644 | 91.7418 | 87.6778 | 81.5968 | 77.7956 | 75.7694 | 73.6139 | 0.0064215 | 0.0076996 | 0.0037566 | 0.0048184 | 0.0053276 | 0.01009 | 0.00756 | 0.0048976 | 0.0054064 | 0.0068822 | 0.0084242 | 0.0095452 | 0.0095325 | 0.0096256 | 0.0092152 | 0.0089745 | 0.0083118 | 0.0071239 | 0.0059928 | 0.0060755 | 0.006495 | 0.0053228 | 0.0055992 | 0.0057574
Portfolio Adjusted1-in-10Size: Under 20 kWSouth of Lugo2024September Monthly Peak | Portfolio Adjusted | 1-in-10 | Size: Under 20 kW | South of Lugo | 2024 | September Monthly Peak | 9 | 0.86412 | 0.85387 | 0.8319 | 0.82332 | 0.82325 | 0.85948 | 0.91512 | 1.0277 | 1.4108 | 1.9015 | 2.2398 | 2.47 | 2.5748 | 2.5836 | 2.5883 | 2.5481 | 2.3821 | 1.9809 | 1.639 | 1.5925 | 1.3909 | 1.1941 | 1.0068 | 0.92246 | 0 | 0 | 0 | 0 | 0 | 0 | 0 | 0 | 0 | 0 | 0 | 0 | 0 | 0 | 0.0044805 | 0.012829 | 0.015315 | 0.014275 | 0 | 0 | 0 | 0 | 0 | 0 | 75.5731 | 74.9726 | 74.2855 | 73.417 | 72.6166 | 72.2531 | 72.2098 | 72.4814 | 74.6062 | 78.7322 | 82.6007 | 86.5312 | 88.983 | 90.0773 | 89.7552 | 90.3255 | 90.2085 | 89.7595 | 88.2826 | 84.2508 | 79.8487 | 76.7118 | 74.4987 | 73.1763 | 0.0063368 | 0.0077596 | 0.0037686 | 0.0048393 | 0.0053737 | 0.010335 | 0.0082358 | 0.0051111 | 0.0058045 | 0.0075965 | 0.0092005 | 0.010276 | 0.010254 | 0.010178 | 0.009687 | 0.0093568 | 0.0085513 | 0.0072241 | 0.006031 | 0.006594 | 0.0065184 | 0.0053237 | 0.0055327 | 0.0056857
Portfolio Adjusted1-in-10Size: Under 20 kWSouth of Lugo2024October Monthly Peak | Portfolio Adjusted | 1-in-10 | Size: Under 20 kW | South of Lugo | 2024 | October Monthly Peak | 10 | 0.80609 | 0.7885 | 0.76846 | 0.76462 | 0.76135 | 0.77933 | 0.86267 | 0.88972 | 1.1226 | 1.5085 | 1.8033 | 1.975 | 2.0676 | 2.1054 | 2.1426 | 2.1218 | 1.9931 | 1.6382 | 1.4823 | 1.4212 | 1.2648 | 1.0879 | 0.91942 | 0.8483 | 0 | 0 | 0 | 0 | 0 | 0 | 0 | 0 | 0 | 0 | 0 | 0 | 0 | 0 | 0.003709 | 0.010683 | 0.012814 | 0.011806 | 0 | 0 | 0 | 0 | 0 | 0 | 70.6653 | 69.7348 | 68.6608 | 67.6299 | 66.6176 | 66.353 | 66.3958 | 66.3808 | 67.6198 | 70.6351 | 74.945 | 79.8247 | 83.8782 | 85.4892 | 85.6478 | 85.7404 | 85.1637 | 84.3427 | 81.5757 | 77.775 | 74.2916 | 72.1506 | 70.5707 | 69.4804 | 0.0059113 | 0.0071655 | 0.0034812 | 0.0044943 | 0.0049696 | 0.0093713 | 0.0077638 | 0.004425 | 0.0046187 | 0.0060265 | 0.0074075 | 0.0082166 | 0.0082337 | 0.0082943 | 0.008019 | 0.0077914 | 0.0071549 | 0.0059744 | 0.0054542 | 0.0058847 | 0.0059271 | 0.0048503 | 0.0050526 | 0.0052286
Portfolio Adjusted1-in-10Size: Under 20 kWSouth of Lugo2024November Monthly Peak | Portfolio Adjusted | 1-in-10 | Size: Under 20 kW | South of Lugo | 2024 | November Monthly Peak | 11 | 0.80217 | 0.78629 | 0.78541 | 0.7799 | 0.77011 | 0.79994 | 0.8168 | 0.86165 | 1.1065 | 1.4081 | 1.6694 | 1.8291 | 1.8888 | 1.9268 | 1.9202 | 1.8932 | 1.7927 | 1.705 | 1.4719 | 1.3217 | 1.177 | 1.0136 | 0.90585 | 0.83811 | 0 | 0 | 0 | 0 | 0 | 0 | 0 | 0 | 0 | 0 | 0 | 0 | 0 | 0 | 0.003324 | 0.0095319 | 0.011525 | 0.012287 | 0 | 0 | 0 | 0 | 0 | 0 | 68.538 | 66.746 | 65.9832 | 64.4517 | 63.7192 | 62.6655 | 62.0239 | 62.5061 | 65.537 | 71.3931 | 78.1817 | 83.6483 | 85.6027 | 86.9989 | 87.3699 | 85.9823 | 83.8851 | 81.5898 | 79.2015 | 76.2513 | 74.3943 | 72.6761 | 70.572 | 68.9809 | 0.0058826 | 0.0071454 | 0.003558 | 0.0045841 | 0.0050268 | 0.0096191 | 0.007351 | 0.0042853 | 0.0045522 | 0.0056251 | 0.0068573 | 0.0076096 | 0.007522 | 0.0075909 | 0.0071865 | 0.0069519 | 0.0064354 | 0.0062181 | 0.0054161 | 0.0054725 | 0.005516 | 0.0045189 | 0.004978 | 0.0051657
Portfolio Adjusted1-in-10Size: Under 20 kWSouth of Lugo2024December Monthly Peak | Portfolio Adjusted | 1-in-10 | Size: Under 20 kW | South of Lugo | 2024 | December Monthly Peak | 12 | 0.78019 | 0.7811 | 0.78132 | 0.77197 | 0.77156 | 0.82923 | 0.95365 | 0.99703 | 1.1982 | 1.4257 | 1.5481 | 1.5414 | 1.4768 | 1.3946 | 1.3451 | 1.3002 | 1.3035 | 1.3565 | 1.2957 | 1.1883 | 1.0802 | 0.95783 | 0.86248 | 0.81077 | 0 | 0 | 0 | 0 | 0 | 0 | 0 | 0 | 0 | 0 | 0 | 0 | 0 | 0 | 0.0023284 | 0.0065464 | 0.0083804 | 0.0097751 | 0 | 0 | 0 | 0 | 0 | 0 | 48.2042 | 47.3183 | 46.8896 | 47.1051 | 47.6229 | 47.3461 | 48.2175 | 48.2835 | 49.2631 | 50.9379 | 52.216 | 53.5843 | 55.0458 | 54.7795 | 54.7259 | 54.5764 | 54.0182 | 52.6444 | 51.5632 | 49.6943 | 47.9325 | 48.1671 | 48.0696 | 47.357 | 0.0057213 | 0.0070983 | 0.0035395 | 0.0045375 | 0.0050363 | 0.0099713 | 0.0085826 | 0.0049586 | 0.0049297 | 0.0056957 | 0.0063592 | 0.0064127 | 0.005881 | 0.0054942 | 0.005034 | 0.0047744 | 0.0046793 | 0.0049468 | 0.0047676 | 0.0049201 | 0.0050623 | 0.0042704 | 0.0047396 | 0.0049973
Portfolio Adjusted1-in-10Size: Under 20 kWSouth of Lugo2024Typical Event Day | Portfolio Adjusted | 1-in-10 | Size: Under 20 kW | South of Lugo | 2024 | Typical Event Day | 8 | 0.86889 | 0.84081 | 0.82324 | 0.81347 | 0.81059 | 0.83209 | 0.8304 | 0.96867 | 1.2812 | 1.6746 | 1.9947 | 2.2285 | 2.3284 | 2.3822 | 2.4047 | 2.3876 | 2.2645 | 1.9156 | 1.5983 | 1.442 | 1.3685 | 1.1804 | 1.0086 | 0.92587 | 0 | 0 | 0 | 0 | 0 | 0 | 0 | 0 | 0 | 0 | 0 | 0 | 0 | 0 | 0.0041627 | 0.012022 | 0.014558 | 0.013805 | 0 | 0 | 0 | 0 | 0 | 0 | 70.5273 | 69.8425 | 69.4901 | 69.1121 | 68.5518 | 68.22 | 68.1828 | 68.7245 | 71.0281 | 74.9776 | 79.0847 | 82.6616 | 83.7447 | 84.0285 | 84.8943 | 85.7484 | 86.3825 | 86.4362 | 85.7106 | 82.156 | 77.631 | 74.5262 | 72.7349 | 71.5281 | 0.0063718 | 0.0076409 | 0.0037294 | 0.0047814 | 0.0052911 | 0.010006 | 0.0074734 | 0.0048176 | 0.005271 | 0.0066898 | 0.0081938 | 0.0092712 | 0.0092723 | 0.0093848 | 0.0089999 | 0.0087676 | 0.008129 | 0.006986 | 0.0058811 | 0.0059707 | 0.0064134 | 0.0052626 | 0.0055428 | 0.0057066
Portfolio Adjusted1-in-10Size: Under 20 kWSouth of Lugo2025January Monthly Peak | Portfolio Adjusted | 1-in-10 | Size: Under 20 kW | South of Lugo | 2025 | January Monthly Peak | 1 | 0.76491 | 0.77181 | 0.75695 | 0.76576 | 0.76612 | 0.81905 | 0.96398 | 0.99426 | 1.2028 | 1.4721 | 1.5741 | 1.5455 | 1.4568 | 1.3435 | 1.2921 | 1.2508 | 1.2183 | 1.3051 | 1.3087 | 1.195 | 1.0986 | 0.96636 | 0.86134 | 0.79209 | 0 | 0 | 0 | 0 | 0 | 0 | 0 | 0 | 0 | 0 | 0 | 0 | 0 | 0 | 0.0022366 | 0.0062978 | 0.0078326 | 0.009405 | 0 | 0 | 0 | 0 | 0 | 0 | 48.5998 | 47.6565 | 46.6031 | 46.2447 | 45.6372 | 45.8667 | 45.6344 | 45.349 | 45.0933 | 48.1403 | 51.5595 | 53.0222 | 54.75 | 55.8321 | 55.6485 | 54.4913 | 53.0038 | 51.8865 | 50.4347 | 48.6931 | 47.5238 | 46.487 | 46.2724 | 45.7836 | 0.0056093 | 0.0070139 | 0.0034291 | 0.004501 | 0.0050008 | 0.0098488 | 0.0086756 | 0.0049449 | 0.0049484 | 0.0058809 | 0.0064661 | 0.0064299 | 0.0058013 | 0.0052929 | 0.0048357 | 0.0045931 | 0.0043735 | 0.0047595 | 0.0048154 | 0.0049479 | 0.0051486 | 0.0043084 | 0.0047333 | 0.0048821
Portfolio Adjusted1-in-10Size: Under 20 kWSouth of Lugo2025February Monthly Peak | Portfolio Adjusted | 1-in-10 | Size: Under 20 kW | South of Lugo | 2025 | February Monthly Peak | 2 | 0.75313 | 0.7563 | 0.74354 | 0.7451 | 0.74008 | 0.7777 | 0.84696 | 0.84592 | 0.99151 | 1.2434 | 1.3986 | 1.4228 | 1.4265 | 1.4231 | 1.411 | 1.3854 | 1.3092 | 1.2548 | 1.2988 | 1.1913 | 1.1076 | 0.9683 | 0.85861 | 0.78525 | 0 | 0 | 0 | 0 | 0 | 0 | 0 | 0 | 0 | 0 | 0 | 0 | 0 | 0 | 0.0024425 | 0.0069754 | 0.0084169 | 0.0090424 | 0 | 0 | 0 | 0 | 0 | 0 | 54.4874 | 53.5212 | 52.3172 | 51.67 | 51.8502 | 51.1895 | 48.9062 | 51.3287 | 53.1758 | 55.5931 | 58.6038 | 59.5306 | 60.7906 | 62.2967 | 63.148 | 63.4264 | 62.6621 | 62.0273 | 60.7271 | 59.0697 | 57.4976 | 56.1303 | 55.372 | 53.7723 | 0.0055229 | 0.0068729 | 0.0033683 | 0.0043795 | 0.0048308 | 0.0093516 | 0.0076224 | 0.0042071 | 0.0040793 | 0.0049672 | 0.005745 | 0.0059194 | 0.005681 | 0.0056064 | 0.0052807 | 0.0050873 | 0.0046997 | 0.004576 | 0.0047791 | 0.0049327 | 0.0051909 | 0.004317 | 0.0047183 | 0.0048399
Portfolio Adjusted1-in-10Size: Under 20 kWSouth of Lugo2025March Monthly Peak | Portfolio Adjusted | 1-in-10 | Size: Under 20 kW | South of Lugo | 2025 | March Monthly Peak | 3 | 0.76988 | 0.75885 | 0.75155 | 0.74298 | 0.73614 | 0.76662 | 0.84331 | 0.83997 | 0.95996 | 1.1826 | 1.4011 | 1.4836 | 1.5459 | 1.5884 | 1.6169 | 1.617 | 1.5433 | 1.357 | 1.2208 | 1.2391 | 1.1578 | 1.0191 | 0.87938 | 0.81205 | 0 | 0 | 0 | 0 | 0 | 0 | 0 | 0 | 0 | 0 | 0 | 0 | 0 | 0 | 0.002799 | 0.0081415 | 0.0099219 | 0.009779 | 0 | 0 | 0 | 0 | 0 | 0 | 61.4139 | 59.8503 | 58.8289 | 57.5257 | 56.5356 | 55.5718 | 54.796 | 54.5623 | 56.1012 | 59.935 | 64.2654 | 68.4269 | 72.3638 | 73.6524 | 74.3604 | 73.808 | 72.7564 | 71.2095 | 70.5403 | 69.0332 | 66.8156 | 64.2322 | 61.8943 | 60.2063 | 0.0056458 | 0.0068961 | 0.0034046 | 0.0043671 | 0.0048051 | 0.0092184 | 0.0075896 | 0.0041775 | 0.0039495 | 0.0047242 | 0.0057552 | 0.0061721 | 0.0061563 | 0.0062578 | 0.0060515 | 0.0059378 | 0.0055401 | 0.0049488 | 0.0044922 | 0.0051306 | 0.0054259 | 0.0045438 | 0.0048325 | 0.0050051
Portfolio Adjusted1-in-10Size: Under 20 kWSouth of Lugo2025April Monthly Peak | Portfolio Adjusted | 1-in-10 | Size: Under 20 kW | South of Lugo | 2025 | April Monthly Peak | 4 | 0.82472 | 0.80381 | 0.78012 | 0.76991 | 0.75971 | 0.79004 | 0.77801 | 0.85801 | 1.092 | 1.4101 | 1.6874 | 1.8447 | 1.9285 | 1.9771 | 2.0016 | 1.982 | 1.8871 | 1.6077 | 1.3662 | 1.3364 | 1.2926 | 1.1351 | 0.96493 | 0.87638 | 0 | 0 | 0 | 0 | 0 | 0 | 0 | 0 | 0 | 0 | 0 | 0 | 0 | 0 | 0.0034648 | 0.0099789 | 0.012132 | 0.011586 | 0 | 0 | 0 | 0 | 0 | 0 | 70.0339 | 69.0958 | 67.525 | 65.9666 | 64.6253 | 63.7732 | 63.4127 | 63.4885 | 66.2105 | 71.8364 | 77.2507 | 82.3236 | 85.1894 | 85.7573 | 84.8714 | 84.8756 | 84.7852 | 84.9411 | 83.6056 | 79.6215 | 74.926 | 70.1803 | 67.895 | 66.9835 | 0.0060479 | 0.0073047 | 0.003534 | 0.0045254 | 0.0049589 | 0.0095001 | 0.0070019 | 0.0042673 | 0.0044928 | 0.0056333 | 0.0069314 | 0.0076744 | 0.00768 | 0.0077891 | 0.0074911 | 0.0072779 | 0.0067741 | 0.0058632 | 0.0050272 | 0.0055336 | 0.0060576 | 0.0050606 | 0.0053026 | 0.0054017
Portfolio Adjusted1-in-10Size: Under 20 kWSouth of Lugo2025May Monthly Peak | Portfolio Adjusted | 1-in-10 | Size: Under 20 kW | South of Lugo | 2025 | May Monthly Peak | 5 | 0.84575 | 0.82103 | 0.79376 | 0.78017 | 0.77418 | 0.80106 | 0.749 | 0.87213 | 1.1465 | 1.4765 | 1.7747 | 1.9501 | 2.0253 | 2.0613 | 2.0788 | 2.0655 | 1.9421 | 1.6517 | 1.4116 | 1.3142 | 1.3241 | 1.1495 | 0.9864 | 0.90297 | 0 | 0 | 0 | 0 | 0 | 0 | 0 | 0 | 0 | 0 | 0 | 0 | 0 | 0 | 0.0035986 | 0.0104 | 0.012486 | 0.011903 | 0 | 0 | 0 | 0 | 0 | 0 | 70.6274 | 69.5784 | 68.499 | 68.2105 | 67.827 | 67.4424 | 67.6334 | 67.6407 | 70.8965 | 76.0927 | 80.6658 | 84.0812 | 85.3087 | 85.373 | 86.1866 | 86.3759 | 86.4687 | 85.5846 | 84.9778 | 82.5935 | 78.3846 | 73.8704 | 71.3871 | 69.0078 | 0.0062021 | 0.0074611 | 0.0035958 | 0.0045857 | 0.0050534 | 0.0096326 | 0.0067408 | 0.0043375 | 0.0047172 | 0.0058985 | 0.0072901 | 0.0081131 | 0.0080653 | 0.0081204 | 0.0077802 | 0.0075848 | 0.0069716 | 0.0060235 | 0.0051942 | 0.0054416 | 0.0062054 | 0.005125 | 0.0054206 | 0.0055655
Portfolio Adjusted1-in-10Size: Under 20 kWSouth of Lugo2025June Monthly Peak | Portfolio Adjusted | 1-in-10 | Size: Under 20 kW | South of Lugo | 2025 | June Monthly Peak | 6 | 0.83273 | 0.80801 | 0.79421 | 0.78377 | 0.78461 | 0.79489 | 0.73645 | 0.86356 | 1.1031 | 1.41 | 1.7189 | 1.8898 | 1.9677 | 2.0315 | 2.0527 | 2.0315 | 1.9094 | 1.6206 | 1.389 | 1.2452 | 1.2417 | 1.115 | 0.96714 | 0.87952 | 0 | 0 | 0 | 0 | 0 | 0 | 0 | 0 | 0 | 0 | 0 | 0 | 0 | 0 | 0.0035534 | 0.010229 | 0.012276 | 0.011678 | 0 | 0 | 0 | 0 | 0 | 0 | 65.7246 | 65.3934 | 65.638 | 65.7964 | 64.8772 | 63.9352 | 63.3598 | 64.1084 | 66.5308 | 70.0506 | 74.833 | 79.0094 | 80.6057 | 80.4499 | 81.1804 | 81.7487 | 83.0509 | 82.4599 | 82.3715 | 78.1642 | 73.692 | 70.768 | 69.0371 | 68.3458 | 0.0061067 | 0.0073428 | 0.0035979 | 0.0046068 | 0.0051215 | 0.0095584 | 0.0066279 | 0.0042948 | 0.0045384 | 0.0056328 | 0.0070608 | 0.0078622 | 0.0078361 | 0.0080033 | 0.0076826 | 0.0074599 | 0.0068543 | 0.00591 | 0.005111 | 0.0051557 | 0.0058192 | 0.0049709 | 0.0053148 | 0.0054209
Portfolio Adjusted1-in-10Size: Under 20 kWSouth of Lugo2025July Monthly Peak | Portfolio Adjusted | 1-in-10 | Size: Under 20 kW | South of Lugo | 2025 | July Monthly Peak | 7 | 0.853 | 0.82781 | 0.80753 | 0.80442 | 0.80287 | 0.82713 | 0.79298 | 0.94314 | 1.2232 | 1.5628 | 1.8705 | 2.0558 | 2.1624 | 2.2192 | 2.2437 | 2.1968 | 2.0765 | 1.7757 | 1.5074 | 1.3275 | 1.2907 | 1.1525 | 0.9976 | 0.91337 | 0 | 0 | 0 | 0 | 0 | 0 | 0 | 0 | 0 | 0 | 0 | 0 | 0 | 0 | 0.0038839 | 0.011061 | 0.01335 | 0.012796 | 0 | 0 | 0 | 0 | 0 | 0 | 69.8774 | 68.6795 | 68.1833 | 67.825 | 67.4961 | 67.2209 | 67.5749 | 68.4988 | 70.8533 | 74.9416 | 79.4093 | 81.8758 | 80.5458 | 79.9294 | 82.3542 | 82.7787 | 82.2087 | 81.6608 | 80.4463 | 78.5311 | 75.3867 | 72.8293 | 71.6343 | 70.9766 | 0.0062553 | 0.0075227 | 0.0036582 | 0.0047282 | 0.0052406 | 0.009946 | 0.0071366 | 0.0046906 | 0.0050327 | 0.0062431 | 0.0076837 | 0.0085529 | 0.0086115 | 0.0087428 | 0.0083971 | 0.0080667 | 0.0074542 | 0.0064757 | 0.0055466 | 0.0054964 | 0.0060487 | 0.0051384 | 0.0054822 | 0.0056296
Portfolio Adjusted1-in-10Size: Under 20 kWSouth of Lugo2025August Monthly Peak | Portfolio Adjusted | 1-in-10 | Size: Under 20 kW | South of Lugo | 2025 | August Monthly Peak | 8 | 0.87567 | 0.84727 | 0.82925 | 0.81977 | 0.81618 | 0.83911 | 0.84002 | 0.98475 | 1.3141 | 1.7228 | 2.0508 | 2.2944 | 2.3937 | 2.4433 | 2.4622 | 2.444 | 2.3154 | 1.9534 | 1.6287 | 1.4673 | 1.3859 | 1.1939 | 1.0189 | 0.93411 | 0 | 0 | 0 | 0 | 0 | 0 | 0 | 0 | 0 | 0 | 0 | 0 | 0 | 0 | 0.0042623 | 0.012305 | 0.014886 | 0.014077 | 0 | 0 | 0 | 0 | 0 | 0 | 70.9341 | 70.3243 | 69.8536 | 69.41 | 69.2172 | 69.4706 | 69.5869 | 69.8093 | 72.1222 | 76.1862 | 79.496 | 83.2298 | 84.8442 | 85.6573 | 86.2875 | 88.1408 | 90.0621 | 91.8644 | 91.7418 | 87.6778 | 81.5968 | 77.7956 | 75.7694 | 73.6139 | 0.0064215 | 0.0076996 | 0.0037566 | 0.0048184 | 0.0053276 | 0.01009 | 0.00756 | 0.0048976 | 0.0054064 | 0.0068822 | 0.0084242 | 0.0095452 | 0.0095325 | 0.0096256 | 0.0092152 | 0.0089745 | 0.0083118 | 0.0071239 | 0.0059928 | 0.0060755 | 0.006495 | 0.0053228 | 0.0055992 | 0.0057574
Portfolio Adjusted1-in-10Size: Under 20 kWSouth of Lugo2025September Monthly Peak | Portfolio Adjusted | 1-in-10 | Size: Under 20 kW | South of Lugo | 2025 | September Monthly Peak | 9 | 0.86412 | 0.85387 | 0.8319 | 0.82332 | 0.82325 | 0.85948 | 0.91512 | 1.0277 | 1.4108 | 1.9015 | 2.2398 | 2.47 | 2.5748 | 2.5836 | 2.5883 | 2.5481 | 2.3821 | 1.9809 | 1.639 | 1.5925 | 1.3909 | 1.1941 | 1.0068 | 0.92246 | 0 | 0 | 0 | 0 | 0 | 0 | 0 | 0 | 0 | 0 | 0 | 0 | 0 | 0 | 0.0044805 | 0.012829 | 0.015315 | 0.014275 | 0 | 0 | 0 | 0 | 0 | 0 | 75.5731 | 74.9726 | 74.2855 | 73.417 | 72.6166 | 72.2531 | 72.2098 | 72.4814 | 74.6062 | 78.7322 | 82.6007 | 86.5312 | 88.983 | 90.0773 | 89.7552 | 90.3255 | 90.2085 | 89.7595 | 88.2826 | 84.2508 | 79.8487 | 76.7118 | 74.4987 | 73.1763 | 0.0063368 | 0.0077596 | 0.0037686 | 0.0048393 | 0.0053737 | 0.010335 | 0.0082358 | 0.0051111 | 0.0058045 | 0.0075965 | 0.0092005 | 0.010276 | 0.010254 | 0.010178 | 0.009687 | 0.0093568 | 0.0085513 | 0.0072241 | 0.006031 | 0.006594 | 0.0065184 | 0.0053237 | 0.0055327 | 0.0056857
Portfolio Adjusted1-in-10Size: Under 20 kWSouth of Lugo2025October Monthly Peak | Portfolio Adjusted | 1-in-10 | Size: Under 20 kW | South of Lugo | 2025 | October Monthly Peak | 10 | 0.80609 | 0.7885 | 0.76846 | 0.76462 | 0.76135 | 0.77933 | 0.86267 | 0.88972 | 1.1226 | 1.5085 | 1.8033 | 1.975 | 2.0676 | 2.1054 | 2.1426 | 2.1218 | 1.9931 | 1.6382 | 1.4823 | 1.4212 | 1.2648 | 1.0879 | 0.91942 | 0.8483 | 0 | 0 | 0 | 0 | 0 | 0 | 0 | 0 | 0 | 0 | 0 | 0 | 0 | 0 | 0.003709 | 0.010683 | 0.012814 | 0.011806 | 0 | 0 | 0 | 0 | 0 | 0 | 70.6653 | 69.7348 | 68.6608 | 67.6299 | 66.6176 | 66.353 | 66.3958 | 66.3808 | 67.6198 | 70.6351 | 74.945 | 79.8247 | 83.8782 | 85.4892 | 85.6478 | 85.7404 | 85.1637 | 84.3427 | 81.5757 | 77.775 | 74.2916 | 72.1506 | 70.5707 | 69.4804 | 0.0059113 | 0.0071655 | 0.0034812 | 0.0044943 | 0.0049696 | 0.0093713 | 0.0077638 | 0.004425 | 0.0046187 | 0.0060265 | 0.0074075 | 0.0082166 | 0.0082337 | 0.0082943 | 0.008019 | 0.0077914 | 0.0071549 | 0.0059744 | 0.0054542 | 0.0058847 | 0.0059271 | 0.0048503 | 0.0050526 | 0.0052286
Portfolio Adjusted1-in-10Size: Under 20 kWSouth of Lugo2025November Monthly Peak | Portfolio Adjusted | 1-in-10 | Size: Under 20 kW | South of Lugo | 2025 | November Monthly Peak | 11 | 0.80217 | 0.78629 | 0.78541 | 0.7799 | 0.77011 | 0.79994 | 0.8168 | 0.86165 | 1.1065 | 1.4081 | 1.6694 | 1.8291 | 1.8888 | 1.9268 | 1.9202 | 1.8932 | 1.7927 | 1.705 | 1.4719 | 1.3217 | 1.177 | 1.0136 | 0.90585 | 0.83811 | 0 | 0 | 0 | 0 | 0 | 0 | 0 | 0 | 0 | 0 | 0 | 0 | 0 | 0 | 0.003324 | 0.0095319 | 0.011525 | 0.012287 | 0 | 0 | 0 | 0 | 0 | 0 | 68.538 | 66.746 | 65.9832 | 64.4517 | 63.7192 | 62.6655 | 62.0239 | 62.5061 | 65.537 | 71.3931 | 78.1817 | 83.6483 | 85.6027 | 86.9989 | 87.3699 | 85.9823 | 83.8851 | 81.5898 | 79.2015 | 76.2513 | 74.3943 | 72.6761 | 70.572 | 68.9809 | 0.0058826 | 0.0071454 | 0.003558 | 0.0045841 | 0.0050268 | 0.0096191 | 0.007351 | 0.0042853 | 0.0045522 | 0.0056251 | 0.0068573 | 0.0076096 | 0.007522 | 0.0075909 | 0.0071865 | 0.0069519 | 0.0064354 | 0.0062181 | 0.0054161 | 0.0054725 | 0.005516 | 0.0045189 | 0.004978 | 0.0051657
Portfolio Adjusted1-in-10Size: Under 20 kWSouth of Lugo2025December Monthly Peak | Portfolio Adjusted | 1-in-10 | Size: Under 20 kW | South of Lugo | 2025 | December Monthly Peak | 12 | 0.78019 | 0.7811 | 0.78132 | 0.77197 | 0.77156 | 0.82923 | 0.95365 | 0.99703 | 1.1982 | 1.4257 | 1.5481 | 1.5414 | 1.4768 | 1.3946 | 1.3451 | 1.3002 | 1.3035 | 1.3565 | 1.2957 | 1.1883 | 1.0802 | 0.95783 | 0.86248 | 0.81077 | 0 | 0 | 0 | 0 | 0 | 0 | 0 | 0 | 0 | 0 | 0 | 0 | 0 | 0 | 0.0023284 | 0.0065464 | 0.0083804 | 0.0097751 | 0 | 0 | 0 | 0 | 0 | 0 | 48.2042 | 47.3183 | 46.8896 | 47.1051 | 47.6229 | 47.3461 | 48.2175 | 48.2835 | 49.2631 | 50.9379 | 52.216 | 53.5843 | 55.0458 | 54.7795 | 54.7259 | 54.5764 | 54.0182 | 52.6444 | 51.5632 | 49.6943 | 47.9325 | 48.1671 | 48.0696 | 47.357 | 0.0057213 | 0.0070983 | 0.0035395 | 0.0045375 | 0.0050363 | 0.0099713 | 0.0085826 | 0.0049586 | 0.0049297 | 0.0056957 | 0.0063592 | 0.0064127 | 0.005881 | 0.0054942 | 0.005034 | 0.0047744 | 0.0046793 | 0.0049468 | 0.0047676 | 0.0049201 | 0.0050623 | 0.0042704 | 0.0047396 | 0.0049973
Portfolio Adjusted1-in-10Size: Under 20 kWSouth of Lugo2025Typical Event Day | Portfolio Adjusted | 1-in-10 | Size: Under 20 kW | South of Lugo | 2025 | Typical Event Day | 8 | 0.86889 | 0.84081 | 0.82324 | 0.81347 | 0.81059 | 0.83209 | 0.8304 | 0.96867 | 1.2812 | 1.6746 | 1.9947 | 2.2285 | 2.3284 | 2.3822 | 2.4047 | 2.3876 | 2.2645 | 1.9156 | 1.5983 | 1.442 | 1.3685 | 1.1804 | 1.0086 | 0.92587 | 0 | 0 | 0 | 0 | 0 | 0 | 0 | 0 | 0 | 0 | 0 | 0 | 0 | 0 | 0.0041627 | 0.012022 | 0.014558 | 0.013805 | 0 | 0 | 0 | 0 | 0 | 0 | 70.5273 | 69.8425 | 69.4901 | 69.1121 | 68.5518 | 68.22 | 68.1828 | 68.7245 | 71.0281 | 74.9776 | 79.0847 | 82.6616 | 83.7447 | 84.0285 | 84.8943 | 85.7484 | 86.3825 | 86.4362 | 85.7106 | 82.156 | 77.631 | 74.5262 | 72.7349 | 71.5281 | 0.0063718 | 0.0076409 | 0.0037294 | 0.0047814 | 0.0052911 | 0.010006 | 0.0074734 | 0.0048176 | 0.005271 | 0.0066898 | 0.0081938 | 0.0092712 | 0.0092723 | 0.0093848 | 0.0089999 | 0.0087676 | 0.008129 | 0.006986 | 0.0058811 | 0.0059707 | 0.0064134 | 0.0052626 | 0.0055428 | 0.0057066
Portfolio Adjusted1-in-10Size: Under 20 kWSouth of Lugo2026January Monthly Peak | Portfolio Adjusted | 1-in-10 | Size: Under 20 kW | South of Lugo | 2026 | January Monthly Peak | 1 | 0.76491 | 0.77181 | 0.75695 | 0.76576 | 0.76612 | 0.81905 | 0.96398 | 0.99426 | 1.2028 | 1.4721 | 1.5741 | 1.5455 | 1.4568 | 1.3435 | 1.2921 | 1.2508 | 1.2183 | 1.3051 | 1.3087 | 1.195 | 1.0986 | 0.96636 | 0.86134 | 0.79209 | 0 | 0 | 0 | 0 | 0 | 0 | 0 | 0 | 0 | 0 | 0 | 0 | 0 | 0 | 0.0022366 | 0.0062978 | 0.0078326 | 0.009405 | 0 | 0 | 0 | 0 | 0 | 0 | 48.5998 | 47.6565 | 46.6031 | 46.2447 | 45.6372 | 45.8667 | 45.6344 | 45.349 | 45.0933 | 48.1403 | 51.5595 | 53.0222 | 54.75 | 55.8321 | 55.6485 | 54.4913 | 53.0038 | 51.8865 | 50.4347 | 48.6931 | 47.5238 | 46.487 | 46.2724 | 45.7836 | 0.0056093 | 0.0070139 | 0.0034291 | 0.004501 | 0.0050008 | 0.0098488 | 0.0086756 | 0.0049449 | 0.0049484 | 0.0058809 | 0.0064661 | 0.0064299 | 0.0058013 | 0.0052929 | 0.0048357 | 0.0045931 | 0.0043735 | 0.0047595 | 0.0048154 | 0.0049479 | 0.0051486 | 0.0043084 | 0.0047333 | 0.0048821
Portfolio Adjusted1-in-10Size: Under 20 kWSouth of Lugo2026February Monthly Peak | Portfolio Adjusted | 1-in-10 | Size: Under 20 kW | South of Lugo | 2026 | February Monthly Peak | 2 | 0.75313 | 0.7563 | 0.74354 | 0.7451 | 0.74008 | 0.7777 | 0.84696 | 0.84592 | 0.99151 | 1.2434 | 1.3986 | 1.4228 | 1.4265 | 1.4231 | 1.411 | 1.3854 | 1.3092 | 1.2548 | 1.2988 | 1.1913 | 1.1076 | 0.9683 | 0.85861 | 0.78525 | 0 | 0 | 0 | 0 | 0 | 0 | 0 | 0 | 0 | 0 | 0 | 0 | 0 | 0 | 0.0024425 | 0.0069754 | 0.0084169 | 0.0090424 | 0 | 0 | 0 | 0 | 0 | 0 | 54.4874 | 53.5212 | 52.3172 | 51.67 | 51.8502 | 51.1895 | 48.9062 | 51.3287 | 53.1758 | 55.5931 | 58.6038 | 59.5306 | 60.7906 | 62.2967 | 63.148 | 63.4264 | 62.6621 | 62.0273 | 60.7271 | 59.0697 | 57.4976 | 56.1303 | 55.372 | 53.7723 | 0.0055229 | 0.0068729 | 0.0033683 | 0.0043795 | 0.0048308 | 0.0093516 | 0.0076224 | 0.0042071 | 0.0040793 | 0.0049672 | 0.005745 | 0.0059194 | 0.005681 | 0.0056064 | 0.0052807 | 0.0050873 | 0.0046997 | 0.004576 | 0.0047791 | 0.0049327 | 0.0051909 | 0.004317 | 0.0047183 | 0.0048399
Portfolio Adjusted1-in-10Size: Under 20 kWSouth of Lugo2026March Monthly Peak | Portfolio Adjusted | 1-in-10 | Size: Under 20 kW | South of Lugo | 2026 | March Monthly Peak | 3 | 0.76988 | 0.75885 | 0.75155 | 0.74298 | 0.73614 | 0.76662 | 0.84331 | 0.83997 | 0.95996 | 1.1826 | 1.4011 | 1.4836 | 1.5459 | 1.5884 | 1.6169 | 1.617 | 1.5433 | 1.357 | 1.2208 | 1.2391 | 1.1578 | 1.0191 | 0.87938 | 0.81205 | 0 | 0 | 0 | 0 | 0 | 0 | 0 | 0 | 0 | 0 | 0 | 0 | 0 | 0 | 0.002799 | 0.0081415 | 0.0099219 | 0.009779 | 0 | 0 | 0 | 0 | 0 | 0 | 61.4139 | 59.8503 | 58.8289 | 57.5257 | 56.5356 | 55.5718 | 54.796 | 54.5623 | 56.1012 | 59.935 | 64.2654 | 68.4269 | 72.3638 | 73.6524 | 74.3604 | 73.808 | 72.7564 | 71.2095 | 70.5403 | 69.0332 | 66.8156 | 64.2322 | 61.8943 | 60.2063 | 0.0056458 | 0.0068961 | 0.0034046 | 0.0043671 | 0.0048051 | 0.0092184 | 0.0075896 | 0.0041775 | 0.0039495 | 0.0047242 | 0.0057552 | 0.0061721 | 0.0061563 | 0.0062578 | 0.0060515 | 0.0059378 | 0.0055401 | 0.0049488 | 0.0044922 | 0.0051306 | 0.0054259 | 0.0045438 | 0.0048325 | 0.0050051
Portfolio Adjusted1-in-10Size: Under 20 kWSouth of Lugo2026April Monthly Peak | Portfolio Adjusted | 1-in-10 | Size: Under 20 kW | South of Lugo | 2026 | April Monthly Peak | 4 | 0.82472 | 0.80381 | 0.78012 | 0.76991 | 0.75971 | 0.79004 | 0.77801 | 0.85801 | 1.092 | 1.4101 | 1.6874 | 1.8447 | 1.9285 | 1.9771 | 2.0016 | 1.982 | 1.8871 | 1.6077 | 1.3662 | 1.3364 | 1.2926 | 1.1351 | 0.96493 | 0.87638 | 0 | 0 | 0 | 0 | 0 | 0 | 0 | 0 | 0 | 0 | 0 | 0 | 0 | 0 | 0.0034648 | 0.0099789 | 0.012132 | 0.011586 | 0 | 0 | 0 | 0 | 0 | 0 | 70.0339 | 69.0958 | 67.525 | 65.9666 | 64.6253 | 63.7732 | 63.4127 | 63.4885 | 66.2105 | 71.8364 | 77.2507 | 82.3236 | 85.1894 | 85.7573 | 84.8714 | 84.8756 | 84.7852 | 84.9411 | 83.6056 | 79.6215 | 74.926 | 70.1803 | 67.895 | 66.9835 | 0.0060479 | 0.0073047 | 0.003534 | 0.0045254 | 0.0049589 | 0.0095001 | 0.0070019 | 0.0042673 | 0.0044928 | 0.0056333 | 0.0069314 | 0.0076744 | 0.00768 | 0.0077891 | 0.0074911 | 0.0072779 | 0.0067741 | 0.0058632 | 0.0050272 | 0.0055336 | 0.0060576 | 0.0050606 | 0.0053026 | 0.0054017
Portfolio Adjusted1-in-10Size: Under 20 kWSouth of Lugo2026May Monthly Peak | Portfolio Adjusted | 1-in-10 | Size: Under 20 kW | South of Lugo | 2026 | May Monthly Peak | 5 | 0.84575 | 0.82103 | 0.79376 | 0.78017 | 0.77418 | 0.80106 | 0.749 | 0.87213 | 1.1465 | 1.4765 | 1.7747 | 1.9501 | 2.0253 | 2.0613 | 2.0788 | 2.0655 | 1.9421 | 1.6517 | 1.4116 | 1.3142 | 1.3241 | 1.1495 | 0.9864 | 0.90297 | 0 | 0 | 0 | 0 | 0 | 0 | 0 | 0 | 0 | 0 | 0 | 0 | 0 | 0 | 0.0035986 | 0.0104 | 0.012486 | 0.011903 | 0 | 0 | 0 | 0 | 0 | 0 | 70.6274 | 69.5784 | 68.499 | 68.2105 | 67.827 | 67.4424 | 67.6334 | 67.6407 | 70.8965 | 76.0927 | 80.6658 | 84.0812 | 85.3087 | 85.373 | 86.1866 | 86.3759 | 86.4687 | 85.5846 | 84.9778 | 82.5935 | 78.3846 | 73.8704 | 71.3871 | 69.0078 | 0.0062021 | 0.0074611 | 0.0035958 | 0.0045857 | 0.0050534 | 0.0096326 | 0.0067408 | 0.0043375 | 0.0047172 | 0.0058985 | 0.0072901 | 0.0081131 | 0.0080653 | 0.0081204 | 0.0077802 | 0.0075848 | 0.0069716 | 0.0060235 | 0.0051942 | 0.0054416 | 0.0062054 | 0.005125 | 0.0054206 | 0.0055655
Portfolio Adjusted1-in-10Size: Under 20 kWSouth of Lugo2026June Monthly Peak | Portfolio Adjusted | 1-in-10 | Size: Under 20 kW | South of Lugo | 2026 | June Monthly Peak | 6 | 0.83273 | 0.80801 | 0.79421 | 0.78377 | 0.78461 | 0.79489 | 0.73645 | 0.86356 | 1.1031 | 1.41 | 1.7189 | 1.8898 | 1.9677 | 2.0315 | 2.0527 | 2.0315 | 1.9094 | 1.6206 | 1.389 | 1.2452 | 1.2417 | 1.115 | 0.96714 | 0.87952 | 0 | 0 | 0 | 0 | 0 | 0 | 0 | 0 | 0 | 0 | 0 | 0 | 0 | 0 | 0.0035534 | 0.010229 | 0.012276 | 0.011678 | 0 | 0 | 0 | 0 | 0 | 0 | 65.7246 | 65.3934 | 65.638 | 65.7964 | 64.8772 | 63.9352 | 63.3598 | 64.1084 | 66.5308 | 70.0506 | 74.833 | 79.0094 | 80.6057 | 80.4499 | 81.1804 | 81.7487 | 83.0509 | 82.4599 | 82.3715 | 78.1642 | 73.692 | 70.768 | 69.0371 | 68.3458 | 0.0061067 | 0.0073428 | 0.0035979 | 0.0046068 | 0.0051215 | 0.0095584 | 0.0066279 | 0.0042948 | 0.0045384 | 0.0056328 | 0.0070608 | 0.0078622 | 0.0078361 | 0.0080033 | 0.0076826 | 0.0074599 | 0.0068543 | 0.00591 | 0.005111 | 0.0051557 | 0.0058192 | 0.0049709 | 0.0053148 | 0.0054209
Portfolio Adjusted1-in-10Size: Under 20 kWSouth of Lugo2026July Monthly Peak | Portfolio Adjusted | 1-in-10 | Size: Under 20 kW | South of Lugo | 2026 | July Monthly Peak | 7 | 0.853 | 0.82781 | 0.80753 | 0.80442 | 0.80287 | 0.82713 | 0.79298 | 0.94314 | 1.2232 | 1.5628 | 1.8705 | 2.0558 | 2.1624 | 2.2192 | 2.2437 | 2.1968 | 2.0765 | 1.7757 | 1.5074 | 1.3275 | 1.2907 | 1.1525 | 0.9976 | 0.91337 | 0 | 0 | 0 | 0 | 0 | 0 | 0 | 0 | 0 | 0 | 0 | 0 | 0 | 0 | 0.0038839 | 0.011061 | 0.01335 | 0.012796 | 0 | 0 | 0 | 0 | 0 | 0 | 69.8774 | 68.6795 | 68.1833 | 67.825 | 67.4961 | 67.2209 | 67.5749 | 68.4988 | 70.8533 | 74.9416 | 79.4093 | 81.8758 | 80.5458 | 79.9294 | 82.3542 | 82.7787 | 82.2087 | 81.6608 | 80.4463 | 78.5311 | 75.3867 | 72.8293 | 71.6343 | 70.9766 | 0.0062553 | 0.0075227 | 0.0036582 | 0.0047282 | 0.0052406 | 0.009946 | 0.0071366 | 0.0046906 | 0.0050327 | 0.0062431 | 0.0076837 | 0.0085529 | 0.0086115 | 0.0087428 | 0.0083971 | 0.0080667 | 0.0074542 | 0.0064757 | 0.0055466 | 0.0054964 | 0.0060487 | 0.0051384 | 0.0054822 | 0.0056296
Portfolio Adjusted1-in-10Size: Under 20 kWSouth of Lugo2026August Monthly Peak | Portfolio Adjusted | 1-in-10 | Size: Under 20 kW | South of Lugo | 2026 | August Monthly Peak | 8 | 0.87567 | 0.84727 | 0.82925 | 0.81977 | 0.81618 | 0.83911 | 0.84002 | 0.98475 | 1.3141 | 1.7228 | 2.0508 | 2.2944 | 2.3937 | 2.4433 | 2.4622 | 2.444 | 2.3154 | 1.9534 | 1.6287 | 1.4673 | 1.3859 | 1.1939 | 1.0189 | 0.93411 | 0 | 0 | 0 | 0 | 0 | 0 | 0 | 0 | 0 | 0 | 0 | 0 | 0 | 0 | 0.0042623 | 0.012305 | 0.014886 | 0.014077 | 0 | 0 | 0 | 0 | 0 | 0 | 70.9341 | 70.3243 | 69.8536 | 69.41 | 69.2172 | 69.4706 | 69.5869 | 69.8093 | 72.1222 | 76.1862 | 79.496 | 83.2298 | 84.8442 | 85.6573 | 86.2875 | 88.1408 | 90.0621 | 91.8644 | 91.7418 | 87.6778 | 81.5968 | 77.7956 | 75.7694 | 73.6139 | 0.0064215 | 0.0076996 | 0.0037566 | 0.0048184 | 0.0053276 | 0.01009 | 0.00756 | 0.0048976 | 0.0054064 | 0.0068822 | 0.0084242 | 0.0095452 | 0.0095325 | 0.0096256 | 0.0092152 | 0.0089745 | 0.0083118 | 0.0071239 | 0.0059928 | 0.0060755 | 0.006495 | 0.0053228 | 0.0055992 | 0.0057574
Portfolio Adjusted1-in-10Size: Under 20 kWSouth of Lugo2026September Monthly Peak | Portfolio Adjusted | 1-in-10 | Size: Under 20 kW | South of Lugo | 2026 | September Monthly Peak | 9 | 0.86412 | 0.85387 | 0.8319 | 0.82332 | 0.82325 | 0.85948 | 0.91512 | 1.0277 | 1.4108 | 1.9015 | 2.2398 | 2.47 | 2.5748 | 2.5836 | 2.5883 | 2.5481 | 2.3821 | 1.9809 | 1.639 | 1.5925 | 1.3909 | 1.1941 | 1.0068 | 0.92246 | 0 | 0 | 0 | 0 | 0 | 0 | 0 | 0 | 0 | 0 | 0 | 0 | 0 | 0 | 0.0044805 | 0.012829 | 0.015315 | 0.014275 | 0 | 0 | 0 | 0 | 0 | 0 | 75.5731 | 74.9726 | 74.2855 | 73.417 | 72.6166 | 72.2531 | 72.2098 | 72.4814 | 74.6062 | 78.7322 | 82.6007 | 86.5312 | 88.983 | 90.0773 | 89.7552 | 90.3255 | 90.2085 | 89.7595 | 88.2826 | 84.2508 | 79.8487 | 76.7118 | 74.4987 | 73.1763 | 0.0063368 | 0.0077596 | 0.0037686 | 0.0048393 | 0.0053737 | 0.010335 | 0.0082358 | 0.0051111 | 0.0058045 | 0.0075965 | 0.0092005 | 0.010276 | 0.010254 | 0.010178 | 0.009687 | 0.0093568 | 0.0085513 | 0.0072241 | 0.006031 | 0.006594 | 0.0065184 | 0.0053237 | 0.0055327 | 0.0056857
Portfolio Adjusted1-in-10Size: Under 20 kWSouth of Lugo2026October Monthly Peak | Portfolio Adjusted | 1-in-10 | Size: Under 20 kW | South of Lugo | 2026 | October Monthly Peak | 10 | 0.80609 | 0.7885 | 0.76846 | 0.76462 | 0.76135 | 0.77933 | 0.86267 | 0.88972 | 1.1226 | 1.5085 | 1.8033 | 1.975 | 2.0676 | 2.1054 | 2.1426 | 2.1218 | 1.9931 | 1.6382 | 1.4823 | 1.4212 | 1.2648 | 1.0879 | 0.91942 | 0.8483 | 0 | 0 | 0 | 0 | 0 | 0 | 0 | 0 | 0 | 0 | 0 | 0 | 0 | 0 | 0.003709 | 0.010683 | 0.012814 | 0.011806 | 0 | 0 | 0 | 0 | 0 | 0 | 70.6653 | 69.7348 | 68.6608 | 67.6299 | 66.6176 | 66.353 | 66.3958 | 66.3808 | 67.6198 | 70.6351 | 74.945 | 79.8247 | 83.8782 | 85.4892 | 85.6478 | 85.7404 | 85.1637 | 84.3427 | 81.5757 | 77.775 | 74.2916 | 72.1506 | 70.5707 | 69.4804 | 0.0059113 | 0.0071655 | 0.0034812 | 0.0044943 | 0.0049696 | 0.0093713 | 0.0077638 | 0.004425 | 0.0046187 | 0.0060265 | 0.0074075 | 0.0082166 | 0.0082337 | 0.0082943 | 0.008019 | 0.0077914 | 0.0071549 | 0.0059744 | 0.0054542 | 0.0058847 | 0.0059271 | 0.0048503 | 0.0050526 | 0.0052286
Portfolio Adjusted1-in-10Size: Under 20 kWSouth of Lugo2026November Monthly Peak | Portfolio Adjusted | 1-in-10 | Size: Under 20 kW | South of Lugo | 2026 | November Monthly Peak | 11 | 0.80217 | 0.78629 | 0.78541 | 0.7799 | 0.77011 | 0.79994 | 0.8168 | 0.86165 | 1.1065 | 1.4081 | 1.6694 | 1.8291 | 1.8888 | 1.9268 | 1.9202 | 1.8932 | 1.7927 | 1.705 | 1.4719 | 1.3217 | 1.177 | 1.0136 | 0.90585 | 0.83811 | 0 | 0 | 0 | 0 | 0 | 0 | 0 | 0 | 0 | 0 | 0 | 0 | 0 | 0 | 0.003324 | 0.0095319 | 0.011525 | 0.012287 | 0 | 0 | 0 | 0 | 0 | 0 | 68.538 | 66.746 | 65.9832 | 64.4517 | 63.7192 | 62.6655 | 62.0239 | 62.5061 | 65.537 | 71.3931 | 78.1817 | 83.6483 | 85.6027 | 86.9989 | 87.3699 | 85.9823 | 83.8851 | 81.5898 | 79.2015 | 76.2513 | 74.3943 | 72.6761 | 70.572 | 68.9809 | 0.0058826 | 0.0071454 | 0.003558 | 0.0045841 | 0.0050268 | 0.0096191 | 0.007351 | 0.0042853 | 0.0045522 | 0.0056251 | 0.0068573 | 0.0076096 | 0.007522 | 0.0075909 | 0.0071865 | 0.0069519 | 0.0064354 | 0.0062181 | 0.0054161 | 0.0054725 | 0.005516 | 0.0045189 | 0.004978 | 0.0051657
Portfolio Adjusted1-in-10Size: Under 20 kWSouth of Lugo2026December Monthly Peak | Portfolio Adjusted | 1-in-10 | Size: Under 20 kW | South of Lugo | 2026 | December Monthly Peak | 12 | 0.78019 | 0.7811 | 0.78132 | 0.77197 | 0.77156 | 0.82923 | 0.95365 | 0.99703 | 1.1982 | 1.4257 | 1.5481 | 1.5414 | 1.4768 | 1.3946 | 1.3451 | 1.3002 | 1.3035 | 1.3565 | 1.2957 | 1.1883 | 1.0802 | 0.95783 | 0.86248 | 0.81077 | 0 | 0 | 0 | 0 | 0 | 0 | 0 | 0 | 0 | 0 | 0 | 0 | 0 | 0 | 0.0023284 | 0.0065464 | 0.0083804 | 0.0097751 | 0 | 0 | 0 | 0 | 0 | 0 | 48.2042 | 47.3183 | 46.8896 | 47.1051 | 47.6229 | 47.3461 | 48.2175 | 48.2835 | 49.2631 | 50.9379 | 52.216 | 53.5843 | 55.0458 | 54.7795 | 54.7259 | 54.5764 | 54.0182 | 52.6444 | 51.5632 | 49.6943 | 47.9325 | 48.1671 | 48.0696 | 47.357 | 0.0057213 | 0.0070983 | 0.0035395 | 0.0045375 | 0.0050363 | 0.0099713 | 0.0085826 | 0.0049586 | 0.0049297 | 0.0056957 | 0.0063592 | 0.0064127 | 0.005881 | 0.0054942 | 0.005034 | 0.0047744 | 0.0046793 | 0.0049468 | 0.0047676 | 0.0049201 | 0.0050623 | 0.0042704 | 0.0047396 | 0.0049973
Portfolio Adjusted1-in-10Size: Under 20 kWSouth of Lugo2026Typical Event Day | Portfolio Adjusted | 1-in-10 | Size: Under 20 kW | South of Lugo | 2026 | Typical Event Day | 8 | 0.86889 | 0.84081 | 0.82324 | 0.81347 | 0.81059 | 0.83209 | 0.8304 | 0.96867 | 1.2812 | 1.6746 | 1.9947 | 2.2285 | 2.3284 | 2.3822 | 2.4047 | 2.3876 | 2.2645 | 1.9156 | 1.5983 | 1.442 | 1.3685 | 1.1804 | 1.0086 | 0.92587 | 0 | 0 | 0 | 0 | 0 | 0 | 0 | 0 | 0 | 0 | 0 | 0 | 0 | 0 | 0.0041627 | 0.012022 | 0.014558 | 0.013805 | 0 | 0 | 0 | 0 | 0 | 0 | 70.5273 | 69.8425 | 69.4901 | 69.1121 | 68.5518 | 68.22 | 68.1828 | 68.7245 | 71.0281 | 74.9776 | 79.0847 | 82.6616 | 83.7447 | 84.0285 | 84.8943 | 85.7484 | 86.3825 | 86.4362 | 85.7106 | 82.156 | 77.631 | 74.5262 | 72.7349 | 71.5281 | 0.0063718 | 0.0076409 | 0.0037294 | 0.0047814 | 0.0052911 | 0.010006 | 0.0074734 | 0.0048176 | 0.005271 | 0.0066898 | 0.0081938 | 0.0092712 | 0.0092723 | 0.0093848 | 0.0089999 | 0.0087676 | 0.008129 | 0.006986 | 0.0058811 | 0.0059707 | 0.0064134 | 0.0052626 | 0.0055428 | 0.0057066
Portfolio Adjusted1-in-2Size: Under 20 kWSouth of Lugo2015January Monthly Peak | Portfolio Adjusted | 1-in-2 | Size: Under 20 kW | South of Lugo | 2015 | January Monthly Peak | 1
Portfolio Adjusted1-in-2Size: Under 20 kWSouth of Lugo2015February Monthly Peak | Portfolio Adjusted | 1-in-2 | Size: Under 20 kW | South of Lugo | 2015 | February Monthly Peak | 2
Portfolio Adjusted1-in-2Size: Under 20 kWSouth of Lugo2015March Monthly Peak | Portfolio Adjusted | 1-in-2 | Size: Under 20 kW | South of Lugo | 2015 | March Monthly Peak | 3
Portfolio Adjusted1-in-2Size: Under 20 kWSouth of Lugo2015April Monthly Peak | Portfolio Adjusted | 1-in-2 | Size: Under 20 kW | South of Lugo | 2015 | April Monthly Peak | 4
Portfolio Adjusted1-in-2Size: Under 20 kWSouth of Lugo2015May Monthly Peak | Portfolio Adjusted | 1-in-2 | Size: Under 20 kW | South of Lugo | 2015 | May Monthly Peak | 5
Portfolio Adjusted1-in-2Size: Under 20 kWSouth of Lugo2015June Monthly Peak | Portfolio Adjusted | 1-in-2 | Size: Under 20 kW | South of Lugo | 2015 | June Monthly Peak | 6
Portfolio Adjusted1-in-2Size: Under 20 kWSouth of Lugo2015July Monthly Peak | Portfolio Adjusted | 1-in-2 | Size: Under 20 kW | South of Lugo | 2015 | July Monthly Peak | 7
Portfolio Adjusted1-in-2Size: Under 20 kWSouth of Lugo2015August Monthly Peak | Portfolio Adjusted | 1-in-2 | Size: Under 20 kW | South of Lugo | 2015 | August Monthly Peak | 8
Portfolio Adjusted1-in-2Size: Under 20 kWSouth of Lugo2015September Monthly Peak | Portfolio Adjusted | 1-in-2 | Size: Under 20 kW | South of Lugo | 2015 | September Monthly Peak | 9
Portfolio Adjusted1-in-2Size: Under 20 kWSouth of Lugo2015October Monthly Peak | Portfolio Adjusted | 1-in-2 | Size: Under 20 kW | South of Lugo | 2015 | October Monthly Peak | 10
Portfolio Adjusted1-in-2Size: Under 20 kWSouth of Lugo2015November Monthly Peak | Portfolio Adjusted | 1-in-2 | Size: Under 20 kW | South of Lugo | 2015 | November Monthly Peak | 11
Portfolio Adjusted1-in-2Size: Under 20 kWSouth of Lugo2015December Monthly Peak | Portfolio Adjusted | 1-in-2 | Size: Under 20 kW | South of Lugo | 2015 | December Monthly Peak | 12
Portfolio Adjusted1-in-2Size: Under 20 kWSouth of Lugo2015Typical Event Day | Portfolio Adjusted | 1-in-2 | Size: Under 20 kW | South of Lugo | 2015 | Typical Event Day | 8
Portfolio Adjusted1-in-2Size: Under 20 kWSouth of Lugo2016January Monthly Peak | Portfolio Adjusted | 1-in-2 | Size: Under 20 kW | South of Lugo | 2016 | January Monthly Peak | 1
Portfolio Adjusted1-in-2Size: Under 20 kWSouth of Lugo2016February Monthly Peak | Portfolio Adjusted | 1-in-2 | Size: Under 20 kW | South of Lugo | 2016 | February Monthly Peak | 2
Portfolio Adjusted1-in-2Size: Under 20 kWSouth of Lugo2016March Monthly Peak | Portfolio Adjusted | 1-in-2 | Size: Under 20 kW | South of Lugo | 2016 | March Monthly Peak | 3
Portfolio Adjusted1-in-2Size: Under 20 kWSouth of Lugo2016April Monthly Peak | Portfolio Adjusted | 1-in-2 | Size: Under 20 kW | South of Lugo | 2016 | April Monthly Peak | 4
Portfolio Adjusted1-in-2Size: Under 20 kWSouth of Lugo2016May Monthly Peak | Portfolio Adjusted | 1-in-2 | Size: Under 20 kW | South of Lugo | 2016 | May Monthly Peak | 5
Portfolio Adjusted1-in-2Size: Under 20 kWSouth of Lugo2016June Monthly Peak | Portfolio Adjusted | 1-in-2 | Size: Under 20 kW | South of Lugo | 2016 | June Monthly Peak | 6
Portfolio Adjusted1-in-2Size: Under 20 kWSouth of Lugo2016July Monthly Peak | Portfolio Adjusted | 1-in-2 | Size: Under 20 kW | South of Lugo | 2016 | July Monthly Peak | 7
Portfolio Adjusted1-in-2Size: Under 20 kWSouth of Lugo2016August Monthly Peak | Portfolio Adjusted | 1-in-2 | Size: Under 20 kW | South of Lugo | 2016 | August Monthly Peak | 8
Portfolio Adjusted1-in-2Size: Under 20 kWSouth of Lugo2016September Monthly Peak | Portfolio Adjusted | 1-in-2 | Size: Under 20 kW | South of Lugo | 2016 | September Monthly Peak | 9
Portfolio Adjusted1-in-2Size: Under 20 kWSouth of Lugo2016October Monthly Peak | Portfolio Adjusted | 1-in-2 | Size: Under 20 kW | South of Lugo | 2016 | October Monthly Peak | 10
Portfolio Adjusted1-in-2Size: Under 20 kWSouth of Lugo2016November Monthly Peak | Portfolio Adjusted | 1-in-2 | Size: Under 20 kW | South of Lugo | 2016 | November Monthly Peak | 11
Portfolio Adjusted1-in-2Size: Under 20 kWSouth of Lugo2016December Monthly Peak | Portfolio Adjusted | 1-in-2 | Size: Under 20 kW | South of Lugo | 2016 | December Monthly Peak | 12
Portfolio Adjusted1-in-2Size: Under 20 kWSouth of Lugo2016Typical Event Day | Portfolio Adjusted | 1-in-2 | Size: Under 20 kW | South of Lugo | 2016 | Typical Event Day | 8
Portfolio Adjusted1-in-2Size: Under 20 kWSouth of Lugo2017January Monthly Peak | Portfolio Adjusted | 1-in-2 | Size: Under 20 kW | South of Lugo | 2017 | January Monthly Peak | 1
Portfolio Adjusted1-in-2Size: Under 20 kWSouth of Lugo2017February Monthly Peak | Portfolio Adjusted | 1-in-2 | Size: Under 20 kW | South of Lugo | 2017 | February Monthly Peak | 2
Portfolio Adjusted1-in-2Size: Under 20 kWSouth of Lugo2017March Monthly Peak | Portfolio Adjusted | 1-in-2 | Size: Under 20 kW | South of Lugo | 2017 | March Monthly Peak | 3
Portfolio Adjusted1-in-2Size: Under 20 kWSouth of Lugo2017April Monthly Peak | Portfolio Adjusted | 1-in-2 | Size: Under 20 kW | South of Lugo | 2017 | April Monthly Peak | 4
Portfolio Adjusted1-in-2Size: Under 20 kWSouth of Lugo2017May Monthly Peak | Portfolio Adjusted | 1-in-2 | Size: Under 20 kW | South of Lugo | 2017 | May Monthly Peak | 5
Portfolio Adjusted1-in-2Size: Under 20 kWSouth of Lugo2017June Monthly Peak | Portfolio Adjusted | 1-in-2 | Size: Under 20 kW | South of Lugo | 2017 | June Monthly Peak | 6
Portfolio Adjusted1-in-2Size: Under 20 kWSouth of Lugo2017July Monthly Peak | Portfolio Adjusted | 1-in-2 | Size: Under 20 kW | South of Lugo | 2017 | July Monthly Peak | 7
Portfolio Adjusted1-in-2Size: Under 20 kWSouth of Lugo2017August Monthly Peak | Portfolio Adjusted | 1-in-2 | Size: Under 20 kW | South of Lugo | 2017 | August Monthly Peak | 8
Portfolio Adjusted1-in-2Size: Under 20 kWSouth of Lugo2017September Monthly Peak | Portfolio Adjusted | 1-in-2 | Size: Under 20 kW | South of Lugo | 2017 | September Monthly Peak | 9
Portfolio Adjusted1-in-2Size: Under 20 kWSouth of Lugo2017October Monthly Peak | Portfolio Adjusted | 1-in-2 | Size: Under 20 kW | South of Lugo | 2017 | October Monthly Peak | 10
Portfolio Adjusted1-in-2Size: Under 20 kWSouth of Lugo2017November Monthly Peak | Portfolio Adjusted | 1-in-2 | Size: Under 20 kW | South of Lugo | 2017 | November Monthly Peak | 11
Portfolio Adjusted1-in-2Size: Under 20 kWSouth of Lugo2017December Monthly Peak | Portfolio Adjusted | 1-in-2 | Size: Under 20 kW | South of Lugo | 2017 | December Monthly Peak | 12
Portfolio Adjusted1-in-2Size: Under 20 kWSouth of Lugo2017Typical Event Day | Portfolio Adjusted | 1-in-2 | Size: Under 20 kW | South of Lugo | 2017 | Typical Event Day | 8
Portfolio Adjusted1-in-2Size: Under 20 kWSouth of Lugo2018January Monthly Peak | Portfolio Adjusted | 1-in-2 | Size: Under 20 kW | South of Lugo | 2018 | January Monthly Peak | 1
Portfolio Adjusted1-in-2Size: Under 20 kWSouth of Lugo2018February Monthly Peak | Portfolio Adjusted | 1-in-2 | Size: Under 20 kW | South of Lugo | 2018 | February Monthly Peak | 2
Portfolio Adjusted1-in-2Size: Under 20 kWSouth of Lugo2018March Monthly Peak | Portfolio Adjusted | 1-in-2 | Size: Under 20 kW | South of Lugo | 2018 | March Monthly Peak | 3
Portfolio Adjusted1-in-2Size: Under 20 kWSouth of Lugo2018April Monthly Peak | Portfolio Adjusted | 1-in-2 | Size: Under 20 kW | South of Lugo | 2018 | April Monthly Peak | 4 | 0.79051 | 0.77349 | 0.75251 | 0.74245 | 0.7355 | 0.7653 | 0.74824 | 0.80987 | 0.97269 | 1.2154 | 1.4308 | 1.5205 | 1.5767 | 1.6154 | 1.6455 | 1.6288 | 1.5682 | 1.3729 | 1.2023 | 1.2013 | 1.1976 | 1.0638 | 0.91333 | 0.83402 | 0 | 0 | 0 | 0 | 0 | 0 | 0 | 0 | 0 | 0 | 0 | 0 | 0 | 0 | 0.0028484 | 0.0082007 | 0.010082 | 0.0098936 | 0 | 0 | 0 | 0 | 0 | 0 | 60.7457 | 60.2595 | 59.6873 | 59.2912 | 58.5279 | 58.0048 | 57.6909 | 57.754 | 59.3079 | 62.4445 | 66.376 | 70.1258 | 72.8673 | 73.4091 | 73.2724 | 72.6053 | 71.0999 | 69.9309 | 68.8386 | 67.2409 | 64.9306 | 64.762 | 63.6968 | 61.544 | 0.005797 | 0.0070292 | 0.003409 | 0.004364 | 0.0048009 | 0.0092026 | 0.0067339 | 0.0040278 | 0.0040019 | 0.0048553 | 0.0058774 | 0.0063257 | 0.0062788 | 0.0063638 | 0.0061583 | 0.005981 | 0.0056295 | 0.0050068 | 0.004424 | 0.0049741 | 0.0056122 | 0.0047428 | 0.0050191 | 0.0051405
Portfolio Adjusted1-in-2Size: Under 20 kWSouth of Lugo2018May Monthly Peak | Portfolio Adjusted | 1-in-2 | Size: Under 20 kW | South of Lugo | 2018 | May Monthly Peak | 5 | 0.80432 | 0.7832 | 0.75901 | 0.74485 | 0.74294 | 0.76598 | 0.70393 | 0.79799 | 0.97958 | 1.2175 | 1.4512 | 1.5536 | 1.6097 | 1.6487 | 1.6791 | 1.6707 | 1.5855 | 1.3883 | 1.2182 | 1.1541 | 1.2125 | 1.0647 | 0.9238 | 0.85202 | 0 | 0 | 0 | 0 | 0 | 0 | 0 | 0 | 0 | 0 | 0 | 0 | 0 | 0 | 0.0029066 | 0.008412 | 0.010193 | 0.010005 | 0 | 0 | 0 | 0 | 0 | 0 | 62.7537 | 61.892 | 61.0831 | 60.6916 | 60.4584 | 59.8575 | 59.8034 | 60.3984 | 62.4095 | 65.0716 | 68.3698 | 71.9107 | 74.1225 | 74.2717 | 74.0819 | 74.3071 | 75.1138 | 75.0502 | 73.7571 | 71.3133 | 67.941 | 65.3951 | 64.5937 | 63.9044 | 0.0058983 | 0.0071174 | 0.0034384 | 0.0043781 | 0.0048494 | 0.0092107 | 0.0063352 | 0.0039688 | 0.0040302 | 0.0048639 | 0.0059613 | 0.0064634 | 0.0064105 | 0.006495 | 0.0062841 | 0.0061351 | 0.0056916 | 0.0050631 | 0.0044825 | 0.0047788 | 0.005682 | 0.004747 | 0.0050766 | 0.0052515
Portfolio Adjusted1-in-2Size: Under 20 kWSouth of Lugo2018June Monthly Peak | Portfolio Adjusted | 1-in-2 | Size: Under 20 kW | South of Lugo | 2018 | June Monthly Peak | 6 | 0.8198 | 0.79637 | 0.78357 | 0.77306 | 0.77516 | 0.78473 | 0.72378 | 0.84286 | 1.0545 | 1.3327 | 1.6199 | 1.7667 | 1.8364 | 1.8988 | 1.9231 | 1.9032 | 1.7935 | 1.5351 | 1.3278 | 1.1947 | 1.2063 | 1.0883 | 0.94762 | 0.86356 | 0 | 0 | 0 | 0 | 0 | 0 | 0 | 0 | 0 | 0 | 0 | 0 | 0 | 0 | 0.003329 | 0.0095825 | 0.011531 | 0.011063 | 0 | 0 | 0 | 0 | 0 | 0 | 64.8983 | 64.3071 | 63.5578 | 63.1633 | 62.9451 | 62.7437 | 62.5715 | 62.9429 | 65.0291 | 68.2543 | 71.1534 | 73.2713 | 73.9165 | 74.4679 | 74.7556 | 76.0206 | 77.2303 | 77.521 | 77.3002 | 74.782 | 71.8749 | 68.4642 | 66.6496 | 66.1069 | 0.0060118 | 0.007237 | 0.0035497 | 0.0045439 | 0.0050598 | 0.0094362 | 0.0065138 | 0.0041919 | 0.0043383 | 0.0053241 | 0.0066541 | 0.0073498 | 0.0073131 | 0.0074804 | 0.0071974 | 0.0069887 | 0.0064383 | 0.0055984 | 0.0048859 | 0.0049465 | 0.0056533 | 0.0048519 | 0.0052075 | 0.0053226
Portfolio Adjusted1-in-2Size: Under 20 kWSouth of Lugo2018July Monthly Peak | Portfolio Adjusted | 1-in-2 | Size: Under 20 kW | South of Lugo | 2018 | July Monthly Peak | 7 | 0.8392 | 0.81498 | 0.79569 | 0.79223 | 0.79207 | 0.8144 | 0.77614 | 0.91523 | 1.1631 | 1.4718 | 1.7602 | 1.9229 | 2.0261 | 2.0869 | 2.1168 | 2.0719 | 1.9636 | 1.6922 | 1.444 | 1.2748 | 1.2542 | 1.1246 | 0.97672 | 0.89646 | 0 | 0 | 0 | 0 | 0 | 0 | 0 | 0 | 0 | 0 | 0 | 0 | 0 | 0 | 0.0036643 | 0.010432 | 0.012624 | 0.012194 | 0 | 0 | 0 | 0 | 0 | 0 | 65.3914 | 65.2865 | 65.4081 | 65.6421 | 65.6004 | 65.3544 | 65.1834 | 65.4913 | 67.4474 | 70.3924 | 74.1442 | 77.0206 | 78.3177 | 78.9464 | 80.0978 | 80.7025 | 81.4894 | 81.3294 | 80.4844 | 77.889 | 74.0428 | 70.9029 | 69.5737 | 68.7738 | 0.0061541 | 0.0074061 | 0.0036046 | 0.0046565 | 0.0051701 | 0.009793 | 0.006985 | 0.0045518 | 0.0047851 | 0.0058796 | 0.0072303 | 0.0079997 | 0.0080685 | 0.0082214 | 0.0079223 | 0.007608 | 0.0070491 | 0.0061711 | 0.0053133 | 0.0052785 | 0.0058775 | 0.0050138 | 0.0053674 | 0.0055254
Portfolio Adjusted1-in-2Size: Under 20 kWSouth of Lugo2018August Monthly Peak | Portfolio Adjusted | 1-in-2 | Size: Under 20 kW | South of Lugo | 2018 | August Monthly Peak | 8 | 0.87387 | 0.84555 | 0.82765 | 0.81809 | 0.81469 | 0.83723 | 0.83743 | 0.98042 | 1.3053 | 1.7099 | 2.0359 | 2.2769 | 2.3764 | 2.4272 | 2.4471 | 2.4292 | 2.302 | 1.9435 | 1.6206 | 1.4606 | 1.3813 | 1.1903 | 1.0162 | 0.93192 | 0 | 0 | 0 | 0 | 0 | 0 | 0 | 0 | 0 | 0 | 0 | 0 | 0 | 0 | 0.0042361 | 0.012231 | 0.0148 | 0.014005 | 0 | 0 | 0 | 0 | 0 | 0 | 71.5258 | 70.6871 | 69.9947 | 68.8946 | 68.5515 | 68.1074 | 67.8639 | 68.1901 | 70.6337 | 75.3808 | 80.6955 | 84.4186 | 85.6058 | 86.1637 | 87.178 | 87.2608 | 88.4349 | 87.3794 | 86.086 | 83.3084 | 77.9686 | 74.9429 | 73.6574 | 72.7124 | 0.0064083 | 0.007684 | 0.0037493 | 0.0048086 | 0.0053178 | 0.010067 | 0.0075367 | 0.0048761 | 0.0053701 | 0.0068308 | 0.0083628 | 0.0094724 | 0.0094636 | 0.0095621 | 0.0091585 | 0.0089201 | 0.0082637 | 0.0070876 | 0.0059632 | 0.0060478 | 0.0064734 | 0.0053068 | 0.0055842 | 0.005744
Portfolio Adjusted1-in-2Size: Under 20 kWSouth of Lugo2018September Monthly Peak | Portfolio Adjusted | 1-in-2 | Size: Under 20 kW | South of Lugo | 2018 | September Monthly Peak | 9 | 0.82312 | 0.81464 | 0.79539 | 0.78502 | 0.78922 | 0.81653 | 0.85605 | 0.9289 | 1.2095 | 1.608 | 1.8991 | 2.071 | 2.1802 | 2.216 | 2.2429 | 2.2099 | 2.0764 | 1.7539 | 1.4557 | 1.4397 | 1.2858 | 1.1126 | 0.94464 | 0.87258 | 0 | 0 | 0 | 0 | 0 | 0 | 0 | 0 | 0 | 0 | 0 | 0 | 0 | 0 | 0.0038827 | 0.011127 | 0.01335 | 0.012639 | 0 | 0 | 0 | 0 | 0 | 0 | 68.0623 | 67.3058 | 66.7256 | 65.8762 | 65.4117 | 65.1785 | 65.1325 | 64.9509 | 66.7946 | 70.7209 | 75.1892 | 79.6616 | 82.8418 | 84.4566 | 85.4711 | 85.4378 | 85.3336 | 84.2797 | 81.981 | 79.4687 | 76.9827 | 75.6907 | 74.7528 | 73.7987 | 0.0060362 | 0.0074031 | 0.0036032 | 0.0046142 | 0.0051516 | 0.0098186 | 0.0077042 | 0.0046198 | 0.0049761 | 0.0064238 | 0.0078008 | 0.0086158 | 0.0086824 | 0.00873 | 0.0083944 | 0.008115 | 0.007454 | 0.0063961 | 0.0053566 | 0.0059609 | 0.0060258 | 0.0049602 | 0.0051911 | 0.0053782
Portfolio Adjusted1-in-2Size: Under 20 kWSouth of Lugo2018October Monthly Peak | Portfolio Adjusted | 1-in-2 | Size: Under 20 kW | South of Lugo | 2018 | October Monthly Peak | 10 | 0.8023 | 0.78494 | 0.76516 | 0.7612 | 0.75832 | 0.77568 | 0.85776 | 0.88156 | 1.1054 | 1.4828 | 1.7726 | 1.9384 | 2.0304 | 2.0698 | 2.1088 | 2.0885 | 1.9631 | 1.6159 | 1.465 | 1.4069 | 1.2548 | 1.0803 | 0.91369 | 0.84367 | 0 | 0 | 0 | 0 | 0 | 0 | 0 | 0 | 0 | 0 | 0 | 0 | 0 | 0 | 0.0036504 | 0.010515 | 0.012621 | 0.011645 | 0 | 0 | 0 | 0 | 0 | 0 | 68.0821 | 67.505 | 66.5241 | 65.6308 | 65.1534 | 63.9192 | 63.412 | 63.5014 | 64.9938 | 69.6361 | 75.9936 | 81.6296 | 84.9349 | 86.547 | 88.3139 | 87.3515 | 85.8662 | 82.9839 | 80.8989 | 78.3701 | 75.9652 | 74.0677 | 72.502 | 70.6163 | 0.0058835 | 0.0071332 | 0.0034663 | 0.0044742 | 0.0049499 | 0.0093274 | 0.0077196 | 0.0043844 | 0.0045478 | 0.0059237 | 0.0072813 | 0.0080641 | 0.0080859 | 0.0081542 | 0.0078923 | 0.0076692 | 0.007047 | 0.0058931 | 0.0053907 | 0.0058253 | 0.0058806 | 0.0048163 | 0.005021 | 0.0052
Portfolio Adjusted1-in-2Size: Under 20 kWSouth of Lugo2018November Monthly Peak | Portfolio Adjusted | 1-in-2 | Size: Under 20 kW | South of Lugo | 2018 | November Monthly Peak | 11 | 0.76696 | 0.75557 | 0.75757 | 0.75254 | 0.74603 | 0.77669 | 0.79003 | 0.81891 | 0.99332 | 1.2176 | 1.4108 | 1.4972 | 1.5223 | 1.5436 | 1.5403 | 1.5156 | 1.4519 | 1.4544 | 1.301 | 1.1812 | 1.0778 | 0.93958 | 0.8528 | 0.79436 | 0 | 0 | 0 | 0 | 0 | 0 | 0 | 0 | 0 | 0 | 0 | 0 | 0 | 0 | 0.0026663 | 0.0076311 | 0.0093345 | 0.010481 | 0 | 0 | 0 | 0 | 0 | 0 | 58.1736 | 57.1148 | 56.3696 | 55.6144 | 54.7791 | 54.2078 | 53.6337 | 53.8268 | 57.2108 | 60.4174 | 65.8819 | 71.039 | 74.8258 | 75.9411 | 75.3685 | 74.5845 | 71.9034 | 68.1727 | 64.909 | 63.6139 | 62.6247 | 61.286 | 60.2499 | 59.5574 | 0.0056243 | 0.0068663 | 0.0034319 | 0.0044232 | 0.0048696 | 0.0093395 | 0.00711 | 0.0040728 | 0.0040868 | 0.0048642 | 0.0057951 | 0.0062288 | 0.0060621 | 0.0060811 | 0.0057646 | 0.0055655 | 0.0052121 | 0.005304 | 0.0047873 | 0.0048906 | 0.0050509 | 0.004189 | 0.0046865 | 0.0048961
Portfolio Adjusted1-in-2Size: Under 20 kWSouth of Lugo2018December Monthly Peak | Portfolio Adjusted | 1-in-2 | Size: Under 20 kW | South of Lugo | 2018 | December Monthly Peak | 12 | 0.77955 | 0.7802 | 0.78041 | 0.77083 | 0.77052 | 0.82723 | 0.95038 | 0.99136 | 1.1892 | 1.4151 | 1.5395 | 1.5341 | 1.4733 | 1.3955 | 1.3478 | 1.3035 | 1.3064 | 1.3584 | 1.2941 | 1.1868 | 1.0795 | 0.95694 | 0.86148 | 0.81008 | 0 | 0 | 0 | 0 | 0 | 0 | 0 | 0 | 0 | 0 | 0 | 0 | 0 | 0 | 0.0023332 | 0.0065628 | 0.008399 | 0.0097888 | 0 | 0 | 0 | 0 | 0 | 0 | 51.3346 | 49.8503 | 47.9493 | 47.0843 | 46.2443 | 45.6099 | 45.653 | 45.3969 | 46.1574 | 49.3626 | 52.7138 | 54.7766 | 56.0727 | 56.418 | 57.2564 | 57.3393 | 56.5194 | 55.2918 | 53.9668 | 53.3717 | 52.65 | 51.4714 | 50.5117 | 49.3782 | 0.0057166 | 0.0070901 | 0.0035353 | 0.0045308 | 0.0050295 | 0.0099472 | 0.0085532 | 0.0049304 | 0.0048926 | 0.0056533 | 0.0063237 | 0.0063824 | 0.0058673 | 0.0054976 | 0.0050444 | 0.0047864 | 0.0046898 | 0.0049538 | 0.004762 | 0.0049139 | 0.0050588 | 0.0042664 | 0.0047341 | 0.004993
Portfolio Adjusted1-in-2Size: Under 20 kWSouth of Lugo2018Typical Event Day | Portfolio Adjusted | 1-in-2 | Size: Under 20 kW | South of Lugo | 2018 | Typical Event Day | 8 | 0.85167 | 0.82462 | 0.80825 | 0.79793 | 0.79681 | 0.81541 | 0.80797 | 0.93136 | 1.2025 | 1.5574 | 1.855 | 2.062 | 2.1598 | 2.221 | 2.2513 | 2.2369 | 2.1282 | 1.8147 | 1.52 | 1.3769 | 1.3235 | 1.1457 | 0.98255 | 0.90482 | 0 | 0 | 0 | 0 | 0 | 0 | 0 | 0 | 0 | 0 | 0 | 0 | 0 | 0 | 0.0038971 | 0.011262 | 0.013683 | 0.013077 | 0 | 0 | 0 | 0 | 0 | 0 | 67.4695 | 66.8966 | 66.4215 | 65.8941 | 65.6272 | 65.346 | 65.1878 | 65.3938 | 67.4762 | 71.1871 | 75.2956 | 78.593 | 80.1705 | 81.0086 | 81.8756 | 82.3554 | 83.122 | 82.6274 | 81.4629 | 78.862 | 75.2173 | 72.5002 | 71.1584 | 70.3479 | 0.0062455 | 0.0074938 | 0.0036615 | 0.0046901 | 0.0052011 | 0.0098051 | 0.0072715 | 0.0046321 | 0.0049475 | 0.0062217 | 0.0076197 | 0.0085783 | 0.0086011 | 0.0087498 | 0.0084257 | 0.008214 | 0.0076399 | 0.0066179 | 0.0055928 | 0.005701 | 0.0062023 | 0.0051082 | 0.0053995 | 0.0055769
Portfolio Adjusted1-in-2Size: Under 20 kWSouth of Lugo2019January Monthly Peak | Portfolio Adjusted | 1-in-2 | Size: Under 20 kW | South of Lugo | 2019 | January Monthly Peak | 1 | 0.7564 | 0.75735 | 0.74192 | 0.74609 | 0.74813 | 0.78123 | 0.90089 | 0.88447 | 1.0341 | 1.2804 | 1.4311 | 1.4399 | 1.4337 | 1.4104 | 1.3971 | 1.3654 | 1.3209 | 1.3761 | 1.2992 | 1.1828 | 1.0959 | 0.95786 | 0.84772 | 0.78367 | 0 | 0 | 0 | 0 | 0 | 0 | 0 | 0 | 0 | 0 | 0 | 0 | 0 | 0 | 0.0024185 | 0.0068747 | 0.008492 | 0.0099164 | 0 | 0 | 0 | 0 | 0 | 0 | 56.7735 | 55.9853 | 55.5643 | 55.2316 | 54.007 | 53.9736 | 55.0057 | 55.3791 | 56.0674 | 57.243 | 58.713 | 59.1387 | 60.2171 | 61.205 | 61.6932 | 61.4022 | 61.8213 | 61.5857 | 60.1687 | 59.0374 | 58.5369 | 58.1793 | 57.3018 | 56.2312 | 0.0055469 | 0.0068825 | 0.003361 | 0.0043854 | 0.0048834 | 0.0093941 | 0.0081078 | 0.0043988 | 0.0042547 | 0.0051152 | 0.0058787 | 0.0059902 | 0.0057093 | 0.0055562 | 0.0052288 | 0.0050139 | 0.0047417 | 0.0050183 | 0.0047805 | 0.0048975 | 0.0051357 | 0.0042705 | 0.0046585 | 0.0048302
Portfolio Adjusted1-in-2Size: Under 20 kWSouth of Lugo2019February Monthly Peak | Portfolio Adjusted | 1-in-2 | Size: Under 20 kW | South of Lugo | 2019 | February Monthly Peak | 2 | 0.75308 | 0.75609 | 0.74331 | 0.74476 | 0.73977 | 0.77694 | 0.84564 | 0.84361 | 0.98816 | 1.2398 | 1.3964 | 1.4218 | 1.4275 | 1.4261 | 1.4148 | 1.3895 | 1.3128 | 1.2574 | 1.2993 | 1.1916 | 1.108 | 0.9684 | 0.85851 | 0.78523 | 0 | 0 | 0 | 0 | 0 | 0 | 0 | 0 | 0 | 0 | 0 | 0 | 0 | 0 | 0.0024491 | 0.0069959 | 0.0084403 | 0.009061 | 0 | 0 | 0 | 0 | 0 | 0 | 52.3393 | 51.5993 | 51.1807 | 50.706 | 50.3405 | 49.9154 | 49.4776 | 49.6156 | 51.104 | 54.8261 | 59.1468 | 63.2449 | 64.9077 | 65.7737 | 65.6867 | 64.4645 | 63.9231 | 63.6796 | 61.0269 | 59.0202 | 58.2283 | 57.2397 | 56.2201 | 55.0274 | 0.0055225 | 0.006871 | 0.0033673 | 0.0043776 | 0.0048288 | 0.0093425 | 0.0076106 | 0.0041956 | 0.0040655 | 0.004953 | 0.005736 | 0.0059149 | 0.0056847 | 0.0056183 | 0.0052951 | 0.0051023 | 0.0047128 | 0.0045855 | 0.0047808 | 0.0049339 | 0.0051924 | 0.0043175 | 0.0047178 | 0.0048398
Portfolio Adjusted1-in-2Size: Under 20 kWSouth of Lugo2019March Monthly Peak | Portfolio Adjusted | 1-in-2 | Size: Under 20 kW | South of Lugo | 2019 | March Monthly Peak | 3 | 0.76396 | 0.75679 | 0.75054 | 0.74416 | 0.73747 | 0.77696 | 0.86388 | 0.87683 | 1.0035 | 1.215 | 1.3932 | 1.439 | 1.4552 | 1.4534 | 1.4658 | 1.4624 | 1.4041 | 1.2566 | 1.178 | 1.2058 | 1.1317 | 1.0025 | 0.87081 | 0.80374 | 0 | 0 | 0 | 0 | 0 | 0 | 0 | 0 | 0 | 0 | 0 | 0 | 0 | 0 | 0.0025375 | 0.0073628 | 0.0090268 | 0.0090554 | 0 | 0 | 0 | 0 | 0 | 0 | 54.3461 | 53.2235 | 52.6558 | 52.6646 | 52.2652 | 51.7742 | 51.4359 | 51.8434 | 53.2258 | 54.8579 | 57.2295 | 59.8405 | 62.2232 | 64.0994 | 64.9716 | 65.2528 | 64.511 | 63.3187 | 60.6348 | 58.5466 | 57.7554 | 56.7641 | 55.4832 | 54.0133 | 0.0056023 | 0.0068774 | 0.0034 | 0.004374 | 0.0048138 | 0.0093428 | 0.0077747 | 0.0043608 | 0.0041285 | 0.0048539 | 0.0057229 | 0.0059868 | 0.0057952 | 0.0057256 | 0.005486 | 0.0053699 | 0.0050403 | 0.0045826 | 0.0043346 | 0.0049928 | 0.0053036 | 0.0044697 | 0.0047854 | 0.0049539
Portfolio Adjusted1-in-2Size: Under 20 kWSouth of Lugo2019April Monthly Peak | Portfolio Adjusted | 1-in-2 | Size: Under 20 kW | South of Lugo | 2019 | April Monthly Peak | 4 | 0.79051 | 0.77349 | 0.75251 | 0.74245 | 0.7355 | 0.7653 | 0.74824 | 0.80987 | 0.97269 | 1.2154 | 1.4308 | 1.5205 | 1.5767 | 1.6154 | 1.6455 | 1.6288 | 1.5682 | 1.3729 | 1.2023 | 1.2013 | 1.1976 | 1.0638 | 0.91333 | 0.83402 | 0 | 0 | 0 | 0 | 0 | 0 | 0 | 0 | 0 | 0 | 0 | 0 | 0 | 0 | 0.0028484 | 0.0082007 | 0.010082 | 0.0098936 | 0 | 0 | 0 | 0 | 0 | 0 | 60.7457 | 60.2595 | 59.6873 | 59.2912 | 58.5279 | 58.0048 | 57.6909 | 57.754 | 59.3079 | 62.4445 | 66.376 | 70.1258 | 72.8673 | 73.4091 | 73.2724 | 72.6053 | 71.0999 | 69.9309 | 68.8386 | 67.2409 | 64.9306 | 64.762 | 63.6968 | 61.544 | 0.005797 | 0.0070292 | 0.003409 | 0.004364 | 0.0048009 | 0.0092026 | 0.0067339 | 0.0040278 | 0.0040019 | 0.0048553 | 0.0058774 | 0.0063257 | 0.0062788 | 0.0063638 | 0.0061583 | 0.005981 | 0.0056295 | 0.0050068 | 0.004424 | 0.0049741 | 0.0056122 | 0.0047428 | 0.0050191 | 0.0051405
Portfolio Adjusted1-in-2Size: Under 20 kWSouth of Lugo2019May Monthly Peak | Portfolio Adjusted | 1-in-2 | Size: Under 20 kW | South of Lugo | 2019 | May Monthly Peak | 5 | 0.80432 | 0.7832 | 0.75901 | 0.74485 | 0.74294 | 0.76598 | 0.70394 | 0.79799 | 0.97958 | 1.2175 | 1.4512 | 1.5536 | 1.6097 | 1.6487 | 1.6791 | 1.6707 | 1.5855 | 1.3883 | 1.2182 | 1.1541 | 1.2125 | 1.0647 | 0.9238 | 0.85202 | 0 | 0 | 0 | 0 | 0 | 0 | 0 | 0 | 0 | 0 | 0 | 0 | 0 | 0 | 0.0029066 | 0.008412 | 0.010193 | 0.010005 | 0 | 0 | 0 | 0 | 0 | 0 | 62.7537 | 61.892 | 61.0831 | 60.6916 | 60.4584 | 59.8575 | 59.8034 | 60.3984 | 62.4095 | 65.0716 | 68.3698 | 71.9107 | 74.1225 | 74.2717 | 74.0819 | 74.3071 | 75.1138 | 75.0502 | 73.7571 | 71.3133 | 67.941 | 65.3951 | 64.5937 | 63.9044 | 0.0058983 | 0.0071174 | 0.0034384 | 0.0043781 | 0.0048494 | 0.0092107 | 0.0063352 | 0.0039688 | 0.0040302 | 0.0048639 | 0.0059613 | 0.0064634 | 0.0064105 | 0.006495 | 0.0062841 | 0.0061351 | 0.0056916 | 0.0050631 | 0.0044825 | 0.0047788 | 0.005682 | 0.004747 | 0.0050766 | 0.0052515
Portfolio Adjusted1-in-2Size: Under 20 kWSouth of Lugo2019June Monthly Peak | Portfolio Adjusted | 1-in-2 | Size: Under 20 kW | South of Lugo | 2019 | June Monthly Peak | 6 | 0.8198 | 0.79637 | 0.78357 | 0.77306 | 0.77516 | 0.78473 | 0.72378 | 0.84286 | 1.0545 | 1.3327 | 1.6199 | 1.7667 | 1.8364 | 1.8988 | 1.9231 | 1.9032 | 1.7935 | 1.5351 | 1.3278 | 1.1947 | 1.2063 | 1.0883 | 0.94762 | 0.86356 | 0 | 0 | 0 | 0 | 0 | 0 | 0 | 0 | 0 | 0 | 0 | 0 | 0 | 0 | 0.003329 | 0.0095825 | 0.011531 | 0.011063 | 0 | 0 | 0 | 0 | 0 | 0 | 64.8983 | 64.3071 | 63.5578 | 63.1632 | 62.9451 | 62.7437 | 62.5715 | 62.9429 | 65.0291 | 68.2543 | 71.1534 | 73.2713 | 73.9165 | 74.4679 | 74.7556 | 76.0206 | 77.2303 | 77.521 | 77.3002 | 74.782 | 71.8749 | 68.4642 | 66.6496 | 66.1069 | 0.0060118 | 0.007237 | 0.0035497 | 0.0045439 | 0.0050598 | 0.0094362 | 0.0065138 | 0.0041919 | 0.0043383 | 0.0053241 | 0.0066541 | 0.0073498 | 0.0073131 | 0.0074804 | 0.0071974 | 0.0069887 | 0.0064383 | 0.0055984 | 0.0048859 | 0.0049465 | 0.0056533 | 0.0048519 | 0.0052075 | 0.0053226
Portfolio Adjusted1-in-2Size: Under 20 kWSouth of Lugo2019July Monthly Peak | Portfolio Adjusted | 1-in-2 | Size: Under 20 kW | South of Lugo | 2019 | July Monthly Peak | 7 | 0.8392 | 0.81498 | 0.79569 | 0.79223 | 0.79207 | 0.8144 | 0.77614 | 0.91523 | 1.1631 | 1.4718 | 1.7602 | 1.9229 | 2.0261 | 2.0869 | 2.1168 | 2.0719 | 1.9636 | 1.6922 | 1.444 | 1.2748 | 1.2542 | 1.1246 | 0.97672 | 0.89646 | 0 | 0 | 0 | 0 | 0 | 0 | 0 | 0 | 0 | 0 | 0 | 0 | 0 | 0 | 0.0036643 | 0.010432 | 0.012624 | 0.012194 | 0 | 0 | 0 | 0 | 0 | 0 | 65.3914 | 65.2865 | 65.4081 | 65.6421 | 65.6004 | 65.3544 | 65.1834 | 65.4913 | 67.4474 | 70.3924 | 74.1442 | 77.0206 | 78.3177 | 78.9464 | 80.0978 | 80.7025 | 81.4894 | 81.3294 | 80.4844 | 77.889 | 74.0428 | 70.903 | 69.5737 | 68.7738 | 0.0061541 | 0.0074061 | 0.0036046 | 0.0046565 | 0.0051701 | 0.009793 | 0.006985 | 0.0045518 | 0.0047851 | 0.0058796 | 0.0072303 | 0.0079997 | 0.0080685 | 0.0082214 | 0.0079223 | 0.007608 | 0.0070491 | 0.0061711 | 0.0053133 | 0.0052785 | 0.0058775 | 0.0050138 | 0.0053674 | 0.0055254
Portfolio Adjusted1-in-2Size: Under 20 kWSouth of Lugo2019August Monthly Peak | Portfolio Adjusted | 1-in-2 | Size: Under 20 kW | South of Lugo | 2019 | August Monthly Peak | 8 | 0.87387 | 0.84555 | 0.82765 | 0.81809 | 0.81469 | 0.83723 | 0.83743 | 0.98042 | 1.3053 | 1.7099 | 2.0359 | 2.2769 | 2.3764 | 2.4272 | 2.4471 | 2.4292 | 2.302 | 1.9435 | 1.6206 | 1.4606 | 1.3813 | 1.1903 | 1.0162 | 0.93192 | 0 | 0 | 0 | 0 | 0 | 0 | 0 | 0 | 0 | 0 | 0 | 0 | 0 | 0 | 0.0042361 | 0.012231 | 0.0148 | 0.014005 | 0 | 0 | 0 | 0 | 0 | 0 | 71.5258 | 70.6871 | 69.9947 | 68.8946 | 68.5515 | 68.1074 | 67.8639 | 68.1901 | 70.6337 | 75.3808 | 80.6955 | 84.4186 | 85.6058 | 86.1637 | 87.178 | 87.2608 | 88.4349 | 87.3794 | 86.086 | 83.3084 | 77.9686 | 74.9429 | 73.6574 | 72.7124 | 0.0064083 | 0.007684 | 0.0037493 | 0.0048086 | 0.0053178 | 0.010067 | 0.0075367 | 0.0048761 | 0.0053701 | 0.0068308 | 0.0083628 | 0.0094724 | 0.0094636 | 0.0095621 | 0.0091585 | 0.0089201 | 0.0082637 | 0.0070876 | 0.0059632 | 0.0060478 | 0.0064734 | 0.0053068 | 0.0055842 | 0.005744
Portfolio Adjusted1-in-2Size: Under 20 kWSouth of Lugo2019September Monthly Peak | Portfolio Adjusted | 1-in-2 | Size: Under 20 kW | South of Lugo | 2019 | September Monthly Peak | 9 | 0.82312 | 0.81464 | 0.79539 | 0.78502 | 0.78922 | 0.81653 | 0.85605 | 0.9289 | 1.2095 | 1.608 | 1.8991 | 2.071 | 2.1802 | 2.216 | 2.2429 | 2.2099 | 2.0764 | 1.7539 | 1.4557 | 1.4397 | 1.2858 | 1.1126 | 0.94464 | 0.87258 | 0 | 0 | 0 | 0 | 0 | 0 | 0 | 0 | 0 | 0 | 0 | 0 | 0 | 0 | 0.0038827 | 0.011127 | 0.01335 | 0.012639 | 0 | 0 | 0 | 0 | 0 | 0 | 68.0623 | 67.3058 | 66.7256 | 65.8762 | 65.4117 | 65.1785 | 65.1325 | 64.9509 | 66.7946 | 70.7209 | 75.1893 | 79.6616 | 82.8418 | 84.4566 | 85.4711 | 85.4378 | 85.3336 | 84.2796 | 81.981 | 79.4687 | 76.9827 | 75.6907 | 74.7528 | 73.7987 | 0.0060362 | 0.0074031 | 0.0036032 | 0.0046142 | 0.0051516 | 0.0098186 | 0.0077042 | 0.0046198 | 0.0049761 | 0.0064238 | 0.0078008 | 0.0086158 | 0.0086824 | 0.00873 | 0.0083944 | 0.008115 | 0.007454 | 0.0063961 | 0.0053566 | 0.0059609 | 0.0060258 | 0.0049602 | 0.0051911 | 0.0053782
Portfolio Adjusted1-in-2Size: Under 20 kWSouth of Lugo2019October Monthly Peak | Portfolio Adjusted | 1-in-2 | Size: Under 20 kW | South of Lugo | 2019 | October Monthly Peak | 10 | 0.8023 | 0.78494 | 0.76516 | 0.7612 | 0.75832 | 0.77568 | 0.85776 | 0.88156 | 1.1054 | 1.4828 | 1.7726 | 1.9384 | 2.0304 | 2.0698 | 2.1088 | 2.0885 | 1.9631 | 1.6159 | 1.465 | 1.4069 | 1.2548 | 1.0803 | 0.91368 | 0.84367 | 0 | 0 | 0 | 0 | 0 | 0 | 0 | 0 | 0 | 0 | 0 | 0 | 0 | 0 | 0.0036504 | 0.010515 | 0.012621 | 0.011645 | 0 | 0 | 0 | 0 | 0 | 0 | 68.0821 | 67.505 | 66.5241 | 65.6308 | 65.1534 | 63.9192 | 63.412 | 63.5014 | 64.9938 | 69.6361 | 75.9936 | 81.6296 | 84.9349 | 86.547 | 88.3139 | 87.3515 | 85.8662 | 82.9839 | 80.8989 | 78.3701 | 75.9652 | 74.0677 | 72.5019 | 70.6163 | 0.0058835 | 0.0071332 | 0.0034663 | 0.0044742 | 0.0049499 | 0.0093274 | 0.0077196 | 0.0043844 | 0.0045478 | 0.0059237 | 0.0072813 | 0.0080641 | 0.0080859 | 0.0081542 | 0.0078923 | 0.0076692 | 0.007047 | 0.0058931 | 0.0053907 | 0.0058253 | 0.0058806 | 0.0048163 | 0.005021 | 0.0052
Portfolio Adjusted1-in-2Size: Under 20 kWSouth of Lugo2019November Monthly Peak | Portfolio Adjusted | 1-in-2 | Size: Under 20 kW | South of Lugo | 2019 | November Monthly Peak | 11 | 0.76696 | 0.75557 | 0.75757 | 0.75254 | 0.74603 | 0.77669 | 0.79003 | 0.81891 | 0.99332 | 1.2176 | 1.4108 | 1.4972 | 1.5223 | 1.5436 | 1.5403 | 1.5156 | 1.4519 | 1.4544 | 1.301 | 1.1812 | 1.0778 | 0.93958 | 0.8528 | 0.79436 | 0 | 0 | 0 | 0 | 0 | 0 | 0 | 0 | 0 | 0 | 0 | 0 | 0 | 0 | 0.0026663 | 0.0076311 | 0.0093345 | 0.010481 | 0 | 0 | 0 | 0 | 0 | 0 | 58.1736 | 57.1148 | 56.3696 | 55.6145 | 54.7791 | 54.2078 | 53.6337 | 53.8268 | 57.2108 | 60.4174 | 65.8819 | 71.039 | 74.8258 | 75.9411 | 75.3685 | 74.5845 | 71.9034 | 68.1727 | 64.909 | 63.6139 | 62.6247 | 61.286 | 60.2499 | 59.5574 | 0.0056243 | 0.0068663 | 0.0034319 | 0.0044232 | 0.0048696 | 0.0093395 | 0.00711 | 0.0040728 | 0.0040868 | 0.0048642 | 0.0057951 | 0.0062288 | 0.0060621 | 0.0060811 | 0.0057646 | 0.0055655 | 0.0052121 | 0.005304 | 0.0047873 | 0.0048906 | 0.0050509 | 0.004189 | 0.0046865 | 0.0048961
Portfolio Adjusted1-in-2Size: Under 20 kWSouth of Lugo2019December Monthly Peak | Portfolio Adjusted | 1-in-2 | Size: Under 20 kW | South of Lugo | 2019 | December Monthly Peak | 12 | 0.77955 | 0.7802 | 0.78041 | 0.77083 | 0.77052 | 0.82723 | 0.95038 | 0.99136 | 1.1892 | 1.4151 | 1.5395 | 1.5341 | 1.4733 | 1.3955 | 1.3478 | 1.3035 | 1.3064 | 1.3584 | 1.2941 | 1.1868 | 1.0795 | 0.95694 | 0.86148 | 0.81008 | 0 | 0 | 0 | 0 | 0 | 0 | 0 | 0 | 0 | 0 | 0 | 0 | 0 | 0 | 0.0023332 | 0.0065628 | 0.008399 | 0.0097888 | 0 | 0 | 0 | 0 | 0 | 0 | 51.3346 | 49.8503 | 47.9493 | 47.0843 | 46.2443 | 45.6099 | 45.653 | 45.3969 | 46.1574 | 49.3626 | 52.7138 | 54.7766 | 56.0727 | 56.418 | 57.2564 | 57.3393 | 56.5194 | 55.2918 | 53.9668 | 53.3717 | 52.65 | 51.4714 | 50.5117 | 49.3782 | 0.0057166 | 0.0070901 | 0.0035353 | 0.0045308 | 0.0050295 | 0.0099472 | 0.0085532 | 0.0049304 | 0.0048926 | 0.0056533 | 0.0063237 | 0.0063824 | 0.0058673 | 0.0054976 | 0.0050444 | 0.0047864 | 0.0046898 | 0.0049538 | 0.004762 | 0.0049139 | 0.0050588 | 0.0042664 | 0.0047341 | 0.004993
Portfolio Adjusted1-in-2Size: Under 20 kWSouth of Lugo2019Typical Event Day | Portfolio Adjusted | 1-in-2 | Size: Under 20 kW | South of Lugo | 2019 | Typical Event Day | 8 | 0.85167 | 0.82462 | 0.80825 | 0.79793 | 0.79681 | 0.81541 | 0.80797 | 0.93136 | 1.2025 | 1.5574 | 1.855 | 2.062 | 2.1598 | 2.221 | 2.2513 | 2.2369 | 2.1282 | 1.8147 | 1.52 | 1.3769 | 1.3235 | 1.1457 | 0.98255 | 0.90482 | 0 | 0 | 0 | 0 | 0 | 0 | 0 | 0 | 0 | 0 | 0 | 0 | 0 | 0 | 0.0038971 | 0.011262 | 0.013683 | 0.013077 | 0 | 0 | 0 | 0 | 0 | 0 | 67.4695 | 66.8966 | 66.4215 | 65.8941 | 65.6272 | 65.346 | 65.1878 | 65.3938 | 67.4762 | 71.1871 | 75.2956 | 78.593 | 80.1705 | 81.0086 | 81.8756 | 82.3554 | 83.122 | 82.6274 | 81.4629 | 78.862 | 75.2173 | 72.5002 | 71.1584 | 70.3479 | 0.0062455 | 0.0074938 | 0.0036615 | 0.0046901 | 0.0052011 | 0.0098051 | 0.0072715 | 0.0046321 | 0.0049475 | 0.0062217 | 0.0076197 | 0.0085783 | 0.0086011 | 0.0087498 | 0.0084257 | 0.008214 | 0.0076399 | 0.0066179 | 0.0055928 | 0.005701 | 0.0062023 | 0.0051082 | 0.0053995 | 0.0055769
Portfolio Adjusted1-in-2Size: Under 20 kWSouth of Lugo2020January Monthly Peak | Portfolio Adjusted | 1-in-2 | Size: Under 20 kW | South of Lugo | 2020 | January Monthly Peak | 1 | 0.7564 | 0.75735 | 0.74192 | 0.74609 | 0.74813 | 0.78123 | 0.90089 | 0.88447 | 1.0341 | 1.2804 | 1.4311 | 1.4399 | 1.4337 | 1.4104 | 1.3971 | 1.3654 | 1.3209 | 1.3761 | 1.2992 | 1.1828 | 1.0959 | 0.95786 | 0.84772 | 0.78367 | 0 | 0 | 0 | 0 | 0 | 0 | 0 | 0 | 0 | 0 | 0 | 0 | 0 | 0 | 0.0024185 | 0.0068747 | 0.008492 | 0.0099164 | 0 | 0 | 0 | 0 | 0 | 0 | 56.7735 | 55.9853 | 55.5643 | 55.2316 | 54.007 | 53.9736 | 55.0057 | 55.3791 | 56.0674 | 57.243 | 58.713 | 59.1387 | 60.2171 | 61.205 | 61.6932 | 61.4022 | 61.8213 | 61.5857 | 60.1687 | 59.0374 | 58.5369 | 58.1793 | 57.3018 | 56.2312 | 0.0055469 | 0.0068825 | 0.003361 | 0.0043854 | 0.0048834 | 0.0093941 | 0.0081078 | 0.0043988 | 0.0042547 | 0.0051152 | 0.0058787 | 0.0059902 | 0.0057093 | 0.0055562 | 0.0052288 | 0.0050139 | 0.0047417 | 0.0050183 | 0.0047805 | 0.0048975 | 0.0051357 | 0.0042705 | 0.0046585 | 0.0048302
Portfolio Adjusted1-in-2Size: Under 20 kWSouth of Lugo2020February Monthly Peak | Portfolio Adjusted | 1-in-2 | Size: Under 20 kW | South of Lugo | 2020 | February Monthly Peak | 2 | 0.75308 | 0.75609 | 0.74331 | 0.74476 | 0.73977 | 0.77694 | 0.84564 | 0.84361 | 0.98816 | 1.2398 | 1.3964 | 1.4218 | 1.4275 | 1.4261 | 1.4148 | 1.3895 | 1.3128 | 1.2574 | 1.2993 | 1.1916 | 1.108 | 0.9684 | 0.85851 | 0.78523 | 0 | 0 | 0 | 0 | 0 | 0 | 0 | 0 | 0 | 0 | 0 | 0 | 0 | 0 | 0.0024491 | 0.0069959 | 0.0084403 | 0.009061 | 0 | 0 | 0 | 0 | 0 | 0 | 52.3393 | 51.5993 | 51.1807 | 50.706 | 50.3405 | 49.9154 | 49.4776 | 49.6156 | 51.104 | 54.8262 | 59.1468 | 63.2448 | 64.9077 | 65.7737 | 65.6867 | 64.4645 | 63.9231 | 63.6796 | 61.0269 | 59.0202 | 58.2283 | 57.2397 | 56.2201 | 55.0274 | 0.0055225 | 0.006871 | 0.0033673 | 0.0043776 | 0.0048288 | 0.0093425 | 0.0076106 | 0.0041956 | 0.0040655 | 0.004953 | 0.005736 | 0.0059149 | 0.0056847 | 0.0056183 | 0.0052951 | 0.0051023 | 0.0047128 | 0.0045855 | 0.0047808 | 0.0049339 | 0.0051924 | 0.0043175 | 0.0047178 | 0.0048398
Portfolio Adjusted1-in-2Size: Under 20 kWSouth of Lugo2020March Monthly Peak | Portfolio Adjusted | 1-in-2 | Size: Under 20 kW | South of Lugo | 2020 | March Monthly Peak | 3 | 0.76396 | 0.75679 | 0.75054 | 0.74416 | 0.73747 | 0.77696 | 0.86388 | 0.87683 | 1.0035 | 1.215 | 1.3932 | 1.439 | 1.4552 | 1.4534 | 1.4658 | 1.4624 | 1.4041 | 1.2566 | 1.178 | 1.2058 | 1.1317 | 1.0025 | 0.87081 | 0.80374 | 0 | 0 | 0 | 0 | 0 | 0 | 0 | 0 | 0 | 0 | 0 | 0 | 0 | 0 | 0.0025375 | 0.0073628 | 0.0090268 | 0.0090554 | 0 | 0 | 0 | 0 | 0 | 0 | 54.3461 | 53.2235 | 52.6558 | 52.6646 | 52.2652 | 51.7742 | 51.4359 | 51.8434 | 53.2258 | 54.8579 | 57.2295 | 59.8405 | 62.2232 | 64.0994 | 64.9716 | 65.2528 | 64.511 | 63.3187 | 60.6348 | 58.5466 | 57.7554 | 56.7641 | 55.4832 | 54.0133 | 0.0056023 | 0.0068774 | 0.0034 | 0.004374 | 0.0048138 | 0.0093428 | 0.0077747 | 0.0043608 | 0.0041285 | 0.0048539 | 0.0057229 | 0.0059868 | 0.0057952 | 0.0057256 | 0.005486 | 0.0053699 | 0.0050403 | 0.0045826 | 0.0043346 | 0.0049928 | 0.0053036 | 0.0044697 | 0.0047854 | 0.0049539
Portfolio Adjusted1-in-2Size: Under 20 kWSouth of Lugo2020April Monthly Peak | Portfolio Adjusted | 1-in-2 | Size: Under 20 kW | South of Lugo | 2020 | April Monthly Peak | 4 | 0.79051 | 0.77349 | 0.75251 | 0.74245 | 0.7355 | 0.7653 | 0.74824 | 0.80987 | 0.97269 | 1.2154 | 1.4308 | 1.5205 | 1.5767 | 1.6154 | 1.6455 | 1.6288 | 1.5682 | 1.3729 | 1.2023 | 1.2013 | 1.1976 | 1.0638 | 0.91333 | 0.83402 | 0 | 0 | 0 | 0 | 0 | 0 | 0 | 0 | 0 | 0 | 0 | 0 | 0 | 0 | 0.0028484 | 0.0082007 | 0.010082 | 0.0098936 | 0 | 0 | 0 | 0 | 0 | 0 | 60.7457 | 60.2595 | 59.6873 | 59.2912 | 58.5279 | 58.0048 | 57.6909 | 57.754 | 59.3079 | 62.4445 | 66.376 | 70.1258 | 72.8673 | 73.4091 | 73.2724 | 72.6053 | 71.0999 | 69.9309 | 68.8386 | 67.2409 | 64.9306 | 64.762 | 63.6968 | 61.544 | 0.005797 | 0.0070292 | 0.003409 | 0.004364 | 0.0048009 | 0.0092026 | 0.0067339 | 0.0040278 | 0.0040019 | 0.0048553 | 0.0058774 | 0.0063257 | 0.0062788 | 0.0063638 | 0.0061583 | 0.005981 | 0.0056295 | 0.0050068 | 0.004424 | 0.0049741 | 0.0056122 | 0.0047428 | 0.0050191 | 0.0051405
Portfolio Adjusted1-in-2Size: Under 20 kWSouth of Lugo2020May Monthly Peak | Portfolio Adjusted | 1-in-2 | Size: Under 20 kW | South of Lugo | 2020 | May Monthly Peak | 5 | 0.80432 | 0.7832 | 0.75901 | 0.74485 | 0.74294 | 0.76598 | 0.70394 | 0.79799 | 0.97958 | 1.2175 | 1.4512 | 1.5536 | 1.6097 | 1.6487 | 1.6791 | 1.6707 | 1.5855 | 1.3883 | 1.2182 | 1.1541 | 1.2125 | 1.0647 | 0.9238 | 0.85202 | 0 | 0 | 0 | 0 | 0 | 0 | 0 | 0 | 0 | 0 | 0 | 0 | 0 | 0 | 0.0029066 | 0.008412 | 0.010193 | 0.010005 | 0 | 0 | 0 | 0 | 0 | 0 | 62.7537 | 61.892 | 61.0831 | 60.6916 | 60.4584 | 59.8575 | 59.8034 | 60.3984 | 62.4095 | 65.0716 | 68.3698 | 71.9107 | 74.1225 | 74.2717 | 74.0819 | 74.3071 | 75.1138 | 75.0502 | 73.7571 | 71.3133 | 67.941 | 65.3951 | 64.5937 | 63.9044 | 0.0058983 | 0.0071174 | 0.0034384 | 0.0043781 | 0.0048494 | 0.0092107 | 0.0063352 | 0.0039688 | 0.0040302 | 0.0048639 | 0.0059613 | 0.0064634 | 0.0064105 | 0.006495 | 0.0062841 | 0.0061351 | 0.0056916 | 0.0050631 | 0.0044825 | 0.0047788 | 0.005682 | 0.004747 | 0.0050766 | 0.0052515
Portfolio Adjusted1-in-2Size: Under 20 kWSouth of Lugo2020June Monthly Peak | Portfolio Adjusted | 1-in-2 | Size: Under 20 kW | South of Lugo | 2020 | June Monthly Peak | 6 | 0.8198 | 0.79637 | 0.78357 | 0.77306 | 0.77516 | 0.78473 | 0.72378 | 0.84286 | 1.0545 | 1.3327 | 1.6199 | 1.7667 | 1.8364 | 1.8988 | 1.9231 | 1.9032 | 1.7935 | 1.5351 | 1.3278 | 1.1947 | 1.2063 | 1.0883 | 0.94762 | 0.86356 | 0 | 0 | 0 | 0 | 0 | 0 | 0 | 0 | 0 | 0 | 0 | 0 | 0 | 0 | 0.003329 | 0.0095825 | 0.011531 | 0.011063 | 0 | 0 | 0 | 0 | 0 | 0 | 64.8983 | 64.3071 | 63.5578 | 63.1632 | 62.9451 | 62.7437 | 62.5715 | 62.9429 | 65.0291 | 68.2543 | 71.1534 | 73.2713 | 73.9165 | 74.4679 | 74.7556 | 76.0206 | 77.2303 | 77.521 | 77.3002 | 74.782 | 71.8749 | 68.4642 | 66.6496 | 66.1069 | 0.0060118 | 0.007237 | 0.0035497 | 0.0045439 | 0.0050598 | 0.0094362 | 0.0065138 | 0.0041919 | 0.0043383 | 0.0053241 | 0.0066541 | 0.0073498 | 0.0073131 | 0.0074804 | 0.0071974 | 0.0069887 | 0.0064383 | 0.0055984 | 0.0048859 | 0.0049465 | 0.0056533 | 0.0048519 | 0.0052075 | 0.0053226
Portfolio Adjusted1-in-2Size: Under 20 kWSouth of Lugo2020July Monthly Peak | Portfolio Adjusted | 1-in-2 | Size: Under 20 kW | South of Lugo | 2020 | July Monthly Peak | 7 | 0.8392 | 0.81498 | 0.79569 | 0.79223 | 0.79207 | 0.8144 | 0.77614 | 0.91523 | 1.1631 | 1.4718 | 1.7602 | 1.9229 | 2.0261 | 2.0869 | 2.1168 | 2.0719 | 1.9636 | 1.6922 | 1.444 | 1.2748 | 1.2542 | 1.1246 | 0.97672 | 0.89646 | 0 | 0 | 0 | 0 | 0 | 0 | 0 | 0 | 0 | 0 | 0 | 0 | 0 | 0 | 0.0036643 | 0.010432 | 0.012624 | 0.012194 | 0 | 0 | 0 | 0 | 0 | 0 | 65.3914 | 65.2865 | 65.4081 | 65.6421 | 65.6004 | 65.3544 | 65.1834 | 65.4913 | 67.4474 | 70.3924 | 74.1442 | 77.0206 | 78.3177 | 78.9464 | 80.0978 | 80.7025 | 81.4894 | 81.3294 | 80.4844 | 77.889 | 74.0428 | 70.903 | 69.5737 | 68.7738 | 0.0061541 | 0.0074061 | 0.0036046 | 0.0046565 | 0.0051701 | 0.009793 | 0.006985 | 0.0045518 | 0.0047851 | 0.0058796 | 0.0072303 | 0.0079997 | 0.0080685 | 0.0082214 | 0.0079223 | 0.007608 | 0.0070491 | 0.0061711 | 0.0053133 | 0.0052785 | 0.0058775 | 0.0050138 | 0.0053674 | 0.0055254
Portfolio Adjusted1-in-2Size: Under 20 kWSouth of Lugo2020August Monthly Peak | Portfolio Adjusted | 1-in-2 | Size: Under 20 kW | South of Lugo | 2020 | August Monthly Peak | 8 | 0.87387 | 0.84555 | 0.82765 | 0.81809 | 0.81469 | 0.83723 | 0.83743 | 0.98042 | 1.3053 | 1.7099 | 2.0359 | 2.2769 | 2.3764 | 2.4272 | 2.4471 | 2.4292 | 2.302 | 1.9435 | 1.6206 | 1.4606 | 1.3813 | 1.1903 | 1.0162 | 0.93192 | 0 | 0 | 0 | 0 | 0 | 0 | 0 | 0 | 0 | 0 | 0 | 0 | 0 | 0 | 0.0042361 | 0.012231 | 0.0148 | 0.014005 | 0 | 0 | 0 | 0 | 0 | 0 | 71.5258 | 70.6871 | 69.9947 | 68.8946 | 68.5515 | 68.1074 | 67.8639 | 68.1901 | 70.6337 | 75.3808 | 80.6955 | 84.4186 | 85.6058 | 86.1637 | 87.178 | 87.2608 | 88.4349 | 87.3794 | 86.086 | 83.3084 | 77.9686 | 74.9429 | 73.6574 | 72.7124 | 0.0064083 | 0.007684 | 0.0037493 | 0.0048086 | 0.0053178 | 0.010067 | 0.0075367 | 0.0048761 | 0.0053701 | 0.0068308 | 0.0083628 | 0.0094724 | 0.0094636 | 0.0095621 | 0.0091585 | 0.0089201 | 0.0082637 | 0.0070876 | 0.0059632 | 0.0060478 | 0.0064734 | 0.0053068 | 0.0055842 | 0.005744
Portfolio Adjusted1-in-2Size: Under 20 kWSouth of Lugo2020September Monthly Peak | Portfolio Adjusted | 1-in-2 | Size: Under 20 kW | South of Lugo | 2020 | September Monthly Peak | 9 | 0.82312 | 0.81464 | 0.79539 | 0.78502 | 0.78922 | 0.81653 | 0.85605 | 0.9289 | 1.2095 | 1.608 | 1.8991 | 2.071 | 2.1802 | 2.216 | 2.2429 | 2.2099 | 2.0764 | 1.7539 | 1.4557 | 1.4397 | 1.2858 | 1.1126 | 0.94464 | 0.87258 | 0 | 0 | 0 | 0 | 0 | 0 | 0 | 0 | 0 | 0 | 0 | 0 | 0 | 0 | 0.0038827 | 0.011127 | 0.01335 | 0.012639 | 0 | 0 | 0 | 0 | 0 | 0 | 68.0623 | 67.3058 | 66.7256 | 65.8762 | 65.4117 | 65.1785 | 65.1325 | 64.9509 | 66.7946 | 70.7209 | 75.1893 | 79.6616 | 82.8418 | 84.4566 | 85.4711 | 85.4378 | 85.3336 | 84.2796 | 81.981 | 79.4687 | 76.9827 | 75.6907 | 74.7528 | 73.7987 | 0.0060362 | 0.0074031 | 0.0036032 | 0.0046142 | 0.0051516 | 0.0098186 | 0.0077042 | 0.0046198 | 0.0049761 | 0.0064238 | 0.0078008 | 0.0086158 | 0.0086824 | 0.00873 | 0.0083944 | 0.008115 | 0.007454 | 0.0063961 | 0.0053566 | 0.0059609 | 0.0060258 | 0.0049602 | 0.0051911 | 0.0053782
Portfolio Adjusted1-in-2Size: Under 20 kWSouth of Lugo2020October Monthly Peak | Portfolio Adjusted | 1-in-2 | Size: Under 20 kW | South of Lugo | 2020 | October Monthly Peak | 10 | 0.8023 | 0.78494 | 0.76516 | 0.7612 | 0.75832 | 0.77568 | 0.85776 | 0.88156 | 1.1054 | 1.4828 | 1.7726 | 1.9384 | 2.0304 | 2.0698 | 2.1088 | 2.0885 | 1.9631 | 1.6159 | 1.465 | 1.4069 | 1.2548 | 1.0803 | 0.91368 | 0.84367 | 0 | 0 | 0 | 0 | 0 | 0 | 0 | 0 | 0 | 0 | 0 | 0 | 0 | 0 | 0.0036504 | 0.010515 | 0.012621 | 0.011645 | 0 | 0 | 0 | 0 | 0 | 0 | 68.0821 | 67.505 | 66.5241 | 65.6308 | 65.1534 | 63.9192 | 63.412 | 63.5014 | 64.9938 | 69.6361 | 75.9936 | 81.6296 | 84.9349 | 86.547 | 88.3139 | 87.3515 | 85.8662 | 82.9839 | 80.8989 | 78.3701 | 75.9652 | 74.0677 | 72.5019 | 70.6163 | 0.0058835 | 0.0071332 | 0.0034663 | 0.0044742 | 0.0049499 | 0.0093274 | 0.0077196 | 0.0043844 | 0.0045478 | 0.0059237 | 0.0072813 | 0.0080641 | 0.0080859 | 0.0081542 | 0.0078923 | 0.0076692 | 0.007047 | 0.0058931 | 0.0053907 | 0.0058253 | 0.0058806 | 0.0048163 | 0.005021 | 0.0052
Portfolio Adjusted1-in-2Size: Under 20 kWSouth of Lugo2020November Monthly Peak | Portfolio Adjusted | 1-in-2 | Size: Under 20 kW | South of Lugo | 2020 | November Monthly Peak | 11 | 0.76696 | 0.75557 | 0.75757 | 0.75254 | 0.74603 | 0.77669 | 0.79003 | 0.81891 | 0.99332 | 1.2176 | 1.4108 | 1.4972 | 1.5223 | 1.5436 | 1.5403 | 1.5156 | 1.4519 | 1.4544 | 1.301 | 1.1812 | 1.0778 | 0.93958 | 0.8528 | 0.79436 | 0 | 0 | 0 | 0 | 0 | 0 | 0 | 0 | 0 | 0 | 0 | 0 | 0 | 0 | 0.0026663 | 0.0076311 | 0.0093345 | 0.010481 | 0 | 0 | 0 | 0 | 0 | 0 | 58.1736 | 57.1148 | 56.3696 | 55.6145 | 54.7791 | 54.2078 | 53.6337 | 53.8268 | 57.2108 | 60.4174 | 65.8819 | 71.039 | 74.8258 | 75.9411 | 75.3685 | 74.5845 | 71.9034 | 68.1727 | 64.909 | 63.6139 | 62.6247 | 61.286 | 60.2499 | 59.5574 | 0.0056243 | 0.0068663 | 0.0034319 | 0.0044232 | 0.0048696 | 0.0093395 | 0.00711 | 0.0040728 | 0.0040868 | 0.0048642 | 0.0057951 | 0.0062288 | 0.0060621 | 0.0060811 | 0.0057646 | 0.0055655 | 0.0052121 | 0.005304 | 0.0047873 | 0.0048906 | 0.0050509 | 0.004189 | 0.0046865 | 0.0048961
Portfolio Adjusted1-in-2Size: Under 20 kWSouth of Lugo2020December Monthly Peak | Portfolio Adjusted | 1-in-2 | Size: Under 20 kW | South of Lugo | 2020 | December Monthly Peak | 12 | 0.77955 | 0.7802 | 0.78041 | 0.77083 | 0.77052 | 0.82723 | 0.95038 | 0.99136 | 1.1892 | 1.4151 | 1.5395 | 1.5341 | 1.4733 | 1.3955 | 1.3478 | 1.3035 | 1.3064 | 1.3584 | 1.2941 | 1.1868 | 1.0795 | 0.95694 | 0.86148 | 0.81008 | 0 | 0 | 0 | 0 | 0 | 0 | 0 | 0 | 0 | 0 | 0 | 0 | 0 | 0 | 0.0023332 | 0.0065628 | 0.008399 | 0.0097888 | 0 | 0 | 0 | 0 | 0 | 0 | 51.3346 | 49.8503 | 47.9493 | 47.0843 | 46.2443 | 45.6099 | 45.653 | 45.3969 | 46.1574 | 49.3626 | 52.7138 | 54.7766 | 56.0727 | 56.418 | 57.2564 | 57.3393 | 56.5194 | 55.2918 | 53.9668 | 53.3717 | 52.65 | 51.4714 | 50.5117 | 49.3782 | 0.0057166 | 0.0070901 | 0.0035353 | 0.0045308 | 0.0050295 | 0.0099472 | 0.0085532 | 0.0049304 | 0.0048926 | 0.0056533 | 0.0063237 | 0.0063824 | 0.0058673 | 0.0054976 | 0.0050444 | 0.0047864 | 0.0046898 | 0.0049538 | 0.004762 | 0.0049139 | 0.0050588 | 0.0042664 | 0.0047341 | 0.004993
Portfolio Adjusted1-in-2Size: Under 20 kWSouth of Lugo2020Typical Event Day | Portfolio Adjusted | 1-in-2 | Size: Under 20 kW | South of Lugo | 2020 | Typical Event Day | 8 | 0.85167 | 0.82462 | 0.80825 | 0.79793 | 0.79681 | 0.81541 | 0.80797 | 0.93136 | 1.2025 | 1.5574 | 1.855 | 2.062 | 2.1598 | 2.221 | 2.2513 | 2.2369 | 2.1282 | 1.8147 | 1.52 | 1.3769 | 1.3235 | 1.1457 | 0.98255 | 0.90482 | 0 | 0 | 0 | 0 | 0 | 0 | 0 | 0 | 0 | 0 | 0 | 0 | 0 | 0 | 0.0038971 | 0.011262 | 0.013683 | 0.013077 | 0 | 0 | 0 | 0 | 0 | 0 | 67.4695 | 66.8966 | 66.4215 | 65.8941 | 65.6272 | 65.346 | 65.1878 | 65.3938 | 67.4762 | 71.1871 | 75.2956 | 78.593 | 80.1705 | 81.0086 | 81.8756 | 82.3554 | 83.122 | 82.6274 | 81.4629 | 78.862 | 75.2173 | 72.5002 | 71.1584 | 70.3479 | 0.0062455 | 0.0074938 | 0.0036615 | 0.0046901 | 0.0052011 | 0.0098051 | 0.0072715 | 0.0046321 | 0.0049475 | 0.0062217 | 0.0076197 | 0.0085783 | 0.0086011 | 0.0087498 | 0.0084257 | 0.008214 | 0.0076399 | 0.0066179 | 0.0055928 | 0.005701 | 0.0062023 | 0.0051082 | 0.0053995 | 0.0055769
Portfolio Adjusted1-in-2Size: Under 20 kWSouth of Lugo2021January Monthly Peak | Portfolio Adjusted | 1-in-2 | Size: Under 20 kW | South of Lugo | 2021 | January Monthly Peak | 1 | 0.7564 | 0.75735 | 0.74192 | 0.74609 | 0.74813 | 0.78123 | 0.90089 | 0.88447 | 1.0341 | 1.2804 | 1.4311 | 1.4399 | 1.4337 | 1.4104 | 1.3971 | 1.3654 | 1.3209 | 1.3761 | 1.2992 | 1.1828 | 1.0959 | 0.95786 | 0.84772 | 0.78367 | 0 | 0 | 0 | 0 | 0 | 0 | 0 | 0 | 0 | 0 | 0 | 0 | 0 | 0 | 0.0024185 | 0.0068747 | 0.008492 | 0.0099164 | 0 | 0 | 0 | 0 | 0 | 0 | 56.7735 | 55.9853 | 55.5643 | 55.2316 | 54.007 | 53.9736 | 55.0057 | 55.3791 | 56.0674 | 57.243 | 58.713 | 59.1387 | 60.2171 | 61.205 | 61.6932 | 61.4022 | 61.8213 | 61.5857 | 60.1687 | 59.0374 | 58.5369 | 58.1793 | 57.3018 | 56.2312 | 0.0055469 | 0.0068825 | 0.003361 | 0.0043854 | 0.0048834 | 0.0093941 | 0.0081078 | 0.0043988 | 0.0042547 | 0.0051152 | 0.0058787 | 0.0059902 | 0.0057093 | 0.0055562 | 0.0052288 | 0.0050139 | 0.0047417 | 0.0050183 | 0.0047805 | 0.0048975 | 0.0051357 | 0.0042705 | 0.0046585 | 0.0048302
Portfolio Adjusted1-in-2Size: Under 20 kWSouth of Lugo2021February Monthly Peak | Portfolio Adjusted | 1-in-2 | Size: Under 20 kW | South of Lugo | 2021 | February Monthly Peak | 2 | 0.75308 | 0.75609 | 0.74331 | 0.74476 | 0.73977 | 0.77694 | 0.84564 | 0.84361 | 0.98816 | 1.2398 | 1.3964 | 1.4218 | 1.4275 | 1.4261 | 1.4148 | 1.3895 | 1.3128 | 1.2574 | 1.2993 | 1.1916 | 1.108 | 0.9684 | 0.85851 | 0.78523 | 0 | 0 | 0 | 0 | 0 | 0 | 0 | 0 | 0 | 0 | 0 | 0 | 0 | 0 | 0.0024491 | 0.0069959 | 0.0084403 | 0.009061 | 0 | 0 | 0 | 0 | 0 | 0 | 52.3393 | 51.5993 | 51.1807 | 50.706 | 50.3405 | 49.9154 | 49.4776 | 49.6156 | 51.104 | 54.8262 | 59.1468 | 63.2448 | 64.9077 | 65.7737 | 65.6867 | 64.4645 | 63.9231 | 63.6796 | 61.0269 | 59.0202 | 58.2283 | 57.2397 | 56.2201 | 55.0274 | 0.0055225 | 0.006871 | 0.0033673 | 0.0043776 | 0.0048288 | 0.0093425 | 0.0076106 | 0.0041956 | 0.0040655 | 0.004953 | 0.005736 | 0.0059149 | 0.0056847 | 0.0056183 | 0.0052951 | 0.0051023 | 0.0047128 | 0.0045855 | 0.0047808 | 0.0049339 | 0.0051924 | 0.0043175 | 0.0047178 | 0.0048398
Portfolio Adjusted1-in-2Size: Under 20 kWSouth of Lugo2021March Monthly Peak | Portfolio Adjusted | 1-in-2 | Size: Under 20 kW | South of Lugo | 2021 | March Monthly Peak | 3 | 0.76396 | 0.75679 | 0.75054 | 0.74416 | 0.73747 | 0.77696 | 0.86388 | 0.87683 | 1.0035 | 1.215 | 1.3932 | 1.439 | 1.4552 | 1.4534 | 1.4658 | 1.4624 | 1.4041 | 1.2566 | 1.178 | 1.2058 | 1.1317 | 1.0025 | 0.87081 | 0.80374 | 0 | 0 | 0 | 0 | 0 | 0 | 0 | 0 | 0 | 0 | 0 | 0 | 0 | 0 | 0.0025375 | 0.0073628 | 0.0090268 | 0.0090554 | 0 | 0 | 0 | 0 | 0 | 0 | 54.3461 | 53.2235 | 52.6558 | 52.6646 | 52.2652 | 51.7742 | 51.4359 | 51.8434 | 53.2258 | 54.8579 | 57.2295 | 59.8405 | 62.2232 | 64.0994 | 64.9716 | 65.2528 | 64.511 | 63.3187 | 60.6348 | 58.5466 | 57.7554 | 56.7641 | 55.4832 | 54.0133 | 0.0056023 | 0.0068774 | 0.0034 | 0.004374 | 0.0048138 | 0.0093428 | 0.0077747 | 0.0043608 | 0.0041285 | 0.0048539 | 0.0057229 | 0.0059868 | 0.0057952 | 0.0057256 | 0.005486 | 0.0053699 | 0.0050403 | 0.0045826 | 0.0043346 | 0.0049928 | 0.0053036 | 0.0044697 | 0.0047854 | 0.0049539
Portfolio Adjusted1-in-2Size: Under 20 kWSouth of Lugo2021April Monthly Peak | Portfolio Adjusted | 1-in-2 | Size: Under 20 kW | South of Lugo | 2021 | April Monthly Peak | 4 | 0.79051 | 0.77349 | 0.75251 | 0.74245 | 0.7355 | 0.7653 | 0.74824 | 0.80987 | 0.97269 | 1.2154 | 1.4308 | 1.5205 | 1.5767 | 1.6154 | 1.6455 | 1.6288 | 1.5682 | 1.3729 | 1.2023 | 1.2013 | 1.1976 | 1.0638 | 0.91333 | 0.83402 | 0 | 0 | 0 | 0 | 0 | 0 | 0 | 0 | 0 | 0 | 0 | 0 | 0 | 0 | 0.0028484 | 0.0082007 | 0.010082 | 0.0098936 | 0 | 0 | 0 | 0 | 0 | 0 | 60.7457 | 60.2595 | 59.6873 | 59.2912 | 58.5279 | 58.0048 | 57.6909 | 57.754 | 59.3079 | 62.4445 | 66.376 | 70.1258 | 72.8673 | 73.4091 | 73.2724 | 72.6053 | 71.0999 | 69.9309 | 68.8386 | 67.2409 | 64.9306 | 64.762 | 63.6968 | 61.544 | 0.005797 | 0.0070292 | 0.003409 | 0.004364 | 0.0048009 | 0.0092026 | 0.0067339 | 0.0040278 | 0.0040019 | 0.0048553 | 0.0058774 | 0.0063257 | 0.0062788 | 0.0063638 | 0.0061583 | 0.005981 | 0.0056295 | 0.0050068 | 0.004424 | 0.0049741 | 0.0056122 | 0.0047428 | 0.0050191 | 0.0051405
Portfolio Adjusted1-in-2Size: Under 20 kWSouth of Lugo2021May Monthly Peak | Portfolio Adjusted | 1-in-2 | Size: Under 20 kW | South of Lugo | 2021 | May Monthly Peak | 5 | 0.80432 | 0.7832 | 0.75901 | 0.74485 | 0.74294 | 0.76598 | 0.70394 | 0.79799 | 0.97958 | 1.2175 | 1.4512 | 1.5536 | 1.6097 | 1.6487 | 1.6791 | 1.6707 | 1.5855 | 1.3883 | 1.2182 | 1.1541 | 1.2125 | 1.0647 | 0.9238 | 0.85202 | 0 | 0 | 0 | 0 | 0 | 0 | 0 | 0 | 0 | 0 | 0 | 0 | 0 | 0 | 0.0029066 | 0.008412 | 0.010193 | 0.010005 | 0 | 0 | 0 | 0 | 0 | 0 | 62.7537 | 61.892 | 61.0831 | 60.6916 | 60.4584 | 59.8575 | 59.8034 | 60.3984 | 62.4095 | 65.0716 | 68.3698 | 71.9107 | 74.1225 | 74.2717 | 74.0819 | 74.3071 | 75.1138 | 75.0502 | 73.7571 | 71.3133 | 67.941 | 65.3951 | 64.5937 | 63.9044 | 0.0058983 | 0.0071174 | 0.0034384 | 0.0043781 | 0.0048494 | 0.0092107 | 0.0063352 | 0.0039688 | 0.0040302 | 0.0048639 | 0.0059613 | 0.0064634 | 0.0064105 | 0.006495 | 0.0062841 | 0.0061351 | 0.0056916 | 0.0050631 | 0.0044825 | 0.0047788 | 0.005682 | 0.004747 | 0.0050766 | 0.0052515
Portfolio Adjusted1-in-2Size: Under 20 kWSouth of Lugo2021June Monthly Peak | Portfolio Adjusted | 1-in-2 | Size: Under 20 kW | South of Lugo | 2021 | June Monthly Peak | 6 | 0.8198 | 0.79637 | 0.78357 | 0.77306 | 0.77516 | 0.78473 | 0.72378 | 0.84286 | 1.0545 | 1.3327 | 1.6199 | 1.7667 | 1.8364 | 1.8988 | 1.9231 | 1.9032 | 1.7935 | 1.5351 | 1.3278 | 1.1947 | 1.2063 | 1.0883 | 0.94762 | 0.86356 | 0 | 0 | 0 | 0 | 0 | 0 | 0 | 0 | 0 | 0 | 0 | 0 | 0 | 0 | 0.003329 | 0.0095825 | 0.011531 | 0.011063 | 0 | 0 | 0 | 0 | 0 | 0 | 64.8983 | 64.3071 | 63.5578 | 63.1632 | 62.9451 | 62.7437 | 62.5715 | 62.9429 | 65.0291 | 68.2543 | 71.1534 | 73.2713 | 73.9165 | 74.4679 | 74.7556 | 76.0206 | 77.2303 | 77.521 | 77.3002 | 74.782 | 71.8749 | 68.4642 | 66.6496 | 66.1069 | 0.0060118 | 0.007237 | 0.0035497 | 0.0045439 | 0.0050598 | 0.0094362 | 0.0065138 | 0.0041919 | 0.0043383 | 0.0053241 | 0.0066541 | 0.0073498 | 0.0073131 | 0.0074804 | 0.0071974 | 0.0069887 | 0.0064383 | 0.0055984 | 0.0048859 | 0.0049465 | 0.0056533 | 0.0048519 | 0.0052075 | 0.0053226
Portfolio Adjusted1-in-2Size: Under 20 kWSouth of Lugo2021July Monthly Peak | Portfolio Adjusted | 1-in-2 | Size: Under 20 kW | South of Lugo | 2021 | July Monthly Peak | 7 | 0.8392 | 0.81498 | 0.79569 | 0.79223 | 0.79207 | 0.8144 | 0.77614 | 0.91523 | 1.1631 | 1.4718 | 1.7602 | 1.9229 | 2.0261 | 2.0869 | 2.1168 | 2.0719 | 1.9636 | 1.6922 | 1.444 | 1.2748 | 1.2542 | 1.1246 | 0.97672 | 0.89646 | 0 | 0 | 0 | 0 | 0 | 0 | 0 | 0 | 0 | 0 | 0 | 0 | 0 | 0 | 0.0036643 | 0.010432 | 0.012624 | 0.012194 | 0 | 0 | 0 | 0 | 0 | 0 | 65.3914 | 65.2865 | 65.4081 | 65.6421 | 65.6004 | 65.3544 | 65.1834 | 65.4913 | 67.4474 | 70.3924 | 74.1442 | 77.0206 | 78.3177 | 78.9464 | 80.0978 | 80.7025 | 81.4894 | 81.3294 | 80.4844 | 77.889 | 74.0428 | 70.903 | 69.5737 | 68.7738 | 0.0061541 | 0.0074061 | 0.0036046 | 0.0046565 | 0.0051701 | 0.009793 | 0.006985 | 0.0045518 | 0.0047851 | 0.0058796 | 0.0072303 | 0.0079997 | 0.0080685 | 0.0082214 | 0.0079223 | 0.007608 | 0.0070491 | 0.0061711 | 0.0053133 | 0.0052785 | 0.0058775 | 0.0050138 | 0.0053674 | 0.0055254
Portfolio Adjusted1-in-2Size: Under 20 kWSouth of Lugo2021August Monthly Peak | Portfolio Adjusted | 1-in-2 | Size: Under 20 kW | South of Lugo | 2021 | August Monthly Peak | 8 | 0.87387 | 0.84555 | 0.82765 | 0.81809 | 0.81469 | 0.83723 | 0.83743 | 0.98042 | 1.3053 | 1.7099 | 2.0359 | 2.2769 | 2.3764 | 2.4272 | 2.4471 | 2.4292 | 2.302 | 1.9435 | 1.6206 | 1.4606 | 1.3813 | 1.1903 | 1.0162 | 0.93192 | 0 | 0 | 0 | 0 | 0 | 0 | 0 | 0 | 0 | 0 | 0 | 0 | 0 | 0 | 0.0042361 | 0.012231 | 0.0148 | 0.014005 | 0 | 0 | 0 | 0 | 0 | 0 | 71.5258 | 70.6871 | 69.9947 | 68.8946 | 68.5515 | 68.1074 | 67.8639 | 68.1901 | 70.6337 | 75.3808 | 80.6955 | 84.4186 | 85.6058 | 86.1637 | 87.178 | 87.2608 | 88.4349 | 87.3794 | 86.086 | 83.3084 | 77.9686 | 74.9429 | 73.6574 | 72.7124 | 0.0064083 | 0.007684 | 0.0037493 | 0.0048086 | 0.0053178 | 0.010067 | 0.0075367 | 0.0048761 | 0.0053701 | 0.0068308 | 0.0083628 | 0.0094724 | 0.0094636 | 0.0095621 | 0.0091585 | 0.0089201 | 0.0082637 | 0.0070876 | 0.0059632 | 0.0060478 | 0.0064734 | 0.0053068 | 0.0055842 | 0.005744
Portfolio Adjusted1-in-2Size: Under 20 kWSouth of Lugo2021September Monthly Peak | Portfolio Adjusted | 1-in-2 | Size: Under 20 kW | South of Lugo | 2021 | September Monthly Peak | 9 | 0.82312 | 0.81464 | 0.79539 | 0.78502 | 0.78922 | 0.81653 | 0.85605 | 0.9289 | 1.2095 | 1.608 | 1.8991 | 2.071 | 2.1802 | 2.216 | 2.2429 | 2.2099 | 2.0764 | 1.7539 | 1.4557 | 1.4397 | 1.2858 | 1.1126 | 0.94464 | 0.87258 | 0 | 0 | 0 | 0 | 0 | 0 | 0 | 0 | 0 | 0 | 0 | 0 | 0 | 0 | 0.0038827 | 0.011127 | 0.01335 | 0.012639 | 0 | 0 | 0 | 0 | 0 | 0 | 68.0623 | 67.3058 | 66.7256 | 65.8762 | 65.4117 | 65.1785 | 65.1325 | 64.9509 | 66.7946 | 70.7209 | 75.1893 | 79.6616 | 82.8418 | 84.4566 | 85.4711 | 85.4378 | 85.3336 | 84.2796 | 81.981 | 79.4687 | 76.9827 | 75.6907 | 74.7528 | 73.7987 | 0.0060362 | 0.0074031 | 0.0036032 | 0.0046142 | 0.0051516 | 0.0098186 | 0.0077042 | 0.0046198 | 0.0049761 | 0.0064238 | 0.0078008 | 0.0086158 | 0.0086824 | 0.00873 | 0.0083944 | 0.008115 | 0.007454 | 0.0063961 | 0.0053566 | 0.0059609 | 0.0060258 | 0.0049602 | 0.0051911 | 0.0053782
Portfolio Adjusted1-in-2Size: Under 20 kWSouth of Lugo2021October Monthly Peak | Portfolio Adjusted | 1-in-2 | Size: Under 20 kW | South of Lugo | 2021 | October Monthly Peak | 10 | 0.8023 | 0.78494 | 0.76516 | 0.7612 | 0.75832 | 0.77568 | 0.85776 | 0.88156 | 1.1054 | 1.4828 | 1.7726 | 1.9384 | 2.0304 | 2.0698 | 2.1088 | 2.0885 | 1.9631 | 1.6159 | 1.465 | 1.4069 | 1.2548 | 1.0803 | 0.91368 | 0.84367 | 0 | 0 | 0 | 0 | 0 | 0 | 0 | 0 | 0 | 0 | 0 | 0 | 0 | 0 | 0.0036504 | 0.010515 | 0.012621 | 0.011645 | 0 | 0 | 0 | 0 | 0 | 0 | 68.0821 | 67.505 | 66.5241 | 65.6308 | 65.1534 | 63.9192 | 63.412 | 63.5014 | 64.9938 | 69.6361 | 75.9936 | 81.6296 | 84.9349 | 86.547 | 88.3139 | 87.3515 | 85.8662 | 82.9839 | 80.8989 | 78.3701 | 75.9652 | 74.0677 | 72.5019 | 70.6163 | 0.0058835 | 0.0071332 | 0.0034663 | 0.0044742 | 0.0049499 | 0.0093274 | 0.0077196 | 0.0043844 | 0.0045478 | 0.0059237 | 0.0072813 | 0.0080641 | 0.0080859 | 0.0081542 | 0.0078923 | 0.0076692 | 0.007047 | 0.0058931 | 0.0053907 | 0.0058253 | 0.0058806 | 0.0048163 | 0.005021 | 0.0052
Portfolio Adjusted1-in-2Size: Under 20 kWSouth of Lugo2021November Monthly Peak | Portfolio Adjusted | 1-in-2 | Size: Under 20 kW | South of Lugo | 2021 | November Monthly Peak | 11 | 0.76696 | 0.75557 | 0.75757 | 0.75254 | 0.74603 | 0.77669 | 0.79003 | 0.81891 | 0.99332 | 1.2176 | 1.4108 | 1.4972 | 1.5223 | 1.5436 | 1.5403 | 1.5156 | 1.4519 | 1.4544 | 1.301 | 1.1812 | 1.0778 | 0.93958 | 0.8528 | 0.79436 | 0 | 0 | 0 | 0 | 0 | 0 | 0 | 0 | 0 | 0 | 0 | 0 | 0 | 0 | 0.0026663 | 0.0076311 | 0.0093345 | 0.010481 | 0 | 0 | 0 | 0 | 0 | 0 | 58.1736 | 57.1148 | 56.3696 | 55.6145 | 54.7791 | 54.2078 | 53.6337 | 53.8268 | 57.2108 | 60.4174 | 65.8819 | 71.039 | 74.8258 | 75.9411 | 75.3685 | 74.5845 | 71.9034 | 68.1727 | 64.909 | 63.6139 | 62.6247 | 61.286 | 60.2499 | 59.5574 | 0.0056243 | 0.0068663 | 0.0034319 | 0.0044232 | 0.0048696 | 0.0093395 | 0.00711 | 0.0040728 | 0.0040868 | 0.0048642 | 0.0057951 | 0.0062288 | 0.0060621 | 0.0060811 | 0.0057646 | 0.0055655 | 0.0052121 | 0.005304 | 0.0047873 | 0.0048906 | 0.0050509 | 0.004189 | 0.0046865 | 0.0048961
Portfolio Adjusted1-in-2Size: Under 20 kWSouth of Lugo2021December Monthly Peak | Portfolio Adjusted | 1-in-2 | Size: Under 20 kW | South of Lugo | 2021 | December Monthly Peak | 12 | 0.77955 | 0.7802 | 0.78041 | 0.77083 | 0.77052 | 0.82723 | 0.95038 | 0.99136 | 1.1892 | 1.4151 | 1.5395 | 1.5341 | 1.4733 | 1.3955 | 1.3478 | 1.3035 | 1.3064 | 1.3584 | 1.2941 | 1.1868 | 1.0795 | 0.95694 | 0.86148 | 0.81008 | 0 | 0 | 0 | 0 | 0 | 0 | 0 | 0 | 0 | 0 | 0 | 0 | 0 | 0 | 0.0023332 | 0.0065628 | 0.008399 | 0.0097888 | 0 | 0 | 0 | 0 | 0 | 0 | 51.3346 | 49.8503 | 47.9493 | 47.0843 | 46.2443 | 45.6099 | 45.653 | 45.3969 | 46.1574 | 49.3626 | 52.7138 | 54.7766 | 56.0727 | 56.418 | 57.2564 | 57.3393 | 56.5194 | 55.2918 | 53.9668 | 53.3717 | 52.65 | 51.4714 | 50.5117 | 49.3782 | 0.0057166 | 0.0070901 | 0.0035353 | 0.0045308 | 0.0050295 | 0.0099472 | 0.0085532 | 0.0049304 | 0.0048926 | 0.0056533 | 0.0063237 | 0.0063824 | 0.0058673 | 0.0054976 | 0.0050444 | 0.0047864 | 0.0046898 | 0.0049538 | 0.004762 | 0.0049139 | 0.0050588 | 0.0042664 | 0.0047341 | 0.004993
Portfolio Adjusted1-in-2Size: Under 20 kWSouth of Lugo2021Typical Event Day | Portfolio Adjusted | 1-in-2 | Size: Under 20 kW | South of Lugo | 2021 | Typical Event Day | 8 | 0.85167 | 0.82462 | 0.80825 | 0.79793 | 0.79681 | 0.81541 | 0.80797 | 0.93136 | 1.2025 | 1.5574 | 1.855 | 2.062 | 2.1598 | 2.221 | 2.2513 | 2.2369 | 2.1282 | 1.8147 | 1.52 | 1.3769 | 1.3235 | 1.1457 | 0.98255 | 0.90482 | 0 | 0 | 0 | 0 | 0 | 0 | 0 | 0 | 0 | 0 | 0 | 0 | 0 | 0 | 0.0038971 | 0.011262 | 0.013683 | 0.013077 | 0 | 0 | 0 | 0 | 0 | 0 | 67.4695 | 66.8966 | 66.4215 | 65.8941 | 65.6272 | 65.346 | 65.1878 | 65.3938 | 67.4762 | 71.1871 | 75.2956 | 78.593 | 80.1705 | 81.0086 | 81.8756 | 82.3554 | 83.122 | 82.6274 | 81.4629 | 78.862 | 75.2173 | 72.5002 | 71.1584 | 70.3479 | 0.0062455 | 0.0074938 | 0.0036615 | 0.0046901 | 0.0052011 | 0.0098051 | 0.0072715 | 0.0046321 | 0.0049475 | 0.0062217 | 0.0076197 | 0.0085783 | 0.0086011 | 0.0087498 | 0.0084257 | 0.008214 | 0.0076399 | 0.0066179 | 0.0055928 | 0.005701 | 0.0062023 | 0.0051082 | 0.0053995 | 0.0055769
Portfolio Adjusted1-in-2Size: Under 20 kWSouth of Lugo2022January Monthly Peak | Portfolio Adjusted | 1-in-2 | Size: Under 20 kW | South of Lugo | 2022 | January Monthly Peak | 1 | 0.7564 | 0.75735 | 0.74192 | 0.74609 | 0.74813 | 0.78123 | 0.90089 | 0.88447 | 1.0341 | 1.2804 | 1.4311 | 1.4399 | 1.4337 | 1.4104 | 1.3971 | 1.3654 | 1.3209 | 1.3761 | 1.2992 | 1.1828 | 1.0959 | 0.95786 | 0.84772 | 0.78367 | 0 | 0 | 0 | 0 | 0 | 0 | 0 | 0 | 0 | 0 | 0 | 0 | 0 | 0 | 0.0024185 | 0.0068747 | 0.008492 | 0.0099164 | 0 | 0 | 0 | 0 | 0 | 0 | 56.7735 | 55.9853 | 55.5643 | 55.2316 | 54.007 | 53.9736 | 55.0057 | 55.3791 | 56.0674 | 57.243 | 58.713 | 59.1387 | 60.2171 | 61.205 | 61.6932 | 61.4022 | 61.8213 | 61.5857 | 60.1687 | 59.0374 | 58.5369 | 58.1793 | 57.3018 | 56.2312 | 0.0055469 | 0.0068825 | 0.003361 | 0.0043854 | 0.0048834 | 0.0093941 | 0.0081078 | 0.0043988 | 0.0042547 | 0.0051152 | 0.0058787 | 0.0059902 | 0.0057093 | 0.0055562 | 0.0052288 | 0.0050139 | 0.0047417 | 0.0050183 | 0.0047805 | 0.0048975 | 0.0051357 | 0.0042705 | 0.0046585 | 0.0048302
Portfolio Adjusted1-in-2Size: Under 20 kWSouth of Lugo2022February Monthly Peak | Portfolio Adjusted | 1-in-2 | Size: Under 20 kW | South of Lugo | 2022 | February Monthly Peak | 2 | 0.75308 | 0.75609 | 0.74331 | 0.74476 | 0.73977 | 0.77694 | 0.84564 | 0.84361 | 0.98816 | 1.2398 | 1.3964 | 1.4218 | 1.4275 | 1.4261 | 1.4148 | 1.3895 | 1.3128 | 1.2574 | 1.2993 | 1.1916 | 1.108 | 0.9684 | 0.85851 | 0.78523 | 0 | 0 | 0 | 0 | 0 | 0 | 0 | 0 | 0 | 0 | 0 | 0 | 0 | 0 | 0.0024491 | 0.0069959 | 0.0084403 | 0.009061 | 0 | 0 | 0 | 0 | 0 | 0 | 52.3393 | 51.5993 | 51.1807 | 50.706 | 50.3405 | 49.9154 | 49.4776 | 49.6156 | 51.104 | 54.8262 | 59.1468 | 63.2448 | 64.9077 | 65.7737 | 65.6867 | 64.4645 | 63.9231 | 63.6796 | 61.0269 | 59.0202 | 58.2283 | 57.2397 | 56.2201 | 55.0274 | 0.0055225 | 0.006871 | 0.0033673 | 0.0043776 | 0.0048288 | 0.0093425 | 0.0076106 | 0.0041956 | 0.0040655 | 0.004953 | 0.005736 | 0.0059149 | 0.0056847 | 0.0056183 | 0.0052951 | 0.0051023 | 0.0047128 | 0.0045855 | 0.0047808 | 0.0049339 | 0.0051924 | 0.0043175 | 0.0047178 | 0.0048398
Portfolio Adjusted1-in-2Size: Under 20 kWSouth of Lugo2022March Monthly Peak | Portfolio Adjusted | 1-in-2 | Size: Under 20 kW | South of Lugo | 2022 | March Monthly Peak | 3 | 0.76396 | 0.75679 | 0.75054 | 0.74416 | 0.73747 | 0.77696 | 0.86388 | 0.87683 | 1.0035 | 1.215 | 1.3932 | 1.439 | 1.4552 | 1.4534 | 1.4658 | 1.4624 | 1.4041 | 1.2566 | 1.178 | 1.2058 | 1.1317 | 1.0025 | 0.87081 | 0.80374 | 0 | 0 | 0 | 0 | 0 | 0 | 0 | 0 | 0 | 0 | 0 | 0 | 0 | 0 | 0.0025375 | 0.0073628 | 0.0090268 | 0.0090554 | 0 | 0 | 0 | 0 | 0 | 0 | 54.3461 | 53.2235 | 52.6558 | 52.6646 | 52.2652 | 51.7742 | 51.4359 | 51.8434 | 53.2258 | 54.8579 | 57.2295 | 59.8405 | 62.2232 | 64.0994 | 64.9716 | 65.2528 | 64.511 | 63.3187 | 60.6348 | 58.5466 | 57.7554 | 56.7641 | 55.4832 | 54.0133 | 0.0056023 | 0.0068774 | 0.0034 | 0.004374 | 0.0048138 | 0.0093428 | 0.0077747 | 0.0043608 | 0.0041285 | 0.0048539 | 0.0057229 | 0.0059868 | 0.0057952 | 0.0057256 | 0.005486 | 0.0053699 | 0.0050403 | 0.0045826 | 0.0043346 | 0.0049928 | 0.0053036 | 0.0044697 | 0.0047854 | 0.0049539
Portfolio Adjusted1-in-2Size: Under 20 kWSouth of Lugo2022April Monthly Peak | Portfolio Adjusted | 1-in-2 | Size: Under 20 kW | South of Lugo | 2022 | April Monthly Peak | 4 | 0.79051 | 0.77349 | 0.75251 | 0.74245 | 0.7355 | 0.7653 | 0.74824 | 0.80987 | 0.97269 | 1.2154 | 1.4308 | 1.5205 | 1.5767 | 1.6154 | 1.6455 | 1.6288 | 1.5682 | 1.3729 | 1.2023 | 1.2013 | 1.1976 | 1.0638 | 0.91333 | 0.83402 | 0 | 0 | 0 | 0 | 0 | 0 | 0 | 0 | 0 | 0 | 0 | 0 | 0 | 0 | 0.0028484 | 0.0082007 | 0.010082 | 0.0098936 | 0 | 0 | 0 | 0 | 0 | 0 | 60.7457 | 60.2595 | 59.6873 | 59.2912 | 58.5279 | 58.0048 | 57.6909 | 57.754 | 59.3079 | 62.4445 | 66.376 | 70.1258 | 72.8673 | 73.4091 | 73.2724 | 72.6053 | 71.0999 | 69.9309 | 68.8386 | 67.2409 | 64.9306 | 64.762 | 63.6968 | 61.544 | 0.005797 | 0.0070292 | 0.003409 | 0.004364 | 0.0048009 | 0.0092026 | 0.0067339 | 0.0040278 | 0.0040019 | 0.0048553 | 0.0058774 | 0.0063257 | 0.0062788 | 0.0063638 | 0.0061583 | 0.005981 | 0.0056295 | 0.0050068 | 0.004424 | 0.0049741 | 0.0056122 | 0.0047428 | 0.0050191 | 0.0051405
Portfolio Adjusted1-in-2Size: Under 20 kWSouth of Lugo2022May Monthly Peak | Portfolio Adjusted | 1-in-2 | Size: Under 20 kW | South of Lugo | 2022 | May Monthly Peak | 5 | 0.80432 | 0.7832 | 0.75901 | 0.74485 | 0.74294 | 0.76598 | 0.70394 | 0.79799 | 0.97958 | 1.2175 | 1.4512 | 1.5536 | 1.6097 | 1.6487 | 1.6791 | 1.6707 | 1.5855 | 1.3883 | 1.2182 | 1.1541 | 1.2125 | 1.0647 | 0.9238 | 0.85202 | 0 | 0 | 0 | 0 | 0 | 0 | 0 | 0 | 0 | 0 | 0 | 0 | 0 | 0 | 0.0029066 | 0.008412 | 0.010193 | 0.010005 | 0 | 0 | 0 | 0 | 0 | 0 | 62.7537 | 61.892 | 61.0831 | 60.6916 | 60.4584 | 59.8575 | 59.8034 | 60.3984 | 62.4095 | 65.0716 | 68.3698 | 71.9107 | 74.1225 | 74.2717 | 74.0819 | 74.3071 | 75.1138 | 75.0502 | 73.7571 | 71.3133 | 67.941 | 65.3951 | 64.5937 | 63.9044 | 0.0058983 | 0.0071174 | 0.0034384 | 0.0043781 | 0.0048494 | 0.0092107 | 0.0063352 | 0.0039688 | 0.0040302 | 0.0048639 | 0.0059613 | 0.0064634 | 0.0064105 | 0.006495 | 0.0062841 | 0.0061351 | 0.0056916 | 0.0050631 | 0.0044825 | 0.0047788 | 0.005682 | 0.004747 | 0.0050766 | 0.0052515
Portfolio Adjusted1-in-2Size: Under 20 kWSouth of Lugo2022June Monthly Peak | Portfolio Adjusted | 1-in-2 | Size: Under 20 kW | South of Lugo | 2022 | June Monthly Peak | 6 | 0.8198 | 0.79637 | 0.78357 | 0.77306 | 0.77516 | 0.78473 | 0.72378 | 0.84286 | 1.0545 | 1.3327 | 1.6199 | 1.7667 | 1.8364 | 1.8988 | 1.9231 | 1.9032 | 1.7935 | 1.5351 | 1.3278 | 1.1947 | 1.2063 | 1.0883 | 0.94762 | 0.86356 | 0 | 0 | 0 | 0 | 0 | 0 | 0 | 0 | 0 | 0 | 0 | 0 | 0 | 0 | 0.003329 | 0.0095825 | 0.011531 | 0.011063 | 0 | 0 | 0 | 0 | 0 | 0 | 64.8983 | 64.3071 | 63.5578 | 63.1632 | 62.9451 | 62.7437 | 62.5715 | 62.9429 | 65.0291 | 68.2543 | 71.1534 | 73.2713 | 73.9165 | 74.4679 | 74.7556 | 76.0206 | 77.2303 | 77.521 | 77.3002 | 74.782 | 71.8749 | 68.4642 | 66.6496 | 66.1069 | 0.0060118 | 0.007237 | 0.0035497 | 0.0045439 | 0.0050598 | 0.0094362 | 0.0065138 | 0.0041919 | 0.0043383 | 0.0053241 | 0.0066541 | 0.0073498 | 0.0073131 | 0.0074804 | 0.0071974 | 0.0069887 | 0.0064383 | 0.0055984 | 0.0048859 | 0.0049465 | 0.0056533 | 0.0048519 | 0.0052075 | 0.0053226
Portfolio Adjusted1-in-2Size: Under 20 kWSouth of Lugo2022July Monthly Peak | Portfolio Adjusted | 1-in-2 | Size: Under 20 kW | South of Lugo | 2022 | July Monthly Peak | 7 | 0.8392 | 0.81498 | 0.79569 | 0.79223 | 0.79207 | 0.8144 | 0.77614 | 0.91523 | 1.1631 | 1.4718 | 1.7602 | 1.9229 | 2.0261 | 2.0869 | 2.1168 | 2.0719 | 1.9636 | 1.6922 | 1.444 | 1.2748 | 1.2542 | 1.1246 | 0.97672 | 0.89646 | 0 | 0 | 0 | 0 | 0 | 0 | 0 | 0 | 0 | 0 | 0 | 0 | 0 | 0 | 0.0036643 | 0.010432 | 0.012624 | 0.012194 | 0 | 0 | 0 | 0 | 0 | 0 | 65.3914 | 65.2865 | 65.4081 | 65.6421 | 65.6004 | 65.3544 | 65.1834 | 65.4913 | 67.4474 | 70.3924 | 74.1442 | 77.0206 | 78.3177 | 78.9464 | 80.0978 | 80.7025 | 81.4894 | 81.3294 | 80.4844 | 77.889 | 74.0428 | 70.903 | 69.5737 | 68.7738 | 0.0061541 | 0.0074061 | 0.0036046 | 0.0046565 | 0.0051701 | 0.009793 | 0.006985 | 0.0045518 | 0.0047851 | 0.0058796 | 0.0072303 | 0.0079997 | 0.0080685 | 0.0082214 | 0.0079223 | 0.007608 | 0.0070491 | 0.0061711 | 0.0053133 | 0.0052785 | 0.0058775 | 0.0050138 | 0.0053674 | 0.0055254
Portfolio Adjusted1-in-2Size: Under 20 kWSouth of Lugo2022August Monthly Peak | Portfolio Adjusted | 1-in-2 | Size: Under 20 kW | South of Lugo | 2022 | August Monthly Peak | 8 | 0.87387 | 0.84555 | 0.82765 | 0.81809 | 0.81469 | 0.83723 | 0.83743 | 0.98042 | 1.3053 | 1.7099 | 2.0359 | 2.2769 | 2.3764 | 2.4272 | 2.4471 | 2.4292 | 2.302 | 1.9435 | 1.6206 | 1.4606 | 1.3813 | 1.1903 | 1.0162 | 0.93192 | 0 | 0 | 0 | 0 | 0 | 0 | 0 | 0 | 0 | 0 | 0 | 0 | 0 | 0 | 0.0042361 | 0.012231 | 0.0148 | 0.014005 | 0 | 0 | 0 | 0 | 0 | 0 | 71.5258 | 70.6871 | 69.9947 | 68.8946 | 68.5515 | 68.1074 | 67.8639 | 68.1901 | 70.6337 | 75.3808 | 80.6955 | 84.4186 | 85.6058 | 86.1637 | 87.178 | 87.2608 | 88.4349 | 87.3794 | 86.086 | 83.3084 | 77.9686 | 74.9429 | 73.6574 | 72.7124 | 0.0064083 | 0.007684 | 0.0037493 | 0.0048086 | 0.0053178 | 0.010067 | 0.0075367 | 0.0048761 | 0.0053701 | 0.0068308 | 0.0083628 | 0.0094724 | 0.0094636 | 0.0095621 | 0.0091585 | 0.0089201 | 0.0082637 | 0.0070876 | 0.0059632 | 0.0060478 | 0.0064734 | 0.0053068 | 0.0055842 | 0.005744
Portfolio Adjusted1-in-2Size: Under 20 kWSouth of Lugo2022September Monthly Peak | Portfolio Adjusted | 1-in-2 | Size: Under 20 kW | South of Lugo | 2022 | September Monthly Peak | 9 | 0.82312 | 0.81464 | 0.79539 | 0.78502 | 0.78922 | 0.81653 | 0.85605 | 0.9289 | 1.2095 | 1.608 | 1.8991 | 2.071 | 2.1802 | 2.216 | 2.2429 | 2.2099 | 2.0764 | 1.7539 | 1.4557 | 1.4397 | 1.2858 | 1.1126 | 0.94464 | 0.87258 | 0 | 0 | 0 | 0 | 0 | 0 | 0 | 0 | 0 | 0 | 0 | 0 | 0 | 0 | 0.0038827 | 0.011127 | 0.01335 | 0.012639 | 0 | 0 | 0 | 0 | 0 | 0 | 68.0623 | 67.3058 | 66.7256 | 65.8762 | 65.4117 | 65.1785 | 65.1325 | 64.9509 | 66.7946 | 70.7209 | 75.1893 | 79.6616 | 82.8418 | 84.4566 | 85.4711 | 85.4378 | 85.3336 | 84.2796 | 81.981 | 79.4687 | 76.9827 | 75.6907 | 74.7528 | 73.7987 | 0.0060362 | 0.0074031 | 0.0036032 | 0.0046142 | 0.0051516 | 0.0098186 | 0.0077042 | 0.0046198 | 0.0049761 | 0.0064238 | 0.0078008 | 0.0086158 | 0.0086824 | 0.00873 | 0.0083944 | 0.008115 | 0.007454 | 0.0063961 | 0.0053566 | 0.0059609 | 0.0060258 | 0.0049602 | 0.0051911 | 0.0053782
Portfolio Adjusted1-in-2Size: Under 20 kWSouth of Lugo2022October Monthly Peak | Portfolio Adjusted | 1-in-2 | Size: Under 20 kW | South of Lugo | 2022 | October Monthly Peak | 10 | 0.8023 | 0.78494 | 0.76516 | 0.7612 | 0.75832 | 0.77568 | 0.85776 | 0.88156 | 1.1054 | 1.4828 | 1.7726 | 1.9384 | 2.0304 | 2.0698 | 2.1088 | 2.0885 | 1.9631 | 1.6159 | 1.465 | 1.4069 | 1.2548 | 1.0803 | 0.91368 | 0.84367 | 0 | 0 | 0 | 0 | 0 | 0 | 0 | 0 | 0 | 0 | 0 | 0 | 0 | 0 | 0.0036504 | 0.010515 | 0.012621 | 0.011645 | 0 | 0 | 0 | 0 | 0 | 0 | 68.0821 | 67.505 | 66.5241 | 65.6308 | 65.1534 | 63.9192 | 63.412 | 63.5014 | 64.9938 | 69.6361 | 75.9936 | 81.6296 | 84.9349 | 86.547 | 88.3139 | 87.3515 | 85.8662 | 82.9839 | 80.8989 | 78.3701 | 75.9652 | 74.0677 | 72.5019 | 70.6163 | 0.0058835 | 0.0071332 | 0.0034663 | 0.0044742 | 0.0049499 | 0.0093274 | 0.0077196 | 0.0043844 | 0.0045478 | 0.0059237 | 0.0072813 | 0.0080641 | 0.0080859 | 0.0081542 | 0.0078923 | 0.0076692 | 0.007047 | 0.0058931 | 0.0053907 | 0.0058253 | 0.0058806 | 0.0048163 | 0.005021 | 0.0052
Portfolio Adjusted1-in-2Size: Under 20 kWSouth of Lugo2022November Monthly Peak | Portfolio Adjusted | 1-in-2 | Size: Under 20 kW | South of Lugo | 2022 | November Monthly Peak | 11 | 0.76696 | 0.75557 | 0.75757 | 0.75254 | 0.74603 | 0.77669 | 0.79003 | 0.81891 | 0.99332 | 1.2176 | 1.4108 | 1.4972 | 1.5223 | 1.5436 | 1.5403 | 1.5156 | 1.4519 | 1.4544 | 1.301 | 1.1812 | 1.0778 | 0.93958 | 0.8528 | 0.79436 | 0 | 0 | 0 | 0 | 0 | 0 | 0 | 0 | 0 | 0 | 0 | 0 | 0 | 0 | 0.0026663 | 0.0076311 | 0.0093345 | 0.010481 | 0 | 0 | 0 | 0 | 0 | 0 | 58.1736 | 57.1148 | 56.3696 | 55.6145 | 54.7791 | 54.2078 | 53.6337 | 53.8268 | 57.2108 | 60.4174 | 65.8819 | 71.039 | 74.8258 | 75.9411 | 75.3685 | 74.5845 | 71.9034 | 68.1727 | 64.909 | 63.6139 | 62.6247 | 61.286 | 60.2499 | 59.5574 | 0.0056243 | 0.0068663 | 0.0034319 | 0.0044232 | 0.0048696 | 0.0093395 | 0.00711 | 0.0040728 | 0.0040868 | 0.0048642 | 0.0057951 | 0.0062288 | 0.0060621 | 0.0060811 | 0.0057646 | 0.0055655 | 0.0052121 | 0.005304 | 0.0047873 | 0.0048906 | 0.0050509 | 0.004189 | 0.0046865 | 0.0048961
Portfolio Adjusted1-in-2Size: Under 20 kWSouth of Lugo2022December Monthly Peak | Portfolio Adjusted | 1-in-2 | Size: Under 20 kW | South of Lugo | 2022 | December Monthly Peak | 12 | 0.77955 | 0.7802 | 0.78041 | 0.77083 | 0.77052 | 0.82723 | 0.95038 | 0.99136 | 1.1892 | 1.4151 | 1.5395 | 1.5341 | 1.4733 | 1.3955 | 1.3478 | 1.3035 | 1.3064 | 1.3584 | 1.2941 | 1.1868 | 1.0795 | 0.95694 | 0.86148 | 0.81008 | 0 | 0 | 0 | 0 | 0 | 0 | 0 | 0 | 0 | 0 | 0 | 0 | 0 | 0 | 0.0023332 | 0.0065628 | 0.008399 | 0.0097888 | 0 | 0 | 0 | 0 | 0 | 0 | 51.3346 | 49.8503 | 47.9493 | 47.0843 | 46.2443 | 45.6099 | 45.653 | 45.3969 | 46.1574 | 49.3626 | 52.7138 | 54.7766 | 56.0727 | 56.418 | 57.2564 | 57.3393 | 56.5194 | 55.2918 | 53.9668 | 53.3717 | 52.65 | 51.4714 | 50.5117 | 49.3782 | 0.0057166 | 0.0070901 | 0.0035353 | 0.0045308 | 0.0050295 | 0.0099472 | 0.0085532 | 0.0049304 | 0.0048926 | 0.0056533 | 0.0063237 | 0.0063824 | 0.0058673 | 0.0054976 | 0.0050444 | 0.0047864 | 0.0046898 | 0.0049538 | 0.004762 | 0.0049139 | 0.0050588 | 0.0042664 | 0.0047341 | 0.004993
Portfolio Adjusted1-in-2Size: Under 20 kWSouth of Lugo2022Typical Event Day | Portfolio Adjusted | 1-in-2 | Size: Under 20 kW | South of Lugo | 2022 | Typical Event Day | 8 | 0.85167 | 0.82462 | 0.80825 | 0.79793 | 0.79681 | 0.81541 | 0.80797 | 0.93136 | 1.2025 | 1.5574 | 1.855 | 2.062 | 2.1598 | 2.221 | 2.2513 | 2.2369 | 2.1282 | 1.8147 | 1.52 | 1.3769 | 1.3235 | 1.1457 | 0.98255 | 0.90482 | 0 | 0 | 0 | 0 | 0 | 0 | 0 | 0 | 0 | 0 | 0 | 0 | 0 | 0 | 0.0038971 | 0.011262 | 0.013683 | 0.013077 | 0 | 0 | 0 | 0 | 0 | 0 | 67.4695 | 66.8966 | 66.4215 | 65.8941 | 65.6272 | 65.346 | 65.1878 | 65.3938 | 67.4762 | 71.1871 | 75.2956 | 78.593 | 80.1705 | 81.0086 | 81.8756 | 82.3554 | 83.122 | 82.6274 | 81.4629 | 78.862 | 75.2173 | 72.5002 | 71.1584 | 70.3479 | 0.0062455 | 0.0074938 | 0.0036615 | 0.0046901 | 0.0052011 | 0.0098051 | 0.0072715 | 0.0046321 | 0.0049475 | 0.0062217 | 0.0076197 | 0.0085783 | 0.0086011 | 0.0087498 | 0.0084257 | 0.008214 | 0.0076399 | 0.0066179 | 0.0055928 | 0.005701 | 0.0062023 | 0.0051082 | 0.0053995 | 0.0055769
Portfolio Adjusted1-in-2Size: Under 20 kWSouth of Lugo2023January Monthly Peak | Portfolio Adjusted | 1-in-2 | Size: Under 20 kW | South of Lugo | 2023 | January Monthly Peak | 1 | 0.7564 | 0.75735 | 0.74192 | 0.74609 | 0.74813 | 0.78123 | 0.90089 | 0.88447 | 1.0341 | 1.2804 | 1.4311 | 1.4399 | 1.4337 | 1.4104 | 1.3971 | 1.3654 | 1.3209 | 1.3761 | 1.2992 | 1.1828 | 1.0959 | 0.95786 | 0.84772 | 0.78367 | 0 | 0 | 0 | 0 | 0 | 0 | 0 | 0 | 0 | 0 | 0 | 0 | 0 | 0 | 0.0024185 | 0.0068747 | 0.008492 | 0.0099164 | 0 | 0 | 0 | 0 | 0 | 0 | 56.7735 | 55.9853 | 55.5643 | 55.2316 | 54.007 | 53.9736 | 55.0057 | 55.3791 | 56.0674 | 57.243 | 58.713 | 59.1387 | 60.2171 | 61.205 | 61.6932 | 61.4022 | 61.8213 | 61.5857 | 60.1687 | 59.0374 | 58.5369 | 58.1793 | 57.3018 | 56.2312 | 0.0055469 | 0.0068825 | 0.003361 | 0.0043854 | 0.0048834 | 0.0093941 | 0.0081078 | 0.0043988 | 0.0042547 | 0.0051152 | 0.0058787 | 0.0059902 | 0.0057093 | 0.0055562 | 0.0052288 | 0.0050139 | 0.0047417 | 0.0050183 | 0.0047805 | 0.0048975 | 0.0051357 | 0.0042705 | 0.0046585 | 0.0048302
Portfolio Adjusted1-in-2Size: Under 20 kWSouth of Lugo2023February Monthly Peak | Portfolio Adjusted | 1-in-2 | Size: Under 20 kW | South of Lugo | 2023 | February Monthly Peak | 2 | 0.75308 | 0.75609 | 0.74331 | 0.74476 | 0.73977 | 0.77694 | 0.84564 | 0.84361 | 0.98816 | 1.2398 | 1.3964 | 1.4218 | 1.4275 | 1.4261 | 1.4148 | 1.3895 | 1.3128 | 1.2574 | 1.2993 | 1.1916 | 1.108 | 0.9684 | 0.85851 | 0.78523 | 0 | 0 | 0 | 0 | 0 | 0 | 0 | 0 | 0 | 0 | 0 | 0 | 0 | 0 | 0.0024491 | 0.0069959 | 0.0084403 | 0.009061 | 0 | 0 | 0 | 0 | 0 | 0 | 52.3393 | 51.5993 | 51.1807 | 50.706 | 50.3405 | 49.9154 | 49.4776 | 49.6156 | 51.104 | 54.8262 | 59.1468 | 63.2448 | 64.9077 | 65.7737 | 65.6867 | 64.4645 | 63.9231 | 63.6796 | 61.0269 | 59.0202 | 58.2283 | 57.2397 | 56.2201 | 55.0274 | 0.0055225 | 0.006871 | 0.0033673 | 0.0043776 | 0.0048288 | 0.0093425 | 0.0076106 | 0.0041956 | 0.0040655 | 0.004953 | 0.005736 | 0.0059149 | 0.0056847 | 0.0056183 | 0.0052951 | 0.0051023 | 0.0047128 | 0.0045855 | 0.0047808 | 0.0049339 | 0.0051924 | 0.0043175 | 0.0047178 | 0.0048398
Portfolio Adjusted1-in-2Size: Under 20 kWSouth of Lugo2023March Monthly Peak | Portfolio Adjusted | 1-in-2 | Size: Under 20 kW | South of Lugo | 2023 | March Monthly Peak | 3 | 0.76396 | 0.75679 | 0.75054 | 0.74416 | 0.73747 | 0.77696 | 0.86388 | 0.87683 | 1.0035 | 1.215 | 1.3932 | 1.439 | 1.4552 | 1.4534 | 1.4658 | 1.4624 | 1.4041 | 1.2566 | 1.178 | 1.2058 | 1.1317 | 1.0025 | 0.87081 | 0.80374 | 0 | 0 | 0 | 0 | 0 | 0 | 0 | 0 | 0 | 0 | 0 | 0 | 0 | 0 | 0.0025375 | 0.0073628 | 0.0090268 | 0.0090554 | 0 | 0 | 0 | 0 | 0 | 0 | 54.3461 | 53.2235 | 52.6558 | 52.6646 | 52.2652 | 51.7742 | 51.4359 | 51.8434 | 53.2258 | 54.8579 | 57.2295 | 59.8405 | 62.2232 | 64.0994 | 64.9716 | 65.2528 | 64.511 | 63.3187 | 60.6348 | 58.5466 | 57.7554 | 56.7641 | 55.4832 | 54.0133 | 0.0056023 | 0.0068774 | 0.0034 | 0.004374 | 0.0048138 | 0.0093428 | 0.0077747 | 0.0043608 | 0.0041285 | 0.0048539 | 0.0057229 | 0.0059868 | 0.0057952 | 0.0057256 | 0.005486 | 0.0053699 | 0.0050403 | 0.0045826 | 0.0043346 | 0.0049928 | 0.0053036 | 0.0044697 | 0.0047854 | 0.0049539
Portfolio Adjusted1-in-2Size: Under 20 kWSouth of Lugo2023April Monthly Peak | Portfolio Adjusted | 1-in-2 | Size: Under 20 kW | South of Lugo | 2023 | April Monthly Peak | 4 | 0.79051 | 0.77349 | 0.75251 | 0.74245 | 0.7355 | 0.7653 | 0.74824 | 0.80987 | 0.97269 | 1.2154 | 1.4308 | 1.5205 | 1.5767 | 1.6154 | 1.6455 | 1.6288 | 1.5682 | 1.3729 | 1.2023 | 1.2013 | 1.1976 | 1.0638 | 0.91333 | 0.83402 | 0 | 0 | 0 | 0 | 0 | 0 | 0 | 0 | 0 | 0 | 0 | 0 | 0 | 0 | 0.0028484 | 0.0082007 | 0.010082 | 0.0098936 | 0 | 0 | 0 | 0 | 0 | 0 | 60.7457 | 60.2595 | 59.6873 | 59.2912 | 58.5279 | 58.0048 | 57.6909 | 57.754 | 59.3079 | 62.4445 | 66.376 | 70.1258 | 72.8673 | 73.4091 | 73.2724 | 72.6053 | 71.0999 | 69.9309 | 68.8386 | 67.2409 | 64.9306 | 64.762 | 63.6968 | 61.544 | 0.005797 | 0.0070292 | 0.003409 | 0.004364 | 0.0048009 | 0.0092026 | 0.0067339 | 0.0040278 | 0.0040019 | 0.0048553 | 0.0058774 | 0.0063257 | 0.0062788 | 0.0063638 | 0.0061583 | 0.005981 | 0.0056295 | 0.0050068 | 0.004424 | 0.0049741 | 0.0056122 | 0.0047428 | 0.0050191 | 0.0051405
Portfolio Adjusted1-in-2Size: Under 20 kWSouth of Lugo2023May Monthly Peak | Portfolio Adjusted | 1-in-2 | Size: Under 20 kW | South of Lugo | 2023 | May Monthly Peak | 5 | 0.80432 | 0.7832 | 0.75901 | 0.74485 | 0.74294 | 0.76598 | 0.70394 | 0.79799 | 0.97958 | 1.2175 | 1.4512 | 1.5536 | 1.6097 | 1.6487 | 1.6791 | 1.6707 | 1.5855 | 1.3883 | 1.2182 | 1.1541 | 1.2125 | 1.0647 | 0.9238 | 0.85202 | 0 | 0 | 0 | 0 | 0 | 0 | 0 | 0 | 0 | 0 | 0 | 0 | 0 | 0 | 0.0029066 | 0.008412 | 0.010193 | 0.010005 | 0 | 0 | 0 | 0 | 0 | 0 | 62.7537 | 61.892 | 61.0831 | 60.6916 | 60.4584 | 59.8575 | 59.8034 | 60.3984 | 62.4095 | 65.0716 | 68.3698 | 71.9107 | 74.1225 | 74.2717 | 74.0819 | 74.3071 | 75.1138 | 75.0502 | 73.7571 | 71.3133 | 67.941 | 65.3951 | 64.5937 | 63.9044 | 0.0058983 | 0.0071174 | 0.0034384 | 0.0043781 | 0.0048494 | 0.0092107 | 0.0063352 | 0.0039688 | 0.0040302 | 0.0048639 | 0.0059613 | 0.0064634 | 0.0064105 | 0.006495 | 0.0062841 | 0.0061351 | 0.0056916 | 0.0050631 | 0.0044825 | 0.0047788 | 0.005682 | 0.004747 | 0.0050766 | 0.0052515
Portfolio Adjusted1-in-2Size: Under 20 kWSouth of Lugo2023June Monthly Peak | Portfolio Adjusted | 1-in-2 | Size: Under 20 kW | South of Lugo | 2023 | June Monthly Peak | 6 | 0.8198 | 0.79637 | 0.78357 | 0.77306 | 0.77516 | 0.78473 | 0.72378 | 0.84286 | 1.0545 | 1.3327 | 1.6199 | 1.7667 | 1.8364 | 1.8988 | 1.9231 | 1.9032 | 1.7935 | 1.5351 | 1.3278 | 1.1947 | 1.2063 | 1.0883 | 0.94762 | 0.86356 | 0 | 0 | 0 | 0 | 0 | 0 | 0 | 0 | 0 | 0 | 0 | 0 | 0 | 0 | 0.003329 | 0.0095825 | 0.011531 | 0.011063 | 0 | 0 | 0 | 0 | 0 | 0 | 64.8983 | 64.3071 | 63.5578 | 63.1632 | 62.9451 | 62.7437 | 62.5715 | 62.9429 | 65.0291 | 68.2543 | 71.1534 | 73.2713 | 73.9165 | 74.4679 | 74.7556 | 76.0206 | 77.2303 | 77.521 | 77.3002 | 74.782 | 71.8749 | 68.4642 | 66.6496 | 66.1069 | 0.0060118 | 0.007237 | 0.0035497 | 0.0045439 | 0.0050598 | 0.0094362 | 0.0065138 | 0.0041919 | 0.0043383 | 0.0053241 | 0.0066541 | 0.0073498 | 0.0073131 | 0.0074804 | 0.0071974 | 0.0069887 | 0.0064383 | 0.0055984 | 0.0048859 | 0.0049465 | 0.0056533 | 0.0048519 | 0.0052075 | 0.0053226
Portfolio Adjusted1-in-2Size: Under 20 kWSouth of Lugo2023July Monthly Peak | Portfolio Adjusted | 1-in-2 | Size: Under 20 kW | South of Lugo | 2023 | July Monthly Peak | 7 | 0.8392 | 0.81498 | 0.79569 | 0.79223 | 0.79207 | 0.8144 | 0.77614 | 0.91523 | 1.1631 | 1.4718 | 1.7602 | 1.9229 | 2.0261 | 2.0869 | 2.1168 | 2.0719 | 1.9636 | 1.6922 | 1.444 | 1.2748 | 1.2542 | 1.1246 | 0.97672 | 0.89646 | 0 | 0 | 0 | 0 | 0 | 0 | 0 | 0 | 0 | 0 | 0 | 0 | 0 | 0 | 0.0036643 | 0.010432 | 0.012624 | 0.012194 | 0 | 0 | 0 | 0 | 0 | 0 | 65.3914 | 65.2865 | 65.4081 | 65.6421 | 65.6004 | 65.3544 | 65.1834 | 65.4913 | 67.4474 | 70.3924 | 74.1442 | 77.0206 | 78.3177 | 78.9464 | 80.0978 | 80.7025 | 81.4894 | 81.3294 | 80.4844 | 77.889 | 74.0428 | 70.903 | 69.5737 | 68.7738 | 0.0061541 | 0.0074061 | 0.0036046 | 0.0046565 | 0.0051701 | 0.009793 | 0.006985 | 0.0045518 | 0.0047851 | 0.0058796 | 0.0072303 | 0.0079997 | 0.0080685 | 0.0082214 | 0.0079223 | 0.007608 | 0.0070491 | 0.0061711 | 0.0053133 | 0.0052785 | 0.0058775 | 0.0050138 | 0.0053674 | 0.0055254
Portfolio Adjusted1-in-2Size: Under 20 kWSouth of Lugo2023August Monthly Peak | Portfolio Adjusted | 1-in-2 | Size: Under 20 kW | South of Lugo | 2023 | August Monthly Peak | 8 | 0.87387 | 0.84555 | 0.82765 | 0.81809 | 0.81469 | 0.83723 | 0.83743 | 0.98042 | 1.3053 | 1.7099 | 2.0359 | 2.2769 | 2.3764 | 2.4272 | 2.4471 | 2.4292 | 2.302 | 1.9435 | 1.6206 | 1.4606 | 1.3813 | 1.1903 | 1.0162 | 0.93192 | 0 | 0 | 0 | 0 | 0 | 0 | 0 | 0 | 0 | 0 | 0 | 0 | 0 | 0 | 0.0042361 | 0.012231 | 0.0148 | 0.014005 | 0 | 0 | 0 | 0 | 0 | 0 | 71.5258 | 70.6871 | 69.9947 | 68.8946 | 68.5515 | 68.1074 | 67.8639 | 68.1901 | 70.6337 | 75.3808 | 80.6955 | 84.4186 | 85.6058 | 86.1637 | 87.178 | 87.2608 | 88.4349 | 87.3794 | 86.086 | 83.3084 | 77.9686 | 74.9429 | 73.6574 | 72.7124 | 0.0064083 | 0.007684 | 0.0037493 | 0.0048086 | 0.0053178 | 0.010067 | 0.0075367 | 0.0048761 | 0.0053701 | 0.0068308 | 0.0083628 | 0.0094724 | 0.0094636 | 0.0095621 | 0.0091585 | 0.0089201 | 0.0082637 | 0.0070876 | 0.0059632 | 0.0060478 | 0.0064734 | 0.0053068 | 0.0055842 | 0.005744
Portfolio Adjusted1-in-2Size: Under 20 kWSouth of Lugo2023September Monthly Peak | Portfolio Adjusted | 1-in-2 | Size: Under 20 kW | South of Lugo | 2023 | September Monthly Peak | 9 | 0.82312 | 0.81464 | 0.79539 | 0.78502 | 0.78922 | 0.81653 | 0.85605 | 0.9289 | 1.2095 | 1.608 | 1.8991 | 2.071 | 2.1802 | 2.216 | 2.2429 | 2.2099 | 2.0764 | 1.7539 | 1.4557 | 1.4397 | 1.2858 | 1.1126 | 0.94464 | 0.87258 | 0 | 0 | 0 | 0 | 0 | 0 | 0 | 0 | 0 | 0 | 0 | 0 | 0 | 0 | 0.0038827 | 0.011127 | 0.01335 | 0.012639 | 0 | 0 | 0 | 0 | 0 | 0 | 68.0623 | 67.3058 | 66.7256 | 65.8762 | 65.4117 | 65.1785 | 65.1325 | 64.9509 | 66.7946 | 70.7209 | 75.1893 | 79.6616 | 82.8418 | 84.4566 | 85.4711 | 85.4378 | 85.3336 | 84.2796 | 81.981 | 79.4687 | 76.9827 | 75.6907 | 74.7528 | 73.7987 | 0.0060362 | 0.0074031 | 0.0036032 | 0.0046142 | 0.0051516 | 0.0098186 | 0.0077042 | 0.0046198 | 0.0049761 | 0.0064238 | 0.0078008 | 0.0086158 | 0.0086824 | 0.00873 | 0.0083944 | 0.008115 | 0.007454 | 0.0063961 | 0.0053566 | 0.0059609 | 0.0060258 | 0.0049602 | 0.0051911 | 0.0053782
Portfolio Adjusted1-in-2Size: Under 20 kWSouth of Lugo2023October Monthly Peak | Portfolio Adjusted | 1-in-2 | Size: Under 20 kW | South of Lugo | 2023 | October Monthly Peak | 10 | 0.8023 | 0.78494 | 0.76516 | 0.7612 | 0.75832 | 0.77568 | 0.85776 | 0.88156 | 1.1054 | 1.4828 | 1.7726 | 1.9384 | 2.0304 | 2.0698 | 2.1088 | 2.0885 | 1.9631 | 1.6159 | 1.465 | 1.4069 | 1.2548 | 1.0803 | 0.91368 | 0.84367 | 0 | 0 | 0 | 0 | 0 | 0 | 0 | 0 | 0 | 0 | 0 | 0 | 0 | 0 | 0.0036504 | 0.010515 | 0.012621 | 0.011645 | 0 | 0 | 0 | 0 | 0 | 0 | 68.0821 | 67.505 | 66.5241 | 65.6308 | 65.1534 | 63.9192 | 63.412 | 63.5014 | 64.9938 | 69.6361 | 75.9936 | 81.6296 | 84.9349 | 86.547 | 88.3139 | 87.3515 | 85.8662 | 82.9839 | 80.8989 | 78.3701 | 75.9652 | 74.0677 | 72.5019 | 70.6163 | 0.0058835 | 0.0071332 | 0.0034663 | 0.0044742 | 0.0049499 | 0.0093274 | 0.0077196 | 0.0043844 | 0.0045478 | 0.0059237 | 0.0072813 | 0.0080641 | 0.0080859 | 0.0081542 | 0.0078923 | 0.0076692 | 0.007047 | 0.0058931 | 0.0053907 | 0.0058253 | 0.0058806 | 0.0048163 | 0.005021 | 0.0052
Portfolio Adjusted1-in-2Size: Under 20 kWSouth of Lugo2023November Monthly Peak | Portfolio Adjusted | 1-in-2 | Size: Under 20 kW | South of Lugo | 2023 | November Monthly Peak | 11 | 0.76696 | 0.75557 | 0.75757 | 0.75254 | 0.74603 | 0.77669 | 0.79003 | 0.81891 | 0.99332 | 1.2176 | 1.4108 | 1.4972 | 1.5223 | 1.5436 | 1.5403 | 1.5156 | 1.4519 | 1.4544 | 1.301 | 1.1812 | 1.0778 | 0.93958 | 0.8528 | 0.79436 | 0 | 0 | 0 | 0 | 0 | 0 | 0 | 0 | 0 | 0 | 0 | 0 | 0 | 0 | 0.0026663 | 0.0076311 | 0.0093345 | 0.010481 | 0 | 0 | 0 | 0 | 0 | 0 | 58.1736 | 57.1148 | 56.3696 | 55.6145 | 54.7791 | 54.2078 | 53.6337 | 53.8268 | 57.2108 | 60.4174 | 65.8819 | 71.039 | 74.8258 | 75.9411 | 75.3685 | 74.5845 | 71.9034 | 68.1727 | 64.909 | 63.6139 | 62.6247 | 61.286 | 60.2499 | 59.5574 | 0.0056243 | 0.0068663 | 0.0034319 | 0.0044232 | 0.0048696 | 0.0093395 | 0.00711 | 0.0040728 | 0.0040868 | 0.0048642 | 0.0057951 | 0.0062288 | 0.0060621 | 0.0060811 | 0.0057646 | 0.0055655 | 0.0052121 | 0.005304 | 0.0047873 | 0.0048906 | 0.0050509 | 0.004189 | 0.0046865 | 0.0048961
Portfolio Adjusted1-in-2Size: Under 20 kWSouth of Lugo2023December Monthly Peak | Portfolio Adjusted | 1-in-2 | Size: Under 20 kW | South of Lugo | 2023 | December Monthly Peak | 12 | 0.77955 | 0.7802 | 0.78041 | 0.77083 | 0.77052 | 0.82723 | 0.95038 | 0.99136 | 1.1892 | 1.4151 | 1.5395 | 1.5341 | 1.4733 | 1.3955 | 1.3478 | 1.3035 | 1.3064 | 1.3584 | 1.2941 | 1.1868 | 1.0795 | 0.95694 | 0.86148 | 0.81008 | 0 | 0 | 0 | 0 | 0 | 0 | 0 | 0 | 0 | 0 | 0 | 0 | 0 | 0 | 0.0023332 | 0.0065628 | 0.008399 | 0.0097888 | 0 | 0 | 0 | 0 | 0 | 0 | 51.3346 | 49.8503 | 47.9493 | 47.0843 | 46.2443 | 45.6099 | 45.653 | 45.3969 | 46.1574 | 49.3626 | 52.7138 | 54.7766 | 56.0727 | 56.418 | 57.2564 | 57.3393 | 56.5194 | 55.2918 | 53.9668 | 53.3717 | 52.65 | 51.4714 | 50.5117 | 49.3782 | 0.0057166 | 0.0070901 | 0.0035353 | 0.0045308 | 0.0050295 | 0.0099472 | 0.0085532 | 0.0049304 | 0.0048926 | 0.0056533 | 0.0063237 | 0.0063824 | 0.0058673 | 0.0054976 | 0.0050444 | 0.0047864 | 0.0046898 | 0.0049538 | 0.004762 | 0.0049139 | 0.0050588 | 0.0042664 | 0.0047341 | 0.004993
Portfolio Adjusted1-in-2Size: Under 20 kWSouth of Lugo2023Typical Event Day | Portfolio Adjusted | 1-in-2 | Size: Under 20 kW | South of Lugo | 2023 | Typical Event Day | 8 | 0.85167 | 0.82462 | 0.80825 | 0.79793 | 0.79681 | 0.81541 | 0.80797 | 0.93136 | 1.2025 | 1.5574 | 1.855 | 2.062 | 2.1598 | 2.221 | 2.2513 | 2.2369 | 2.1282 | 1.8147 | 1.52 | 1.3769 | 1.3235 | 1.1457 | 0.98255 | 0.90482 | 0 | 0 | 0 | 0 | 0 | 0 | 0 | 0 | 0 | 0 | 0 | 0 | 0 | 0 | 0.0038971 | 0.011262 | 0.013683 | 0.013077 | 0 | 0 | 0 | 0 | 0 | 0 | 67.4695 | 66.8966 | 66.4215 | 65.8941 | 65.6272 | 65.346 | 65.1878 | 65.3938 | 67.4762 | 71.1871 | 75.2956 | 78.593 | 80.1705 | 81.0086 | 81.8756 | 82.3554 | 83.122 | 82.6274 | 81.4629 | 78.862 | 75.2173 | 72.5002 | 71.1584 | 70.3479 | 0.0062455 | 0.0074938 | 0.0036615 | 0.0046901 | 0.0052011 | 0.0098051 | 0.0072715 | 0.0046321 | 0.0049475 | 0.0062217 | 0.0076197 | 0.0085783 | 0.0086011 | 0.0087498 | 0.0084257 | 0.008214 | 0.0076399 | 0.0066179 | 0.0055928 | 0.005701 | 0.0062023 | 0.0051082 | 0.0053995 | 0.0055769
Portfolio Adjusted1-in-2Size: Under 20 kWSouth of Lugo2024January Monthly Peak | Portfolio Adjusted | 1-in-2 | Size: Under 20 kW | South of Lugo | 2024 | January Monthly Peak | 1 | 0.7564 | 0.75735 | 0.74192 | 0.74609 | 0.74813 | 0.78123 | 0.90089 | 0.88447 | 1.0341 | 1.2804 | 1.4311 | 1.4399 | 1.4337 | 1.4104 | 1.3971 | 1.3654 | 1.3209 | 1.3761 | 1.2992 | 1.1828 | 1.0959 | 0.95786 | 0.84772 | 0.78367 | 0 | 0 | 0 | 0 | 0 | 0 | 0 | 0 | 0 | 0 | 0 | 0 | 0 | 0 | 0.0024185 | 0.0068747 | 0.008492 | 0.0099164 | 0 | 0 | 0 | 0 | 0 | 0 | 56.7735 | 55.9853 | 55.5643 | 55.2316 | 54.007 | 53.9736 | 55.0057 | 55.3791 | 56.0674 | 57.243 | 58.713 | 59.1387 | 60.2171 | 61.205 | 61.6932 | 61.4022 | 61.8213 | 61.5857 | 60.1687 | 59.0374 | 58.5369 | 58.1793 | 57.3018 | 56.2312 | 0.0055469 | 0.0068825 | 0.003361 | 0.0043854 | 0.0048834 | 0.0093941 | 0.0081078 | 0.0043988 | 0.0042547 | 0.0051152 | 0.0058787 | 0.0059902 | 0.0057093 | 0.0055562 | 0.0052288 | 0.0050139 | 0.0047417 | 0.0050183 | 0.0047805 | 0.0048975 | 0.0051357 | 0.0042705 | 0.0046585 | 0.0048302
Portfolio Adjusted1-in-2Size: Under 20 kWSouth of Lugo2024February Monthly Peak | Portfolio Adjusted | 1-in-2 | Size: Under 20 kW | South of Lugo | 2024 | February Monthly Peak | 2 | 0.75308 | 0.75609 | 0.74331 | 0.74476 | 0.73977 | 0.77694 | 0.84564 | 0.84361 | 0.98816 | 1.2398 | 1.3964 | 1.4218 | 1.4275 | 1.4261 | 1.4148 | 1.3895 | 1.3128 | 1.2574 | 1.2993 | 1.1916 | 1.108 | 0.9684 | 0.85851 | 0.78523 | 0 | 0 | 0 | 0 | 0 | 0 | 0 | 0 | 0 | 0 | 0 | 0 | 0 | 0 | 0.0024491 | 0.0069959 | 0.0084403 | 0.009061 | 0 | 0 | 0 | 0 | 0 | 0 | 52.3393 | 51.5993 | 51.1807 | 50.706 | 50.3405 | 49.9154 | 49.4776 | 49.6156 | 51.104 | 54.8262 | 59.1468 | 63.2448 | 64.9077 | 65.7737 | 65.6867 | 64.4645 | 63.9231 | 63.6796 | 61.0269 | 59.0202 | 58.2283 | 57.2397 | 56.2201 | 55.0274 | 0.0055225 | 0.006871 | 0.0033673 | 0.0043776 | 0.0048288 | 0.0093425 | 0.0076106 | 0.0041956 | 0.0040655 | 0.004953 | 0.005736 | 0.0059149 | 0.0056847 | 0.0056183 | 0.0052951 | 0.0051023 | 0.0047128 | 0.0045855 | 0.0047808 | 0.0049339 | 0.0051924 | 0.0043175 | 0.0047178 | 0.0048398
Portfolio Adjusted1-in-2Size: Under 20 kWSouth of Lugo2024March Monthly Peak | Portfolio Adjusted | 1-in-2 | Size: Under 20 kW | South of Lugo | 2024 | March Monthly Peak | 3 | 0.76396 | 0.75679 | 0.75054 | 0.74416 | 0.73747 | 0.77696 | 0.86388 | 0.87683 | 1.0035 | 1.215 | 1.3932 | 1.439 | 1.4552 | 1.4534 | 1.4658 | 1.4624 | 1.4041 | 1.2566 | 1.178 | 1.2058 | 1.1317 | 1.0025 | 0.87081 | 0.80374 | 0 | 0 | 0 | 0 | 0 | 0 | 0 | 0 | 0 | 0 | 0 | 0 | 0 | 0 | 0.0025375 | 0.0073628 | 0.0090268 | 0.0090554 | 0 | 0 | 0 | 0 | 0 | 0 | 54.3461 | 53.2235 | 52.6558 | 52.6646 | 52.2652 | 51.7742 | 51.4359 | 51.8434 | 53.2258 | 54.8579 | 57.2295 | 59.8405 | 62.2232 | 64.0994 | 64.9716 | 65.2528 | 64.511 | 63.3187 | 60.6348 | 58.5466 | 57.7554 | 56.7641 | 55.4832 | 54.0133 | 0.0056023 | 0.0068774 | 0.0034 | 0.004374 | 0.0048138 | 0.0093428 | 0.0077747 | 0.0043608 | 0.0041285 | 0.0048539 | 0.0057229 | 0.0059868 | 0.0057952 | 0.0057256 | 0.005486 | 0.0053699 | 0.0050403 | 0.0045826 | 0.0043346 | 0.0049928 | 0.0053036 | 0.0044697 | 0.0047854 | 0.0049539
Portfolio Adjusted1-in-2Size: Under 20 kWSouth of Lugo2024April Monthly Peak | Portfolio Adjusted | 1-in-2 | Size: Under 20 kW | South of Lugo | 2024 | April Monthly Peak | 4 | 0.79051 | 0.77349 | 0.75251 | 0.74245 | 0.7355 | 0.7653 | 0.74824 | 0.80987 | 0.97269 | 1.2154 | 1.4308 | 1.5205 | 1.5767 | 1.6154 | 1.6455 | 1.6288 | 1.5682 | 1.3729 | 1.2023 | 1.2013 | 1.1976 | 1.0638 | 0.91333 | 0.83402 | 0 | 0 | 0 | 0 | 0 | 0 | 0 | 0 | 0 | 0 | 0 | 0 | 0 | 0 | 0.0028484 | 0.0082007 | 0.010082 | 0.0098936 | 0 | 0 | 0 | 0 | 0 | 0 | 60.7457 | 60.2595 | 59.6873 | 59.2912 | 58.5279 | 58.0048 | 57.6909 | 57.754 | 59.3079 | 62.4445 | 66.376 | 70.1258 | 72.8673 | 73.4091 | 73.2724 | 72.6053 | 71.0999 | 69.9309 | 68.8386 | 67.2409 | 64.9306 | 64.762 | 63.6968 | 61.544 | 0.005797 | 0.0070292 | 0.003409 | 0.004364 | 0.0048009 | 0.0092026 | 0.0067339 | 0.0040278 | 0.0040019 | 0.0048553 | 0.0058774 | 0.0063257 | 0.0062788 | 0.0063638 | 0.0061583 | 0.005981 | 0.0056295 | 0.0050068 | 0.004424 | 0.0049741 | 0.0056122 | 0.0047428 | 0.0050191 | 0.0051405
Portfolio Adjusted1-in-2Size: Under 20 kWSouth of Lugo2024May Monthly Peak | Portfolio Adjusted | 1-in-2 | Size: Under 20 kW | South of Lugo | 2024 | May Monthly Peak | 5 | 0.80432 | 0.7832 | 0.75901 | 0.74485 | 0.74294 | 0.76598 | 0.70394 | 0.79799 | 0.97958 | 1.2175 | 1.4512 | 1.5536 | 1.6097 | 1.6487 | 1.6791 | 1.6707 | 1.5855 | 1.3883 | 1.2182 | 1.1541 | 1.2125 | 1.0647 | 0.9238 | 0.85202 | 0 | 0 | 0 | 0 | 0 | 0 | 0 | 0 | 0 | 0 | 0 | 0 | 0 | 0 | 0.0029066 | 0.008412 | 0.010193 | 0.010005 | 0 | 0 | 0 | 0 | 0 | 0 | 62.7537 | 61.892 | 61.0831 | 60.6916 | 60.4584 | 59.8575 | 59.8034 | 60.3984 | 62.4095 | 65.0716 | 68.3698 | 71.9107 | 74.1225 | 74.2717 | 74.0819 | 74.3071 | 75.1138 | 75.0502 | 73.7571 | 71.3133 | 67.941 | 65.3951 | 64.5937 | 63.9044 | 0.0058983 | 0.0071174 | 0.0034384 | 0.0043781 | 0.0048494 | 0.0092107 | 0.0063352 | 0.0039688 | 0.0040302 | 0.0048639 | 0.0059613 | 0.0064634 | 0.0064105 | 0.006495 | 0.0062841 | 0.0061351 | 0.0056916 | 0.0050631 | 0.0044825 | 0.0047788 | 0.005682 | 0.004747 | 0.0050766 | 0.0052515
Portfolio Adjusted1-in-2Size: Under 20 kWSouth of Lugo2024June Monthly Peak | Portfolio Adjusted | 1-in-2 | Size: Under 20 kW | South of Lugo | 2024 | June Monthly Peak | 6 | 0.8198 | 0.79637 | 0.78357 | 0.77306 | 0.77516 | 0.78473 | 0.72378 | 0.84286 | 1.0545 | 1.3327 | 1.6199 | 1.7667 | 1.8364 | 1.8988 | 1.9231 | 1.9032 | 1.7935 | 1.5351 | 1.3278 | 1.1947 | 1.2063 | 1.0883 | 0.94762 | 0.86356 | 0 | 0 | 0 | 0 | 0 | 0 | 0 | 0 | 0 | 0 | 0 | 0 | 0 | 0 | 0.003329 | 0.0095825 | 0.011531 | 0.011063 | 0 | 0 | 0 | 0 | 0 | 0 | 64.8983 | 64.3071 | 63.5578 | 63.1632 | 62.9451 | 62.7437 | 62.5715 | 62.9429 | 65.0291 | 68.2543 | 71.1534 | 73.2713 | 73.9165 | 74.4679 | 74.7556 | 76.0206 | 77.2303 | 77.521 | 77.3002 | 74.782 | 71.8749 | 68.4642 | 66.6496 | 66.1069 | 0.0060118 | 0.007237 | 0.0035497 | 0.0045439 | 0.0050598 | 0.0094362 | 0.0065138 | 0.0041919 | 0.0043383 | 0.0053241 | 0.0066541 | 0.0073498 | 0.0073131 | 0.0074804 | 0.0071974 | 0.0069887 | 0.0064383 | 0.0055984 | 0.0048859 | 0.0049465 | 0.0056533 | 0.0048519 | 0.0052075 | 0.0053226
Portfolio Adjusted1-in-2Size: Under 20 kWSouth of Lugo2024July Monthly Peak | Portfolio Adjusted | 1-in-2 | Size: Under 20 kW | South of Lugo | 2024 | July Monthly Peak | 7 | 0.8392 | 0.81498 | 0.79569 | 0.79223 | 0.79207 | 0.8144 | 0.77614 | 0.91523 | 1.1631 | 1.4718 | 1.7602 | 1.9229 | 2.0261 | 2.0869 | 2.1168 | 2.0719 | 1.9636 | 1.6922 | 1.444 | 1.2748 | 1.2542 | 1.1246 | 0.97672 | 0.89646 | 0 | 0 | 0 | 0 | 0 | 0 | 0 | 0 | 0 | 0 | 0 | 0 | 0 | 0 | 0.0036643 | 0.010432 | 0.012624 | 0.012194 | 0 | 0 | 0 | 0 | 0 | 0 | 65.3914 | 65.2865 | 65.4081 | 65.6421 | 65.6004 | 65.3544 | 65.1834 | 65.4913 | 67.4474 | 70.3924 | 74.1442 | 77.0206 | 78.3177 | 78.9464 | 80.0978 | 80.7025 | 81.4894 | 81.3294 | 80.4844 | 77.889 | 74.0428 | 70.903 | 69.5737 | 68.7738 | 0.0061541 | 0.0074061 | 0.0036046 | 0.0046565 | 0.0051701 | 0.009793 | 0.006985 | 0.0045518 | 0.0047851 | 0.0058796 | 0.0072303 | 0.0079997 | 0.0080685 | 0.0082214 | 0.0079223 | 0.007608 | 0.0070491 | 0.0061711 | 0.0053133 | 0.0052785 | 0.0058775 | 0.0050138 | 0.0053674 | 0.0055254
Portfolio Adjusted1-in-2Size: Under 20 kWSouth of Lugo2024August Monthly Peak | Portfolio Adjusted | 1-in-2 | Size: Under 20 kW | South of Lugo | 2024 | August Monthly Peak | 8 | 0.87387 | 0.84555 | 0.82765 | 0.81809 | 0.81469 | 0.83723 | 0.83743 | 0.98042 | 1.3053 | 1.7099 | 2.0359 | 2.2769 | 2.3764 | 2.4272 | 2.4471 | 2.4292 | 2.302 | 1.9435 | 1.6206 | 1.4606 | 1.3813 | 1.1903 | 1.0162 | 0.93192 | 0 | 0 | 0 | 0 | 0 | 0 | 0 | 0 | 0 | 0 | 0 | 0 | 0 | 0 | 0.0042361 | 0.012231 | 0.0148 | 0.014005 | 0 | 0 | 0 | 0 | 0 | 0 | 71.5258 | 70.6871 | 69.9947 | 68.8946 | 68.5515 | 68.1074 | 67.8639 | 68.1901 | 70.6337 | 75.3808 | 80.6955 | 84.4186 | 85.6058 | 86.1637 | 87.178 | 87.2608 | 88.4349 | 87.3794 | 86.086 | 83.3084 | 77.9686 | 74.9429 | 73.6574 | 72.7124 | 0.0064083 | 0.007684 | 0.0037493 | 0.0048086 | 0.0053178 | 0.010067 | 0.0075367 | 0.0048761 | 0.0053701 | 0.0068308 | 0.0083628 | 0.0094724 | 0.0094636 | 0.0095621 | 0.0091585 | 0.0089201 | 0.0082637 | 0.0070876 | 0.0059632 | 0.0060478 | 0.0064734 | 0.0053068 | 0.0055842 | 0.005744
Portfolio Adjusted1-in-2Size: Under 20 kWSouth of Lugo2024September Monthly Peak | Portfolio Adjusted | 1-in-2 | Size: Under 20 kW | South of Lugo | 2024 | September Monthly Peak | 9 | 0.82312 | 0.81464 | 0.79539 | 0.78502 | 0.78922 | 0.81653 | 0.85605 | 0.9289 | 1.2095 | 1.608 | 1.8991 | 2.071 | 2.1802 | 2.216 | 2.2429 | 2.2099 | 2.0764 | 1.7539 | 1.4557 | 1.4397 | 1.2858 | 1.1126 | 0.94464 | 0.87258 | 0 | 0 | 0 | 0 | 0 | 0 | 0 | 0 | 0 | 0 | 0 | 0 | 0 | 0 | 0.0038827 | 0.011127 | 0.01335 | 0.012639 | 0 | 0 | 0 | 0 | 0 | 0 | 68.0623 | 67.3058 | 66.7256 | 65.8762 | 65.4117 | 65.1785 | 65.1325 | 64.9509 | 66.7946 | 70.7209 | 75.1893 | 79.6616 | 82.8418 | 84.4566 | 85.4711 | 85.4378 | 85.3336 | 84.2796 | 81.981 | 79.4687 | 76.9827 | 75.6907 | 74.7528 | 73.7987 | 0.0060362 | 0.0074031 | 0.0036032 | 0.0046142 | 0.0051516 | 0.0098186 | 0.0077042 | 0.0046198 | 0.0049761 | 0.0064238 | 0.0078008 | 0.0086158 | 0.0086824 | 0.00873 | 0.0083944 | 0.008115 | 0.007454 | 0.0063961 | 0.0053566 | 0.0059609 | 0.0060258 | 0.0049602 | 0.0051911 | 0.0053782
Portfolio Adjusted1-in-2Size: Under 20 kWSouth of Lugo2024October Monthly Peak | Portfolio Adjusted | 1-in-2 | Size: Under 20 kW | South of Lugo | 2024 | October Monthly Peak | 10 | 0.8023 | 0.78494 | 0.76516 | 0.7612 | 0.75832 | 0.77568 | 0.85776 | 0.88156 | 1.1054 | 1.4828 | 1.7726 | 1.9384 | 2.0304 | 2.0698 | 2.1088 | 2.0885 | 1.9631 | 1.6159 | 1.465 | 1.4069 | 1.2548 | 1.0803 | 0.91368 | 0.84367 | 0 | 0 | 0 | 0 | 0 | 0 | 0 | 0 | 0 | 0 | 0 | 0 | 0 | 0 | 0.0036504 | 0.010515 | 0.012621 | 0.011645 | 0 | 0 | 0 | 0 | 0 | 0 | 68.0821 | 67.505 | 66.5241 | 65.6308 | 65.1534 | 63.9192 | 63.412 | 63.5014 | 64.9938 | 69.6361 | 75.9936 | 81.6296 | 84.9349 | 86.547 | 88.3139 | 87.3515 | 85.8662 | 82.9839 | 80.8989 | 78.3701 | 75.9652 | 74.0677 | 72.5019 | 70.6163 | 0.0058835 | 0.0071332 | 0.0034663 | 0.0044742 | 0.0049499 | 0.0093274 | 0.0077196 | 0.0043844 | 0.0045478 | 0.0059237 | 0.0072813 | 0.0080641 | 0.0080859 | 0.0081542 | 0.0078923 | 0.0076692 | 0.007047 | 0.0058931 | 0.0053907 | 0.0058253 | 0.0058806 | 0.0048163 | 0.005021 | 0.0052
Portfolio Adjusted1-in-2Size: Under 20 kWSouth of Lugo2024November Monthly Peak | Portfolio Adjusted | 1-in-2 | Size: Under 20 kW | South of Lugo | 2024 | November Monthly Peak | 11 | 0.76696 | 0.75557 | 0.75757 | 0.75254 | 0.74603 | 0.77669 | 0.79003 | 0.81891 | 0.99332 | 1.2176 | 1.4108 | 1.4972 | 1.5223 | 1.5436 | 1.5403 | 1.5156 | 1.4519 | 1.4544 | 1.301 | 1.1812 | 1.0778 | 0.93958 | 0.8528 | 0.79436 | 0 | 0 | 0 | 0 | 0 | 0 | 0 | 0 | 0 | 0 | 0 | 0 | 0 | 0 | 0.0026663 | 0.0076311 | 0.0093345 | 0.010481 | 0 | 0 | 0 | 0 | 0 | 0 | 58.1736 | 57.1148 | 56.3696 | 55.6145 | 54.7791 | 54.2078 | 53.6337 | 53.8268 | 57.2108 | 60.4174 | 65.8819 | 71.039 | 74.8258 | 75.9411 | 75.3685 | 74.5845 | 71.9034 | 68.1727 | 64.909 | 63.6139 | 62.6247 | 61.286 | 60.2499 | 59.5574 | 0.0056243 | 0.0068663 | 0.0034319 | 0.0044232 | 0.0048696 | 0.0093395 | 0.00711 | 0.0040728 | 0.0040868 | 0.0048642 | 0.0057951 | 0.0062288 | 0.0060621 | 0.0060811 | 0.0057646 | 0.0055655 | 0.0052121 | 0.005304 | 0.0047873 | 0.0048906 | 0.0050509 | 0.004189 | 0.0046865 | 0.0048961
Portfolio Adjusted1-in-2Size: Under 20 kWSouth of Lugo2024December Monthly Peak | Portfolio Adjusted | 1-in-2 | Size: Under 20 kW | South of Lugo | 2024 | December Monthly Peak | 12 | 0.77955 | 0.7802 | 0.78041 | 0.77083 | 0.77052 | 0.82723 | 0.95038 | 0.99136 | 1.1892 | 1.4151 | 1.5395 | 1.5341 | 1.4733 | 1.3955 | 1.3478 | 1.3035 | 1.3064 | 1.3584 | 1.2941 | 1.1868 | 1.0795 | 0.95694 | 0.86148 | 0.81008 | 0 | 0 | 0 | 0 | 0 | 0 | 0 | 0 | 0 | 0 | 0 | 0 | 0 | 0 | 0.0023332 | 0.0065628 | 0.008399 | 0.0097888 | 0 | 0 | 0 | 0 | 0 | 0 | 51.3346 | 49.8503 | 47.9493 | 47.0843 | 46.2443 | 45.6099 | 45.653 | 45.3969 | 46.1574 | 49.3626 | 52.7138 | 54.7766 | 56.0727 | 56.418 | 57.2564 | 57.3393 | 56.5194 | 55.2918 | 53.9668 | 53.3717 | 52.65 | 51.4714 | 50.5117 | 49.3782 | 0.0057166 | 0.0070901 | 0.0035353 | 0.0045308 | 0.0050295 | 0.0099472 | 0.0085532 | 0.0049304 | 0.0048926 | 0.0056533 | 0.0063237 | 0.0063824 | 0.0058673 | 0.0054976 | 0.0050444 | 0.0047864 | 0.0046898 | 0.0049538 | 0.004762 | 0.0049139 | 0.0050588 | 0.0042664 | 0.0047341 | 0.004993
Portfolio Adjusted1-in-2Size: Under 20 kWSouth of Lugo2024Typical Event Day | Portfolio Adjusted | 1-in-2 | Size: Under 20 kW | South of Lugo | 2024 | Typical Event Day | 8 | 0.85167 | 0.82462 | 0.80825 | 0.79793 | 0.79681 | 0.81541 | 0.80797 | 0.93136 | 1.2025 | 1.5574 | 1.855 | 2.062 | 2.1598 | 2.221 | 2.2513 | 2.2369 | 2.1282 | 1.8147 | 1.52 | 1.3769 | 1.3235 | 1.1457 | 0.98255 | 0.90482 | 0 | 0 | 0 | 0 | 0 | 0 | 0 | 0 | 0 | 0 | 0 | 0 | 0 | 0 | 0.0038971 | 0.011262 | 0.013683 | 0.013077 | 0 | 0 | 0 | 0 | 0 | 0 | 67.4695 | 66.8966 | 66.4215 | 65.8941 | 65.6272 | 65.346 | 65.1878 | 65.3938 | 67.4762 | 71.1871 | 75.2956 | 78.593 | 80.1705 | 81.0086 | 81.8756 | 82.3554 | 83.122 | 82.6274 | 81.4629 | 78.862 | 75.2173 | 72.5002 | 71.1584 | 70.3479 | 0.0062455 | 0.0074938 | 0.0036615 | 0.0046901 | 0.0052011 | 0.0098051 | 0.0072715 | 0.0046321 | 0.0049475 | 0.0062217 | 0.0076197 | 0.0085783 | 0.0086011 | 0.0087498 | 0.0084257 | 0.008214 | 0.0076399 | 0.0066179 | 0.0055928 | 0.005701 | 0.0062023 | 0.0051082 | 0.0053995 | 0.0055769
Portfolio Adjusted1-in-2Size: Under 20 kWSouth of Lugo2025January Monthly Peak | Portfolio Adjusted | 1-in-2 | Size: Under 20 kW | South of Lugo | 2025 | January Monthly Peak | 1 | 0.7564 | 0.75735 | 0.74192 | 0.74609 | 0.74813 | 0.78123 | 0.90089 | 0.88447 | 1.0341 | 1.2804 | 1.4311 | 1.4399 | 1.4337 | 1.4104 | 1.3971 | 1.3654 | 1.3209 | 1.3761 | 1.2992 | 1.1828 | 1.0959 | 0.95786 | 0.84772 | 0.78367 | 0 | 0 | 0 | 0 | 0 | 0 | 0 | 0 | 0 | 0 | 0 | 0 | 0 | 0 | 0.0024185 | 0.0068747 | 0.008492 | 0.0099164 | 0 | 0 | 0 | 0 | 0 | 0 | 56.7735 | 55.9853 | 55.5643 | 55.2316 | 54.007 | 53.9736 | 55.0057 | 55.3791 | 56.0674 | 57.243 | 58.713 | 59.1387 | 60.2171 | 61.205 | 61.6932 | 61.4022 | 61.8213 | 61.5857 | 60.1687 | 59.0374 | 58.5369 | 58.1793 | 57.3018 | 56.2312 | 0.0055469 | 0.0068825 | 0.003361 | 0.0043854 | 0.0048834 | 0.0093941 | 0.0081078 | 0.0043988 | 0.0042547 | 0.0051152 | 0.0058787 | 0.0059902 | 0.0057093 | 0.0055562 | 0.0052288 | 0.0050139 | 0.0047417 | 0.0050183 | 0.0047805 | 0.0048975 | 0.0051357 | 0.0042705 | 0.0046585 | 0.0048302
Portfolio Adjusted1-in-2Size: Under 20 kWSouth of Lugo2025February Monthly Peak | Portfolio Adjusted | 1-in-2 | Size: Under 20 kW | South of Lugo | 2025 | February Monthly Peak | 2 | 0.75308 | 0.75609 | 0.74331 | 0.74476 | 0.73977 | 0.77694 | 0.84564 | 0.84361 | 0.98816 | 1.2398 | 1.3964 | 1.4218 | 1.4275 | 1.4261 | 1.4148 | 1.3895 | 1.3128 | 1.2574 | 1.2993 | 1.1916 | 1.108 | 0.9684 | 0.85851 | 0.78523 | 0 | 0 | 0 | 0 | 0 | 0 | 0 | 0 | 0 | 0 | 0 | 0 | 0 | 0 | 0.0024491 | 0.0069959 | 0.0084403 | 0.009061 | 0 | 0 | 0 | 0 | 0 | 0 | 52.3393 | 51.5993 | 51.1807 | 50.706 | 50.3405 | 49.9154 | 49.4776 | 49.6156 | 51.104 | 54.8262 | 59.1468 | 63.2448 | 64.9077 | 65.7737 | 65.6867 | 64.4645 | 63.9231 | 63.6796 | 61.0269 | 59.0202 | 58.2283 | 57.2397 | 56.2201 | 55.0274 | 0.0055225 | 0.006871 | 0.0033673 | 0.0043776 | 0.0048288 | 0.0093425 | 0.0076106 | 0.0041956 | 0.0040655 | 0.004953 | 0.005736 | 0.0059149 | 0.0056847 | 0.0056183 | 0.0052951 | 0.0051023 | 0.0047128 | 0.0045855 | 0.0047808 | 0.0049339 | 0.0051924 | 0.0043175 | 0.0047178 | 0.0048398
Portfolio Adjusted1-in-2Size: Under 20 kWSouth of Lugo2025March Monthly Peak | Portfolio Adjusted | 1-in-2 | Size: Under 20 kW | South of Lugo | 2025 | March Monthly Peak | 3 | 0.76396 | 0.75679 | 0.75054 | 0.74416 | 0.73747 | 0.77696 | 0.86388 | 0.87683 | 1.0035 | 1.215 | 1.3932 | 1.439 | 1.4552 | 1.4534 | 1.4658 | 1.4624 | 1.4041 | 1.2566 | 1.178 | 1.2058 | 1.1317 | 1.0025 | 0.87081 | 0.80374 | 0 | 0 | 0 | 0 | 0 | 0 | 0 | 0 | 0 | 0 | 0 | 0 | 0 | 0 | 0.0025375 | 0.0073628 | 0.0090268 | 0.0090554 | 0 | 0 | 0 | 0 | 0 | 0 | 54.3461 | 53.2235 | 52.6558 | 52.6646 | 52.2652 | 51.7742 | 51.4359 | 51.8434 | 53.2258 | 54.8579 | 57.2295 | 59.8405 | 62.2232 | 64.0994 | 64.9716 | 65.2528 | 64.511 | 63.3187 | 60.6348 | 58.5466 | 57.7554 | 56.7641 | 55.4832 | 54.0133 | 0.0056023 | 0.0068774 | 0.0034 | 0.004374 | 0.0048138 | 0.0093428 | 0.0077747 | 0.0043608 | 0.0041285 | 0.0048539 | 0.0057229 | 0.0059868 | 0.0057952 | 0.0057256 | 0.005486 | 0.0053699 | 0.0050403 | 0.0045826 | 0.0043346 | 0.0049928 | 0.0053036 | 0.0044697 | 0.0047854 | 0.0049539
Portfolio Adjusted1-in-2Size: Under 20 kWSouth of Lugo2025April Monthly Peak | Portfolio Adjusted | 1-in-2 | Size: Under 20 kW | South of Lugo | 2025 | April Monthly Peak | 4 | 0.79051 | 0.77349 | 0.75251 | 0.74245 | 0.7355 | 0.7653 | 0.74824 | 0.80987 | 0.97269 | 1.2154 | 1.4308 | 1.5205 | 1.5767 | 1.6154 | 1.6455 | 1.6288 | 1.5682 | 1.3729 | 1.2023 | 1.2013 | 1.1976 | 1.0638 | 0.91333 | 0.83402 | 0 | 0 | 0 | 0 | 0 | 0 | 0 | 0 | 0 | 0 | 0 | 0 | 0 | 0 | 0.0028484 | 0.0082007 | 0.010082 | 0.0098936 | 0 | 0 | 0 | 0 | 0 | 0 | 60.7457 | 60.2595 | 59.6873 | 59.2912 | 58.5279 | 58.0048 | 57.6909 | 57.754 | 59.3079 | 62.4445 | 66.376 | 70.1258 | 72.8673 | 73.4091 | 73.2724 | 72.6053 | 71.0999 | 69.9309 | 68.8386 | 67.2409 | 64.9306 | 64.762 | 63.6968 | 61.544 | 0.005797 | 0.0070292 | 0.003409 | 0.004364 | 0.0048009 | 0.0092026 | 0.0067339 | 0.0040278 | 0.0040019 | 0.0048553 | 0.0058774 | 0.0063257 | 0.0062788 | 0.0063638 | 0.0061583 | 0.005981 | 0.0056295 | 0.0050068 | 0.004424 | 0.0049741 | 0.0056122 | 0.0047428 | 0.0050191 | 0.0051405
Portfolio Adjusted1-in-2Size: Under 20 kWSouth of Lugo2025May Monthly Peak | Portfolio Adjusted | 1-in-2 | Size: Under 20 kW | South of Lugo | 2025 | May Monthly Peak | 5 | 0.80432 | 0.7832 | 0.75901 | 0.74485 | 0.74294 | 0.76598 | 0.70394 | 0.79799 | 0.97958 | 1.2175 | 1.4512 | 1.5536 | 1.6097 | 1.6487 | 1.6791 | 1.6707 | 1.5855 | 1.3883 | 1.2182 | 1.1541 | 1.2125 | 1.0647 | 0.9238 | 0.85202 | 0 | 0 | 0 | 0 | 0 | 0 | 0 | 0 | 0 | 0 | 0 | 0 | 0 | 0 | 0.0029066 | 0.008412 | 0.010193 | 0.010005 | 0 | 0 | 0 | 0 | 0 | 0 | 62.7537 | 61.892 | 61.0831 | 60.6916 | 60.4584 | 59.8575 | 59.8034 | 60.3984 | 62.4095 | 65.0716 | 68.3698 | 71.9107 | 74.1225 | 74.2717 | 74.0819 | 74.3071 | 75.1138 | 75.0502 | 73.7571 | 71.3133 | 67.941 | 65.3951 | 64.5937 | 63.9044 | 0.0058983 | 0.0071174 | 0.0034384 | 0.0043781 | 0.0048494 | 0.0092107 | 0.0063352 | 0.0039688 | 0.0040302 | 0.0048639 | 0.0059613 | 0.0064634 | 0.0064105 | 0.006495 | 0.0062841 | 0.0061351 | 0.0056916 | 0.0050631 | 0.0044825 | 0.0047788 | 0.005682 | 0.004747 | 0.0050766 | 0.0052515
Portfolio Adjusted1-in-2Size: Under 20 kWSouth of Lugo2025June Monthly Peak | Portfolio Adjusted | 1-in-2 | Size: Under 20 kW | South of Lugo | 2025 | June Monthly Peak | 6 | 0.8198 | 0.79637 | 0.78357 | 0.77306 | 0.77516 | 0.78473 | 0.72378 | 0.84286 | 1.0545 | 1.3327 | 1.6199 | 1.7667 | 1.8364 | 1.8988 | 1.9231 | 1.9032 | 1.7935 | 1.5351 | 1.3278 | 1.1947 | 1.2063 | 1.0883 | 0.94762 | 0.86356 | 0 | 0 | 0 | 0 | 0 | 0 | 0 | 0 | 0 | 0 | 0 | 0 | 0 | 0 | 0.003329 | 0.0095825 | 0.011531 | 0.011063 | 0 | 0 | 0 | 0 | 0 | 0 | 64.8983 | 64.3071 | 63.5578 | 63.1632 | 62.9451 | 62.7437 | 62.5715 | 62.9429 | 65.0291 | 68.2543 | 71.1534 | 73.2713 | 73.9165 | 74.4679 | 74.7556 | 76.0206 | 77.2303 | 77.521 | 77.3002 | 74.782 | 71.8749 | 68.4642 | 66.6496 | 66.1069 | 0.0060118 | 0.007237 | 0.0035497 | 0.0045439 | 0.0050598 | 0.0094362 | 0.0065138 | 0.0041919 | 0.0043383 | 0.0053241 | 0.0066541 | 0.0073498 | 0.0073131 | 0.0074804 | 0.0071974 | 0.0069887 | 0.0064383 | 0.0055984 | 0.0048859 | 0.0049465 | 0.0056533 | 0.0048519 | 0.0052075 | 0.0053226
Portfolio Adjusted1-in-2Size: Under 20 kWSouth of Lugo2025July Monthly Peak | Portfolio Adjusted | 1-in-2 | Size: Under 20 kW | South of Lugo | 2025 | July Monthly Peak | 7 | 0.8392 | 0.81498 | 0.79569 | 0.79223 | 0.79207 | 0.8144 | 0.77614 | 0.91523 | 1.1631 | 1.4718 | 1.7602 | 1.9229 | 2.0261 | 2.0869 | 2.1168 | 2.0719 | 1.9636 | 1.6922 | 1.444 | 1.2748 | 1.2542 | 1.1246 | 0.97672 | 0.89646 | 0 | 0 | 0 | 0 | 0 | 0 | 0 | 0 | 0 | 0 | 0 | 0 | 0 | 0 | 0.0036643 | 0.010432 | 0.012624 | 0.012194 | 0 | 0 | 0 | 0 | 0 | 0 | 65.3914 | 65.2865 | 65.4081 | 65.6421 | 65.6004 | 65.3544 | 65.1834 | 65.4913 | 67.4474 | 70.3924 | 74.1442 | 77.0206 | 78.3177 | 78.9464 | 80.0978 | 80.7025 | 81.4894 | 81.3294 | 80.4844 | 77.889 | 74.0428 | 70.903 | 69.5737 | 68.7738 | 0.0061541 | 0.0074061 | 0.0036046 | 0.0046565 | 0.0051701 | 0.009793 | 0.006985 | 0.0045518 | 0.0047851 | 0.0058796 | 0.0072303 | 0.0079997 | 0.0080685 | 0.0082214 | 0.0079223 | 0.007608 | 0.0070491 | 0.0061711 | 0.0053133 | 0.0052785 | 0.0058775 | 0.0050138 | 0.0053674 | 0.0055254
Portfolio Adjusted1-in-2Size: Under 20 kWSouth of Lugo2025August Monthly Peak | Portfolio Adjusted | 1-in-2 | Size: Under 20 kW | South of Lugo | 2025 | August Monthly Peak | 8 | 0.87387 | 0.84555 | 0.82765 | 0.81809 | 0.81469 | 0.83723 | 0.83743 | 0.98042 | 1.3053 | 1.7099 | 2.0359 | 2.2769 | 2.3764 | 2.4272 | 2.4471 | 2.4292 | 2.302 | 1.9435 | 1.6206 | 1.4606 | 1.3813 | 1.1903 | 1.0162 | 0.93192 | 0 | 0 | 0 | 0 | 0 | 0 | 0 | 0 | 0 | 0 | 0 | 0 | 0 | 0 | 0.0042361 | 0.012231 | 0.0148 | 0.014005 | 0 | 0 | 0 | 0 | 0 | 0 | 71.5258 | 70.6871 | 69.9947 | 68.8946 | 68.5515 | 68.1074 | 67.8639 | 68.1901 | 70.6337 | 75.3808 | 80.6955 | 84.4186 | 85.6058 | 86.1637 | 87.178 | 87.2608 | 88.4349 | 87.3794 | 86.086 | 83.3084 | 77.9686 | 74.9429 | 73.6574 | 72.7124 | 0.0064083 | 0.007684 | 0.0037493 | 0.0048086 | 0.0053178 | 0.010067 | 0.0075367 | 0.0048761 | 0.0053701 | 0.0068308 | 0.0083628 | 0.0094724 | 0.0094636 | 0.0095621 | 0.0091585 | 0.0089201 | 0.0082637 | 0.0070876 | 0.0059632 | 0.0060478 | 0.0064734 | 0.0053068 | 0.0055842 | 0.005744
Portfolio Adjusted1-in-2Size: Under 20 kWSouth of Lugo2025September Monthly Peak | Portfolio Adjusted | 1-in-2 | Size: Under 20 kW | South of Lugo | 2025 | September Monthly Peak | 9 | 0.82312 | 0.81464 | 0.79539 | 0.78502 | 0.78922 | 0.81653 | 0.85605 | 0.9289 | 1.2095 | 1.608 | 1.8991 | 2.071 | 2.1802 | 2.216 | 2.2429 | 2.2099 | 2.0764 | 1.7539 | 1.4557 | 1.4397 | 1.2858 | 1.1126 | 0.94464 | 0.87258 | 0 | 0 | 0 | 0 | 0 | 0 | 0 | 0 | 0 | 0 | 0 | 0 | 0 | 0 | 0.0038827 | 0.011127 | 0.01335 | 0.012639 | 0 | 0 | 0 | 0 | 0 | 0 | 68.0623 | 67.3058 | 66.7256 | 65.8762 | 65.4117 | 65.1785 | 65.1325 | 64.9509 | 66.7946 | 70.7209 | 75.1893 | 79.6616 | 82.8418 | 84.4566 | 85.4711 | 85.4378 | 85.3336 | 84.2796 | 81.981 | 79.4687 | 76.9827 | 75.6907 | 74.7528 | 73.7987 | 0.0060362 | 0.0074031 | 0.0036032 | 0.0046142 | 0.0051516 | 0.0098186 | 0.0077042 | 0.0046198 | 0.0049761 | 0.0064238 | 0.0078008 | 0.0086158 | 0.0086824 | 0.00873 | 0.0083944 | 0.008115 | 0.007454 | 0.0063961 | 0.0053566 | 0.0059609 | 0.0060258 | 0.0049602 | 0.0051911 | 0.0053782
Portfolio Adjusted1-in-2Size: Under 20 kWSouth of Lugo2025October Monthly Peak | Portfolio Adjusted | 1-in-2 | Size: Under 20 kW | South of Lugo | 2025 | October Monthly Peak | 10 | 0.8023 | 0.78494 | 0.76516 | 0.7612 | 0.75832 | 0.77568 | 0.85776 | 0.88156 | 1.1054 | 1.4828 | 1.7726 | 1.9384 | 2.0304 | 2.0698 | 2.1088 | 2.0885 | 1.9631 | 1.6159 | 1.465 | 1.4069 | 1.2548 | 1.0803 | 0.91368 | 0.84367 | 0 | 0 | 0 | 0 | 0 | 0 | 0 | 0 | 0 | 0 | 0 | 0 | 0 | 0 | 0.0036504 | 0.010515 | 0.012621 | 0.011645 | 0 | 0 | 0 | 0 | 0 | 0 | 68.0821 | 67.505 | 66.5241 | 65.6308 | 65.1534 | 63.9192 | 63.412 | 63.5014 | 64.9938 | 69.6361 | 75.9936 | 81.6296 | 84.9349 | 86.547 | 88.3139 | 87.3515 | 85.8662 | 82.9839 | 80.8989 | 78.3701 | 75.9652 | 74.0677 | 72.5019 | 70.6163 | 0.0058835 | 0.0071332 | 0.0034663 | 0.0044742 | 0.0049499 | 0.0093274 | 0.0077196 | 0.0043844 | 0.0045478 | 0.0059237 | 0.0072813 | 0.0080641 | 0.0080859 | 0.0081542 | 0.0078923 | 0.0076692 | 0.007047 | 0.0058931 | 0.0053907 | 0.0058253 | 0.0058806 | 0.0048163 | 0.005021 | 0.0052
Portfolio Adjusted1-in-2Size: Under 20 kWSouth of Lugo2025November Monthly Peak | Portfolio Adjusted | 1-in-2 | Size: Under 20 kW | South of Lugo | 2025 | November Monthly Peak | 11 | 0.76696 | 0.75557 | 0.75757 | 0.75254 | 0.74603 | 0.77669 | 0.79003 | 0.81891 | 0.99332 | 1.2176 | 1.4108 | 1.4972 | 1.5223 | 1.5436 | 1.5403 | 1.5156 | 1.4519 | 1.4544 | 1.301 | 1.1812 | 1.0778 | 0.93958 | 0.8528 | 0.79436 | 0 | 0 | 0 | 0 | 0 | 0 | 0 | 0 | 0 | 0 | 0 | 0 | 0 | 0 | 0.0026663 | 0.0076311 | 0.0093345 | 0.010481 | 0 | 0 | 0 | 0 | 0 | 0 | 58.1736 | 57.1148 | 56.3696 | 55.6145 | 54.7791 | 54.2078 | 53.6337 | 53.8268 | 57.2108 | 60.4174 | 65.8819 | 71.039 | 74.8258 | 75.9411 | 75.3685 | 74.5845 | 71.9034 | 68.1727 | 64.909 | 63.6139 | 62.6247 | 61.286 | 60.2499 | 59.5574 | 0.0056243 | 0.0068663 | 0.0034319 | 0.0044232 | 0.0048696 | 0.0093395 | 0.00711 | 0.0040728 | 0.0040868 | 0.0048642 | 0.0057951 | 0.0062288 | 0.0060621 | 0.0060811 | 0.0057646 | 0.0055655 | 0.0052121 | 0.005304 | 0.0047873 | 0.0048906 | 0.0050509 | 0.004189 | 0.0046865 | 0.0048961
Portfolio Adjusted1-in-2Size: Under 20 kWSouth of Lugo2025December Monthly Peak | Portfolio Adjusted | 1-in-2 | Size: Under 20 kW | South of Lugo | 2025 | December Monthly Peak | 12 | 0.77955 | 0.7802 | 0.78041 | 0.77083 | 0.77052 | 0.82723 | 0.95038 | 0.99136 | 1.1892 | 1.4151 | 1.5395 | 1.5341 | 1.4733 | 1.3955 | 1.3478 | 1.3035 | 1.3064 | 1.3584 | 1.2941 | 1.1868 | 1.0795 | 0.95694 | 0.86148 | 0.81008 | 0 | 0 | 0 | 0 | 0 | 0 | 0 | 0 | 0 | 0 | 0 | 0 | 0 | 0 | 0.0023332 | 0.0065628 | 0.008399 | 0.0097888 | 0 | 0 | 0 | 0 | 0 | 0 | 51.3346 | 49.8503 | 47.9493 | 47.0843 | 46.2443 | 45.6099 | 45.653 | 45.3969 | 46.1574 | 49.3626 | 52.7138 | 54.7766 | 56.0727 | 56.418 | 57.2564 | 57.3393 | 56.5194 | 55.2918 | 53.9668 | 53.3717 | 52.65 | 51.4714 | 50.5117 | 49.3782 | 0.0057166 | 0.0070901 | 0.0035353 | 0.0045308 | 0.0050295 | 0.0099472 | 0.0085532 | 0.0049304 | 0.0048926 | 0.0056533 | 0.0063237 | 0.0063824 | 0.0058673 | 0.0054976 | 0.0050444 | 0.0047864 | 0.0046898 | 0.0049538 | 0.004762 | 0.0049139 | 0.0050588 | 0.0042664 | 0.0047341 | 0.004993
Portfolio Adjusted1-in-2Size: Under 20 kWSouth of Lugo2025Typical Event Day | Portfolio Adjusted | 1-in-2 | Size: Under 20 kW | South of Lugo | 2025 | Typical Event Day | 8 | 0.85167 | 0.82462 | 0.80825 | 0.79793 | 0.79681 | 0.81541 | 0.80797 | 0.93136 | 1.2025 | 1.5574 | 1.855 | 2.062 | 2.1598 | 2.221 | 2.2513 | 2.2369 | 2.1282 | 1.8147 | 1.52 | 1.3769 | 1.3235 | 1.1457 | 0.98255 | 0.90482 | 0 | 0 | 0 | 0 | 0 | 0 | 0 | 0 | 0 | 0 | 0 | 0 | 0 | 0 | 0.0038971 | 0.011262 | 0.013683 | 0.013077 | 0 | 0 | 0 | 0 | 0 | 0 | 67.4695 | 66.8966 | 66.4215 | 65.8941 | 65.6272 | 65.346 | 65.1878 | 65.3938 | 67.4762 | 71.1871 | 75.2956 | 78.593 | 80.1705 | 81.0086 | 81.8756 | 82.3554 | 83.122 | 82.6274 | 81.4629 | 78.862 | 75.2173 | 72.5002 | 71.1584 | 70.3479 | 0.0062455 | 0.0074938 | 0.0036615 | 0.0046901 | 0.0052011 | 0.0098051 | 0.0072715 | 0.0046321 | 0.0049475 | 0.0062217 | 0.0076197 | 0.0085783 | 0.0086011 | 0.0087498 | 0.0084257 | 0.008214 | 0.0076399 | 0.0066179 | 0.0055928 | 0.005701 | 0.0062023 | 0.0051082 | 0.0053995 | 0.0055769
Portfolio Adjusted1-in-2Size: Under 20 kWSouth of Lugo2026January Monthly Peak | Portfolio Adjusted | 1-in-2 | Size: Under 20 kW | South of Lugo | 2026 | January Monthly Peak | 1 | 0.7564 | 0.75735 | 0.74192 | 0.74609 | 0.74813 | 0.78123 | 0.90089 | 0.88447 | 1.0341 | 1.2804 | 1.4311 | 1.4399 | 1.4337 | 1.4104 | 1.3971 | 1.3654 | 1.3209 | 1.3761 | 1.2992 | 1.1828 | 1.0959 | 0.95786 | 0.84772 | 0.78367 | 0 | 0 | 0 | 0 | 0 | 0 | 0 | 0 | 0 | 0 | 0 | 0 | 0 | 0 | 0.0024185 | 0.0068747 | 0.008492 | 0.0099164 | 0 | 0 | 0 | 0 | 0 | 0 | 56.7735 | 55.9853 | 55.5643 | 55.2316 | 54.007 | 53.9736 | 55.0057 | 55.3791 | 56.0674 | 57.243 | 58.713 | 59.1387 | 60.2171 | 61.205 | 61.6932 | 61.4022 | 61.8213 | 61.5857 | 60.1687 | 59.0374 | 58.5369 | 58.1793 | 57.3018 | 56.2312 | 0.0055469 | 0.0068825 | 0.003361 | 0.0043854 | 0.0048834 | 0.0093941 | 0.0081078 | 0.0043988 | 0.0042547 | 0.0051152 | 0.0058787 | 0.0059902 | 0.0057093 | 0.0055562 | 0.0052288 | 0.0050139 | 0.0047417 | 0.0050183 | 0.0047805 | 0.0048975 | 0.0051357 | 0.0042705 | 0.0046585 | 0.0048302
Portfolio Adjusted1-in-2Size: Under 20 kWSouth of Lugo2026February Monthly Peak | Portfolio Adjusted | 1-in-2 | Size: Under 20 kW | South of Lugo | 2026 | February Monthly Peak | 2 | 0.75308 | 0.75609 | 0.74331 | 0.74476 | 0.73977 | 0.77694 | 0.84564 | 0.84361 | 0.98816 | 1.2398 | 1.3964 | 1.4218 | 1.4275 | 1.4261 | 1.4148 | 1.3895 | 1.3128 | 1.2574 | 1.2993 | 1.1916 | 1.108 | 0.9684 | 0.85851 | 0.78523 | 0 | 0 | 0 | 0 | 0 | 0 | 0 | 0 | 0 | 0 | 0 | 0 | 0 | 0 | 0.0024491 | 0.0069959 | 0.0084403 | 0.009061 | 0 | 0 | 0 | 0 | 0 | 0 | 52.3393 | 51.5993 | 51.1807 | 50.706 | 50.3405 | 49.9154 | 49.4776 | 49.6156 | 51.104 | 54.8262 | 59.1468 | 63.2448 | 64.9077 | 65.7737 | 65.6867 | 64.4645 | 63.9231 | 63.6796 | 61.0269 | 59.0202 | 58.2283 | 57.2397 | 56.2201 | 55.0274 | 0.0055225 | 0.006871 | 0.0033673 | 0.0043776 | 0.0048288 | 0.0093425 | 0.0076106 | 0.0041956 | 0.0040655 | 0.004953 | 0.005736 | 0.0059149 | 0.0056847 | 0.0056183 | 0.0052951 | 0.0051023 | 0.0047128 | 0.0045855 | 0.0047808 | 0.0049339 | 0.0051924 | 0.0043175 | 0.0047178 | 0.0048398
Portfolio Adjusted1-in-2Size: Under 20 kWSouth of Lugo2026March Monthly Peak | Portfolio Adjusted | 1-in-2 | Size: Under 20 kW | South of Lugo | 2026 | March Monthly Peak | 3 | 0.76396 | 0.75679 | 0.75054 | 0.74416 | 0.73747 | 0.77696 | 0.86388 | 0.87683 | 1.0035 | 1.215 | 1.3932 | 1.439 | 1.4552 | 1.4534 | 1.4658 | 1.4624 | 1.4041 | 1.2566 | 1.178 | 1.2058 | 1.1317 | 1.0025 | 0.87081 | 0.80374 | 0 | 0 | 0 | 0 | 0 | 0 | 0 | 0 | 0 | 0 | 0 | 0 | 0 | 0 | 0.0025375 | 0.0073628 | 0.0090268 | 0.0090554 | 0 | 0 | 0 | 0 | 0 | 0 | 54.3461 | 53.2235 | 52.6558 | 52.6646 | 52.2652 | 51.7742 | 51.4359 | 51.8434 | 53.2258 | 54.8579 | 57.2295 | 59.8405 | 62.2232 | 64.0994 | 64.9716 | 65.2528 | 64.511 | 63.3187 | 60.6348 | 58.5466 | 57.7554 | 56.7641 | 55.4832 | 54.0133 | 0.0056023 | 0.0068774 | 0.0034 | 0.004374 | 0.0048138 | 0.0093428 | 0.0077747 | 0.0043608 | 0.0041285 | 0.0048539 | 0.0057229 | 0.0059868 | 0.0057952 | 0.0057256 | 0.005486 | 0.0053699 | 0.0050403 | 0.0045826 | 0.0043346 | 0.0049928 | 0.0053036 | 0.0044697 | 0.0047854 | 0.0049539
Portfolio Adjusted1-in-2Size: Under 20 kWSouth of Lugo2026April Monthly Peak | Portfolio Adjusted | 1-in-2 | Size: Under 20 kW | South of Lugo | 2026 | April Monthly Peak | 4 | 0.79051 | 0.77349 | 0.75251 | 0.74245 | 0.7355 | 0.7653 | 0.74824 | 0.80987 | 0.97269 | 1.2154 | 1.4308 | 1.5205 | 1.5767 | 1.6154 | 1.6455 | 1.6288 | 1.5682 | 1.3729 | 1.2023 | 1.2013 | 1.1976 | 1.0638 | 0.91333 | 0.83402 | 0 | 0 | 0 | 0 | 0 | 0 | 0 | 0 | 0 | 0 | 0 | 0 | 0 | 0 | 0.0028484 | 0.0082007 | 0.010082 | 0.0098936 | 0 | 0 | 0 | 0 | 0 | 0 | 60.7457 | 60.2595 | 59.6873 | 59.2912 | 58.5279 | 58.0048 | 57.6909 | 57.754 | 59.3079 | 62.4445 | 66.376 | 70.1258 | 72.8673 | 73.4091 | 73.2724 | 72.6053 | 71.0999 | 69.9309 | 68.8386 | 67.2409 | 64.9306 | 64.762 | 63.6968 | 61.544 | 0.005797 | 0.0070292 | 0.003409 | 0.004364 | 0.0048009 | 0.0092026 | 0.0067339 | 0.0040278 | 0.0040019 | 0.0048553 | 0.0058774 | 0.0063257 | 0.0062788 | 0.0063638 | 0.0061583 | 0.005981 | 0.0056295 | 0.0050068 | 0.004424 | 0.0049741 | 0.0056122 | 0.0047428 | 0.0050191 | 0.0051405
Portfolio Adjusted1-in-2Size: Under 20 kWSouth of Lugo2026May Monthly Peak | Portfolio Adjusted | 1-in-2 | Size: Under 20 kW | South of Lugo | 2026 | May Monthly Peak | 5 | 0.80432 | 0.7832 | 0.75901 | 0.74485 | 0.74294 | 0.76598 | 0.70394 | 0.79799 | 0.97958 | 1.2175 | 1.4512 | 1.5536 | 1.6097 | 1.6487 | 1.6791 | 1.6707 | 1.5855 | 1.3883 | 1.2182 | 1.1541 | 1.2125 | 1.0647 | 0.9238 | 0.85202 | 0 | 0 | 0 | 0 | 0 | 0 | 0 | 0 | 0 | 0 | 0 | 0 | 0 | 0 | 0.0029066 | 0.008412 | 0.010193 | 0.010005 | 0 | 0 | 0 | 0 | 0 | 0 | 62.7537 | 61.892 | 61.0831 | 60.6916 | 60.4584 | 59.8575 | 59.8034 | 60.3984 | 62.4095 | 65.0716 | 68.3698 | 71.9107 | 74.1225 | 74.2717 | 74.0819 | 74.3071 | 75.1138 | 75.0502 | 73.7571 | 71.3133 | 67.941 | 65.3951 | 64.5937 | 63.9044 | 0.0058983 | 0.0071174 | 0.0034384 | 0.0043781 | 0.0048494 | 0.0092107 | 0.0063352 | 0.0039688 | 0.0040302 | 0.0048639 | 0.0059613 | 0.0064634 | 0.0064105 | 0.006495 | 0.0062841 | 0.0061351 | 0.0056916 | 0.0050631 | 0.0044825 | 0.0047788 | 0.005682 | 0.004747 | 0.0050766 | 0.0052515
Portfolio Adjusted1-in-2Size: Under 20 kWSouth of Lugo2026June Monthly Peak | Portfolio Adjusted | 1-in-2 | Size: Under 20 kW | South of Lugo | 2026 | June Monthly Peak | 6 | 0.8198 | 0.79637 | 0.78357 | 0.77306 | 0.77516 | 0.78473 | 0.72378 | 0.84286 | 1.0545 | 1.3327 | 1.6199 | 1.7667 | 1.8364 | 1.8988 | 1.9231 | 1.9032 | 1.7935 | 1.5351 | 1.3278 | 1.1947 | 1.2063 | 1.0883 | 0.94762 | 0.86356 | 0 | 0 | 0 | 0 | 0 | 0 | 0 | 0 | 0 | 0 | 0 | 0 | 0 | 0 | 0.003329 | 0.0095825 | 0.011531 | 0.011063 | 0 | 0 | 0 | 0 | 0 | 0 | 64.8983 | 64.3071 | 63.5578 | 63.1632 | 62.9451 | 62.7437 | 62.5715 | 62.9429 | 65.0291 | 68.2543 | 71.1534 | 73.2713 | 73.9165 | 74.4679 | 74.7556 | 76.0206 | 77.2303 | 77.521 | 77.3002 | 74.782 | 71.8749 | 68.4642 | 66.6496 | 66.1069 | 0.0060118 | 0.007237 | 0.0035497 | 0.0045439 | 0.0050598 | 0.0094362 | 0.0065138 | 0.0041919 | 0.0043383 | 0.0053241 | 0.0066541 | 0.0073498 | 0.0073131 | 0.0074804 | 0.0071974 | 0.0069887 | 0.0064383 | 0.0055984 | 0.0048859 | 0.0049465 | 0.0056533 | 0.0048519 | 0.0052075 | 0.0053226
Portfolio Adjusted1-in-2Size: Under 20 kWSouth of Lugo2026July Monthly Peak | Portfolio Adjusted | 1-in-2 | Size: Under 20 kW | South of Lugo | 2026 | July Monthly Peak | 7 | 0.8392 | 0.81498 | 0.79569 | 0.79223 | 0.79207 | 0.8144 | 0.77614 | 0.91523 | 1.1631 | 1.4718 | 1.7602 | 1.9229 | 2.0261 | 2.0869 | 2.1168 | 2.0719 | 1.9636 | 1.6922 | 1.444 | 1.2748 | 1.2542 | 1.1246 | 0.97672 | 0.89646 | 0 | 0 | 0 | 0 | 0 | 0 | 0 | 0 | 0 | 0 | 0 | 0 | 0 | 0 | 0.0036643 | 0.010432 | 0.012624 | 0.012194 | 0 | 0 | 0 | 0 | 0 | 0 | 65.3914 | 65.2865 | 65.4081 | 65.6421 | 65.6004 | 65.3544 | 65.1834 | 65.4913 | 67.4474 | 70.3924 | 74.1442 | 77.0206 | 78.3177 | 78.9464 | 80.0978 | 80.7025 | 81.4894 | 81.3294 | 80.4844 | 77.889 | 74.0428 | 70.903 | 69.5737 | 68.7738 | 0.0061541 | 0.0074061 | 0.0036046 | 0.0046565 | 0.0051701 | 0.009793 | 0.006985 | 0.0045518 | 0.0047851 | 0.0058796 | 0.0072303 | 0.0079997 | 0.0080685 | 0.0082214 | 0.0079223 | 0.007608 | 0.0070491 | 0.0061711 | 0.0053133 | 0.0052785 | 0.0058775 | 0.0050138 | 0.0053674 | 0.0055254
Portfolio Adjusted1-in-2Size: Under 20 kWSouth of Lugo2026August Monthly Peak | Portfolio Adjusted | 1-in-2 | Size: Under 20 kW | South of Lugo | 2026 | August Monthly Peak | 8 | 0.87387 | 0.84555 | 0.82765 | 0.81809 | 0.81469 | 0.83723 | 0.83743 | 0.98042 | 1.3053 | 1.7099 | 2.0359 | 2.2769 | 2.3764 | 2.4272 | 2.4471 | 2.4292 | 2.302 | 1.9435 | 1.6206 | 1.4606 | 1.3813 | 1.1903 | 1.0162 | 0.93192 | 0 | 0 | 0 | 0 | 0 | 0 | 0 | 0 | 0 | 0 | 0 | 0 | 0 | 0 | 0.0042361 | 0.012231 | 0.0148 | 0.014005 | 0 | 0 | 0 | 0 | 0 | 0 | 71.5258 | 70.6871 | 69.9947 | 68.8946 | 68.5515 | 68.1074 | 67.8639 | 68.1901 | 70.6337 | 75.3808 | 80.6955 | 84.4186 | 85.6058 | 86.1637 | 87.178 | 87.2608 | 88.4349 | 87.3794 | 86.086 | 83.3084 | 77.9686 | 74.9429 | 73.6574 | 72.7124 | 0.0064083 | 0.007684 | 0.0037493 | 0.0048086 | 0.0053178 | 0.010067 | 0.0075367 | 0.0048761 | 0.0053701 | 0.0068308 | 0.0083628 | 0.0094724 | 0.0094636 | 0.0095621 | 0.0091585 | 0.0089201 | 0.0082637 | 0.0070876 | 0.0059632 | 0.0060478 | 0.0064734 | 0.0053068 | 0.0055842 | 0.005744
Portfolio Adjusted1-in-2Size: Under 20 kWSouth of Lugo2026September Monthly Peak | Portfolio Adjusted | 1-in-2 | Size: Under 20 kW | South of Lugo | 2026 | September Monthly Peak | 9 | 0.82312 | 0.81464 | 0.79539 | 0.78502 | 0.78922 | 0.81653 | 0.85605 | 0.9289 | 1.2095 | 1.608 | 1.8991 | 2.071 | 2.1802 | 2.216 | 2.2429 | 2.2099 | 2.0764 | 1.7539 | 1.4557 | 1.4397 | 1.2858 | 1.1126 | 0.94464 | 0.87258 | 0 | 0 | 0 | 0 | 0 | 0 | 0 | 0 | 0 | 0 | 0 | 0 | 0 | 0 | 0.0038827 | 0.011127 | 0.01335 | 0.012639 | 0 | 0 | 0 | 0 | 0 | 0 | 68.0623 | 67.3058 | 66.7256 | 65.8762 | 65.4117 | 65.1785 | 65.1325 | 64.9509 | 66.7946 | 70.7209 | 75.1893 | 79.6616 | 82.8418 | 84.4566 | 85.4711 | 85.4378 | 85.3336 | 84.2796 | 81.981 | 79.4687 | 76.9827 | 75.6907 | 74.7528 | 73.7987 | 0.0060362 | 0.0074031 | 0.0036032 | 0.0046142 | 0.0051516 | 0.0098186 | 0.0077042 | 0.0046198 | 0.0049761 | 0.0064238 | 0.0078008 | 0.0086158 | 0.0086824 | 0.00873 | 0.0083944 | 0.008115 | 0.007454 | 0.0063961 | 0.0053566 | 0.0059609 | 0.0060258 | 0.0049602 | 0.0051911 | 0.0053782
Portfolio Adjusted1-in-2Size: Under 20 kWSouth of Lugo2026October Monthly Peak | Portfolio Adjusted | 1-in-2 | Size: Under 20 kW | South of Lugo | 2026 | October Monthly Peak | 10 | 0.8023 | 0.78494 | 0.76516 | 0.7612 | 0.75832 | 0.77568 | 0.85776 | 0.88156 | 1.1054 | 1.4828 | 1.7726 | 1.9384 | 2.0304 | 2.0698 | 2.1088 | 2.0885 | 1.9631 | 1.6159 | 1.465 | 1.4069 | 1.2548 | 1.0803 | 0.91368 | 0.84367 | 0 | 0 | 0 | 0 | 0 | 0 | 0 | 0 | 0 | 0 | 0 | 0 | 0 | 0 | 0.0036504 | 0.010515 | 0.012621 | 0.011645 | 0 | 0 | 0 | 0 | 0 | 0 | 68.0821 | 67.505 | 66.5241 | 65.6308 | 65.1534 | 63.9192 | 63.412 | 63.5014 | 64.9938 | 69.6361 | 75.9936 | 81.6296 | 84.9349 | 86.547 | 88.3139 | 87.3515 | 85.8662 | 82.9839 | 80.8989 | 78.3701 | 75.9652 | 74.0677 | 72.5019 | 70.6163 | 0.0058835 | 0.0071332 | 0.0034663 | 0.0044742 | 0.0049499 | 0.0093274 | 0.0077196 | 0.0043844 | 0.0045478 | 0.0059237 | 0.0072813 | 0.0080641 | 0.0080859 | 0.0081542 | 0.0078923 | 0.0076692 | 0.007047 | 0.0058931 | 0.0053907 | 0.0058253 | 0.0058806 | 0.0048163 | 0.005021 | 0.0052
Portfolio Adjusted1-in-2Size: Under 20 kWSouth of Lugo2026November Monthly Peak | Portfolio Adjusted | 1-in-2 | Size: Under 20 kW | South of Lugo | 2026 | November Monthly Peak | 11 | 0.76696 | 0.75557 | 0.75757 | 0.75254 | 0.74603 | 0.77669 | 0.79003 | 0.81891 | 0.99332 | 1.2176 | 1.4108 | 1.4972 | 1.5223 | 1.5436 | 1.5403 | 1.5156 | 1.4519 | 1.4544 | 1.301 | 1.1812 | 1.0778 | 0.93958 | 0.8528 | 0.79436 | 0 | 0 | 0 | 0 | 0 | 0 | 0 | 0 | 0 | 0 | 0 | 0 | 0 | 0 | 0.0026663 | 0.0076311 | 0.0093345 | 0.010481 | 0 | 0 | 0 | 0 | 0 | 0 | 58.1736 | 57.1148 | 56.3696 | 55.6145 | 54.7791 | 54.2078 | 53.6337 | 53.8268 | 57.2108 | 60.4174 | 65.8819 | 71.039 | 74.8258 | 75.9411 | 75.3685 | 74.5845 | 71.9034 | 68.1727 | 64.909 | 63.6139 | 62.6247 | 61.286 | 60.2499 | 59.5574 | 0.0056243 | 0.0068663 | 0.0034319 | 0.0044232 | 0.0048696 | 0.0093395 | 0.00711 | 0.0040728 | 0.0040868 | 0.0048642 | 0.0057951 | 0.0062288 | 0.0060621 | 0.0060811 | 0.0057646 | 0.0055655 | 0.0052121 | 0.005304 | 0.0047873 | 0.0048906 | 0.0050509 | 0.004189 | 0.0046865 | 0.0048961
Portfolio Adjusted1-in-2Size: Under 20 kWSouth of Lugo2026December Monthly Peak | Portfolio Adjusted | 1-in-2 | Size: Under 20 kW | South of Lugo | 2026 | December Monthly Peak | 12 | 0.77955 | 0.7802 | 0.78041 | 0.77083 | 0.77052 | 0.82723 | 0.95038 | 0.99136 | 1.1892 | 1.4151 | 1.5395 | 1.5341 | 1.4733 | 1.3955 | 1.3478 | 1.3035 | 1.3064 | 1.3584 | 1.2941 | 1.1868 | 1.0795 | 0.95694 | 0.86148 | 0.81008 | 0 | 0 | 0 | 0 | 0 | 0 | 0 | 0 | 0 | 0 | 0 | 0 | 0 | 0 | 0.0023332 | 0.0065628 | 0.008399 | 0.0097888 | 0 | 0 | 0 | 0 | 0 | 0 | 51.3346 | 49.8503 | 47.9493 | 47.0843 | 46.2443 | 45.6099 | 45.653 | 45.3969 | 46.1574 | 49.3626 | 52.7138 | 54.7766 | 56.0727 | 56.418 | 57.2564 | 57.3393 | 56.5194 | 55.2918 | 53.9668 | 53.3717 | 52.65 | 51.4714 | 50.5117 | 49.3782 | 0.0057166 | 0.0070901 | 0.0035353 | 0.0045308 | 0.0050295 | 0.0099472 | 0.0085532 | 0.0049304 | 0.0048926 | 0.0056533 | 0.0063237 | 0.0063824 | 0.0058673 | 0.0054976 | 0.0050444 | 0.0047864 | 0.0046898 | 0.0049538 | 0.004762 | 0.0049139 | 0.0050588 | 0.0042664 | 0.0047341 | 0.004993
Portfolio Adjusted1-in-2Size: Under 20 kWSouth of Lugo2026Typical Event Day | Portfolio Adjusted | 1-in-2 | Size: Under 20 kW | South of Lugo | 2026 | Typical Event Day | 8 | 0.85167 | 0.82462 | 0.80825 | 0.79793 | 0.79681 | 0.81541 | 0.80797 | 0.93136 | 1.2025 | 1.5574 | 1.855 | 2.062 | 2.1598 | 2.221 | 2.2513 | 2.2369 | 2.1282 | 1.8147 | 1.52 | 1.3769 | 1.3235 | 1.1457 | 0.98255 | 0.90482 | 0 | 0 | 0 | 0 | 0 | 0 | 0 | 0 | 0 | 0 | 0 | 0 | 0 | 0 | 0.0038971 | 0.011262 | 0.013683 | 0.013077 | 0 | 0 | 0 | 0 | 0 | 0 | 67.4695 | 66.8966 | 66.4215 | 65.8941 | 65.6272 | 65.346 | 65.1878 | 65.3938 | 67.4762 | 71.1871 | 75.2956 | 78.593 | 80.1705 | 81.0086 | 81.8756 | 82.3554 | 83.122 | 82.6274 | 81.4629 | 78.862 | 75.2173 | 72.5002 | 71.1584 | 70.3479 | 0.0062455 | 0.0074938 | 0.0036615 | 0.0046901 | 0.0052011 | 0.0098051 | 0.0072715 | 0.0046321 | 0.0049475 | 0.0062217 | 0.0076197 | 0.0085783 | 0.0086011 | 0.0087498 | 0.0084257 | 0.008214 | 0.0076399 | 0.0066179 | 0.0055928 | 0.005701 | 0.0062023 | 0.0051082 | 0.0053995 | 0.0055769
Portfolio Adjusted1-in-10Size: Under 20 kWOther2015January Monthly Peak | Portfolio Adjusted | 1-in-10 | Size: Under 20 kW | Other | 2015 | January Monthly Peak | 1
Portfolio Adjusted1-in-10Size: Under 20 kWOther2015February Monthly Peak | Portfolio Adjusted | 1-in-10 | Size: Under 20 kW | Other | 2015 | February Monthly Peak | 2
Portfolio Adjusted1-in-10Size: Under 20 kWOther2015March Monthly Peak | Portfolio Adjusted | 1-in-10 | Size: Under 20 kW | Other | 2015 | March Monthly Peak | 3
Portfolio Adjusted1-in-10Size: Under 20 kWOther2015April Monthly Peak | Portfolio Adjusted | 1-in-10 | Size: Under 20 kW | Other | 2015 | April Monthly Peak | 4
Portfolio Adjusted1-in-10Size: Under 20 kWOther2015May Monthly Peak | Portfolio Adjusted | 1-in-10 | Size: Under 20 kW | Other | 2015 | May Monthly Peak | 5
Portfolio Adjusted1-in-10Size: Under 20 kWOther2015June Monthly Peak | Portfolio Adjusted | 1-in-10 | Size: Under 20 kW | Other | 2015 | June Monthly Peak | 6
Portfolio Adjusted1-in-10Size: Under 20 kWOther2015July Monthly Peak | Portfolio Adjusted | 1-in-10 | Size: Under 20 kW | Other | 2015 | July Monthly Peak | 7
Portfolio Adjusted1-in-10Size: Under 20 kWOther2015August Monthly Peak | Portfolio Adjusted | 1-in-10 | Size: Under 20 kW | Other | 2015 | August Monthly Peak | 8
Portfolio Adjusted1-in-10Size: Under 20 kWOther2015September Monthly Peak | Portfolio Adjusted | 1-in-10 | Size: Under 20 kW | Other | 2015 | September Monthly Peak | 9
Portfolio Adjusted1-in-10Size: Under 20 kWOther2015October Monthly Peak | Portfolio Adjusted | 1-in-10 | Size: Under 20 kW | Other | 2015 | October Monthly Peak | 10
Portfolio Adjusted1-in-10Size: Under 20 kWOther2015November Monthly Peak | Portfolio Adjusted | 1-in-10 | Size: Under 20 kW | Other | 2015 | November Monthly Peak | 11
Portfolio Adjusted1-in-10Size: Under 20 kWOther2015December Monthly Peak | Portfolio Adjusted | 1-in-10 | Size: Under 20 kW | Other | 2015 | December Monthly Peak | 12
Portfolio Adjusted1-in-10Size: Under 20 kWOther2015Typical Event Day | Portfolio Adjusted | 1-in-10 | Size: Under 20 kW | Other | 2015 | Typical Event Day | 8
Portfolio Adjusted1-in-10Size: Under 20 kWOther2016January Monthly Peak | Portfolio Adjusted | 1-in-10 | Size: Under 20 kW | Other | 2016 | January Monthly Peak | 1
Portfolio Adjusted1-in-10Size: Under 20 kWOther2016February Monthly Peak | Portfolio Adjusted | 1-in-10 | Size: Under 20 kW | Other | 2016 | February Monthly Peak | 2
Portfolio Adjusted1-in-10Size: Under 20 kWOther2016March Monthly Peak | Portfolio Adjusted | 1-in-10 | Size: Under 20 kW | Other | 2016 | March Monthly Peak | 3
Portfolio Adjusted1-in-10Size: Under 20 kWOther2016April Monthly Peak | Portfolio Adjusted | 1-in-10 | Size: Under 20 kW | Other | 2016 | April Monthly Peak | 4
Portfolio Adjusted1-in-10Size: Under 20 kWOther2016May Monthly Peak | Portfolio Adjusted | 1-in-10 | Size: Under 20 kW | Other | 2016 | May Monthly Peak | 5
Portfolio Adjusted1-in-10Size: Under 20 kWOther2016June Monthly Peak | Portfolio Adjusted | 1-in-10 | Size: Under 20 kW | Other | 2016 | June Monthly Peak | 6
Portfolio Adjusted1-in-10Size: Under 20 kWOther2016July Monthly Peak | Portfolio Adjusted | 1-in-10 | Size: Under 20 kW | Other | 2016 | July Monthly Peak | 7
Portfolio Adjusted1-in-10Size: Under 20 kWOther2016August Monthly Peak | Portfolio Adjusted | 1-in-10 | Size: Under 20 kW | Other | 2016 | August Monthly Peak | 8
Portfolio Adjusted1-in-10Size: Under 20 kWOther2016September Monthly Peak | Portfolio Adjusted | 1-in-10 | Size: Under 20 kW | Other | 2016 | September Monthly Peak | 9
Portfolio Adjusted1-in-10Size: Under 20 kWOther2016October Monthly Peak | Portfolio Adjusted | 1-in-10 | Size: Under 20 kW | Other | 2016 | October Monthly Peak | 10
Portfolio Adjusted1-in-10Size: Under 20 kWOther2016November Monthly Peak | Portfolio Adjusted | 1-in-10 | Size: Under 20 kW | Other | 2016 | November Monthly Peak | 11
Portfolio Adjusted1-in-10Size: Under 20 kWOther2016December Monthly Peak | Portfolio Adjusted | 1-in-10 | Size: Under 20 kW | Other | 2016 | December Monthly Peak | 12
Portfolio Adjusted1-in-10Size: Under 20 kWOther2016Typical Event Day | Portfolio Adjusted | 1-in-10 | Size: Under 20 kW | Other | 2016 | Typical Event Day | 8
Portfolio Adjusted1-in-10Size: Under 20 kWOther2017January Monthly Peak | Portfolio Adjusted | 1-in-10 | Size: Under 20 kW | Other | 2017 | January Monthly Peak | 1
Portfolio Adjusted1-in-10Size: Under 20 kWOther2017February Monthly Peak | Portfolio Adjusted | 1-in-10 | Size: Under 20 kW | Other | 2017 | February Monthly Peak | 2
Portfolio Adjusted1-in-10Size: Under 20 kWOther2017March Monthly Peak | Portfolio Adjusted | 1-in-10 | Size: Under 20 kW | Other | 2017 | March Monthly Peak | 3
Portfolio Adjusted1-in-10Size: Under 20 kWOther2017April Monthly Peak | Portfolio Adjusted | 1-in-10 | Size: Under 20 kW | Other | 2017 | April Monthly Peak | 4
Portfolio Adjusted1-in-10Size: Under 20 kWOther2017May Monthly Peak | Portfolio Adjusted | 1-in-10 | Size: Under 20 kW | Other | 2017 | May Monthly Peak | 5
Portfolio Adjusted1-in-10Size: Under 20 kWOther2017June Monthly Peak | Portfolio Adjusted | 1-in-10 | Size: Under 20 kW | Other | 2017 | June Monthly Peak | 6
Portfolio Adjusted1-in-10Size: Under 20 kWOther2017July Monthly Peak | Portfolio Adjusted | 1-in-10 | Size: Under 20 kW | Other | 2017 | July Monthly Peak | 7
Portfolio Adjusted1-in-10Size: Under 20 kWOther2017August Monthly Peak | Portfolio Adjusted | 1-in-10 | Size: Under 20 kW | Other | 2017 | August Monthly Peak | 8
Portfolio Adjusted1-in-10Size: Under 20 kWOther2017September Monthly Peak | Portfolio Adjusted | 1-in-10 | Size: Under 20 kW | Other | 2017 | September Monthly Peak | 9
Portfolio Adjusted1-in-10Size: Under 20 kWOther2017October Monthly Peak | Portfolio Adjusted | 1-in-10 | Size: Under 20 kW | Other | 2017 | October Monthly Peak | 10
Portfolio Adjusted1-in-10Size: Under 20 kWOther2017November Monthly Peak | Portfolio Adjusted | 1-in-10 | Size: Under 20 kW | Other | 2017 | November Monthly Peak | 11
Portfolio Adjusted1-in-10Size: Under 20 kWOther2017December Monthly Peak | Portfolio Adjusted | 1-in-10 | Size: Under 20 kW | Other | 2017 | December Monthly Peak | 12
Portfolio Adjusted1-in-10Size: Under 20 kWOther2017Typical Event Day | Portfolio Adjusted | 1-in-10 | Size: Under 20 kW | Other | 2017 | Typical Event Day | 8
Portfolio Adjusted1-in-10Size: Under 20 kWOther2018January Monthly Peak | Portfolio Adjusted | 1-in-10 | Size: Under 20 kW | Other | 2018 | January Monthly Peak | 1
Portfolio Adjusted1-in-10Size: Under 20 kWOther2018February Monthly Peak | Portfolio Adjusted | 1-in-10 | Size: Under 20 kW | Other | 2018 | February Monthly Peak | 2
Portfolio Adjusted1-in-10Size: Under 20 kWOther2018March Monthly Peak | Portfolio Adjusted | 1-in-10 | Size: Under 20 kW | Other | 2018 | March Monthly Peak | 3
Portfolio Adjusted1-in-10Size: Under 20 kWOther2018April Monthly Peak | Portfolio Adjusted | 1-in-10 | Size: Under 20 kW | Other | 2018 | April Monthly Peak | 4 | 0.8653 | 0.84011 | 0.82358 | 0.8187 | 0.82172 | 0.85446 | 0.8405 | 0.91173 | 1.1864 | 1.4255 | 1.6227 | 1.7403 | 1.7927 | 1.8425 | 1.8799 | 1.8508 | 1.7388 | 1.4953 | 1.2592 | 1.2438 | 1.2152 | 1.0843 | 0.98039 | 0.92642 | 0 | 0 | 0 | 0 | 0 | 0 | 0 | 0 | 0 | 0 | 0 | 0 | 0 | 0 | 0.0032541 | 0.0093185 | 0.011179 | 0.010776 | 0 | 0 | 0 | 0 | 0 | 0 | 66.79 | 65.3765 | 63.6852 | 62.5222 | 61.3576 | 60.257 | 59.6712 | 59.6501 | 63.0868 | 69.4048 | 75.7393 | 81.0269 | 84.156 | 86.2035 | 87.4509 | 88.1136 | 87.9386 | 87.2343 | 85.1552 | 82.0313 | 77.8869 | 74.1754 | 71.4174 | 69.7599 | 0.0063455 | 0.0076345 | 0.0037309 | 0.0048122 | 0.0053637 | 0.010275 | 0.0075643 | 0.0045344 | 0.0048813 | 0.0056945 | 0.0066656 | 0.00724 | 0.0071393 | 0.0072588 | 0.0070355 | 0.0067962 | 0.0062419 | 0.0054533 | 0.0046335 | 0.0051501 | 0.0056947 | 0.0048344 | 0.0053876 | 0.00571
Portfolio Adjusted1-in-10Size: Under 20 kWOther2018May Monthly Peak | Portfolio Adjusted | 1-in-10 | Size: Under 20 kW | Other | 2018 | May Monthly Peak | 5 | 0.89598 | 0.87006 | 0.84617 | 0.83941 | 0.84452 | 0.8618 | 0.81902 | 0.96694 | 1.2977 | 1.5912 | 1.8254 | 1.9705 | 2.0125 | 2.0503 | 2.0699 | 2.0415 | 1.9125 | 1.6363 | 1.3587 | 1.28 | 1.2928 | 1.1525 | 1.0359 | 0.96742 | 0 | 0 | 0 | 0 | 0 | 0 | 0 | 0 | 0 | 0 | 0 | 0 | 0 | 0 | 0.0035831 | 0.010279 | 0.012295 | 0.011792 | 0 | 0 | 0 | 0 | 0 | 0 | 73.2187 | 71.187 | 69.7468 | 68.4459 | 67.0886 | 65.8893 | 65.1231 | 65.4799 | 69.1458 | 74.6228 | 79.8976 | 83.4967 | 86.8605 | 89.0798 | 90.2294 | 90.5658 | 90.0422 | 88.9531 | 87.515 | 85.0067 | 81.0583 | 77.4438 | 74.9305 | 72.4188 | 0.0065704 | 0.0079067 | 0.0038333 | 0.0049339 | 0.0055125 | 0.010363 | 0.007371 | 0.004809 | 0.005339 | 0.0063568 | 0.0074982 | 0.0081978 | 0.0080143 | 0.0080772 | 0.0077467 | 0.0074965 | 0.0068654 | 0.0059676 | 0.0049994 | 0.0053 | 0.0060586 | 0.0051385 | 0.0056924 | 0.0059627
Portfolio Adjusted1-in-10Size: Under 20 kWOther2018June Monthly Peak | Portfolio Adjusted | 1-in-10 | Size: Under 20 kW | Other | 2018 | June Monthly Peak | 6 | 0.91844 | 0.8886 | 0.86409 | 0.8555 | 0.85737 | 0.85993 | 0.8276 | 1.0142 | 1.3796 | 1.6979 | 1.9508 | 2.1019 | 2.1579 | 2.2014 | 2.2296 | 2.2024 | 2.081 | 1.8055 | 1.5122 | 1.3585 | 1.3545 | 1.2436 | 1.1003 | 0.99125 | 0 | 0 | 0 | 0 | 0 | 0 | 0 | 0 | 0 | 0 | 0 | 0 | 0 | 0 | 0.0038595 | 0.011089 | 0.013379 | 0.013011 | 0 | 0 | 0 | 0 | 0 | 0 | 73.1785 | 71.5919 | 70.4863 | 69.1645 | 68.1791 | 66.6205 | 65.7798 | 66.7516 | 70.844 | 76.0402 | 81.1079 | 85.1016 | 87.8467 | 89.5797 | 90.8073 | 91.4983 | 91.8455 | 91.1939 | 90.042 | 87.9223 | 84.8737 | 81.0714 | 78.5644 | 76.5967 | 0.0067352 | 0.0080752 | 0.0039144 | 0.0050285 | 0.0055964 | 0.01034 | 0.0074482 | 0.005044 | 0.005676 | 0.0067829 | 0.0080135 | 0.0087443 | 0.0085934 | 0.0086725 | 0.0083444 | 0.0080872 | 0.0074702 | 0.0065845 | 0.0055641 | 0.0056249 | 0.0063475 | 0.0055446 | 0.0060463 | 0.0061096
Portfolio Adjusted1-in-10Size: Under 20 kWOther2018July Monthly Peak | Portfolio Adjusted | 1-in-10 | Size: Under 20 kW | Other | 2018 | July Monthly Peak | 7 | 0.95973 | 0.92899 | 0.90279 | 0.89219 | 0.89565 | 0.91301 | 0.8834 | 1.0916 | 1.5033 | 1.8682 | 2.1577 | 2.3166 | 2.3805 | 2.4323 | 2.4489 | 2.4153 | 2.2992 | 1.9851 | 1.6481 | 1.4749 | 1.4493 | 1.3242 | 1.1713 | 1.0383 | 0 | 0 | 0 | 0 | 0 | 0 | 0 | 0 | 0 | 0 | 0 | 0 | 0 | 0 | 0.0042392 | 0.012161 | 0.014781 | 0.014305 | 0 | 0 | 0 | 0 | 0 | 0 | 76.959 | 75.7353 | 74.5031 | 73.337 | 72.4249 | 71.428 | 70.5833 | 70.8613 | 73.9559 | 78.9212 | 83.5577 | 87.2884 | 89.9584 | 91.7175 | 93.0086 | 93.6142 | 93.5303 | 92.9899 | 91.9758 | 89.6748 | 86.0449 | 82.507 | 80.1848 | 78.5011 | 0.0070379 | 0.0084422 | 0.0040898 | 0.0052441 | 0.0058463 | 0.010979 | 0.0079503 | 0.005429 | 0.0061848 | 0.0074633 | 0.0088634 | 0.0096378 | 0.0094799 | 0.0095821 | 0.0091653 | 0.008869 | 0.0082535 | 0.0072393 | 0.0060645 | 0.0061067 | 0.0067919 | 0.005904 | 0.0064367 | 0.0063997
Portfolio Adjusted1-in-10Size: Under 20 kWOther2018August Monthly Peak | Portfolio Adjusted | 1-in-10 | Size: Under 20 kW | Other | 2018 | August Monthly Peak | 8 | 0.96927 | 0.93635 | 0.90996 | 0.8979 | 0.90505 | 0.93628 | 0.91711 | 1.0986 | 1.5225 | 1.8872 | 2.1941 | 2.3602 | 2.4168 | 2.4653 | 2.492 | 2.4549 | 2.3291 | 2.0038 | 1.6744 | 1.5271 | 1.4838 | 1.3267 | 1.1772 | 1.0468 | 0 | 0 | 0 | 0 | 0 | 0 | 0 | 0 | 0 | 0 | 0 | 0 | 0 | 0 | 0.0043138 | 0.01236 | 0.014974 | 0.01444 | 0 | 0 | 0 | 0 | 0 | 0 | 76.0943 | 74.9208 | 73.7207 | 72.7847 | 71.6608 | 70.9313 | 70.3871 | 70.4901 | 73.2296 | 78.7479 | 83.8251 | 88.3726 | 91.4919 | 93.5924 | 95.078 | 95.9707 | 95.9878 | 94.9885 | 93.9037 | 91.5468 | 87.9331 | 85.1099 | 83.1748 | 81.3808 | 0.0071079 | 0.0085091 | 0.0041222 | 0.0052776 | 0.0059077 | 0.011259 | 0.0082538 | 0.0054639 | 0.0062639 | 0.0075393 | 0.0090128 | 0.0098189 | 0.0096244 | 0.0097121 | 0.0093267 | 0.0090146 | 0.0083609 | 0.0073078 | 0.0061611 | 0.006323 | 0.0069535 | 0.0059151 | 0.0064694 | 0.0064523
Portfolio Adjusted1-in-10Size: Under 20 kWOther2018September Monthly Peak | Portfolio Adjusted | 1-in-10 | Size: Under 20 kW | Other | 2018 | September Monthly Peak | 9 | 0.94759 | 0.91683 | 0.89243 | 0.8844 | 0.88972 | 0.92903 | 0.95693 | 1.0729 | 1.4794 | 1.8433 | 2.1459 | 2.3266 | 2.3845 | 2.4319 | 2.4543 | 2.4089 | 2.2672 | 1.9411 | 1.617 | 1.5539 | 1.4236 | 1.2685 | 1.1301 | 1.0138 | 0 | 0 | 0 | 0 | 0 | 0 | 0 | 0 | 0 | 0 | 0 | 0 | 0 | 0 | 0.0042485 | 0.012129 | 0.014576 | 0.013988 | 0 | 0 | 0 | 0 | 0 | 0 | 75.9709 | 74.7251 | 73.4978 | 72.6611 | 71.781 | 70.9516 | 70.2633 | 69.9732 | 72.1447 | 77.1504 | 82.5012 | 87.051 | 90.4224 | 92.8177 | 93.657 | 93.7948 | 93.4172 | 92.4192 | 90.6981 | 87.6788 | 83.8027 | 80.8686 | 78.4789 | 76.7849 | 0.0069489 | 0.0083317 | 0.0040428 | 0.0051984 | 0.0058076 | 0.011171 | 0.0086121 | 0.0053358 | 0.0060864 | 0.0073638 | 0.0088148 | 0.0096795 | 0.009496 | 0.0095807 | 0.0091854 | 0.0088457 | 0.0081389 | 0.007079 | 0.00595 | 0.0064339 | 0.0066714 | 0.0056554 | 0.0062101 | 0.0062486
Portfolio Adjusted1-in-10Size: Under 20 kWOther2018October Monthly Peak | Portfolio Adjusted | 1-in-10 | Size: Under 20 kW | Other | 2018 | October Monthly Peak | 10 | 0.87253 | 0.85345 | 0.83924 | 0.83071 | 0.83392 | 0.8664 | 0.92397 | 0.96568 | 1.2637 | 1.5456 | 1.7693 | 1.9099 | 1.9567 | 2.0185 | 2.0541 | 2.0186 | 1.8918 | 1.6101 | 1.4518 | 1.367 | 1.2477 | 1.122 | 1.0148 | 0.93399 | 0 | 0 | 0 | 0 | 0 | 0 | 0 | 0 | 0 | 0 | 0 | 0 | 0 | 0 | 0.0035558 | 0.010163 | 0.012163 | 0.011603 | 0 | 0 | 0 | 0 | 0 | 0 | 70.4119 | 68.9812 | 68.0602 | 66.8657 | 65.8974 | 64.859 | 64.3602 | 63.7686 | 64.4698 | 69.3614 | 75.5485 | 81.3748 | 85.8192 | 88.6815 | 89.7816 | 90.4244 | 90.4068 | 89.4493 | 86.9839 | 82.688 | 78.609 | 75.564 | 73.2115 | 71.4879 | 0.0063985 | 0.0077557 | 0.0038019 | 0.0048827 | 0.0054433 | 0.010418 | 0.0083155 | 0.0048027 | 0.0051991 | 0.0061746 | 0.007268 | 0.0079459 | 0.0077923 | 0.0079518 | 0.0076877 | 0.0074123 | 0.0067912 | 0.0058717 | 0.0053422 | 0.0056602 | 0.0058473 | 0.0050023 | 0.0055766 | 0.0057567
Portfolio Adjusted1-in-10Size: Under 20 kWOther2018November Monthly Peak | Portfolio Adjusted | 1-in-10 | Size: Under 20 kW | Other | 2018 | November Monthly Peak | 11 | 0.85584 | 0.83607 | 0.8268 | 0.82002 | 0.82427 | 0.8538 | 0.83355 | 0.93504 | 1.1998 | 1.4182 | 1.5762 | 1.6709 | 1.6905 | 1.7184 | 1.7322 | 1.692 | 1.5888 | 1.5318 | 1.3342 | 1.201 | 1.1085 | 0.9983 | 0.91611 | 0.89881 | 0 | 0 | 0 | 0 | 0 | 0 | 0 | 0 | 0 | 0 | 0 | 0 | 0 | 0 | 0.0029985 | 0.008519 | 0.010214 | 0.011039 | 0 | 0 | 0 | 0 | 0 | 0 | 64.9184 | 63.5455 | 62.5559 | 61.2117 | 60.3811 | 59.5907 | 58.8696 | 58.5841 | 61.137 | 66.3019 | 72.5352 | 77.5189 | 80.7083 | 82.3713 | 83.3781 | 83.5374 | 82.2983 | 79.6804 | 76.2066 | 72.4937 | 69.9474 | 67.9661 | 66.263 | 65.0505 | 0.0062761 | 0.0075979 | 0.0037455 | 0.0048199 | 0.0053803 | 0.010267 | 0.0075017 | 0.0046504 | 0.0049361 | 0.0056655 | 0.0064746 | 0.0069512 | 0.0067322 | 0.0067696 | 0.0064829 | 0.0062131 | 0.0057034 | 0.0055862 | 0.0049095 | 0.004973 | 0.005195 | 0.0044508 | 0.0050343 | 0.0055399
Portfolio Adjusted1-in-10Size: Under 20 kWOther2018December Monthly Peak | Portfolio Adjusted | 1-in-10 | Size: Under 20 kW | Other | 2018 | December Monthly Peak | 12 | 0.81058 | 0.80461 | 0.80124 | 0.80485 | 0.81058 | 0.85125 | 0.88128 | 0.95631 | 1.2582 | 1.457 | 1.5373 | 1.5038 | 1.4207 | 1.3519 | 1.2836 | 1.2452 | 1.3168 | 1.4883 | 1.4137 | 1.325 | 1.2389 | 1.1584 | 1.0286 | 0.83977 | 0 | 0 | 0 | 0 | 0 | 0 | 0 | 0 | 0 | 0 | 0 | 0 | 0 | 0 | 0.0022219 | 0.0062693 | 0.0084655 | 0.010725 | 0 | 0 | 0 | 0 | 0 | 0 | 41.9662 | 41.3356 | 41.1034 | 40.8334 | 40.5355 | 40.3562 | 40.5675 | 40.6469 | 41.3473 | 43.4403 | 45.6554 | 47.5249 | 48.6442 | 49.1681 | 49.1705 | 49.077 | 48.6898 | 47.4349 | 46.1907 | 45.1552 | 44.2947 | 43.4253 | 43.0442 | 42.3308 | 0.0059442 | 0.0073119 | 0.0036297 | 0.0047307 | 0.005291 | 0.010236 | 0.0079313 | 0.0047561 | 0.0051766 | 0.0058207 | 0.0063149 | 0.0062562 | 0.0056575 | 0.005326 | 0.0048039 | 0.0045724 | 0.0047269 | 0.0054275 | 0.0052018 | 0.0054861 | 0.0058059 | 0.0051645 | 0.0056527 | 0.005176
Portfolio Adjusted1-in-10Size: Under 20 kWOther2018Typical Event Day | Portfolio Adjusted | 1-in-10 | Size: Under 20 kW | Other | 2018 | Typical Event Day | 8 | 0.96311 | 0.93078 | 0.905 | 0.89327 | 0.90068 | 0.93177 | 0.91194 | 1.0848 | 1.4938 | 1.8433 | 2.1372 | 2.2973 | 2.3533 | 2.403 | 2.434 | 2.3998 | 2.2744 | 1.9527 | 1.6344 | 1.4906 | 1.453 | 1.3003 | 1.1565 | 1.0373 | 0 | 0 | 0 | 0 | 0 | 0 | 0 | 0 | 0 | 0 | 0 | 0 | 0 | 0 | 0.0042133 | 0.012083 | 0.014622 | 0.014072 | 0 | 0 | 0 | 0 | 0 | 0 | 75.5507 | 74.2433 | 73.052 | 71.9868 | 71.0115 | 69.9829 | 69.2534 | 69.5191 | 72.5436 | 77.7149 | 82.748 | 86.9534 | 89.9299 | 91.9268 | 93.1377 | 93.7195 | 93.6952 | 92.8979 | 91.6549 | 89.2057 | 85.6636 | 82.3892 | 80.1008 | 78.3159 | 0.0070627 | 0.0084585 | 0.0040998 | 0.0052505 | 0.0058791 | 0.011204 | 0.0082072 | 0.005395 | 0.0061459 | 0.0073638 | 0.0087788 | 0.0095575 | 0.0093715 | 0.0094668 | 0.0091093 | 0.0088121 | 0.0081646 | 0.0071214 | 0.0060139 | 0.0061718 | 0.0068094 | 0.0057971 | 0.0063556 | 0.0063934
Portfolio Adjusted1-in-10Size: Under 20 kWOther2019January Monthly Peak | Portfolio Adjusted | 1-in-10 | Size: Under 20 kW | Other | 2019 | January Monthly Peak | 1 | 0.71804 | 0.71427 | 0.71588 | 0.71217 | 0.72459 | 0.76085 | 0.80291 | 0.86653 | 1.1481 | 1.3577 | 1.4446 | 1.4079 | 1.3083 | 1.2324 | 1.1593 | 1.1223 | 1.242 | 1.4923 | 1.477 | 1.4029 | 1.3011 | 1.2166 | 1.0487 | 0.7529 | 0 | 0 | 0 | 0 | 0 | 0 | 0 | 0 | 0 | 0 | 0 | 0 | 0 | 0 | 0.0020069 | 0.0056506 | 0.0079848 | 0.010754 | 0 | 0 | 0 | 0 | 0 | 0 | 40.877 | 40.2271 | 39.6741 | 39.235 | 39.0803 | 38.7461 | 38.3807 | 38.2406 | 38.8273 | 40.9452 | 43.4113 | 45.9528 | 47.8917 | 48.8244 | 49.3049 | 49.1982 | 48.6138 | 47.5807 | 45.4472 | 43.791 | 42.3677 | 41.2427 | 40.3521 | 39.5775 | 0.0052656 | 0.0064909 | 0.003243 | 0.004186 | 0.0047297 | 0.0091491 | 0.007226 | 0.0043096 | 0.0047234 | 0.0054238 | 0.0059339 | 0.0058571 | 0.0052101 | 0.0048552 | 0.0043389 | 0.0041211 | 0.0044585 | 0.0054422 | 0.0054348 | 0.0058086 | 0.0060975 | 0.0054243 | 0.0057632 | 0.0046405
Portfolio Adjusted1-in-10Size: Under 20 kWOther2019February Monthly Peak | Portfolio Adjusted | 1-in-10 | Size: Under 20 kW | Other | 2019 | February Monthly Peak | 2 | 0.76434 | 0.7521 | 0.75038 | 0.75099 | 0.76461 | 0.80399 | 0.80882 | 0.85401 | 1.105 | 1.2763 | 1.3603 | 1.3674 | 1.3317 | 1.3178 | 1.3045 | 1.2787 | 1.2728 | 1.3121 | 1.3446 | 1.2461 | 1.1502 | 1.0503 | 0.93869 | 0.80378 | 0 | 0 | 0 | 0 | 0 | 0 | 0 | 0 | 0 | 0 | 0 | 0 | 0 | 0 | 0.0022582 | 0.006438 | 0.0081826 | 0.0094552 | 0 | 0 | 0 | 0 | 0 | 0 | 48.7807 | 48.3337 | 47.8429 | 47.3159 | 46.7852 | 45.9371 | 45.5696 | 45.5446 | 46.4055 | 48.5507 | 50.6967 | 52.5884 | 54.1655 | 55.2055 | 56.1744 | 56.6959 | 56.2142 | 55.388 | 53.3106 | 51.1719 | 49.4134 | 47.9848 | 47.0848 | 46.14 | 0.0056051 | 0.0068348 | 0.0033993 | 0.0044141 | 0.0049909 | 0.0096678 | 0.0072792 | 0.0042474 | 0.0045463 | 0.0050987 | 0.0055877 | 0.0056889 | 0.0053034 | 0.0051916 | 0.0048823 | 0.0046954 | 0.0045689 | 0.0047849 | 0.0049476 | 0.0051594 | 0.0053905 | 0.0046826 | 0.0051585 | 0.0049541
Portfolio Adjusted1-in-10Size: Under 20 kWOther2019March Monthly Peak | Portfolio Adjusted | 1-in-10 | Size: Under 20 kW | Other | 2019 | March Monthly Peak | 3 | 0.81306 | 0.79141 | 0.77969 | 0.77847 | 0.78743 | 0.82501 | 0.85833 | 0.88183 | 1.0808 | 1.2503 | 1.3716 | 1.4374 | 1.4534 | 1.4935 | 1.5298 | 1.5191 | 1.4537 | 1.3039 | 1.2026 | 1.2041 | 1.1272 | 1.0201 | 0.92173 | 0.85925 | 0 | 0 | 0 | 0 | 0 | 0 | 0 | 0 | 0 | 0 | 0 | 0 | 0 | 0 | 0.0026482 | 0.0076482 | 0.0093459 | 0.0093961 | 0 | 0 | 0 | 0 | 0 | 0 | 56.1596 | 54.7106 | 53.8439 | 53.3987 | 52.4546 | 51.7358 | 51.0542 | 50.8755 | 52.1592 | 56.6665 | 62.2309 | 67.0073 | 70.3579 | 72.2048 | 73.4813 | 74.2739 | 74.281 | 73.1957 | 71.447 | 68.7277 | 65.2875 | 62.2967 | 60.0556 | 58.387 | 0.0059624 | 0.007192 | 0.0035321 | 0.0045757 | 0.0051399 | 0.0099206 | 0.0077248 | 0.0043857 | 0.0044465 | 0.0049947 | 0.0056344 | 0.0059799 | 0.0057879 | 0.0058836 | 0.0057254 | 0.0055781 | 0.0052184 | 0.004755 | 0.0044252 | 0.0049858 | 0.0052826 | 0.0045482 | 0.0050652 | 0.005296
Portfolio Adjusted1-in-10Size: Under 20 kWOther2019April Monthly Peak | Portfolio Adjusted | 1-in-10 | Size: Under 20 kW | Other | 2019 | April Monthly Peak | 4 | 0.8653 | 0.84011 | 0.82358 | 0.8187 | 0.82172 | 0.85446 | 0.8405 | 0.91173 | 1.1864 | 1.4255 | 1.6227 | 1.7403 | 1.7927 | 1.8425 | 1.8799 | 1.8508 | 1.7388 | 1.4953 | 1.2592 | 1.2438 | 1.2152 | 1.0843 | 0.98039 | 0.92642 | 0 | 0 | 0 | 0 | 0 | 0 | 0 | 0 | 0 | 0 | 0 | 0 | 0 | 0 | 0.0032541 | 0.0093185 | 0.011179 | 0.010776 | 0 | 0 | 0 | 0 | 0 | 0 | 66.79 | 65.3765 | 63.6852 | 62.5222 | 61.3576 | 60.257 | 59.6712 | 59.6501 | 63.0868 | 69.4048 | 75.7393 | 81.0269 | 84.1559 | 86.2035 | 87.4509 | 88.1135 | 87.9386 | 87.2343 | 85.1552 | 82.0313 | 77.8869 | 74.1754 | 71.4173 | 69.7599 | 0.0063455 | 0.0076345 | 0.0037309 | 0.0048122 | 0.0053637 | 0.010275 | 0.0075643 | 0.0045344 | 0.0048813 | 0.0056945 | 0.0066656 | 0.00724 | 0.0071393 | 0.0072588 | 0.0070355 | 0.0067962 | 0.0062419 | 0.0054533 | 0.0046335 | 0.0051501 | 0.0056947 | 0.0048344 | 0.0053876 | 0.00571
Portfolio Adjusted1-in-10Size: Under 20 kWOther2019May Monthly Peak | Portfolio Adjusted | 1-in-10 | Size: Under 20 kW | Other | 2019 | May Monthly Peak | 5 | 0.89598 | 0.87006 | 0.84617 | 0.83941 | 0.84452 | 0.8618 | 0.81902 | 0.96694 | 1.2977 | 1.5912 | 1.8254 | 1.9705 | 2.0125 | 2.0503 | 2.0699 | 2.0415 | 1.9125 | 1.6363 | 1.3587 | 1.28 | 1.2928 | 1.1525 | 1.0359 | 0.96742 | 0 | 0 | 0 | 0 | 0 | 0 | 0 | 0 | 0 | 0 | 0 | 0 | 0 | 0 | 0.0035831 | 0.010279 | 0.012295 | 0.011792 | 0 | 0 | 0 | 0 | 0 | 0 | 73.2187 | 71.187 | 69.7468 | 68.4459 | 67.0886 | 65.8893 | 65.1231 | 65.4799 | 69.1458 | 74.6228 | 79.8976 | 83.4967 | 86.8605 | 89.0798 | 90.2294 | 90.5658 | 90.0422 | 88.9531 | 87.515 | 85.0067 | 81.0583 | 77.4438 | 74.9305 | 72.4188 | 0.0065704 | 0.0079067 | 0.0038333 | 0.0049339 | 0.0055125 | 0.010363 | 0.007371 | 0.004809 | 0.005339 | 0.0063568 | 0.0074982 | 0.0081978 | 0.0080143 | 0.0080772 | 0.0077467 | 0.0074965 | 0.0068654 | 0.0059676 | 0.0049994 | 0.0053 | 0.0060586 | 0.0051385 | 0.0056924 | 0.0059627
Portfolio Adjusted1-in-10Size: Under 20 kWOther2019June Monthly Peak | Portfolio Adjusted | 1-in-10 | Size: Under 20 kW | Other | 2019 | June Monthly Peak | 6 | 0.91844 | 0.8886 | 0.86409 | 0.8555 | 0.85737 | 0.85993 | 0.8276 | 1.0142 | 1.3796 | 1.6979 | 1.9508 | 2.1019 | 2.1579 | 2.2014 | 2.2296 | 2.2024 | 2.081 | 1.8055 | 1.5122 | 1.3585 | 1.3545 | 1.2436 | 1.1003 | 0.99125 | 0 | 0 | 0 | 0 | 0 | 0 | 0 | 0 | 0 | 0 | 0 | 0 | 0 | 0 | 0.0038595 | 0.011089 | 0.013379 | 0.013011 | 0 | 0 | 0 | 0 | 0 | 0 | 73.1785 | 71.5919 | 70.4863 | 69.1645 | 68.1791 | 66.6205 | 65.7798 | 66.7516 | 70.844 | 76.0402 | 81.1079 | 85.1016 | 87.8467 | 89.5797 | 90.8073 | 91.4983 | 91.8455 | 91.1939 | 90.042 | 87.9223 | 84.8737 | 81.0714 | 78.5644 | 76.5967 | 0.0067352 | 0.0080752 | 0.0039144 | 0.0050285 | 0.0055964 | 0.01034 | 0.0074482 | 0.005044 | 0.005676 | 0.0067829 | 0.0080135 | 0.0087443 | 0.0085934 | 0.0086725 | 0.0083444 | 0.0080872 | 0.0074702 | 0.0065845 | 0.0055641 | 0.0056249 | 0.0063475 | 0.0055446 | 0.0060463 | 0.0061096
Portfolio Adjusted1-in-10Size: Under 20 kWOther2019July Monthly Peak | Portfolio Adjusted | 1-in-10 | Size: Under 20 kW | Other | 2019 | July Monthly Peak | 7 | 0.95973 | 0.92899 | 0.90279 | 0.89219 | 0.89565 | 0.91301 | 0.8834 | 1.0916 | 1.5033 | 1.8682 | 2.1577 | 2.3166 | 2.3805 | 2.4323 | 2.4489 | 2.4153 | 2.2992 | 1.9851 | 1.6481 | 1.4749 | 1.4493 | 1.3242 | 1.1713 | 1.0383 | 0 | 0 | 0 | 0 | 0 | 0 | 0 | 0 | 0 | 0 | 0 | 0 | 0 | 0 | 0.0042392 | 0.012161 | 0.014781 | 0.014305 | 0 | 0 | 0 | 0 | 0 | 0 | 76.959 | 75.7353 | 74.5031 | 73.337 | 72.4249 | 71.428 | 70.5833 | 70.8613 | 73.9559 | 78.9212 | 83.5577 | 87.2884 | 89.9584 | 91.7175 | 93.0086 | 93.6142 | 93.5303 | 92.9899 | 91.9758 | 89.6748 | 86.0449 | 82.507 | 80.1848 | 78.5011 | 0.0070379 | 0.0084422 | 0.0040898 | 0.0052441 | 0.0058463 | 0.010979 | 0.0079503 | 0.005429 | 0.0061848 | 0.0074633 | 0.0088634 | 0.0096378 | 0.0094799 | 0.0095821 | 0.0091653 | 0.008869 | 0.0082535 | 0.0072393 | 0.0060645 | 0.0061067 | 0.0067919 | 0.005904 | 0.0064367 | 0.0063997
Portfolio Adjusted1-in-10Size: Under 20 kWOther2019August Monthly Peak | Portfolio Adjusted | 1-in-10 | Size: Under 20 kW | Other | 2019 | August Monthly Peak | 8 | 0.96927 | 0.93635 | 0.90996 | 0.8979 | 0.90505 | 0.93628 | 0.91711 | 1.0986 | 1.5225 | 1.8872 | 2.1941 | 2.3602 | 2.4168 | 2.4653 | 2.492 | 2.4549 | 2.3291 | 2.0038 | 1.6744 | 1.5271 | 1.4838 | 1.3267 | 1.1772 | 1.0468 | 0 | 0 | 0 | 0 | 0 | 0 | 0 | 0 | 0 | 0 | 0 | 0 | 0 | 0 | 0.0043138 | 0.01236 | 0.014974 | 0.01444 | 0 | 0 | 0 | 0 | 0 | 0 | 76.0943 | 74.9208 | 73.7207 | 72.7847 | 71.6608 | 70.9313 | 70.3871 | 70.4901 | 73.2296 | 78.7479 | 83.8251 | 88.3726 | 91.4919 | 93.5924 | 95.078 | 95.9707 | 95.9878 | 94.9885 | 93.9037 | 91.5468 | 87.9331 | 85.1099 | 83.1748 | 81.3808 | 0.0071079 | 0.0085091 | 0.0041222 | 0.0052777 | 0.0059077 | 0.011259 | 0.0082538 | 0.0054639 | 0.0062639 | 0.0075393 | 0.0090128 | 0.0098189 | 0.0096244 | 0.0097121 | 0.0093267 | 0.0090146 | 0.0083609 | 0.0073078 | 0.0061611 | 0.006323 | 0.0069535 | 0.0059151 | 0.0064694 | 0.0064523
Portfolio Adjusted1-in-10Size: Under 20 kWOther2019September Monthly Peak | Portfolio Adjusted | 1-in-10 | Size: Under 20 kW | Other | 2019 | September Monthly Peak | 9 | 0.94759 | 0.91683 | 0.89243 | 0.8844 | 0.88972 | 0.92903 | 0.95693 | 1.0729 | 1.4794 | 1.8433 | 2.1459 | 2.3266 | 2.3845 | 2.4319 | 2.4543 | 2.4089 | 2.2672 | 1.9411 | 1.617 | 1.5539 | 1.4236 | 1.2685 | 1.1301 | 1.0138 | 0 | 0 | 0 | 0 | 0 | 0 | 0 | 0 | 0 | 0 | 0 | 0 | 0 | 0 | 0.0042485 | 0.012129 | 0.014576 | 0.013988 | 0 | 0 | 0 | 0 | 0 | 0 | 75.9709 | 74.7251 | 73.4978 | 72.6611 | 71.781 | 70.9516 | 70.2633 | 69.9732 | 72.1447 | 77.1504 | 82.5012 | 87.051 | 90.4224 | 92.8177 | 93.657 | 93.7948 | 93.4172 | 92.4192 | 90.6981 | 87.6788 | 83.8027 | 80.8686 | 78.4789 | 76.7849 | 0.0069489 | 0.0083317 | 0.0040428 | 0.0051984 | 0.0058076 | 0.011171 | 0.0086121 | 0.0053358 | 0.0060864 | 0.0073638 | 0.0088148 | 0.0096795 | 0.009496 | 0.0095807 | 0.0091854 | 0.0088457 | 0.0081389 | 0.007079 | 0.00595 | 0.0064339 | 0.0066714 | 0.0056554 | 0.0062101 | 0.0062486
Portfolio Adjusted1-in-10Size: Under 20 kWOther2019October Monthly Peak | Portfolio Adjusted | 1-in-10 | Size: Under 20 kW | Other | 2019 | October Monthly Peak | 10 | 0.87253 | 0.85345 | 0.83924 | 0.83071 | 0.83392 | 0.8664 | 0.92397 | 0.96568 | 1.2637 | 1.5456 | 1.7693 | 1.9099 | 1.9567 | 2.0185 | 2.0541 | 2.0186 | 1.8918 | 1.6101 | 1.4518 | 1.367 | 1.2477 | 1.122 | 1.0148 | 0.93399 | 0 | 0 | 0 | 0 | 0 | 0 | 0 | 0 | 0 | 0 | 0 | 0 | 0 | 0 | 0.0035558 | 0.010163 | 0.012163 | 0.011603 | 0 | 0 | 0 | 0 | 0 | 0 | 70.4119 | 68.9812 | 68.0602 | 66.8657 | 65.8974 | 64.859 | 64.3602 | 63.7686 | 64.4698 | 69.3614 | 75.5485 | 81.3748 | 85.8192 | 88.6815 | 89.7816 | 90.4244 | 90.4068 | 89.4493 | 86.9839 | 82.688 | 78.609 | 75.564 | 73.2115 | 71.4879 | 0.0063985 | 0.0077557 | 0.0038019 | 0.0048827 | 0.0054433 | 0.010418 | 0.0083155 | 0.0048027 | 0.0051991 | 0.0061746 | 0.007268 | 0.0079459 | 0.0077923 | 0.0079518 | 0.0076877 | 0.0074123 | 0.0067912 | 0.0058717 | 0.0053422 | 0.0056602 | 0.0058473 | 0.0050023 | 0.0055766 | 0.0057567
Portfolio Adjusted1-in-10Size: Under 20 kWOther2019November Monthly Peak | Portfolio Adjusted | 1-in-10 | Size: Under 20 kW | Other | 2019 | November Monthly Peak | 11 | 0.85584 | 0.83607 | 0.8268 | 0.82002 | 0.82427 | 0.8538 | 0.83355 | 0.93504 | 1.1998 | 1.4182 | 1.5762 | 1.6709 | 1.6905 | 1.7184 | 1.7322 | 1.692 | 1.5888 | 1.5318 | 1.3342 | 1.201 | 1.1085 | 0.9983 | 0.91611 | 0.89881 | 0 | 0 | 0 | 0 | 0 | 0 | 0 | 0 | 0 | 0 | 0 | 0 | 0 | 0 | 0.0029985 | 0.008519 | 0.010214 | 0.011039 | 0 | 0 | 0 | 0 | 0 | 0 | 64.9184 | 63.5455 | 62.5559 | 61.2117 | 60.3811 | 59.5907 | 58.8696 | 58.5841 | 61.137 | 66.3018 | 72.5352 | 77.5189 | 80.7083 | 82.3713 | 83.3781 | 83.5374 | 82.2983 | 79.6804 | 76.2066 | 72.4937 | 69.9474 | 67.9661 | 66.263 | 65.0505 | 0.0062761 | 0.0075979 | 0.0037455 | 0.0048199 | 0.0053803 | 0.010267 | 0.0075017 | 0.0046504 | 0.0049361 | 0.0056655 | 0.0064746 | 0.0069512 | 0.0067322 | 0.0067696 | 0.0064829 | 0.0062131 | 0.0057034 | 0.0055862 | 0.0049095 | 0.004973 | 0.005195 | 0.0044508 | 0.0050343 | 0.0055399
Portfolio Adjusted1-in-10Size: Under 20 kWOther2019December Monthly Peak | Portfolio Adjusted | 1-in-10 | Size: Under 20 kW | Other | 2019 | December Monthly Peak | 12 | 0.81058 | 0.80461 | 0.80124 | 0.80485 | 0.81058 | 0.85125 | 0.88128 | 0.95631 | 1.2582 | 1.457 | 1.5373 | 1.5038 | 1.4207 | 1.3519 | 1.2836 | 1.2452 | 1.3168 | 1.4883 | 1.4137 | 1.325 | 1.2389 | 1.1584 | 1.0286 | 0.83977 | 0 | 0 | 0 | 0 | 0 | 0 | 0 | 0 | 0 | 0 | 0 | 0 | 0 | 0 | 0.0022219 | 0.0062693 | 0.0084655 | 0.010725 | 0 | 0 | 0 | 0 | 0 | 0 | 41.9662 | 41.3356 | 41.1034 | 40.8334 | 40.5355 | 40.3562 | 40.5675 | 40.6469 | 41.3473 | 43.4403 | 45.6554 | 47.5249 | 48.6442 | 49.1681 | 49.1705 | 49.077 | 48.6898 | 47.4349 | 46.1907 | 45.1552 | 44.2947 | 43.4253 | 43.0442 | 42.3308 | 0.0059442 | 0.0073119 | 0.0036297 | 0.0047307 | 0.005291 | 0.010236 | 0.0079313 | 0.0047561 | 0.0051766 | 0.0058207 | 0.0063149 | 0.0062562 | 0.0056575 | 0.005326 | 0.0048039 | 0.0045724 | 0.0047269 | 0.0054275 | 0.0052018 | 0.0054861 | 0.0058059 | 0.0051645 | 0.0056527 | 0.005176
Portfolio Adjusted1-in-10Size: Under 20 kWOther2019Typical Event Day | Portfolio Adjusted | 1-in-10 | Size: Under 20 kW | Other | 2019 | Typical Event Day | 8 | 0.96311 | 0.93078 | 0.905 | 0.89327 | 0.90068 | 0.93177 | 0.91194 | 1.0848 | 1.4938 | 1.8433 | 2.1372 | 2.2973 | 2.3533 | 2.403 | 2.434 | 2.3998 | 2.2744 | 1.9527 | 1.6344 | 1.4906 | 1.453 | 1.3003 | 1.1565 | 1.0373 | 0 | 0 | 0 | 0 | 0 | 0 | 0 | 0 | 0 | 0 | 0 | 0 | 0 | 0 | 0.0042133 | 0.012083 | 0.014622 | 0.014072 | 0 | 0 | 0 | 0 | 0 | 0 | 75.5507 | 74.2433 | 73.052 | 71.9868 | 71.0115 | 69.9829 | 69.2534 | 69.5191 | 72.5436 | 77.7149 | 82.748 | 86.9534 | 89.9299 | 91.9268 | 93.1377 | 93.7195 | 93.6952 | 92.8979 | 91.6549 | 89.2056 | 85.6636 | 82.3892 | 80.1008 | 78.3159 | 0.0070627 | 0.0084585 | 0.0040998 | 0.0052505 | 0.0058791 | 0.011204 | 0.0082072 | 0.005395 | 0.0061459 | 0.0073638 | 0.0087788 | 0.0095575 | 0.0093715 | 0.0094668 | 0.0091093 | 0.0088121 | 0.0081646 | 0.0071214 | 0.0060139 | 0.0061718 | 0.0068094 | 0.0057971 | 0.0063556 | 0.0063934
Portfolio Adjusted1-in-10Size: Under 20 kWOther2020January Monthly Peak | Portfolio Adjusted | 1-in-10 | Size: Under 20 kW | Other | 2020 | January Monthly Peak | 1 | 0.71804 | 0.71427 | 0.71588 | 0.71217 | 0.72459 | 0.76085 | 0.80291 | 0.86653 | 1.1481 | 1.3577 | 1.4446 | 1.4079 | 1.3083 | 1.2324 | 1.1593 | 1.1223 | 1.242 | 1.4923 | 1.477 | 1.4029 | 1.3011 | 1.2166 | 1.0487 | 0.7529 | 0 | 0 | 0 | 0 | 0 | 0 | 0 | 0 | 0 | 0 | 0 | 0 | 0 | 0 | 0.0020069 | 0.0056506 | 0.0079848 | 0.010754 | 0 | 0 | 0 | 0 | 0 | 0 | 40.877 | 40.2271 | 39.6741 | 39.235 | 39.0803 | 38.7461 | 38.3807 | 38.2406 | 38.8273 | 40.9452 | 43.4113 | 45.9528 | 47.8917 | 48.8244 | 49.3049 | 49.1982 | 48.6138 | 47.5807 | 45.4472 | 43.791 | 42.3677 | 41.2427 | 40.3521 | 39.5775 | 0.0052656 | 0.0064909 | 0.003243 | 0.004186 | 0.0047297 | 0.0091491 | 0.007226 | 0.0043096 | 0.0047234 | 0.0054238 | 0.0059339 | 0.0058571 | 0.0052101 | 0.0048552 | 0.0043389 | 0.0041211 | 0.0044585 | 0.0054422 | 0.0054348 | 0.0058086 | 0.0060975 | 0.0054243 | 0.0057632 | 0.0046405
Portfolio Adjusted1-in-10Size: Under 20 kWOther2020February Monthly Peak | Portfolio Adjusted | 1-in-10 | Size: Under 20 kW | Other | 2020 | February Monthly Peak | 2 | 0.76434 | 0.7521 | 0.75038 | 0.75099 | 0.76461 | 0.80399 | 0.80882 | 0.85401 | 1.105 | 1.2763 | 1.3603 | 1.3674 | 1.3317 | 1.3178 | 1.3045 | 1.2787 | 1.2728 | 1.3121 | 1.3446 | 1.2461 | 1.1502 | 1.0503 | 0.93869 | 0.80378 | 0 | 0 | 0 | 0 | 0 | 0 | 0 | 0 | 0 | 0 | 0 | 0 | 0 | 0 | 0.0022582 | 0.006438 | 0.0081826 | 0.0094552 | 0 | 0 | 0 | 0 | 0 | 0 | 48.7807 | 48.3337 | 47.8429 | 47.3159 | 46.7852 | 45.9371 | 45.5696 | 45.5446 | 46.4055 | 48.5507 | 50.6967 | 52.5884 | 54.1655 | 55.2055 | 56.1744 | 56.6959 | 56.2142 | 55.388 | 53.3106 | 51.1719 | 49.4134 | 47.9848 | 47.0848 | 46.14 | 0.0056051 | 0.0068348 | 0.0033993 | 0.0044141 | 0.0049909 | 0.0096678 | 0.0072792 | 0.0042474 | 0.0045463 | 0.0050987 | 0.0055877 | 0.0056889 | 0.0053034 | 0.0051916 | 0.0048823 | 0.0046954 | 0.0045689 | 0.0047849 | 0.0049476 | 0.0051594 | 0.0053905 | 0.0046826 | 0.0051585 | 0.0049541
Portfolio Adjusted1-in-10Size: Under 20 kWOther2020March Monthly Peak | Portfolio Adjusted | 1-in-10 | Size: Under 20 kW | Other | 2020 | March Monthly Peak | 3 | 0.81306 | 0.79141 | 0.77969 | 0.77846 | 0.78743 | 0.82501 | 0.85833 | 0.88183 | 1.0808 | 1.2503 | 1.3717 | 1.4374 | 1.4534 | 1.4935 | 1.5298 | 1.5191 | 1.4537 | 1.3039 | 1.2026 | 1.2041 | 1.1272 | 1.0201 | 0.92173 | 0.85925 | 0 | 0 | 0 | 0 | 0 | 0 | 0 | 0 | 0 | 0 | 0 | 0 | 0 | 0 | 0.0026482 | 0.0076482 | 0.0093459 | 0.0093961 | 0 | 0 | 0 | 0 | 0 | 0 | 56.1596 | 54.7106 | 53.8439 | 53.3987 | 52.4546 | 51.7358 | 51.0542 | 50.8755 | 52.1592 | 56.6665 | 62.2309 | 67.0073 | 70.3579 | 72.2048 | 73.4813 | 74.2739 | 74.281 | 73.1957 | 71.447 | 68.7277 | 65.2875 | 62.2967 | 60.0556 | 58.387 | 0.0059624 | 0.007192 | 0.0035321 | 0.0045757 | 0.0051399 | 0.0099206 | 0.0077248 | 0.0043857 | 0.0044465 | 0.0049947 | 0.0056344 | 0.0059799 | 0.0057879 | 0.0058836 | 0.0057254 | 0.0055781 | 0.0052184 | 0.004755 | 0.0044252 | 0.0049858 | 0.0052826 | 0.0045482 | 0.0050652 | 0.005296
Portfolio Adjusted1-in-10Size: Under 20 kWOther2020April Monthly Peak | Portfolio Adjusted | 1-in-10 | Size: Under 20 kW | Other | 2020 | April Monthly Peak | 4 | 0.8653 | 0.84011 | 0.82358 | 0.8187 | 0.82172 | 0.85446 | 0.8405 | 0.91173 | 1.1864 | 1.4255 | 1.6227 | 1.7403 | 1.7927 | 1.8425 | 1.8799 | 1.8508 | 1.7388 | 1.4953 | 1.2592 | 1.2438 | 1.2152 | 1.0843 | 0.98039 | 0.92642 | 0 | 0 | 0 | 0 | 0 | 0 | 0 | 0 | 0 | 0 | 0 | 0 | 0 | 0 | 0.0032541 | 0.0093185 | 0.011179 | 0.010776 | 0 | 0 | 0 | 0 | 0 | 0 | 66.79 | 65.3765 | 63.6852 | 62.5222 | 61.3576 | 60.257 | 59.6712 | 59.6501 | 63.0868 | 69.4048 | 75.7393 | 81.0269 | 84.1559 | 86.2035 | 87.4509 | 88.1135 | 87.9386 | 87.2343 | 85.1552 | 82.0313 | 77.8869 | 74.1754 | 71.4173 | 69.7599 | 0.0063455 | 0.0076345 | 0.0037309 | 0.0048122 | 0.0053637 | 0.010275 | 0.0075643 | 0.0045344 | 0.0048813 | 0.0056945 | 0.0066656 | 0.00724 | 0.0071393 | 0.0072588 | 0.0070355 | 0.0067962 | 0.0062419 | 0.0054533 | 0.0046335 | 0.0051501 | 0.0056947 | 0.0048344 | 0.0053876 | 0.00571
Portfolio Adjusted1-in-10Size: Under 20 kWOther2020May Monthly Peak | Portfolio Adjusted | 1-in-10 | Size: Under 20 kW | Other | 2020 | May Monthly Peak | 5 | 0.89598 | 0.87006 | 0.84617 | 0.83941 | 0.84452 | 0.8618 | 0.81902 | 0.96694 | 1.2977 | 1.5912 | 1.8254 | 1.9705 | 2.0125 | 2.0503 | 2.0699 | 2.0415 | 1.9125 | 1.6363 | 1.3587 | 1.28 | 1.2928 | 1.1525 | 1.0359 | 0.96742 | 0 | 0 | 0 | 0 | 0 | 0 | 0 | 0 | 0 | 0 | 0 | 0 | 0 | 0 | 0.0035831 | 0.010279 | 0.012295 | 0.011792 | 0 | 0 | 0 | 0 | 0 | 0 | 73.2187 | 71.187 | 69.7468 | 68.4459 | 67.0886 | 65.8893 | 65.1231 | 65.4799 | 69.1458 | 74.6228 | 79.8976 | 83.4967 | 86.8605 | 89.0798 | 90.2294 | 90.5658 | 90.0422 | 88.9531 | 87.515 | 85.0067 | 81.0583 | 77.4438 | 74.9305 | 72.4188 | 0.0065704 | 0.0079067 | 0.0038333 | 0.0049339 | 0.0055125 | 0.010363 | 0.007371 | 0.004809 | 0.005339 | 0.0063568 | 0.0074982 | 0.0081978 | 0.0080143 | 0.0080772 | 0.0077467 | 0.0074965 | 0.0068654 | 0.0059676 | 0.0049994 | 0.0053 | 0.0060586 | 0.0051385 | 0.0056924 | 0.0059627
Portfolio Adjusted1-in-10Size: Under 20 kWOther2020June Monthly Peak | Portfolio Adjusted | 1-in-10 | Size: Under 20 kW | Other | 2020 | June Monthly Peak | 6 | 0.91844 | 0.8886 | 0.86409 | 0.8555 | 0.85737 | 0.85993 | 0.8276 | 1.0142 | 1.3796 | 1.6979 | 1.9508 | 2.1019 | 2.1579 | 2.2014 | 2.2296 | 2.2024 | 2.081 | 1.8055 | 1.5122 | 1.3585 | 1.3545 | 1.2436 | 1.1003 | 0.99125 | 0 | 0 | 0 | 0 | 0 | 0 | 0 | 0 | 0 | 0 | 0 | 0 | 0 | 0 | 0.0038595 | 0.011089 | 0.013379 | 0.013011 | 0 | 0 | 0 | 0 | 0 | 0 | 73.1785 | 71.5919 | 70.4863 | 69.1645 | 68.1791 | 66.6205 | 65.7798 | 66.7516 | 70.844 | 76.0402 | 81.1079 | 85.1016 | 87.8467 | 89.5797 | 90.8073 | 91.4983 | 91.8455 | 91.1939 | 90.042 | 87.9223 | 84.8737 | 81.0714 | 78.5644 | 76.5967 | 0.0067352 | 0.0080752 | 0.0039144 | 0.0050285 | 0.0055964 | 0.01034 | 0.0074482 | 0.005044 | 0.005676 | 0.0067829 | 0.0080135 | 0.0087443 | 0.0085934 | 0.0086725 | 0.0083444 | 0.0080872 | 0.0074702 | 0.0065845 | 0.0055641 | 0.0056249 | 0.0063475 | 0.0055446 | 0.0060463 | 0.0061096
Portfolio Adjusted1-in-10Size: Under 20 kWOther2020July Monthly Peak | Portfolio Adjusted | 1-in-10 | Size: Under 20 kW | Other | 2020 | July Monthly Peak | 7 | 0.95973 | 0.92899 | 0.90279 | 0.89219 | 0.89565 | 0.91301 | 0.8834 | 1.0916 | 1.5033 | 1.8682 | 2.1577 | 2.3166 | 2.3805 | 2.4323 | 2.4489 | 2.4153 | 2.2992 | 1.9851 | 1.6481 | 1.4749 | 1.4493 | 1.3242 | 1.1713 | 1.0383 | 0 | 0 | 0 | 0 | 0 | 0 | 0 | 0 | 0 | 0 | 0 | 0 | 0 | 0 | 0.0042392 | 0.012161 | 0.014781 | 0.014305 | 0 | 0 | 0 | 0 | 0 | 0 | 76.959 | 75.7353 | 74.5031 | 73.337 | 72.4249 | 71.428 | 70.5833 | 70.8613 | 73.9559 | 78.9212 | 83.5577 | 87.2884 | 89.9584 | 91.7175 | 93.0086 | 93.6142 | 93.5303 | 92.9899 | 91.9758 | 89.6748 | 86.0449 | 82.507 | 80.1848 | 78.5011 | 0.0070379 | 0.0084422 | 0.0040898 | 0.0052441 | 0.0058463 | 0.010979 | 0.0079503 | 0.005429 | 0.0061848 | 0.0074633 | 0.0088634 | 0.0096378 | 0.0094799 | 0.0095821 | 0.0091653 | 0.008869 | 0.0082535 | 0.0072393 | 0.0060645 | 0.0061067 | 0.0067919 | 0.005904 | 0.0064367 | 0.0063997
Portfolio Adjusted1-in-10Size: Under 20 kWOther2020August Monthly Peak | Portfolio Adjusted | 1-in-10 | Size: Under 20 kW | Other | 2020 | August Monthly Peak | 8 | 0.96927 | 0.93635 | 0.90996 | 0.8979 | 0.90505 | 0.93628 | 0.91711 | 1.0986 | 1.5225 | 1.8872 | 2.1941 | 2.3602 | 2.4168 | 2.4653 | 2.492 | 2.4549 | 2.3291 | 2.0038 | 1.6744 | 1.5271 | 1.4838 | 1.3267 | 1.1772 | 1.0468 | 0 | 0 | 0 | 0 | 0 | 0 | 0 | 0 | 0 | 0 | 0 | 0 | 0 | 0 | 0.0043138 | 0.01236 | 0.014974 | 0.01444 | 0 | 0 | 0 | 0 | 0 | 0 | 76.0943 | 74.9208 | 73.7207 | 72.7847 | 71.6608 | 70.9313 | 70.3871 | 70.4901 | 73.2296 | 78.7479 | 83.8251 | 88.3726 | 91.4919 | 93.5924 | 95.078 | 95.9707 | 95.9878 | 94.9885 | 93.9037 | 91.5468 | 87.9331 | 85.1099 | 83.1748 | 81.3808 | 0.0071079 | 0.0085091 | 0.0041222 | 0.0052777 | 0.0059077 | 0.011259 | 0.0082538 | 0.0054639 | 0.0062639 | 0.0075393 | 0.0090128 | 0.0098189 | 0.0096244 | 0.0097121 | 0.0093267 | 0.0090146 | 0.0083609 | 0.0073078 | 0.0061611 | 0.006323 | 0.0069535 | 0.0059151 | 0.0064694 | 0.0064523
Portfolio Adjusted1-in-10Size: Under 20 kWOther2020September Monthly Peak | Portfolio Adjusted | 1-in-10 | Size: Under 20 kW | Other | 2020 | September Monthly Peak | 9 | 0.94759 | 0.91683 | 0.89243 | 0.8844 | 0.88972 | 0.92903 | 0.95693 | 1.0729 | 1.4794 | 1.8433 | 2.1459 | 2.3266 | 2.3845 | 2.4319 | 2.4543 | 2.4089 | 2.2672 | 1.9411 | 1.617 | 1.5539 | 1.4236 | 1.2685 | 1.1301 | 1.0138 | 0 | 0 | 0 | 0 | 0 | 0 | 0 | 0 | 0 | 0 | 0 | 0 | 0 | 0 | 0.0042485 | 0.012129 | 0.014576 | 0.013988 | 0 | 0 | 0 | 0 | 0 | 0 | 75.9709 | 74.7251 | 73.4978 | 72.6611 | 71.781 | 70.9516 | 70.2633 | 69.9732 | 72.1447 | 77.1504 | 82.5012 | 87.051 | 90.4224 | 92.8177 | 93.657 | 93.7948 | 93.4172 | 92.4192 | 90.6981 | 87.6788 | 83.8027 | 80.8686 | 78.4789 | 76.7849 | 0.0069489 | 0.0083317 | 0.0040428 | 0.0051984 | 0.0058076 | 0.011171 | 0.0086121 | 0.0053358 | 0.0060864 | 0.0073638 | 0.0088148 | 0.0096795 | 0.009496 | 0.0095807 | 0.0091854 | 0.0088457 | 0.0081389 | 0.007079 | 0.00595 | 0.0064339 | 0.0066714 | 0.0056554 | 0.0062101 | 0.0062486
Portfolio Adjusted1-in-10Size: Under 20 kWOther2020October Monthly Peak | Portfolio Adjusted | 1-in-10 | Size: Under 20 kW | Other | 2020 | October Monthly Peak | 10 | 0.87253 | 0.85345 | 0.83924 | 0.83071 | 0.83392 | 0.8664 | 0.92397 | 0.96568 | 1.2637 | 1.5456 | 1.7693 | 1.9099 | 1.9567 | 2.0185 | 2.0541 | 2.0186 | 1.8918 | 1.6101 | 1.4518 | 1.367 | 1.2477 | 1.122 | 1.0148 | 0.93399 | 0 | 0 | 0 | 0 | 0 | 0 | 0 | 0 | 0 | 0 | 0 | 0 | 0 | 0 | 0.0035558 | 0.010163 | 0.012163 | 0.011603 | 0 | 0 | 0 | 0 | 0 | 0 | 70.4119 | 68.9812 | 68.0602 | 66.8657 | 65.8974 | 64.859 | 64.3602 | 63.7686 | 64.4698 | 69.3614 | 75.5485 | 81.3748 | 85.8192 | 88.6815 | 89.7816 | 90.4244 | 90.4068 | 89.4493 | 86.9839 | 82.688 | 78.609 | 75.564 | 73.2115 | 71.4879 | 0.0063985 | 0.0077557 | 0.0038019 | 0.0048827 | 0.0054433 | 0.010418 | 0.0083155 | 0.0048027 | 0.0051991 | 0.0061746 | 0.007268 | 0.0079459 | 0.0077923 | 0.0079518 | 0.0076877 | 0.0074123 | 0.0067912 | 0.0058717 | 0.0053422 | 0.0056602 | 0.0058473 | 0.0050023 | 0.0055766 | 0.0057567
Portfolio Adjusted1-in-10Size: Under 20 kWOther2020November Monthly Peak | Portfolio Adjusted | 1-in-10 | Size: Under 20 kW | Other | 2020 | November Monthly Peak | 11 | 0.85584 | 0.83607 | 0.8268 | 0.82002 | 0.82427 | 0.8538 | 0.83355 | 0.93504 | 1.1998 | 1.4182 | 1.5762 | 1.6709 | 1.6905 | 1.7184 | 1.7322 | 1.692 | 1.5888 | 1.5318 | 1.3342 | 1.201 | 1.1085 | 0.9983 | 0.91611 | 0.89881 | 0 | 0 | 0 | 0 | 0 | 0 | 0 | 0 | 0 | 0 | 0 | 0 | 0 | 0 | 0.0029985 | 0.008519 | 0.010214 | 0.011039 | 0 | 0 | 0 | 0 | 0 | 0 | 64.9184 | 63.5455 | 62.5559 | 61.2117 | 60.3811 | 59.5907 | 58.8696 | 58.5841 | 61.137 | 66.3018 | 72.5352 | 77.5189 | 80.7083 | 82.3713 | 83.3781 | 83.5374 | 82.2983 | 79.6804 | 76.2066 | 72.4937 | 69.9474 | 67.9661 | 66.263 | 65.0505 | 0.0062761 | 0.0075979 | 0.0037455 | 0.0048199 | 0.0053803 | 0.010267 | 0.0075017 | 0.0046504 | 0.0049361 | 0.0056655 | 0.0064746 | 0.0069512 | 0.0067322 | 0.0067696 | 0.0064829 | 0.0062131 | 0.0057034 | 0.0055862 | 0.0049095 | 0.004973 | 0.005195 | 0.0044508 | 0.0050343 | 0.0055399
Portfolio Adjusted1-in-10Size: Under 20 kWOther2020December Monthly Peak | Portfolio Adjusted | 1-in-10 | Size: Under 20 kW | Other | 2020 | December Monthly Peak | 12 | 0.81058 | 0.80461 | 0.80124 | 0.80485 | 0.81058 | 0.85125 | 0.88128 | 0.95631 | 1.2582 | 1.457 | 1.5373 | 1.5038 | 1.4207 | 1.3519 | 1.2836 | 1.2452 | 1.3168 | 1.4883 | 1.4137 | 1.325 | 1.2389 | 1.1584 | 1.0286 | 0.83977 | 0 | 0 | 0 | 0 | 0 | 0 | 0 | 0 | 0 | 0 | 0 | 0 | 0 | 0 | 0.0022219 | 0.0062693 | 0.0084655 | 0.010725 | 0 | 0 | 0 | 0 | 0 | 0 | 41.9662 | 41.3356 | 41.1034 | 40.8334 | 40.5355 | 40.3562 | 40.5675 | 40.6469 | 41.3473 | 43.4403 | 45.6554 | 47.5249 | 48.6442 | 49.1681 | 49.1705 | 49.077 | 48.6898 | 47.4349 | 46.1907 | 45.1552 | 44.2947 | 43.4253 | 43.0442 | 42.3308 | 0.0059442 | 0.0073119 | 0.0036297 | 0.0047307 | 0.005291 | 0.010236 | 0.0079313 | 0.0047561 | 0.0051766 | 0.0058207 | 0.0063149 | 0.0062562 | 0.0056575 | 0.005326 | 0.0048039 | 0.0045724 | 0.0047269 | 0.0054275 | 0.0052018 | 0.0054861 | 0.0058059 | 0.0051645 | 0.0056527 | 0.005176
Portfolio Adjusted1-in-10Size: Under 20 kWOther2020Typical Event Day | Portfolio Adjusted | 1-in-10 | Size: Under 20 kW | Other | 2020 | Typical Event Day | 8 | 0.96311 | 0.93078 | 0.905 | 0.89327 | 0.90068 | 0.93177 | 0.91194 | 1.0848 | 1.4938 | 1.8433 | 2.1372 | 2.2973 | 2.3533 | 2.403 | 2.434 | 2.3998 | 2.2744 | 1.9527 | 1.6344 | 1.4906 | 1.453 | 1.3003 | 1.1565 | 1.0373 | 0 | 0 | 0 | 0 | 0 | 0 | 0 | 0 | 0 | 0 | 0 | 0 | 0 | 0 | 0.0042133 | 0.012083 | 0.014622 | 0.014072 | 0 | 0 | 0 | 0 | 0 | 0 | 75.5507 | 74.2433 | 73.052 | 71.9868 | 71.0115 | 69.9829 | 69.2534 | 69.5191 | 72.5436 | 77.7149 | 82.748 | 86.9534 | 89.9299 | 91.9268 | 93.1377 | 93.7195 | 93.6952 | 92.8979 | 91.6549 | 89.2056 | 85.6636 | 82.3892 | 80.1008 | 78.3159 | 0.0070627 | 0.0084585 | 0.0040998 | 0.0052505 | 0.0058791 | 0.011204 | 0.0082072 | 0.005395 | 0.0061459 | 0.0073638 | 0.0087788 | 0.0095575 | 0.0093715 | 0.0094668 | 0.0091093 | 0.0088121 | 0.0081646 | 0.0071214 | 0.0060139 | 0.0061718 | 0.0068094 | 0.0057971 | 0.0063556 | 0.0063934
Portfolio Adjusted1-in-10Size: Under 20 kWOther2021January Monthly Peak | Portfolio Adjusted | 1-in-10 | Size: Under 20 kW | Other | 2021 | January Monthly Peak | 1 | 0.71804 | 0.71427 | 0.71588 | 0.71217 | 0.72459 | 0.76085 | 0.80291 | 0.86653 | 1.1481 | 1.3577 | 1.4446 | 1.4079 | 1.3083 | 1.2324 | 1.1593 | 1.1223 | 1.242 | 1.4923 | 1.477 | 1.4029 | 1.3011 | 1.2166 | 1.0487 | 0.7529 | 0 | 0 | 0 | 0 | 0 | 0 | 0 | 0 | 0 | 0 | 0 | 0 | 0 | 0 | 0.0020069 | 0.0056506 | 0.0079848 | 0.010754 | 0 | 0 | 0 | 0 | 0 | 0 | 40.877 | 40.2271 | 39.6741 | 39.235 | 39.0803 | 38.7461 | 38.3807 | 38.2406 | 38.8273 | 40.9452 | 43.4113 | 45.9528 | 47.8917 | 48.8244 | 49.3049 | 49.1982 | 48.6138 | 47.5807 | 45.4472 | 43.791 | 42.3677 | 41.2427 | 40.3521 | 39.5775 | 0.0052656 | 0.0064909 | 0.003243 | 0.004186 | 0.0047297 | 0.0091491 | 0.007226 | 0.0043096 | 0.0047234 | 0.0054238 | 0.0059339 | 0.0058571 | 0.0052101 | 0.0048552 | 0.0043389 | 0.0041211 | 0.0044585 | 0.0054422 | 0.0054348 | 0.0058086 | 0.0060975 | 0.0054243 | 0.0057632 | 0.0046405
Portfolio Adjusted1-in-10Size: Under 20 kWOther2021February Monthly Peak | Portfolio Adjusted | 1-in-10 | Size: Under 20 kW | Other | 2021 | February Monthly Peak | 2 | 0.76434 | 0.7521 | 0.75038 | 0.75099 | 0.76461 | 0.80399 | 0.80882 | 0.85401 | 1.105 | 1.2763 | 1.3603 | 1.3674 | 1.3317 | 1.3178 | 1.3045 | 1.2787 | 1.2728 | 1.3121 | 1.3446 | 1.2461 | 1.1502 | 1.0503 | 0.93869 | 0.80378 | 0 | 0 | 0 | 0 | 0 | 0 | 0 | 0 | 0 | 0 | 0 | 0 | 0 | 0 | 0.0022582 | 0.006438 | 0.0081826 | 0.0094552 | 0 | 0 | 0 | 0 | 0 | 0 | 48.7807 | 48.3337 | 47.8429 | 47.3159 | 46.7852 | 45.9371 | 45.5696 | 45.5446 | 46.4055 | 48.5507 | 50.6967 | 52.5884 | 54.1655 | 55.2055 | 56.1744 | 56.6959 | 56.2142 | 55.388 | 53.3106 | 51.1719 | 49.4134 | 47.9848 | 47.0848 | 46.14 | 0.0056051 | 0.0068348 | 0.0033993 | 0.0044141 | 0.0049909 | 0.0096678 | 0.0072792 | 0.0042474 | 0.0045463 | 0.0050987 | 0.0055877 | 0.0056889 | 0.0053034 | 0.0051916 | 0.0048823 | 0.0046954 | 0.0045689 | 0.0047849 | 0.0049476 | 0.0051594 | 0.0053905 | 0.0046826 | 0.0051585 | 0.0049541
Portfolio Adjusted1-in-10Size: Under 20 kWOther2021March Monthly Peak | Portfolio Adjusted | 1-in-10 | Size: Under 20 kW | Other | 2021 | March Monthly Peak | 3 | 0.81306 | 0.79141 | 0.77969 | 0.77846 | 0.78743 | 0.82501 | 0.85833 | 0.88183 | 1.0808 | 1.2503 | 1.3717 | 1.4374 | 1.4534 | 1.4935 | 1.5298 | 1.5191 | 1.4537 | 1.3039 | 1.2026 | 1.2041 | 1.1272 | 1.0201 | 0.92173 | 0.85925 | 0 | 0 | 0 | 0 | 0 | 0 | 0 | 0 | 0 | 0 | 0 | 0 | 0 | 0 | 0.0026482 | 0.0076482 | 0.0093459 | 0.0093961 | 0 | 0 | 0 | 0 | 0 | 0 | 56.1596 | 54.7106 | 53.8439 | 53.3987 | 52.4546 | 51.7358 | 51.0542 | 50.8755 | 52.1592 | 56.6665 | 62.2309 | 67.0073 | 70.3579 | 72.2048 | 73.4813 | 74.2739 | 74.281 | 73.1957 | 71.447 | 68.7277 | 65.2875 | 62.2967 | 60.0556 | 58.387 | 0.0059624 | 0.007192 | 0.0035321 | 0.0045757 | 0.0051399 | 0.0099206 | 0.0077248 | 0.0043857 | 0.0044465 | 0.0049947 | 0.0056344 | 0.0059799 | 0.0057879 | 0.0058836 | 0.0057254 | 0.0055781 | 0.0052184 | 0.004755 | 0.0044252 | 0.0049858 | 0.0052826 | 0.0045482 | 0.0050652 | 0.005296
Portfolio Adjusted1-in-10Size: Under 20 kWOther2021April Monthly Peak | Portfolio Adjusted | 1-in-10 | Size: Under 20 kW | Other | 2021 | April Monthly Peak | 4 | 0.8653 | 0.84011 | 0.82358 | 0.8187 | 0.82172 | 0.85446 | 0.8405 | 0.91173 | 1.1864 | 1.4255 | 1.6227 | 1.7403 | 1.7927 | 1.8425 | 1.8799 | 1.8508 | 1.7388 | 1.4953 | 1.2592 | 1.2438 | 1.2152 | 1.0843 | 0.98039 | 0.92642 | 0 | 0 | 0 | 0 | 0 | 0 | 0 | 0 | 0 | 0 | 0 | 0 | 0 | 0 | 0.0032541 | 0.0093185 | 0.011179 | 0.010776 | 0 | 0 | 0 | 0 | 0 | 0 | 66.79 | 65.3765 | 63.6852 | 62.5222 | 61.3576 | 60.257 | 59.6712 | 59.6501 | 63.0868 | 69.4048 | 75.7393 | 81.0269 | 84.1559 | 86.2035 | 87.4509 | 88.1135 | 87.9386 | 87.2343 | 85.1552 | 82.0313 | 77.8869 | 74.1754 | 71.4173 | 69.7599 | 0.0063455 | 0.0076345 | 0.0037309 | 0.0048122 | 0.0053637 | 0.010275 | 0.0075643 | 0.0045344 | 0.0048813 | 0.0056945 | 0.0066656 | 0.00724 | 0.0071393 | 0.0072588 | 0.0070355 | 0.0067962 | 0.0062419 | 0.0054533 | 0.0046335 | 0.0051501 | 0.0056947 | 0.0048344 | 0.0053876 | 0.00571
Portfolio Adjusted1-in-10Size: Under 20 kWOther2021May Monthly Peak | Portfolio Adjusted | 1-in-10 | Size: Under 20 kW | Other | 2021 | May Monthly Peak | 5 | 0.89598 | 0.87006 | 0.84617 | 0.83941 | 0.84452 | 0.8618 | 0.81902 | 0.96694 | 1.2977 | 1.5912 | 1.8254 | 1.9705 | 2.0125 | 2.0503 | 2.0699 | 2.0415 | 1.9125 | 1.6363 | 1.3587 | 1.28 | 1.2928 | 1.1525 | 1.0359 | 0.96742 | 0 | 0 | 0 | 0 | 0 | 0 | 0 | 0 | 0 | 0 | 0 | 0 | 0 | 0 | 0.0035831 | 0.010279 | 0.012295 | 0.011792 | 0 | 0 | 0 | 0 | 0 | 0 | 73.2187 | 71.187 | 69.7468 | 68.4459 | 67.0886 | 65.8893 | 65.1231 | 65.4799 | 69.1458 | 74.6228 | 79.8976 | 83.4967 | 86.8605 | 89.0798 | 90.2294 | 90.5658 | 90.0422 | 88.9531 | 87.515 | 85.0067 | 81.0583 | 77.4438 | 74.9305 | 72.4188 | 0.0065704 | 0.0079067 | 0.0038333 | 0.0049339 | 0.0055125 | 0.010363 | 0.007371 | 0.004809 | 0.005339 | 0.0063568 | 0.0074982 | 0.0081978 | 0.0080143 | 0.0080772 | 0.0077467 | 0.0074965 | 0.0068654 | 0.0059676 | 0.0049994 | 0.0053 | 0.0060586 | 0.0051385 | 0.0056924 | 0.0059627
Portfolio Adjusted1-in-10Size: Under 20 kWOther2021June Monthly Peak | Portfolio Adjusted | 1-in-10 | Size: Under 20 kW | Other | 2021 | June Monthly Peak | 6 | 0.91844 | 0.8886 | 0.86409 | 0.8555 | 0.85737 | 0.85993 | 0.8276 | 1.0142 | 1.3796 | 1.6979 | 1.9508 | 2.1019 | 2.1579 | 2.2014 | 2.2296 | 2.2024 | 2.081 | 1.8055 | 1.5122 | 1.3585 | 1.3545 | 1.2436 | 1.1003 | 0.99125 | 0 | 0 | 0 | 0 | 0 | 0 | 0 | 0 | 0 | 0 | 0 | 0 | 0 | 0 | 0.0038595 | 0.011089 | 0.013379 | 0.013011 | 0 | 0 | 0 | 0 | 0 | 0 | 73.1785 | 71.5919 | 70.4863 | 69.1645 | 68.1791 | 66.6205 | 65.7798 | 66.7516 | 70.844 | 76.0402 | 81.1079 | 85.1016 | 87.8467 | 89.5797 | 90.8073 | 91.4983 | 91.8455 | 91.1939 | 90.042 | 87.9223 | 84.8737 | 81.0714 | 78.5644 | 76.5967 | 0.0067352 | 0.0080752 | 0.0039144 | 0.0050285 | 0.0055964 | 0.01034 | 0.0074482 | 0.005044 | 0.005676 | 0.0067829 | 0.0080135 | 0.0087443 | 0.0085934 | 0.0086725 | 0.0083444 | 0.0080872 | 0.0074702 | 0.0065845 | 0.0055641 | 0.0056249 | 0.0063475 | 0.0055446 | 0.0060463 | 0.0061096
Portfolio Adjusted1-in-10Size: Under 20 kWOther2021July Monthly Peak | Portfolio Adjusted | 1-in-10 | Size: Under 20 kW | Other | 2021 | July Monthly Peak | 7 | 0.95973 | 0.92899 | 0.90279 | 0.89219 | 0.89565 | 0.91301 | 0.8834 | 1.0916 | 1.5033 | 1.8682 | 2.1577 | 2.3166 | 2.3805 | 2.4323 | 2.4489 | 2.4153 | 2.2992 | 1.9851 | 1.6481 | 1.4749 | 1.4493 | 1.3242 | 1.1713 | 1.0383 | 0 | 0 | 0 | 0 | 0 | 0 | 0 | 0 | 0 | 0 | 0 | 0 | 0 | 0 | 0.0042392 | 0.012161 | 0.014781 | 0.014305 | 0 | 0 | 0 | 0 | 0 | 0 | 76.959 | 75.7353 | 74.5031 | 73.337 | 72.4249 | 71.428 | 70.5833 | 70.8613 | 73.9559 | 78.9212 | 83.5577 | 87.2884 | 89.9584 | 91.7175 | 93.0086 | 93.6142 | 93.5303 | 92.9899 | 91.9758 | 89.6748 | 86.0449 | 82.507 | 80.1848 | 78.5011 | 0.0070379 | 0.0084422 | 0.0040898 | 0.0052441 | 0.0058463 | 0.010979 | 0.0079503 | 0.005429 | 0.0061848 | 0.0074633 | 0.0088634 | 0.0096378 | 0.0094799 | 0.0095821 | 0.0091653 | 0.008869 | 0.0082535 | 0.0072393 | 0.0060645 | 0.0061067 | 0.0067919 | 0.005904 | 0.0064367 | 0.0063997
Portfolio Adjusted1-in-10Size: Under 20 kWOther2021August Monthly Peak | Portfolio Adjusted | 1-in-10 | Size: Under 20 kW | Other | 2021 | August Monthly Peak | 8 | 0.96927 | 0.93635 | 0.90996 | 0.8979 | 0.90505 | 0.93628 | 0.91711 | 1.0986 | 1.5225 | 1.8872 | 2.1941 | 2.3602 | 2.4168 | 2.4653 | 2.492 | 2.4549 | 2.3291 | 2.0038 | 1.6744 | 1.5271 | 1.4838 | 1.3267 | 1.1772 | 1.0468 | 0 | 0 | 0 | 0 | 0 | 0 | 0 | 0 | 0 | 0 | 0 | 0 | 0 | 0 | 0.0043138 | 0.01236 | 0.014974 | 0.01444 | 0 | 0 | 0 | 0 | 0 | 0 | 76.0943 | 74.9208 | 73.7207 | 72.7847 | 71.6608 | 70.9313 | 70.3871 | 70.4901 | 73.2296 | 78.7479 | 83.8251 | 88.3726 | 91.4919 | 93.5924 | 95.078 | 95.9707 | 95.9878 | 94.9885 | 93.9037 | 91.5468 | 87.9331 | 85.1099 | 83.1748 | 81.3808 | 0.0071079 | 0.0085091 | 0.0041222 | 0.0052777 | 0.0059077 | 0.011259 | 0.0082538 | 0.0054639 | 0.0062639 | 0.0075393 | 0.0090128 | 0.0098189 | 0.0096244 | 0.0097121 | 0.0093267 | 0.0090146 | 0.0083609 | 0.0073078 | 0.0061611 | 0.006323 | 0.0069535 | 0.0059151 | 0.0064694 | 0.0064523
Portfolio Adjusted1-in-10Size: Under 20 kWOther2021September Monthly Peak | Portfolio Adjusted | 1-in-10 | Size: Under 20 kW | Other | 2021 | September Monthly Peak | 9 | 0.94759 | 0.91683 | 0.89243 | 0.8844 | 0.88972 | 0.92903 | 0.95693 | 1.0729 | 1.4794 | 1.8433 | 2.1459 | 2.3266 | 2.3845 | 2.4319 | 2.4543 | 2.4089 | 2.2672 | 1.9411 | 1.617 | 1.5539 | 1.4236 | 1.2685 | 1.1301 | 1.0138 | 0 | 0 | 0 | 0 | 0 | 0 | 0 | 0 | 0 | 0 | 0 | 0 | 0 | 0 | 0.0042485 | 0.012129 | 0.014576 | 0.013988 | 0 | 0 | 0 | 0 | 0 | 0 | 75.9709 | 74.7251 | 73.4978 | 72.6611 | 71.781 | 70.9516 | 70.2633 | 69.9732 | 72.1447 | 77.1504 | 82.5012 | 87.051 | 90.4224 | 92.8177 | 93.657 | 93.7948 | 93.4172 | 92.4192 | 90.6981 | 87.6788 | 83.8027 | 80.8686 | 78.4789 | 76.7849 | 0.0069489 | 0.0083317 | 0.0040428 | 0.0051984 | 0.0058076 | 0.011171 | 0.0086121 | 0.0053358 | 0.0060864 | 0.0073638 | 0.0088148 | 0.0096795 | 0.009496 | 0.0095807 | 0.0091854 | 0.0088457 | 0.0081389 | 0.007079 | 0.00595 | 0.0064339 | 0.0066714 | 0.0056554 | 0.0062101 | 0.0062486
Portfolio Adjusted1-in-10Size: Under 20 kWOther2021October Monthly Peak | Portfolio Adjusted | 1-in-10 | Size: Under 20 kW | Other | 2021 | October Monthly Peak | 10 | 0.87253 | 0.85345 | 0.83924 | 0.83071 | 0.83392 | 0.8664 | 0.92397 | 0.96568 | 1.2637 | 1.5456 | 1.7693 | 1.9099 | 1.9567 | 2.0185 | 2.0541 | 2.0186 | 1.8918 | 1.6101 | 1.4518 | 1.367 | 1.2477 | 1.122 | 1.0148 | 0.93399 | 0 | 0 | 0 | 0 | 0 | 0 | 0 | 0 | 0 | 0 | 0 | 0 | 0 | 0 | 0.0035558 | 0.010163 | 0.012163 | 0.011603 | 0 | 0 | 0 | 0 | 0 | 0 | 70.4119 | 68.9812 | 68.0602 | 66.8657 | 65.8974 | 64.859 | 64.3602 | 63.7686 | 64.4698 | 69.3614 | 75.5485 | 81.3748 | 85.8192 | 88.6815 | 89.7816 | 90.4244 | 90.4068 | 89.4493 | 86.9839 | 82.688 | 78.609 | 75.564 | 73.2115 | 71.4879 | 0.0063985 | 0.0077557 | 0.0038019 | 0.0048827 | 0.0054433 | 0.010418 | 0.0083155 | 0.0048027 | 0.0051991 | 0.0061746 | 0.007268 | 0.0079459 | 0.0077923 | 0.0079518 | 0.0076877 | 0.0074123 | 0.0067912 | 0.0058717 | 0.0053422 | 0.0056602 | 0.0058473 | 0.0050023 | 0.0055766 | 0.0057567
Portfolio Adjusted1-in-10Size: Under 20 kWOther2021November Monthly Peak | Portfolio Adjusted | 1-in-10 | Size: Under 20 kW | Other | 2021 | November Monthly Peak | 11 | 0.85584 | 0.83607 | 0.8268 | 0.82002 | 0.82427 | 0.8538 | 0.83355 | 0.93504 | 1.1998 | 1.4182 | 1.5762 | 1.6709 | 1.6905 | 1.7184 | 1.7322 | 1.692 | 1.5888 | 1.5318 | 1.3342 | 1.201 | 1.1085 | 0.9983 | 0.91611 | 0.89881 | 0 | 0 | 0 | 0 | 0 | 0 | 0 | 0 | 0 | 0 | 0 | 0 | 0 | 0 | 0.0029985 | 0.008519 | 0.010214 | 0.011039 | 0 | 0 | 0 | 0 | 0 | 0 | 64.9184 | 63.5455 | 62.5559 | 61.2117 | 60.3811 | 59.5907 | 58.8696 | 58.5841 | 61.137 | 66.3018 | 72.5352 | 77.5189 | 80.7083 | 82.3713 | 83.3781 | 83.5374 | 82.2983 | 79.6804 | 76.2066 | 72.4937 | 69.9474 | 67.9661 | 66.263 | 65.0505 | 0.0062761 | 0.0075979 | 0.0037455 | 0.0048199 | 0.0053803 | 0.010267 | 0.0075017 | 0.0046504 | 0.0049361 | 0.0056655 | 0.0064746 | 0.0069512 | 0.0067322 | 0.0067696 | 0.0064829 | 0.0062131 | 0.0057034 | 0.0055862 | 0.0049095 | 0.004973 | 0.005195 | 0.0044508 | 0.0050343 | 0.0055399
Portfolio Adjusted1-in-10Size: Under 20 kWOther2021December Monthly Peak | Portfolio Adjusted | 1-in-10 | Size: Under 20 kW | Other | 2021 | December Monthly Peak | 12 | 0.81058 | 0.80461 | 0.80124 | 0.80485 | 0.81058 | 0.85125 | 0.88128 | 0.95631 | 1.2582 | 1.457 | 1.5373 | 1.5038 | 1.4207 | 1.3519 | 1.2836 | 1.2452 | 1.3168 | 1.4883 | 1.4137 | 1.325 | 1.2389 | 1.1584 | 1.0286 | 0.83977 | 0 | 0 | 0 | 0 | 0 | 0 | 0 | 0 | 0 | 0 | 0 | 0 | 0 | 0 | 0.0022219 | 0.0062693 | 0.0084655 | 0.010725 | 0 | 0 | 0 | 0 | 0 | 0 | 41.9662 | 41.3356 | 41.1034 | 40.8334 | 40.5355 | 40.3562 | 40.5675 | 40.6469 | 41.3473 | 43.4403 | 45.6554 | 47.5249 | 48.6442 | 49.1681 | 49.1705 | 49.077 | 48.6898 | 47.4349 | 46.1907 | 45.1552 | 44.2947 | 43.4253 | 43.0442 | 42.3308 | 0.0059442 | 0.0073119 | 0.0036297 | 0.0047307 | 0.005291 | 0.010236 | 0.0079313 | 0.0047561 | 0.0051766 | 0.0058207 | 0.0063149 | 0.0062562 | 0.0056575 | 0.005326 | 0.0048039 | 0.0045724 | 0.0047269 | 0.0054275 | 0.0052018 | 0.0054861 | 0.0058059 | 0.0051645 | 0.0056527 | 0.005176
Portfolio Adjusted1-in-10Size: Under 20 kWOther2021Typical Event Day | Portfolio Adjusted | 1-in-10 | Size: Under 20 kW | Other | 2021 | Typical Event Day | 8 | 0.96311 | 0.93078 | 0.905 | 0.89327 | 0.90068 | 0.93177 | 0.91194 | 1.0848 | 1.4938 | 1.8433 | 2.1372 | 2.2973 | 2.3533 | 2.403 | 2.434 | 2.3998 | 2.2744 | 1.9527 | 1.6344 | 1.4906 | 1.453 | 1.3003 | 1.1565 | 1.0373 | 0 | 0 | 0 | 0 | 0 | 0 | 0 | 0 | 0 | 0 | 0 | 0 | 0 | 0 | 0.0042133 | 0.012083 | 0.014622 | 0.014072 | 0 | 0 | 0 | 0 | 0 | 0 | 75.5507 | 74.2433 | 73.052 | 71.9868 | 71.0115 | 69.9829 | 69.2534 | 69.5191 | 72.5436 | 77.7149 | 82.748 | 86.9534 | 89.9299 | 91.9268 | 93.1377 | 93.7195 | 93.6952 | 92.8979 | 91.6549 | 89.2056 | 85.6636 | 82.3892 | 80.1008 | 78.3159 | 0.0070627 | 0.0084585 | 0.0040998 | 0.0052505 | 0.0058791 | 0.011204 | 0.0082072 | 0.005395 | 0.0061459 | 0.0073638 | 0.0087788 | 0.0095575 | 0.0093715 | 0.0094668 | 0.0091093 | 0.0088121 | 0.0081646 | 0.0071214 | 0.0060139 | 0.0061718 | 0.0068094 | 0.0057971 | 0.0063556 | 0.0063934
Portfolio Adjusted1-in-10Size: Under 20 kWOther2022January Monthly Peak | Portfolio Adjusted | 1-in-10 | Size: Under 20 kW | Other | 2022 | January Monthly Peak | 1 | 0.71804 | 0.71427 | 0.71588 | 0.71217 | 0.72459 | 0.76085 | 0.80291 | 0.86653 | 1.1481 | 1.3577 | 1.4446 | 1.4079 | 1.3083 | 1.2324 | 1.1593 | 1.1223 | 1.242 | 1.4923 | 1.477 | 1.4029 | 1.3011 | 1.2166 | 1.0487 | 0.7529 | 0 | 0 | 0 | 0 | 0 | 0 | 0 | 0 | 0 | 0 | 0 | 0 | 0 | 0 | 0.0020069 | 0.0056506 | 0.0079848 | 0.010754 | 0 | 0 | 0 | 0 | 0 | 0 | 40.877 | 40.2271 | 39.6741 | 39.235 | 39.0803 | 38.7461 | 38.3807 | 38.2406 | 38.8273 | 40.9452 | 43.4113 | 45.9528 | 47.8917 | 48.8244 | 49.3049 | 49.1982 | 48.6138 | 47.5807 | 45.4472 | 43.791 | 42.3677 | 41.2427 | 40.3521 | 39.5775 | 0.0052656 | 0.0064909 | 0.003243 | 0.004186 | 0.0047297 | 0.0091491 | 0.007226 | 0.0043096 | 0.0047234 | 0.0054238 | 0.0059339 | 0.0058571 | 0.0052101 | 0.0048552 | 0.0043389 | 0.0041211 | 0.0044585 | 0.0054422 | 0.0054348 | 0.0058086 | 0.0060975 | 0.0054243 | 0.0057632 | 0.0046405
Portfolio Adjusted1-in-10Size: Under 20 kWOther2022February Monthly Peak | Portfolio Adjusted | 1-in-10 | Size: Under 20 kW | Other | 2022 | February Monthly Peak | 2 | 0.76434 | 0.7521 | 0.75038 | 0.75099 | 0.76461 | 0.80399 | 0.80882 | 0.85401 | 1.105 | 1.2763 | 1.3603 | 1.3674 | 1.3317 | 1.3178 | 1.3045 | 1.2787 | 1.2728 | 1.3121 | 1.3446 | 1.2461 | 1.1502 | 1.0503 | 0.93869 | 0.80378 | 0 | 0 | 0 | 0 | 0 | 0 | 0 | 0 | 0 | 0 | 0 | 0 | 0 | 0 | 0.0022582 | 0.006438 | 0.0081826 | 0.0094552 | 0 | 0 | 0 | 0 | 0 | 0 | 48.7807 | 48.3337 | 47.8429 | 47.3159 | 46.7852 | 45.9371 | 45.5696 | 45.5446 | 46.4055 | 48.5507 | 50.6967 | 52.5884 | 54.1655 | 55.2055 | 56.1744 | 56.6959 | 56.2142 | 55.388 | 53.3106 | 51.1719 | 49.4134 | 47.9848 | 47.0848 | 46.14 | 0.0056051 | 0.0068348 | 0.0033993 | 0.0044141 | 0.0049909 | 0.0096678 | 0.0072792 | 0.0042474 | 0.0045463 | 0.0050987 | 0.0055877 | 0.0056889 | 0.0053034 | 0.0051916 | 0.0048823 | 0.0046954 | 0.0045689 | 0.0047849 | 0.0049476 | 0.0051594 | 0.0053905 | 0.0046826 | 0.0051585 | 0.0049541
Portfolio Adjusted1-in-10Size: Under 20 kWOther2022March Monthly Peak | Portfolio Adjusted | 1-in-10 | Size: Under 20 kW | Other | 2022 | March Monthly Peak | 3 | 0.81306 | 0.79141 | 0.77969 | 0.77846 | 0.78743 | 0.82501 | 0.85833 | 0.88183 | 1.0808 | 1.2503 | 1.3717 | 1.4374 | 1.4534 | 1.4935 | 1.5298 | 1.5191 | 1.4537 | 1.3039 | 1.2026 | 1.2041 | 1.1272 | 1.0201 | 0.92173 | 0.85925 | 0 | 0 | 0 | 0 | 0 | 0 | 0 | 0 | 0 | 0 | 0 | 0 | 0 | 0 | 0.0026482 | 0.0076482 | 0.0093459 | 0.0093961 | 0 | 0 | 0 | 0 | 0 | 0 | 56.1596 | 54.7106 | 53.8439 | 53.3987 | 52.4546 | 51.7358 | 51.0542 | 50.8755 | 52.1592 | 56.6665 | 62.2309 | 67.0073 | 70.3579 | 72.2048 | 73.4813 | 74.2739 | 74.281 | 73.1957 | 71.447 | 68.7277 | 65.2875 | 62.2967 | 60.0556 | 58.387 | 0.0059624 | 0.007192 | 0.0035321 | 0.0045757 | 0.0051399 | 0.0099206 | 0.0077248 | 0.0043857 | 0.0044465 | 0.0049947 | 0.0056344 | 0.0059799 | 0.0057879 | 0.0058836 | 0.0057254 | 0.0055781 | 0.0052184 | 0.004755 | 0.0044252 | 0.0049858 | 0.0052826 | 0.0045482 | 0.0050652 | 0.005296
Portfolio Adjusted1-in-10Size: Under 20 kWOther2022April Monthly Peak | Portfolio Adjusted | 1-in-10 | Size: Under 20 kW | Other | 2022 | April Monthly Peak | 4 | 0.8653 | 0.84011 | 0.82358 | 0.8187 | 0.82172 | 0.85446 | 0.8405 | 0.91173 | 1.1864 | 1.4255 | 1.6227 | 1.7403 | 1.7927 | 1.8425 | 1.8799 | 1.8508 | 1.7388 | 1.4953 | 1.2592 | 1.2438 | 1.2152 | 1.0843 | 0.98039 | 0.92642 | 0 | 0 | 0 | 0 | 0 | 0 | 0 | 0 | 0 | 0 | 0 | 0 | 0 | 0 | 0.0032541 | 0.0093185 | 0.011179 | 0.010776 | 0 | 0 | 0 | 0 | 0 | 0 | 66.79 | 65.3765 | 63.6852 | 62.5222 | 61.3576 | 60.257 | 59.6712 | 59.6501 | 63.0868 | 69.4048 | 75.7393 | 81.0269 | 84.1559 | 86.2035 | 87.4509 | 88.1135 | 87.9386 | 87.2343 | 85.1552 | 82.0313 | 77.8869 | 74.1754 | 71.4173 | 69.7599 | 0.0063455 | 0.0076345 | 0.0037309 | 0.0048122 | 0.0053637 | 0.010275 | 0.0075643 | 0.0045344 | 0.0048813 | 0.0056945 | 0.0066656 | 0.00724 | 0.0071393 | 0.0072588 | 0.0070355 | 0.0067962 | 0.0062419 | 0.0054533 | 0.0046335 | 0.0051501 | 0.0056947 | 0.0048344 | 0.0053876 | 0.00571
Portfolio Adjusted1-in-10Size: Under 20 kWOther2022May Monthly Peak | Portfolio Adjusted | 1-in-10 | Size: Under 20 kW | Other | 2022 | May Monthly Peak | 5 | 0.89598 | 0.87006 | 0.84617 | 0.83941 | 0.84452 | 0.8618 | 0.81902 | 0.96694 | 1.2977 | 1.5912 | 1.8254 | 1.9705 | 2.0125 | 2.0503 | 2.0699 | 2.0415 | 1.9125 | 1.6363 | 1.3587 | 1.28 | 1.2928 | 1.1525 | 1.0359 | 0.96742 | 0 | 0 | 0 | 0 | 0 | 0 | 0 | 0 | 0 | 0 | 0 | 0 | 0 | 0 | 0.0035831 | 0.010279 | 0.012295 | 0.011792 | 0 | 0 | 0 | 0 | 0 | 0 | 73.2187 | 71.187 | 69.7468 | 68.4459 | 67.0886 | 65.8893 | 65.1231 | 65.4799 | 69.1458 | 74.6228 | 79.8976 | 83.4967 | 86.8605 | 89.0798 | 90.2294 | 90.5658 | 90.0422 | 88.9531 | 87.515 | 85.0067 | 81.0583 | 77.4438 | 74.9305 | 72.4188 | 0.0065704 | 0.0079067 | 0.0038333 | 0.0049339 | 0.0055125 | 0.010363 | 0.007371 | 0.004809 | 0.005339 | 0.0063568 | 0.0074982 | 0.0081978 | 0.0080143 | 0.0080772 | 0.0077467 | 0.0074965 | 0.0068654 | 0.0059676 | 0.0049994 | 0.0053 | 0.0060586 | 0.0051385 | 0.0056924 | 0.0059627
Portfolio Adjusted1-in-10Size: Under 20 kWOther2022June Monthly Peak | Portfolio Adjusted | 1-in-10 | Size: Under 20 kW | Other | 2022 | June Monthly Peak | 6 | 0.91844 | 0.8886 | 0.86409 | 0.8555 | 0.85737 | 0.85993 | 0.8276 | 1.0142 | 1.3796 | 1.6979 | 1.9508 | 2.1019 | 2.1579 | 2.2014 | 2.2296 | 2.2024 | 2.081 | 1.8055 | 1.5122 | 1.3585 | 1.3545 | 1.2436 | 1.1003 | 0.99125 | 0 | 0 | 0 | 0 | 0 | 0 | 0 | 0 | 0 | 0 | 0 | 0 | 0 | 0 | 0.0038595 | 0.011089 | 0.013379 | 0.013011 | 0 | 0 | 0 | 0 | 0 | 0 | 73.1785 | 71.5919 | 70.4863 | 69.1645 | 68.1791 | 66.6205 | 65.7798 | 66.7516 | 70.844 | 76.0402 | 81.1079 | 85.1016 | 87.8467 | 89.5797 | 90.8073 | 91.4983 | 91.8455 | 91.1939 | 90.042 | 87.9223 | 84.8737 | 81.0714 | 78.5644 | 76.5967 | 0.0067352 | 0.0080752 | 0.0039144 | 0.0050285 | 0.0055964 | 0.01034 | 0.0074482 | 0.005044 | 0.005676 | 0.0067829 | 0.0080135 | 0.0087443 | 0.0085934 | 0.0086725 | 0.0083444 | 0.0080872 | 0.0074702 | 0.0065845 | 0.0055641 | 0.0056249 | 0.0063475 | 0.0055446 | 0.0060463 | 0.0061096
Portfolio Adjusted1-in-10Size: Under 20 kWOther2022July Monthly Peak | Portfolio Adjusted | 1-in-10 | Size: Under 20 kW | Other | 2022 | July Monthly Peak | 7 | 0.95973 | 0.92899 | 0.90279 | 0.89219 | 0.89565 | 0.91301 | 0.8834 | 1.0916 | 1.5033 | 1.8682 | 2.1577 | 2.3166 | 2.3805 | 2.4323 | 2.4489 | 2.4153 | 2.2992 | 1.9851 | 1.6481 | 1.4749 | 1.4493 | 1.3242 | 1.1713 | 1.0383 | 0 | 0 | 0 | 0 | 0 | 0 | 0 | 0 | 0 | 0 | 0 | 0 | 0 | 0 | 0.0042392 | 0.012161 | 0.014781 | 0.014305 | 0 | 0 | 0 | 0 | 0 | 0 | 76.959 | 75.7353 | 74.5031 | 73.337 | 72.4249 | 71.428 | 70.5833 | 70.8613 | 73.9559 | 78.9212 | 83.5577 | 87.2884 | 89.9584 | 91.7175 | 93.0086 | 93.6142 | 93.5303 | 92.9899 | 91.9758 | 89.6748 | 86.0449 | 82.507 | 80.1848 | 78.5011 | 0.0070379 | 0.0084422 | 0.0040898 | 0.0052441 | 0.0058463 | 0.010979 | 0.0079503 | 0.005429 | 0.0061848 | 0.0074633 | 0.0088634 | 0.0096378 | 0.0094799 | 0.0095821 | 0.0091653 | 0.008869 | 0.0082535 | 0.0072393 | 0.0060645 | 0.0061067 | 0.0067919 | 0.005904 | 0.0064367 | 0.0063997
Portfolio Adjusted1-in-10Size: Under 20 kWOther2022August Monthly Peak | Portfolio Adjusted | 1-in-10 | Size: Under 20 kW | Other | 2022 | August Monthly Peak | 8 | 0.96927 | 0.93635 | 0.90996 | 0.8979 | 0.90505 | 0.93628 | 0.91711 | 1.0986 | 1.5225 | 1.8872 | 2.1941 | 2.3602 | 2.4168 | 2.4653 | 2.492 | 2.4549 | 2.3291 | 2.0038 | 1.6744 | 1.5271 | 1.4838 | 1.3267 | 1.1772 | 1.0468 | 0 | 0 | 0 | 0 | 0 | 0 | 0 | 0 | 0 | 0 | 0 | 0 | 0 | 0 | 0.0043138 | 0.01236 | 0.014974 | 0.01444 | 0 | 0 | 0 | 0 | 0 | 0 | 76.0943 | 74.9208 | 73.7207 | 72.7847 | 71.6608 | 70.9313 | 70.3871 | 70.4901 | 73.2296 | 78.7479 | 83.8251 | 88.3726 | 91.4919 | 93.5924 | 95.078 | 95.9707 | 95.9878 | 94.9885 | 93.9037 | 91.5468 | 87.9331 | 85.1099 | 83.1748 | 81.3808 | 0.0071079 | 0.0085091 | 0.0041222 | 0.0052777 | 0.0059077 | 0.011259 | 0.0082538 | 0.0054639 | 0.0062639 | 0.0075393 | 0.0090128 | 0.0098189 | 0.0096244 | 0.0097121 | 0.0093267 | 0.0090146 | 0.0083609 | 0.0073078 | 0.0061611 | 0.006323 | 0.0069535 | 0.0059151 | 0.0064694 | 0.0064523
Portfolio Adjusted1-in-10Size: Under 20 kWOther2022September Monthly Peak | Portfolio Adjusted | 1-in-10 | Size: Under 20 kW | Other | 2022 | September Monthly Peak | 9 | 0.94759 | 0.91683 | 0.89243 | 0.8844 | 0.88972 | 0.92903 | 0.95693 | 1.0729 | 1.4794 | 1.8433 | 2.1459 | 2.3266 | 2.3845 | 2.4319 | 2.4543 | 2.4089 | 2.2672 | 1.9411 | 1.617 | 1.5539 | 1.4236 | 1.2685 | 1.1301 | 1.0138 | 0 | 0 | 0 | 0 | 0 | 0 | 0 | 0 | 0 | 0 | 0 | 0 | 0 | 0 | 0.0042485 | 0.012129 | 0.014576 | 0.013988 | 0 | 0 | 0 | 0 | 0 | 0 | 75.9709 | 74.7251 | 73.4978 | 72.6611 | 71.781 | 70.9516 | 70.2633 | 69.9732 | 72.1447 | 77.1504 | 82.5012 | 87.051 | 90.4224 | 92.8177 | 93.657 | 93.7948 | 93.4172 | 92.4192 | 90.6981 | 87.6788 | 83.8027 | 80.8686 | 78.4789 | 76.7849 | 0.0069489 | 0.0083317 | 0.0040428 | 0.0051984 | 0.0058076 | 0.011171 | 0.0086121 | 0.0053358 | 0.0060864 | 0.0073638 | 0.0088148 | 0.0096795 | 0.009496 | 0.0095807 | 0.0091854 | 0.0088457 | 0.0081389 | 0.007079 | 0.00595 | 0.0064339 | 0.0066714 | 0.0056554 | 0.0062101 | 0.0062486
Portfolio Adjusted1-in-10Size: Under 20 kWOther2022October Monthly Peak | Portfolio Adjusted | 1-in-10 | Size: Under 20 kW | Other | 2022 | October Monthly Peak | 10 | 0.87253 | 0.85345 | 0.83924 | 0.83071 | 0.83392 | 0.8664 | 0.92397 | 0.96568 | 1.2637 | 1.5456 | 1.7693 | 1.9099 | 1.9567 | 2.0185 | 2.0541 | 2.0186 | 1.8918 | 1.6101 | 1.4518 | 1.367 | 1.2477 | 1.122 | 1.0148 | 0.93399 | 0 | 0 | 0 | 0 | 0 | 0 | 0 | 0 | 0 | 0 | 0 | 0 | 0 | 0 | 0.0035558 | 0.010163 | 0.012163 | 0.011603 | 0 | 0 | 0 | 0 | 0 | 0 | 70.4119 | 68.9812 | 68.0602 | 66.8657 | 65.8974 | 64.859 | 64.3602 | 63.7686 | 64.4698 | 69.3614 | 75.5485 | 81.3748 | 85.8192 | 88.6815 | 89.7816 | 90.4244 | 90.4068 | 89.4493 | 86.9839 | 82.688 | 78.609 | 75.564 | 73.2115 | 71.4879 | 0.0063985 | 0.0077557 | 0.0038019 | 0.0048827 | 0.0054433 | 0.010418 | 0.0083155 | 0.0048027 | 0.0051991 | 0.0061746 | 0.007268 | 0.0079459 | 0.0077923 | 0.0079518 | 0.0076877 | 0.0074123 | 0.0067912 | 0.0058717 | 0.0053422 | 0.0056602 | 0.0058473 | 0.0050023 | 0.0055766 | 0.0057567
Portfolio Adjusted1-in-10Size: Under 20 kWOther2022November Monthly Peak | Portfolio Adjusted | 1-in-10 | Size: Under 20 kW | Other | 2022 | November Monthly Peak | 11 | 0.85584 | 0.83607 | 0.8268 | 0.82002 | 0.82427 | 0.8538 | 0.83355 | 0.93504 | 1.1998 | 1.4182 | 1.5762 | 1.6709 | 1.6905 | 1.7184 | 1.7322 | 1.692 | 1.5888 | 1.5318 | 1.3342 | 1.201 | 1.1085 | 0.9983 | 0.91611 | 0.89881 | 0 | 0 | 0 | 0 | 0 | 0 | 0 | 0 | 0 | 0 | 0 | 0 | 0 | 0 | 0.0029985 | 0.008519 | 0.010214 | 0.011039 | 0 | 0 | 0 | 0 | 0 | 0 | 64.9184 | 63.5455 | 62.5559 | 61.2117 | 60.3811 | 59.5907 | 58.8696 | 58.5841 | 61.137 | 66.3018 | 72.5352 | 77.5189 | 80.7083 | 82.3713 | 83.3781 | 83.5374 | 82.2983 | 79.6804 | 76.2066 | 72.4937 | 69.9474 | 67.9661 | 66.263 | 65.0505 | 0.0062761 | 0.0075979 | 0.0037455 | 0.0048199 | 0.0053803 | 0.010267 | 0.0075017 | 0.0046504 | 0.0049361 | 0.0056655 | 0.0064746 | 0.0069512 | 0.0067322 | 0.0067696 | 0.0064829 | 0.0062131 | 0.0057034 | 0.0055862 | 0.0049095 | 0.004973 | 0.005195 | 0.0044508 | 0.0050343 | 0.0055399
Portfolio Adjusted1-in-10Size: Under 20 kWOther2022December Monthly Peak | Portfolio Adjusted | 1-in-10 | Size: Under 20 kW | Other | 2022 | December Monthly Peak | 12 | 0.81058 | 0.80461 | 0.80124 | 0.80485 | 0.81058 | 0.85125 | 0.88128 | 0.95631 | 1.2582 | 1.457 | 1.5373 | 1.5038 | 1.4207 | 1.3519 | 1.2836 | 1.2452 | 1.3168 | 1.4883 | 1.4137 | 1.325 | 1.2389 | 1.1584 | 1.0286 | 0.83977 | 0 | 0 | 0 | 0 | 0 | 0 | 0 | 0 | 0 | 0 | 0 | 0 | 0 | 0 | 0.0022219 | 0.0062693 | 0.0084655 | 0.010725 | 0 | 0 | 0 | 0 | 0 | 0 | 41.9662 | 41.3356 | 41.1034 | 40.8334 | 40.5355 | 40.3562 | 40.5675 | 40.6469 | 41.3473 | 43.4403 | 45.6554 | 47.5249 | 48.6442 | 49.1681 | 49.1705 | 49.077 | 48.6898 | 47.4349 | 46.1907 | 45.1552 | 44.2947 | 43.4253 | 43.0442 | 42.3308 | 0.0059442 | 0.0073119 | 0.0036297 | 0.0047307 | 0.005291 | 0.010236 | 0.0079313 | 0.0047561 | 0.0051766 | 0.0058207 | 0.0063149 | 0.0062562 | 0.0056575 | 0.005326 | 0.0048039 | 0.0045724 | 0.0047269 | 0.0054275 | 0.0052018 | 0.0054861 | 0.0058059 | 0.0051645 | 0.0056527 | 0.005176
Portfolio Adjusted1-in-10Size: Under 20 kWOther2022Typical Event Day | Portfolio Adjusted | 1-in-10 | Size: Under 20 kW | Other | 2022 | Typical Event Day | 8 | 0.96311 | 0.93078 | 0.905 | 0.89327 | 0.90068 | 0.93177 | 0.91194 | 1.0848 | 1.4938 | 1.8433 | 2.1372 | 2.2973 | 2.3533 | 2.403 | 2.434 | 2.3998 | 2.2744 | 1.9527 | 1.6344 | 1.4906 | 1.453 | 1.3003 | 1.1565 | 1.0373 | 0 | 0 | 0 | 0 | 0 | 0 | 0 | 0 | 0 | 0 | 0 | 0 | 0 | 0 | 0.0042133 | 0.012083 | 0.014622 | 0.014072 | 0 | 0 | 0 | 0 | 0 | 0 | 75.5507 | 74.2433 | 73.052 | 71.9868 | 71.0115 | 69.9829 | 69.2534 | 69.5191 | 72.5436 | 77.7149 | 82.748 | 86.9534 | 89.9299 | 91.9268 | 93.1377 | 93.7195 | 93.6952 | 92.8979 | 91.6549 | 89.2056 | 85.6636 | 82.3892 | 80.1008 | 78.3159 | 0.0070627 | 0.0084585 | 0.0040998 | 0.0052505 | 0.0058791 | 0.011204 | 0.0082072 | 0.005395 | 0.0061459 | 0.0073638 | 0.0087788 | 0.0095575 | 0.0093715 | 0.0094668 | 0.0091093 | 0.0088121 | 0.0081646 | 0.0071214 | 0.0060139 | 0.0061718 | 0.0068094 | 0.0057971 | 0.0063556 | 0.0063934
Portfolio Adjusted1-in-10Size: Under 20 kWOther2023January Monthly Peak | Portfolio Adjusted | 1-in-10 | Size: Under 20 kW | Other | 2023 | January Monthly Peak | 1 | 0.71804 | 0.71427 | 0.71588 | 0.71217 | 0.72459 | 0.76085 | 0.80291 | 0.86653 | 1.1481 | 1.3577 | 1.4446 | 1.4079 | 1.3083 | 1.2324 | 1.1593 | 1.1223 | 1.242 | 1.4923 | 1.477 | 1.4029 | 1.3011 | 1.2166 | 1.0487 | 0.7529 | 0 | 0 | 0 | 0 | 0 | 0 | 0 | 0 | 0 | 0 | 0 | 0 | 0 | 0 | 0.0020069 | 0.0056506 | 0.0079848 | 0.010754 | 0 | 0 | 0 | 0 | 0 | 0 | 40.877 | 40.2271 | 39.6741 | 39.235 | 39.0803 | 38.7461 | 38.3807 | 38.2406 | 38.8273 | 40.9452 | 43.4113 | 45.9528 | 47.8917 | 48.8244 | 49.3049 | 49.1982 | 48.6138 | 47.5807 | 45.4472 | 43.791 | 42.3677 | 41.2427 | 40.3521 | 39.5775 | 0.0052656 | 0.0064909 | 0.003243 | 0.004186 | 0.0047297 | 0.0091491 | 0.007226 | 0.0043096 | 0.0047234 | 0.0054238 | 0.0059339 | 0.0058571 | 0.0052101 | 0.0048552 | 0.0043389 | 0.0041211 | 0.0044585 | 0.0054422 | 0.0054348 | 0.0058086 | 0.0060975 | 0.0054243 | 0.0057632 | 0.0046405
Portfolio Adjusted1-in-10Size: Under 20 kWOther2023February Monthly Peak | Portfolio Adjusted | 1-in-10 | Size: Under 20 kW | Other | 2023 | February Monthly Peak | 2 | 0.76434 | 0.7521 | 0.75038 | 0.75099 | 0.76461 | 0.80399 | 0.80882 | 0.85401 | 1.105 | 1.2763 | 1.3603 | 1.3674 | 1.3317 | 1.3178 | 1.3045 | 1.2787 | 1.2728 | 1.3121 | 1.3446 | 1.2461 | 1.1502 | 1.0503 | 0.93869 | 0.80378 | 0 | 0 | 0 | 0 | 0 | 0 | 0 | 0 | 0 | 0 | 0 | 0 | 0 | 0 | 0.0022582 | 0.006438 | 0.0081826 | 0.0094552 | 0 | 0 | 0 | 0 | 0 | 0 | 48.7807 | 48.3337 | 47.8429 | 47.3159 | 46.7852 | 45.9371 | 45.5696 | 45.5446 | 46.4055 | 48.5507 | 50.6967 | 52.5884 | 54.1655 | 55.2055 | 56.1744 | 56.6959 | 56.2142 | 55.388 | 53.3106 | 51.1719 | 49.4134 | 47.9848 | 47.0848 | 46.14 | 0.0056051 | 0.0068348 | 0.0033993 | 0.0044141 | 0.0049909 | 0.0096678 | 0.0072792 | 0.0042474 | 0.0045463 | 0.0050987 | 0.0055877 | 0.0056889 | 0.0053034 | 0.0051916 | 0.0048823 | 0.0046954 | 0.0045689 | 0.0047849 | 0.0049476 | 0.0051594 | 0.0053905 | 0.0046826 | 0.0051585 | 0.0049541
Portfolio Adjusted1-in-10Size: Under 20 kWOther2023March Monthly Peak | Portfolio Adjusted | 1-in-10 | Size: Under 20 kW | Other | 2023 | March Monthly Peak | 3 | 0.81306 | 0.79141 | 0.77969 | 0.77846 | 0.78743 | 0.82501 | 0.85833 | 0.88183 | 1.0808 | 1.2503 | 1.3717 | 1.4374 | 1.4534 | 1.4935 | 1.5298 | 1.5191 | 1.4537 | 1.3039 | 1.2026 | 1.2041 | 1.1272 | 1.0201 | 0.92173 | 0.85925 | 0 | 0 | 0 | 0 | 0 | 0 | 0 | 0 | 0 | 0 | 0 | 0 | 0 | 0 | 0.0026482 | 0.0076482 | 0.0093459 | 0.0093961 | 0 | 0 | 0 | 0 | 0 | 0 | 56.1596 | 54.7106 | 53.8439 | 53.3987 | 52.4546 | 51.7358 | 51.0542 | 50.8755 | 52.1592 | 56.6665 | 62.2309 | 67.0073 | 70.3579 | 72.2048 | 73.4813 | 74.2739 | 74.281 | 73.1957 | 71.447 | 68.7277 | 65.2875 | 62.2967 | 60.0556 | 58.387 | 0.0059624 | 0.007192 | 0.0035321 | 0.0045757 | 0.0051399 | 0.0099206 | 0.0077248 | 0.0043857 | 0.0044465 | 0.0049947 | 0.0056344 | 0.0059799 | 0.0057879 | 0.0058836 | 0.0057254 | 0.0055781 | 0.0052184 | 0.004755 | 0.0044252 | 0.0049858 | 0.0052826 | 0.0045482 | 0.0050652 | 0.005296
Portfolio Adjusted1-in-10Size: Under 20 kWOther2023April Monthly Peak | Portfolio Adjusted | 1-in-10 | Size: Under 20 kW | Other | 2023 | April Monthly Peak | 4 | 0.8653 | 0.84011 | 0.82358 | 0.8187 | 0.82172 | 0.85446 | 0.8405 | 0.91173 | 1.1864 | 1.4255 | 1.6227 | 1.7403 | 1.7927 | 1.8425 | 1.8799 | 1.8508 | 1.7388 | 1.4953 | 1.2592 | 1.2438 | 1.2152 | 1.0843 | 0.98039 | 0.92642 | 0 | 0 | 0 | 0 | 0 | 0 | 0 | 0 | 0 | 0 | 0 | 0 | 0 | 0 | 0.0032541 | 0.0093185 | 0.011179 | 0.010776 | 0 | 0 | 0 | 0 | 0 | 0 | 66.79 | 65.3765 | 63.6852 | 62.5222 | 61.3576 | 60.257 | 59.6712 | 59.6501 | 63.0868 | 69.4048 | 75.7393 | 81.0269 | 84.1559 | 86.2035 | 87.4509 | 88.1135 | 87.9386 | 87.2343 | 85.1552 | 82.0313 | 77.8869 | 74.1754 | 71.4173 | 69.7599 | 0.0063455 | 0.0076345 | 0.0037309 | 0.0048122 | 0.0053637 | 0.010275 | 0.0075643 | 0.0045344 | 0.0048813 | 0.0056945 | 0.0066656 | 0.00724 | 0.0071393 | 0.0072588 | 0.0070355 | 0.0067962 | 0.0062419 | 0.0054533 | 0.0046335 | 0.0051501 | 0.0056947 | 0.0048344 | 0.0053876 | 0.00571
Portfolio Adjusted1-in-10Size: Under 20 kWOther2023May Monthly Peak | Portfolio Adjusted | 1-in-10 | Size: Under 20 kW | Other | 2023 | May Monthly Peak | 5 | 0.89598 | 0.87006 | 0.84617 | 0.83941 | 0.84452 | 0.8618 | 0.81902 | 0.96694 | 1.2977 | 1.5912 | 1.8254 | 1.9705 | 2.0125 | 2.0503 | 2.0699 | 2.0415 | 1.9125 | 1.6363 | 1.3587 | 1.28 | 1.2928 | 1.1525 | 1.0359 | 0.96742 | 0 | 0 | 0 | 0 | 0 | 0 | 0 | 0 | 0 | 0 | 0 | 0 | 0 | 0 | 0.0035831 | 0.010279 | 0.012295 | 0.011792 | 0 | 0 | 0 | 0 | 0 | 0 | 73.2187 | 71.187 | 69.7468 | 68.4459 | 67.0886 | 65.8893 | 65.1231 | 65.4799 | 69.1458 | 74.6228 | 79.8976 | 83.4967 | 86.8605 | 89.0798 | 90.2294 | 90.5658 | 90.0422 | 88.9531 | 87.515 | 85.0067 | 81.0583 | 77.4438 | 74.9305 | 72.4188 | 0.0065704 | 0.0079067 | 0.0038333 | 0.0049339 | 0.0055125 | 0.010363 | 0.007371 | 0.004809 | 0.005339 | 0.0063568 | 0.0074982 | 0.0081978 | 0.0080143 | 0.0080772 | 0.0077467 | 0.0074965 | 0.0068654 | 0.0059676 | 0.0049994 | 0.0053 | 0.0060586 | 0.0051385 | 0.0056924 | 0.0059627
Portfolio Adjusted1-in-10Size: Under 20 kWOther2023June Monthly Peak | Portfolio Adjusted | 1-in-10 | Size: Under 20 kW | Other | 2023 | June Monthly Peak | 6 | 0.91844 | 0.8886 | 0.86409 | 0.8555 | 0.85737 | 0.85993 | 0.8276 | 1.0142 | 1.3796 | 1.6979 | 1.9508 | 2.1019 | 2.1579 | 2.2014 | 2.2296 | 2.2024 | 2.081 | 1.8055 | 1.5122 | 1.3585 | 1.3545 | 1.2436 | 1.1003 | 0.99125 | 0 | 0 | 0 | 0 | 0 | 0 | 0 | 0 | 0 | 0 | 0 | 0 | 0 | 0 | 0.0038595 | 0.011089 | 0.013379 | 0.013011 | 0 | 0 | 0 | 0 | 0 | 0 | 73.1785 | 71.5919 | 70.4863 | 69.1645 | 68.1791 | 66.6205 | 65.7798 | 66.7516 | 70.844 | 76.0402 | 81.1079 | 85.1016 | 87.8467 | 89.5797 | 90.8073 | 91.4983 | 91.8455 | 91.1939 | 90.042 | 87.9223 | 84.8737 | 81.0714 | 78.5644 | 76.5967 | 0.0067352 | 0.0080752 | 0.0039144 | 0.0050285 | 0.0055964 | 0.01034 | 0.0074482 | 0.005044 | 0.005676 | 0.0067829 | 0.0080135 | 0.0087443 | 0.0085934 | 0.0086725 | 0.0083444 | 0.0080872 | 0.0074702 | 0.0065845 | 0.0055641 | 0.0056249 | 0.0063475 | 0.0055446 | 0.0060463 | 0.0061096
Portfolio Adjusted1-in-10Size: Under 20 kWOther2023July Monthly Peak | Portfolio Adjusted | 1-in-10 | Size: Under 20 kW | Other | 2023 | July Monthly Peak | 7 | 0.95973 | 0.92899 | 0.90279 | 0.89219 | 0.89565 | 0.91301 | 0.8834 | 1.0916 | 1.5033 | 1.8682 | 2.1577 | 2.3166 | 2.3805 | 2.4323 | 2.4489 | 2.4153 | 2.2992 | 1.9851 | 1.6481 | 1.4749 | 1.4493 | 1.3242 | 1.1713 | 1.0383 | 0 | 0 | 0 | 0 | 0 | 0 | 0 | 0 | 0 | 0 | 0 | 0 | 0 | 0 | 0.0042392 | 0.012161 | 0.014781 | 0.014305 | 0 | 0 | 0 | 0 | 0 | 0 | 76.959 | 75.7353 | 74.5031 | 73.337 | 72.4249 | 71.428 | 70.5833 | 70.8613 | 73.9559 | 78.9212 | 83.5577 | 87.2884 | 89.9584 | 91.7175 | 93.0086 | 93.6142 | 93.5303 | 92.9899 | 91.9758 | 89.6748 | 86.0449 | 82.507 | 80.1848 | 78.5011 | 0.0070379 | 0.0084422 | 0.0040898 | 0.0052441 | 0.0058463 | 0.010979 | 0.0079503 | 0.005429 | 0.0061848 | 0.0074633 | 0.0088634 | 0.0096378 | 0.0094799 | 0.0095821 | 0.0091653 | 0.008869 | 0.0082535 | 0.0072393 | 0.0060645 | 0.0061067 | 0.0067919 | 0.005904 | 0.0064367 | 0.0063997
Portfolio Adjusted1-in-10Size: Under 20 kWOther2023August Monthly Peak | Portfolio Adjusted | 1-in-10 | Size: Under 20 kW | Other | 2023 | August Monthly Peak | 8 | 0.96927 | 0.93635 | 0.90996 | 0.8979 | 0.90505 | 0.93628 | 0.91711 | 1.0986 | 1.5225 | 1.8872 | 2.1941 | 2.3602 | 2.4168 | 2.4653 | 2.492 | 2.4549 | 2.3291 | 2.0038 | 1.6744 | 1.5271 | 1.4838 | 1.3267 | 1.1772 | 1.0468 | 0 | 0 | 0 | 0 | 0 | 0 | 0 | 0 | 0 | 0 | 0 | 0 | 0 | 0 | 0.0043138 | 0.01236 | 0.014974 | 0.01444 | 0 | 0 | 0 | 0 | 0 | 0 | 76.0943 | 74.9208 | 73.7207 | 72.7847 | 71.6608 | 70.9313 | 70.3871 | 70.4901 | 73.2296 | 78.7479 | 83.8251 | 88.3726 | 91.4919 | 93.5924 | 95.078 | 95.9707 | 95.9878 | 94.9885 | 93.9037 | 91.5468 | 87.9331 | 85.1099 | 83.1748 | 81.3808 | 0.0071079 | 0.0085091 | 0.0041222 | 0.0052777 | 0.0059077 | 0.011259 | 0.0082538 | 0.0054639 | 0.0062639 | 0.0075393 | 0.0090128 | 0.0098189 | 0.0096244 | 0.0097121 | 0.0093267 | 0.0090146 | 0.0083609 | 0.0073078 | 0.0061611 | 0.006323 | 0.0069535 | 0.0059151 | 0.0064694 | 0.0064523
Portfolio Adjusted1-in-10Size: Under 20 kWOther2023September Monthly Peak | Portfolio Adjusted | 1-in-10 | Size: Under 20 kW | Other | 2023 | September Monthly Peak | 9 | 0.94759 | 0.91683 | 0.89243 | 0.8844 | 0.88972 | 0.92903 | 0.95693 | 1.0729 | 1.4794 | 1.8433 | 2.1459 | 2.3266 | 2.3845 | 2.4319 | 2.4543 | 2.4089 | 2.2672 | 1.9411 | 1.617 | 1.5539 | 1.4236 | 1.2685 | 1.1301 | 1.0138 | 0 | 0 | 0 | 0 | 0 | 0 | 0 | 0 | 0 | 0 | 0 | 0 | 0 | 0 | 0.0042485 | 0.012129 | 0.014576 | 0.013988 | 0 | 0 | 0 | 0 | 0 | 0 | 75.9709 | 74.7251 | 73.4978 | 72.6611 | 71.781 | 70.9516 | 70.2633 | 69.9732 | 72.1447 | 77.1504 | 82.5012 | 87.051 | 90.4224 | 92.8177 | 93.657 | 93.7948 | 93.4172 | 92.4192 | 90.6981 | 87.6788 | 83.8027 | 80.8686 | 78.4789 | 76.7849 | 0.0069489 | 0.0083317 | 0.0040428 | 0.0051984 | 0.0058076 | 0.011171 | 0.0086121 | 0.0053358 | 0.0060864 | 0.0073638 | 0.0088148 | 0.0096795 | 0.009496 | 0.0095807 | 0.0091854 | 0.0088457 | 0.0081389 | 0.007079 | 0.00595 | 0.0064339 | 0.0066714 | 0.0056554 | 0.0062101 | 0.0062486
Portfolio Adjusted1-in-10Size: Under 20 kWOther2023October Monthly Peak | Portfolio Adjusted | 1-in-10 | Size: Under 20 kW | Other | 2023 | October Monthly Peak | 10 | 0.87253 | 0.85345 | 0.83924 | 0.83071 | 0.83392 | 0.8664 | 0.92397 | 0.96568 | 1.2637 | 1.5456 | 1.7693 | 1.9099 | 1.9567 | 2.0185 | 2.0541 | 2.0186 | 1.8918 | 1.6101 | 1.4518 | 1.367 | 1.2477 | 1.122 | 1.0148 | 0.93399 | 0 | 0 | 0 | 0 | 0 | 0 | 0 | 0 | 0 | 0 | 0 | 0 | 0 | 0 | 0.0035558 | 0.010163 | 0.012163 | 0.011603 | 0 | 0 | 0 | 0 | 0 | 0 | 70.4119 | 68.9812 | 68.0602 | 66.8657 | 65.8974 | 64.859 | 64.3602 | 63.7686 | 64.4698 | 69.3614 | 75.5485 | 81.3748 | 85.8192 | 88.6815 | 89.7816 | 90.4244 | 90.4068 | 89.4493 | 86.9839 | 82.688 | 78.609 | 75.564 | 73.2115 | 71.4879 | 0.0063985 | 0.0077557 | 0.0038019 | 0.0048827 | 0.0054433 | 0.010418 | 0.0083155 | 0.0048027 | 0.0051991 | 0.0061746 | 0.007268 | 0.0079459 | 0.0077923 | 0.0079518 | 0.0076877 | 0.0074123 | 0.0067912 | 0.0058717 | 0.0053422 | 0.0056602 | 0.0058473 | 0.0050023 | 0.0055766 | 0.0057567
Portfolio Adjusted1-in-10Size: Under 20 kWOther2023November Monthly Peak | Portfolio Adjusted | 1-in-10 | Size: Under 20 kW | Other | 2023 | November Monthly Peak | 11 | 0.85584 | 0.83607 | 0.8268 | 0.82002 | 0.82427 | 0.8538 | 0.83355 | 0.93504 | 1.1998 | 1.4182 | 1.5762 | 1.6709 | 1.6905 | 1.7184 | 1.7322 | 1.692 | 1.5888 | 1.5318 | 1.3342 | 1.201 | 1.1085 | 0.9983 | 0.91611 | 0.89881 | 0 | 0 | 0 | 0 | 0 | 0 | 0 | 0 | 0 | 0 | 0 | 0 | 0 | 0 | 0.0029985 | 0.008519 | 0.010214 | 0.011039 | 0 | 0 | 0 | 0 | 0 | 0 | 64.9184 | 63.5455 | 62.5559 | 61.2117 | 60.3811 | 59.5907 | 58.8696 | 58.5841 | 61.137 | 66.3018 | 72.5352 | 77.5189 | 80.7083 | 82.3713 | 83.3781 | 83.5374 | 82.2983 | 79.6804 | 76.2066 | 72.4937 | 69.9474 | 67.9661 | 66.263 | 65.0505 | 0.0062761 | 0.0075979 | 0.0037455 | 0.0048199 | 0.0053803 | 0.010267 | 0.0075017 | 0.0046504 | 0.0049361 | 0.0056655 | 0.0064746 | 0.0069512 | 0.0067322 | 0.0067696 | 0.0064829 | 0.0062131 | 0.0057034 | 0.0055862 | 0.0049095 | 0.004973 | 0.005195 | 0.0044508 | 0.0050343 | 0.0055399
Portfolio Adjusted1-in-10Size: Under 20 kWOther2023December Monthly Peak | Portfolio Adjusted | 1-in-10 | Size: Under 20 kW | Other | 2023 | December Monthly Peak | 12 | 0.81058 | 0.80461 | 0.80124 | 0.80485 | 0.81058 | 0.85125 | 0.88128 | 0.95631 | 1.2582 | 1.457 | 1.5373 | 1.5038 | 1.4207 | 1.3519 | 1.2836 | 1.2452 | 1.3168 | 1.4883 | 1.4137 | 1.325 | 1.2389 | 1.1584 | 1.0286 | 0.83977 | 0 | 0 | 0 | 0 | 0 | 0 | 0 | 0 | 0 | 0 | 0 | 0 | 0 | 0 | 0.0022219 | 0.0062693 | 0.0084655 | 0.010725 | 0 | 0 | 0 | 0 | 0 | 0 | 41.9662 | 41.3356 | 41.1034 | 40.8334 | 40.5355 | 40.3562 | 40.5675 | 40.6469 | 41.3473 | 43.4403 | 45.6554 | 47.5249 | 48.6442 | 49.1681 | 49.1705 | 49.077 | 48.6898 | 47.4349 | 46.1907 | 45.1552 | 44.2947 | 43.4253 | 43.0442 | 42.3308 | 0.0059442 | 0.0073119 | 0.0036297 | 0.0047307 | 0.005291 | 0.010236 | 0.0079313 | 0.0047561 | 0.0051766 | 0.0058207 | 0.0063149 | 0.0062562 | 0.0056575 | 0.005326 | 0.0048039 | 0.0045724 | 0.0047269 | 0.0054275 | 0.0052018 | 0.0054861 | 0.0058059 | 0.0051645 | 0.0056527 | 0.005176
Portfolio Adjusted1-in-10Size: Under 20 kWOther2023Typical Event Day | Portfolio Adjusted | 1-in-10 | Size: Under 20 kW | Other | 2023 | Typical Event Day | 8 | 0.96311 | 0.93078 | 0.905 | 0.89327 | 0.90068 | 0.93177 | 0.91194 | 1.0848 | 1.4938 | 1.8433 | 2.1372 | 2.2973 | 2.3533 | 2.403 | 2.434 | 2.3998 | 2.2744 | 1.9527 | 1.6344 | 1.4906 | 1.453 | 1.3003 | 1.1565 | 1.0373 | 0 | 0 | 0 | 0 | 0 | 0 | 0 | 0 | 0 | 0 | 0 | 0 | 0 | 0 | 0.0042133 | 0.012083 | 0.014622 | 0.014072 | 0 | 0 | 0 | 0 | 0 | 0 | 75.5507 | 74.2433 | 73.052 | 71.9868 | 71.0115 | 69.9829 | 69.2534 | 69.5191 | 72.5436 | 77.7149 | 82.748 | 86.9534 | 89.9299 | 91.9268 | 93.1377 | 93.7195 | 93.6952 | 92.8979 | 91.6549 | 89.2056 | 85.6636 | 82.3892 | 80.1008 | 78.3159 | 0.0070627 | 0.0084585 | 0.0040998 | 0.0052505 | 0.0058791 | 0.011204 | 0.0082072 | 0.005395 | 0.0061459 | 0.0073638 | 0.0087788 | 0.0095575 | 0.0093715 | 0.0094668 | 0.0091093 | 0.0088121 | 0.0081646 | 0.0071214 | 0.0060139 | 0.0061718 | 0.0068094 | 0.0057971 | 0.0063556 | 0.0063934
Portfolio Adjusted1-in-10Size: Under 20 kWOther2024January Monthly Peak | Portfolio Adjusted | 1-in-10 | Size: Under 20 kW | Other | 2024 | January Monthly Peak | 1 | 0.71804 | 0.71427 | 0.71588 | 0.71217 | 0.72459 | 0.76085 | 0.80291 | 0.86653 | 1.1481 | 1.3577 | 1.4446 | 1.4079 | 1.3083 | 1.2324 | 1.1593 | 1.1223 | 1.242 | 1.4923 | 1.477 | 1.4029 | 1.3011 | 1.2166 | 1.0487 | 0.7529 | 0 | 0 | 0 | 0 | 0 | 0 | 0 | 0 | 0 | 0 | 0 | 0 | 0 | 0 | 0.0020069 | 0.0056506 | 0.0079848 | 0.010754 | 0 | 0 | 0 | 0 | 0 | 0 | 40.877 | 40.2271 | 39.6741 | 39.235 | 39.0803 | 38.7461 | 38.3807 | 38.2406 | 38.8273 | 40.9452 | 43.4113 | 45.9528 | 47.8917 | 48.8244 | 49.3049 | 49.1982 | 48.6138 | 47.5807 | 45.4472 | 43.791 | 42.3677 | 41.2427 | 40.3521 | 39.5775 | 0.0052656 | 0.0064909 | 0.003243 | 0.004186 | 0.0047297 | 0.0091491 | 0.007226 | 0.0043096 | 0.0047234 | 0.0054238 | 0.0059339 | 0.0058571 | 0.0052101 | 0.0048552 | 0.0043389 | 0.0041211 | 0.0044585 | 0.0054422 | 0.0054348 | 0.0058086 | 0.0060975 | 0.0054243 | 0.0057632 | 0.0046405
Portfolio Adjusted1-in-10Size: Under 20 kWOther2024February Monthly Peak | Portfolio Adjusted | 1-in-10 | Size: Under 20 kW | Other | 2024 | February Monthly Peak | 2 | 0.76434 | 0.7521 | 0.75038 | 0.75099 | 0.76461 | 0.80399 | 0.80882 | 0.85401 | 1.105 | 1.2763 | 1.3603 | 1.3674 | 1.3317 | 1.3178 | 1.3045 | 1.2787 | 1.2728 | 1.3121 | 1.3446 | 1.2461 | 1.1502 | 1.0503 | 0.93869 | 0.80378 | 0 | 0 | 0 | 0 | 0 | 0 | 0 | 0 | 0 | 0 | 0 | 0 | 0 | 0 | 0.0022582 | 0.006438 | 0.0081826 | 0.0094552 | 0 | 0 | 0 | 0 | 0 | 0 | 48.7807 | 48.3337 | 47.8429 | 47.3159 | 46.7852 | 45.9371 | 45.5696 | 45.5446 | 46.4055 | 48.5507 | 50.6967 | 52.5884 | 54.1655 | 55.2055 | 56.1744 | 56.6959 | 56.2142 | 55.388 | 53.3106 | 51.1719 | 49.4134 | 47.9848 | 47.0848 | 46.14 | 0.0056051 | 0.0068348 | 0.0033993 | 0.0044141 | 0.0049909 | 0.0096678 | 0.0072792 | 0.0042474 | 0.0045463 | 0.0050987 | 0.0055877 | 0.0056889 | 0.0053034 | 0.0051916 | 0.0048823 | 0.0046954 | 0.0045689 | 0.0047849 | 0.0049476 | 0.0051594 | 0.0053905 | 0.0046826 | 0.0051585 | 0.0049541
Portfolio Adjusted1-in-10Size: Under 20 kWOther2024March Monthly Peak | Portfolio Adjusted | 1-in-10 | Size: Under 20 kW | Other | 2024 | March Monthly Peak | 3 | 0.81306 | 0.79141 | 0.77969 | 0.77846 | 0.78743 | 0.82501 | 0.85833 | 0.88183 | 1.0808 | 1.2503 | 1.3717 | 1.4374 | 1.4534 | 1.4935 | 1.5298 | 1.5191 | 1.4537 | 1.3039 | 1.2026 | 1.2041 | 1.1272 | 1.0201 | 0.92173 | 0.85925 | 0 | 0 | 0 | 0 | 0 | 0 | 0 | 0 | 0 | 0 | 0 | 0 | 0 | 0 | 0.0026482 | 0.0076482 | 0.0093459 | 0.0093961 | 0 | 0 | 0 | 0 | 0 | 0 | 56.1596 | 54.7106 | 53.8439 | 53.3987 | 52.4546 | 51.7358 | 51.0542 | 50.8755 | 52.1592 | 56.6665 | 62.2309 | 67.0073 | 70.3579 | 72.2048 | 73.4813 | 74.2739 | 74.281 | 73.1957 | 71.447 | 68.7277 | 65.2875 | 62.2967 | 60.0556 | 58.387 | 0.0059624 | 0.007192 | 0.0035321 | 0.0045757 | 0.0051399 | 0.0099206 | 0.0077248 | 0.0043857 | 0.0044465 | 0.0049947 | 0.0056344 | 0.0059799 | 0.0057879 | 0.0058836 | 0.0057254 | 0.0055781 | 0.0052184 | 0.004755 | 0.0044252 | 0.0049858 | 0.0052826 | 0.0045482 | 0.0050652 | 0.005296
Portfolio Adjusted1-in-10Size: Under 20 kWOther2024April Monthly Peak | Portfolio Adjusted | 1-in-10 | Size: Under 20 kW | Other | 2024 | April Monthly Peak | 4 | 0.8653 | 0.84011 | 0.82358 | 0.8187 | 0.82172 | 0.85446 | 0.8405 | 0.91173 | 1.1864 | 1.4255 | 1.6227 | 1.7403 | 1.7927 | 1.8425 | 1.8799 | 1.8508 | 1.7388 | 1.4953 | 1.2592 | 1.2438 | 1.2152 | 1.0843 | 0.98039 | 0.92642 | 0 | 0 | 0 | 0 | 0 | 0 | 0 | 0 | 0 | 0 | 0 | 0 | 0 | 0 | 0.0032541 | 0.0093185 | 0.011179 | 0.010776 | 0 | 0 | 0 | 0 | 0 | 0 | 66.79 | 65.3765 | 63.6852 | 62.5222 | 61.3576 | 60.257 | 59.6712 | 59.6501 | 63.0868 | 69.4048 | 75.7393 | 81.0269 | 84.1559 | 86.2035 | 87.4509 | 88.1135 | 87.9386 | 87.2343 | 85.1552 | 82.0313 | 77.8869 | 74.1754 | 71.4173 | 69.7599 | 0.0063455 | 0.0076345 | 0.0037309 | 0.0048122 | 0.0053637 | 0.010275 | 0.0075643 | 0.0045344 | 0.0048813 | 0.0056945 | 0.0066656 | 0.00724 | 0.0071393 | 0.0072588 | 0.0070355 | 0.0067962 | 0.0062419 | 0.0054533 | 0.0046335 | 0.0051501 | 0.0056947 | 0.0048344 | 0.0053876 | 0.00571
Portfolio Adjusted1-in-10Size: Under 20 kWOther2024May Monthly Peak | Portfolio Adjusted | 1-in-10 | Size: Under 20 kW | Other | 2024 | May Monthly Peak | 5 | 0.89598 | 0.87006 | 0.84617 | 0.83941 | 0.84452 | 0.8618 | 0.81902 | 0.96694 | 1.2977 | 1.5912 | 1.8254 | 1.9705 | 2.0125 | 2.0503 | 2.0699 | 2.0415 | 1.9125 | 1.6363 | 1.3587 | 1.28 | 1.2928 | 1.1525 | 1.0359 | 0.96742 | 0 | 0 | 0 | 0 | 0 | 0 | 0 | 0 | 0 | 0 | 0 | 0 | 0 | 0 | 0.0035831 | 0.010279 | 0.012295 | 0.011792 | 0 | 0 | 0 | 0 | 0 | 0 | 73.2187 | 71.187 | 69.7468 | 68.4459 | 67.0886 | 65.8893 | 65.1231 | 65.4799 | 69.1458 | 74.6228 | 79.8976 | 83.4967 | 86.8605 | 89.0798 | 90.2294 | 90.5658 | 90.0422 | 88.9531 | 87.515 | 85.0067 | 81.0583 | 77.4438 | 74.9305 | 72.4188 | 0.0065704 | 0.0079067 | 0.0038333 | 0.0049339 | 0.0055125 | 0.010363 | 0.007371 | 0.004809 | 0.005339 | 0.0063568 | 0.0074982 | 0.0081978 | 0.0080143 | 0.0080772 | 0.0077467 | 0.0074965 | 0.0068654 | 0.0059676 | 0.0049994 | 0.0053 | 0.0060586 | 0.0051385 | 0.0056924 | 0.0059627
Portfolio Adjusted1-in-10Size: Under 20 kWOther2024June Monthly Peak | Portfolio Adjusted | 1-in-10 | Size: Under 20 kW | Other | 2024 | June Monthly Peak | 6 | 0.91844 | 0.8886 | 0.86409 | 0.8555 | 0.85737 | 0.85993 | 0.8276 | 1.0142 | 1.3796 | 1.6979 | 1.9508 | 2.1019 | 2.1579 | 2.2014 | 2.2296 | 2.2024 | 2.081 | 1.8055 | 1.5122 | 1.3585 | 1.3545 | 1.2436 | 1.1003 | 0.99125 | 0 | 0 | 0 | 0 | 0 | 0 | 0 | 0 | 0 | 0 | 0 | 0 | 0 | 0 | 0.0038595 | 0.011089 | 0.013379 | 0.013011 | 0 | 0 | 0 | 0 | 0 | 0 | 73.1785 | 71.5919 | 70.4863 | 69.1645 | 68.1791 | 66.6205 | 65.7798 | 66.7516 | 70.844 | 76.0402 | 81.1079 | 85.1016 | 87.8467 | 89.5797 | 90.8073 | 91.4983 | 91.8455 | 91.1939 | 90.042 | 87.9223 | 84.8737 | 81.0714 | 78.5644 | 76.5967 | 0.0067352 | 0.0080752 | 0.0039144 | 0.0050285 | 0.0055964 | 0.01034 | 0.0074482 | 0.005044 | 0.005676 | 0.0067829 | 0.0080135 | 0.0087443 | 0.0085934 | 0.0086725 | 0.0083444 | 0.0080872 | 0.0074702 | 0.0065845 | 0.0055641 | 0.0056249 | 0.0063475 | 0.0055446 | 0.0060463 | 0.0061096
Portfolio Adjusted1-in-10Size: Under 20 kWOther2024July Monthly Peak | Portfolio Adjusted | 1-in-10 | Size: Under 20 kW | Other | 2024 | July Monthly Peak | 7 | 0.95973 | 0.92899 | 0.90279 | 0.89219 | 0.89565 | 0.91301 | 0.8834 | 1.0916 | 1.5033 | 1.8682 | 2.1577 | 2.3166 | 2.3805 | 2.4323 | 2.4489 | 2.4153 | 2.2992 | 1.9851 | 1.6481 | 1.4749 | 1.4493 | 1.3242 | 1.1713 | 1.0383 | 0 | 0 | 0 | 0 | 0 | 0 | 0 | 0 | 0 | 0 | 0 | 0 | 0 | 0 | 0.0042392 | 0.012161 | 0.014781 | 0.014305 | 0 | 0 | 0 | 0 | 0 | 0 | 76.959 | 75.7353 | 74.5031 | 73.337 | 72.4249 | 71.428 | 70.5833 | 70.8613 | 73.9559 | 78.9212 | 83.5577 | 87.2884 | 89.9584 | 91.7175 | 93.0086 | 93.6142 | 93.5303 | 92.9899 | 91.9758 | 89.6748 | 86.0449 | 82.507 | 80.1848 | 78.5011 | 0.0070379 | 0.0084422 | 0.0040898 | 0.0052441 | 0.0058463 | 0.010979 | 0.0079503 | 0.005429 | 0.0061848 | 0.0074633 | 0.0088634 | 0.0096378 | 0.0094799 | 0.0095821 | 0.0091653 | 0.008869 | 0.0082535 | 0.0072393 | 0.0060645 | 0.0061067 | 0.0067919 | 0.005904 | 0.0064367 | 0.0063997
Portfolio Adjusted1-in-10Size: Under 20 kWOther2024August Monthly Peak | Portfolio Adjusted | 1-in-10 | Size: Under 20 kW | Other | 2024 | August Monthly Peak | 8 | 0.96927 | 0.93635 | 0.90996 | 0.8979 | 0.90505 | 0.93628 | 0.91711 | 1.0986 | 1.5225 | 1.8872 | 2.1941 | 2.3602 | 2.4168 | 2.4653 | 2.492 | 2.4549 | 2.3291 | 2.0038 | 1.6744 | 1.5271 | 1.4838 | 1.3267 | 1.1772 | 1.0468 | 0 | 0 | 0 | 0 | 0 | 0 | 0 | 0 | 0 | 0 | 0 | 0 | 0 | 0 | 0.0043138 | 0.01236 | 0.014974 | 0.01444 | 0 | 0 | 0 | 0 | 0 | 0 | 76.0943 | 74.9208 | 73.7207 | 72.7847 | 71.6608 | 70.9313 | 70.3871 | 70.4901 | 73.2296 | 78.7479 | 83.8251 | 88.3726 | 91.4919 | 93.5924 | 95.078 | 95.9707 | 95.9878 | 94.9885 | 93.9037 | 91.5468 | 87.9331 | 85.1099 | 83.1748 | 81.3808 | 0.0071079 | 0.0085091 | 0.0041222 | 0.0052777 | 0.0059077 | 0.011259 | 0.0082538 | 0.0054639 | 0.0062639 | 0.0075393 | 0.0090128 | 0.0098189 | 0.0096244 | 0.0097121 | 0.0093267 | 0.0090146 | 0.0083609 | 0.0073078 | 0.0061611 | 0.006323 | 0.0069535 | 0.0059151 | 0.0064694 | 0.0064523
Portfolio Adjusted1-in-10Size: Under 20 kWOther2024September Monthly Peak | Portfolio Adjusted | 1-in-10 | Size: Under 20 kW | Other | 2024 | September Monthly Peak | 9 | 0.94759 | 0.91683 | 0.89243 | 0.8844 | 0.88972 | 0.92903 | 0.95693 | 1.0729 | 1.4794 | 1.8433 | 2.1459 | 2.3266 | 2.3845 | 2.4319 | 2.4543 | 2.4089 | 2.2672 | 1.9411 | 1.617 | 1.5539 | 1.4236 | 1.2685 | 1.1301 | 1.0138 | 0 | 0 | 0 | 0 | 0 | 0 | 0 | 0 | 0 | 0 | 0 | 0 | 0 | 0 | 0.0042485 | 0.012129 | 0.014576 | 0.013988 | 0 | 0 | 0 | 0 | 0 | 0 | 75.9709 | 74.7251 | 73.4978 | 72.6611 | 71.781 | 70.9516 | 70.2633 | 69.9732 | 72.1447 | 77.1504 | 82.5012 | 87.051 | 90.4224 | 92.8177 | 93.657 | 93.7948 | 93.4172 | 92.4192 | 90.6981 | 87.6788 | 83.8027 | 80.8686 | 78.4789 | 76.7849 | 0.0069489 | 0.0083317 | 0.0040428 | 0.0051984 | 0.0058076 | 0.011171 | 0.0086121 | 0.0053358 | 0.0060864 | 0.0073638 | 0.0088148 | 0.0096795 | 0.009496 | 0.0095807 | 0.0091854 | 0.0088457 | 0.0081389 | 0.007079 | 0.00595 | 0.0064339 | 0.0066714 | 0.0056554 | 0.0062101 | 0.0062486
Portfolio Adjusted1-in-10Size: Under 20 kWOther2024October Monthly Peak | Portfolio Adjusted | 1-in-10 | Size: Under 20 kW | Other | 2024 | October Monthly Peak | 10 | 0.87253 | 0.85345 | 0.83924 | 0.83071 | 0.83392 | 0.8664 | 0.92397 | 0.96568 | 1.2637 | 1.5456 | 1.7693 | 1.9099 | 1.9567 | 2.0185 | 2.0541 | 2.0186 | 1.8918 | 1.6101 | 1.4518 | 1.367 | 1.2477 | 1.122 | 1.0148 | 0.93399 | 0 | 0 | 0 | 0 | 0 | 0 | 0 | 0 | 0 | 0 | 0 | 0 | 0 | 0 | 0.0035558 | 0.010163 | 0.012163 | 0.011603 | 0 | 0 | 0 | 0 | 0 | 0 | 70.4119 | 68.9812 | 68.0602 | 66.8657 | 65.8974 | 64.859 | 64.3602 | 63.7686 | 64.4698 | 69.3614 | 75.5485 | 81.3748 | 85.8192 | 88.6815 | 89.7816 | 90.4244 | 90.4068 | 89.4493 | 86.9839 | 82.688 | 78.609 | 75.564 | 73.2115 | 71.4879 | 0.0063985 | 0.0077557 | 0.0038019 | 0.0048827 | 0.0054433 | 0.010418 | 0.0083155 | 0.0048027 | 0.0051991 | 0.0061746 | 0.007268 | 0.0079459 | 0.0077923 | 0.0079518 | 0.0076877 | 0.0074123 | 0.0067912 | 0.0058717 | 0.0053422 | 0.0056602 | 0.0058473 | 0.0050023 | 0.0055766 | 0.0057567
Portfolio Adjusted1-in-10Size: Under 20 kWOther2024November Monthly Peak | Portfolio Adjusted | 1-in-10 | Size: Under 20 kW | Other | 2024 | November Monthly Peak | 11 | 0.85584 | 0.83607 | 0.8268 | 0.82002 | 0.82427 | 0.8538 | 0.83355 | 0.93504 | 1.1998 | 1.4182 | 1.5762 | 1.6709 | 1.6905 | 1.7184 | 1.7322 | 1.692 | 1.5888 | 1.5318 | 1.3342 | 1.201 | 1.1085 | 0.9983 | 0.91611 | 0.89881 | 0 | 0 | 0 | 0 | 0 | 0 | 0 | 0 | 0 | 0 | 0 | 0 | 0 | 0 | 0.0029985 | 0.008519 | 0.010214 | 0.011039 | 0 | 0 | 0 | 0 | 0 | 0 | 64.9184 | 63.5455 | 62.5559 | 61.2117 | 60.3811 | 59.5907 | 58.8696 | 58.5841 | 61.137 | 66.3018 | 72.5352 | 77.5189 | 80.7083 | 82.3713 | 83.3781 | 83.5374 | 82.2983 | 79.6804 | 76.2066 | 72.4937 | 69.9474 | 67.9661 | 66.263 | 65.0505 | 0.0062761 | 0.0075979 | 0.0037455 | 0.0048199 | 0.0053803 | 0.010267 | 0.0075017 | 0.0046504 | 0.0049361 | 0.0056655 | 0.0064746 | 0.0069512 | 0.0067322 | 0.0067696 | 0.0064829 | 0.0062131 | 0.0057034 | 0.0055862 | 0.0049095 | 0.004973 | 0.005195 | 0.0044508 | 0.0050343 | 0.0055399
Portfolio Adjusted1-in-10Size: Under 20 kWOther2024December Monthly Peak | Portfolio Adjusted | 1-in-10 | Size: Under 20 kW | Other | 2024 | December Monthly Peak | 12 | 0.81058 | 0.80461 | 0.80124 | 0.80485 | 0.81058 | 0.85125 | 0.88128 | 0.95631 | 1.2582 | 1.457 | 1.5373 | 1.5038 | 1.4207 | 1.3519 | 1.2836 | 1.2452 | 1.3168 | 1.4883 | 1.4137 | 1.325 | 1.2389 | 1.1584 | 1.0286 | 0.83977 | 0 | 0 | 0 | 0 | 0 | 0 | 0 | 0 | 0 | 0 | 0 | 0 | 0 | 0 | 0.0022219 | 0.0062693 | 0.0084655 | 0.010725 | 0 | 0 | 0 | 0 | 0 | 0 | 41.9662 | 41.3356 | 41.1034 | 40.8334 | 40.5355 | 40.3562 | 40.5675 | 40.6469 | 41.3473 | 43.4403 | 45.6554 | 47.5249 | 48.6442 | 49.1681 | 49.1705 | 49.077 | 48.6898 | 47.4349 | 46.1907 | 45.1552 | 44.2947 | 43.4253 | 43.0442 | 42.3308 | 0.0059442 | 0.0073119 | 0.0036297 | 0.0047307 | 0.005291 | 0.010236 | 0.0079313 | 0.0047561 | 0.0051766 | 0.0058207 | 0.0063149 | 0.0062562 | 0.0056575 | 0.005326 | 0.0048039 | 0.0045724 | 0.0047269 | 0.0054275 | 0.0052018 | 0.0054861 | 0.0058059 | 0.0051645 | 0.0056527 | 0.005176
Portfolio Adjusted1-in-10Size: Under 20 kWOther2024Typical Event Day | Portfolio Adjusted | 1-in-10 | Size: Under 20 kW | Other | 2024 | Typical Event Day | 8 | 0.96311 | 0.93078 | 0.905 | 0.89327 | 0.90068 | 0.93177 | 0.91194 | 1.0848 | 1.4938 | 1.8433 | 2.1372 | 2.2973 | 2.3533 | 2.403 | 2.434 | 2.3998 | 2.2744 | 1.9527 | 1.6344 | 1.4906 | 1.453 | 1.3003 | 1.1565 | 1.0373 | 0 | 0 | 0 | 0 | 0 | 0 | 0 | 0 | 0 | 0 | 0 | 0 | 0 | 0 | 0.0042133 | 0.012083 | 0.014622 | 0.014072 | 0 | 0 | 0 | 0 | 0 | 0 | 75.5507 | 74.2433 | 73.052 | 71.9868 | 71.0115 | 69.9829 | 69.2534 | 69.5191 | 72.5436 | 77.7149 | 82.748 | 86.9534 | 89.9299 | 91.9268 | 93.1377 | 93.7195 | 93.6952 | 92.8979 | 91.6549 | 89.2056 | 85.6636 | 82.3892 | 80.1008 | 78.3159 | 0.0070627 | 0.0084585 | 0.0040998 | 0.0052505 | 0.0058791 | 0.011204 | 0.0082072 | 0.005395 | 0.0061459 | 0.0073638 | 0.0087788 | 0.0095575 | 0.0093715 | 0.0094668 | 0.0091093 | 0.0088121 | 0.0081646 | 0.0071214 | 0.0060139 | 0.0061718 | 0.0068094 | 0.0057971 | 0.0063556 | 0.0063934
Portfolio Adjusted1-in-10Size: Under 20 kWOther2025January Monthly Peak | Portfolio Adjusted | 1-in-10 | Size: Under 20 kW | Other | 2025 | January Monthly Peak | 1 | 0.71804 | 0.71427 | 0.71588 | 0.71217 | 0.72459 | 0.76085 | 0.80291 | 0.86653 | 1.1481 | 1.3577 | 1.4446 | 1.4079 | 1.3083 | 1.2324 | 1.1593 | 1.1223 | 1.242 | 1.4923 | 1.477 | 1.4029 | 1.3011 | 1.2166 | 1.0487 | 0.7529 | 0 | 0 | 0 | 0 | 0 | 0 | 0 | 0 | 0 | 0 | 0 | 0 | 0 | 0 | 0.0020069 | 0.0056506 | 0.0079848 | 0.010754 | 0 | 0 | 0 | 0 | 0 | 0 | 40.877 | 40.2271 | 39.6741 | 39.235 | 39.0803 | 38.7461 | 38.3807 | 38.2406 | 38.8273 | 40.9452 | 43.4113 | 45.9528 | 47.8917 | 48.8244 | 49.3049 | 49.1982 | 48.6138 | 47.5807 | 45.4472 | 43.791 | 42.3677 | 41.2427 | 40.3521 | 39.5775 | 0.0052656 | 0.0064909 | 0.003243 | 0.004186 | 0.0047297 | 0.0091491 | 0.007226 | 0.0043096 | 0.0047234 | 0.0054238 | 0.0059339 | 0.0058571 | 0.0052101 | 0.0048552 | 0.0043389 | 0.0041211 | 0.0044585 | 0.0054422 | 0.0054348 | 0.0058086 | 0.0060975 | 0.0054243 | 0.0057632 | 0.0046405
Portfolio Adjusted1-in-10Size: Under 20 kWOther2025February Monthly Peak | Portfolio Adjusted | 1-in-10 | Size: Under 20 kW | Other | 2025 | February Monthly Peak | 2 | 0.76434 | 0.7521 | 0.75038 | 0.75099 | 0.76461 | 0.80399 | 0.80882 | 0.85401 | 1.105 | 1.2763 | 1.3603 | 1.3674 | 1.3317 | 1.3178 | 1.3045 | 1.2787 | 1.2728 | 1.3121 | 1.3446 | 1.2461 | 1.1502 | 1.0503 | 0.93869 | 0.80378 | 0 | 0 | 0 | 0 | 0 | 0 | 0 | 0 | 0 | 0 | 0 | 0 | 0 | 0 | 0.0022582 | 0.006438 | 0.0081826 | 0.0094552 | 0 | 0 | 0 | 0 | 0 | 0 | 48.7807 | 48.3337 | 47.8429 | 47.3159 | 46.7852 | 45.9371 | 45.5696 | 45.5446 | 46.4055 | 48.5507 | 50.6967 | 52.5884 | 54.1655 | 55.2055 | 56.1744 | 56.6959 | 56.2142 | 55.388 | 53.3106 | 51.1719 | 49.4134 | 47.9848 | 47.0848 | 46.14 | 0.0056051 | 0.0068348 | 0.0033993 | 0.0044141 | 0.0049909 | 0.0096678 | 0.0072792 | 0.0042474 | 0.0045463 | 0.0050987 | 0.0055877 | 0.0056889 | 0.0053034 | 0.0051916 | 0.0048823 | 0.0046954 | 0.0045689 | 0.0047849 | 0.0049476 | 0.0051594 | 0.0053905 | 0.0046826 | 0.0051585 | 0.0049541
Portfolio Adjusted1-in-10Size: Under 20 kWOther2025March Monthly Peak | Portfolio Adjusted | 1-in-10 | Size: Under 20 kW | Other | 2025 | March Monthly Peak | 3 | 0.81306 | 0.79141 | 0.77969 | 0.77846 | 0.78743 | 0.82501 | 0.85833 | 0.88183 | 1.0808 | 1.2503 | 1.3717 | 1.4374 | 1.4534 | 1.4935 | 1.5298 | 1.5191 | 1.4537 | 1.3039 | 1.2026 | 1.2041 | 1.1272 | 1.0201 | 0.92173 | 0.85925 | 0 | 0 | 0 | 0 | 0 | 0 | 0 | 0 | 0 | 0 | 0 | 0 | 0 | 0 | 0.0026482 | 0.0076482 | 0.0093459 | 0.0093961 | 0 | 0 | 0 | 0 | 0 | 0 | 56.1596 | 54.7106 | 53.8439 | 53.3987 | 52.4546 | 51.7358 | 51.0542 | 50.8755 | 52.1592 | 56.6665 | 62.2309 | 67.0073 | 70.3579 | 72.2048 | 73.4813 | 74.2739 | 74.281 | 73.1957 | 71.447 | 68.7277 | 65.2875 | 62.2967 | 60.0556 | 58.387 | 0.0059624 | 0.007192 | 0.0035321 | 0.0045757 | 0.0051399 | 0.0099206 | 0.0077248 | 0.0043857 | 0.0044465 | 0.0049947 | 0.0056344 | 0.0059799 | 0.0057879 | 0.0058836 | 0.0057254 | 0.0055781 | 0.0052184 | 0.004755 | 0.0044252 | 0.0049858 | 0.0052826 | 0.0045482 | 0.0050652 | 0.005296
Portfolio Adjusted1-in-10Size: Under 20 kWOther2025April Monthly Peak | Portfolio Adjusted | 1-in-10 | Size: Under 20 kW | Other | 2025 | April Monthly Peak | 4 | 0.8653 | 0.84011 | 0.82358 | 0.8187 | 0.82172 | 0.85446 | 0.8405 | 0.91173 | 1.1864 | 1.4255 | 1.6227 | 1.7403 | 1.7927 | 1.8425 | 1.8799 | 1.8508 | 1.7388 | 1.4953 | 1.2592 | 1.2438 | 1.2152 | 1.0843 | 0.98039 | 0.92642 | 0 | 0 | 0 | 0 | 0 | 0 | 0 | 0 | 0 | 0 | 0 | 0 | 0 | 0 | 0.0032541 | 0.0093185 | 0.011179 | 0.010776 | 0 | 0 | 0 | 0 | 0 | 0 | 66.79 | 65.3765 | 63.6852 | 62.5222 | 61.3576 | 60.257 | 59.6712 | 59.6501 | 63.0868 | 69.4048 | 75.7393 | 81.0269 | 84.1559 | 86.2035 | 87.4509 | 88.1135 | 87.9386 | 87.2343 | 85.1552 | 82.0313 | 77.8869 | 74.1754 | 71.4173 | 69.7599 | 0.0063455 | 0.0076345 | 0.0037309 | 0.0048122 | 0.0053637 | 0.010275 | 0.0075643 | 0.0045344 | 0.0048813 | 0.0056945 | 0.0066656 | 0.00724 | 0.0071393 | 0.0072588 | 0.0070355 | 0.0067962 | 0.0062419 | 0.0054533 | 0.0046335 | 0.0051501 | 0.0056947 | 0.0048344 | 0.0053876 | 0.00571
Portfolio Adjusted1-in-10Size: Under 20 kWOther2025May Monthly Peak | Portfolio Adjusted | 1-in-10 | Size: Under 20 kW | Other | 2025 | May Monthly Peak | 5 | 0.89598 | 0.87006 | 0.84617 | 0.83941 | 0.84452 | 0.8618 | 0.81902 | 0.96694 | 1.2977 | 1.5912 | 1.8254 | 1.9705 | 2.0125 | 2.0503 | 2.0699 | 2.0415 | 1.9125 | 1.6363 | 1.3587 | 1.28 | 1.2928 | 1.1525 | 1.0359 | 0.96742 | 0 | 0 | 0 | 0 | 0 | 0 | 0 | 0 | 0 | 0 | 0 | 0 | 0 | 0 | 0.0035831 | 0.010279 | 0.012295 | 0.011792 | 0 | 0 | 0 | 0 | 0 | 0 | 73.2187 | 71.187 | 69.7468 | 68.4459 | 67.0886 | 65.8893 | 65.1231 | 65.4799 | 69.1458 | 74.6228 | 79.8976 | 83.4967 | 86.8605 | 89.0798 | 90.2294 | 90.5658 | 90.0422 | 88.9531 | 87.515 | 85.0067 | 81.0583 | 77.4438 | 74.9305 | 72.4188 | 0.0065704 | 0.0079067 | 0.0038333 | 0.0049339 | 0.0055125 | 0.010363 | 0.007371 | 0.004809 | 0.005339 | 0.0063568 | 0.0074982 | 0.0081978 | 0.0080143 | 0.0080772 | 0.0077467 | 0.0074965 | 0.0068654 | 0.0059676 | 0.0049994 | 0.0053 | 0.0060586 | 0.0051385 | 0.0056924 | 0.0059627
Portfolio Adjusted1-in-10Size: Under 20 kWOther2025June Monthly Peak | Portfolio Adjusted | 1-in-10 | Size: Under 20 kW | Other | 2025 | June Monthly Peak | 6 | 0.91844 | 0.8886 | 0.86409 | 0.8555 | 0.85737 | 0.85993 | 0.8276 | 1.0142 | 1.3796 | 1.6979 | 1.9508 | 2.1019 | 2.1579 | 2.2014 | 2.2296 | 2.2024 | 2.081 | 1.8055 | 1.5122 | 1.3585 | 1.3545 | 1.2436 | 1.1003 | 0.99125 | 0 | 0 | 0 | 0 | 0 | 0 | 0 | 0 | 0 | 0 | 0 | 0 | 0 | 0 | 0.0038595 | 0.011089 | 0.013379 | 0.013011 | 0 | 0 | 0 | 0 | 0 | 0 | 73.1785 | 71.5919 | 70.4863 | 69.1645 | 68.1791 | 66.6205 | 65.7798 | 66.7516 | 70.844 | 76.0402 | 81.1079 | 85.1016 | 87.8467 | 89.5797 | 90.8073 | 91.4983 | 91.8455 | 91.1939 | 90.042 | 87.9223 | 84.8737 | 81.0714 | 78.5644 | 76.5967 | 0.0067352 | 0.0080752 | 0.0039144 | 0.0050285 | 0.0055964 | 0.01034 | 0.0074482 | 0.005044 | 0.005676 | 0.0067829 | 0.0080135 | 0.0087443 | 0.0085934 | 0.0086725 | 0.0083444 | 0.0080872 | 0.0074702 | 0.0065845 | 0.0055641 | 0.0056249 | 0.0063475 | 0.0055446 | 0.0060463 | 0.0061096
Portfolio Adjusted1-in-10Size: Under 20 kWOther2025July Monthly Peak | Portfolio Adjusted | 1-in-10 | Size: Under 20 kW | Other | 2025 | July Monthly Peak | 7 | 0.95973 | 0.92899 | 0.90279 | 0.89219 | 0.89565 | 0.91301 | 0.8834 | 1.0916 | 1.5033 | 1.8682 | 2.1577 | 2.3166 | 2.3805 | 2.4323 | 2.4489 | 2.4153 | 2.2992 | 1.9851 | 1.6481 | 1.4749 | 1.4493 | 1.3242 | 1.1713 | 1.0383 | 0 | 0 | 0 | 0 | 0 | 0 | 0 | 0 | 0 | 0 | 0 | 0 | 0 | 0 | 0.0042392 | 0.012161 | 0.014781 | 0.014305 | 0 | 0 | 0 | 0 | 0 | 0 | 76.959 | 75.7353 | 74.5031 | 73.337 | 72.4249 | 71.428 | 70.5833 | 70.8613 | 73.9559 | 78.9212 | 83.5577 | 87.2884 | 89.9584 | 91.7175 | 93.0086 | 93.6142 | 93.5303 | 92.9899 | 91.9758 | 89.6748 | 86.0449 | 82.507 | 80.1848 | 78.5011 | 0.0070379 | 0.0084422 | 0.0040898 | 0.0052441 | 0.0058463 | 0.010979 | 0.0079503 | 0.005429 | 0.0061848 | 0.0074633 | 0.0088634 | 0.0096378 | 0.0094799 | 0.0095821 | 0.0091653 | 0.008869 | 0.0082535 | 0.0072393 | 0.0060645 | 0.0061067 | 0.0067919 | 0.005904 | 0.0064367 | 0.0063997
Portfolio Adjusted1-in-10Size: Under 20 kWOther2025August Monthly Peak | Portfolio Adjusted | 1-in-10 | Size: Under 20 kW | Other | 2025 | August Monthly Peak | 8 | 0.96927 | 0.93635 | 0.90996 | 0.8979 | 0.90505 | 0.93628 | 0.91711 | 1.0986 | 1.5225 | 1.8872 | 2.1941 | 2.3602 | 2.4168 | 2.4653 | 2.492 | 2.4549 | 2.3291 | 2.0038 | 1.6744 | 1.5271 | 1.4838 | 1.3267 | 1.1772 | 1.0468 | 0 | 0 | 0 | 0 | 0 | 0 | 0 | 0 | 0 | 0 | 0 | 0 | 0 | 0 | 0.0043138 | 0.01236 | 0.014974 | 0.01444 | 0 | 0 | 0 | 0 | 0 | 0 | 76.0943 | 74.9208 | 73.7207 | 72.7847 | 71.6608 | 70.9313 | 70.3871 | 70.4901 | 73.2296 | 78.7479 | 83.8251 | 88.3726 | 91.4919 | 93.5924 | 95.078 | 95.9707 | 95.9878 | 94.9885 | 93.9037 | 91.5468 | 87.9331 | 85.1099 | 83.1748 | 81.3808 | 0.0071079 | 0.0085091 | 0.0041222 | 0.0052777 | 0.0059077 | 0.011259 | 0.0082538 | 0.0054639 | 0.0062639 | 0.0075393 | 0.0090128 | 0.0098189 | 0.0096244 | 0.0097121 | 0.0093267 | 0.0090146 | 0.0083609 | 0.0073078 | 0.0061611 | 0.006323 | 0.0069535 | 0.0059151 | 0.0064694 | 0.0064523
Portfolio Adjusted1-in-10Size: Under 20 kWOther2025September Monthly Peak | Portfolio Adjusted | 1-in-10 | Size: Under 20 kW | Other | 2025 | September Monthly Peak | 9 | 0.94759 | 0.91683 | 0.89243 | 0.8844 | 0.88972 | 0.92903 | 0.95693 | 1.0729 | 1.4794 | 1.8433 | 2.1459 | 2.3266 | 2.3845 | 2.4319 | 2.4543 | 2.4089 | 2.2672 | 1.9411 | 1.617 | 1.5539 | 1.4236 | 1.2685 | 1.1301 | 1.0138 | 0 | 0 | 0 | 0 | 0 | 0 | 0 | 0 | 0 | 0 | 0 | 0 | 0 | 0 | 0.0042485 | 0.012129 | 0.014576 | 0.013988 | 0 | 0 | 0 | 0 | 0 | 0 | 75.9709 | 74.7251 | 73.4978 | 72.6611 | 71.781 | 70.9516 | 70.2633 | 69.9732 | 72.1447 | 77.1504 | 82.5012 | 87.051 | 90.4224 | 92.8177 | 93.657 | 93.7948 | 93.4172 | 92.4192 | 90.6981 | 87.6788 | 83.8027 | 80.8686 | 78.4789 | 76.7849 | 0.0069489 | 0.0083317 | 0.0040428 | 0.0051984 | 0.0058076 | 0.011171 | 0.0086121 | 0.0053358 | 0.0060864 | 0.0073638 | 0.0088148 | 0.0096795 | 0.009496 | 0.0095807 | 0.0091854 | 0.0088457 | 0.0081389 | 0.007079 | 0.00595 | 0.0064339 | 0.0066714 | 0.0056554 | 0.0062101 | 0.0062486
Portfolio Adjusted1-in-10Size: Under 20 kWOther2025October Monthly Peak | Portfolio Adjusted | 1-in-10 | Size: Under 20 kW | Other | 2025 | October Monthly Peak | 10 | 0.87253 | 0.85345 | 0.83924 | 0.83071 | 0.83392 | 0.8664 | 0.92397 | 0.96568 | 1.2637 | 1.5456 | 1.7693 | 1.9099 | 1.9567 | 2.0185 | 2.0541 | 2.0186 | 1.8918 | 1.6101 | 1.4518 | 1.367 | 1.2477 | 1.122 | 1.0148 | 0.93399 | 0 | 0 | 0 | 0 | 0 | 0 | 0 | 0 | 0 | 0 | 0 | 0 | 0 | 0 | 0.0035558 | 0.010163 | 0.012163 | 0.011603 | 0 | 0 | 0 | 0 | 0 | 0 | 70.4119 | 68.9812 | 68.0602 | 66.8657 | 65.8974 | 64.859 | 64.3602 | 63.7686 | 64.4698 | 69.3614 | 75.5485 | 81.3748 | 85.8192 | 88.6815 | 89.7816 | 90.4244 | 90.4068 | 89.4493 | 86.9839 | 82.688 | 78.609 | 75.564 | 73.2115 | 71.4879 | 0.0063985 | 0.0077557 | 0.0038019 | 0.0048827 | 0.0054433 | 0.010418 | 0.0083155 | 0.0048027 | 0.0051991 | 0.0061746 | 0.007268 | 0.0079459 | 0.0077923 | 0.0079518 | 0.0076877 | 0.0074123 | 0.0067912 | 0.0058717 | 0.0053422 | 0.0056602 | 0.0058473 | 0.0050023 | 0.0055766 | 0.0057567
Portfolio Adjusted1-in-10Size: Under 20 kWOther2025November Monthly Peak | Portfolio Adjusted | 1-in-10 | Size: Under 20 kW | Other | 2025 | November Monthly Peak | 11 | 0.85584 | 0.83607 | 0.8268 | 0.82002 | 0.82427 | 0.8538 | 0.83355 | 0.93504 | 1.1998 | 1.4182 | 1.5762 | 1.6709 | 1.6905 | 1.7184 | 1.7322 | 1.692 | 1.5888 | 1.5318 | 1.3342 | 1.201 | 1.1085 | 0.9983 | 0.91611 | 0.89881 | 0 | 0 | 0 | 0 | 0 | 0 | 0 | 0 | 0 | 0 | 0 | 0 | 0 | 0 | 0.0029985 | 0.008519 | 0.010214 | 0.011039 | 0 | 0 | 0 | 0 | 0 | 0 | 64.9184 | 63.5455 | 62.5559 | 61.2117 | 60.3811 | 59.5907 | 58.8696 | 58.5841 | 61.137 | 66.3018 | 72.5352 | 77.5189 | 80.7083 | 82.3713 | 83.3781 | 83.5374 | 82.2983 | 79.6804 | 76.2066 | 72.4937 | 69.9474 | 67.9661 | 66.263 | 65.0505 | 0.0062761 | 0.0075979 | 0.0037455 | 0.0048199 | 0.0053803 | 0.010267 | 0.0075017 | 0.0046504 | 0.0049361 | 0.0056655 | 0.0064746 | 0.0069512 | 0.0067322 | 0.0067696 | 0.0064829 | 0.0062131 | 0.0057034 | 0.0055862 | 0.0049095 | 0.004973 | 0.005195 | 0.0044508 | 0.0050343 | 0.0055399
Portfolio Adjusted1-in-10Size: Under 20 kWOther2025December Monthly Peak | Portfolio Adjusted | 1-in-10 | Size: Under 20 kW | Other | 2025 | December Monthly Peak | 12 | 0.81058 | 0.80461 | 0.80124 | 0.80485 | 0.81058 | 0.85125 | 0.88128 | 0.95631 | 1.2582 | 1.457 | 1.5373 | 1.5038 | 1.4207 | 1.3519 | 1.2836 | 1.2452 | 1.3168 | 1.4883 | 1.4137 | 1.325 | 1.2389 | 1.1584 | 1.0286 | 0.83977 | 0 | 0 | 0 | 0 | 0 | 0 | 0 | 0 | 0 | 0 | 0 | 0 | 0 | 0 | 0.0022219 | 0.0062693 | 0.0084655 | 0.010725 | 0 | 0 | 0 | 0 | 0 | 0 | 41.9662 | 41.3356 | 41.1034 | 40.8334 | 40.5355 | 40.3562 | 40.5675 | 40.6469 | 41.3473 | 43.4403 | 45.6554 | 47.5249 | 48.6442 | 49.1681 | 49.1705 | 49.077 | 48.6898 | 47.4349 | 46.1907 | 45.1552 | 44.2947 | 43.4253 | 43.0442 | 42.3308 | 0.0059442 | 0.0073119 | 0.0036297 | 0.0047307 | 0.005291 | 0.010236 | 0.0079313 | 0.0047561 | 0.0051766 | 0.0058207 | 0.0063149 | 0.0062562 | 0.0056575 | 0.005326 | 0.0048039 | 0.0045724 | 0.0047269 | 0.0054275 | 0.0052018 | 0.0054861 | 0.0058059 | 0.0051645 | 0.0056527 | 0.005176
Portfolio Adjusted1-in-10Size: Under 20 kWOther2025Typical Event Day | Portfolio Adjusted | 1-in-10 | Size: Under 20 kW | Other | 2025 | Typical Event Day | 8 | 0.96311 | 0.93078 | 0.905 | 0.89327 | 0.90068 | 0.93177 | 0.91194 | 1.0848 | 1.4938 | 1.8433 | 2.1372 | 2.2973 | 2.3533 | 2.403 | 2.434 | 2.3998 | 2.2744 | 1.9527 | 1.6344 | 1.4906 | 1.453 | 1.3003 | 1.1565 | 1.0373 | 0 | 0 | 0 | 0 | 0 | 0 | 0 | 0 | 0 | 0 | 0 | 0 | 0 | 0 | 0.0042133 | 0.012083 | 0.014622 | 0.014072 | 0 | 0 | 0 | 0 | 0 | 0 | 75.5507 | 74.2433 | 73.052 | 71.9868 | 71.0115 | 69.9829 | 69.2534 | 69.5191 | 72.5436 | 77.7149 | 82.748 | 86.9534 | 89.9299 | 91.9268 | 93.1377 | 93.7195 | 93.6952 | 92.8979 | 91.6549 | 89.2056 | 85.6636 | 82.3892 | 80.1008 | 78.3159 | 0.0070627 | 0.0084585 | 0.0040998 | 0.0052505 | 0.0058791 | 0.011204 | 0.0082072 | 0.005395 | 0.0061459 | 0.0073638 | 0.0087788 | 0.0095575 | 0.0093715 | 0.0094668 | 0.0091093 | 0.0088121 | 0.0081646 | 0.0071214 | 0.0060139 | 0.0061718 | 0.0068094 | 0.0057971 | 0.0063556 | 0.0063934
Portfolio Adjusted1-in-10Size: Under 20 kWOther2026January Monthly Peak | Portfolio Adjusted | 1-in-10 | Size: Under 20 kW | Other | 2026 | January Monthly Peak | 1 | 0.71804 | 0.71427 | 0.71588 | 0.71217 | 0.72459 | 0.76085 | 0.80291 | 0.86653 | 1.1481 | 1.3577 | 1.4446 | 1.4079 | 1.3083 | 1.2324 | 1.1593 | 1.1223 | 1.242 | 1.4923 | 1.477 | 1.4029 | 1.3011 | 1.2166 | 1.0487 | 0.7529 | 0 | 0 | 0 | 0 | 0 | 0 | 0 | 0 | 0 | 0 | 0 | 0 | 0 | 0 | 0.0020069 | 0.0056506 | 0.0079848 | 0.010754 | 0 | 0 | 0 | 0 | 0 | 0 | 40.877 | 40.2271 | 39.6741 | 39.235 | 39.0803 | 38.7461 | 38.3807 | 38.2406 | 38.8273 | 40.9452 | 43.4113 | 45.9528 | 47.8917 | 48.8244 | 49.3049 | 49.1982 | 48.6138 | 47.5807 | 45.4472 | 43.791 | 42.3677 | 41.2427 | 40.3521 | 39.5775 | 0.0052656 | 0.0064909 | 0.003243 | 0.004186 | 0.0047297 | 0.0091491 | 0.007226 | 0.0043096 | 0.0047234 | 0.0054238 | 0.0059339 | 0.0058571 | 0.0052101 | 0.0048552 | 0.0043389 | 0.0041211 | 0.0044585 | 0.0054422 | 0.0054348 | 0.0058086 | 0.0060975 | 0.0054243 | 0.0057632 | 0.0046405
Portfolio Adjusted1-in-10Size: Under 20 kWOther2026February Monthly Peak | Portfolio Adjusted | 1-in-10 | Size: Under 20 kW | Other | 2026 | February Monthly Peak | 2 | 0.76434 | 0.7521 | 0.75038 | 0.75099 | 0.76461 | 0.80399 | 0.80882 | 0.85401 | 1.105 | 1.2763 | 1.3603 | 1.3674 | 1.3317 | 1.3178 | 1.3045 | 1.2787 | 1.2728 | 1.3121 | 1.3446 | 1.2461 | 1.1502 | 1.0503 | 0.93869 | 0.80378 | 0 | 0 | 0 | 0 | 0 | 0 | 0 | 0 | 0 | 0 | 0 | 0 | 0 | 0 | 0.0022582 | 0.006438 | 0.0081826 | 0.0094552 | 0 | 0 | 0 | 0 | 0 | 0 | 48.7807 | 48.3337 | 47.8429 | 47.3159 | 46.7852 | 45.9371 | 45.5696 | 45.5446 | 46.4055 | 48.5507 | 50.6967 | 52.5884 | 54.1655 | 55.2055 | 56.1744 | 56.6959 | 56.2142 | 55.388 | 53.3106 | 51.1719 | 49.4134 | 47.9848 | 47.0848 | 46.14 | 0.0056051 | 0.0068348 | 0.0033993 | 0.0044141 | 0.0049909 | 0.0096678 | 0.0072792 | 0.0042474 | 0.0045463 | 0.0050987 | 0.0055877 | 0.0056889 | 0.0053034 | 0.0051916 | 0.0048823 | 0.0046954 | 0.0045689 | 0.0047849 | 0.0049476 | 0.0051594 | 0.0053905 | 0.0046826 | 0.0051585 | 0.0049541
Portfolio Adjusted1-in-10Size: Under 20 kWOther2026March Monthly Peak | Portfolio Adjusted | 1-in-10 | Size: Under 20 kW | Other | 2026 | March Monthly Peak | 3 | 0.81306 | 0.79141 | 0.77969 | 0.77846 | 0.78743 | 0.82501 | 0.85833 | 0.88183 | 1.0808 | 1.2503 | 1.3717 | 1.4374 | 1.4534 | 1.4935 | 1.5298 | 1.5191 | 1.4537 | 1.3039 | 1.2026 | 1.2041 | 1.1272 | 1.0201 | 0.92173 | 0.85925 | 0 | 0 | 0 | 0 | 0 | 0 | 0 | 0 | 0 | 0 | 0 | 0 | 0 | 0 | 0.0026482 | 0.0076482 | 0.0093459 | 0.0093961 | 0 | 0 | 0 | 0 | 0 | 0 | 56.1596 | 54.7106 | 53.8439 | 53.3987 | 52.4546 | 51.7358 | 51.0542 | 50.8755 | 52.1592 | 56.6665 | 62.2309 | 67.0073 | 70.3579 | 72.2048 | 73.4813 | 74.2739 | 74.281 | 73.1957 | 71.447 | 68.7277 | 65.2875 | 62.2967 | 60.0556 | 58.387 | 0.0059624 | 0.007192 | 0.0035321 | 0.0045757 | 0.0051399 | 0.0099206 | 0.0077248 | 0.0043857 | 0.0044465 | 0.0049947 | 0.0056344 | 0.0059799 | 0.0057879 | 0.0058836 | 0.0057254 | 0.0055781 | 0.0052184 | 0.004755 | 0.0044252 | 0.0049858 | 0.0052826 | 0.0045482 | 0.0050652 | 0.005296
Portfolio Adjusted1-in-10Size: Under 20 kWOther2026April Monthly Peak | Portfolio Adjusted | 1-in-10 | Size: Under 20 kW | Other | 2026 | April Monthly Peak | 4 | 0.8653 | 0.84011 | 0.82358 | 0.8187 | 0.82172 | 0.85446 | 0.8405 | 0.91173 | 1.1864 | 1.4255 | 1.6227 | 1.7403 | 1.7927 | 1.8425 | 1.8799 | 1.8508 | 1.7388 | 1.4953 | 1.2592 | 1.2438 | 1.2152 | 1.0843 | 0.98039 | 0.92642 | 0 | 0 | 0 | 0 | 0 | 0 | 0 | 0 | 0 | 0 | 0 | 0 | 0 | 0 | 0.0032541 | 0.0093185 | 0.011179 | 0.010776 | 0 | 0 | 0 | 0 | 0 | 0 | 66.79 | 65.3765 | 63.6852 | 62.5222 | 61.3576 | 60.257 | 59.6712 | 59.6501 | 63.0868 | 69.4048 | 75.7393 | 81.0269 | 84.1559 | 86.2035 | 87.4509 | 88.1135 | 87.9386 | 87.2343 | 85.1552 | 82.0313 | 77.8869 | 74.1754 | 71.4173 | 69.7599 | 0.0063455 | 0.0076345 | 0.0037309 | 0.0048122 | 0.0053637 | 0.010275 | 0.0075643 | 0.0045344 | 0.0048813 | 0.0056945 | 0.0066656 | 0.00724 | 0.0071393 | 0.0072588 | 0.0070355 | 0.0067962 | 0.0062419 | 0.0054533 | 0.0046335 | 0.0051501 | 0.0056947 | 0.0048344 | 0.0053876 | 0.00571
Portfolio Adjusted1-in-10Size: Under 20 kWOther2026May Monthly Peak | Portfolio Adjusted | 1-in-10 | Size: Under 20 kW | Other | 2026 | May Monthly Peak | 5 | 0.89598 | 0.87006 | 0.84617 | 0.83941 | 0.84452 | 0.8618 | 0.81902 | 0.96694 | 1.2977 | 1.5912 | 1.8254 | 1.9705 | 2.0125 | 2.0503 | 2.0699 | 2.0415 | 1.9125 | 1.6363 | 1.3587 | 1.28 | 1.2928 | 1.1525 | 1.0359 | 0.96742 | 0 | 0 | 0 | 0 | 0 | 0 | 0 | 0 | 0 | 0 | 0 | 0 | 0 | 0 | 0.0035831 | 0.010279 | 0.012295 | 0.011792 | 0 | 0 | 0 | 0 | 0 | 0 | 73.2187 | 71.187 | 69.7468 | 68.4459 | 67.0886 | 65.8893 | 65.1231 | 65.4799 | 69.1458 | 74.6228 | 79.8976 | 83.4967 | 86.8605 | 89.0798 | 90.2294 | 90.5658 | 90.0422 | 88.9531 | 87.515 | 85.0067 | 81.0583 | 77.4438 | 74.9305 | 72.4188 | 0.0065704 | 0.0079067 | 0.0038333 | 0.0049339 | 0.0055125 | 0.010363 | 0.007371 | 0.004809 | 0.005339 | 0.0063568 | 0.0074982 | 0.0081978 | 0.0080143 | 0.0080772 | 0.0077467 | 0.0074965 | 0.0068654 | 0.0059676 | 0.0049994 | 0.0053 | 0.0060586 | 0.0051385 | 0.0056924 | 0.0059627
Portfolio Adjusted1-in-10Size: Under 20 kWOther2026June Monthly Peak | Portfolio Adjusted | 1-in-10 | Size: Under 20 kW | Other | 2026 | June Monthly Peak | 6 | 0.91844 | 0.8886 | 0.86409 | 0.8555 | 0.85737 | 0.85993 | 0.8276 | 1.0142 | 1.3796 | 1.6979 | 1.9508 | 2.1019 | 2.1579 | 2.2014 | 2.2296 | 2.2024 | 2.081 | 1.8055 | 1.5122 | 1.3585 | 1.3545 | 1.2436 | 1.1003 | 0.99125 | 0 | 0 | 0 | 0 | 0 | 0 | 0 | 0 | 0 | 0 | 0 | 0 | 0 | 0 | 0.0038595 | 0.011089 | 0.013379 | 0.013011 | 0 | 0 | 0 | 0 | 0 | 0 | 73.1785 | 71.5919 | 70.4863 | 69.1645 | 68.1791 | 66.6205 | 65.7798 | 66.7516 | 70.844 | 76.0402 | 81.1079 | 85.1016 | 87.8467 | 89.5797 | 90.8073 | 91.4983 | 91.8455 | 91.1939 | 90.042 | 87.9223 | 84.8737 | 81.0714 | 78.5644 | 76.5967 | 0.0067352 | 0.0080752 | 0.0039144 | 0.0050285 | 0.0055964 | 0.01034 | 0.0074482 | 0.005044 | 0.005676 | 0.0067829 | 0.0080135 | 0.0087443 | 0.0085934 | 0.0086725 | 0.0083444 | 0.0080872 | 0.0074702 | 0.0065845 | 0.0055641 | 0.0056249 | 0.0063475 | 0.0055446 | 0.0060463 | 0.0061096
Portfolio Adjusted1-in-10Size: Under 20 kWOther2026July Monthly Peak | Portfolio Adjusted | 1-in-10 | Size: Under 20 kW | Other | 2026 | July Monthly Peak | 7 | 0.95973 | 0.92899 | 0.90279 | 0.89219 | 0.89565 | 0.91301 | 0.8834 | 1.0916 | 1.5033 | 1.8682 | 2.1577 | 2.3166 | 2.3805 | 2.4323 | 2.4489 | 2.4153 | 2.2992 | 1.9851 | 1.6481 | 1.4749 | 1.4493 | 1.3242 | 1.1713 | 1.0383 | 0 | 0 | 0 | 0 | 0 | 0 | 0 | 0 | 0 | 0 | 0 | 0 | 0 | 0 | 0.0042392 | 0.012161 | 0.014781 | 0.014305 | 0 | 0 | 0 | 0 | 0 | 0 | 76.959 | 75.7353 | 74.5031 | 73.337 | 72.4249 | 71.428 | 70.5833 | 70.8613 | 73.9559 | 78.9212 | 83.5577 | 87.2884 | 89.9584 | 91.7175 | 93.0086 | 93.6142 | 93.5303 | 92.9899 | 91.9758 | 89.6748 | 86.0449 | 82.507 | 80.1848 | 78.5011 | 0.0070379 | 0.0084422 | 0.0040898 | 0.0052441 | 0.0058463 | 0.010979 | 0.0079503 | 0.005429 | 0.0061848 | 0.0074633 | 0.0088634 | 0.0096378 | 0.0094799 | 0.0095821 | 0.0091653 | 0.008869 | 0.0082535 | 0.0072393 | 0.0060645 | 0.0061067 | 0.0067919 | 0.005904 | 0.0064367 | 0.0063997
Portfolio Adjusted1-in-10Size: Under 20 kWOther2026August Monthly Peak | Portfolio Adjusted | 1-in-10 | Size: Under 20 kW | Other | 2026 | August Monthly Peak | 8 | 0.96927 | 0.93635 | 0.90996 | 0.8979 | 0.90505 | 0.93628 | 0.91711 | 1.0986 | 1.5225 | 1.8872 | 2.1941 | 2.3602 | 2.4168 | 2.4653 | 2.492 | 2.4549 | 2.3291 | 2.0038 | 1.6744 | 1.5271 | 1.4838 | 1.3267 | 1.1772 | 1.0468 | 0 | 0 | 0 | 0 | 0 | 0 | 0 | 0 | 0 | 0 | 0 | 0 | 0 | 0 | 0.0043138 | 0.01236 | 0.014974 | 0.01444 | 0 | 0 | 0 | 0 | 0 | 0 | 76.0943 | 74.9208 | 73.7207 | 72.7847 | 71.6608 | 70.9313 | 70.3871 | 70.4901 | 73.2296 | 78.7479 | 83.8251 | 88.3726 | 91.4919 | 93.5924 | 95.078 | 95.9707 | 95.9878 | 94.9885 | 93.9037 | 91.5468 | 87.9331 | 85.1099 | 83.1748 | 81.3808 | 0.0071079 | 0.0085091 | 0.0041222 | 0.0052777 | 0.0059077 | 0.011259 | 0.0082538 | 0.0054639 | 0.0062639 | 0.0075393 | 0.0090128 | 0.0098189 | 0.0096244 | 0.0097121 | 0.0093267 | 0.0090146 | 0.0083609 | 0.0073078 | 0.0061611 | 0.006323 | 0.0069535 | 0.0059151 | 0.0064694 | 0.0064523
Portfolio Adjusted1-in-10Size: Under 20 kWOther2026September Monthly Peak | Portfolio Adjusted | 1-in-10 | Size: Under 20 kW | Other | 2026 | September Monthly Peak | 9 | 0.94759 | 0.91683 | 0.89243 | 0.8844 | 0.88972 | 0.92903 | 0.95693 | 1.0729 | 1.4794 | 1.8433 | 2.1459 | 2.3266 | 2.3845 | 2.4319 | 2.4543 | 2.4089 | 2.2672 | 1.9411 | 1.617 | 1.5539 | 1.4236 | 1.2685 | 1.1301 | 1.0138 | 0 | 0 | 0 | 0 | 0 | 0 | 0 | 0 | 0 | 0 | 0 | 0 | 0 | 0 | 0.0042485 | 0.012129 | 0.014576 | 0.013988 | 0 | 0 | 0 | 0 | 0 | 0 | 75.9709 | 74.7251 | 73.4978 | 72.6611 | 71.781 | 70.9516 | 70.2633 | 69.9732 | 72.1447 | 77.1504 | 82.5012 | 87.051 | 90.4224 | 92.8177 | 93.657 | 93.7948 | 93.4172 | 92.4192 | 90.6981 | 87.6788 | 83.8027 | 80.8686 | 78.4789 | 76.7849 | 0.0069489 | 0.0083317 | 0.0040428 | 0.0051984 | 0.0058076 | 0.011171 | 0.0086121 | 0.0053358 | 0.0060864 | 0.0073638 | 0.0088148 | 0.0096795 | 0.009496 | 0.0095807 | 0.0091854 | 0.0088457 | 0.0081389 | 0.007079 | 0.00595 | 0.0064339 | 0.0066714 | 0.0056554 | 0.0062101 | 0.0062486
Portfolio Adjusted1-in-10Size: Under 20 kWOther2026October Monthly Peak | Portfolio Adjusted | 1-in-10 | Size: Under 20 kW | Other | 2026 | October Monthly Peak | 10 | 0.87253 | 0.85345 | 0.83924 | 0.83071 | 0.83392 | 0.8664 | 0.92397 | 0.96568 | 1.2637 | 1.5456 | 1.7693 | 1.9099 | 1.9567 | 2.0185 | 2.0541 | 2.0186 | 1.8918 | 1.6101 | 1.4518 | 1.367 | 1.2477 | 1.122 | 1.0148 | 0.93399 | 0 | 0 | 0 | 0 | 0 | 0 | 0 | 0 | 0 | 0 | 0 | 0 | 0 | 0 | 0.0035558 | 0.010163 | 0.012163 | 0.011603 | 0 | 0 | 0 | 0 | 0 | 0 | 70.4119 | 68.9812 | 68.0602 | 66.8657 | 65.8974 | 64.859 | 64.3602 | 63.7686 | 64.4698 | 69.3614 | 75.5485 | 81.3748 | 85.8192 | 88.6815 | 89.7816 | 90.4244 | 90.4068 | 89.4493 | 86.9839 | 82.688 | 78.609 | 75.564 | 73.2115 | 71.4879 | 0.0063985 | 0.0077557 | 0.0038019 | 0.0048827 | 0.0054433 | 0.010418 | 0.0083155 | 0.0048027 | 0.0051991 | 0.0061746 | 0.007268 | 0.0079459 | 0.0077923 | 0.0079518 | 0.0076877 | 0.0074123 | 0.0067912 | 0.0058717 | 0.0053422 | 0.0056602 | 0.0058473 | 0.0050023 | 0.0055766 | 0.0057567
Portfolio Adjusted1-in-10Size: Under 20 kWOther2026November Monthly Peak | Portfolio Adjusted | 1-in-10 | Size: Under 20 kW | Other | 2026 | November Monthly Peak | 11 | 0.85584 | 0.83607 | 0.8268 | 0.82002 | 0.82427 | 0.8538 | 0.83355 | 0.93504 | 1.1998 | 1.4182 | 1.5762 | 1.6709 | 1.6905 | 1.7184 | 1.7322 | 1.692 | 1.5888 | 1.5318 | 1.3342 | 1.201 | 1.1085 | 0.9983 | 0.91611 | 0.89881 | 0 | 0 | 0 | 0 | 0 | 0 | 0 | 0 | 0 | 0 | 0 | 0 | 0 | 0 | 0.0029985 | 0.008519 | 0.010214 | 0.011039 | 0 | 0 | 0 | 0 | 0 | 0 | 64.9184 | 63.5455 | 62.5559 | 61.2117 | 60.3811 | 59.5907 | 58.8696 | 58.5841 | 61.137 | 66.3018 | 72.5352 | 77.5189 | 80.7083 | 82.3713 | 83.3781 | 83.5374 | 82.2983 | 79.6804 | 76.2066 | 72.4937 | 69.9474 | 67.9661 | 66.263 | 65.0505 | 0.0062761 | 0.0075979 | 0.0037455 | 0.0048199 | 0.0053803 | 0.010267 | 0.0075017 | 0.0046504 | 0.0049361 | 0.0056655 | 0.0064746 | 0.0069512 | 0.0067322 | 0.0067696 | 0.0064829 | 0.0062131 | 0.0057034 | 0.0055862 | 0.0049095 | 0.004973 | 0.005195 | 0.0044508 | 0.0050343 | 0.0055399
Portfolio Adjusted1-in-10Size: Under 20 kWOther2026December Monthly Peak | Portfolio Adjusted | 1-in-10 | Size: Under 20 kW | Other | 2026 | December Monthly Peak | 12 | 0.81058 | 0.80461 | 0.80124 | 0.80485 | 0.81058 | 0.85125 | 0.88128 | 0.95631 | 1.2582 | 1.457 | 1.5373 | 1.5038 | 1.4207 | 1.3519 | 1.2836 | 1.2452 | 1.3168 | 1.4883 | 1.4137 | 1.325 | 1.2389 | 1.1584 | 1.0286 | 0.83977 | 0 | 0 | 0 | 0 | 0 | 0 | 0 | 0 | 0 | 0 | 0 | 0 | 0 | 0 | 0.0022219 | 0.0062693 | 0.0084655 | 0.010725 | 0 | 0 | 0 | 0 | 0 | 0 | 41.9662 | 41.3356 | 41.1034 | 40.8334 | 40.5355 | 40.3562 | 40.5675 | 40.6469 | 41.3473 | 43.4403 | 45.6554 | 47.5249 | 48.6442 | 49.1681 | 49.1705 | 49.077 | 48.6898 | 47.4349 | 46.1907 | 45.1552 | 44.2947 | 43.4253 | 43.0442 | 42.3308 | 0.0059442 | 0.0073119 | 0.0036297 | 0.0047307 | 0.005291 | 0.010236 | 0.0079313 | 0.0047561 | 0.0051766 | 0.0058207 | 0.0063149 | 0.0062562 | 0.0056575 | 0.005326 | 0.0048039 | 0.0045724 | 0.0047269 | 0.0054275 | 0.0052018 | 0.0054861 | 0.0058059 | 0.0051645 | 0.0056527 | 0.005176
Portfolio Adjusted1-in-10Size: Under 20 kWOther2026Typical Event Day | Portfolio Adjusted | 1-in-10 | Size: Under 20 kW | Other | 2026 | Typical Event Day | 8 | 0.96311 | 0.93078 | 0.905 | 0.89327 | 0.90068 | 0.93177 | 0.91194 | 1.0848 | 1.4938 | 1.8433 | 2.1372 | 2.2973 | 2.3533 | 2.403 | 2.434 | 2.3998 | 2.2744 | 1.9527 | 1.6344 | 1.4906 | 1.453 | 1.3003 | 1.1565 | 1.0373 | 0 | 0 | 0 | 0 | 0 | 0 | 0 | 0 | 0 | 0 | 0 | 0 | 0 | 0 | 0.0042133 | 0.012083 | 0.014622 | 0.014072 | 0 | 0 | 0 | 0 | 0 | 0 | 75.5507 | 74.2433 | 73.052 | 71.9868 | 71.0115 | 69.9829 | 69.2534 | 69.5191 | 72.5436 | 77.7149 | 82.748 | 86.9534 | 89.9299 | 91.9268 | 93.1377 | 93.7195 | 93.6952 | 92.8979 | 91.6549 | 89.2056 | 85.6636 | 82.3892 | 80.1008 | 78.3159 | 0.0070627 | 0.0084585 | 0.0040998 | 0.0052505 | 0.0058791 | 0.011204 | 0.0082072 | 0.005395 | 0.0061459 | 0.0073638 | 0.0087788 | 0.0095575 | 0.0093715 | 0.0094668 | 0.0091093 | 0.0088121 | 0.0081646 | 0.0071214 | 0.0060139 | 0.0061718 | 0.0068094 | 0.0057971 | 0.0063556 | 0.0063934
Portfolio Adjusted1-in-2Size: Under 20 kWOther2015January Monthly Peak | Portfolio Adjusted | 1-in-2 | Size: Under 20 kW | Other | 2015 | January Monthly Peak | 1
Portfolio Adjusted1-in-2Size: Under 20 kWOther2015February Monthly Peak | Portfolio Adjusted | 1-in-2 | Size: Under 20 kW | Other | 2015 | February Monthly Peak | 2
Portfolio Adjusted1-in-2Size: Under 20 kWOther2015March Monthly Peak | Portfolio Adjusted | 1-in-2 | Size: Under 20 kW | Other | 2015 | March Monthly Peak | 3
Portfolio Adjusted1-in-2Size: Under 20 kWOther2015April Monthly Peak | Portfolio Adjusted | 1-in-2 | Size: Under 20 kW | Other | 2015 | April Monthly Peak | 4
Portfolio Adjusted1-in-2Size: Under 20 kWOther2015May Monthly Peak | Portfolio Adjusted | 1-in-2 | Size: Under 20 kW | Other | 2015 | May Monthly Peak | 5
Portfolio Adjusted1-in-2Size: Under 20 kWOther2015June Monthly Peak | Portfolio Adjusted | 1-in-2 | Size: Under 20 kW | Other | 2015 | June Monthly Peak | 6
Portfolio Adjusted1-in-2Size: Under 20 kWOther2015July Monthly Peak | Portfolio Adjusted | 1-in-2 | Size: Under 20 kW | Other | 2015 | July Monthly Peak | 7
Portfolio Adjusted1-in-2Size: Under 20 kWOther2015August Monthly Peak | Portfolio Adjusted | 1-in-2 | Size: Under 20 kW | Other | 2015 | August Monthly Peak | 8
Portfolio Adjusted1-in-2Size: Under 20 kWOther2015September Monthly Peak | Portfolio Adjusted | 1-in-2 | Size: Under 20 kW | Other | 2015 | September Monthly Peak | 9
Portfolio Adjusted1-in-2Size: Under 20 kWOther2015October Monthly Peak | Portfolio Adjusted | 1-in-2 | Size: Under 20 kW | Other | 2015 | October Monthly Peak | 10
Portfolio Adjusted1-in-2Size: Under 20 kWOther2015November Monthly Peak | Portfolio Adjusted | 1-in-2 | Size: Under 20 kW | Other | 2015 | November Monthly Peak | 11
Portfolio Adjusted1-in-2Size: Under 20 kWOther2015December Monthly Peak | Portfolio Adjusted | 1-in-2 | Size: Under 20 kW | Other | 2015 | December Monthly Peak | 12
Portfolio Adjusted1-in-2Size: Under 20 kWOther2015Typical Event Day | Portfolio Adjusted | 1-in-2 | Size: Under 20 kW | Other | 2015 | Typical Event Day | 8
Portfolio Adjusted1-in-2Size: Under 20 kWOther2016January Monthly Peak | Portfolio Adjusted | 1-in-2 | Size: Under 20 kW | Other | 2016 | January Monthly Peak | 1
Portfolio Adjusted1-in-2Size: Under 20 kWOther2016February Monthly Peak | Portfolio Adjusted | 1-in-2 | Size: Under 20 kW | Other | 2016 | February Monthly Peak | 2
Portfolio Adjusted1-in-2Size: Under 20 kWOther2016March Monthly Peak | Portfolio Adjusted | 1-in-2 | Size: Under 20 kW | Other | 2016 | March Monthly Peak | 3
Portfolio Adjusted1-in-2Size: Under 20 kWOther2016April Monthly Peak | Portfolio Adjusted | 1-in-2 | Size: Under 20 kW | Other | 2016 | April Monthly Peak | 4
Portfolio Adjusted1-in-2Size: Under 20 kWOther2016May Monthly Peak | Portfolio Adjusted | 1-in-2 | Size: Under 20 kW | Other | 2016 | May Monthly Peak | 5
Portfolio Adjusted1-in-2Size: Under 20 kWOther2016June Monthly Peak | Portfolio Adjusted | 1-in-2 | Size: Under 20 kW | Other | 2016 | June Monthly Peak | 6
Portfolio Adjusted1-in-2Size: Under 20 kWOther2016July Monthly Peak | Portfolio Adjusted | 1-in-2 | Size: Under 20 kW | Other | 2016 | July Monthly Peak | 7
Portfolio Adjusted1-in-2Size: Under 20 kWOther2016August Monthly Peak | Portfolio Adjusted | 1-in-2 | Size: Under 20 kW | Other | 2016 | August Monthly Peak | 8
Portfolio Adjusted1-in-2Size: Under 20 kWOther2016September Monthly Peak | Portfolio Adjusted | 1-in-2 | Size: Under 20 kW | Other | 2016 | September Monthly Peak | 9
Portfolio Adjusted1-in-2Size: Under 20 kWOther2016October Monthly Peak | Portfolio Adjusted | 1-in-2 | Size: Under 20 kW | Other | 2016 | October Monthly Peak | 10
Portfolio Adjusted1-in-2Size: Under 20 kWOther2016November Monthly Peak | Portfolio Adjusted | 1-in-2 | Size: Under 20 kW | Other | 2016 | November Monthly Peak | 11
Portfolio Adjusted1-in-2Size: Under 20 kWOther2016December Monthly Peak | Portfolio Adjusted | 1-in-2 | Size: Under 20 kW | Other | 2016 | December Monthly Peak | 12
Portfolio Adjusted1-in-2Size: Under 20 kWOther2016Typical Event Day | Portfolio Adjusted | 1-in-2 | Size: Under 20 kW | Other | 2016 | Typical Event Day | 8
Portfolio Adjusted1-in-2Size: Under 20 kWOther2017January Monthly Peak | Portfolio Adjusted | 1-in-2 | Size: Under 20 kW | Other | 2017 | January Monthly Peak | 1
Portfolio Adjusted1-in-2Size: Under 20 kWOther2017February Monthly Peak | Portfolio Adjusted | 1-in-2 | Size: Under 20 kW | Other | 2017 | February Monthly Peak | 2
Portfolio Adjusted1-in-2Size: Under 20 kWOther2017March Monthly Peak | Portfolio Adjusted | 1-in-2 | Size: Under 20 kW | Other | 2017 | March Monthly Peak | 3
Portfolio Adjusted1-in-2Size: Under 20 kWOther2017April Monthly Peak | Portfolio Adjusted | 1-in-2 | Size: Under 20 kW | Other | 2017 | April Monthly Peak | 4
Portfolio Adjusted1-in-2Size: Under 20 kWOther2017May Monthly Peak | Portfolio Adjusted | 1-in-2 | Size: Under 20 kW | Other | 2017 | May Monthly Peak | 5
Portfolio Adjusted1-in-2Size: Under 20 kWOther2017June Monthly Peak | Portfolio Adjusted | 1-in-2 | Size: Under 20 kW | Other | 2017 | June Monthly Peak | 6
Portfolio Adjusted1-in-2Size: Under 20 kWOther2017July Monthly Peak | Portfolio Adjusted | 1-in-2 | Size: Under 20 kW | Other | 2017 | July Monthly Peak | 7
Portfolio Adjusted1-in-2Size: Under 20 kWOther2017August Monthly Peak | Portfolio Adjusted | 1-in-2 | Size: Under 20 kW | Other | 2017 | August Monthly Peak | 8
Portfolio Adjusted1-in-2Size: Under 20 kWOther2017September Monthly Peak | Portfolio Adjusted | 1-in-2 | Size: Under 20 kW | Other | 2017 | September Monthly Peak | 9
Portfolio Adjusted1-in-2Size: Under 20 kWOther2017October Monthly Peak | Portfolio Adjusted | 1-in-2 | Size: Under 20 kW | Other | 2017 | October Monthly Peak | 10
Portfolio Adjusted1-in-2Size: Under 20 kWOther2017November Monthly Peak | Portfolio Adjusted | 1-in-2 | Size: Under 20 kW | Other | 2017 | November Monthly Peak | 11
Portfolio Adjusted1-in-2Size: Under 20 kWOther2017December Monthly Peak | Portfolio Adjusted | 1-in-2 | Size: Under 20 kW | Other | 2017 | December Monthly Peak | 12
Portfolio Adjusted1-in-2Size: Under 20 kWOther2017Typical Event Day | Portfolio Adjusted | 1-in-2 | Size: Under 20 kW | Other | 2017 | Typical Event Day | 8
Portfolio Adjusted1-in-2Size: Under 20 kWOther2018January Monthly Peak | Portfolio Adjusted | 1-in-2 | Size: Under 20 kW | Other | 2018 | January Monthly Peak | 1
Portfolio Adjusted1-in-2Size: Under 20 kWOther2018February Monthly Peak | Portfolio Adjusted | 1-in-2 | Size: Under 20 kW | Other | 2018 | February Monthly Peak | 2
Portfolio Adjusted1-in-2Size: Under 20 kWOther2018March Monthly Peak | Portfolio Adjusted | 1-in-2 | Size: Under 20 kW | Other | 2018 | March Monthly Peak | 3
Portfolio Adjusted1-in-2Size: Under 20 kWOther2018April Monthly Peak | Portfolio Adjusted | 1-in-2 | Size: Under 20 kW | Other | 2018 | April Monthly Peak | 4 | 0.84415 | 0.82124 | 0.80684 | 0.80312 | 0.8069 | 0.83975 | 0.82324 | 0.8775 | 1.1225 | 1.3269 | 1.4907 | 1.5855 | 1.6278 | 1.673 | 1.7123 | 1.6894 | 1.5924 | 1.3785 | 1.1792 | 1.1762 | 1.1601 | 1.0412 | 0.94444 | 0.8967 | 0 | 0 | 0 | 0 | 0 | 0 | 0 | 0 | 0 | 0 | 0 | 0 | 0 | 0 | 0.0029641 | 0.0085058 | 0.010238 | 0.0099341 | 0 | 0 | 0 | 0 | 0 | 0 | 63.1451 | 61.8927 | 60.7603 | 59.6736 | 58.7336 | 57.9162 | 57.2538 | 57.118 | 59.4288 | 63.7575 | 69.2593 | 73.9941 | 77.3244 | 79.2721 | 80.5421 | 81.2194 | 81.2563 | 80.7701 | 79.8035 | 77.7873 | 74.1101 | 71.1157 | 68.6577 | 66.5435 | 0.0061904 | 0.007463 | 0.0036551 | 0.0047206 | 0.0052669 | 0.010098 | 0.0074089 | 0.0043642 | 0.0046181 | 0.0053008 | 0.0061232 | 0.006596 | 0.0064826 | 0.006591 | 0.0064084 | 0.0062035 | 0.0057163 | 0.0050273 | 0.0043392 | 0.0048699 | 0.0054365 | 0.004642 | 0.00519 | 0.0055269
Portfolio Adjusted1-in-2Size: Under 20 kWOther2018May Monthly Peak | Portfolio Adjusted | 1-in-2 | Size: Under 20 kW | Other | 2018 | May Monthly Peak | 5 | 0.86492 | 0.84222 | 0.82143 | 0.81636 | 0.82264 | 0.8398 | 0.7934 | 0.90954 | 1.1853 | 1.4185 | 1.5975 | 1.7105 | 1.7418 | 1.7777 | 1.8068 | 1.7896 | 1.6754 | 1.4334 | 1.2105 | 1.1497 | 1.1848 | 1.0636 | 0.96427 | 0.92211 | 0 | 0 | 0 | 0 | 0 | 0 | 0 | 0 | 0 | 0 | 0 | 0 | 0 | 0 | 0.0031276 | 0.0090102 | 0.010771 | 0.01033 | 0 | 0 | 0 | 0 | 0 | 0 | 65.4739 | 64.1417 | 62.9707 | 61.7959 | 60.8004 | 59.766 | 58.7243 | 59.8007 | 63.8224 | 68.3346 | 72.5526 | 76.3676 | 79.5228 | 81.9174 | 83.4994 | 84.3506 | 84.4047 | 83.7782 | 82.4076 | 80.3598 | 76.5451 | 72.9832 | 70.6176 | 68.5507 | 0.0063427 | 0.0076537 | 0.0037212 | 0.0047984 | 0.0053697 | 0.010098 | 0.0071404 | 0.0045235 | 0.0048766 | 0.0056668 | 0.006562 | 0.0071163 | 0.0069366 | 0.0070032 | 0.006762 | 0.0065714 | 0.0060142 | 0.0052275 | 0.004454 | 0.0047605 | 0.0055526 | 0.004742 | 0.005299 | 0.0056835
Portfolio Adjusted1-in-2Size: Under 20 kWOther2018June Monthly Peak | Portfolio Adjusted | 1-in-2 | Size: Under 20 kW | Other | 2018 | June Monthly Peak | 6 | 0.89332 | 0.86603 | 0.84402 | 0.8368 | 0.83964 | 0.84198 | 0.80679 | 0.96531 | 1.2824 | 1.5486 | 1.7548 | 1.8804 | 1.9292 | 1.9727 | 2.0109 | 1.9934 | 1.8815 | 1.6306 | 1.3817 | 1.2425 | 1.2579 | 1.163 | 1.0359 | 0.95402 | 0 | 0 | 0 | 0 | 0 | 0 | 0 | 0 | 0 | 0 | 0 | 0 | 0 | 0 | 0.0034809 | 0.010037 | 0.012096 | 0.01175 | 0 | 0 | 0 | 0 | 0 | 0 | 68.1303 | 66.4372 | 65.1228 | 64.1136 | 62.8172 | 61.8352 | 61.1149 | 62.1317 | 66.1368 | 70.7763 | 75.2343 | 79.162 | 82.261 | 84.334 | 85.5709 | 86.1728 | 86.4137 | 86.0663 | 84.8388 | 82.8558 | 79.9356 | 76.1613 | 73.2701 | 71.1942 | 0.0065509 | 0.0078701 | 0.0038235 | 0.0049186 | 0.0054807 | 0.010125 | 0.0072609 | 0.0048009 | 0.0052759 | 0.0061865 | 0.0072082 | 0.0078229 | 0.0076827 | 0.0077715 | 0.0075258 | 0.00732 | 0.0067543 | 0.0059465 | 0.0050842 | 0.0051446 | 0.0058948 | 0.0051849 | 0.0056926 | 0.0058802
Portfolio Adjusted1-in-2Size: Under 20 kWOther2018July Monthly Peak | Portfolio Adjusted | 1-in-2 | Size: Under 20 kW | Other | 2018 | July Monthly Peak | 7 | 0.93575 | 0.90737 | 0.88353 | 0.87425 | 0.87866 | 0.89563 | 0.86336 | 1.0404 | 1.3986 | 1.7077 | 1.9487 | 2.0842 | 2.1439 | 2.1988 | 2.2292 | 2.2063 | 2.0946 | 1.7979 | 1.5039 | 1.3442 | 1.3397 | 1.2308 | 1.0978 | 1.0017 | 0 | 0 | 0 | 0 | 0 | 0 | 0 | 0 | 0 | 0 | 0 | 0 | 0 | 0 | 0.003859 | 0.011108 | 0.013466 | 0.012956 | 0 | 0 | 0 | 0 | 0 | 0 | 71.5984 | 70.6058 | 69.5688 | 68.4567 | 67.301 | 66.5419 | 65.8547 | 66.219 | 69.2591 | 73.8123 | 78.2576 | 81.8788 | 84.816 | 87.2482 | 89.008 | 89.8774 | 89.9895 | 89.2621 | 87.8735 | 86.3339 | 83.224 | 79.3411 | 76.6801 | 74.9464 | 0.0068621 | 0.0082458 | 0.0040025 | 0.0051386 | 0.0057354 | 0.01077 | 0.0077701 | 0.0051742 | 0.0057541 | 0.006822 | 0.0080049 | 0.0086709 | 0.0085378 | 0.0086623 | 0.0083432 | 0.0081016 | 0.0075192 | 0.0065567 | 0.0055337 | 0.0055658 | 0.0062782 | 0.0054874 | 0.0060326 | 0.0061742
Portfolio Adjusted1-in-2Size: Under 20 kWOther2018August Monthly Peak | Portfolio Adjusted | 1-in-2 | Size: Under 20 kW | Other | 2018 | August Monthly Peak | 8 | 0.95368 | 0.92228 | 0.89741 | 0.8862 | 0.89399 | 0.92492 | 0.90405 | 1.0643 | 1.4519 | 1.779 | 2.0535 | 2.2045 | 2.259 | 2.3102 | 2.3468 | 2.3169 | 2.193 | 1.8778 | 1.5763 | 1.4379 | 1.4087 | 1.2624 | 1.1268 | 1.0228 | 0 | 0 | 0 | 0 | 0 | 0 | 0 | 0 | 0 | 0 | 0 | 0 | 0 | 0 | 0.0040625 | 0.011665 | 0.014099 | 0.013532 | 0 | 0 | 0 | 0 | 0 | 0 | 73.7245 | 72.4378 | 71.0547 | 69.8462 | 68.7837 | 67.8038 | 67.0156 | 66.7231 | 69.938 | 75.7276 | 80.9851 | 84.9133 | 88.304 | 90.8164 | 92.0411 | 92.6478 | 92.5343 | 91.7516 | 90.1818 | 87.7595 | 84.1901 | 80.944 | 78.5942 | 76.815 | 0.0069936 | 0.0083812 | 0.0040654 | 0.0052089 | 0.0058354 | 0.011122 | 0.0081362 | 0.0052933 | 0.0059733 | 0.0071068 | 0.0084352 | 0.0091714 | 0.0089961 | 0.009101 | 0.0087832 | 0.0085079 | 0.0078724 | 0.006848 | 0.0058003 | 0.0059536 | 0.0066019 | 0.0056284 | 0.0061923 | 0.0063042
Portfolio Adjusted1-in-2Size: Under 20 kWOther2018September Monthly Peak | Portfolio Adjusted | 1-in-2 | Size: Under 20 kW | Other | 2018 | September Monthly Peak | 9 | 0.91363 | 0.88627 | 0.86522 | 0.85905 | 0.86571 | 0.90458 | 0.92867 | 1.0032 | 1.3385 | 1.6273 | 1.8637 | 2.0107 | 2.061 | 2.1108 | 2.1501 | 2.119 | 1.9865 | 1.6887 | 1.4251 | 1.3813 | 1.2792 | 1.1465 | 1.0335 | 0.96264 | 0 | 0 | 0 | 0 | 0 | 0 | 0 | 0 | 0 | 0 | 0 | 0 | 0 | 0 | 0.0037219 | 0.010669 | 0.012771 | 0.012169 | 0 | 0 | 0 | 0 | 0 | 0 | 68.3099 | 67.0655 | 65.7337 | 64.4076 | 63.4467 | 62.4117 | 61.927 | 61.5717 | 63.7429 | 69.304 | 75.6842 | 81.5515 | 85.342 | 87.6106 | 88.7195 | 89.4952 | 89.4144 | 88.6708 | 86.8367 | 83.5869 | 79.6721 | 76.8758 | 74.7398 | 73.3365 | 0.0066999 | 0.008054 | 0.0039196 | 0.0050493 | 0.0056508 | 0.010877 | 0.0083577 | 0.0049892 | 0.005507 | 0.0065008 | 0.0076554 | 0.008365 | 0.0082075 | 0.0083156 | 0.0080468 | 0.0077809 | 0.007131 | 0.0061585 | 0.0052439 | 0.0057195 | 0.0059951 | 0.0051114 | 0.0056795 | 0.0059333
Portfolio Adjusted1-in-2Size: Under 20 kWOther2018October Monthly Peak | Portfolio Adjusted | 1-in-2 | Size: Under 20 kW | Other | 2018 | October Monthly Peak | 10 | 0.86287 | 0.84478 | 0.83153 | 0.82353 | 0.82711 | 0.85953 | 0.91598 | 0.94756 | 1.228 | 1.4908 | 1.6972 | 1.8278 | 1.8714 | 1.9327 | 1.9716 | 1.9396 | 1.8172 | 1.5457 | 1.4046 | 1.3253 | 1.2131 | 1.0934 | 0.99182 | 0.91983 | 0 | 0 | 0 | 0 | 0 | 0 | 0 | 0 | 0 | 0 | 0 | 0 | 0 | 0 | 0.003413 | 0.0097657 | 0.011683 | 0.011139 | 0 | 0 | 0 | 0 | 0 | 0 | 67.8517 | 67.0884 | 65.8591 | 65.074 | 64.1353 | 63.5354 | 62.8505 | 62.3994 | 63.2911 | 67.9961 | 74.3652 | 79.8002 | 83.3619 | 85.6773 | 86.9802 | 87.3246 | 86.8577 | 85.7798 | 83.5419 | 79.8352 | 75.5719 | 72.4168 | 70.0724 | 68.1168 | 0.0063276 | 0.0076769 | 0.003767 | 0.0048405 | 0.0053989 | 0.010336 | 0.0082436 | 0.0047126 | 0.0050524 | 0.0059558 | 0.0069715 | 0.0076043 | 0.0074527 | 0.0076141 | 0.0073789 | 0.0071223 | 0.0065234 | 0.0056371 | 0.0051684 | 0.0054876 | 0.0056852 | 0.0048748 | 0.0054504 | 0.0056694
Portfolio Adjusted1-in-2Size: Under 20 kWOther2018November Monthly Peak | Portfolio Adjusted | 1-in-2 | Size: Under 20 kW | Other | 2018 | November Monthly Peak | 11 | 0.82508 | 0.80876 | 0.80263 | 0.79754 | 0.80283 | 0.83287 | 0.80873 | 0.89339 | 1.1277 | 1.3067 | 1.4229 | 1.4829 | 1.4831 | 1.4988 | 1.5079 | 1.4742 | 1.401 | 1.3977 | 1.2529 | 1.1379 | 1.0592 | 0.96459 | 0.88525 | 0.85748 | 0 | 0 | 0 | 0 | 0 | 0 | 0 | 0 | 0 | 0 | 0 | 0 | 0 | 0 | 0.0026102 | 0.0074223 | 0.009007 | 0.010072 | 0 | 0 | 0 | 0 | 0 | 0 | 55.5572 | 54.783 | 53.6545 | 52.6759 | 51.8444 | 51.3826 | 50.7151 | 50.7288 | 54.1647 | 60.1602 | 66.7486 | 71.8225 | 75.1075 | 76.742 | 77.6061 | 77.5283 | 75.8222 | 72.1651 | 67.7411 | 64.5104 | 62.0852 | 59.9918 | 59.0237 | 57.8309 | 0.0060505 | 0.0073496 | 0.003636 | 0.0046878 | 0.0052404 | 0.010015 | 0.0072784 | 0.0044432 | 0.0046397 | 0.0052202 | 0.0058448 | 0.0061692 | 0.005906 | 0.0059046 | 0.0056433 | 0.0054133 | 0.0050292 | 0.0050971 | 0.00461 | 0.0047114 | 0.0049636 | 0.0043005 | 0.0048647 | 0.0052851
Portfolio Adjusted1-in-2Size: Under 20 kWOther2018December Monthly Peak | Portfolio Adjusted | 1-in-2 | Size: Under 20 kW | Other | 2018 | December Monthly Peak | 12 | 0.81023 | 0.80431 | 0.80098 | 0.80461 | 0.81035 | 0.85105 | 0.88103 | 0.95664 | 1.2595 | 1.4589 | 1.5394 | 1.5053 | 1.4215 | 1.3521 | 1.2829 | 1.2444 | 1.3171 | 1.4903 | 1.4162 | 1.3277 | 1.2414 | 1.1609 | 1.0304 | 0.83949 | 0 | 0 | 0 | 0 | 0 | 0 | 0 | 0 | 0 | 0 | 0 | 0 | 0 | 0 | 0.0022208 | 0.0062654 | 0.0084678 | 0.010739 | 0 | 0 | 0 | 0 | 0 | 0 | 42.7268 | 42.2597 | 41.4359 | 40.6721 | 39.9275 | 39.3681 | 39.3375 | 39.3343 | 39.7419 | 42.4873 | 45.1845 | 47.2033 | 48.5555 | 49.3851 | 50.1118 | 50.345 | 49.9955 | 48.5274 | 46.7112 | 45.3959 | 44.4339 | 43.5631 | 42.6745 | 41.7455 | 0.0059417 | 0.0073092 | 0.0036286 | 0.0047294 | 0.0052895 | 0.010234 | 0.0079291 | 0.0047578 | 0.0051818 | 0.0058282 | 0.0063234 | 0.0062626 | 0.0056609 | 0.0053268 | 0.0048015 | 0.0045695 | 0.0047282 | 0.0054349 | 0.0052111 | 0.0054975 | 0.0058175 | 0.0051756 | 0.0056624 | 0.0051742
Portfolio Adjusted1-in-2Size: Under 20 kWOther2018Typical Event Day | Portfolio Adjusted | 1-in-2 | Size: Under 20 kW | Other | 2018 | Typical Event Day | 8 | 0.93835 | 0.90849 | 0.88514 | 0.87477 | 0.88316 | 0.9139 | 0.8913 | 1.0331 | 1.389 | 1.6826 | 1.9274 | 2.0632 | 2.1141 | 2.1662 | 2.2102 | 2.1867 | 2.0672 | 1.7651 | 1.4909 | 1.3612 | 1.3447 | 1.2084 | 1.084 | 0.9998 | 0 | 0 | 0 | 0 | 0 | 0 | 0 | 0 | 0 | 0 | 0 | 0 | 0 | 0 | 0.003826 | 0.01101 | 0.01329 | 0.01272 | 0 | 0 | 0 | 0 | 0 | 0 | 70.4408 | 69.1366 | 67.87 | 66.706 | 65.5871 | 64.6481 | 63.9781 | 64.1614 | 67.2692 | 72.405 | 77.5403 | 81.8764 | 85.1807 | 87.5023 | 88.8349 | 89.5483 | 89.588 | 88.9377 | 87.4327 | 85.134 | 81.7554 | 78.3306 | 75.821 | 74.073 | 0.0068812 | 0.0082559 | 0.0040098 | 0.0051417 | 0.0057647 | 0.010989 | 0.0080215 | 0.0051382 | 0.0057147 | 0.0067217 | 0.0079174 | 0.0085835 | 0.008419 | 0.0085337 | 0.0082718 | 0.0080296 | 0.0074206 | 0.006437 | 0.005486 | 0.0056361 | 0.0063016 | 0.0053873 | 0.0059568 | 0.0061623
Portfolio Adjusted1-in-2Size: Under 20 kWOther2019January Monthly Peak | Portfolio Adjusted | 1-in-2 | Size: Under 20 kW | Other | 2019 | January Monthly Peak | 1 | 0.73524 | 0.72893 | 0.72857 | 0.72395 | 0.73605 | 0.77053 | 0.81547 | 0.85409 | 1.0959 | 1.2799 | 1.36 | 1.3495 | 1.2818 | 1.2365 | 1.1995 | 1.1695 | 1.2363 | 1.41 | 1.3686 | 1.2833 | 1.1933 | 1.1077 | 0.97182 | 0.76768 | 0 | 0 | 0 | 0 | 0 | 0 | 0 | 0 | 0 | 0 | 0 | 0 | 0 | 0 | 0.0020763 | 0.0058881 | 0.007948 | 0.010161 | 0 | 0 | 0 | 0 | 0 | 0 | 46.3715 | 45.9552 | 45.7585 | 45.4104 | 45.1219 | 44.9643 | 44.9103 | 44.6288 | 44.8798 | 46.6278 | 48.9188 | 51.0324 | 52.6739 | 53.6341 | 54.2143 | 54.1195 | 53.8883 | 52.9755 | 51.2431 | 49.9565 | 49.1278 | 48.6399 | 47.8272 | 47.1026 | 0.0053917 | 0.0066242 | 0.0033005 | 0.0042552 | 0.0048045 | 0.0092655 | 0.0073391 | 0.0042478 | 0.0045089 | 0.0051129 | 0.0055866 | 0.0056143 | 0.0051045 | 0.0048711 | 0.0044891 | 0.0042943 | 0.0044379 | 0.0051422 | 0.005036 | 0.0053133 | 0.0055923 | 0.0049384 | 0.0053405 | 0.0047316
Portfolio Adjusted1-in-2Size: Under 20 kWOther2019February Monthly Peak | Portfolio Adjusted | 1-in-2 | Size: Under 20 kW | Other | 2019 | February Monthly Peak | 2 | 0.77312 | 0.7597 | 0.75701 | 0.75714 | 0.77055 | 0.8093 | 0.81547 | 0.85429 | 1.0955 | 1.2626 | 1.3487 | 1.368 | 1.3446 | 1.3419 | 1.3408 | 1.3166 | 1.2904 | 1.2992 | 1.3178 | 1.2138 | 1.1203 | 1.0184 | 0.91691 | 0.81286 | 0 | 0 | 0 | 0 | 0 | 0 | 0 | 0 | 0 | 0 | 0 | 0 | 0 | 0 | 0.002321 | 0.0066288 | 0.0082958 | 0.0093628 | 0 | 0 | 0 | 0 | 0 | 0 | 48.4933 | 47.9043 | 47.4225 | 47.0521 | 47.185 | 46.7882 | 46.338 | 46.8043 | 48.0126 | 51.4797 | 55.3661 | 58.1312 | 59.902 | 60.7434 | 61.3256 | 61.8169 | 61.8026 | 60.8551 | 58.6924 | 56.1832 | 54.634 | 53.3385 | 52.2869 | 50.9281 | 0.0056695 | 0.0069038 | 0.0034293 | 0.0044503 | 0.0050297 | 0.0097317 | 0.007339 | 0.0042487 | 0.0045073 | 0.0050439 | 0.0055402 | 0.0056911 | 0.0053547 | 0.0052864 | 0.0050181 | 0.0048345 | 0.0046321 | 0.0047382 | 0.0048491 | 0.0050256 | 0.0052504 | 0.0045404 | 0.0050387 | 0.0050101
Portfolio Adjusted1-in-2Size: Under 20 kWOther2019March Monthly Peak | Portfolio Adjusted | 1-in-2 | Size: Under 20 kW | Other | 2019 | March Monthly Peak | 3 | 0.78683 | 0.76846 | 0.75954 | 0.75973 | 0.76945 | 0.80828 | 0.8379 | 0.86593 | 1.0701 | 1.2322 | 1.3344 | 1.3669 | 1.3548 | 1.3715 | 1.3854 | 1.3743 | 1.3544 | 1.2759 | 1.2177 | 1.2353 | 1.1595 | 1.0616 | 0.94713 | 0.82858 | 0 | 0 | 0 | 0 | 0 | 0 | 0 | 0 | 0 | 0 | 0 | 0 | 0 | 0 | 0.0023981 | 0.0069195 | 0.0087073 | 0.0091942 | 0 | 0 | 0 | 0 | 0 | 0 | 50.289 | 49.5622 | 48.7804 | 48.2149 | 47.6576 | 47.3007 | 46.8922 | 46.8698 | 49.0418 | 52.0193 | 54.9126 | 57.44 | 59.7765 | 61.2296 | 62.1683 | 62.8269 | 62.5949 | 61.7988 | 59.6607 | 56.6937 | 54.5678 | 52.9872 | 51.6028 | 50.4988 | 0.00577 | 0.0069834 | 0.0034408 | 0.0044655 | 0.0050225 | 0.0097194 | 0.0075408 | 0.0043066 | 0.0044026 | 0.0049224 | 0.0054814 | 0.0056865 | 0.0053951 | 0.0054029 | 0.0051848 | 0.0050466 | 0.0048619 | 0.0046529 | 0.0044808 | 0.005115 | 0.0054338 | 0.004733 | 0.0052048 | 0.005107
Portfolio Adjusted1-in-2Size: Under 20 kWOther2019April Monthly Peak | Portfolio Adjusted | 1-in-2 | Size: Under 20 kW | Other | 2019 | April Monthly Peak | 4 | 0.84415 | 0.82124 | 0.80684 | 0.80312 | 0.8069 | 0.83975 | 0.82324 | 0.8775 | 1.1225 | 1.3269 | 1.4907 | 1.5855 | 1.6278 | 1.673 | 1.7123 | 1.6894 | 1.5924 | 1.3785 | 1.1792 | 1.1762 | 1.1601 | 1.0412 | 0.94444 | 0.8967 | 0 | 0 | 0 | 0 | 0 | 0 | 0 | 0 | 0 | 0 | 0 | 0 | 0 | 0 | 0.0029641 | 0.0085058 | 0.010238 | 0.0099341 | 0 | 0 | 0 | 0 | 0 | 0 | 63.1451 | 61.8927 | 60.7603 | 59.6736 | 58.7336 | 57.9162 | 57.2538 | 57.118 | 59.4288 | 63.7575 | 69.2593 | 73.9941 | 77.3244 | 79.2721 | 80.5421 | 81.2194 | 81.2563 | 80.7701 | 79.8035 | 77.7873 | 74.1101 | 71.1157 | 68.6577 | 66.5435 | 0.0061904 | 0.007463 | 0.0036551 | 0.0047206 | 0.0052669 | 0.010098 | 0.0074089 | 0.0043642 | 0.0046181 | 0.0053008 | 0.0061232 | 0.006596 | 0.0064826 | 0.006591 | 0.0064084 | 0.0062035 | 0.0057163 | 0.0050273 | 0.0043392 | 0.0048699 | 0.0054365 | 0.004642 | 0.00519 | 0.0055269
Portfolio Adjusted1-in-2Size: Under 20 kWOther2019May Monthly Peak | Portfolio Adjusted | 1-in-2 | Size: Under 20 kW | Other | 2019 | May Monthly Peak | 5 | 0.86492 | 0.84222 | 0.82143 | 0.81636 | 0.82264 | 0.8398 | 0.7934 | 0.90954 | 1.1853 | 1.4185 | 1.5975 | 1.7105 | 1.7418 | 1.7777 | 1.8068 | 1.7896 | 1.6754 | 1.4334 | 1.2105 | 1.1497 | 1.1848 | 1.0636 | 0.96427 | 0.92211 | 0 | 0 | 0 | 0 | 0 | 0 | 0 | 0 | 0 | 0 | 0 | 0 | 0 | 0 | 0.0031276 | 0.0090102 | 0.010771 | 0.01033 | 0 | 0 | 0 | 0 | 0 | 0 | 65.4739 | 64.1417 | 62.9707 | 61.7959 | 60.8004 | 59.766 | 58.7243 | 59.8007 | 63.8224 | 68.3346 | 72.5526 | 76.3676 | 79.5228 | 81.9174 | 83.4994 | 84.3506 | 84.4047 | 83.7782 | 82.4076 | 80.3598 | 76.5451 | 72.9832 | 70.6176 | 68.5507 | 0.0063427 | 0.0076537 | 0.0037212 | 0.0047984 | 0.0053697 | 0.010098 | 0.0071404 | 0.0045235 | 0.0048766 | 0.0056668 | 0.006562 | 0.0071163 | 0.0069366 | 0.0070032 | 0.006762 | 0.0065714 | 0.0060142 | 0.0052275 | 0.004454 | 0.0047605 | 0.0055526 | 0.004742 | 0.005299 | 0.0056835
Portfolio Adjusted1-in-2Size: Under 20 kWOther2019June Monthly Peak | Portfolio Adjusted | 1-in-2 | Size: Under 20 kW | Other | 2019 | June Monthly Peak | 6 | 0.89332 | 0.86603 | 0.84402 | 0.8368 | 0.83964 | 0.84198 | 0.80679 | 0.96531 | 1.2824 | 1.5486 | 1.7548 | 1.8804 | 1.9292 | 1.9727 | 2.0109 | 1.9934 | 1.8815 | 1.6306 | 1.3817 | 1.2425 | 1.2579 | 1.163 | 1.0359 | 0.95402 | 0 | 0 | 0 | 0 | 0 | 0 | 0 | 0 | 0 | 0 | 0 | 0 | 0 | 0 | 0.0034809 | 0.010037 | 0.012096 | 0.01175 | 0 | 0 | 0 | 0 | 0 | 0 | 68.1303 | 66.4372 | 65.1228 | 64.1136 | 62.8172 | 61.8352 | 61.1149 | 62.1317 | 66.1368 | 70.7763 | 75.2343 | 79.162 | 82.261 | 84.334 | 85.5709 | 86.1728 | 86.4137 | 86.0663 | 84.8388 | 82.8558 | 79.9356 | 76.1613 | 73.2701 | 71.1942 | 0.0065509 | 0.0078701 | 0.0038235 | 0.0049186 | 0.0054807 | 0.010125 | 0.0072609 | 0.0048009 | 0.0052759 | 0.0061865 | 0.0072082 | 0.0078229 | 0.0076827 | 0.0077715 | 0.0075258 | 0.00732 | 0.0067543 | 0.0059465 | 0.0050842 | 0.0051446 | 0.0058948 | 0.0051849 | 0.0056926 | 0.0058802
Portfolio Adjusted1-in-2Size: Under 20 kWOther2019July Monthly Peak | Portfolio Adjusted | 1-in-2 | Size: Under 20 kW | Other | 2019 | July Monthly Peak | 7 | 0.93575 | 0.90737 | 0.88353 | 0.87425 | 0.87866 | 0.89563 | 0.86336 | 1.0404 | 1.3986 | 1.7077 | 1.9487 | 2.0842 | 2.1439 | 2.1988 | 2.2292 | 2.2063 | 2.0946 | 1.7979 | 1.5039 | 1.3442 | 1.3397 | 1.2308 | 1.0978 | 1.0017 | 0 | 0 | 0 | 0 | 0 | 0 | 0 | 0 | 0 | 0 | 0 | 0 | 0 | 0 | 0.003859 | 0.011108 | 0.013466 | 0.012956 | 0 | 0 | 0 | 0 | 0 | 0 | 71.5984 | 70.6058 | 69.5688 | 68.4567 | 67.301 | 66.5419 | 65.8547 | 66.219 | 69.2591 | 73.8123 | 78.2576 | 81.8788 | 84.816 | 87.2482 | 89.008 | 89.8774 | 89.9895 | 89.2621 | 87.8735 | 86.3339 | 83.2239 | 79.3411 | 76.6801 | 74.9465 | 0.0068621 | 0.0082458 | 0.0040025 | 0.0051386 | 0.0057354 | 0.01077 | 0.0077701 | 0.0051742 | 0.0057541 | 0.006822 | 0.0080049 | 0.0086709 | 0.0085378 | 0.0086623 | 0.0083432 | 0.0081016 | 0.0075192 | 0.0065567 | 0.0055337 | 0.0055658 | 0.0062782 | 0.0054874 | 0.0060326 | 0.0061742
Portfolio Adjusted1-in-2Size: Under 20 kWOther2019August Monthly Peak | Portfolio Adjusted | 1-in-2 | Size: Under 20 kW | Other | 2019 | August Monthly Peak | 8 | 0.95368 | 0.92228 | 0.89741 | 0.8862 | 0.89399 | 0.92492 | 0.90405 | 1.0643 | 1.4519 | 1.779 | 2.0535 | 2.2045 | 2.259 | 2.3102 | 2.3468 | 2.3169 | 2.193 | 1.8778 | 1.5763 | 1.4379 | 1.4087 | 1.2624 | 1.1268 | 1.0228 | 0 | 0 | 0 | 0 | 0 | 0 | 0 | 0 | 0 | 0 | 0 | 0 | 0 | 0 | 0.0040625 | 0.011665 | 0.014099 | 0.013532 | 0 | 0 | 0 | 0 | 0 | 0 | 73.7245 | 72.4378 | 71.0547 | 69.8462 | 68.7837 | 67.8038 | 67.0156 | 66.7231 | 69.938 | 75.7276 | 80.9851 | 84.9133 | 88.304 | 90.8164 | 92.0411 | 92.6478 | 92.5343 | 91.7516 | 90.1818 | 87.7595 | 84.1901 | 80.944 | 78.5942 | 76.815 | 0.0069936 | 0.0083812 | 0.0040654 | 0.0052089 | 0.0058354 | 0.011122 | 0.0081362 | 0.0052933 | 0.0059733 | 0.0071068 | 0.0084352 | 0.0091714 | 0.0089961 | 0.009101 | 0.0087832 | 0.0085079 | 0.0078724 | 0.006848 | 0.0058003 | 0.0059536 | 0.0066019 | 0.0056284 | 0.0061923 | 0.0063042
Portfolio Adjusted1-in-2Size: Under 20 kWOther2019September Monthly Peak | Portfolio Adjusted | 1-in-2 | Size: Under 20 kW | Other | 2019 | September Monthly Peak | 9 | 0.91363 | 0.88627 | 0.86522 | 0.85905 | 0.86571 | 0.90458 | 0.92867 | 1.0032 | 1.3385 | 1.6273 | 1.8637 | 2.0107 | 2.061 | 2.1108 | 2.1501 | 2.119 | 1.9865 | 1.6887 | 1.4251 | 1.3813 | 1.2792 | 1.1465 | 1.0335 | 0.96264 | 0 | 0 | 0 | 0 | 0 | 0 | 0 | 0 | 0 | 0 | 0 | 0 | 0 | 0 | 0.0037219 | 0.010669 | 0.012771 | 0.012169 | 0 | 0 | 0 | 0 | 0 | 0 | 68.3099 | 67.0655 | 65.7337 | 64.4076 | 63.4467 | 62.4117 | 61.927 | 61.5717 | 63.7429 | 69.304 | 75.6842 | 81.5515 | 85.3419 | 87.6106 | 88.7195 | 89.4952 | 89.4144 | 88.6708 | 86.8367 | 83.5869 | 79.6721 | 76.8758 | 74.7398 | 73.3365 | 0.0066999 | 0.008054 | 0.0039196 | 0.0050493 | 0.0056508 | 0.010877 | 0.0083577 | 0.0049892 | 0.005507 | 0.0065008 | 0.0076554 | 0.008365 | 0.0082075 | 0.0083156 | 0.0080468 | 0.0077809 | 0.007131 | 0.0061585 | 0.0052439 | 0.0057195 | 0.0059951 | 0.0051114 | 0.0056795 | 0.0059333
Portfolio Adjusted1-in-2Size: Under 20 kWOther2019October Monthly Peak | Portfolio Adjusted | 1-in-2 | Size: Under 20 kW | Other | 2019 | October Monthly Peak | 10 | 0.86287 | 0.84478 | 0.83153 | 0.82353 | 0.82711 | 0.85953 | 0.91598 | 0.94756 | 1.228 | 1.4908 | 1.6972 | 1.8278 | 1.8714 | 1.9327 | 1.9716 | 1.9396 | 1.8172 | 1.5457 | 1.4046 | 1.3253 | 1.2131 | 1.0934 | 0.99182 | 0.91983 | 0 | 0 | 0 | 0 | 0 | 0 | 0 | 0 | 0 | 0 | 0 | 0 | 0 | 0 | 0.003413 | 0.0097657 | 0.011683 | 0.011139 | 0 | 0 | 0 | 0 | 0 | 0 | 67.8517 | 67.0884 | 65.8591 | 65.074 | 64.1353 | 63.5354 | 62.8504 | 62.3994 | 63.2911 | 67.9961 | 74.3652 | 79.8002 | 83.3619 | 85.6773 | 86.9802 | 87.3246 | 86.8577 | 85.7798 | 83.5419 | 79.8352 | 75.5719 | 72.4168 | 70.0724 | 68.1168 | 0.0063276 | 0.0076769 | 0.003767 | 0.0048405 | 0.0053989 | 0.010336 | 0.0082436 | 0.0047126 | 0.0050524 | 0.0059558 | 0.0069715 | 0.0076043 | 0.0074527 | 0.0076141 | 0.0073789 | 0.0071223 | 0.0065234 | 0.0056371 | 0.0051684 | 0.0054876 | 0.0056852 | 0.0048748 | 0.0054504 | 0.0056694
Portfolio Adjusted1-in-2Size: Under 20 kWOther2019November Monthly Peak | Portfolio Adjusted | 1-in-2 | Size: Under 20 kW | Other | 2019 | November Monthly Peak | 11 | 0.82508 | 0.80876 | 0.80263 | 0.79754 | 0.80283 | 0.83287 | 0.80873 | 0.89339 | 1.1277 | 1.3067 | 1.4229 | 1.4829 | 1.4831 | 1.4988 | 1.5079 | 1.4742 | 1.401 | 1.3977 | 1.2529 | 1.1379 | 1.0592 | 0.96459 | 0.88525 | 0.85748 | 0 | 0 | 0 | 0 | 0 | 0 | 0 | 0 | 0 | 0 | 0 | 0 | 0 | 0 | 0.0026102 | 0.0074223 | 0.009007 | 0.010072 | 0 | 0 | 0 | 0 | 0 | 0 | 55.5572 | 54.783 | 53.6545 | 52.676 | 51.8444 | 51.3826 | 50.7151 | 50.7288 | 54.1647 | 60.1602 | 66.7486 | 71.8225 | 75.1076 | 76.742 | 77.6061 | 77.5283 | 75.8222 | 72.1651 | 67.7411 | 64.5104 | 62.0852 | 59.9918 | 59.0237 | 57.8309 | 0.0060505 | 0.0073496 | 0.003636 | 0.0046878 | 0.0052404 | 0.010015 | 0.0072784 | 0.0044432 | 0.0046397 | 0.0052202 | 0.0058448 | 0.0061692 | 0.005906 | 0.0059046 | 0.0056433 | 0.0054133 | 0.0050292 | 0.0050971 | 0.00461 | 0.0047114 | 0.0049636 | 0.0043005 | 0.0048647 | 0.0052851
Portfolio Adjusted1-in-2Size: Under 20 kWOther2019December Monthly Peak | Portfolio Adjusted | 1-in-2 | Size: Under 20 kW | Other | 2019 | December Monthly Peak | 12 | 0.81023 | 0.80431 | 0.80098 | 0.80461 | 0.81035 | 0.85105 | 0.88103 | 0.95664 | 1.2595 | 1.4589 | 1.5394 | 1.5053 | 1.4215 | 1.3521 | 1.2829 | 1.2444 | 1.3171 | 1.4903 | 1.4162 | 1.3277 | 1.2414 | 1.1609 | 1.0304 | 0.83949 | 0 | 0 | 0 | 0 | 0 | 0 | 0 | 0 | 0 | 0 | 0 | 0 | 0 | 0 | 0.0022208 | 0.0062654 | 0.0084678 | 0.010739 | 0 | 0 | 0 | 0 | 0 | 0 | 42.7268 | 42.2597 | 41.4359 | 40.6721 | 39.9275 | 39.3681 | 39.3375 | 39.3343 | 39.7419 | 42.4873 | 45.1845 | 47.2033 | 48.5555 | 49.3851 | 50.1118 | 50.345 | 49.9955 | 48.5274 | 46.7112 | 45.3959 | 44.4339 | 43.5631 | 42.6745 | 41.7455 | 0.0059417 | 0.0073092 | 0.0036286 | 0.0047294 | 0.0052895 | 0.010234 | 0.0079291 | 0.0047578 | 0.0051818 | 0.0058282 | 0.0063234 | 0.0062626 | 0.0056609 | 0.0053268 | 0.0048015 | 0.0045695 | 0.0047282 | 0.0054349 | 0.0052111 | 0.0054975 | 0.0058175 | 0.0051756 | 0.0056624 | 0.0051742
Portfolio Adjusted1-in-2Size: Under 20 kWOther2019Typical Event Day | Portfolio Adjusted | 1-in-2 | Size: Under 20 kW | Other | 2019 | Typical Event Day | 8 | 0.93835 | 0.90849 | 0.88514 | 0.87477 | 0.88316 | 0.9139 | 0.8913 | 1.0331 | 1.389 | 1.6826 | 1.9274 | 2.0632 | 2.1141 | 2.1662 | 2.2102 | 2.1867 | 2.0672 | 1.7651 | 1.4909 | 1.3612 | 1.3447 | 1.2084 | 1.084 | 0.9998 | 0 | 0 | 0 | 0 | 0 | 0 | 0 | 0 | 0 | 0 | 0 | 0 | 0 | 0 | 0.003826 | 0.01101 | 0.01329 | 0.01272 | 0 | 0 | 0 | 0 | 0 | 0 | 70.4408 | 69.1366 | 67.87 | 66.706 | 65.5871 | 64.6481 | 63.9781 | 64.1614 | 67.2692 | 72.405 | 77.5403 | 81.8764 | 85.1807 | 87.5023 | 88.8349 | 89.5483 | 89.588 | 88.9377 | 87.4327 | 85.134 | 81.7554 | 78.3306 | 75.821 | 74.073 | 0.0068812 | 0.0082559 | 0.0040098 | 0.0051417 | 0.0057647 | 0.010989 | 0.0080215 | 0.0051382 | 0.0057147 | 0.0067217 | 0.0079174 | 0.0085835 | 0.008419 | 0.0085337 | 0.0082718 | 0.0080296 | 0.0074206 | 0.006437 | 0.005486 | 0.0056361 | 0.0063016 | 0.0053873 | 0.0059568 | 0.0061623
Portfolio Adjusted1-in-2Size: Under 20 kWOther2020January Monthly Peak | Portfolio Adjusted | 1-in-2 | Size: Under 20 kW | Other | 2020 | January Monthly Peak | 1 | 0.73524 | 0.72893 | 0.72857 | 0.72395 | 0.73605 | 0.77053 | 0.81547 | 0.85409 | 1.0959 | 1.2799 | 1.36 | 1.3495 | 1.2818 | 1.2365 | 1.1995 | 1.1695 | 1.2363 | 1.41 | 1.3686 | 1.2833 | 1.1933 | 1.1077 | 0.97182 | 0.76768 | 0 | 0 | 0 | 0 | 0 | 0 | 0 | 0 | 0 | 0 | 0 | 0 | 0 | 0 | 0.0020763 | 0.0058881 | 0.007948 | 0.010161 | 0 | 0 | 0 | 0 | 0 | 0 | 46.3715 | 45.9552 | 45.7585 | 45.4104 | 45.1219 | 44.9643 | 44.9103 | 44.6288 | 44.8798 | 46.6278 | 48.9188 | 51.0324 | 52.6739 | 53.6341 | 54.2143 | 54.1195 | 53.8883 | 52.9755 | 51.2431 | 49.9565 | 49.1278 | 48.6399 | 47.8272 | 47.1026 | 0.0053917 | 0.0066242 | 0.0033005 | 0.0042552 | 0.0048045 | 0.0092655 | 0.0073391 | 0.0042478 | 0.0045089 | 0.0051129 | 0.0055866 | 0.0056143 | 0.0051045 | 0.0048711 | 0.0044891 | 0.0042943 | 0.0044379 | 0.0051422 | 0.005036 | 0.0053133 | 0.0055923 | 0.0049384 | 0.0053405 | 0.0047316
Portfolio Adjusted1-in-2Size: Under 20 kWOther2020February Monthly Peak | Portfolio Adjusted | 1-in-2 | Size: Under 20 kW | Other | 2020 | February Monthly Peak | 2 | 0.77312 | 0.7597 | 0.75701 | 0.75714 | 0.77055 | 0.8093 | 0.81547 | 0.85429 | 1.0955 | 1.2626 | 1.3487 | 1.368 | 1.3446 | 1.3419 | 1.3408 | 1.3166 | 1.2904 | 1.2992 | 1.3178 | 1.2138 | 1.1203 | 1.0184 | 0.91691 | 0.81286 | 0 | 0 | 0 | 0 | 0 | 0 | 0 | 0 | 0 | 0 | 0 | 0 | 0 | 0 | 0.002321 | 0.0066288 | 0.0082958 | 0.0093628 | 0 | 0 | 0 | 0 | 0 | 0 | 48.4933 | 47.9043 | 47.4225 | 47.0521 | 47.185 | 46.7882 | 46.338 | 46.8043 | 48.0126 | 51.4797 | 55.3661 | 58.1312 | 59.902 | 60.7434 | 61.3256 | 61.8169 | 61.8026 | 60.8551 | 58.6924 | 56.1832 | 54.634 | 53.3385 | 52.2869 | 50.9281 | 0.0056695 | 0.0069038 | 0.0034293 | 0.0044503 | 0.0050297 | 0.0097317 | 0.007339 | 0.0042487 | 0.0045073 | 0.0050439 | 0.0055402 | 0.0056911 | 0.0053547 | 0.0052864 | 0.0050181 | 0.0048345 | 0.0046321 | 0.0047382 | 0.0048491 | 0.0050256 | 0.0052504 | 0.0045404 | 0.0050387 | 0.0050101
Portfolio Adjusted1-in-2Size: Under 20 kWOther2020March Monthly Peak | Portfolio Adjusted | 1-in-2 | Size: Under 20 kW | Other | 2020 | March Monthly Peak | 3 | 0.78683 | 0.76846 | 0.75954 | 0.75973 | 0.76945 | 0.80828 | 0.8379 | 0.86593 | 1.0701 | 1.2322 | 1.3344 | 1.3669 | 1.3548 | 1.3715 | 1.3854 | 1.3743 | 1.3544 | 1.2759 | 1.2177 | 1.2353 | 1.1595 | 1.0616 | 0.94713 | 0.82858 | 0 | 0 | 0 | 0 | 0 | 0 | 0 | 0 | 0 | 0 | 0 | 0 | 0 | 0 | 0.0023981 | 0.0069195 | 0.0087073 | 0.0091942 | 0 | 0 | 0 | 0 | 0 | 0 | 50.289 | 49.5622 | 48.7804 | 48.2149 | 47.6576 | 47.3007 | 46.8922 | 46.8698 | 49.0418 | 52.0193 | 54.9126 | 57.44 | 59.7765 | 61.2296 | 62.1683 | 62.8269 | 62.5949 | 61.7988 | 59.6607 | 56.6937 | 54.5678 | 52.9872 | 51.6028 | 50.4988 | 0.00577 | 0.0069834 | 0.0034408 | 0.0044655 | 0.0050225 | 0.0097194 | 0.0075408 | 0.0043066 | 0.0044026 | 0.0049224 | 0.0054814 | 0.0056865 | 0.0053951 | 0.0054029 | 0.0051848 | 0.0050466 | 0.0048619 | 0.0046529 | 0.0044808 | 0.005115 | 0.0054338 | 0.004733 | 0.0052048 | 0.005107
Portfolio Adjusted1-in-2Size: Under 20 kWOther2020April Monthly Peak | Portfolio Adjusted | 1-in-2 | Size: Under 20 kW | Other | 2020 | April Monthly Peak | 4 | 0.84415 | 0.82124 | 0.80684 | 0.80312 | 0.8069 | 0.83975 | 0.82324 | 0.8775 | 1.1225 | 1.3269 | 1.4907 | 1.5855 | 1.6278 | 1.673 | 1.7123 | 1.6894 | 1.5924 | 1.3785 | 1.1792 | 1.1762 | 1.1601 | 1.0412 | 0.94444 | 0.8967 | 0 | 0 | 0 | 0 | 0 | 0 | 0 | 0 | 0 | 0 | 0 | 0 | 0 | 0 | 0.0029641 | 0.0085058 | 0.010238 | 0.0099341 | 0 | 0 | 0 | 0 | 0 | 0 | 63.1451 | 61.8927 | 60.7603 | 59.6736 | 58.7336 | 57.9162 | 57.2538 | 57.118 | 59.4288 | 63.7575 | 69.2593 | 73.9941 | 77.3244 | 79.2721 | 80.5421 | 81.2194 | 81.2563 | 80.7701 | 79.8035 | 77.7873 | 74.1101 | 71.1157 | 68.6577 | 66.5435 | 0.0061904 | 0.007463 | 0.0036551 | 0.0047206 | 0.0052669 | 0.010098 | 0.0074089 | 0.0043642 | 0.0046181 | 0.0053008 | 0.0061232 | 0.006596 | 0.0064826 | 0.006591 | 0.0064084 | 0.0062035 | 0.0057163 | 0.0050273 | 0.0043392 | 0.0048699 | 0.0054365 | 0.004642 | 0.00519 | 0.0055269
Portfolio Adjusted1-in-2Size: Under 20 kWOther2020May Monthly Peak | Portfolio Adjusted | 1-in-2 | Size: Under 20 kW | Other | 2020 | May Monthly Peak | 5 | 0.86492 | 0.84222 | 0.82143 | 0.81636 | 0.82264 | 0.8398 | 0.7934 | 0.90954 | 1.1853 | 1.4185 | 1.5975 | 1.7105 | 1.7418 | 1.7777 | 1.8068 | 1.7896 | 1.6754 | 1.4334 | 1.2105 | 1.1497 | 1.1848 | 1.0636 | 0.96427 | 0.92211 | 0 | 0 | 0 | 0 | 0 | 0 | 0 | 0 | 0 | 0 | 0 | 0 | 0 | 0 | 0.0031276 | 0.0090102 | 0.010771 | 0.01033 | 0 | 0 | 0 | 0 | 0 | 0 | 65.4739 | 64.1417 | 62.9707 | 61.7959 | 60.8004 | 59.766 | 58.7243 | 59.8007 | 63.8224 | 68.3346 | 72.5526 | 76.3676 | 79.5228 | 81.9174 | 83.4994 | 84.3506 | 84.4047 | 83.7782 | 82.4076 | 80.3598 | 76.5451 | 72.9832 | 70.6176 | 68.5507 | 0.0063427 | 0.0076537 | 0.0037212 | 0.0047984 | 0.0053697 | 0.010098 | 0.0071404 | 0.0045235 | 0.0048766 | 0.0056668 | 0.006562 | 0.0071163 | 0.0069366 | 0.0070032 | 0.006762 | 0.0065714 | 0.0060142 | 0.0052275 | 0.004454 | 0.0047605 | 0.0055526 | 0.004742 | 0.005299 | 0.0056835
Portfolio Adjusted1-in-2Size: Under 20 kWOther2020June Monthly Peak | Portfolio Adjusted | 1-in-2 | Size: Under 20 kW | Other | 2020 | June Monthly Peak | 6 | 0.89332 | 0.86603 | 0.84402 | 0.8368 | 0.83964 | 0.84198 | 0.80679 | 0.96531 | 1.2824 | 1.5486 | 1.7548 | 1.8804 | 1.9292 | 1.9727 | 2.0109 | 1.9934 | 1.8815 | 1.6306 | 1.3817 | 1.2425 | 1.2579 | 1.163 | 1.0359 | 0.95402 | 0 | 0 | 0 | 0 | 0 | 0 | 0 | 0 | 0 | 0 | 0 | 0 | 0 | 0 | 0.0034809 | 0.010037 | 0.012096 | 0.01175 | 0 | 0 | 0 | 0 | 0 | 0 | 68.1303 | 66.4372 | 65.1228 | 64.1136 | 62.8172 | 61.8352 | 61.1149 | 62.1317 | 66.1368 | 70.7763 | 75.2343 | 79.162 | 82.261 | 84.334 | 85.5709 | 86.1728 | 86.4137 | 86.0663 | 84.8388 | 82.8558 | 79.9356 | 76.1613 | 73.2701 | 71.1942 | 0.0065509 | 0.0078701 | 0.0038235 | 0.0049186 | 0.0054807 | 0.010125 | 0.0072609 | 0.0048009 | 0.0052759 | 0.0061865 | 0.0072082 | 0.0078229 | 0.0076827 | 0.0077715 | 0.0075258 | 0.00732 | 0.0067543 | 0.0059465 | 0.0050842 | 0.0051446 | 0.0058948 | 0.0051849 | 0.0056926 | 0.0058802
Portfolio Adjusted1-in-2Size: Under 20 kWOther2020July Monthly Peak | Portfolio Adjusted | 1-in-2 | Size: Under 20 kW | Other | 2020 | July Monthly Peak | 7 | 0.93575 | 0.90737 | 0.88353 | 0.87425 | 0.87866 | 0.89563 | 0.86336 | 1.0404 | 1.3986 | 1.7077 | 1.9487 | 2.0842 | 2.1439 | 2.1988 | 2.2292 | 2.2063 | 2.0946 | 1.7979 | 1.5039 | 1.3442 | 1.3397 | 1.2308 | 1.0978 | 1.0017 | 0 | 0 | 0 | 0 | 0 | 0 | 0 | 0 | 0 | 0 | 0 | 0 | 0 | 0 | 0.003859 | 0.011108 | 0.013466 | 0.012956 | 0 | 0 | 0 | 0 | 0 | 0 | 71.5984 | 70.6058 | 69.5688 | 68.4567 | 67.301 | 66.5419 | 65.8547 | 66.219 | 69.2591 | 73.8123 | 78.2576 | 81.8788 | 84.816 | 87.2482 | 89.008 | 89.8774 | 89.9895 | 89.2621 | 87.8735 | 86.3339 | 83.2239 | 79.3411 | 76.6801 | 74.9465 | 0.0068621 | 0.0082458 | 0.0040025 | 0.0051386 | 0.0057354 | 0.01077 | 0.0077701 | 0.0051742 | 0.0057541 | 0.006822 | 0.0080049 | 0.0086709 | 0.0085378 | 0.0086623 | 0.0083432 | 0.0081016 | 0.0075192 | 0.0065567 | 0.0055337 | 0.0055658 | 0.0062782 | 0.0054874 | 0.0060326 | 0.0061742
Portfolio Adjusted1-in-2Size: Under 20 kWOther2020August Monthly Peak | Portfolio Adjusted | 1-in-2 | Size: Under 20 kW | Other | 2020 | August Monthly Peak | 8 | 0.95368 | 0.92228 | 0.89741 | 0.8862 | 0.89399 | 0.92492 | 0.90405 | 1.0643 | 1.4519 | 1.779 | 2.0535 | 2.2045 | 2.259 | 2.3102 | 2.3468 | 2.3169 | 2.193 | 1.8778 | 1.5763 | 1.4379 | 1.4087 | 1.2624 | 1.1268 | 1.0228 | 0 | 0 | 0 | 0 | 0 | 0 | 0 | 0 | 0 | 0 | 0 | 0 | 0 | 0 | 0.0040625 | 0.011665 | 0.014099 | 0.013532 | 0 | 0 | 0 | 0 | 0 | 0 | 73.7245 | 72.4378 | 71.0547 | 69.8462 | 68.7837 | 67.8038 | 67.0156 | 66.7231 | 69.938 | 75.7276 | 80.9851 | 84.9133 | 88.304 | 90.8164 | 92.0411 | 92.6478 | 92.5343 | 91.7516 | 90.1818 | 87.7595 | 84.1901 | 80.944 | 78.5942 | 76.815 | 0.0069936 | 0.0083812 | 0.0040654 | 0.0052089 | 0.0058354 | 0.011122 | 0.0081362 | 0.0052933 | 0.0059733 | 0.0071068 | 0.0084352 | 0.0091714 | 0.0089961 | 0.009101 | 0.0087832 | 0.0085079 | 0.0078724 | 0.006848 | 0.0058003 | 0.0059536 | 0.0066019 | 0.0056284 | 0.0061923 | 0.0063042
Portfolio Adjusted1-in-2Size: Under 20 kWOther2020September Monthly Peak | Portfolio Adjusted | 1-in-2 | Size: Under 20 kW | Other | 2020 | September Monthly Peak | 9 | 0.91363 | 0.88627 | 0.86522 | 0.85905 | 0.86571 | 0.90458 | 0.92867 | 1.0032 | 1.3385 | 1.6273 | 1.8637 | 2.0107 | 2.061 | 2.1108 | 2.1501 | 2.119 | 1.9865 | 1.6887 | 1.4251 | 1.3813 | 1.2792 | 1.1465 | 1.0335 | 0.96264 | 0 | 0 | 0 | 0 | 0 | 0 | 0 | 0 | 0 | 0 | 0 | 0 | 0 | 0 | 0.0037219 | 0.010669 | 0.012771 | 0.012169 | 0 | 0 | 0 | 0 | 0 | 0 | 68.3099 | 67.0655 | 65.7337 | 64.4076 | 63.4467 | 62.4117 | 61.927 | 61.5717 | 63.7429 | 69.304 | 75.6842 | 81.5515 | 85.3419 | 87.6106 | 88.7195 | 89.4952 | 89.4144 | 88.6708 | 86.8367 | 83.5869 | 79.6721 | 76.8758 | 74.7398 | 73.3365 | 0.0066999 | 0.008054 | 0.0039196 | 0.0050493 | 0.0056508 | 0.010877 | 0.0083577 | 0.0049892 | 0.005507 | 0.0065008 | 0.0076554 | 0.008365 | 0.0082075 | 0.0083156 | 0.0080468 | 0.0077809 | 0.007131 | 0.0061585 | 0.0052439 | 0.0057195 | 0.0059951 | 0.0051114 | 0.0056795 | 0.0059333
Portfolio Adjusted1-in-2Size: Under 20 kWOther2020October Monthly Peak | Portfolio Adjusted | 1-in-2 | Size: Under 20 kW | Other | 2020 | October Monthly Peak | 10 | 0.86287 | 0.84478 | 0.83153 | 0.82353 | 0.82711 | 0.85953 | 0.91598 | 0.94756 | 1.228 | 1.4908 | 1.6972 | 1.8278 | 1.8714 | 1.9327 | 1.9716 | 1.9396 | 1.8172 | 1.5457 | 1.4046 | 1.3253 | 1.2131 | 1.0934 | 0.99182 | 0.91983 | 0 | 0 | 0 | 0 | 0 | 0 | 0 | 0 | 0 | 0 | 0 | 0 | 0 | 0 | 0.003413 | 0.0097657 | 0.011683 | 0.011139 | 0 | 0 | 0 | 0 | 0 | 0 | 67.8517 | 67.0884 | 65.8591 | 65.074 | 64.1353 | 63.5354 | 62.8504 | 62.3994 | 63.2911 | 67.9961 | 74.3652 | 79.8002 | 83.3619 | 85.6773 | 86.9802 | 87.3246 | 86.8577 | 85.7798 | 83.5419 | 79.8352 | 75.5719 | 72.4168 | 70.0724 | 68.1168 | 0.0063276 | 0.0076769 | 0.003767 | 0.0048405 | 0.0053989 | 0.010336 | 0.0082436 | 0.0047126 | 0.0050524 | 0.0059558 | 0.0069715 | 0.0076043 | 0.0074527 | 0.0076141 | 0.0073789 | 0.0071223 | 0.0065234 | 0.0056371 | 0.0051684 | 0.0054876 | 0.0056852 | 0.0048748 | 0.0054504 | 0.0056694
Portfolio Adjusted1-in-2Size: Under 20 kWOther2020November Monthly Peak | Portfolio Adjusted | 1-in-2 | Size: Under 20 kW | Other | 2020 | November Monthly Peak | 11 | 0.82508 | 0.80876 | 0.80263 | 0.79754 | 0.80283 | 0.83287 | 0.80873 | 0.89339 | 1.1277 | 1.3067 | 1.4229 | 1.4829 | 1.4831 | 1.4988 | 1.5079 | 1.4742 | 1.401 | 1.3977 | 1.2529 | 1.1379 | 1.0592 | 0.96459 | 0.88525 | 0.85748 | 0 | 0 | 0 | 0 | 0 | 0 | 0 | 0 | 0 | 0 | 0 | 0 | 0 | 0 | 0.0026102 | 0.0074223 | 0.009007 | 0.010072 | 0 | 0 | 0 | 0 | 0 | 0 | 55.5572 | 54.783 | 53.6545 | 52.676 | 51.8444 | 51.3826 | 50.7151 | 50.7288 | 54.1647 | 60.1602 | 66.7486 | 71.8225 | 75.1076 | 76.742 | 77.6061 | 77.5283 | 75.8222 | 72.1651 | 67.7411 | 64.5104 | 62.0852 | 59.9918 | 59.0237 | 57.8309 | 0.0060505 | 0.0073496 | 0.003636 | 0.0046878 | 0.0052404 | 0.010015 | 0.0072784 | 0.0044432 | 0.0046397 | 0.0052202 | 0.0058448 | 0.0061692 | 0.005906 | 0.0059046 | 0.0056433 | 0.0054133 | 0.0050292 | 0.0050971 | 0.00461 | 0.0047114 | 0.0049636 | 0.0043005 | 0.0048647 | 0.0052851
Portfolio Adjusted1-in-2Size: Under 20 kWOther2020December Monthly Peak | Portfolio Adjusted | 1-in-2 | Size: Under 20 kW | Other | 2020 | December Monthly Peak | 12 | 0.81023 | 0.80431 | 0.80098 | 0.80461 | 0.81035 | 0.85105 | 0.88103 | 0.95664 | 1.2595 | 1.4589 | 1.5394 | 1.5053 | 1.4215 | 1.3521 | 1.2829 | 1.2444 | 1.3171 | 1.4903 | 1.4162 | 1.3277 | 1.2414 | 1.1609 | 1.0304 | 0.83949 | 0 | 0 | 0 | 0 | 0 | 0 | 0 | 0 | 0 | 0 | 0 | 0 | 0 | 0 | 0.0022208 | 0.0062654 | 0.0084678 | 0.010739 | 0 | 0 | 0 | 0 | 0 | 0 | 42.7268 | 42.2597 | 41.4359 | 40.6721 | 39.9275 | 39.3681 | 39.3375 | 39.3343 | 39.7419 | 42.4873 | 45.1845 | 47.2033 | 48.5555 | 49.3851 | 50.1118 | 50.345 | 49.9955 | 48.5274 | 46.7112 | 45.3959 | 44.4339 | 43.5631 | 42.6745 | 41.7455 | 0.0059417 | 0.0073092 | 0.0036286 | 0.0047294 | 0.0052895 | 0.010234 | 0.0079291 | 0.0047578 | 0.0051818 | 0.0058282 | 0.0063234 | 0.0062626 | 0.0056609 | 0.0053268 | 0.0048015 | 0.0045695 | 0.0047282 | 0.0054349 | 0.0052111 | 0.0054975 | 0.0058175 | 0.0051756 | 0.0056624 | 0.0051742
Portfolio Adjusted1-in-2Size: Under 20 kWOther2020Typical Event Day | Portfolio Adjusted | 1-in-2 | Size: Under 20 kW | Other | 2020 | Typical Event Day | 8 | 0.93835 | 0.90849 | 0.88514 | 0.87477 | 0.88316 | 0.9139 | 0.8913 | 1.0331 | 1.389 | 1.6826 | 1.9274 | 2.0632 | 2.1141 | 2.1662 | 2.2102 | 2.1867 | 2.0672 | 1.7651 | 1.4909 | 1.3612 | 1.3447 | 1.2084 | 1.084 | 0.9998 | 0 | 0 | 0 | 0 | 0 | 0 | 0 | 0 | 0 | 0 | 0 | 0 | 0 | 0 | 0.003826 | 0.01101 | 0.01329 | 0.01272 | 0 | 0 | 0 | 0 | 0 | 0 | 70.4408 | 69.1366 | 67.87 | 66.706 | 65.5871 | 64.6481 | 63.9781 | 64.1614 | 67.2692 | 72.405 | 77.5403 | 81.8764 | 85.1807 | 87.5023 | 88.8349 | 89.5483 | 89.588 | 88.9377 | 87.4327 | 85.134 | 81.7554 | 78.3306 | 75.821 | 74.073 | 0.0068812 | 0.0082559 | 0.0040098 | 0.0051417 | 0.0057647 | 0.010989 | 0.0080215 | 0.0051382 | 0.0057147 | 0.0067217 | 0.0079174 | 0.0085835 | 0.008419 | 0.0085337 | 0.0082718 | 0.0080296 | 0.0074206 | 0.006437 | 0.005486 | 0.0056361 | 0.0063016 | 0.0053873 | 0.0059568 | 0.0061623
Portfolio Adjusted1-in-2Size: Under 20 kWOther2021January Monthly Peak | Portfolio Adjusted | 1-in-2 | Size: Under 20 kW | Other | 2021 | January Monthly Peak | 1 | 0.73524 | 0.72893 | 0.72857 | 0.72395 | 0.73605 | 0.77053 | 0.81547 | 0.85409 | 1.0959 | 1.2799 | 1.36 | 1.3495 | 1.2818 | 1.2365 | 1.1995 | 1.1695 | 1.2363 | 1.41 | 1.3686 | 1.2833 | 1.1933 | 1.1077 | 0.97182 | 0.76768 | 0 | 0 | 0 | 0 | 0 | 0 | 0 | 0 | 0 | 0 | 0 | 0 | 0 | 0 | 0.0020763 | 0.0058881 | 0.007948 | 0.010161 | 0 | 0 | 0 | 0 | 0 | 0 | 46.3715 | 45.9552 | 45.7585 | 45.4104 | 45.1219 | 44.9643 | 44.9103 | 44.6288 | 44.8798 | 46.6278 | 48.9188 | 51.0324 | 52.6739 | 53.6341 | 54.2143 | 54.1195 | 53.8883 | 52.9755 | 51.2431 | 49.9565 | 49.1278 | 48.6399 | 47.8272 | 47.1026 | 0.0053917 | 0.0066242 | 0.0033005 | 0.0042552 | 0.0048045 | 0.0092655 | 0.0073391 | 0.0042478 | 0.0045089 | 0.0051129 | 0.0055866 | 0.0056143 | 0.0051045 | 0.0048711 | 0.0044891 | 0.0042943 | 0.0044379 | 0.0051422 | 0.005036 | 0.0053133 | 0.0055923 | 0.0049384 | 0.0053405 | 0.0047316
Portfolio Adjusted1-in-2Size: Under 20 kWOther2021February Monthly Peak | Portfolio Adjusted | 1-in-2 | Size: Under 20 kW | Other | 2021 | February Monthly Peak | 2 | 0.77312 | 0.7597 | 0.75701 | 0.75714 | 0.77055 | 0.8093 | 0.81547 | 0.85429 | 1.0955 | 1.2626 | 1.3487 | 1.368 | 1.3446 | 1.3419 | 1.3408 | 1.3166 | 1.2904 | 1.2992 | 1.3178 | 1.2138 | 1.1203 | 1.0184 | 0.91691 | 0.81286 | 0 | 0 | 0 | 0 | 0 | 0 | 0 | 0 | 0 | 0 | 0 | 0 | 0 | 0 | 0.002321 | 0.0066288 | 0.0082958 | 0.0093628 | 0 | 0 | 0 | 0 | 0 | 0 | 48.4933 | 47.9043 | 47.4225 | 47.0521 | 47.185 | 46.7882 | 46.338 | 46.8043 | 48.0126 | 51.4797 | 55.3661 | 58.1312 | 59.902 | 60.7434 | 61.3256 | 61.8169 | 61.8026 | 60.8551 | 58.6924 | 56.1832 | 54.634 | 53.3385 | 52.2869 | 50.9281 | 0.0056695 | 0.0069038 | 0.0034293 | 0.0044503 | 0.0050297 | 0.0097317 | 0.007339 | 0.0042487 | 0.0045073 | 0.0050439 | 0.0055402 | 0.0056911 | 0.0053547 | 0.0052864 | 0.0050181 | 0.0048345 | 0.0046321 | 0.0047382 | 0.0048491 | 0.0050256 | 0.0052504 | 0.0045404 | 0.0050387 | 0.0050101
Portfolio Adjusted1-in-2Size: Under 20 kWOther2021March Monthly Peak | Portfolio Adjusted | 1-in-2 | Size: Under 20 kW | Other | 2021 | March Monthly Peak | 3 | 0.78683 | 0.76846 | 0.75954 | 0.75973 | 0.76945 | 0.80828 | 0.8379 | 0.86593 | 1.0701 | 1.2322 | 1.3344 | 1.3669 | 1.3548 | 1.3715 | 1.3854 | 1.3743 | 1.3544 | 1.2759 | 1.2177 | 1.2353 | 1.1595 | 1.0616 | 0.94713 | 0.82858 | 0 | 0 | 0 | 0 | 0 | 0 | 0 | 0 | 0 | 0 | 0 | 0 | 0 | 0 | 0.0023981 | 0.0069195 | 0.0087073 | 0.0091942 | 0 | 0 | 0 | 0 | 0 | 0 | 50.289 | 49.5622 | 48.7804 | 48.2149 | 47.6576 | 47.3007 | 46.8922 | 46.8698 | 49.0418 | 52.0193 | 54.9126 | 57.44 | 59.7765 | 61.2296 | 62.1683 | 62.8269 | 62.5949 | 61.7988 | 59.6607 | 56.6937 | 54.5678 | 52.9872 | 51.6028 | 50.4988 | 0.00577 | 0.0069834 | 0.0034408 | 0.0044655 | 0.0050225 | 0.0097194 | 0.0075408 | 0.0043066 | 0.0044026 | 0.0049224 | 0.0054814 | 0.0056865 | 0.0053951 | 0.0054029 | 0.0051848 | 0.0050466 | 0.0048619 | 0.0046529 | 0.0044808 | 0.005115 | 0.0054338 | 0.004733 | 0.0052048 | 0.005107
Portfolio Adjusted1-in-2Size: Under 20 kWOther2021April Monthly Peak | Portfolio Adjusted | 1-in-2 | Size: Under 20 kW | Other | 2021 | April Monthly Peak | 4 | 0.84415 | 0.82124 | 0.80684 | 0.80312 | 0.8069 | 0.83975 | 0.82324 | 0.8775 | 1.1225 | 1.3269 | 1.4907 | 1.5855 | 1.6278 | 1.673 | 1.7123 | 1.6894 | 1.5924 | 1.3785 | 1.1792 | 1.1762 | 1.1601 | 1.0412 | 0.94444 | 0.8967 | 0 | 0 | 0 | 0 | 0 | 0 | 0 | 0 | 0 | 0 | 0 | 0 | 0 | 0 | 0.0029641 | 0.0085058 | 0.010238 | 0.0099341 | 0 | 0 | 0 | 0 | 0 | 0 | 63.1451 | 61.8927 | 60.7603 | 59.6736 | 58.7336 | 57.9162 | 57.2538 | 57.118 | 59.4288 | 63.7575 | 69.2593 | 73.9941 | 77.3244 | 79.2721 | 80.5421 | 81.2194 | 81.2563 | 80.7701 | 79.8035 | 77.7873 | 74.1101 | 71.1157 | 68.6577 | 66.5435 | 0.0061904 | 0.007463 | 0.0036551 | 0.0047206 | 0.0052669 | 0.010098 | 0.0074089 | 0.0043642 | 0.0046181 | 0.0053008 | 0.0061232 | 0.006596 | 0.0064826 | 0.006591 | 0.0064084 | 0.0062035 | 0.0057163 | 0.0050273 | 0.0043392 | 0.0048699 | 0.0054365 | 0.004642 | 0.00519 | 0.0055269
Portfolio Adjusted1-in-2Size: Under 20 kWOther2021May Monthly Peak | Portfolio Adjusted | 1-in-2 | Size: Under 20 kW | Other | 2021 | May Monthly Peak | 5 | 0.86492 | 0.84222 | 0.82143 | 0.81636 | 0.82264 | 0.8398 | 0.7934 | 0.90954 | 1.1853 | 1.4185 | 1.5975 | 1.7105 | 1.7418 | 1.7777 | 1.8068 | 1.7896 | 1.6754 | 1.4334 | 1.2105 | 1.1497 | 1.1848 | 1.0636 | 0.96427 | 0.92211 | 0 | 0 | 0 | 0 | 0 | 0 | 0 | 0 | 0 | 0 | 0 | 0 | 0 | 0 | 0.0031276 | 0.0090102 | 0.010771 | 0.01033 | 0 | 0 | 0 | 0 | 0 | 0 | 65.4739 | 64.1417 | 62.9707 | 61.7959 | 60.8004 | 59.766 | 58.7243 | 59.8007 | 63.8224 | 68.3346 | 72.5526 | 76.3676 | 79.5228 | 81.9174 | 83.4994 | 84.3506 | 84.4047 | 83.7782 | 82.4076 | 80.3598 | 76.5451 | 72.9832 | 70.6176 | 68.5507 | 0.0063427 | 0.0076537 | 0.0037212 | 0.0047984 | 0.0053697 | 0.010098 | 0.0071404 | 0.0045235 | 0.0048766 | 0.0056668 | 0.006562 | 0.0071163 | 0.0069366 | 0.0070032 | 0.006762 | 0.0065714 | 0.0060142 | 0.0052275 | 0.004454 | 0.0047605 | 0.0055526 | 0.004742 | 0.005299 | 0.0056835
Portfolio Adjusted1-in-2Size: Under 20 kWOther2021June Monthly Peak | Portfolio Adjusted | 1-in-2 | Size: Under 20 kW | Other | 2021 | June Monthly Peak | 6 | 0.89332 | 0.86603 | 0.84402 | 0.8368 | 0.83964 | 0.84198 | 0.80679 | 0.96531 | 1.2824 | 1.5486 | 1.7548 | 1.8804 | 1.9292 | 1.9727 | 2.0109 | 1.9934 | 1.8815 | 1.6306 | 1.3817 | 1.2425 | 1.2579 | 1.163 | 1.0359 | 0.95402 | 0 | 0 | 0 | 0 | 0 | 0 | 0 | 0 | 0 | 0 | 0 | 0 | 0 | 0 | 0.0034809 | 0.010037 | 0.012096 | 0.01175 | 0 | 0 | 0 | 0 | 0 | 0 | 68.1303 | 66.4372 | 65.1228 | 64.1136 | 62.8172 | 61.8352 | 61.1149 | 62.1317 | 66.1368 | 70.7763 | 75.2343 | 79.162 | 82.261 | 84.334 | 85.5709 | 86.1728 | 86.4137 | 86.0663 | 84.8388 | 82.8558 | 79.9356 | 76.1613 | 73.2701 | 71.1942 | 0.0065509 | 0.0078701 | 0.0038235 | 0.0049186 | 0.0054807 | 0.010125 | 0.0072609 | 0.0048009 | 0.0052759 | 0.0061865 | 0.0072082 | 0.0078229 | 0.0076827 | 0.0077715 | 0.0075258 | 0.00732 | 0.0067543 | 0.0059465 | 0.0050842 | 0.0051446 | 0.0058948 | 0.0051849 | 0.0056926 | 0.0058802
Portfolio Adjusted1-in-2Size: Under 20 kWOther2021July Monthly Peak | Portfolio Adjusted | 1-in-2 | Size: Under 20 kW | Other | 2021 | July Monthly Peak | 7 | 0.93575 | 0.90737 | 0.88353 | 0.87425 | 0.87866 | 0.89563 | 0.86336 | 1.0404 | 1.3986 | 1.7077 | 1.9487 | 2.0842 | 2.1439 | 2.1988 | 2.2292 | 2.2063 | 2.0946 | 1.7979 | 1.5039 | 1.3442 | 1.3397 | 1.2308 | 1.0978 | 1.0017 | 0 | 0 | 0 | 0 | 0 | 0 | 0 | 0 | 0 | 0 | 0 | 0 | 0 | 0 | 0.003859 | 0.011108 | 0.013466 | 0.012956 | 0 | 0 | 0 | 0 | 0 | 0 | 71.5984 | 70.6058 | 69.5688 | 68.4567 | 67.301 | 66.5419 | 65.8547 | 66.219 | 69.2591 | 73.8123 | 78.2576 | 81.8788 | 84.816 | 87.2482 | 89.008 | 89.8774 | 89.9895 | 89.2621 | 87.8735 | 86.3339 | 83.2239 | 79.3411 | 76.6801 | 74.9465 | 0.0068621 | 0.0082458 | 0.0040025 | 0.0051386 | 0.0057354 | 0.01077 | 0.0077701 | 0.0051742 | 0.0057541 | 0.006822 | 0.0080049 | 0.0086709 | 0.0085378 | 0.0086623 | 0.0083432 | 0.0081016 | 0.0075192 | 0.0065567 | 0.0055337 | 0.0055658 | 0.0062782 | 0.0054874 | 0.0060326 | 0.0061742
Portfolio Adjusted1-in-2Size: Under 20 kWOther2021August Monthly Peak | Portfolio Adjusted | 1-in-2 | Size: Under 20 kW | Other | 2021 | August Monthly Peak | 8 | 0.95368 | 0.92228 | 0.89741 | 0.8862 | 0.89399 | 0.92492 | 0.90405 | 1.0643 | 1.4519 | 1.779 | 2.0535 | 2.2045 | 2.259 | 2.3102 | 2.3468 | 2.3169 | 2.193 | 1.8778 | 1.5763 | 1.4379 | 1.4087 | 1.2624 | 1.1268 | 1.0228 | 0 | 0 | 0 | 0 | 0 | 0 | 0 | 0 | 0 | 0 | 0 | 0 | 0 | 0 | 0.0040625 | 0.011665 | 0.014099 | 0.013532 | 0 | 0 | 0 | 0 | 0 | 0 | 73.7245 | 72.4378 | 71.0547 | 69.8462 | 68.7837 | 67.8038 | 67.0156 | 66.7231 | 69.938 | 75.7276 | 80.9851 | 84.9133 | 88.304 | 90.8164 | 92.0411 | 92.6478 | 92.5343 | 91.7516 | 90.1818 | 87.7595 | 84.1901 | 80.944 | 78.5942 | 76.815 | 0.0069936 | 0.0083812 | 0.0040654 | 0.0052089 | 0.0058354 | 0.011122 | 0.0081362 | 0.0052933 | 0.0059733 | 0.0071068 | 0.0084352 | 0.0091714 | 0.0089961 | 0.009101 | 0.0087832 | 0.0085079 | 0.0078724 | 0.006848 | 0.0058003 | 0.0059536 | 0.0066019 | 0.0056284 | 0.0061923 | 0.0063042
Portfolio Adjusted1-in-2Size: Under 20 kWOther2021September Monthly Peak | Portfolio Adjusted | 1-in-2 | Size: Under 20 kW | Other | 2021 | September Monthly Peak | 9 | 0.91363 | 0.88627 | 0.86522 | 0.85905 | 0.86571 | 0.90458 | 0.92867 | 1.0032 | 1.3385 | 1.6273 | 1.8637 | 2.0107 | 2.061 | 2.1108 | 2.1501 | 2.119 | 1.9865 | 1.6887 | 1.4251 | 1.3813 | 1.2792 | 1.1465 | 1.0335 | 0.96264 | 0 | 0 | 0 | 0 | 0 | 0 | 0 | 0 | 0 | 0 | 0 | 0 | 0 | 0 | 0.0037219 | 0.010669 | 0.012771 | 0.012169 | 0 | 0 | 0 | 0 | 0 | 0 | 68.3099 | 67.0655 | 65.7337 | 64.4076 | 63.4467 | 62.4117 | 61.927 | 61.5717 | 63.7429 | 69.304 | 75.6842 | 81.5515 | 85.3419 | 87.6106 | 88.7195 | 89.4952 | 89.4144 | 88.6708 | 86.8367 | 83.5869 | 79.6721 | 76.8758 | 74.7398 | 73.3365 | 0.0066999 | 0.008054 | 0.0039196 | 0.0050493 | 0.0056508 | 0.010877 | 0.0083577 | 0.0049892 | 0.005507 | 0.0065008 | 0.0076554 | 0.008365 | 0.0082075 | 0.0083156 | 0.0080468 | 0.0077809 | 0.007131 | 0.0061585 | 0.0052439 | 0.0057195 | 0.0059951 | 0.0051114 | 0.0056795 | 0.0059333
Portfolio Adjusted1-in-2Size: Under 20 kWOther2021October Monthly Peak | Portfolio Adjusted | 1-in-2 | Size: Under 20 kW | Other | 2021 | October Monthly Peak | 10 | 0.86287 | 0.84478 | 0.83153 | 0.82353 | 0.82711 | 0.85953 | 0.91598 | 0.94756 | 1.228 | 1.4908 | 1.6972 | 1.8278 | 1.8714 | 1.9327 | 1.9716 | 1.9396 | 1.8172 | 1.5457 | 1.4046 | 1.3253 | 1.2131 | 1.0934 | 0.99182 | 0.91983 | 0 | 0 | 0 | 0 | 0 | 0 | 0 | 0 | 0 | 0 | 0 | 0 | 0 | 0 | 0.003413 | 0.0097657 | 0.011683 | 0.011139 | 0 | 0 | 0 | 0 | 0 | 0 | 67.8517 | 67.0884 | 65.8591 | 65.074 | 64.1353 | 63.5354 | 62.8504 | 62.3994 | 63.2911 | 67.9961 | 74.3652 | 79.8002 | 83.3619 | 85.6773 | 86.9802 | 87.3246 | 86.8577 | 85.7798 | 83.5419 | 79.8352 | 75.5719 | 72.4168 | 70.0724 | 68.1168 | 0.0063276 | 0.0076769 | 0.003767 | 0.0048405 | 0.0053989 | 0.010336 | 0.0082436 | 0.0047126 | 0.0050524 | 0.0059558 | 0.0069715 | 0.0076043 | 0.0074527 | 0.0076141 | 0.0073789 | 0.0071223 | 0.0065234 | 0.0056371 | 0.0051684 | 0.0054876 | 0.0056852 | 0.0048748 | 0.0054504 | 0.0056694
Portfolio Adjusted1-in-2Size: Under 20 kWOther2021November Monthly Peak | Portfolio Adjusted | 1-in-2 | Size: Under 20 kW | Other | 2021 | November Monthly Peak | 11 | 0.82508 | 0.80876 | 0.80263 | 0.79754 | 0.80283 | 0.83287 | 0.80873 | 0.89339 | 1.1277 | 1.3067 | 1.4229 | 1.4829 | 1.4831 | 1.4988 | 1.5079 | 1.4742 | 1.401 | 1.3977 | 1.2529 | 1.1379 | 1.0592 | 0.96459 | 0.88525 | 0.85748 | 0 | 0 | 0 | 0 | 0 | 0 | 0 | 0 | 0 | 0 | 0 | 0 | 0 | 0 | 0.0026102 | 0.0074223 | 0.009007 | 0.010072 | 0 | 0 | 0 | 0 | 0 | 0 | 55.5572 | 54.783 | 53.6545 | 52.676 | 51.8444 | 51.3826 | 50.7151 | 50.7288 | 54.1647 | 60.1602 | 66.7486 | 71.8225 | 75.1076 | 76.742 | 77.6061 | 77.5283 | 75.8222 | 72.1651 | 67.7411 | 64.5104 | 62.0852 | 59.9918 | 59.0237 | 57.8309 | 0.0060505 | 0.0073496 | 0.003636 | 0.0046878 | 0.0052404 | 0.010015 | 0.0072784 | 0.0044432 | 0.0046397 | 0.0052202 | 0.0058448 | 0.0061692 | 0.005906 | 0.0059046 | 0.0056433 | 0.0054133 | 0.0050292 | 0.0050971 | 0.00461 | 0.0047114 | 0.0049636 | 0.0043005 | 0.0048647 | 0.0052851
Portfolio Adjusted1-in-2Size: Under 20 kWOther2021December Monthly Peak | Portfolio Adjusted | 1-in-2 | Size: Under 20 kW | Other | 2021 | December Monthly Peak | 12 | 0.81023 | 0.80431 | 0.80098 | 0.80461 | 0.81035 | 0.85105 | 0.88103 | 0.95664 | 1.2595 | 1.4589 | 1.5394 | 1.5053 | 1.4215 | 1.3521 | 1.2829 | 1.2444 | 1.3171 | 1.4903 | 1.4162 | 1.3277 | 1.2414 | 1.1609 | 1.0304 | 0.83949 | 0 | 0 | 0 | 0 | 0 | 0 | 0 | 0 | 0 | 0 | 0 | 0 | 0 | 0 | 0.0022208 | 0.0062654 | 0.0084678 | 0.010739 | 0 | 0 | 0 | 0 | 0 | 0 | 42.7268 | 42.2597 | 41.4359 | 40.6721 | 39.9275 | 39.3681 | 39.3375 | 39.3343 | 39.7419 | 42.4873 | 45.1845 | 47.2033 | 48.5555 | 49.3851 | 50.1118 | 50.345 | 49.9955 | 48.5274 | 46.7112 | 45.3959 | 44.4339 | 43.5631 | 42.6745 | 41.7455 | 0.0059417 | 0.0073092 | 0.0036286 | 0.0047294 | 0.0052895 | 0.010234 | 0.0079291 | 0.0047578 | 0.0051818 | 0.0058282 | 0.0063234 | 0.0062626 | 0.0056609 | 0.0053268 | 0.0048015 | 0.0045695 | 0.0047282 | 0.0054349 | 0.0052111 | 0.0054975 | 0.0058175 | 0.0051756 | 0.0056624 | 0.0051742
Portfolio Adjusted1-in-2Size: Under 20 kWOther2021Typical Event Day | Portfolio Adjusted | 1-in-2 | Size: Under 20 kW | Other | 2021 | Typical Event Day | 8 | 0.93835 | 0.90849 | 0.88514 | 0.87477 | 0.88316 | 0.9139 | 0.8913 | 1.0331 | 1.389 | 1.6826 | 1.9274 | 2.0632 | 2.1141 | 2.1662 | 2.2102 | 2.1867 | 2.0672 | 1.7651 | 1.4909 | 1.3612 | 1.3447 | 1.2084 | 1.084 | 0.9998 | 0 | 0 | 0 | 0 | 0 | 0 | 0 | 0 | 0 | 0 | 0 | 0 | 0 | 0 | 0.003826 | 0.01101 | 0.01329 | 0.01272 | 0 | 0 | 0 | 0 | 0 | 0 | 70.4408 | 69.1366 | 67.87 | 66.706 | 65.5871 | 64.6481 | 63.9781 | 64.1614 | 67.2692 | 72.405 | 77.5403 | 81.8764 | 85.1807 | 87.5023 | 88.8349 | 89.5483 | 89.588 | 88.9377 | 87.4327 | 85.134 | 81.7554 | 78.3306 | 75.821 | 74.073 | 0.0068812 | 0.0082559 | 0.0040098 | 0.0051417 | 0.0057647 | 0.010989 | 0.0080215 | 0.0051382 | 0.0057147 | 0.0067217 | 0.0079174 | 0.0085835 | 0.008419 | 0.0085337 | 0.0082718 | 0.0080296 | 0.0074206 | 0.006437 | 0.005486 | 0.0056361 | 0.0063016 | 0.0053873 | 0.0059568 | 0.0061623
Portfolio Adjusted1-in-2Size: Under 20 kWOther2022January Monthly Peak | Portfolio Adjusted | 1-in-2 | Size: Under 20 kW | Other | 2022 | January Monthly Peak | 1 | 0.73524 | 0.72893 | 0.72857 | 0.72395 | 0.73605 | 0.77053 | 0.81547 | 0.85409 | 1.0959 | 1.2799 | 1.36 | 1.3495 | 1.2818 | 1.2365 | 1.1995 | 1.1695 | 1.2363 | 1.41 | 1.3686 | 1.2833 | 1.1933 | 1.1077 | 0.97182 | 0.76768 | 0 | 0 | 0 | 0 | 0 | 0 | 0 | 0 | 0 | 0 | 0 | 0 | 0 | 0 | 0.0020763 | 0.0058881 | 0.007948 | 0.010161 | 0 | 0 | 0 | 0 | 0 | 0 | 46.3715 | 45.9552 | 45.7585 | 45.4104 | 45.1219 | 44.9643 | 44.9103 | 44.6288 | 44.8798 | 46.6278 | 48.9188 | 51.0324 | 52.6739 | 53.6341 | 54.2143 | 54.1195 | 53.8883 | 52.9755 | 51.2431 | 49.9565 | 49.1278 | 48.6399 | 47.8272 | 47.1026 | 0.0053917 | 0.0066242 | 0.0033005 | 0.0042552 | 0.0048045 | 0.0092655 | 0.0073391 | 0.0042478 | 0.0045089 | 0.0051129 | 0.0055866 | 0.0056143 | 0.0051045 | 0.0048711 | 0.0044891 | 0.0042943 | 0.0044379 | 0.0051422 | 0.005036 | 0.0053133 | 0.0055923 | 0.0049384 | 0.0053405 | 0.0047316
Portfolio Adjusted1-in-2Size: Under 20 kWOther2022February Monthly Peak | Portfolio Adjusted | 1-in-2 | Size: Under 20 kW | Other | 2022 | February Monthly Peak | 2 | 0.77312 | 0.7597 | 0.75701 | 0.75714 | 0.77055 | 0.8093 | 0.81547 | 0.85429 | 1.0955 | 1.2626 | 1.3487 | 1.368 | 1.3446 | 1.3419 | 1.3408 | 1.3166 | 1.2904 | 1.2992 | 1.3178 | 1.2138 | 1.1203 | 1.0184 | 0.91691 | 0.81286 | 0 | 0 | 0 | 0 | 0 | 0 | 0 | 0 | 0 | 0 | 0 | 0 | 0 | 0 | 0.002321 | 0.0066288 | 0.0082958 | 0.0093628 | 0 | 0 | 0 | 0 | 0 | 0 | 48.4933 | 47.9043 | 47.4225 | 47.0521 | 47.185 | 46.7882 | 46.338 | 46.8043 | 48.0126 | 51.4797 | 55.3661 | 58.1312 | 59.902 | 60.7434 | 61.3256 | 61.8169 | 61.8026 | 60.8551 | 58.6924 | 56.1832 | 54.634 | 53.3385 | 52.2869 | 50.9281 | 0.0056695 | 0.0069038 | 0.0034293 | 0.0044503 | 0.0050297 | 0.0097317 | 0.007339 | 0.0042487 | 0.0045073 | 0.0050439 | 0.0055402 | 0.0056911 | 0.0053547 | 0.0052864 | 0.0050181 | 0.0048345 | 0.0046321 | 0.0047382 | 0.0048491 | 0.0050256 | 0.0052504 | 0.0045404 | 0.0050387 | 0.0050101
Portfolio Adjusted1-in-2Size: Under 20 kWOther2022March Monthly Peak | Portfolio Adjusted | 1-in-2 | Size: Under 20 kW | Other | 2022 | March Monthly Peak | 3 | 0.78683 | 0.76846 | 0.75954 | 0.75973 | 0.76945 | 0.80828 | 0.8379 | 0.86593 | 1.0701 | 1.2322 | 1.3344 | 1.3669 | 1.3548 | 1.3715 | 1.3854 | 1.3743 | 1.3544 | 1.2759 | 1.2177 | 1.2353 | 1.1595 | 1.0616 | 0.94713 | 0.82858 | 0 | 0 | 0 | 0 | 0 | 0 | 0 | 0 | 0 | 0 | 0 | 0 | 0 | 0 | 0.0023981 | 0.0069195 | 0.0087073 | 0.0091942 | 0 | 0 | 0 | 0 | 0 | 0 | 50.289 | 49.5622 | 48.7804 | 48.2149 | 47.6576 | 47.3007 | 46.8922 | 46.8698 | 49.0418 | 52.0193 | 54.9126 | 57.44 | 59.7765 | 61.2296 | 62.1683 | 62.8269 | 62.5949 | 61.7988 | 59.6607 | 56.6937 | 54.5678 | 52.9872 | 51.6028 | 50.4988 | 0.00577 | 0.0069834 | 0.0034408 | 0.0044655 | 0.0050225 | 0.0097194 | 0.0075408 | 0.0043066 | 0.0044026 | 0.0049224 | 0.0054814 | 0.0056865 | 0.0053951 | 0.0054029 | 0.0051848 | 0.0050466 | 0.0048619 | 0.0046529 | 0.0044808 | 0.005115 | 0.0054338 | 0.004733 | 0.0052048 | 0.005107
Portfolio Adjusted1-in-2Size: Under 20 kWOther2022April Monthly Peak | Portfolio Adjusted | 1-in-2 | Size: Under 20 kW | Other | 2022 | April Monthly Peak | 4 | 0.84415 | 0.82124 | 0.80684 | 0.80312 | 0.8069 | 0.83975 | 0.82324 | 0.8775 | 1.1225 | 1.3269 | 1.4907 | 1.5855 | 1.6278 | 1.673 | 1.7123 | 1.6894 | 1.5924 | 1.3785 | 1.1792 | 1.1762 | 1.1601 | 1.0412 | 0.94444 | 0.8967 | 0 | 0 | 0 | 0 | 0 | 0 | 0 | 0 | 0 | 0 | 0 | 0 | 0 | 0 | 0.0029641 | 0.0085058 | 0.010238 | 0.0099341 | 0 | 0 | 0 | 0 | 0 | 0 | 63.1451 | 61.8927 | 60.7603 | 59.6736 | 58.7336 | 57.9162 | 57.2538 | 57.118 | 59.4288 | 63.7575 | 69.2593 | 73.9941 | 77.3244 | 79.2721 | 80.5421 | 81.2194 | 81.2563 | 80.7701 | 79.8035 | 77.7873 | 74.1101 | 71.1157 | 68.6577 | 66.5435 | 0.0061904 | 0.007463 | 0.0036551 | 0.0047206 | 0.0052669 | 0.010098 | 0.0074089 | 0.0043642 | 0.0046181 | 0.0053008 | 0.0061232 | 0.006596 | 0.0064826 | 0.006591 | 0.0064084 | 0.0062035 | 0.0057163 | 0.0050273 | 0.0043392 | 0.0048699 | 0.0054365 | 0.004642 | 0.00519 | 0.0055269
Portfolio Adjusted1-in-2Size: Under 20 kWOther2022May Monthly Peak | Portfolio Adjusted | 1-in-2 | Size: Under 20 kW | Other | 2022 | May Monthly Peak | 5 | 0.86492 | 0.84222 | 0.82143 | 0.81636 | 0.82264 | 0.8398 | 0.7934 | 0.90954 | 1.1853 | 1.4185 | 1.5975 | 1.7105 | 1.7418 | 1.7777 | 1.8068 | 1.7896 | 1.6754 | 1.4334 | 1.2105 | 1.1497 | 1.1848 | 1.0636 | 0.96427 | 0.92211 | 0 | 0 | 0 | 0 | 0 | 0 | 0 | 0 | 0 | 0 | 0 | 0 | 0 | 0 | 0.0031276 | 0.0090102 | 0.010771 | 0.01033 | 0 | 0 | 0 | 0 | 0 | 0 | 65.4739 | 64.1417 | 62.9707 | 61.7959 | 60.8004 | 59.766 | 58.7243 | 59.8007 | 63.8224 | 68.3346 | 72.5526 | 76.3676 | 79.5228 | 81.9174 | 83.4994 | 84.3506 | 84.4047 | 83.7782 | 82.4076 | 80.3598 | 76.5451 | 72.9832 | 70.6176 | 68.5507 | 0.0063427 | 0.0076537 | 0.0037212 | 0.0047984 | 0.0053697 | 0.010098 | 0.0071404 | 0.0045235 | 0.0048766 | 0.0056668 | 0.006562 | 0.0071163 | 0.0069366 | 0.0070032 | 0.006762 | 0.0065714 | 0.0060142 | 0.0052275 | 0.004454 | 0.0047605 | 0.0055526 | 0.004742 | 0.005299 | 0.0056835
Portfolio Adjusted1-in-2Size: Under 20 kWOther2022June Monthly Peak | Portfolio Adjusted | 1-in-2 | Size: Under 20 kW | Other | 2022 | June Monthly Peak | 6 | 0.89332 | 0.86603 | 0.84402 | 0.8368 | 0.83964 | 0.84198 | 0.80679 | 0.96531 | 1.2824 | 1.5486 | 1.7548 | 1.8804 | 1.9292 | 1.9727 | 2.0109 | 1.9934 | 1.8815 | 1.6306 | 1.3817 | 1.2425 | 1.2579 | 1.163 | 1.0359 | 0.95402 | 0 | 0 | 0 | 0 | 0 | 0 | 0 | 0 | 0 | 0 | 0 | 0 | 0 | 0 | 0.0034809 | 0.010037 | 0.012096 | 0.01175 | 0 | 0 | 0 | 0 | 0 | 0 | 68.1303 | 66.4372 | 65.1228 | 64.1136 | 62.8172 | 61.8352 | 61.1149 | 62.1317 | 66.1368 | 70.7763 | 75.2343 | 79.162 | 82.261 | 84.334 | 85.5709 | 86.1728 | 86.4137 | 86.0663 | 84.8388 | 82.8558 | 79.9356 | 76.1613 | 73.2701 | 71.1942 | 0.0065509 | 0.0078701 | 0.0038235 | 0.0049186 | 0.0054807 | 0.010125 | 0.0072609 | 0.0048009 | 0.0052759 | 0.0061865 | 0.0072082 | 0.0078229 | 0.0076827 | 0.0077715 | 0.0075258 | 0.00732 | 0.0067543 | 0.0059465 | 0.0050842 | 0.0051446 | 0.0058948 | 0.0051849 | 0.0056926 | 0.0058802
Portfolio Adjusted1-in-2Size: Under 20 kWOther2022July Monthly Peak | Portfolio Adjusted | 1-in-2 | Size: Under 20 kW | Other | 2022 | July Monthly Peak | 7 | 0.93575 | 0.90737 | 0.88353 | 0.87425 | 0.87866 | 0.89563 | 0.86336 | 1.0404 | 1.3986 | 1.7077 | 1.9487 | 2.0842 | 2.1439 | 2.1988 | 2.2292 | 2.2063 | 2.0946 | 1.7979 | 1.5039 | 1.3442 | 1.3397 | 1.2308 | 1.0978 | 1.0017 | 0 | 0 | 0 | 0 | 0 | 0 | 0 | 0 | 0 | 0 | 0 | 0 | 0 | 0 | 0.003859 | 0.011108 | 0.013466 | 0.012956 | 0 | 0 | 0 | 0 | 0 | 0 | 71.5984 | 70.6058 | 69.5688 | 68.4567 | 67.301 | 66.5419 | 65.8547 | 66.219 | 69.2591 | 73.8123 | 78.2576 | 81.8788 | 84.816 | 87.2482 | 89.008 | 89.8774 | 89.9895 | 89.2621 | 87.8735 | 86.3339 | 83.2239 | 79.3411 | 76.6801 | 74.9465 | 0.0068621 | 0.0082458 | 0.0040025 | 0.0051386 | 0.0057354 | 0.01077 | 0.0077701 | 0.0051742 | 0.0057541 | 0.006822 | 0.0080049 | 0.0086709 | 0.0085378 | 0.0086623 | 0.0083432 | 0.0081016 | 0.0075192 | 0.0065567 | 0.0055337 | 0.0055658 | 0.0062782 | 0.0054874 | 0.0060326 | 0.0061742
Portfolio Adjusted1-in-2Size: Under 20 kWOther2022August Monthly Peak | Portfolio Adjusted | 1-in-2 | Size: Under 20 kW | Other | 2022 | August Monthly Peak | 8 | 0.95368 | 0.92228 | 0.89741 | 0.8862 | 0.89399 | 0.92492 | 0.90405 | 1.0643 | 1.4519 | 1.779 | 2.0535 | 2.2045 | 2.259 | 2.3102 | 2.3468 | 2.3169 | 2.193 | 1.8778 | 1.5763 | 1.4379 | 1.4087 | 1.2624 | 1.1268 | 1.0228 | 0 | 0 | 0 | 0 | 0 | 0 | 0 | 0 | 0 | 0 | 0 | 0 | 0 | 0 | 0.0040625 | 0.011665 | 0.014099 | 0.013532 | 0 | 0 | 0 | 0 | 0 | 0 | 73.7245 | 72.4378 | 71.0547 | 69.8462 | 68.7837 | 67.8038 | 67.0156 | 66.7231 | 69.938 | 75.7276 | 80.9851 | 84.9133 | 88.304 | 90.8164 | 92.0411 | 92.6478 | 92.5343 | 91.7516 | 90.1818 | 87.7595 | 84.1901 | 80.944 | 78.5942 | 76.815 | 0.0069936 | 0.0083812 | 0.0040654 | 0.0052089 | 0.0058354 | 0.011122 | 0.0081362 | 0.0052933 | 0.0059733 | 0.0071068 | 0.0084352 | 0.0091714 | 0.0089961 | 0.009101 | 0.0087832 | 0.0085079 | 0.0078724 | 0.006848 | 0.0058003 | 0.0059536 | 0.0066019 | 0.0056284 | 0.0061923 | 0.0063042
Portfolio Adjusted1-in-2Size: Under 20 kWOther2022September Monthly Peak | Portfolio Adjusted | 1-in-2 | Size: Under 20 kW | Other | 2022 | September Monthly Peak | 9 | 0.91363 | 0.88627 | 0.86522 | 0.85905 | 0.86571 | 0.90458 | 0.92867 | 1.0032 | 1.3385 | 1.6273 | 1.8637 | 2.0107 | 2.061 | 2.1108 | 2.1501 | 2.119 | 1.9865 | 1.6887 | 1.4251 | 1.3813 | 1.2792 | 1.1465 | 1.0335 | 0.96264 | 0 | 0 | 0 | 0 | 0 | 0 | 0 | 0 | 0 | 0 | 0 | 0 | 0 | 0 | 0.0037219 | 0.010669 | 0.012771 | 0.012169 | 0 | 0 | 0 | 0 | 0 | 0 | 68.3099 | 67.0655 | 65.7337 | 64.4076 | 63.4467 | 62.4117 | 61.927 | 61.5717 | 63.7429 | 69.304 | 75.6842 | 81.5515 | 85.3419 | 87.6106 | 88.7195 | 89.4952 | 89.4144 | 88.6708 | 86.8367 | 83.5869 | 79.6721 | 76.8758 | 74.7398 | 73.3365 | 0.0066999 | 0.008054 | 0.0039196 | 0.0050493 | 0.0056508 | 0.010877 | 0.0083577 | 0.0049892 | 0.005507 | 0.0065008 | 0.0076554 | 0.008365 | 0.0082075 | 0.0083156 | 0.0080468 | 0.0077809 | 0.007131 | 0.0061585 | 0.0052439 | 0.0057195 | 0.0059951 | 0.0051114 | 0.0056795 | 0.0059333
Portfolio Adjusted1-in-2Size: Under 20 kWOther2022October Monthly Peak | Portfolio Adjusted | 1-in-2 | Size: Under 20 kW | Other | 2022 | October Monthly Peak | 10 | 0.86287 | 0.84478 | 0.83153 | 0.82353 | 0.82711 | 0.85953 | 0.91598 | 0.94756 | 1.228 | 1.4908 | 1.6972 | 1.8278 | 1.8714 | 1.9327 | 1.9716 | 1.9396 | 1.8172 | 1.5457 | 1.4046 | 1.3253 | 1.2131 | 1.0934 | 0.99182 | 0.91983 | 0 | 0 | 0 | 0 | 0 | 0 | 0 | 0 | 0 | 0 | 0 | 0 | 0 | 0 | 0.003413 | 0.0097657 | 0.011683 | 0.011139 | 0 | 0 | 0 | 0 | 0 | 0 | 67.8517 | 67.0884 | 65.8591 | 65.074 | 64.1353 | 63.5354 | 62.8504 | 62.3994 | 63.2911 | 67.9961 | 74.3652 | 79.8002 | 83.3619 | 85.6773 | 86.9802 | 87.3246 | 86.8577 | 85.7798 | 83.5419 | 79.8352 | 75.5719 | 72.4168 | 70.0724 | 68.1168 | 0.0063276 | 0.0076769 | 0.003767 | 0.0048405 | 0.0053989 | 0.010336 | 0.0082436 | 0.0047126 | 0.0050524 | 0.0059558 | 0.0069715 | 0.0076043 | 0.0074527 | 0.0076141 | 0.0073789 | 0.0071223 | 0.0065234 | 0.0056371 | 0.0051684 | 0.0054876 | 0.0056852 | 0.0048748 | 0.0054504 | 0.0056694
Portfolio Adjusted1-in-2Size: Under 20 kWOther2022November Monthly Peak | Portfolio Adjusted | 1-in-2 | Size: Under 20 kW | Other | 2022 | November Monthly Peak | 11 | 0.82508 | 0.80876 | 0.80263 | 0.79754 | 0.80283 | 0.83287 | 0.80873 | 0.89339 | 1.1277 | 1.3067 | 1.4229 | 1.4829 | 1.4831 | 1.4988 | 1.5079 | 1.4742 | 1.401 | 1.3977 | 1.2529 | 1.1379 | 1.0592 | 0.96459 | 0.88525 | 0.85748 | 0 | 0 | 0 | 0 | 0 | 0 | 0 | 0 | 0 | 0 | 0 | 0 | 0 | 0 | 0.0026102 | 0.0074223 | 0.009007 | 0.010072 | 0 | 0 | 0 | 0 | 0 | 0 | 55.5572 | 54.783 | 53.6545 | 52.676 | 51.8444 | 51.3826 | 50.7151 | 50.7288 | 54.1647 | 60.1602 | 66.7486 | 71.8225 | 75.1076 | 76.742 | 77.6061 | 77.5283 | 75.8222 | 72.1651 | 67.7411 | 64.5104 | 62.0852 | 59.9918 | 59.0237 | 57.8309 | 0.0060505 | 0.0073496 | 0.003636 | 0.0046878 | 0.0052404 | 0.010015 | 0.0072784 | 0.0044432 | 0.0046397 | 0.0052202 | 0.0058448 | 0.0061692 | 0.005906 | 0.0059046 | 0.0056433 | 0.0054133 | 0.0050292 | 0.0050971 | 0.00461 | 0.0047114 | 0.0049636 | 0.0043005 | 0.0048647 | 0.0052851
Portfolio Adjusted1-in-2Size: Under 20 kWOther2022December Monthly Peak | Portfolio Adjusted | 1-in-2 | Size: Under 20 kW | Other | 2022 | December Monthly Peak | 12 | 0.81023 | 0.80431 | 0.80098 | 0.80461 | 0.81035 | 0.85105 | 0.88103 | 0.95664 | 1.2595 | 1.4589 | 1.5394 | 1.5053 | 1.4215 | 1.3521 | 1.2829 | 1.2444 | 1.3171 | 1.4903 | 1.4162 | 1.3277 | 1.2414 | 1.1609 | 1.0304 | 0.83949 | 0 | 0 | 0 | 0 | 0 | 0 | 0 | 0 | 0 | 0 | 0 | 0 | 0 | 0 | 0.0022208 | 0.0062654 | 0.0084678 | 0.010739 | 0 | 0 | 0 | 0 | 0 | 0 | 42.7268 | 42.2597 | 41.4359 | 40.6721 | 39.9275 | 39.3681 | 39.3375 | 39.3343 | 39.7419 | 42.4873 | 45.1845 | 47.2033 | 48.5555 | 49.3851 | 50.1118 | 50.345 | 49.9955 | 48.5274 | 46.7112 | 45.3959 | 44.4339 | 43.5631 | 42.6745 | 41.7455 | 0.0059417 | 0.0073092 | 0.0036286 | 0.0047294 | 0.0052895 | 0.010234 | 0.0079291 | 0.0047578 | 0.0051818 | 0.0058282 | 0.0063234 | 0.0062626 | 0.0056609 | 0.0053268 | 0.0048015 | 0.0045695 | 0.0047282 | 0.0054349 | 0.0052111 | 0.0054975 | 0.0058175 | 0.0051756 | 0.0056624 | 0.0051742
Portfolio Adjusted1-in-2Size: Under 20 kWOther2022Typical Event Day | Portfolio Adjusted | 1-in-2 | Size: Under 20 kW | Other | 2022 | Typical Event Day | 8 | 0.93835 | 0.90849 | 0.88514 | 0.87477 | 0.88316 | 0.9139 | 0.8913 | 1.0331 | 1.389 | 1.6826 | 1.9274 | 2.0632 | 2.1141 | 2.1662 | 2.2102 | 2.1867 | 2.0672 | 1.7651 | 1.4909 | 1.3612 | 1.3447 | 1.2084 | 1.084 | 0.9998 | 0 | 0 | 0 | 0 | 0 | 0 | 0 | 0 | 0 | 0 | 0 | 0 | 0 | 0 | 0.003826 | 0.01101 | 0.01329 | 0.01272 | 0 | 0 | 0 | 0 | 0 | 0 | 70.4408 | 69.1366 | 67.87 | 66.706 | 65.5871 | 64.6481 | 63.9781 | 64.1614 | 67.2692 | 72.405 | 77.5403 | 81.8764 | 85.1807 | 87.5023 | 88.8349 | 89.5483 | 89.588 | 88.9377 | 87.4327 | 85.134 | 81.7554 | 78.3306 | 75.821 | 74.073 | 0.0068812 | 0.0082559 | 0.0040098 | 0.0051417 | 0.0057647 | 0.010989 | 0.0080215 | 0.0051382 | 0.0057147 | 0.0067217 | 0.0079174 | 0.0085835 | 0.008419 | 0.0085337 | 0.0082718 | 0.0080296 | 0.0074206 | 0.006437 | 0.005486 | 0.0056361 | 0.0063016 | 0.0053873 | 0.0059568 | 0.0061623
Portfolio Adjusted1-in-2Size: Under 20 kWOther2023January Monthly Peak | Portfolio Adjusted | 1-in-2 | Size: Under 20 kW | Other | 2023 | January Monthly Peak | 1 | 0.73524 | 0.72893 | 0.72857 | 0.72395 | 0.73605 | 0.77053 | 0.81547 | 0.85409 | 1.0959 | 1.2799 | 1.36 | 1.3495 | 1.2818 | 1.2365 | 1.1995 | 1.1695 | 1.2363 | 1.41 | 1.3686 | 1.2833 | 1.1933 | 1.1077 | 0.97182 | 0.76768 | 0 | 0 | 0 | 0 | 0 | 0 | 0 | 0 | 0 | 0 | 0 | 0 | 0 | 0 | 0.0020763 | 0.0058881 | 0.007948 | 0.010161 | 0 | 0 | 0 | 0 | 0 | 0 | 46.3715 | 45.9552 | 45.7585 | 45.4104 | 45.1219 | 44.9643 | 44.9103 | 44.6288 | 44.8798 | 46.6278 | 48.9188 | 51.0324 | 52.6739 | 53.6341 | 54.2143 | 54.1195 | 53.8883 | 52.9755 | 51.2431 | 49.9565 | 49.1278 | 48.6399 | 47.8272 | 47.1026 | 0.0053917 | 0.0066242 | 0.0033005 | 0.0042552 | 0.0048045 | 0.0092655 | 0.0073391 | 0.0042478 | 0.0045089 | 0.0051129 | 0.0055866 | 0.0056143 | 0.0051045 | 0.0048711 | 0.0044891 | 0.0042943 | 0.0044379 | 0.0051422 | 0.005036 | 0.0053133 | 0.0055923 | 0.0049384 | 0.0053405 | 0.0047316
Portfolio Adjusted1-in-2Size: Under 20 kWOther2023February Monthly Peak | Portfolio Adjusted | 1-in-2 | Size: Under 20 kW | Other | 2023 | February Monthly Peak | 2 | 0.77312 | 0.7597 | 0.75701 | 0.75714 | 0.77055 | 0.8093 | 0.81547 | 0.85429 | 1.0955 | 1.2626 | 1.3487 | 1.368 | 1.3446 | 1.3419 | 1.3408 | 1.3166 | 1.2904 | 1.2992 | 1.3178 | 1.2138 | 1.1203 | 1.0184 | 0.91691 | 0.81286 | 0 | 0 | 0 | 0 | 0 | 0 | 0 | 0 | 0 | 0 | 0 | 0 | 0 | 0 | 0.002321 | 0.0066288 | 0.0082958 | 0.0093628 | 0 | 0 | 0 | 0 | 0 | 0 | 48.4933 | 47.9043 | 47.4225 | 47.0521 | 47.185 | 46.7882 | 46.338 | 46.8043 | 48.0126 | 51.4797 | 55.3661 | 58.1312 | 59.902 | 60.7434 | 61.3256 | 61.8169 | 61.8026 | 60.8551 | 58.6924 | 56.1832 | 54.634 | 53.3385 | 52.2869 | 50.9281 | 0.0056695 | 0.0069038 | 0.0034293 | 0.0044503 | 0.0050297 | 0.0097317 | 0.007339 | 0.0042487 | 0.0045073 | 0.0050439 | 0.0055402 | 0.0056911 | 0.0053547 | 0.0052864 | 0.0050181 | 0.0048345 | 0.0046321 | 0.0047382 | 0.0048491 | 0.0050256 | 0.0052504 | 0.0045404 | 0.0050387 | 0.0050101
Portfolio Adjusted1-in-2Size: Under 20 kWOther2023March Monthly Peak | Portfolio Adjusted | 1-in-2 | Size: Under 20 kW | Other | 2023 | March Monthly Peak | 3 | 0.78683 | 0.76846 | 0.75954 | 0.75973 | 0.76945 | 0.80828 | 0.8379 | 0.86593 | 1.0701 | 1.2322 | 1.3344 | 1.3669 | 1.3548 | 1.3715 | 1.3854 | 1.3743 | 1.3544 | 1.2759 | 1.2177 | 1.2353 | 1.1595 | 1.0616 | 0.94713 | 0.82858 | 0 | 0 | 0 | 0 | 0 | 0 | 0 | 0 | 0 | 0 | 0 | 0 | 0 | 0 | 0.0023981 | 0.0069195 | 0.0087073 | 0.0091942 | 0 | 0 | 0 | 0 | 0 | 0 | 50.289 | 49.5622 | 48.7804 | 48.2149 | 47.6576 | 47.3007 | 46.8922 | 46.8698 | 49.0418 | 52.0193 | 54.9126 | 57.44 | 59.7765 | 61.2296 | 62.1683 | 62.8269 | 62.5949 | 61.7988 | 59.6607 | 56.6937 | 54.5678 | 52.9872 | 51.6028 | 50.4988 | 0.00577 | 0.0069834 | 0.0034408 | 0.0044655 | 0.0050225 | 0.0097194 | 0.0075408 | 0.0043066 | 0.0044026 | 0.0049224 | 0.0054814 | 0.0056865 | 0.0053951 | 0.0054029 | 0.0051848 | 0.0050466 | 0.0048619 | 0.0046529 | 0.0044808 | 0.005115 | 0.0054338 | 0.004733 | 0.0052048 | 0.005107
Portfolio Adjusted1-in-2Size: Under 20 kWOther2023April Monthly Peak | Portfolio Adjusted | 1-in-2 | Size: Under 20 kW | Other | 2023 | April Monthly Peak | 4 | 0.84415 | 0.82124 | 0.80684 | 0.80312 | 0.8069 | 0.83975 | 0.82324 | 0.8775 | 1.1225 | 1.3269 | 1.4907 | 1.5855 | 1.6278 | 1.673 | 1.7123 | 1.6894 | 1.5924 | 1.3785 | 1.1792 | 1.1762 | 1.1601 | 1.0412 | 0.94444 | 0.8967 | 0 | 0 | 0 | 0 | 0 | 0 | 0 | 0 | 0 | 0 | 0 | 0 | 0 | 0 | 0.0029641 | 0.0085058 | 0.010238 | 0.0099341 | 0 | 0 | 0 | 0 | 0 | 0 | 63.1451 | 61.8927 | 60.7603 | 59.6736 | 58.7336 | 57.9162 | 57.2538 | 57.118 | 59.4288 | 63.7575 | 69.2593 | 73.9941 | 77.3244 | 79.2721 | 80.5421 | 81.2194 | 81.2563 | 80.7701 | 79.8035 | 77.7873 | 74.1101 | 71.1157 | 68.6577 | 66.5435 | 0.0061904 | 0.007463 | 0.0036551 | 0.0047206 | 0.0052669 | 0.010098 | 0.0074089 | 0.0043642 | 0.0046181 | 0.0053008 | 0.0061232 | 0.006596 | 0.0064826 | 0.006591 | 0.0064084 | 0.0062035 | 0.0057163 | 0.0050273 | 0.0043392 | 0.0048699 | 0.0054365 | 0.004642 | 0.00519 | 0.0055269
Portfolio Adjusted1-in-2Size: Under 20 kWOther2023May Monthly Peak | Portfolio Adjusted | 1-in-2 | Size: Under 20 kW | Other | 2023 | May Monthly Peak | 5 | 0.86492 | 0.84222 | 0.82143 | 0.81636 | 0.82264 | 0.8398 | 0.7934 | 0.90954 | 1.1853 | 1.4185 | 1.5975 | 1.7105 | 1.7418 | 1.7777 | 1.8068 | 1.7896 | 1.6754 | 1.4334 | 1.2105 | 1.1497 | 1.1848 | 1.0636 | 0.96427 | 0.92211 | 0 | 0 | 0 | 0 | 0 | 0 | 0 | 0 | 0 | 0 | 0 | 0 | 0 | 0 | 0.0031276 | 0.0090102 | 0.010771 | 0.01033 | 0 | 0 | 0 | 0 | 0 | 0 | 65.4739 | 64.1417 | 62.9707 | 61.7959 | 60.8004 | 59.766 | 58.7243 | 59.8007 | 63.8224 | 68.3346 | 72.5526 | 76.3676 | 79.5228 | 81.9174 | 83.4994 | 84.3506 | 84.4047 | 83.7782 | 82.4076 | 80.3598 | 76.5451 | 72.9832 | 70.6176 | 68.5507 | 0.0063427 | 0.0076537 | 0.0037212 | 0.0047984 | 0.0053697 | 0.010098 | 0.0071404 | 0.0045235 | 0.0048766 | 0.0056668 | 0.006562 | 0.0071163 | 0.0069366 | 0.0070032 | 0.006762 | 0.0065714 | 0.0060142 | 0.0052275 | 0.004454 | 0.0047605 | 0.0055526 | 0.004742 | 0.005299 | 0.0056835
Portfolio Adjusted1-in-2Size: Under 20 kWOther2023June Monthly Peak | Portfolio Adjusted | 1-in-2 | Size: Under 20 kW | Other | 2023 | June Monthly Peak | 6 | 0.89332 | 0.86603 | 0.84402 | 0.8368 | 0.83964 | 0.84198 | 0.80679 | 0.96531 | 1.2824 | 1.5486 | 1.7548 | 1.8804 | 1.9292 | 1.9727 | 2.0109 | 1.9934 | 1.8815 | 1.6306 | 1.3817 | 1.2425 | 1.2579 | 1.163 | 1.0359 | 0.95402 | 0 | 0 | 0 | 0 | 0 | 0 | 0 | 0 | 0 | 0 | 0 | 0 | 0 | 0 | 0.0034809 | 0.010037 | 0.012096 | 0.01175 | 0 | 0 | 0 | 0 | 0 | 0 | 68.1303 | 66.4372 | 65.1228 | 64.1136 | 62.8172 | 61.8352 | 61.1149 | 62.1317 | 66.1368 | 70.7763 | 75.2343 | 79.162 | 82.261 | 84.334 | 85.5709 | 86.1728 | 86.4137 | 86.0663 | 84.8388 | 82.8558 | 79.9356 | 76.1613 | 73.2701 | 71.1942 | 0.0065509 | 0.0078701 | 0.0038235 | 0.0049186 | 0.0054807 | 0.010125 | 0.0072609 | 0.0048009 | 0.0052759 | 0.0061865 | 0.0072082 | 0.0078229 | 0.0076827 | 0.0077715 | 0.0075258 | 0.00732 | 0.0067543 | 0.0059465 | 0.0050842 | 0.0051446 | 0.0058948 | 0.0051849 | 0.0056926 | 0.0058802
Portfolio Adjusted1-in-2Size: Under 20 kWOther2023July Monthly Peak | Portfolio Adjusted | 1-in-2 | Size: Under 20 kW | Other | 2023 | July Monthly Peak | 7 | 0.93575 | 0.90737 | 0.88353 | 0.87425 | 0.87866 | 0.89563 | 0.86336 | 1.0404 | 1.3986 | 1.7077 | 1.9487 | 2.0842 | 2.1439 | 2.1988 | 2.2292 | 2.2063 | 2.0946 | 1.7979 | 1.5039 | 1.3442 | 1.3397 | 1.2308 | 1.0978 | 1.0017 | 0 | 0 | 0 | 0 | 0 | 0 | 0 | 0 | 0 | 0 | 0 | 0 | 0 | 0 | 0.003859 | 0.011108 | 0.013466 | 0.012956 | 0 | 0 | 0 | 0 | 0 | 0 | 71.5984 | 70.6058 | 69.5688 | 68.4567 | 67.301 | 66.5419 | 65.8547 | 66.219 | 69.2591 | 73.8123 | 78.2576 | 81.8788 | 84.816 | 87.2482 | 89.008 | 89.8774 | 89.9895 | 89.2621 | 87.8735 | 86.3339 | 83.2239 | 79.3411 | 76.6801 | 74.9465 | 0.0068621 | 0.0082458 | 0.0040025 | 0.0051386 | 0.0057354 | 0.01077 | 0.0077701 | 0.0051742 | 0.0057541 | 0.006822 | 0.0080049 | 0.0086709 | 0.0085378 | 0.0086623 | 0.0083432 | 0.0081016 | 0.0075192 | 0.0065567 | 0.0055337 | 0.0055658 | 0.0062782 | 0.0054874 | 0.0060326 | 0.0061742
Portfolio Adjusted1-in-2Size: Under 20 kWOther2023August Monthly Peak | Portfolio Adjusted | 1-in-2 | Size: Under 20 kW | Other | 2023 | August Monthly Peak | 8 | 0.95368 | 0.92228 | 0.89741 | 0.8862 | 0.89399 | 0.92492 | 0.90405 | 1.0643 | 1.4519 | 1.779 | 2.0535 | 2.2045 | 2.259 | 2.3102 | 2.3468 | 2.3169 | 2.193 | 1.8778 | 1.5763 | 1.4379 | 1.4087 | 1.2624 | 1.1268 | 1.0228 | 0 | 0 | 0 | 0 | 0 | 0 | 0 | 0 | 0 | 0 | 0 | 0 | 0 | 0 | 0.0040625 | 0.011665 | 0.014099 | 0.013532 | 0 | 0 | 0 | 0 | 0 | 0 | 73.7245 | 72.4378 | 71.0547 | 69.8462 | 68.7837 | 67.8038 | 67.0156 | 66.7231 | 69.938 | 75.7276 | 80.9851 | 84.9133 | 88.304 | 90.8164 | 92.0411 | 92.6478 | 92.5343 | 91.7516 | 90.1818 | 87.7595 | 84.1901 | 80.944 | 78.5942 | 76.815 | 0.0069936 | 0.0083812 | 0.0040654 | 0.0052089 | 0.0058354 | 0.011122 | 0.0081362 | 0.0052933 | 0.0059733 | 0.0071068 | 0.0084352 | 0.0091714 | 0.0089961 | 0.009101 | 0.0087832 | 0.0085079 | 0.0078724 | 0.006848 | 0.0058003 | 0.0059536 | 0.0066019 | 0.0056284 | 0.0061923 | 0.0063042
Portfolio Adjusted1-in-2Size: Under 20 kWOther2023September Monthly Peak | Portfolio Adjusted | 1-in-2 | Size: Under 20 kW | Other | 2023 | September Monthly Peak | 9 | 0.91363 | 0.88627 | 0.86522 | 0.85905 | 0.86571 | 0.90458 | 0.92867 | 1.0032 | 1.3385 | 1.6273 | 1.8637 | 2.0107 | 2.061 | 2.1108 | 2.1501 | 2.119 | 1.9865 | 1.6887 | 1.4251 | 1.3813 | 1.2792 | 1.1465 | 1.0335 | 0.96264 | 0 | 0 | 0 | 0 | 0 | 0 | 0 | 0 | 0 | 0 | 0 | 0 | 0 | 0 | 0.0037219 | 0.010669 | 0.012771 | 0.012169 | 0 | 0 | 0 | 0 | 0 | 0 | 68.3099 | 67.0655 | 65.7337 | 64.4076 | 63.4467 | 62.4117 | 61.927 | 61.5717 | 63.7429 | 69.304 | 75.6842 | 81.5515 | 85.3419 | 87.6106 | 88.7195 | 89.4952 | 89.4144 | 88.6708 | 86.8367 | 83.5869 | 79.6721 | 76.8758 | 74.7398 | 73.3365 | 0.0066999 | 0.008054 | 0.0039196 | 0.0050493 | 0.0056508 | 0.010877 | 0.0083577 | 0.0049892 | 0.005507 | 0.0065008 | 0.0076554 | 0.008365 | 0.0082075 | 0.0083156 | 0.0080468 | 0.0077809 | 0.007131 | 0.0061585 | 0.0052439 | 0.0057195 | 0.0059951 | 0.0051114 | 0.0056795 | 0.0059333
Portfolio Adjusted1-in-2Size: Under 20 kWOther2023October Monthly Peak | Portfolio Adjusted | 1-in-2 | Size: Under 20 kW | Other | 2023 | October Monthly Peak | 10 | 0.86287 | 0.84478 | 0.83153 | 0.82353 | 0.82711 | 0.85953 | 0.91598 | 0.94756 | 1.228 | 1.4908 | 1.6972 | 1.8278 | 1.8714 | 1.9327 | 1.9716 | 1.9396 | 1.8172 | 1.5457 | 1.4046 | 1.3253 | 1.2131 | 1.0934 | 0.99182 | 0.91983 | 0 | 0 | 0 | 0 | 0 | 0 | 0 | 0 | 0 | 0 | 0 | 0 | 0 | 0 | 0.003413 | 0.0097657 | 0.011683 | 0.011139 | 0 | 0 | 0 | 0 | 0 | 0 | 67.8517 | 67.0884 | 65.8591 | 65.074 | 64.1353 | 63.5354 | 62.8504 | 62.3994 | 63.2911 | 67.9961 | 74.3652 | 79.8002 | 83.3619 | 85.6773 | 86.9802 | 87.3246 | 86.8577 | 85.7798 | 83.5419 | 79.8352 | 75.5719 | 72.4168 | 70.0724 | 68.1168 | 0.0063276 | 0.0076769 | 0.003767 | 0.0048405 | 0.0053989 | 0.010336 | 0.0082436 | 0.0047126 | 0.0050524 | 0.0059558 | 0.0069715 | 0.0076043 | 0.0074527 | 0.0076141 | 0.0073789 | 0.0071223 | 0.0065234 | 0.0056371 | 0.0051684 | 0.0054876 | 0.0056852 | 0.0048748 | 0.0054504 | 0.0056694
Portfolio Adjusted1-in-2Size: Under 20 kWOther2023November Monthly Peak | Portfolio Adjusted | 1-in-2 | Size: Under 20 kW | Other | 2023 | November Monthly Peak | 11 | 0.82508 | 0.80876 | 0.80263 | 0.79754 | 0.80283 | 0.83287 | 0.80873 | 0.89339 | 1.1277 | 1.3067 | 1.4229 | 1.4829 | 1.4831 | 1.4988 | 1.5079 | 1.4742 | 1.401 | 1.3977 | 1.2529 | 1.1379 | 1.0592 | 0.96459 | 0.88525 | 0.85748 | 0 | 0 | 0 | 0 | 0 | 0 | 0 | 0 | 0 | 0 | 0 | 0 | 0 | 0 | 0.0026102 | 0.0074223 | 0.009007 | 0.010072 | 0 | 0 | 0 | 0 | 0 | 0 | 55.5572 | 54.783 | 53.6545 | 52.676 | 51.8444 | 51.3826 | 50.7151 | 50.7288 | 54.1647 | 60.1602 | 66.7486 | 71.8225 | 75.1076 | 76.742 | 77.6061 | 77.5283 | 75.8222 | 72.1651 | 67.7411 | 64.5104 | 62.0852 | 59.9918 | 59.0237 | 57.8309 | 0.0060505 | 0.0073496 | 0.003636 | 0.0046878 | 0.0052404 | 0.010015 | 0.0072784 | 0.0044432 | 0.0046397 | 0.0052202 | 0.0058448 | 0.0061692 | 0.005906 | 0.0059046 | 0.0056433 | 0.0054133 | 0.0050292 | 0.0050971 | 0.00461 | 0.0047114 | 0.0049636 | 0.0043005 | 0.0048647 | 0.0052851
Portfolio Adjusted1-in-2Size: Under 20 kWOther2023December Monthly Peak | Portfolio Adjusted | 1-in-2 | Size: Under 20 kW | Other | 2023 | December Monthly Peak | 12 | 0.81023 | 0.80431 | 0.80098 | 0.80461 | 0.81035 | 0.85105 | 0.88103 | 0.95664 | 1.2595 | 1.4589 | 1.5394 | 1.5053 | 1.4215 | 1.3521 | 1.2829 | 1.2444 | 1.3171 | 1.4903 | 1.4162 | 1.3277 | 1.2414 | 1.1609 | 1.0304 | 0.83949 | 0 | 0 | 0 | 0 | 0 | 0 | 0 | 0 | 0 | 0 | 0 | 0 | 0 | 0 | 0.0022208 | 0.0062654 | 0.0084678 | 0.010739 | 0 | 0 | 0 | 0 | 0 | 0 | 42.7268 | 42.2597 | 41.4359 | 40.6721 | 39.9275 | 39.3681 | 39.3375 | 39.3343 | 39.7419 | 42.4873 | 45.1845 | 47.2033 | 48.5555 | 49.3851 | 50.1118 | 50.345 | 49.9955 | 48.5274 | 46.7112 | 45.3959 | 44.4339 | 43.5631 | 42.6745 | 41.7455 | 0.0059417 | 0.0073092 | 0.0036286 | 0.0047294 | 0.0052895 | 0.010234 | 0.0079291 | 0.0047578 | 0.0051818 | 0.0058282 | 0.0063234 | 0.0062626 | 0.0056609 | 0.0053268 | 0.0048015 | 0.0045695 | 0.0047282 | 0.0054349 | 0.0052111 | 0.0054975 | 0.0058175 | 0.0051756 | 0.0056624 | 0.0051742
Portfolio Adjusted1-in-2Size: Under 20 kWOther2023Typical Event Day | Portfolio Adjusted | 1-in-2 | Size: Under 20 kW | Other | 2023 | Typical Event Day | 8 | 0.93835 | 0.90849 | 0.88514 | 0.87477 | 0.88316 | 0.9139 | 0.8913 | 1.0331 | 1.389 | 1.6826 | 1.9274 | 2.0632 | 2.1141 | 2.1662 | 2.2102 | 2.1867 | 2.0672 | 1.7651 | 1.4909 | 1.3612 | 1.3447 | 1.2084 | 1.084 | 0.9998 | 0 | 0 | 0 | 0 | 0 | 0 | 0 | 0 | 0 | 0 | 0 | 0 | 0 | 0 | 0.003826 | 0.01101 | 0.01329 | 0.01272 | 0 | 0 | 0 | 0 | 0 | 0 | 70.4408 | 69.1366 | 67.87 | 66.706 | 65.5871 | 64.6481 | 63.9781 | 64.1614 | 67.2692 | 72.405 | 77.5403 | 81.8764 | 85.1807 | 87.5023 | 88.8349 | 89.5483 | 89.588 | 88.9377 | 87.4327 | 85.134 | 81.7554 | 78.3306 | 75.821 | 74.073 | 0.0068812 | 0.0082559 | 0.0040098 | 0.0051417 | 0.0057647 | 0.010989 | 0.0080215 | 0.0051382 | 0.0057147 | 0.0067217 | 0.0079174 | 0.0085835 | 0.008419 | 0.0085337 | 0.0082718 | 0.0080296 | 0.0074206 | 0.006437 | 0.005486 | 0.0056361 | 0.0063016 | 0.0053873 | 0.0059568 | 0.0061623
Portfolio Adjusted1-in-2Size: Under 20 kWOther2024January Monthly Peak | Portfolio Adjusted | 1-in-2 | Size: Under 20 kW | Other | 2024 | January Monthly Peak | 1 | 0.73524 | 0.72893 | 0.72857 | 0.72395 | 0.73605 | 0.77053 | 0.81547 | 0.85409 | 1.0959 | 1.2799 | 1.36 | 1.3495 | 1.2818 | 1.2365 | 1.1995 | 1.1695 | 1.2363 | 1.41 | 1.3686 | 1.2833 | 1.1933 | 1.1077 | 0.97182 | 0.76768 | 0 | 0 | 0 | 0 | 0 | 0 | 0 | 0 | 0 | 0 | 0 | 0 | 0 | 0 | 0.0020763 | 0.0058881 | 0.007948 | 0.010161 | 0 | 0 | 0 | 0 | 0 | 0 | 46.3715 | 45.9552 | 45.7585 | 45.4104 | 45.1219 | 44.9643 | 44.9103 | 44.6288 | 44.8798 | 46.6278 | 48.9188 | 51.0324 | 52.6739 | 53.6341 | 54.2143 | 54.1195 | 53.8883 | 52.9755 | 51.2431 | 49.9565 | 49.1278 | 48.6399 | 47.8272 | 47.1026 | 0.0053917 | 0.0066242 | 0.0033005 | 0.0042552 | 0.0048045 | 0.0092655 | 0.0073391 | 0.0042478 | 0.0045089 | 0.0051129 | 0.0055866 | 0.0056143 | 0.0051045 | 0.0048711 | 0.0044891 | 0.0042943 | 0.0044379 | 0.0051422 | 0.005036 | 0.0053133 | 0.0055923 | 0.0049384 | 0.0053405 | 0.0047316
Portfolio Adjusted1-in-2Size: Under 20 kWOther2024February Monthly Peak | Portfolio Adjusted | 1-in-2 | Size: Under 20 kW | Other | 2024 | February Monthly Peak | 2 | 0.77312 | 0.7597 | 0.75701 | 0.75714 | 0.77055 | 0.8093 | 0.81547 | 0.85429 | 1.0955 | 1.2626 | 1.3487 | 1.368 | 1.3446 | 1.3419 | 1.3408 | 1.3166 | 1.2904 | 1.2992 | 1.3178 | 1.2138 | 1.1203 | 1.0184 | 0.91691 | 0.81286 | 0 | 0 | 0 | 0 | 0 | 0 | 0 | 0 | 0 | 0 | 0 | 0 | 0 | 0 | 0.002321 | 0.0066288 | 0.0082958 | 0.0093628 | 0 | 0 | 0 | 0 | 0 | 0 | 48.4933 | 47.9043 | 47.4225 | 47.0521 | 47.185 | 46.7882 | 46.338 | 46.8043 | 48.0126 | 51.4797 | 55.3661 | 58.1312 | 59.902 | 60.7434 | 61.3256 | 61.8169 | 61.8026 | 60.8551 | 58.6924 | 56.1832 | 54.634 | 53.3385 | 52.2869 | 50.9281 | 0.0056695 | 0.0069038 | 0.0034293 | 0.0044503 | 0.0050297 | 0.0097317 | 0.007339 | 0.0042487 | 0.0045073 | 0.0050439 | 0.0055402 | 0.0056911 | 0.0053547 | 0.0052864 | 0.0050181 | 0.0048345 | 0.0046321 | 0.0047382 | 0.0048491 | 0.0050256 | 0.0052504 | 0.0045404 | 0.0050387 | 0.0050101
Portfolio Adjusted1-in-2Size: Under 20 kWOther2024March Monthly Peak | Portfolio Adjusted | 1-in-2 | Size: Under 20 kW | Other | 2024 | March Monthly Peak | 3 | 0.78683 | 0.76846 | 0.75954 | 0.75973 | 0.76945 | 0.80828 | 0.8379 | 0.86593 | 1.0701 | 1.2322 | 1.3344 | 1.3669 | 1.3548 | 1.3715 | 1.3854 | 1.3743 | 1.3544 | 1.2759 | 1.2177 | 1.2353 | 1.1595 | 1.0616 | 0.94713 | 0.82858 | 0 | 0 | 0 | 0 | 0 | 0 | 0 | 0 | 0 | 0 | 0 | 0 | 0 | 0 | 0.0023981 | 0.0069195 | 0.0087073 | 0.0091942 | 0 | 0 | 0 | 0 | 0 | 0 | 50.289 | 49.5622 | 48.7804 | 48.2149 | 47.6576 | 47.3007 | 46.8922 | 46.8698 | 49.0418 | 52.0193 | 54.9126 | 57.44 | 59.7765 | 61.2296 | 62.1683 | 62.8269 | 62.5949 | 61.7988 | 59.6607 | 56.6937 | 54.5678 | 52.9872 | 51.6028 | 50.4988 | 0.00577 | 0.0069834 | 0.0034408 | 0.0044655 | 0.0050225 | 0.0097194 | 0.0075408 | 0.0043066 | 0.0044026 | 0.0049224 | 0.0054814 | 0.0056865 | 0.0053951 | 0.0054029 | 0.0051848 | 0.0050466 | 0.0048619 | 0.0046529 | 0.0044808 | 0.005115 | 0.0054338 | 0.004733 | 0.0052048 | 0.005107
Portfolio Adjusted1-in-2Size: Under 20 kWOther2024April Monthly Peak | Portfolio Adjusted | 1-in-2 | Size: Under 20 kW | Other | 2024 | April Monthly Peak | 4 | 0.84415 | 0.82124 | 0.80684 | 0.80312 | 0.8069 | 0.83975 | 0.82324 | 0.8775 | 1.1225 | 1.3269 | 1.4907 | 1.5855 | 1.6278 | 1.673 | 1.7123 | 1.6894 | 1.5924 | 1.3785 | 1.1792 | 1.1762 | 1.1601 | 1.0412 | 0.94444 | 0.8967 | 0 | 0 | 0 | 0 | 0 | 0 | 0 | 0 | 0 | 0 | 0 | 0 | 0 | 0 | 0.0029641 | 0.0085058 | 0.010238 | 0.0099341 | 0 | 0 | 0 | 0 | 0 | 0 | 63.1451 | 61.8927 | 60.7603 | 59.6736 | 58.7336 | 57.9162 | 57.2538 | 57.118 | 59.4288 | 63.7575 | 69.2593 | 73.9941 | 77.3244 | 79.2721 | 80.5421 | 81.2194 | 81.2563 | 80.7701 | 79.8035 | 77.7873 | 74.1101 | 71.1157 | 68.6577 | 66.5435 | 0.0061904 | 0.007463 | 0.0036551 | 0.0047206 | 0.0052669 | 0.010098 | 0.0074089 | 0.0043642 | 0.0046181 | 0.0053008 | 0.0061232 | 0.006596 | 0.0064826 | 0.006591 | 0.0064084 | 0.0062035 | 0.0057163 | 0.0050273 | 0.0043392 | 0.0048699 | 0.0054365 | 0.004642 | 0.00519 | 0.0055269
Portfolio Adjusted1-in-2Size: Under 20 kWOther2024May Monthly Peak | Portfolio Adjusted | 1-in-2 | Size: Under 20 kW | Other | 2024 | May Monthly Peak | 5 | 0.86492 | 0.84222 | 0.82143 | 0.81636 | 0.82264 | 0.8398 | 0.7934 | 0.90954 | 1.1853 | 1.4185 | 1.5975 | 1.7105 | 1.7418 | 1.7777 | 1.8068 | 1.7896 | 1.6754 | 1.4334 | 1.2105 | 1.1497 | 1.1848 | 1.0636 | 0.96427 | 0.92211 | 0 | 0 | 0 | 0 | 0 | 0 | 0 | 0 | 0 | 0 | 0 | 0 | 0 | 0 | 0.0031276 | 0.0090102 | 0.010771 | 0.01033 | 0 | 0 | 0 | 0 | 0 | 0 | 65.4739 | 64.1417 | 62.9707 | 61.7959 | 60.8004 | 59.766 | 58.7243 | 59.8007 | 63.8224 | 68.3346 | 72.5526 | 76.3676 | 79.5228 | 81.9174 | 83.4994 | 84.3506 | 84.4047 | 83.7782 | 82.4076 | 80.3598 | 76.5451 | 72.9832 | 70.6176 | 68.5507 | 0.0063427 | 0.0076537 | 0.0037212 | 0.0047984 | 0.0053697 | 0.010098 | 0.0071404 | 0.0045235 | 0.0048766 | 0.0056668 | 0.006562 | 0.0071163 | 0.0069366 | 0.0070032 | 0.006762 | 0.0065714 | 0.0060142 | 0.0052275 | 0.004454 | 0.0047605 | 0.0055526 | 0.004742 | 0.005299 | 0.0056835
Portfolio Adjusted1-in-2Size: Under 20 kWOther2024June Monthly Peak | Portfolio Adjusted | 1-in-2 | Size: Under 20 kW | Other | 2024 | June Monthly Peak | 6 | 0.89332 | 0.86603 | 0.84402 | 0.8368 | 0.83964 | 0.84198 | 0.80679 | 0.96531 | 1.2824 | 1.5486 | 1.7548 | 1.8804 | 1.9292 | 1.9727 | 2.0109 | 1.9934 | 1.8815 | 1.6306 | 1.3817 | 1.2425 | 1.2579 | 1.163 | 1.0359 | 0.95402 | 0 | 0 | 0 | 0 | 0 | 0 | 0 | 0 | 0 | 0 | 0 | 0 | 0 | 0 | 0.0034809 | 0.010037 | 0.012096 | 0.01175 | 0 | 0 | 0 | 0 | 0 | 0 | 68.1303 | 66.4372 | 65.1228 | 64.1136 | 62.8172 | 61.8352 | 61.1149 | 62.1317 | 66.1368 | 70.7763 | 75.2343 | 79.162 | 82.261 | 84.334 | 85.5709 | 86.1728 | 86.4137 | 86.0663 | 84.8388 | 82.8558 | 79.9356 | 76.1613 | 73.2701 | 71.1942 | 0.0065509 | 0.0078701 | 0.0038235 | 0.0049186 | 0.0054807 | 0.010125 | 0.0072609 | 0.0048009 | 0.0052759 | 0.0061865 | 0.0072082 | 0.0078229 | 0.0076827 | 0.0077715 | 0.0075258 | 0.00732 | 0.0067543 | 0.0059465 | 0.0050842 | 0.0051446 | 0.0058948 | 0.0051849 | 0.0056926 | 0.0058802
Portfolio Adjusted1-in-2Size: Under 20 kWOther2024July Monthly Peak | Portfolio Adjusted | 1-in-2 | Size: Under 20 kW | Other | 2024 | July Monthly Peak | 7 | 0.93575 | 0.90737 | 0.88353 | 0.87425 | 0.87866 | 0.89563 | 0.86336 | 1.0404 | 1.3986 | 1.7077 | 1.9487 | 2.0842 | 2.1439 | 2.1988 | 2.2292 | 2.2063 | 2.0946 | 1.7979 | 1.5039 | 1.3442 | 1.3397 | 1.2308 | 1.0978 | 1.0017 | 0 | 0 | 0 | 0 | 0 | 0 | 0 | 0 | 0 | 0 | 0 | 0 | 0 | 0 | 0.003859 | 0.011108 | 0.013466 | 0.012956 | 0 | 0 | 0 | 0 | 0 | 0 | 71.5984 | 70.6058 | 69.5688 | 68.4567 | 67.301 | 66.5419 | 65.8547 | 66.219 | 69.2591 | 73.8123 | 78.2576 | 81.8788 | 84.816 | 87.2482 | 89.008 | 89.8774 | 89.9895 | 89.2621 | 87.8735 | 86.3339 | 83.2239 | 79.3411 | 76.6801 | 74.9465 | 0.0068621 | 0.0082458 | 0.0040025 | 0.0051386 | 0.0057354 | 0.01077 | 0.0077701 | 0.0051742 | 0.0057541 | 0.006822 | 0.0080049 | 0.0086709 | 0.0085378 | 0.0086623 | 0.0083432 | 0.0081016 | 0.0075192 | 0.0065567 | 0.0055337 | 0.0055658 | 0.0062782 | 0.0054874 | 0.0060326 | 0.0061742
Portfolio Adjusted1-in-2Size: Under 20 kWOther2024August Monthly Peak | Portfolio Adjusted | 1-in-2 | Size: Under 20 kW | Other | 2024 | August Monthly Peak | 8 | 0.95368 | 0.92228 | 0.89741 | 0.8862 | 0.89399 | 0.92492 | 0.90405 | 1.0643 | 1.4519 | 1.779 | 2.0535 | 2.2045 | 2.259 | 2.3102 | 2.3468 | 2.3169 | 2.193 | 1.8778 | 1.5763 | 1.4379 | 1.4087 | 1.2624 | 1.1268 | 1.0228 | 0 | 0 | 0 | 0 | 0 | 0 | 0 | 0 | 0 | 0 | 0 | 0 | 0 | 0 | 0.0040625 | 0.011665 | 0.014099 | 0.013532 | 0 | 0 | 0 | 0 | 0 | 0 | 73.7245 | 72.4378 | 71.0547 | 69.8462 | 68.7837 | 67.8038 | 67.0156 | 66.7231 | 69.938 | 75.7276 | 80.9851 | 84.9133 | 88.304 | 90.8164 | 92.0411 | 92.6478 | 92.5343 | 91.7516 | 90.1818 | 87.7595 | 84.1901 | 80.944 | 78.5942 | 76.815 | 0.0069936 | 0.0083812 | 0.0040654 | 0.0052089 | 0.0058354 | 0.011122 | 0.0081362 | 0.0052933 | 0.0059733 | 0.0071068 | 0.0084352 | 0.0091714 | 0.0089961 | 0.009101 | 0.0087832 | 0.0085079 | 0.0078724 | 0.006848 | 0.0058003 | 0.0059536 | 0.0066019 | 0.0056284 | 0.0061923 | 0.0063042
Portfolio Adjusted1-in-2Size: Under 20 kWOther2024September Monthly Peak | Portfolio Adjusted | 1-in-2 | Size: Under 20 kW | Other | 2024 | September Monthly Peak | 9 | 0.91363 | 0.88627 | 0.86522 | 0.85905 | 0.86571 | 0.90458 | 0.92867 | 1.0032 | 1.3385 | 1.6273 | 1.8637 | 2.0107 | 2.061 | 2.1108 | 2.1501 | 2.119 | 1.9865 | 1.6887 | 1.4251 | 1.3813 | 1.2792 | 1.1465 | 1.0335 | 0.96264 | 0 | 0 | 0 | 0 | 0 | 0 | 0 | 0 | 0 | 0 | 0 | 0 | 0 | 0 | 0.0037219 | 0.010669 | 0.012771 | 0.012169 | 0 | 0 | 0 | 0 | 0 | 0 | 68.3099 | 67.0655 | 65.7337 | 64.4076 | 63.4467 | 62.4117 | 61.927 | 61.5717 | 63.7429 | 69.304 | 75.6842 | 81.5515 | 85.3419 | 87.6106 | 88.7195 | 89.4952 | 89.4144 | 88.6708 | 86.8367 | 83.5869 | 79.6721 | 76.8758 | 74.7398 | 73.3365 | 0.0066999 | 0.008054 | 0.0039196 | 0.0050493 | 0.0056508 | 0.010877 | 0.0083577 | 0.0049892 | 0.005507 | 0.0065008 | 0.0076554 | 0.008365 | 0.0082075 | 0.0083156 | 0.0080468 | 0.0077809 | 0.007131 | 0.0061585 | 0.0052439 | 0.0057195 | 0.0059951 | 0.0051114 | 0.0056795 | 0.0059333
Portfolio Adjusted1-in-2Size: Under 20 kWOther2024October Monthly Peak | Portfolio Adjusted | 1-in-2 | Size: Under 20 kW | Other | 2024 | October Monthly Peak | 10 | 0.86287 | 0.84478 | 0.83153 | 0.82353 | 0.82711 | 0.85953 | 0.91598 | 0.94756 | 1.228 | 1.4908 | 1.6972 | 1.8278 | 1.8714 | 1.9327 | 1.9716 | 1.9396 | 1.8172 | 1.5457 | 1.4046 | 1.3253 | 1.2131 | 1.0934 | 0.99182 | 0.91983 | 0 | 0 | 0 | 0 | 0 | 0 | 0 | 0 | 0 | 0 | 0 | 0 | 0 | 0 | 0.003413 | 0.0097657 | 0.011683 | 0.011139 | 0 | 0 | 0 | 0 | 0 | 0 | 67.8517 | 67.0884 | 65.8591 | 65.074 | 64.1353 | 63.5354 | 62.8504 | 62.3994 | 63.2911 | 67.9961 | 74.3652 | 79.8002 | 83.3619 | 85.6773 | 86.9802 | 87.3246 | 86.8577 | 85.7798 | 83.5419 | 79.8352 | 75.5719 | 72.4168 | 70.0724 | 68.1168 | 0.0063276 | 0.0076769 | 0.003767 | 0.0048405 | 0.0053989 | 0.010336 | 0.0082436 | 0.0047126 | 0.0050524 | 0.0059558 | 0.0069715 | 0.0076043 | 0.0074527 | 0.0076141 | 0.0073789 | 0.0071223 | 0.0065234 | 0.0056371 | 0.0051684 | 0.0054876 | 0.0056852 | 0.0048748 | 0.0054504 | 0.0056694
Portfolio Adjusted1-in-2Size: Under 20 kWOther2024November Monthly Peak | Portfolio Adjusted | 1-in-2 | Size: Under 20 kW | Other | 2024 | November Monthly Peak | 11 | 0.82508 | 0.80876 | 0.80263 | 0.79754 | 0.80283 | 0.83287 | 0.80873 | 0.89339 | 1.1277 | 1.3067 | 1.4229 | 1.4829 | 1.4831 | 1.4988 | 1.5079 | 1.4742 | 1.401 | 1.3977 | 1.2529 | 1.1379 | 1.0592 | 0.96459 | 0.88525 | 0.85748 | 0 | 0 | 0 | 0 | 0 | 0 | 0 | 0 | 0 | 0 | 0 | 0 | 0 | 0 | 0.0026102 | 0.0074223 | 0.009007 | 0.010072 | 0 | 0 | 0 | 0 | 0 | 0 | 55.5572 | 54.783 | 53.6545 | 52.676 | 51.8444 | 51.3826 | 50.7151 | 50.7288 | 54.1647 | 60.1602 | 66.7486 | 71.8225 | 75.1076 | 76.742 | 77.6061 | 77.5283 | 75.8222 | 72.1651 | 67.7411 | 64.5104 | 62.0852 | 59.9918 | 59.0237 | 57.8309 | 0.0060505 | 0.0073496 | 0.003636 | 0.0046878 | 0.0052404 | 0.010015 | 0.0072784 | 0.0044432 | 0.0046397 | 0.0052202 | 0.0058448 | 0.0061692 | 0.005906 | 0.0059046 | 0.0056433 | 0.0054133 | 0.0050292 | 0.0050971 | 0.00461 | 0.0047114 | 0.0049636 | 0.0043005 | 0.0048647 | 0.0052851
Portfolio Adjusted1-in-2Size: Under 20 kWOther2024December Monthly Peak | Portfolio Adjusted | 1-in-2 | Size: Under 20 kW | Other | 2024 | December Monthly Peak | 12 | 0.81023 | 0.80431 | 0.80098 | 0.80461 | 0.81035 | 0.85105 | 0.88103 | 0.95664 | 1.2595 | 1.4589 | 1.5394 | 1.5053 | 1.4215 | 1.3521 | 1.2829 | 1.2444 | 1.3171 | 1.4903 | 1.4162 | 1.3277 | 1.2414 | 1.1609 | 1.0304 | 0.83949 | 0 | 0 | 0 | 0 | 0 | 0 | 0 | 0 | 0 | 0 | 0 | 0 | 0 | 0 | 0.0022208 | 0.0062654 | 0.0084678 | 0.010739 | 0 | 0 | 0 | 0 | 0 | 0 | 42.7268 | 42.2597 | 41.4359 | 40.6721 | 39.9275 | 39.3681 | 39.3375 | 39.3343 | 39.7419 | 42.4873 | 45.1845 | 47.2033 | 48.5555 | 49.3851 | 50.1118 | 50.345 | 49.9955 | 48.5274 | 46.7112 | 45.3959 | 44.4339 | 43.5631 | 42.6745 | 41.7455 | 0.0059417 | 0.0073092 | 0.0036286 | 0.0047294 | 0.0052895 | 0.010234 | 0.0079291 | 0.0047578 | 0.0051818 | 0.0058282 | 0.0063234 | 0.0062626 | 0.0056609 | 0.0053268 | 0.0048015 | 0.0045695 | 0.0047282 | 0.0054349 | 0.0052111 | 0.0054975 | 0.0058175 | 0.0051756 | 0.0056624 | 0.0051742
Portfolio Adjusted1-in-2Size: Under 20 kWOther2024Typical Event Day | Portfolio Adjusted | 1-in-2 | Size: Under 20 kW | Other | 2024 | Typical Event Day | 8 | 0.93835 | 0.90849 | 0.88514 | 0.87477 | 0.88316 | 0.9139 | 0.8913 | 1.0331 | 1.389 | 1.6826 | 1.9274 | 2.0632 | 2.1141 | 2.1662 | 2.2102 | 2.1867 | 2.0672 | 1.7651 | 1.4909 | 1.3612 | 1.3447 | 1.2084 | 1.084 | 0.9998 | 0 | 0 | 0 | 0 | 0 | 0 | 0 | 0 | 0 | 0 | 0 | 0 | 0 | 0 | 0.003826 | 0.01101 | 0.01329 | 0.01272 | 0 | 0 | 0 | 0 | 0 | 0 | 70.4408 | 69.1366 | 67.87 | 66.706 | 65.5871 | 64.6481 | 63.9781 | 64.1614 | 67.2692 | 72.405 | 77.5403 | 81.8764 | 85.1807 | 87.5023 | 88.8349 | 89.5483 | 89.588 | 88.9377 | 87.4327 | 85.134 | 81.7554 | 78.3306 | 75.821 | 74.073 | 0.0068812 | 0.0082559 | 0.0040098 | 0.0051417 | 0.0057647 | 0.010989 | 0.0080215 | 0.0051382 | 0.0057147 | 0.0067217 | 0.0079174 | 0.0085835 | 0.008419 | 0.0085337 | 0.0082718 | 0.0080296 | 0.0074206 | 0.006437 | 0.005486 | 0.0056361 | 0.0063016 | 0.0053873 | 0.0059568 | 0.0061623
Portfolio Adjusted1-in-2Size: Under 20 kWOther2025January Monthly Peak | Portfolio Adjusted | 1-in-2 | Size: Under 20 kW | Other | 2025 | January Monthly Peak | 1 | 0.73524 | 0.72893 | 0.72857 | 0.72395 | 0.73605 | 0.77053 | 0.81547 | 0.85409 | 1.0959 | 1.2799 | 1.36 | 1.3495 | 1.2818 | 1.2365 | 1.1995 | 1.1695 | 1.2363 | 1.41 | 1.3686 | 1.2833 | 1.1933 | 1.1077 | 0.97182 | 0.76768 | 0 | 0 | 0 | 0 | 0 | 0 | 0 | 0 | 0 | 0 | 0 | 0 | 0 | 0 | 0.0020763 | 0.0058881 | 0.007948 | 0.010161 | 0 | 0 | 0 | 0 | 0 | 0 | 46.3715 | 45.9552 | 45.7585 | 45.4104 | 45.1219 | 44.9643 | 44.9103 | 44.6288 | 44.8798 | 46.6278 | 48.9188 | 51.0324 | 52.6739 | 53.6341 | 54.2143 | 54.1195 | 53.8883 | 52.9755 | 51.2431 | 49.9565 | 49.1278 | 48.6399 | 47.8272 | 47.1026 | 0.0053917 | 0.0066242 | 0.0033005 | 0.0042552 | 0.0048045 | 0.0092655 | 0.0073391 | 0.0042478 | 0.0045089 | 0.0051129 | 0.0055866 | 0.0056143 | 0.0051045 | 0.0048711 | 0.0044891 | 0.0042943 | 0.0044379 | 0.0051422 | 0.005036 | 0.0053133 | 0.0055923 | 0.0049384 | 0.0053405 | 0.0047316
Portfolio Adjusted1-in-2Size: Under 20 kWOther2025February Monthly Peak | Portfolio Adjusted | 1-in-2 | Size: Under 20 kW | Other | 2025 | February Monthly Peak | 2 | 0.77312 | 0.7597 | 0.75701 | 0.75714 | 0.77055 | 0.8093 | 0.81547 | 0.85429 | 1.0955 | 1.2626 | 1.3487 | 1.368 | 1.3446 | 1.3419 | 1.3408 | 1.3166 | 1.2904 | 1.2992 | 1.3178 | 1.2138 | 1.1203 | 1.0184 | 0.91691 | 0.81286 | 0 | 0 | 0 | 0 | 0 | 0 | 0 | 0 | 0 | 0 | 0 | 0 | 0 | 0 | 0.002321 | 0.0066288 | 0.0082958 | 0.0093628 | 0 | 0 | 0 | 0 | 0 | 0 | 48.4933 | 47.9043 | 47.4225 | 47.0521 | 47.185 | 46.7882 | 46.338 | 46.8043 | 48.0126 | 51.4797 | 55.3661 | 58.1312 | 59.902 | 60.7434 | 61.3256 | 61.8169 | 61.8026 | 60.8551 | 58.6924 | 56.1832 | 54.634 | 53.3385 | 52.2869 | 50.9281 | 0.0056695 | 0.0069038 | 0.0034293 | 0.0044503 | 0.0050297 | 0.0097317 | 0.007339 | 0.0042487 | 0.0045073 | 0.0050439 | 0.0055402 | 0.0056911 | 0.0053547 | 0.0052864 | 0.0050181 | 0.0048345 | 0.0046321 | 0.0047382 | 0.0048491 | 0.0050256 | 0.0052504 | 0.0045404 | 0.0050387 | 0.0050101
Portfolio Adjusted1-in-2Size: Under 20 kWOther2025March Monthly Peak | Portfolio Adjusted | 1-in-2 | Size: Under 20 kW | Other | 2025 | March Monthly Peak | 3 | 0.78683 | 0.76846 | 0.75954 | 0.75973 | 0.76945 | 0.80828 | 0.8379 | 0.86593 | 1.0701 | 1.2322 | 1.3344 | 1.3669 | 1.3548 | 1.3715 | 1.3854 | 1.3743 | 1.3544 | 1.2759 | 1.2177 | 1.2353 | 1.1595 | 1.0616 | 0.94713 | 0.82858 | 0 | 0 | 0 | 0 | 0 | 0 | 0 | 0 | 0 | 0 | 0 | 0 | 0 | 0 | 0.0023981 | 0.0069195 | 0.0087073 | 0.0091942 | 0 | 0 | 0 | 0 | 0 | 0 | 50.289 | 49.5622 | 48.7804 | 48.2149 | 47.6576 | 47.3007 | 46.8922 | 46.8698 | 49.0418 | 52.0193 | 54.9126 | 57.44 | 59.7765 | 61.2296 | 62.1683 | 62.8269 | 62.5949 | 61.7988 | 59.6607 | 56.6937 | 54.5678 | 52.9872 | 51.6028 | 50.4988 | 0.00577 | 0.0069834 | 0.0034408 | 0.0044655 | 0.0050225 | 0.0097194 | 0.0075408 | 0.0043066 | 0.0044026 | 0.0049224 | 0.0054814 | 0.0056865 | 0.0053951 | 0.0054029 | 0.0051848 | 0.0050466 | 0.0048619 | 0.0046529 | 0.0044808 | 0.005115 | 0.0054338 | 0.004733 | 0.0052048 | 0.005107
Portfolio Adjusted1-in-2Size: Under 20 kWOther2025April Monthly Peak | Portfolio Adjusted | 1-in-2 | Size: Under 20 kW | Other | 2025 | April Monthly Peak | 4 | 0.84415 | 0.82124 | 0.80684 | 0.80312 | 0.8069 | 0.83975 | 0.82324 | 0.8775 | 1.1225 | 1.3269 | 1.4907 | 1.5855 | 1.6278 | 1.673 | 1.7123 | 1.6894 | 1.5924 | 1.3785 | 1.1792 | 1.1762 | 1.1601 | 1.0412 | 0.94444 | 0.8967 | 0 | 0 | 0 | 0 | 0 | 0 | 0 | 0 | 0 | 0 | 0 | 0 | 0 | 0 | 0.0029641 | 0.0085058 | 0.010238 | 0.0099341 | 0 | 0 | 0 | 0 | 0 | 0 | 63.1451 | 61.8927 | 60.7603 | 59.6736 | 58.7336 | 57.9162 | 57.2538 | 57.118 | 59.4288 | 63.7575 | 69.2593 | 73.9941 | 77.3244 | 79.2721 | 80.5421 | 81.2194 | 81.2563 | 80.7701 | 79.8035 | 77.7873 | 74.1101 | 71.1157 | 68.6577 | 66.5435 | 0.0061904 | 0.007463 | 0.0036551 | 0.0047206 | 0.0052669 | 0.010098 | 0.0074089 | 0.0043642 | 0.0046181 | 0.0053008 | 0.0061232 | 0.006596 | 0.0064826 | 0.006591 | 0.0064084 | 0.0062035 | 0.0057163 | 0.0050273 | 0.0043392 | 0.0048699 | 0.0054365 | 0.004642 | 0.00519 | 0.0055269
Portfolio Adjusted1-in-2Size: Under 20 kWOther2025May Monthly Peak | Portfolio Adjusted | 1-in-2 | Size: Under 20 kW | Other | 2025 | May Monthly Peak | 5 | 0.86492 | 0.84222 | 0.82143 | 0.81636 | 0.82264 | 0.8398 | 0.7934 | 0.90954 | 1.1853 | 1.4185 | 1.5975 | 1.7105 | 1.7418 | 1.7777 | 1.8068 | 1.7896 | 1.6754 | 1.4334 | 1.2105 | 1.1497 | 1.1848 | 1.0636 | 0.96427 | 0.92211 | 0 | 0 | 0 | 0 | 0 | 0 | 0 | 0 | 0 | 0 | 0 | 0 | 0 | 0 | 0.0031276 | 0.0090102 | 0.010771 | 0.01033 | 0 | 0 | 0 | 0 | 0 | 0 | 65.4739 | 64.1417 | 62.9707 | 61.7959 | 60.8004 | 59.766 | 58.7243 | 59.8007 | 63.8224 | 68.3346 | 72.5526 | 76.3676 | 79.5228 | 81.9174 | 83.4994 | 84.3506 | 84.4047 | 83.7782 | 82.4076 | 80.3598 | 76.5451 | 72.9832 | 70.6176 | 68.5507 | 0.0063427 | 0.0076537 | 0.0037212 | 0.0047984 | 0.0053697 | 0.010098 | 0.0071404 | 0.0045235 | 0.0048766 | 0.0056668 | 0.006562 | 0.0071163 | 0.0069366 | 0.0070032 | 0.006762 | 0.0065714 | 0.0060142 | 0.0052275 | 0.004454 | 0.0047605 | 0.0055526 | 0.004742 | 0.005299 | 0.0056835
Portfolio Adjusted1-in-2Size: Under 20 kWOther2025June Monthly Peak | Portfolio Adjusted | 1-in-2 | Size: Under 20 kW | Other | 2025 | June Monthly Peak | 6 | 0.89332 | 0.86603 | 0.84402 | 0.8368 | 0.83964 | 0.84198 | 0.80679 | 0.96531 | 1.2824 | 1.5486 | 1.7548 | 1.8804 | 1.9292 | 1.9727 | 2.0109 | 1.9934 | 1.8815 | 1.6306 | 1.3817 | 1.2425 | 1.2579 | 1.163 | 1.0359 | 0.95402 | 0 | 0 | 0 | 0 | 0 | 0 | 0 | 0 | 0 | 0 | 0 | 0 | 0 | 0 | 0.0034809 | 0.010037 | 0.012096 | 0.01175 | 0 | 0 | 0 | 0 | 0 | 0 | 68.1303 | 66.4372 | 65.1228 | 64.1136 | 62.8172 | 61.8352 | 61.1149 | 62.1317 | 66.1368 | 70.7763 | 75.2343 | 79.162 | 82.261 | 84.334 | 85.5709 | 86.1728 | 86.4137 | 86.0663 | 84.8388 | 82.8558 | 79.9356 | 76.1613 | 73.2701 | 71.1942 | 0.0065509 | 0.0078701 | 0.0038235 | 0.0049186 | 0.0054807 | 0.010125 | 0.0072609 | 0.0048009 | 0.0052759 | 0.0061865 | 0.0072082 | 0.0078229 | 0.0076827 | 0.0077715 | 0.0075258 | 0.00732 | 0.0067543 | 0.0059465 | 0.0050842 | 0.0051446 | 0.0058948 | 0.0051849 | 0.0056926 | 0.0058802
Portfolio Adjusted1-in-2Size: Under 20 kWOther2025July Monthly Peak | Portfolio Adjusted | 1-in-2 | Size: Under 20 kW | Other | 2025 | July Monthly Peak | 7 | 0.93575 | 0.90737 | 0.88353 | 0.87425 | 0.87866 | 0.89563 | 0.86336 | 1.0404 | 1.3986 | 1.7077 | 1.9487 | 2.0842 | 2.1439 | 2.1988 | 2.2292 | 2.2063 | 2.0946 | 1.7979 | 1.5039 | 1.3442 | 1.3397 | 1.2308 | 1.0978 | 1.0017 | 0 | 0 | 0 | 0 | 0 | 0 | 0 | 0 | 0 | 0 | 0 | 0 | 0 | 0 | 0.003859 | 0.011108 | 0.013466 | 0.012956 | 0 | 0 | 0 | 0 | 0 | 0 | 71.5984 | 70.6058 | 69.5688 | 68.4567 | 67.301 | 66.5419 | 65.8547 | 66.219 | 69.2591 | 73.8123 | 78.2576 | 81.8788 | 84.816 | 87.2482 | 89.008 | 89.8774 | 89.9895 | 89.2621 | 87.8735 | 86.3339 | 83.2239 | 79.3411 | 76.6801 | 74.9465 | 0.0068621 | 0.0082458 | 0.0040025 | 0.0051386 | 0.0057354 | 0.01077 | 0.0077701 | 0.0051742 | 0.0057541 | 0.006822 | 0.0080049 | 0.0086709 | 0.0085378 | 0.0086623 | 0.0083432 | 0.0081016 | 0.0075192 | 0.0065567 | 0.0055337 | 0.0055658 | 0.0062782 | 0.0054874 | 0.0060326 | 0.0061742
Portfolio Adjusted1-in-2Size: Under 20 kWOther2025August Monthly Peak | Portfolio Adjusted | 1-in-2 | Size: Under 20 kW | Other | 2025 | August Monthly Peak | 8 | 0.95368 | 0.92228 | 0.89741 | 0.8862 | 0.89399 | 0.92492 | 0.90405 | 1.0643 | 1.4519 | 1.779 | 2.0535 | 2.2045 | 2.259 | 2.3102 | 2.3468 | 2.3169 | 2.193 | 1.8778 | 1.5763 | 1.4379 | 1.4087 | 1.2624 | 1.1268 | 1.0228 | 0 | 0 | 0 | 0 | 0 | 0 | 0 | 0 | 0 | 0 | 0 | 0 | 0 | 0 | 0.0040625 | 0.011665 | 0.014099 | 0.013532 | 0 | 0 | 0 | 0 | 0 | 0 | 73.7245 | 72.4378 | 71.0547 | 69.8462 | 68.7837 | 67.8038 | 67.0156 | 66.7231 | 69.938 | 75.7276 | 80.9851 | 84.9133 | 88.304 | 90.8164 | 92.0411 | 92.6478 | 92.5343 | 91.7516 | 90.1818 | 87.7595 | 84.1901 | 80.944 | 78.5942 | 76.815 | 0.0069936 | 0.0083812 | 0.0040654 | 0.0052089 | 0.0058354 | 0.011122 | 0.0081362 | 0.0052933 | 0.0059733 | 0.0071068 | 0.0084352 | 0.0091714 | 0.0089961 | 0.009101 | 0.0087832 | 0.0085079 | 0.0078724 | 0.006848 | 0.0058003 | 0.0059536 | 0.0066019 | 0.0056284 | 0.0061923 | 0.0063042
Portfolio Adjusted1-in-2Size: Under 20 kWOther2025September Monthly Peak | Portfolio Adjusted | 1-in-2 | Size: Under 20 kW | Other | 2025 | September Monthly Peak | 9 | 0.91363 | 0.88627 | 0.86522 | 0.85905 | 0.86571 | 0.90458 | 0.92867 | 1.0032 | 1.3385 | 1.6273 | 1.8637 | 2.0107 | 2.061 | 2.1108 | 2.1501 | 2.119 | 1.9865 | 1.6887 | 1.4251 | 1.3813 | 1.2792 | 1.1465 | 1.0335 | 0.96264 | 0 | 0 | 0 | 0 | 0 | 0 | 0 | 0 | 0 | 0 | 0 | 0 | 0 | 0 | 0.0037219 | 0.010669 | 0.012771 | 0.012169 | 0 | 0 | 0 | 0 | 0 | 0 | 68.3099 | 67.0655 | 65.7337 | 64.4076 | 63.4467 | 62.4117 | 61.927 | 61.5717 | 63.7429 | 69.304 | 75.6842 | 81.5515 | 85.3419 | 87.6106 | 88.7195 | 89.4952 | 89.4144 | 88.6708 | 86.8367 | 83.5869 | 79.6721 | 76.8758 | 74.7398 | 73.3365 | 0.0066999 | 0.008054 | 0.0039196 | 0.0050493 | 0.0056508 | 0.010877 | 0.0083577 | 0.0049892 | 0.005507 | 0.0065008 | 0.0076554 | 0.008365 | 0.0082075 | 0.0083156 | 0.0080468 | 0.0077809 | 0.007131 | 0.0061585 | 0.0052439 | 0.0057195 | 0.0059951 | 0.0051114 | 0.0056795 | 0.0059333
Portfolio Adjusted1-in-2Size: Under 20 kWOther2025October Monthly Peak | Portfolio Adjusted | 1-in-2 | Size: Under 20 kW | Other | 2025 | October Monthly Peak | 10 | 0.86287 | 0.84478 | 0.83153 | 0.82353 | 0.82711 | 0.85953 | 0.91598 | 0.94756 | 1.228 | 1.4908 | 1.6972 | 1.8278 | 1.8714 | 1.9327 | 1.9716 | 1.9396 | 1.8172 | 1.5457 | 1.4046 | 1.3253 | 1.2131 | 1.0934 | 0.99182 | 0.91983 | 0 | 0 | 0 | 0 | 0 | 0 | 0 | 0 | 0 | 0 | 0 | 0 | 0 | 0 | 0.003413 | 0.0097657 | 0.011683 | 0.011139 | 0 | 0 | 0 | 0 | 0 | 0 | 67.8517 | 67.0884 | 65.8591 | 65.074 | 64.1353 | 63.5354 | 62.8504 | 62.3994 | 63.2911 | 67.9961 | 74.3652 | 79.8002 | 83.3619 | 85.6773 | 86.9802 | 87.3246 | 86.8577 | 85.7798 | 83.5419 | 79.8352 | 75.5719 | 72.4168 | 70.0724 | 68.1168 | 0.0063276 | 0.0076769 | 0.003767 | 0.0048405 | 0.0053989 | 0.010336 | 0.0082436 | 0.0047126 | 0.0050524 | 0.0059558 | 0.0069715 | 0.0076043 | 0.0074527 | 0.0076141 | 0.0073789 | 0.0071223 | 0.0065234 | 0.0056371 | 0.0051684 | 0.0054876 | 0.0056852 | 0.0048748 | 0.0054504 | 0.0056694
Portfolio Adjusted1-in-2Size: Under 20 kWOther2025November Monthly Peak | Portfolio Adjusted | 1-in-2 | Size: Under 20 kW | Other | 2025 | November Monthly Peak | 11 | 0.82508 | 0.80876 | 0.80263 | 0.79754 | 0.80283 | 0.83287 | 0.80873 | 0.89339 | 1.1277 | 1.3067 | 1.4229 | 1.4829 | 1.4831 | 1.4988 | 1.5079 | 1.4742 | 1.401 | 1.3977 | 1.2529 | 1.1379 | 1.0592 | 0.96459 | 0.88525 | 0.85748 | 0 | 0 | 0 | 0 | 0 | 0 | 0 | 0 | 0 | 0 | 0 | 0 | 0 | 0 | 0.0026102 | 0.0074223 | 0.009007 | 0.010072 | 0 | 0 | 0 | 0 | 0 | 0 | 55.5572 | 54.783 | 53.6545 | 52.676 | 51.8444 | 51.3826 | 50.7151 | 50.7288 | 54.1647 | 60.1602 | 66.7486 | 71.8225 | 75.1076 | 76.742 | 77.6061 | 77.5283 | 75.8222 | 72.1651 | 67.7411 | 64.5104 | 62.0852 | 59.9918 | 59.0237 | 57.8309 | 0.0060505 | 0.0073496 | 0.003636 | 0.0046878 | 0.0052404 | 0.010015 | 0.0072784 | 0.0044432 | 0.0046397 | 0.0052202 | 0.0058448 | 0.0061692 | 0.005906 | 0.0059046 | 0.0056433 | 0.0054133 | 0.0050292 | 0.0050971 | 0.00461 | 0.0047114 | 0.0049636 | 0.0043005 | 0.0048647 | 0.0052851
Portfolio Adjusted1-in-2Size: Under 20 kWOther2025December Monthly Peak | Portfolio Adjusted | 1-in-2 | Size: Under 20 kW | Other | 2025 | December Monthly Peak | 12 | 0.81023 | 0.80431 | 0.80098 | 0.80461 | 0.81035 | 0.85105 | 0.88103 | 0.95664 | 1.2595 | 1.4589 | 1.5394 | 1.5053 | 1.4215 | 1.3521 | 1.2829 | 1.2444 | 1.3171 | 1.4903 | 1.4162 | 1.3277 | 1.2414 | 1.1609 | 1.0304 | 0.83949 | 0 | 0 | 0 | 0 | 0 | 0 | 0 | 0 | 0 | 0 | 0 | 0 | 0 | 0 | 0.0022208 | 0.0062654 | 0.0084678 | 0.010739 | 0 | 0 | 0 | 0 | 0 | 0 | 42.7268 | 42.2597 | 41.4359 | 40.6721 | 39.9275 | 39.3681 | 39.3375 | 39.3343 | 39.7419 | 42.4873 | 45.1845 | 47.2033 | 48.5555 | 49.3851 | 50.1118 | 50.345 | 49.9955 | 48.5274 | 46.7112 | 45.3959 | 44.4339 | 43.5631 | 42.6745 | 41.7455 | 0.0059417 | 0.0073092 | 0.0036286 | 0.0047294 | 0.0052895 | 0.010234 | 0.0079291 | 0.0047578 | 0.0051818 | 0.0058282 | 0.0063234 | 0.0062626 | 0.0056609 | 0.0053268 | 0.0048015 | 0.0045695 | 0.0047282 | 0.0054349 | 0.0052111 | 0.0054975 | 0.0058175 | 0.0051756 | 0.0056624 | 0.0051742
Portfolio Adjusted1-in-2Size: Under 20 kWOther2025Typical Event Day | Portfolio Adjusted | 1-in-2 | Size: Under 20 kW | Other | 2025 | Typical Event Day | 8 | 0.93835 | 0.90849 | 0.88514 | 0.87477 | 0.88316 | 0.9139 | 0.8913 | 1.0331 | 1.389 | 1.6826 | 1.9274 | 2.0632 | 2.1141 | 2.1662 | 2.2102 | 2.1867 | 2.0672 | 1.7651 | 1.4909 | 1.3612 | 1.3447 | 1.2084 | 1.084 | 0.9998 | 0 | 0 | 0 | 0 | 0 | 0 | 0 | 0 | 0 | 0 | 0 | 0 | 0 | 0 | 0.003826 | 0.01101 | 0.01329 | 0.01272 | 0 | 0 | 0 | 0 | 0 | 0 | 70.4408 | 69.1366 | 67.87 | 66.706 | 65.5871 | 64.6481 | 63.9781 | 64.1614 | 67.2692 | 72.405 | 77.5403 | 81.8764 | 85.1807 | 87.5023 | 88.8349 | 89.5483 | 89.588 | 88.9377 | 87.4327 | 85.134 | 81.7554 | 78.3306 | 75.821 | 74.073 | 0.0068812 | 0.0082559 | 0.0040098 | 0.0051417 | 0.0057647 | 0.010989 | 0.0080215 | 0.0051382 | 0.0057147 | 0.0067217 | 0.0079174 | 0.0085835 | 0.008419 | 0.0085337 | 0.0082718 | 0.0080296 | 0.0074206 | 0.006437 | 0.005486 | 0.0056361 | 0.0063016 | 0.0053873 | 0.0059568 | 0.0061623
Portfolio Adjusted1-in-2Size: Under 20 kWOther2026January Monthly Peak | Portfolio Adjusted | 1-in-2 | Size: Under 20 kW | Other | 2026 | January Monthly Peak | 1 | 0.73524 | 0.72893 | 0.72857 | 0.72395 | 0.73605 | 0.77053 | 0.81547 | 0.85409 | 1.0959 | 1.2799 | 1.36 | 1.3495 | 1.2818 | 1.2365 | 1.1995 | 1.1695 | 1.2363 | 1.41 | 1.3686 | 1.2833 | 1.1933 | 1.1077 | 0.97182 | 0.76768 | 0 | 0 | 0 | 0 | 0 | 0 | 0 | 0 | 0 | 0 | 0 | 0 | 0 | 0 | 0.0020763 | 0.0058881 | 0.007948 | 0.010161 | 0 | 0 | 0 | 0 | 0 | 0 | 46.3715 | 45.9552 | 45.7585 | 45.4104 | 45.1219 | 44.9643 | 44.9103 | 44.6288 | 44.8798 | 46.6278 | 48.9188 | 51.0324 | 52.6739 | 53.6341 | 54.2143 | 54.1195 | 53.8883 | 52.9755 | 51.2431 | 49.9565 | 49.1278 | 48.6399 | 47.8272 | 47.1026 | 0.0053917 | 0.0066242 | 0.0033005 | 0.0042552 | 0.0048045 | 0.0092655 | 0.0073391 | 0.0042478 | 0.0045089 | 0.0051129 | 0.0055866 | 0.0056143 | 0.0051045 | 0.0048711 | 0.0044891 | 0.0042943 | 0.0044379 | 0.0051422 | 0.005036 | 0.0053133 | 0.0055923 | 0.0049384 | 0.0053405 | 0.0047316
Portfolio Adjusted1-in-2Size: Under 20 kWOther2026February Monthly Peak | Portfolio Adjusted | 1-in-2 | Size: Under 20 kW | Other | 2026 | February Monthly Peak | 2 | 0.77312 | 0.7597 | 0.75701 | 0.75714 | 0.77055 | 0.8093 | 0.81547 | 0.85429 | 1.0955 | 1.2626 | 1.3487 | 1.368 | 1.3446 | 1.3419 | 1.3408 | 1.3166 | 1.2904 | 1.2992 | 1.3178 | 1.2138 | 1.1203 | 1.0184 | 0.91691 | 0.81286 | 0 | 0 | 0 | 0 | 0 | 0 | 0 | 0 | 0 | 0 | 0 | 0 | 0 | 0 | 0.002321 | 0.0066288 | 0.0082958 | 0.0093628 | 0 | 0 | 0 | 0 | 0 | 0 | 48.4933 | 47.9043 | 47.4225 | 47.0521 | 47.185 | 46.7882 | 46.338 | 46.8043 | 48.0126 | 51.4797 | 55.3661 | 58.1312 | 59.902 | 60.7434 | 61.3256 | 61.8169 | 61.8026 | 60.8551 | 58.6924 | 56.1832 | 54.634 | 53.3385 | 52.2869 | 50.9281 | 0.0056695 | 0.0069038 | 0.0034293 | 0.0044503 | 0.0050297 | 0.0097317 | 0.007339 | 0.0042487 | 0.0045073 | 0.0050439 | 0.0055402 | 0.0056911 | 0.0053547 | 0.0052864 | 0.0050181 | 0.0048345 | 0.0046321 | 0.0047382 | 0.0048491 | 0.0050256 | 0.0052504 | 0.0045404 | 0.0050387 | 0.0050101
Portfolio Adjusted1-in-2Size: Under 20 kWOther2026March Monthly Peak | Portfolio Adjusted | 1-in-2 | Size: Under 20 kW | Other | 2026 | March Monthly Peak | 3 | 0.78683 | 0.76846 | 0.75954 | 0.75973 | 0.76945 | 0.80828 | 0.8379 | 0.86593 | 1.0701 | 1.2322 | 1.3344 | 1.3669 | 1.3548 | 1.3715 | 1.3854 | 1.3743 | 1.3544 | 1.2759 | 1.2177 | 1.2353 | 1.1595 | 1.0616 | 0.94713 | 0.82858 | 0 | 0 | 0 | 0 | 0 | 0 | 0 | 0 | 0 | 0 | 0 | 0 | 0 | 0 | 0.0023981 | 0.0069195 | 0.0087073 | 0.0091942 | 0 | 0 | 0 | 0 | 0 | 0 | 50.289 | 49.5622 | 48.7804 | 48.2149 | 47.6576 | 47.3007 | 46.8922 | 46.8698 | 49.0418 | 52.0193 | 54.9126 | 57.44 | 59.7765 | 61.2296 | 62.1683 | 62.8269 | 62.5949 | 61.7988 | 59.6607 | 56.6937 | 54.5678 | 52.9872 | 51.6028 | 50.4988 | 0.00577 | 0.0069834 | 0.0034408 | 0.0044655 | 0.0050225 | 0.0097194 | 0.0075408 | 0.0043066 | 0.0044026 | 0.0049224 | 0.0054814 | 0.0056865 | 0.0053951 | 0.0054029 | 0.0051848 | 0.0050466 | 0.0048619 | 0.0046529 | 0.0044808 | 0.005115 | 0.0054338 | 0.004733 | 0.0052048 | 0.005107
Portfolio Adjusted1-in-2Size: Under 20 kWOther2026April Monthly Peak | Portfolio Adjusted | 1-in-2 | Size: Under 20 kW | Other | 2026 | April Monthly Peak | 4 | 0.84415 | 0.82124 | 0.80684 | 0.80312 | 0.8069 | 0.83975 | 0.82324 | 0.8775 | 1.1225 | 1.3269 | 1.4907 | 1.5855 | 1.6278 | 1.673 | 1.7123 | 1.6894 | 1.5924 | 1.3785 | 1.1792 | 1.1762 | 1.1601 | 1.0412 | 0.94444 | 0.8967 | 0 | 0 | 0 | 0 | 0 | 0 | 0 | 0 | 0 | 0 | 0 | 0 | 0 | 0 | 0.0029641 | 0.0085058 | 0.010238 | 0.0099341 | 0 | 0 | 0 | 0 | 0 | 0 | 63.1451 | 61.8927 | 60.7603 | 59.6736 | 58.7336 | 57.9162 | 57.2538 | 57.118 | 59.4288 | 63.7575 | 69.2593 | 73.9941 | 77.3244 | 79.2721 | 80.5421 | 81.2194 | 81.2563 | 80.7701 | 79.8035 | 77.7873 | 74.1101 | 71.1157 | 68.6577 | 66.5435 | 0.0061904 | 0.007463 | 0.0036551 | 0.0047206 | 0.0052669 | 0.010098 | 0.0074089 | 0.0043642 | 0.0046181 | 0.0053008 | 0.0061232 | 0.006596 | 0.0064826 | 0.006591 | 0.0064084 | 0.0062035 | 0.0057163 | 0.0050273 | 0.0043392 | 0.0048699 | 0.0054365 | 0.004642 | 0.00519 | 0.0055269
Portfolio Adjusted1-in-2Size: Under 20 kWOther2026May Monthly Peak | Portfolio Adjusted | 1-in-2 | Size: Under 20 kW | Other | 2026 | May Monthly Peak | 5 | 0.86492 | 0.84222 | 0.82143 | 0.81636 | 0.82264 | 0.8398 | 0.7934 | 0.90954 | 1.1853 | 1.4185 | 1.5975 | 1.7105 | 1.7418 | 1.7777 | 1.8068 | 1.7896 | 1.6754 | 1.4334 | 1.2105 | 1.1497 | 1.1848 | 1.0636 | 0.96427 | 0.92211 | 0 | 0 | 0 | 0 | 0 | 0 | 0 | 0 | 0 | 0 | 0 | 0 | 0 | 0 | 0.0031276 | 0.0090102 | 0.010771 | 0.01033 | 0 | 0 | 0 | 0 | 0 | 0 | 65.4739 | 64.1417 | 62.9707 | 61.7959 | 60.8004 | 59.766 | 58.7243 | 59.8007 | 63.8224 | 68.3346 | 72.5526 | 76.3676 | 79.5228 | 81.9174 | 83.4994 | 84.3506 | 84.4047 | 83.7782 | 82.4076 | 80.3598 | 76.5451 | 72.9832 | 70.6176 | 68.5507 | 0.0063427 | 0.0076537 | 0.0037212 | 0.0047984 | 0.0053697 | 0.010098 | 0.0071404 | 0.0045235 | 0.0048766 | 0.0056668 | 0.006562 | 0.0071163 | 0.0069366 | 0.0070032 | 0.006762 | 0.0065714 | 0.0060142 | 0.0052275 | 0.004454 | 0.0047605 | 0.0055526 | 0.004742 | 0.005299 | 0.0056835
Portfolio Adjusted1-in-2Size: Under 20 kWOther2026June Monthly Peak | Portfolio Adjusted | 1-in-2 | Size: Under 20 kW | Other | 2026 | June Monthly Peak | 6 | 0.89332 | 0.86603 | 0.84402 | 0.8368 | 0.83964 | 0.84198 | 0.80679 | 0.96531 | 1.2824 | 1.5486 | 1.7548 | 1.8804 | 1.9292 | 1.9727 | 2.0109 | 1.9934 | 1.8815 | 1.6306 | 1.3817 | 1.2425 | 1.2579 | 1.163 | 1.0359 | 0.95402 | 0 | 0 | 0 | 0 | 0 | 0 | 0 | 0 | 0 | 0 | 0 | 0 | 0 | 0 | 0.0034809 | 0.010037 | 0.012096 | 0.01175 | 0 | 0 | 0 | 0 | 0 | 0 | 68.1303 | 66.4372 | 65.1228 | 64.1136 | 62.8172 | 61.8352 | 61.1149 | 62.1317 | 66.1368 | 70.7763 | 75.2343 | 79.162 | 82.261 | 84.334 | 85.5709 | 86.1728 | 86.4137 | 86.0663 | 84.8388 | 82.8558 | 79.9356 | 76.1613 | 73.2701 | 71.1942 | 0.0065509 | 0.0078701 | 0.0038235 | 0.0049186 | 0.0054807 | 0.010125 | 0.0072609 | 0.0048009 | 0.0052759 | 0.0061865 | 0.0072082 | 0.0078229 | 0.0076827 | 0.0077715 | 0.0075258 | 0.00732 | 0.0067543 | 0.0059465 | 0.0050842 | 0.0051446 | 0.0058948 | 0.0051849 | 0.0056926 | 0.0058802
Portfolio Adjusted1-in-2Size: Under 20 kWOther2026July Monthly Peak | Portfolio Adjusted | 1-in-2 | Size: Under 20 kW | Other | 2026 | July Monthly Peak | 7 | 0.93575 | 0.90737 | 0.88353 | 0.87425 | 0.87866 | 0.89563 | 0.86336 | 1.0404 | 1.3986 | 1.7077 | 1.9487 | 2.0842 | 2.1439 | 2.1988 | 2.2292 | 2.2063 | 2.0946 | 1.7979 | 1.5039 | 1.3442 | 1.3397 | 1.2308 | 1.0978 | 1.0017 | 0 | 0 | 0 | 0 | 0 | 0 | 0 | 0 | 0 | 0 | 0 | 0 | 0 | 0 | 0.003859 | 0.011108 | 0.013466 | 0.012956 | 0 | 0 | 0 | 0 | 0 | 0 | 71.5984 | 70.6058 | 69.5688 | 68.4567 | 67.301 | 66.5419 | 65.8547 | 66.219 | 69.2591 | 73.8123 | 78.2576 | 81.8788 | 84.816 | 87.2482 | 89.008 | 89.8774 | 89.9895 | 89.2621 | 87.8735 | 86.3339 | 83.2239 | 79.3411 | 76.6801 | 74.9465 | 0.0068621 | 0.0082458 | 0.0040025 | 0.0051386 | 0.0057354 | 0.01077 | 0.0077701 | 0.0051742 | 0.0057541 | 0.006822 | 0.0080049 | 0.0086709 | 0.0085378 | 0.0086623 | 0.0083432 | 0.0081016 | 0.0075192 | 0.0065567 | 0.0055337 | 0.0055658 | 0.0062782 | 0.0054874 | 0.0060326 | 0.0061742
Portfolio Adjusted1-in-2Size: Under 20 kWOther2026August Monthly Peak | Portfolio Adjusted | 1-in-2 | Size: Under 20 kW | Other | 2026 | August Monthly Peak | 8 | 0.95368 | 0.92228 | 0.89741 | 0.8862 | 0.89399 | 0.92492 | 0.90405 | 1.0643 | 1.4519 | 1.779 | 2.0535 | 2.2045 | 2.259 | 2.3102 | 2.3468 | 2.3169 | 2.193 | 1.8778 | 1.5763 | 1.4379 | 1.4087 | 1.2624 | 1.1268 | 1.0228 | 0 | 0 | 0 | 0 | 0 | 0 | 0 | 0 | 0 | 0 | 0 | 0 | 0 | 0 | 0.0040625 | 0.011665 | 0.014099 | 0.013532 | 0 | 0 | 0 | 0 | 0 | 0 | 73.7245 | 72.4378 | 71.0547 | 69.8462 | 68.7837 | 67.8038 | 67.0156 | 66.7231 | 69.938 | 75.7276 | 80.9851 | 84.9133 | 88.304 | 90.8164 | 92.0411 | 92.6478 | 92.5343 | 91.7516 | 90.1818 | 87.7595 | 84.1901 | 80.944 | 78.5942 | 76.815 | 0.0069936 | 0.0083812 | 0.0040654 | 0.0052089 | 0.0058354 | 0.011122 | 0.0081362 | 0.0052933 | 0.0059733 | 0.0071068 | 0.0084352 | 0.0091714 | 0.0089961 | 0.009101 | 0.0087832 | 0.0085079 | 0.0078724 | 0.006848 | 0.0058003 | 0.0059536 | 0.0066019 | 0.0056284 | 0.0061923 | 0.0063042
Portfolio Adjusted1-in-2Size: Under 20 kWOther2026September Monthly Peak | Portfolio Adjusted | 1-in-2 | Size: Under 20 kW | Other | 2026 | September Monthly Peak | 9 | 0.91363 | 0.88627 | 0.86522 | 0.85905 | 0.86571 | 0.90458 | 0.92867 | 1.0032 | 1.3385 | 1.6273 | 1.8637 | 2.0107 | 2.061 | 2.1108 | 2.1501 | 2.119 | 1.9865 | 1.6887 | 1.4251 | 1.3813 | 1.2792 | 1.1465 | 1.0335 | 0.96264 | 0 | 0 | 0 | 0 | 0 | 0 | 0 | 0 | 0 | 0 | 0 | 0 | 0 | 0 | 0.0037219 | 0.010669 | 0.012771 | 0.012169 | 0 | 0 | 0 | 0 | 0 | 0 | 68.3099 | 67.0655 | 65.7337 | 64.4076 | 63.4467 | 62.4117 | 61.927 | 61.5717 | 63.7429 | 69.304 | 75.6842 | 81.5515 | 85.3419 | 87.6106 | 88.7195 | 89.4952 | 89.4144 | 88.6708 | 86.8367 | 83.5869 | 79.6721 | 76.8758 | 74.7398 | 73.3365 | 0.0066999 | 0.008054 | 0.0039196 | 0.0050493 | 0.0056508 | 0.010877 | 0.0083577 | 0.0049892 | 0.005507 | 0.0065008 | 0.0076554 | 0.008365 | 0.0082075 | 0.0083156 | 0.0080468 | 0.0077809 | 0.007131 | 0.0061585 | 0.0052439 | 0.0057195 | 0.0059951 | 0.0051114 | 0.0056795 | 0.0059333
Portfolio Adjusted1-in-2Size: Under 20 kWOther2026October Monthly Peak | Portfolio Adjusted | 1-in-2 | Size: Under 20 kW | Other | 2026 | October Monthly Peak | 10 | 0.86287 | 0.84478 | 0.83153 | 0.82353 | 0.82711 | 0.85953 | 0.91598 | 0.94756 | 1.228 | 1.4908 | 1.6972 | 1.8278 | 1.8714 | 1.9327 | 1.9716 | 1.9396 | 1.8172 | 1.5457 | 1.4046 | 1.3253 | 1.2131 | 1.0934 | 0.99182 | 0.91983 | 0 | 0 | 0 | 0 | 0 | 0 | 0 | 0 | 0 | 0 | 0 | 0 | 0 | 0 | 0.003413 | 0.0097657 | 0.011683 | 0.011139 | 0 | 0 | 0 | 0 | 0 | 0 | 67.8517 | 67.0884 | 65.8591 | 65.074 | 64.1353 | 63.5354 | 62.8504 | 62.3994 | 63.2911 | 67.9961 | 74.3652 | 79.8002 | 83.3619 | 85.6773 | 86.9802 | 87.3246 | 86.8577 | 85.7798 | 83.5419 | 79.8352 | 75.5719 | 72.4168 | 70.0724 | 68.1168 | 0.0063276 | 0.0076769 | 0.003767 | 0.0048405 | 0.0053989 | 0.010336 | 0.0082436 | 0.0047126 | 0.0050524 | 0.0059558 | 0.0069715 | 0.0076043 | 0.0074527 | 0.0076141 | 0.0073789 | 0.0071223 | 0.0065234 | 0.0056371 | 0.0051684 | 0.0054876 | 0.0056852 | 0.0048748 | 0.0054504 | 0.0056694
Portfolio Adjusted1-in-2Size: Under 20 kWOther2026November Monthly Peak | Portfolio Adjusted | 1-in-2 | Size: Under 20 kW | Other | 2026 | November Monthly Peak | 11 | 0.82508 | 0.80876 | 0.80263 | 0.79754 | 0.80283 | 0.83287 | 0.80873 | 0.89339 | 1.1277 | 1.3067 | 1.4229 | 1.4829 | 1.4831 | 1.4988 | 1.5079 | 1.4742 | 1.401 | 1.3977 | 1.2529 | 1.1379 | 1.0592 | 0.96459 | 0.88525 | 0.85748 | 0 | 0 | 0 | 0 | 0 | 0 | 0 | 0 | 0 | 0 | 0 | 0 | 0 | 0 | 0.0026102 | 0.0074223 | 0.009007 | 0.010072 | 0 | 0 | 0 | 0 | 0 | 0 | 55.5572 | 54.783 | 53.6545 | 52.676 | 51.8444 | 51.3826 | 50.7151 | 50.7288 | 54.1647 | 60.1602 | 66.7486 | 71.8225 | 75.1076 | 76.742 | 77.6061 | 77.5283 | 75.8222 | 72.1651 | 67.7411 | 64.5104 | 62.0852 | 59.9918 | 59.0237 | 57.8309 | 0.0060505 | 0.0073496 | 0.003636 | 0.0046878 | 0.0052404 | 0.010015 | 0.0072784 | 0.0044432 | 0.0046397 | 0.0052202 | 0.0058448 | 0.0061692 | 0.005906 | 0.0059046 | 0.0056433 | 0.0054133 | 0.0050292 | 0.0050971 | 0.00461 | 0.0047114 | 0.0049636 | 0.0043005 | 0.0048647 | 0.0052851
Portfolio Adjusted1-in-2Size: Under 20 kWOther2026December Monthly Peak | Portfolio Adjusted | 1-in-2 | Size: Under 20 kW | Other | 2026 | December Monthly Peak | 12 | 0.81023 | 0.80431 | 0.80098 | 0.80461 | 0.81035 | 0.85105 | 0.88103 | 0.95664 | 1.2595 | 1.4589 | 1.5394 | 1.5053 | 1.4215 | 1.3521 | 1.2829 | 1.2444 | 1.3171 | 1.4903 | 1.4162 | 1.3277 | 1.2414 | 1.1609 | 1.0304 | 0.83949 | 0 | 0 | 0 | 0 | 0 | 0 | 0 | 0 | 0 | 0 | 0 | 0 | 0 | 0 | 0.0022208 | 0.0062654 | 0.0084678 | 0.010739 | 0 | 0 | 0 | 0 | 0 | 0 | 42.7268 | 42.2597 | 41.4359 | 40.6721 | 39.9275 | 39.3681 | 39.3375 | 39.3343 | 39.7419 | 42.4873 | 45.1845 | 47.2033 | 48.5555 | 49.3851 | 50.1118 | 50.345 | 49.9955 | 48.5274 | 46.7112 | 45.3959 | 44.4339 | 43.5631 | 42.6745 | 41.7455 | 0.0059417 | 0.0073092 | 0.0036286 | 0.0047294 | 0.0052895 | 0.010234 | 0.0079291 | 0.0047578 | 0.0051818 | 0.0058282 | 0.0063234 | 0.0062626 | 0.0056609 | 0.0053268 | 0.0048015 | 0.0045695 | 0.0047282 | 0.0054349 | 0.0052111 | 0.0054975 | 0.0058175 | 0.0051756 | 0.0056624 | 0.0051742
Portfolio Adjusted1-in-2Size: Under 20 kWOther2026Typical Event Day | Portfolio Adjusted | 1-in-2 | Size: Under 20 kW | Other | 2026 | Typical Event Day | 8 | 0.93835 | 0.90849 | 0.88514 | 0.87477 | 0.88316 | 0.9139 | 0.8913 | 1.0331 | 1.389 | 1.6826 | 1.9274 | 2.0632 | 2.1141 | 2.1662 | 2.2102 | 2.1867 | 2.0672 | 1.7651 | 1.4909 | 1.3612 | 1.3447 | 1.2084 | 1.084 | 0.9998 | 0 | 0 | 0 | 0 | 0 | 0 | 0 | 0 | 0 | 0 | 0 | 0 | 0 | 0 | 0.003826 | 0.01101 | 0.01329 | 0.01272 | 0 | 0 | 0 | 0 | 0 | 0 | 70.4408 | 69.1366 | 67.87 | 66.706 | 65.5871 | 64.6481 | 63.9781 | 64.1614 | 67.2692 | 72.405 | 77.5403 | 81.8764 | 85.1807 | 87.5023 | 88.8349 | 89.5483 | 89.588 | 88.9377 | 87.4327 | 85.134 | 81.7554 | 78.3306 | 75.821 | 74.073 | 0.0068812 | 0.0082559 | 0.0040098 | 0.0051417 | 0.0057647 | 0.010989 | 0.0080215 | 0.0051382 | 0.0057147 | 0.0067217 | 0.0079174 | 0.0085835 | 0.008419 | 0.0085337 | 0.0082718 | 0.0080296 | 0.0074206 | 0.006437 | 0.005486 | 0.0056361 | 0.0063016 | 0.0053873 | 0.0059568 | 0.0061623
Portfolio Adjusted1-in-10Size: 20 kW to 199.99 kWAll2015January Monthly Peak | Portfolio Adjusted | 1-in-10 | Size: 20 kW to 199.99 kW | All | 2015 | January Monthly Peak | 1
Portfolio Adjusted1-in-10Size: 20 kW to 199.99 kWAll2015February Monthly Peak | Portfolio Adjusted | 1-in-10 | Size: 20 kW to 199.99 kW | All | 2015 | February Monthly Peak | 2
Portfolio Adjusted1-in-10Size: 20 kW to 199.99 kWAll2015March Monthly Peak | Portfolio Adjusted | 1-in-10 | Size: 20 kW to 199.99 kW | All | 2015 | March Monthly Peak | 3
Portfolio Adjusted1-in-10Size: 20 kW to 199.99 kWAll2015April Monthly Peak | Portfolio Adjusted | 1-in-10 | Size: 20 kW to 199.99 kW | All | 2015 | April Monthly Peak | 4
Portfolio Adjusted1-in-10Size: 20 kW to 199.99 kWAll2015May Monthly Peak | Portfolio Adjusted | 1-in-10 | Size: 20 kW to 199.99 kW | All | 2015 | May Monthly Peak | 5
Portfolio Adjusted1-in-10Size: 20 kW to 199.99 kWAll2015June Monthly Peak | Portfolio Adjusted | 1-in-10 | Size: 20 kW to 199.99 kW | All | 2015 | June Monthly Peak | 6
Portfolio Adjusted1-in-10Size: 20 kW to 199.99 kWAll2015July Monthly Peak | Portfolio Adjusted | 1-in-10 | Size: 20 kW to 199.99 kW | All | 2015 | July Monthly Peak | 7
Portfolio Adjusted1-in-10Size: 20 kW to 199.99 kWAll2015August Monthly Peak | Portfolio Adjusted | 1-in-10 | Size: 20 kW to 199.99 kW | All | 2015 | August Monthly Peak | 8
Portfolio Adjusted1-in-10Size: 20 kW to 199.99 kWAll2015September Monthly Peak | Portfolio Adjusted | 1-in-10 | Size: 20 kW to 199.99 kW | All | 2015 | September Monthly Peak | 9
Portfolio Adjusted1-in-10Size: 20 kW to 199.99 kWAll2015October Monthly Peak | Portfolio Adjusted | 1-in-10 | Size: 20 kW to 199.99 kW | All | 2015 | October Monthly Peak | 10
Portfolio Adjusted1-in-10Size: 20 kW to 199.99 kWAll2015November Monthly Peak | Portfolio Adjusted | 1-in-10 | Size: 20 kW to 199.99 kW | All | 2015 | November Monthly Peak | 11
Portfolio Adjusted1-in-10Size: 20 kW to 199.99 kWAll2015December Monthly Peak | Portfolio Adjusted | 1-in-10 | Size: 20 kW to 199.99 kW | All | 2015 | December Monthly Peak | 12
Portfolio Adjusted1-in-10Size: 20 kW to 199.99 kWAll2015Typical Event Day | Portfolio Adjusted | 1-in-10 | Size: 20 kW to 199.99 kW | All | 2015 | Typical Event Day | 8
Portfolio Adjusted1-in-10Size: 20 kW to 199.99 kWAll2016January Monthly Peak | Portfolio Adjusted | 1-in-10 | Size: 20 kW to 199.99 kW | All | 2016 | January Monthly Peak | 1
Portfolio Adjusted1-in-10Size: 20 kW to 199.99 kWAll2016February Monthly Peak | Portfolio Adjusted | 1-in-10 | Size: 20 kW to 199.99 kW | All | 2016 | February Monthly Peak | 2
Portfolio Adjusted1-in-10Size: 20 kW to 199.99 kWAll2016March Monthly Peak | Portfolio Adjusted | 1-in-10 | Size: 20 kW to 199.99 kW | All | 2016 | March Monthly Peak | 3
Portfolio Adjusted1-in-10Size: 20 kW to 199.99 kWAll2016April Monthly Peak | Portfolio Adjusted | 1-in-10 | Size: 20 kW to 199.99 kW | All | 2016 | April Monthly Peak | 4
Portfolio Adjusted1-in-10Size: 20 kW to 199.99 kWAll2016May Monthly Peak | Portfolio Adjusted | 1-in-10 | Size: 20 kW to 199.99 kW | All | 2016 | May Monthly Peak | 5
Portfolio Adjusted1-in-10Size: 20 kW to 199.99 kWAll2016June Monthly Peak | Portfolio Adjusted | 1-in-10 | Size: 20 kW to 199.99 kW | All | 2016 | June Monthly Peak | 6
Portfolio Adjusted1-in-10Size: 20 kW to 199.99 kWAll2016July Monthly Peak | Portfolio Adjusted | 1-in-10 | Size: 20 kW to 199.99 kW | All | 2016 | July Monthly Peak | 7
Portfolio Adjusted1-in-10Size: 20 kW to 199.99 kWAll2016August Monthly Peak | Portfolio Adjusted | 1-in-10 | Size: 20 kW to 199.99 kW | All | 2016 | August Monthly Peak | 8
Portfolio Adjusted1-in-10Size: 20 kW to 199.99 kWAll2016September Monthly Peak | Portfolio Adjusted | 1-in-10 | Size: 20 kW to 199.99 kW | All | 2016 | September Monthly Peak | 9
Portfolio Adjusted1-in-10Size: 20 kW to 199.99 kWAll2016October Monthly Peak | Portfolio Adjusted | 1-in-10 | Size: 20 kW to 199.99 kW | All | 2016 | October Monthly Peak | 10
Portfolio Adjusted1-in-10Size: 20 kW to 199.99 kWAll2016November Monthly Peak | Portfolio Adjusted | 1-in-10 | Size: 20 kW to 199.99 kW | All | 2016 | November Monthly Peak | 11
Portfolio Adjusted1-in-10Size: 20 kW to 199.99 kWAll2016December Monthly Peak | Portfolio Adjusted | 1-in-10 | Size: 20 kW to 199.99 kW | All | 2016 | December Monthly Peak | 12
Portfolio Adjusted1-in-10Size: 20 kW to 199.99 kWAll2016Typical Event Day | Portfolio Adjusted | 1-in-10 | Size: 20 kW to 199.99 kW | All | 2016 | Typical Event Day | 8
Portfolio Adjusted1-in-10Size: 20 kW to 199.99 kWAll2017January Monthly Peak | Portfolio Adjusted | 1-in-10 | Size: 20 kW to 199.99 kW | All | 2017 | January Monthly Peak | 1
Portfolio Adjusted1-in-10Size: 20 kW to 199.99 kWAll2017February Monthly Peak | Portfolio Adjusted | 1-in-10 | Size: 20 kW to 199.99 kW | All | 2017 | February Monthly Peak | 2
Portfolio Adjusted1-in-10Size: 20 kW to 199.99 kWAll2017March Monthly Peak | Portfolio Adjusted | 1-in-10 | Size: 20 kW to 199.99 kW | All | 2017 | March Monthly Peak | 3
Portfolio Adjusted1-in-10Size: 20 kW to 199.99 kWAll2017April Monthly Peak | Portfolio Adjusted | 1-in-10 | Size: 20 kW to 199.99 kW | All | 2017 | April Monthly Peak | 4
Portfolio Adjusted1-in-10Size: 20 kW to 199.99 kWAll2017May Monthly Peak | Portfolio Adjusted | 1-in-10 | Size: 20 kW to 199.99 kW | All | 2017 | May Monthly Peak | 5
Portfolio Adjusted1-in-10Size: 20 kW to 199.99 kWAll2017June Monthly Peak | Portfolio Adjusted | 1-in-10 | Size: 20 kW to 199.99 kW | All | 2017 | June Monthly Peak | 6
Portfolio Adjusted1-in-10Size: 20 kW to 199.99 kWAll2017July Monthly Peak | Portfolio Adjusted | 1-in-10 | Size: 20 kW to 199.99 kW | All | 2017 | July Monthly Peak | 7
Portfolio Adjusted1-in-10Size: 20 kW to 199.99 kWAll2017August Monthly Peak | Portfolio Adjusted | 1-in-10 | Size: 20 kW to 199.99 kW | All | 2017 | August Monthly Peak | 8
Portfolio Adjusted1-in-10Size: 20 kW to 199.99 kWAll2017September Monthly Peak | Portfolio Adjusted | 1-in-10 | Size: 20 kW to 199.99 kW | All | 2017 | September Monthly Peak | 9
Portfolio Adjusted1-in-10Size: 20 kW to 199.99 kWAll2017October Monthly Peak | Portfolio Adjusted | 1-in-10 | Size: 20 kW to 199.99 kW | All | 2017 | October Monthly Peak | 10
Portfolio Adjusted1-in-10Size: 20 kW to 199.99 kWAll2017November Monthly Peak | Portfolio Adjusted | 1-in-10 | Size: 20 kW to 199.99 kW | All | 2017 | November Monthly Peak | 11
Portfolio Adjusted1-in-10Size: 20 kW to 199.99 kWAll2017December Monthly Peak | Portfolio Adjusted | 1-in-10 | Size: 20 kW to 199.99 kW | All | 2017 | December Monthly Peak | 12
Portfolio Adjusted1-in-10Size: 20 kW to 199.99 kWAll2017Typical Event Day | Portfolio Adjusted | 1-in-10 | Size: 20 kW to 199.99 kW | All | 2017 | Typical Event Day | 8
Portfolio Adjusted1-in-10Size: 20 kW to 199.99 kWAll2018January Monthly Peak | Portfolio Adjusted | 1-in-10 | Size: 20 kW to 199.99 kW | All | 2018 | January Monthly Peak | 1
Portfolio Adjusted1-in-10Size: 20 kW to 199.99 kWAll2018February Monthly Peak | Portfolio Adjusted | 1-in-10 | Size: 20 kW to 199.99 kW | All | 2018 | February Monthly Peak | 2
Portfolio Adjusted1-in-10Size: 20 kW to 199.99 kWAll2018March Monthly Peak | Portfolio Adjusted | 1-in-10 | Size: 20 kW to 199.99 kW | All | 2018 | March Monthly Peak | 3
Portfolio Adjusted1-in-10Size: 20 kW to 199.99 kWAll2018April Monthly Peak | Portfolio Adjusted | 1-in-10 | Size: 20 kW to 199.99 kW | All | 2018 | April Monthly Peak | 4 | 13.3939 | 12.7279 | 12.3048 | 12.2661 | 12.7073 | 13.924 | 15.9614 | 17.9915 | 21.0467 | 23.7365 | 25.9597 | 27.5176 | 28.4136 | 29.1246 | 29.2871 | 28.8017 | 27.488 | 25.3008 | 22.9314 | 22.3609 | 21.325 | 19.4879 | 17.0622 | 15.0465 | 0 | 0 | 0 | 0 | 0 | 0 | 0 | 0 | 0 | 0 | 0 | 0 | 0 | 0 | 0.2792 | 0.27864 | 0.27293 | 0.19439 | 0 | 0 | 0 | 0 | 0 | 0 | 68.5314 | 67.0658 | 65.4261 | 64.0559 | 62.9256 | 61.9682 | 61.3933 | 61.404 | 64.644 | 70.6918 | 76.7987 | 82.1017 | 85.3543 | 87.2149 | 88.005 | 88.5329 | 88.4275 | 87.8106 | 85.9621 | 82.6007 | 78.1821 | 74.2712 | 71.5955 | 69.9288 | 0.020833 | 0.021312 | 0.02022 | 0.017703 | 0.018258 | 0.019332 | 0.022713 | 0.026673 | 0.031148 | 0.034111 | 0.03602 | 0.037743 | 0.03901 | 0.039588 | 0.038951 | 0.035895 | 0.032585 | 0.029922 | 0.026945 | 0.026848 | 0.026576 | 0.024266 | 0.022911 | 0.023736
Portfolio Adjusted1-in-10Size: 20 kW to 199.99 kWAll2018May Monthly Peak | Portfolio Adjusted | 1-in-10 | Size: 20 kW to 199.99 kW | All | 2018 | May Monthly Peak | 5 | 14.0675 | 13.3516 | 12.9091 | 12.8392 | 13.31 | 14.5853 | 16.4462 | 19.0945 | 22.6367 | 25.5923 | 27.9677 | 29.5455 | 30.3442 | 30.9504 | 30.989 | 30.4033 | 29.0338 | 26.7167 | 24.1264 | 23.0738 | 22.409 | 20.5404 | 17.9849 | 15.9089 | 0 | 0 | 0 | 0 | 0 | 0 | 0 | 0 | 0 | 0 | 0 | 0 | 0 | 0 | 0.29542 | 0.29414 | 0.28828 | 0.20527 | 0 | 0 | 0 | 0 | 0 | 0 | 73.3457 | 71.5099 | 70.0793 | 69.1062 | 68.0602 | 67.0648 | 66.4999 | 66.7877 | 70.3859 | 75.9038 | 80.9869 | 84.5504 | 87.4135 | 89.3026 | 90.4542 | 90.7847 | 90.4598 | 89.3962 | 88.0738 | 85.5333 | 81.5176 | 77.574 | 75.0158 | 72.6249 | 0.022008 | 0.022477 | 0.021316 | 0.018617 | 0.019218 | 0.020376 | 0.023548 | 0.028451 | 0.033726 | 0.037041 | 0.039088 | 0.040833 | 0.041961 | 0.042364 | 0.041505 | 0.038176 | 0.034663 | 0.031835 | 0.028541 | 0.027891 | 0.02807 | 0.025722 | 0.024284 | 0.025217
Portfolio Adjusted1-in-10Size: 20 kW to 199.99 kWAll2018June Monthly Peak | Portfolio Adjusted | 1-in-10 | Size: 20 kW to 199.99 kW | All | 2018 | June Monthly Peak | 6 | 14.5699 | 13.8231 | 13.3424 | 13.2423 | 13.6556 | 14.9265 | 17.011 | 20.0568 | 23.7537 | 26.8711 | 29.2481 | 30.8527 | 31.5704 | 32.2359 | 32.3231 | 31.6974 | 30.3938 | 28.0605 | 25.3781 | 23.7916 | 23.0465 | 21.231 | 18.6147 | 16.449 | 0 | 0 | 0 | 0 | 0 | 0 | 0 | 0 | 0 | 0 | 0 | 0 | 0 | 0 | 0.30814 | 0.30666 | 0.30178 | 0.21559 | 0 | 0 | 0 | 0 | 0 | 0 | 72.0475 | 70.7222 | 69.7554 | 68.7089 | 67.6577 | 66.376 | 65.7157 | 66.7185 | 70.4331 | 75.3496 | 80.3913 | 84.5349 | 87.3264 | 88.9453 | 90.2041 | 90.9041 | 91.4061 | 90.6315 | 89.5381 | 86.8888 | 83.3438 | 79.6491 | 77.2154 | 75.422 | 0.022985 | 0.023482 | 0.022205 | 0.019351 | 0.019838 | 0.021031 | 0.024577 | 0.030188 | 0.03577 | 0.039342 | 0.041335 | 0.04313 | 0.04418 | 0.044642 | 0.043774 | 0.04023 | 0.036716 | 0.033814 | 0.030329 | 0.029062 | 0.029147 | 0.026813 | 0.025357 | 0.026319
Portfolio Adjusted1-in-10Size: 20 kW to 199.99 kWAll2018July Monthly Peak | Portfolio Adjusted | 1-in-10 | Size: 20 kW to 199.99 kW | All | 2018 | July Monthly Peak | 7 | 15.3872 | 14.5854 | 14.0803 | 13.9651 | 14.4051 | 16.0132 | 18.4814 | 21.7437 | 25.6461 | 28.8519 | 31.313 | 32.9813 | 33.7347 | 34.4076 | 34.4807 | 33.7528 | 32.4259 | 29.9493 | 26.9241 | 25.2073 | 24.3931 | 22.4614 | 19.7318 | 17.4413 | 0 | 0 | 0 | 0 | 0 | 0 | 0 | 0 | 0 | 0 | 0 | 0 | 0 | 0 | 0.32871 | 0.32654 | 0.32196 | 0.2301 | 0 | 0 | 0 | 0 | 0 | 0 | 76.3773 | 75.1224 | 73.9897 | 72.9298 | 72.1304 | 71.2867 | 70.6484 | 71.0522 | 73.9918 | 78.7634 | 83.4915 | 87.2184 | 89.287 | 90.596 | 91.976 | 92.3963 | 92.1917 | 91.6762 | 90.5429 | 88.2488 | 84.6095 | 81.1692 | 78.9878 | 77.4596 | 0.024303 | 0.024817 | 0.023485 | 0.020445 | 0.020956 | 0.022584 | 0.026782 | 0.032746 | 0.038623 | 0.042286 | 0.0443 | 0.046167 | 0.047276 | 0.047705 | 0.046752 | 0.042876 | 0.039204 | 0.036115 | 0.032171 | 0.030751 | 0.030806 | 0.028337 | 0.026854 | 0.027884
Portfolio Adjusted1-in-10Size: 20 kW to 199.99 kWAll2018August Monthly Peak | Portfolio Adjusted | 1-in-10 | Size: 20 kW to 199.99 kW | All | 2018 | August Monthly Peak | 8 | 15.6447 | 14.8061 | 14.2905 | 14.1962 | 14.6703 | 16.3151 | 18.9069 | 22.0157 | 26.1896 | 29.5799 | 32.2161 | 33.9099 | 34.6592 | 35.3027 | 35.3496 | 34.6228 | 33.2243 | 30.5879 | 27.3443 | 25.9066 | 24.8819 | 22.7523 | 20.0019 | 17.632 | 0 | 0 | 0 | 0 | 0 | 0 | 0 | 0 | 0 | 0 | 0 | 0 | 0 | 0 | 0.33699 | 0.33496 | 0.32988 | 0.23501 | 0 | 0 | 0 | 0 | 0 | 0 | 76.0844 | 75.0799 | 74.0753 | 73.2141 | 72.3421 | 71.8003 | 71.4973 | 71.7322 | 74.3706 | 79.4813 | 84.1897 | 88.5666 | 91.6252 | 93.5835 | 94.7768 | 95.7879 | 96.1318 | 95.6033 | 94.7135 | 92.0159 | 87.8559 | 84.7046 | 82.65 | 80.7133 | 0.0246 | 0.025091 | 0.023743 | 0.020707 | 0.02127 | 0.022885 | 0.027229 | 0.032966 | 0.039163 | 0.043048 | 0.045236 | 0.047136 | 0.048245 | 0.048635 | 0.047609 | 0.043657 | 0.039873 | 0.03661 | 0.032444 | 0.031388 | 0.031259 | 0.028561 | 0.027081 | 0.028032
Portfolio Adjusted1-in-10Size: 20 kW to 199.99 kWAll2018September Monthly Peak | Portfolio Adjusted | 1-in-10 | Size: 20 kW to 199.99 kW | All | 2018 | September Monthly Peak | 9 | 15.4062 | 14.6593 | 14.182 | 14.0826 | 14.6032 | 16.2599 | 19.132 | 21.8547 | 26.0653 | 29.5233 | 32.1382 | 33.801 | 34.5518 | 35.1782 | 35.0885 | 34.185 | 32.6329 | 29.8887 | 26.8518 | 26.0399 | 24.3732 | 22.2529 | 19.4867 | 17.2593 | 0 | 0 | 0 | 0 | 0 | 0 | 0 | 0 | 0 | 0 | 0 | 0 | 0 | 0 | 0.3345 | 0.33072 | 0.32401 | 0.22964 | 0 | 0 | 0 | 0 | 0 | 0 | 77.0827 | 76.007 | 74.9209 | 74.1598 | 73.3304 | 72.6992 | 72.1167 | 71.8953 | 74.0037 | 78.6082 | 83.4738 | 87.921 | 91.131 | 93.2394 | 93.9248 | 94.2359 | 94.0412 | 93.0268 | 91.3386 | 88.1099 | 84.1282 | 81.1026 | 78.7265 | 77.0249 | 0.024144 | 0.02476 | 0.023483 | 0.020464 | 0.021092 | 0.022703 | 0.027383 | 0.032546 | 0.038688 | 0.042636 | 0.04486 | 0.0467 | 0.047836 | 0.048214 | 0.047044 | 0.042959 | 0.039047 | 0.035659 | 0.031773 | 0.031448 | 0.030523 | 0.027818 | 0.026265 | 0.027361
Portfolio Adjusted1-in-10Size: 20 kW to 199.99 kWAll2018October Monthly Peak | Portfolio Adjusted | 1-in-10 | Size: 20 kW to 199.99 kW | All | 2018 | October Monthly Peak | 10 | 14.0921 | 13.3986 | 12.9961 | 12.9199 | 13.3852 | 14.7887 | 17.5067 | 19.4667 | 22.6394 | 25.6179 | 27.8827 | 29.4746 | 30.2434 | 30.9851 | 31.0775 | 30.3616 | 28.8898 | 26.4491 | 24.7635 | 23.6918 | 22.082 | 20.2104 | 17.6946 | 15.7133 | 0 | 0 | 0 | 0 | 0 | 0 | 0 | 0 | 0 | 0 | 0 | 0 | 0 | 0 | 0.29627 | 0.29373 | 0.28685 | 0.20321 | 0 | 0 | 0 | 0 | 0 | 0 | 71.7546 | 70.3599 | 69.3584 | 68.1806 | 67.1715 | 66.3681 | 65.9555 | 65.5564 | 66.5196 | 70.9553 | 76.7193 | 82.2835 | 86.6735 | 89.4405 | 90.4292 | 90.9847 | 90.8633 | 89.7924 | 87.1661 | 82.8662 | 78.7947 | 75.9285 | 73.7863 | 72.1577 | 0.021989 | 0.022527 | 0.021445 | 0.018728 | 0.019299 | 0.020603 | 0.02498 | 0.028955 | 0.033541 | 0.036922 | 0.038819 | 0.040608 | 0.04171 | 0.042273 | 0.041478 | 0.037988 | 0.034377 | 0.031428 | 0.029182 | 0.028546 | 0.027568 | 0.025163 | 0.023765 | 0.024805
Portfolio Adjusted1-in-10Size: 20 kW to 199.99 kWAll2018November Monthly Peak | Portfolio Adjusted | 1-in-10 | Size: 20 kW to 199.99 kW | All | 2018 | November Monthly Peak | 11 | 13.0477 | 12.4046 | 12.1075 | 12.0911 | 12.5941 | 13.8609 | 15.6675 | 17.6571 | 20.4998 | 22.9005 | 24.8797 | 26.1852 | 26.9665 | 27.4936 | 27.4483 | 26.7359 | 25.5783 | 24.7296 | 22.6336 | 21.2686 | 19.9215 | 18.261 | 16.1467 | 14.4187 | 0 | 0 | 0 | 0 | 0 | 0 | 0 | 0 | 0 | 0 | 0 | 0 | 0 | 0 | 0.26167 | 0.25866 | 0.25397 | 0.19 | 0 | 0 | 0 | 0 | 0 | 0 | 66.7489 | 65.2127 | 64.3305 | 62.9283 | 62.0345 | 61.1269 | 60.6585 | 60.6538 | 63.224 | 68.338 | 74.5455 | 79.5786 | 82.5631 | 84.2063 | 85.1237 | 84.9893 | 83.6103 | 81.0394 | 77.7741 | 74.3744 | 71.9447 | 69.9949 | 68.2059 | 67.0089 | 0.020246 | 0.020733 | 0.019874 | 0.017411 | 0.018074 | 0.019132 | 0.022151 | 0.025986 | 0.030098 | 0.032655 | 0.034248 | 0.035616 | 0.036689 | 0.037019 | 0.036189 | 0.033063 | 0.030101 | 0.029085 | 0.026473 | 0.025469 | 0.024735 | 0.02265 | 0.021587 | 0.022624
Portfolio Adjusted1-in-10Size: 20 kW to 199.99 kWAll2018December Monthly Peak | Portfolio Adjusted | 1-in-10 | Size: 20 kW to 199.99 kW | All | 2018 | December Monthly Peak | 12 | 12.1382 | 11.8538 | 11.7183 | 11.8453 | 12.3079 | 14.1898 | 17.1539 | 18.9359 | 21.2334 | 22.0935 | 21.9948 | 21.6477 | 20.9285 | 20.7058 | 20.2088 | 19.1308 | 18.8512 | 18.9364 | 17.9521 | 17.1766 | 16.6064 | 15.691 | 14.5672 | 13.2844 | 0 | 0 | 0 | 0 | 0 | 0 | 0 | 0 | 0 | 0 | 0 | 0 | 0 | 0 | 0.19265 | 0.18508 | 0.18717 | 0.14549 | 0 | 0 | 0 | 0 | 0 | 0 | 43.4505 | 42.7828 | 42.5504 | 42.4905 | 42.4264 | 42.243 | 42.5748 | 42.623 | 43.3223 | 45.0682 | 46.8593 | 48.5857 | 49.7681 | 50.1613 | 50.2098 | 50.109 | 49.6681 | 48.4902 | 47.2694 | 46.0687 | 44.9864 | 44.3897 | 44.0674 | 43.3291 | 0.018727 | 0.019779 | 0.019196 | 0.017019 | 0.017563 | 0.019753 | 0.024703 | 0.028393 | 0.031717 | 0.032172 | 0.030967 | 0.030214 | 0.029189 | 0.028563 | 0.027194 | 0.024124 | 0.022727 | 0.022651 | 0.02112 | 0.020585 | 0.020573 | 0.01935 | 0.019424 | 0.020778
Portfolio Adjusted1-in-10Size: 20 kW to 199.99 kWAll2018Typical Event Day | Portfolio Adjusted | 1-in-10 | Size: 20 kW to 199.99 kW | All | 2018 | Typical Event Day | 8 | 15.4357 | 14.604 | 14.099 | 14.0093 | 14.482 | 16.0716 | 18.5694 | 21.5623 | 25.558 | 28.8141 | 31.3764 | 33.0348 | 33.808 | 34.4823 | 34.579 | 33.9209 | 32.5663 | 30.0017 | 26.848 | 25.4513 | 24.4716 | 22.3822 | 19.6722 | 17.3442 | 0 | 0 | 0 | 0 | 0 | 0 | 0 | 0 | 0 | 0 | 0 | 0 | 0 | 0 | 0.32965 | 0.32817 | 0.32335 | 0.2305 | 0 | 0 | 0 | 0 | 0 | 0 | 75.398 | 74.2329 | 73.1853 | 72.2532 | 71.3651 | 70.5405 | 69.9945 | 70.3495 | 73.1998 | 78.0506 | 82.8866 | 87.0602 | 89.8424 | 91.591 | 92.7204 | 93.3311 | 93.4427 | 92.7344 | 91.5333 | 88.8159 | 84.9843 | 81.6564 | 79.3949 | 77.655 | 0.024286 | 0.024761 | 0.023437 | 0.020444 | 0.02101 | 0.022544 | 0.026736 | 0.03229 | 0.038239 | 0.04197 | 0.044098 | 0.04596 | 0.047105 | 0.047545 | 0.046606 | 0.0428 | 0.039099 | 0.035928 | 0.031882 | 0.030866 | 0.03077 | 0.028122 | 0.026654 | 0.027594
Portfolio Adjusted1-in-10Size: 20 kW to 199.99 kWAll2019January Monthly Peak | Portfolio Adjusted | 1-in-10 | Size: 20 kW to 199.99 kW | All | 2019 | January Monthly Peak | 1 | 11.6521 | 11.5188 | 11.4273 | 11.5926 | 11.9265 | 14.1647 | 17.6601 | 19.4492 | 21.73 | 22.574 | 22.1985 | 21.8033 | 20.821 | 20.5425 | 19.8845 | 18.4409 | 17.9374 | 18.0111 | 17.1576 | 16.3025 | 15.7914 | 14.7987 | 13.7645 | 12.6669 | 0 | 0 | 0 | 0 | 0 | 0 | 0 | 0 | 0 | 0 | 0 | 0 | 0 | 0 | 0.18956 | 0.17841 | 0.1781 | 0.13838 | 0 | 0 | 0 | 0 | 0 | 0 | 43.0928 | 42.3955 | 41.6998 | 41.2205 | 40.9445 | 40.6215 | 40.25 | 40.1085 | 40.5719 | 42.8653 | 45.4628 | 47.6269 | 49.4525 | 50.3947 | 50.8366 | 50.62 | 49.7595 | 48.559 | 46.4972 | 44.8529 | 43.6086 | 42.689 | 42.0014 | 41.3098 | 0.017871 | 0.019132 | 0.018619 | 0.016589 | 0.016908 | 0.019821 | 0.025788 | 0.029597 | 0.0329 | 0.033315 | 0.031641 | 0.030877 | 0.029418 | 0.02874 | 0.027102 | 0.023567 | 0.02197 | 0.021713 | 0.020197 | 0.019485 | 0.019507 | 0.018149 | 0.018289 | 0.019762
Portfolio Adjusted1-in-10Size: 20 kW to 199.99 kWAll2019February Monthly Peak | Portfolio Adjusted | 1-in-10 | Size: 20 kW to 199.99 kW | All | 2019 | February Monthly Peak | 2 | 11.923 | 11.5397 | 11.3511 | 11.4809 | 11.9371 | 13.5199 | 16.0226 | 17.484 | 19.6489 | 20.9159 | 21.4952 | 21.8289 | 21.7587 | 21.975 | 21.8331 | 21.0168 | 20.1589 | 19.5109 | 18.9869 | 17.9555 | 17.15 | 15.8883 | 14.3187 | 12.9693 | 0 | 0 | 0 | 0 | 0 | 0 | 0 | 0 | 0 | 0 | 0 | 0 | 0 | 0 | 0.20814 | 0.20333 | 0.20016 | 0.1499 | 0 | 0 | 0 | 0 | 0 | 0 | 50.1766 | 49.7463 | 49.1542 | 48.5905 | 48.303 | 47.5145 | 46.6111 | 47.138 | 48.2207 | 50.4444 | 52.673 | 54.1455 | 55.4875 | 56.6689 | 57.6669 | 58.1157 | 57.5232 | 56.8112 | 54.9871 | 53.0884 | 51.491 | 50.0657 | 49.2823 | 48.2837 | 0.018411 | 0.019237 | 0.018574 | 0.016506 | 0.017049 | 0.018825 | 0.023078 | 0.02623 | 0.029419 | 0.030462 | 0.030221 | 0.03037 | 0.030224 | 0.030194 | 0.029292 | 0.026448 | 0.024185 | 0.02329 | 0.022376 | 0.021579 | 0.021316 | 0.019657 | 0.019129 | 0.020328
Portfolio Adjusted1-in-10Size: 20 kW to 199.99 kWAll2019March Monthly Peak | Portfolio Adjusted | 1-in-10 | Size: 20 kW to 199.99 kW | All | 2019 | March Monthly Peak | 3 | 12.5082 | 11.9496 | 11.6294 | 11.6494 | 12.0754 | 13.3248 | 15.6507 | 17.0988 | 19.1831 | 21.0522 | 22.4717 | 23.5128 | 24.139 | 24.8037 | 25.0407 | 24.6017 | 23.6096 | 22.039 | 20.6468 | 20.2278 | 19.1593 | 17.5843 | 15.532 | 13.8502 | 0 | 0 | 0 | 0 | 0 | 0 | 0 | 0 | 0 | 0 | 0 | 0 | 0 | 0 | 0.23872 | 0.23801 | 0.23442 | 0.16933 | 0 | 0 | 0 | 0 | 0 | 0 | 58.2628 | 56.7764 | 55.7303 | 55.0788 | 54.2097 | 53.5416 | 52.9627 | 52.8526 | 54.144 | 58.306 | 63.3112 | 67.904 | 71.4031 | 73.2301 | 74.3551 | 74.9303 | 74.7975 | 73.7463 | 72.184 | 69.6576 | 66.3577 | 63.4713 | 61.2142 | 59.34 | 0.019364 | 0.019916 | 0.019034 | 0.016753 | 0.017288 | 0.01848 | 0.022318 | 0.025417 | 0.028476 | 0.030357 | 0.031265 | 0.032325 | 0.033215 | 0.033779 | 0.033337 | 0.030692 | 0.028017 | 0.02608 | 0.024243 | 0.024258 | 0.023813 | 0.021804 | 0.020763 | 0.021737
Portfolio Adjusted1-in-10Size: 20 kW to 199.99 kWAll2019April Monthly Peak | Portfolio Adjusted | 1-in-10 | Size: 20 kW to 199.99 kW | All | 2019 | April Monthly Peak | 4 | 13.3939 | 12.7279 | 12.3048 | 12.2661 | 12.7073 | 13.924 | 15.9614 | 17.9915 | 21.0467 | 23.7365 | 25.9597 | 27.5176 | 28.4136 | 29.1246 | 29.2871 | 28.8017 | 27.488 | 25.3008 | 22.9314 | 22.3609 | 21.325 | 19.4879 | 17.0622 | 15.0465 | 0 | 0 | 0 | 0 | 0 | 0 | 0 | 0 | 0 | 0 | 0 | 0 | 0 | 0 | 0.2792 | 0.27864 | 0.27293 | 0.19439 | 0 | 0 | 0 | 0 | 0 | 0 | 68.5314 | 67.0658 | 65.4261 | 64.0559 | 62.9256 | 61.9682 | 61.3933 | 61.404 | 64.644 | 70.6918 | 76.7987 | 82.1017 | 85.3543 | 87.2149 | 88.005 | 88.5329 | 88.4275 | 87.8106 | 85.9621 | 82.6007 | 78.1821 | 74.2712 | 71.5955 | 69.9288 | 0.020833 | 0.021312 | 0.02022 | 0.017703 | 0.018258 | 0.019332 | 0.022713 | 0.026673 | 0.031148 | 0.034111 | 0.03602 | 0.037743 | 0.03901 | 0.039588 | 0.038951 | 0.035895 | 0.032585 | 0.029922 | 0.026945 | 0.026848 | 0.026576 | 0.024266 | 0.022911 | 0.023736
Portfolio Adjusted1-in-10Size: 20 kW to 199.99 kWAll2019May Monthly Peak | Portfolio Adjusted | 1-in-10 | Size: 20 kW to 199.99 kW | All | 2019 | May Monthly Peak | 5 | 14.0675 | 13.3516 | 12.9091 | 12.8392 | 13.31 | 14.5853 | 16.4462 | 19.0945 | 22.6367 | 25.5923 | 27.9677 | 29.5455 | 30.3442 | 30.9504 | 30.989 | 30.4033 | 29.0338 | 26.7167 | 24.1264 | 23.0738 | 22.409 | 20.5404 | 17.9849 | 15.9089 | 0 | 0 | 0 | 0 | 0 | 0 | 0 | 0 | 0 | 0 | 0 | 0 | 0 | 0 | 0.29542 | 0.29414 | 0.28828 | 0.20527 | 0 | 0 | 0 | 0 | 0 | 0 | 73.3457 | 71.5099 | 70.0793 | 69.1062 | 68.0602 | 67.0648 | 66.4999 | 66.7877 | 70.3859 | 75.9038 | 80.9869 | 84.5504 | 87.4135 | 89.3026 | 90.4542 | 90.7847 | 90.4598 | 89.3962 | 88.0738 | 85.5333 | 81.5176 | 77.574 | 75.0158 | 72.6249 | 0.022008 | 0.022477 | 0.021316 | 0.018617 | 0.019218 | 0.020376 | 0.023548 | 0.028451 | 0.033726 | 0.037041 | 0.039088 | 0.040833 | 0.041961 | 0.042364 | 0.041505 | 0.038176 | 0.034663 | 0.031835 | 0.028541 | 0.027891 | 0.02807 | 0.025722 | 0.024284 | 0.025217
Portfolio Adjusted1-in-10Size: 20 kW to 199.99 kWAll2019June Monthly Peak | Portfolio Adjusted | 1-in-10 | Size: 20 kW to 199.99 kW | All | 2019 | June Monthly Peak | 6 | 14.5699 | 13.8231 | 13.3424 | 13.2423 | 13.6556 | 14.9265 | 17.011 | 20.0568 | 23.7537 | 26.8711 | 29.2481 | 30.8527 | 31.5704 | 32.2359 | 32.3231 | 31.6974 | 30.3938 | 28.0605 | 25.3781 | 23.7916 | 23.0465 | 21.231 | 18.6147 | 16.449 | 0 | 0 | 0 | 0 | 0 | 0 | 0 | 0 | 0 | 0 | 0 | 0 | 0 | 0 | 0.30814 | 0.30666 | 0.30178 | 0.21559 | 0 | 0 | 0 | 0 | 0 | 0 | 72.0475 | 70.7222 | 69.7554 | 68.7089 | 67.6577 | 66.376 | 65.7157 | 66.7185 | 70.4331 | 75.3496 | 80.3913 | 84.5349 | 87.3264 | 88.9453 | 90.2041 | 90.9041 | 91.4061 | 90.6315 | 89.5381 | 86.8888 | 83.3438 | 79.6491 | 77.2154 | 75.422 | 0.022985 | 0.023482 | 0.022205 | 0.019351 | 0.019838 | 0.021031 | 0.024577 | 0.030188 | 0.03577 | 0.039342 | 0.041335 | 0.04313 | 0.04418 | 0.044642 | 0.043774 | 0.04023 | 0.036716 | 0.033814 | 0.030329 | 0.029062 | 0.029147 | 0.026813 | 0.025357 | 0.026319
Portfolio Adjusted1-in-10Size: 20 kW to 199.99 kWAll2019July Monthly Peak | Portfolio Adjusted | 1-in-10 | Size: 20 kW to 199.99 kW | All | 2019 | July Monthly Peak | 7 | 15.3872 | 14.5854 | 14.0803 | 13.9651 | 14.4051 | 16.0132 | 18.4814 | 21.7437 | 25.6461 | 28.8519 | 31.313 | 32.9813 | 33.7347 | 34.4076 | 34.4807 | 33.7528 | 32.4259 | 29.9493 | 26.9241 | 25.2073 | 24.3931 | 22.4614 | 19.7318 | 17.4413 | 0 | 0 | 0 | 0 | 0 | 0 | 0 | 0 | 0 | 0 | 0 | 0 | 0 | 0 | 0.32871 | 0.32654 | 0.32196 | 0.2301 | 0 | 0 | 0 | 0 | 0 | 0 | 76.3773 | 75.1224 | 73.9897 | 72.9298 | 72.1304 | 71.2867 | 70.6484 | 71.0522 | 73.9918 | 78.7634 | 83.4915 | 87.2184 | 89.287 | 90.596 | 91.976 | 92.3963 | 92.1917 | 91.6762 | 90.5429 | 88.2488 | 84.6095 | 81.1692 | 78.9878 | 77.4596 | 0.024303 | 0.024817 | 0.023485 | 0.020445 | 0.020956 | 0.022584 | 0.026782 | 0.032746 | 0.038623 | 0.042286 | 0.0443 | 0.046167 | 0.047276 | 0.047705 | 0.046752 | 0.042876 | 0.039204 | 0.036115 | 0.032171 | 0.030751 | 0.030806 | 0.028337 | 0.026854 | 0.027884
Portfolio Adjusted1-in-10Size: 20 kW to 199.99 kWAll2019August Monthly Peak | Portfolio Adjusted | 1-in-10 | Size: 20 kW to 199.99 kW | All | 2019 | August Monthly Peak | 8 | 15.6447 | 14.8061 | 14.2905 | 14.1962 | 14.6703 | 16.3151 | 18.9069 | 22.0157 | 26.1896 | 29.5799 | 32.2161 | 33.9099 | 34.6592 | 35.3027 | 35.3496 | 34.6228 | 33.2243 | 30.5879 | 27.3443 | 25.9066 | 24.8819 | 22.7523 | 20.0019 | 17.632 | 0 | 0 | 0 | 0 | 0 | 0 | 0 | 0 | 0 | 0 | 0 | 0 | 0 | 0 | 0.33699 | 0.33496 | 0.32988 | 0.23501 | 0 | 0 | 0 | 0 | 0 | 0 | 76.0844 | 75.0799 | 74.0753 | 73.2141 | 72.3421 | 71.8003 | 71.4973 | 71.7321 | 74.3706 | 79.4813 | 84.1897 | 88.5666 | 91.6252 | 93.5835 | 94.7768 | 95.7879 | 96.1318 | 95.6033 | 94.7135 | 92.0159 | 87.8559 | 84.7046 | 82.65 | 80.7133 | 0.0246 | 0.025091 | 0.023743 | 0.020707 | 0.02127 | 0.022885 | 0.027229 | 0.032966 | 0.039163 | 0.043048 | 0.045236 | 0.047136 | 0.048245 | 0.048635 | 0.047609 | 0.043657 | 0.039873 | 0.03661 | 0.032444 | 0.031388 | 0.031259 | 0.028561 | 0.027081 | 0.028032
Portfolio Adjusted1-in-10Size: 20 kW to 199.99 kWAll2019September Monthly Peak | Portfolio Adjusted | 1-in-10 | Size: 20 kW to 199.99 kW | All | 2019 | September Monthly Peak | 9 | 15.4062 | 14.6593 | 14.182 | 14.0826 | 14.6032 | 16.2599 | 19.132 | 21.8547 | 26.0653 | 29.5233 | 32.1382 | 33.801 | 34.5518 | 35.1782 | 35.0885 | 34.185 | 32.6329 | 29.8887 | 26.8518 | 26.0399 | 24.3732 | 22.2529 | 19.4867 | 17.2593 | 0 | 0 | 0 | 0 | 0 | 0 | 0 | 0 | 0 | 0 | 0 | 0 | 0 | 0 | 0.3345 | 0.33072 | 0.32401 | 0.22964 | 0 | 0 | 0 | 0 | 0 | 0 | 77.0827 | 76.007 | 74.9209 | 74.1598 | 73.3304 | 72.6992 | 72.1167 | 71.8953 | 74.0037 | 78.6082 | 83.4738 | 87.921 | 91.131 | 93.2394 | 93.9248 | 94.2359 | 94.0412 | 93.0268 | 91.3386 | 88.1099 | 84.1282 | 81.1026 | 78.7265 | 77.0249 | 0.024144 | 0.02476 | 0.023483 | 0.020464 | 0.021092 | 0.022703 | 0.027383 | 0.032546 | 0.038688 | 0.042636 | 0.04486 | 0.0467 | 0.047836 | 0.048214 | 0.047044 | 0.042959 | 0.039047 | 0.035659 | 0.031773 | 0.031448 | 0.030523 | 0.027818 | 0.026265 | 0.027361
Portfolio Adjusted1-in-10Size: 20 kW to 199.99 kWAll2019October Monthly Peak | Portfolio Adjusted | 1-in-10 | Size: 20 kW to 199.99 kW | All | 2019 | October Monthly Peak | 10 | 14.0921 | 13.3986 | 12.9961 | 12.9199 | 13.3852 | 14.7887 | 17.5067 | 19.4667 | 22.6394 | 25.6179 | 27.8827 | 29.4746 | 30.2434 | 30.985 | 31.0775 | 30.3616 | 28.8898 | 26.4491 | 24.7635 | 23.6918 | 22.082 | 20.2104 | 17.6946 | 15.7133 | 0 | 0 | 0 | 0 | 0 | 0 | 0 | 0 | 0 | 0 | 0 | 0 | 0 | 0 | 0.29627 | 0.29373 | 0.28685 | 0.20321 | 0 | 0 | 0 | 0 | 0 | 0 | 71.7546 | 70.3599 | 69.3584 | 68.1806 | 67.1715 | 66.3681 | 65.9555 | 65.5564 | 66.5196 | 70.9553 | 76.7193 | 82.2835 | 86.6735 | 89.4405 | 90.4292 | 90.9847 | 90.8633 | 89.7924 | 87.1661 | 82.8662 | 78.7947 | 75.9285 | 73.7863 | 72.1577 | 0.021989 | 0.022527 | 0.021445 | 0.018728 | 0.019299 | 0.020603 | 0.02498 | 0.028955 | 0.033541 | 0.036922 | 0.038819 | 0.040608 | 0.04171 | 0.042273 | 0.041478 | 0.037988 | 0.034377 | 0.031428 | 0.029182 | 0.028546 | 0.027568 | 0.025163 | 0.023765 | 0.024805
Portfolio Adjusted1-in-10Size: 20 kW to 199.99 kWAll2019November Monthly Peak | Portfolio Adjusted | 1-in-10 | Size: 20 kW to 199.99 kW | All | 2019 | November Monthly Peak | 11 | 13.0477 | 12.4046 | 12.1075 | 12.0911 | 12.5941 | 13.8609 | 15.6675 | 17.6571 | 20.4998 | 22.9005 | 24.8797 | 26.1852 | 26.9665 | 27.4936 | 27.4483 | 26.7359 | 25.5783 | 24.7296 | 22.6336 | 21.2686 | 19.9215 | 18.261 | 16.1467 | 14.4187 | 0 | 0 | 0 | 0 | 0 | 0 | 0 | 0 | 0 | 0 | 0 | 0 | 0 | 0 | 0.26167 | 0.25866 | 0.25397 | 0.19 | 0 | 0 | 0 | 0 | 0 | 0 | 66.7489 | 65.2127 | 64.3305 | 62.9283 | 62.0345 | 61.1269 | 60.6585 | 60.6538 | 63.224 | 68.338 | 74.5455 | 79.5786 | 82.5631 | 84.2063 | 85.1237 | 84.9893 | 83.6103 | 81.0394 | 77.7741 | 74.3744 | 71.9447 | 69.9949 | 68.206 | 67.0089 | 0.020246 | 0.020733 | 0.019874 | 0.017411 | 0.018074 | 0.019132 | 0.022151 | 0.025986 | 0.030098 | 0.032655 | 0.034248 | 0.035616 | 0.036689 | 0.037019 | 0.036189 | 0.033063 | 0.030101 | 0.029085 | 0.026473 | 0.025469 | 0.024735 | 0.02265 | 0.021587 | 0.022624
Portfolio Adjusted1-in-10Size: 20 kW to 199.99 kWAll2019December Monthly Peak | Portfolio Adjusted | 1-in-10 | Size: 20 kW to 199.99 kW | All | 2019 | December Monthly Peak | 12 | 12.1382 | 11.8538 | 11.7183 | 11.8453 | 12.3079 | 14.1898 | 17.1539 | 18.9359 | 21.2334 | 22.0935 | 21.9948 | 21.6476 | 20.9285 | 20.7058 | 20.2088 | 19.1308 | 18.8512 | 18.9364 | 17.9521 | 17.1766 | 16.6064 | 15.691 | 14.5672 | 13.2844 | 0 | 0 | 0 | 0 | 0 | 0 | 0 | 0 | 0 | 0 | 0 | 0 | 0 | 0 | 0.19265 | 0.18508 | 0.18717 | 0.14549 | 0 | 0 | 0 | 0 | 0 | 0 | 43.4505 | 42.7828 | 42.5504 | 42.4905 | 42.4264 | 42.243 | 42.5748 | 42.623 | 43.3223 | 45.0682 | 46.8593 | 48.5857 | 49.7681 | 50.1613 | 50.2098 | 50.109 | 49.6681 | 48.4902 | 47.2694 | 46.0687 | 44.9864 | 44.3897 | 44.0674 | 43.3291 | 0.018727 | 0.019779 | 0.019196 | 0.017019 | 0.017563 | 0.019753 | 0.024703 | 0.028393 | 0.031717 | 0.032172 | 0.030967 | 0.030214 | 0.029189 | 0.028563 | 0.027194 | 0.024124 | 0.022727 | 0.022651 | 0.02112 | 0.020585 | 0.020573 | 0.01935 | 0.019424 | 0.020778
Portfolio Adjusted1-in-10Size: 20 kW to 199.99 kWAll2019Typical Event Day | Portfolio Adjusted | 1-in-10 | Size: 20 kW to 199.99 kW | All | 2019 | Typical Event Day | 8 | 15.4357 | 14.604 | 14.099 | 14.0093 | 14.482 | 16.0716 | 18.5694 | 21.5623 | 25.558 | 28.8141 | 31.3764 | 33.0348 | 33.808 | 34.4823 | 34.579 | 33.9209 | 32.5663 | 30.0017 | 26.848 | 25.4513 | 24.4716 | 22.3822 | 19.6722 | 17.3442 | 0 | 0 | 0 | 0 | 0 | 0 | 0 | 0 | 0 | 0 | 0 | 0 | 0 | 0 | 0.32965 | 0.32817 | 0.32335 | 0.2305 | 0 | 0 | 0 | 0 | 0 | 0 | 75.398 | 74.2329 | 73.1853 | 72.2532 | 71.3651 | 70.5405 | 69.9945 | 70.3495 | 73.1998 | 78.0506 | 82.8866 | 87.0602 | 89.8424 | 91.591 | 92.7204 | 93.3311 | 93.4427 | 92.7345 | 91.5333 | 88.8158 | 84.9843 | 81.6564 | 79.3949 | 77.655 | 0.024286 | 0.024761 | 0.023437 | 0.020444 | 0.02101 | 0.022544 | 0.026736 | 0.03229 | 0.038239 | 0.04197 | 0.044098 | 0.04596 | 0.047105 | 0.047545 | 0.046606 | 0.0428 | 0.039099 | 0.035928 | 0.031882 | 0.030866 | 0.03077 | 0.028122 | 0.026654 | 0.027594
Portfolio Adjusted1-in-10Size: 20 kW to 199.99 kWAll2020January Monthly Peak | Portfolio Adjusted | 1-in-10 | Size: 20 kW to 199.99 kW | All | 2020 | January Monthly Peak | 1 | 11.6521 | 11.5188 | 11.4273 | 11.5926 | 11.9265 | 14.1647 | 17.6601 | 19.4492 | 21.73 | 22.574 | 22.1985 | 21.8033 | 20.821 | 20.5425 | 19.8845 | 18.4409 | 17.9374 | 18.0111 | 17.1576 | 16.3025 | 15.7914 | 14.7987 | 13.7645 | 12.6669 | 0 | 0 | 0 | 0 | 0 | 0 | 0 | 0 | 0 | 0 | 0 | 0 | 0 | 0 | 0.18956 | 0.17841 | 0.1781 | 0.13838 | 0 | 0 | 0 | 0 | 0 | 0 | 43.0928 | 42.3955 | 41.6998 | 41.2205 | 40.9445 | 40.6215 | 40.25 | 40.1085 | 40.5719 | 42.8653 | 45.4628 | 47.6269 | 49.4525 | 50.3947 | 50.8366 | 50.62 | 49.7595 | 48.559 | 46.4972 | 44.8529 | 43.6086 | 42.689 | 42.0014 | 41.3098 | 0.017871 | 0.019132 | 0.018619 | 0.016589 | 0.016908 | 0.019821 | 0.025788 | 0.029597 | 0.0329 | 0.033315 | 0.031641 | 0.030877 | 0.029418 | 0.02874 | 0.027102 | 0.023567 | 0.02197 | 0.021713 | 0.020197 | 0.019485 | 0.019507 | 0.018149 | 0.018289 | 0.019762
Portfolio Adjusted1-in-10Size: 20 kW to 199.99 kWAll2020February Monthly Peak | Portfolio Adjusted | 1-in-10 | Size: 20 kW to 199.99 kW | All | 2020 | February Monthly Peak | 2 | 11.923 | 11.5397 | 11.3511 | 11.4809 | 11.9371 | 13.5199 | 16.0226 | 17.484 | 19.6489 | 20.9159 | 21.4952 | 21.8289 | 21.7587 | 21.975 | 21.8331 | 21.0168 | 20.1589 | 19.5109 | 18.9869 | 17.9555 | 17.15 | 15.8883 | 14.3187 | 12.9693 | 0 | 0 | 0 | 0 | 0 | 0 | 0 | 0 | 0 | 0 | 0 | 0 | 0 | 0 | 0.20814 | 0.20333 | 0.20016 | 0.1499 | 0 | 0 | 0 | 0 | 0 | 0 | 50.1766 | 49.7462 | 49.1542 | 48.5905 | 48.303 | 47.5145 | 46.6111 | 47.138 | 48.2207 | 50.4444 | 52.673 | 54.1455 | 55.4875 | 56.6689 | 57.6669 | 58.1157 | 57.5232 | 56.8112 | 54.9871 | 53.0884 | 51.491 | 50.0657 | 49.2823 | 48.2837 | 0.018411 | 0.019237 | 0.018574 | 0.016506 | 0.017049 | 0.018825 | 0.023078 | 0.02623 | 0.029419 | 0.030462 | 0.030221 | 0.03037 | 0.030224 | 0.030194 | 0.029292 | 0.026448 | 0.024185 | 0.02329 | 0.022376 | 0.021579 | 0.021316 | 0.019657 | 0.019129 | 0.020328
Portfolio Adjusted1-in-10Size: 20 kW to 199.99 kWAll2020March Monthly Peak | Portfolio Adjusted | 1-in-10 | Size: 20 kW to 199.99 kW | All | 2020 | March Monthly Peak | 3 | 12.5082 | 11.9496 | 11.6294 | 11.6494 | 12.0754 | 13.3248 | 15.6507 | 17.0988 | 19.1831 | 21.0522 | 22.4717 | 23.5128 | 24.139 | 24.8037 | 25.0407 | 24.6017 | 23.6096 | 22.039 | 20.6468 | 20.2278 | 19.1593 | 17.5843 | 15.532 | 13.8502 | 0 | 0 | 0 | 0 | 0 | 0 | 0 | 0 | 0 | 0 | 0 | 0 | 0 | 0 | 0.23872 | 0.23801 | 0.23442 | 0.16933 | 0 | 0 | 0 | 0 | 0 | 0 | 58.2628 | 56.7764 | 55.7303 | 55.0788 | 54.2097 | 53.5416 | 52.9627 | 52.8526 | 54.144 | 58.306 | 63.3112 | 67.904 | 71.4031 | 73.2301 | 74.355 | 74.9303 | 74.7975 | 73.7463 | 72.184 | 69.6576 | 66.3577 | 63.4713 | 61.2142 | 59.34 | 0.019364 | 0.019916 | 0.019034 | 0.016753 | 0.017288 | 0.01848 | 0.022318 | 0.025417 | 0.028476 | 0.030357 | 0.031265 | 0.032325 | 0.033215 | 0.033779 | 0.033337 | 0.030692 | 0.028017 | 0.02608 | 0.024243 | 0.024258 | 0.023813 | 0.021804 | 0.020763 | 0.021737
Portfolio Adjusted1-in-10Size: 20 kW to 199.99 kWAll2020April Monthly Peak | Portfolio Adjusted | 1-in-10 | Size: 20 kW to 199.99 kW | All | 2020 | April Monthly Peak | 4 | 13.3939 | 12.7279 | 12.3048 | 12.2661 | 12.7073 | 13.924 | 15.9614 | 17.9915 | 21.0467 | 23.7365 | 25.9597 | 27.5176 | 28.4136 | 29.1246 | 29.2871 | 28.8017 | 27.488 | 25.3008 | 22.9314 | 22.3609 | 21.325 | 19.4879 | 17.0622 | 15.0465 | 0 | 0 | 0 | 0 | 0 | 0 | 0 | 0 | 0 | 0 | 0 | 0 | 0 | 0 | 0.2792 | 0.27864 | 0.27293 | 0.19439 | 0 | 0 | 0 | 0 | 0 | 0 | 68.5314 | 67.0658 | 65.4261 | 64.0559 | 62.9256 | 61.9682 | 61.3933 | 61.404 | 64.644 | 70.6918 | 76.7987 | 82.1017 | 85.3543 | 87.2149 | 88.005 | 88.5329 | 88.4275 | 87.8106 | 85.9621 | 82.6007 | 78.1821 | 74.2712 | 71.5955 | 69.9288 | 0.020833 | 0.021312 | 0.02022 | 0.017703 | 0.018258 | 0.019332 | 0.022713 | 0.026673 | 0.031148 | 0.034111 | 0.03602 | 0.037743 | 0.03901 | 0.039588 | 0.038951 | 0.035895 | 0.032585 | 0.029922 | 0.026945 | 0.026848 | 0.026576 | 0.024266 | 0.022911 | 0.023736
Portfolio Adjusted1-in-10Size: 20 kW to 199.99 kWAll2020May Monthly Peak | Portfolio Adjusted | 1-in-10 | Size: 20 kW to 199.99 kW | All | 2020 | May Monthly Peak | 5 | 14.0675 | 13.3516 | 12.9091 | 12.8392 | 13.31 | 14.5853 | 16.4462 | 19.0945 | 22.6367 | 25.5923 | 27.9677 | 29.5455 | 30.3442 | 30.9504 | 30.989 | 30.4033 | 29.0338 | 26.7167 | 24.1264 | 23.0738 | 22.409 | 20.5404 | 17.9849 | 15.9089 | 0 | 0 | 0 | 0 | 0 | 0 | 0 | 0 | 0 | 0 | 0 | 0 | 0 | 0 | 0.29542 | 0.29414 | 0.28828 | 0.20527 | 0 | 0 | 0 | 0 | 0 | 0 | 73.3457 | 71.5099 | 70.0793 | 69.1062 | 68.0602 | 67.0648 | 66.4999 | 66.7877 | 70.3859 | 75.9038 | 80.9869 | 84.5504 | 87.4135 | 89.3026 | 90.4542 | 90.7847 | 90.4598 | 89.3962 | 88.0738 | 85.5333 | 81.5176 | 77.574 | 75.0158 | 72.6249 | 0.022008 | 0.022477 | 0.021316 | 0.018617 | 0.019218 | 0.020376 | 0.023548 | 0.028451 | 0.033726 | 0.037041 | 0.039088 | 0.040833 | 0.041961 | 0.042364 | 0.041505 | 0.038176 | 0.034663 | 0.031835 | 0.028541 | 0.027891 | 0.02807 | 0.025722 | 0.024284 | 0.025217
Portfolio Adjusted1-in-10Size: 20 kW to 199.99 kWAll2020June Monthly Peak | Portfolio Adjusted | 1-in-10 | Size: 20 kW to 199.99 kW | All | 2020 | June Monthly Peak | 6 | 14.5699 | 13.8231 | 13.3424 | 13.2423 | 13.6556 | 14.9265 | 17.011 | 20.0568 | 23.7537 | 26.8711 | 29.2481 | 30.8527 | 31.5704 | 32.2359 | 32.3231 | 31.6974 | 30.3938 | 28.0605 | 25.3781 | 23.7916 | 23.0465 | 21.231 | 18.6147 | 16.449 | 0 | 0 | 0 | 0 | 0 | 0 | 0 | 0 | 0 | 0 | 0 | 0 | 0 | 0 | 0.30814 | 0.30666 | 0.30178 | 0.21559 | 0 | 0 | 0 | 0 | 0 | 0 | 72.0475 | 70.7222 | 69.7554 | 68.7089 | 67.6577 | 66.376 | 65.7157 | 66.7185 | 70.4331 | 75.3496 | 80.3913 | 84.5349 | 87.3264 | 88.9453 | 90.2041 | 90.9041 | 91.4061 | 90.6315 | 89.5381 | 86.8888 | 83.3438 | 79.6491 | 77.2154 | 75.422 | 0.022985 | 0.023482 | 0.022205 | 0.019351 | 0.019838 | 0.021031 | 0.024577 | 0.030188 | 0.03577 | 0.039342 | 0.041335 | 0.04313 | 0.04418 | 0.044642 | 0.043774 | 0.04023 | 0.036716 | 0.033814 | 0.030329 | 0.029062 | 0.029147 | 0.026813 | 0.025357 | 0.026319
Portfolio Adjusted1-in-10Size: 20 kW to 199.99 kWAll2020July Monthly Peak | Portfolio Adjusted | 1-in-10 | Size: 20 kW to 199.99 kW | All | 2020 | July Monthly Peak | 7 | 15.3872 | 14.5854 | 14.0803 | 13.9651 | 14.4051 | 16.0132 | 18.4814 | 21.7437 | 25.6461 | 28.8519 | 31.313 | 32.9813 | 33.7347 | 34.4076 | 34.4807 | 33.7528 | 32.4259 | 29.9493 | 26.9241 | 25.2073 | 24.3931 | 22.4614 | 19.7318 | 17.4413 | 0 | 0 | 0 | 0 | 0 | 0 | 0 | 0 | 0 | 0 | 0 | 0 | 0 | 0 | 0.32871 | 0.32654 | 0.32196 | 0.2301 | 0 | 0 | 0 | 0 | 0 | 0 | 76.3773 | 75.1224 | 73.9897 | 72.9298 | 72.1304 | 71.2867 | 70.6484 | 71.0522 | 73.9918 | 78.7634 | 83.4915 | 87.2184 | 89.287 | 90.596 | 91.976 | 92.3963 | 92.1917 | 91.6762 | 90.5429 | 88.2488 | 84.6095 | 81.1692 | 78.9878 | 77.4596 | 0.024303 | 0.024817 | 0.023485 | 0.020445 | 0.020956 | 0.022584 | 0.026782 | 0.032746 | 0.038623 | 0.042286 | 0.0443 | 0.046167 | 0.047276 | 0.047705 | 0.046752 | 0.042876 | 0.039204 | 0.036115 | 0.032171 | 0.030751 | 0.030806 | 0.028337 | 0.026854 | 0.027884
Portfolio Adjusted1-in-10Size: 20 kW to 199.99 kWAll2020August Monthly Peak | Portfolio Adjusted | 1-in-10 | Size: 20 kW to 199.99 kW | All | 2020 | August Monthly Peak | 8 | 15.6447 | 14.8061 | 14.2905 | 14.1962 | 14.6703 | 16.3151 | 18.9069 | 22.0157 | 26.1896 | 29.5799 | 32.2161 | 33.9099 | 34.6592 | 35.3027 | 35.3496 | 34.6228 | 33.2243 | 30.5879 | 27.3443 | 25.9066 | 24.8819 | 22.7523 | 20.0019 | 17.632 | 0 | 0 | 0 | 0 | 0 | 0 | 0 | 0 | 0 | 0 | 0 | 0 | 0 | 0 | 0.33699 | 0.33496 | 0.32988 | 0.23501 | 0 | 0 | 0 | 0 | 0 | 0 | 76.0844 | 75.0799 | 74.0753 | 73.2141 | 72.3421 | 71.8003 | 71.4973 | 71.7321 | 74.3706 | 79.4813 | 84.1897 | 88.5666 | 91.6252 | 93.5835 | 94.7768 | 95.7879 | 96.1318 | 95.6033 | 94.7135 | 92.0159 | 87.8559 | 84.7046 | 82.65 | 80.7133 | 0.0246 | 0.025091 | 0.023743 | 0.020707 | 0.02127 | 0.022885 | 0.027229 | 0.032966 | 0.039163 | 0.043048 | 0.045236 | 0.047136 | 0.048245 | 0.048635 | 0.047609 | 0.043657 | 0.039873 | 0.03661 | 0.032444 | 0.031388 | 0.031259 | 0.028561 | 0.027081 | 0.028032
Portfolio Adjusted1-in-10Size: 20 kW to 199.99 kWAll2020September Monthly Peak | Portfolio Adjusted | 1-in-10 | Size: 20 kW to 199.99 kW | All | 2020 | September Monthly Peak | 9 | 15.4062 | 14.6593 | 14.182 | 14.0826 | 14.6032 | 16.2599 | 19.132 | 21.8547 | 26.0653 | 29.5233 | 32.1382 | 33.801 | 34.5518 | 35.1782 | 35.0885 | 34.185 | 32.6329 | 29.8887 | 26.8518 | 26.0399 | 24.3732 | 22.2529 | 19.4867 | 17.2593 | 0 | 0 | 0 | 0 | 0 | 0 | 0 | 0 | 0 | 0 | 0 | 0 | 0 | 0 | 0.3345 | 0.33072 | 0.32401 | 0.22964 | 0 | 0 | 0 | 0 | 0 | 0 | 77.0827 | 76.007 | 74.9209 | 74.1598 | 73.3304 | 72.6992 | 72.1167 | 71.8953 | 74.0037 | 78.6082 | 83.4738 | 87.921 | 91.131 | 93.2394 | 93.9248 | 94.2359 | 94.0412 | 93.0268 | 91.3386 | 88.1099 | 84.1282 | 81.1026 | 78.7265 | 77.0249 | 0.024144 | 0.02476 | 0.023483 | 0.020464 | 0.021092 | 0.022703 | 0.027383 | 0.032546 | 0.038688 | 0.042636 | 0.04486 | 0.0467 | 0.047836 | 0.048214 | 0.047044 | 0.042959 | 0.039047 | 0.035659 | 0.031773 | 0.031448 | 0.030523 | 0.027818 | 0.026265 | 0.027361
Portfolio Adjusted1-in-10Size: 20 kW to 199.99 kWAll2020October Monthly Peak | Portfolio Adjusted | 1-in-10 | Size: 20 kW to 199.99 kW | All | 2020 | October Monthly Peak | 10 | 14.0921 | 13.3986 | 12.9961 | 12.9199 | 13.3852 | 14.7887 | 17.5067 | 19.4667 | 22.6394 | 25.6179 | 27.8827 | 29.4746 | 30.2434 | 30.985 | 31.0775 | 30.3616 | 28.8898 | 26.4491 | 24.7635 | 23.6918 | 22.082 | 20.2104 | 17.6946 | 15.7133 | 0 | 0 | 0 | 0 | 0 | 0 | 0 | 0 | 0 | 0 | 0 | 0 | 0 | 0 | 0.29627 | 0.29373 | 0.28685 | 0.20321 | 0 | 0 | 0 | 0 | 0 | 0 | 71.7546 | 70.3599 | 69.3584 | 68.1806 | 67.1715 | 66.3681 | 65.9555 | 65.5564 | 66.5196 | 70.9553 | 76.7193 | 82.2835 | 86.6735 | 89.4405 | 90.4292 | 90.9847 | 90.8633 | 89.7924 | 87.1661 | 82.8662 | 78.7947 | 75.9285 | 73.7863 | 72.1577 | 0.021989 | 0.022527 | 0.021445 | 0.018728 | 0.019299 | 0.020603 | 0.02498 | 0.028955 | 0.033541 | 0.036922 | 0.038819 | 0.040608 | 0.04171 | 0.042273 | 0.041478 | 0.037988 | 0.034377 | 0.031428 | 0.029182 | 0.028546 | 0.027568 | 0.025163 | 0.023765 | 0.024805
Portfolio Adjusted1-in-10Size: 20 kW to 199.99 kWAll2020November Monthly Peak | Portfolio Adjusted | 1-in-10 | Size: 20 kW to 199.99 kW | All | 2020 | November Monthly Peak | 11 | 13.0477 | 12.4046 | 12.1075 | 12.0911 | 12.5941 | 13.8609 | 15.6675 | 17.6571 | 20.4998 | 22.9005 | 24.8797 | 26.1852 | 26.9665 | 27.4936 | 27.4483 | 26.7359 | 25.5783 | 24.7296 | 22.6336 | 21.2686 | 19.9215 | 18.261 | 16.1467 | 14.4187 | 0 | 0 | 0 | 0 | 0 | 0 | 0 | 0 | 0 | 0 | 0 | 0 | 0 | 0 | 0.26167 | 0.25866 | 0.25397 | 0.19 | 0 | 0 | 0 | 0 | 0 | 0 | 66.7489 | 65.2127 | 64.3305 | 62.9283 | 62.0345 | 61.1269 | 60.6585 | 60.6538 | 63.224 | 68.338 | 74.5455 | 79.5786 | 82.5631 | 84.2063 | 85.1237 | 84.9893 | 83.6103 | 81.0394 | 77.7741 | 74.3744 | 71.9447 | 69.9949 | 68.206 | 67.0089 | 0.020246 | 0.020733 | 0.019874 | 0.017411 | 0.018074 | 0.019132 | 0.022151 | 0.025986 | 0.030098 | 0.032655 | 0.034248 | 0.035616 | 0.036689 | 0.037019 | 0.036189 | 0.033063 | 0.030101 | 0.029085 | 0.026473 | 0.025469 | 0.024735 | 0.02265 | 0.021587 | 0.022624
Portfolio Adjusted1-in-10Size: 20 kW to 199.99 kWAll2020December Monthly Peak | Portfolio Adjusted | 1-in-10 | Size: 20 kW to 199.99 kW | All | 2020 | December Monthly Peak | 12 | 12.1382 | 11.8538 | 11.7183 | 11.8453 | 12.3079 | 14.1898 | 17.1539 | 18.9359 | 21.2334 | 22.0935 | 21.9948 | 21.6476 | 20.9285 | 20.7058 | 20.2088 | 19.1308 | 18.8512 | 18.9364 | 17.9521 | 17.1766 | 16.6064 | 15.691 | 14.5672 | 13.2844 | 0 | 0 | 0 | 0 | 0 | 0 | 0 | 0 | 0 | 0 | 0 | 0 | 0 | 0 | 0.19265 | 0.18508 | 0.18717 | 0.14549 | 0 | 0 | 0 | 0 | 0 | 0 | 43.4505 | 42.7828 | 42.5504 | 42.4905 | 42.4264 | 42.243 | 42.5748 | 42.623 | 43.3223 | 45.0682 | 46.8593 | 48.5857 | 49.7681 | 50.1613 | 50.2098 | 50.109 | 49.6681 | 48.4902 | 47.2694 | 46.0687 | 44.9864 | 44.3897 | 44.0674 | 43.3291 | 0.018727 | 0.019779 | 0.019196 | 0.017019 | 0.017563 | 0.019753 | 0.024703 | 0.028393 | 0.031717 | 0.032172 | 0.030967 | 0.030214 | 0.029189 | 0.028563 | 0.027194 | 0.024124 | 0.022727 | 0.022651 | 0.02112 | 0.020585 | 0.020573 | 0.01935 | 0.019424 | 0.020778
Portfolio Adjusted1-in-10Size: 20 kW to 199.99 kWAll2020Typical Event Day | Portfolio Adjusted | 1-in-10 | Size: 20 kW to 199.99 kW | All | 2020 | Typical Event Day | 8 | 15.4357 | 14.604 | 14.099 | 14.0093 | 14.482 | 16.0716 | 18.5694 | 21.5623 | 25.558 | 28.8141 | 31.3764 | 33.0348 | 33.808 | 34.4823 | 34.579 | 33.9209 | 32.5663 | 30.0017 | 26.848 | 25.4513 | 24.4716 | 22.3822 | 19.6722 | 17.3442 | 0 | 0 | 0 | 0 | 0 | 0 | 0 | 0 | 0 | 0 | 0 | 0 | 0 | 0 | 0.32965 | 0.32817 | 0.32335 | 0.2305 | 0 | 0 | 0 | 0 | 0 | 0 | 75.398 | 74.2329 | 73.1853 | 72.2532 | 71.3651 | 70.5405 | 69.9945 | 70.3495 | 73.1998 | 78.0506 | 82.8866 | 87.0602 | 89.8424 | 91.591 | 92.7204 | 93.3311 | 93.4427 | 92.7345 | 91.5333 | 88.8158 | 84.9843 | 81.6564 | 79.3949 | 77.655 | 0.024286 | 0.024761 | 0.023437 | 0.020444 | 0.02101 | 0.022544 | 0.026736 | 0.03229 | 0.038239 | 0.04197 | 0.044098 | 0.04596 | 0.047105 | 0.047545 | 0.046606 | 0.0428 | 0.039099 | 0.035928 | 0.031882 | 0.030866 | 0.03077 | 0.028122 | 0.026654 | 0.027594
Portfolio Adjusted1-in-10Size: 20 kW to 199.99 kWAll2021January Monthly Peak | Portfolio Adjusted | 1-in-10 | Size: 20 kW to 199.99 kW | All | 2021 | January Monthly Peak | 1 | 11.6521 | 11.5188 | 11.4273 | 11.5926 | 11.9265 | 14.1647 | 17.6601 | 19.4492 | 21.73 | 22.574 | 22.1985 | 21.8033 | 20.821 | 20.5425 | 19.8845 | 18.4409 | 17.9374 | 18.0111 | 17.1576 | 16.3025 | 15.7914 | 14.7987 | 13.7645 | 12.6669 | 0 | 0 | 0 | 0 | 0 | 0 | 0 | 0 | 0 | 0 | 0 | 0 | 0 | 0 | 0.18956 | 0.17841 | 0.1781 | 0.13838 | 0 | 0 | 0 | 0 | 0 | 0 | 43.0928 | 42.3955 | 41.6998 | 41.2205 | 40.9445 | 40.6215 | 40.25 | 40.1085 | 40.5719 | 42.8653 | 45.4628 | 47.6269 | 49.4525 | 50.3947 | 50.8366 | 50.62 | 49.7595 | 48.559 | 46.4972 | 44.8529 | 43.6086 | 42.689 | 42.0014 | 41.3098 | 0.017871 | 0.019132 | 0.018619 | 0.016589 | 0.016908 | 0.019821 | 0.025788 | 0.029597 | 0.0329 | 0.033315 | 0.031641 | 0.030877 | 0.029418 | 0.02874 | 0.027102 | 0.023567 | 0.02197 | 0.021713 | 0.020197 | 0.019485 | 0.019507 | 0.018149 | 0.018289 | 0.019762
Portfolio Adjusted1-in-10Size: 20 kW to 199.99 kWAll2021February Monthly Peak | Portfolio Adjusted | 1-in-10 | Size: 20 kW to 199.99 kW | All | 2021 | February Monthly Peak | 2 | 11.923 | 11.5397 | 11.3511 | 11.4809 | 11.9371 | 13.5199 | 16.0226 | 17.484 | 19.6489 | 20.9159 | 21.4952 | 21.8289 | 21.7587 | 21.975 | 21.8331 | 21.0168 | 20.1589 | 19.5109 | 18.9869 | 17.9555 | 17.15 | 15.8883 | 14.3187 | 12.9693 | 0 | 0 | 0 | 0 | 0 | 0 | 0 | 0 | 0 | 0 | 0 | 0 | 0 | 0 | 0.20814 | 0.20333 | 0.20016 | 0.1499 | 0 | 0 | 0 | 0 | 0 | 0 | 50.1766 | 49.7462 | 49.1542 | 48.5905 | 48.303 | 47.5145 | 46.6111 | 47.138 | 48.2207 | 50.4444 | 52.673 | 54.1455 | 55.4875 | 56.6689 | 57.6669 | 58.1157 | 57.5232 | 56.8112 | 54.9871 | 53.0884 | 51.491 | 50.0657 | 49.2823 | 48.2837 | 0.018411 | 0.019237 | 0.018574 | 0.016506 | 0.017049 | 0.018825 | 0.023078 | 0.02623 | 0.029419 | 0.030462 | 0.030221 | 0.03037 | 0.030224 | 0.030194 | 0.029292 | 0.026448 | 0.024185 | 0.02329 | 0.022376 | 0.021579 | 0.021316 | 0.019657 | 0.019129 | 0.020328
Portfolio Adjusted1-in-10Size: 20 kW to 199.99 kWAll2021March Monthly Peak | Portfolio Adjusted | 1-in-10 | Size: 20 kW to 199.99 kW | All | 2021 | March Monthly Peak | 3 | 12.5082 | 11.9496 | 11.6294 | 11.6494 | 12.0754 | 13.3248 | 15.6507 | 17.0988 | 19.1831 | 21.0522 | 22.4717 | 23.5128 | 24.139 | 24.8037 | 25.0407 | 24.6017 | 23.6096 | 22.039 | 20.6468 | 20.2278 | 19.1593 | 17.5843 | 15.532 | 13.8502 | 0 | 0 | 0 | 0 | 0 | 0 | 0 | 0 | 0 | 0 | 0 | 0 | 0 | 0 | 0.23872 | 0.23801 | 0.23442 | 0.16933 | 0 | 0 | 0 | 0 | 0 | 0 | 58.2628 | 56.7764 | 55.7303 | 55.0788 | 54.2097 | 53.5416 | 52.9627 | 52.8526 | 54.144 | 58.306 | 63.3112 | 67.904 | 71.4031 | 73.2301 | 74.355 | 74.9303 | 74.7975 | 73.7463 | 72.184 | 69.6576 | 66.3577 | 63.4713 | 61.2142 | 59.34 | 0.019364 | 0.019916 | 0.019034 | 0.016753 | 0.017288 | 0.01848 | 0.022318 | 0.025417 | 0.028476 | 0.030357 | 0.031265 | 0.032325 | 0.033215 | 0.033779 | 0.033337 | 0.030692 | 0.028017 | 0.02608 | 0.024243 | 0.024258 | 0.023813 | 0.021804 | 0.020763 | 0.021737
Portfolio Adjusted1-in-10Size: 20 kW to 199.99 kWAll2021April Monthly Peak | Portfolio Adjusted | 1-in-10 | Size: 20 kW to 199.99 kW | All | 2021 | April Monthly Peak | 4 | 13.3939 | 12.7279 | 12.3048 | 12.2661 | 12.7073 | 13.924 | 15.9614 | 17.9915 | 21.0467 | 23.7365 | 25.9597 | 27.5176 | 28.4136 | 29.1246 | 29.2871 | 28.8017 | 27.488 | 25.3008 | 22.9314 | 22.3609 | 21.325 | 19.4879 | 17.0622 | 15.0465 | 0 | 0 | 0 | 0 | 0 | 0 | 0 | 0 | 0 | 0 | 0 | 0 | 0 | 0 | 0.2792 | 0.27864 | 0.27293 | 0.19439 | 0 | 0 | 0 | 0 | 0 | 0 | 68.5314 | 67.0658 | 65.4261 | 64.0559 | 62.9256 | 61.9682 | 61.3933 | 61.404 | 64.644 | 70.6918 | 76.7987 | 82.1017 | 85.3543 | 87.2149 | 88.005 | 88.5329 | 88.4275 | 87.8106 | 85.9621 | 82.6007 | 78.1821 | 74.2712 | 71.5955 | 69.9288 | 0.020833 | 0.021312 | 0.02022 | 0.017703 | 0.018258 | 0.019332 | 0.022713 | 0.026673 | 0.031148 | 0.034111 | 0.03602 | 0.037743 | 0.03901 | 0.039588 | 0.038951 | 0.035895 | 0.032585 | 0.029922 | 0.026945 | 0.026848 | 0.026576 | 0.024266 | 0.022911 | 0.023736
Portfolio Adjusted1-in-10Size: 20 kW to 199.99 kWAll2021May Monthly Peak | Portfolio Adjusted | 1-in-10 | Size: 20 kW to 199.99 kW | All | 2021 | May Monthly Peak | 5 | 14.0675 | 13.3516 | 12.9091 | 12.8392 | 13.31 | 14.5853 | 16.4462 | 19.0945 | 22.6367 | 25.5923 | 27.9677 | 29.5455 | 30.3442 | 30.9504 | 30.989 | 30.4033 | 29.0338 | 26.7167 | 24.1264 | 23.0738 | 22.409 | 20.5404 | 17.9849 | 15.9089 | 0 | 0 | 0 | 0 | 0 | 0 | 0 | 0 | 0 | 0 | 0 | 0 | 0 | 0 | 0.29542 | 0.29414 | 0.28828 | 0.20527 | 0 | 0 | 0 | 0 | 0 | 0 | 73.3457 | 71.5099 | 70.0793 | 69.1062 | 68.0602 | 67.0648 | 66.4999 | 66.7877 | 70.3859 | 75.9038 | 80.9869 | 84.5504 | 87.4135 | 89.3026 | 90.4542 | 90.7847 | 90.4598 | 89.3962 | 88.0738 | 85.5333 | 81.5176 | 77.574 | 75.0158 | 72.6249 | 0.022008 | 0.022477 | 0.021316 | 0.018617 | 0.019218 | 0.020376 | 0.023548 | 0.028451 | 0.033726 | 0.037041 | 0.039088 | 0.040833 | 0.041961 | 0.042364 | 0.041505 | 0.038176 | 0.034663 | 0.031835 | 0.028541 | 0.027891 | 0.02807 | 0.025722 | 0.024284 | 0.025217
Portfolio Adjusted1-in-10Size: 20 kW to 199.99 kWAll2021June Monthly Peak | Portfolio Adjusted | 1-in-10 | Size: 20 kW to 199.99 kW | All | 2021 | June Monthly Peak | 6 | 14.5699 | 13.8231 | 13.3424 | 13.2423 | 13.6556 | 14.9265 | 17.011 | 20.0568 | 23.7537 | 26.8711 | 29.2481 | 30.8527 | 31.5704 | 32.2359 | 32.3231 | 31.6974 | 30.3938 | 28.0605 | 25.3781 | 23.7916 | 23.0465 | 21.231 | 18.6147 | 16.449 | 0 | 0 | 0 | 0 | 0 | 0 | 0 | 0 | 0 | 0 | 0 | 0 | 0 | 0 | 0.30814 | 0.30666 | 0.30178 | 0.21559 | 0 | 0 | 0 | 0 | 0 | 0 | 72.0475 | 70.7222 | 69.7554 | 68.7089 | 67.6577 | 66.376 | 65.7157 | 66.7185 | 70.4331 | 75.3496 | 80.3913 | 84.5349 | 87.3264 | 88.9453 | 90.2041 | 90.9041 | 91.4061 | 90.6315 | 89.5381 | 86.8888 | 83.3438 | 79.6491 | 77.2154 | 75.422 | 0.022985 | 0.023482 | 0.022205 | 0.019351 | 0.019838 | 0.021031 | 0.024577 | 0.030188 | 0.03577 | 0.039342 | 0.041335 | 0.04313 | 0.04418 | 0.044642 | 0.043774 | 0.04023 | 0.036716 | 0.033814 | 0.030329 | 0.029062 | 0.029147 | 0.026813 | 0.025357 | 0.026319
Portfolio Adjusted1-in-10Size: 20 kW to 199.99 kWAll2021July Monthly Peak | Portfolio Adjusted | 1-in-10 | Size: 20 kW to 199.99 kW | All | 2021 | July Monthly Peak | 7 | 15.3872 | 14.5854 | 14.0803 | 13.9651 | 14.4051 | 16.0132 | 18.4814 | 21.7437 | 25.6461 | 28.8519 | 31.313 | 32.9813 | 33.7347 | 34.4076 | 34.4807 | 33.7528 | 32.4259 | 29.9493 | 26.9241 | 25.2073 | 24.3931 | 22.4614 | 19.7318 | 17.4413 | 0 | 0 | 0 | 0 | 0 | 0 | 0 | 0 | 0 | 0 | 0 | 0 | 0 | 0 | 0.32871 | 0.32654 | 0.32196 | 0.2301 | 0 | 0 | 0 | 0 | 0 | 0 | 76.3773 | 75.1224 | 73.9897 | 72.9298 | 72.1304 | 71.2867 | 70.6484 | 71.0522 | 73.9918 | 78.7634 | 83.4915 | 87.2184 | 89.287 | 90.596 | 91.976 | 92.3963 | 92.1917 | 91.6762 | 90.5429 | 88.2488 | 84.6095 | 81.1692 | 78.9878 | 77.4596 | 0.024303 | 0.024817 | 0.023485 | 0.020445 | 0.020956 | 0.022584 | 0.026782 | 0.032746 | 0.038623 | 0.042286 | 0.0443 | 0.046167 | 0.047276 | 0.047705 | 0.046752 | 0.042876 | 0.039204 | 0.036115 | 0.032171 | 0.030751 | 0.030806 | 0.028337 | 0.026854 | 0.027884
Portfolio Adjusted1-in-10Size: 20 kW to 199.99 kWAll2021August Monthly Peak | Portfolio Adjusted | 1-in-10 | Size: 20 kW to 199.99 kW | All | 2021 | August Monthly Peak | 8 | 15.6447 | 14.8061 | 14.2905 | 14.1962 | 14.6703 | 16.3151 | 18.9069 | 22.0157 | 26.1896 | 29.5799 | 32.2161 | 33.9099 | 34.6592 | 35.3027 | 35.3496 | 34.6228 | 33.2243 | 30.5879 | 27.3443 | 25.9066 | 24.8819 | 22.7523 | 20.0019 | 17.632 | 0 | 0 | 0 | 0 | 0 | 0 | 0 | 0 | 0 | 0 | 0 | 0 | 0 | 0 | 0.33699 | 0.33496 | 0.32988 | 0.23501 | 0 | 0 | 0 | 0 | 0 | 0 | 76.0844 | 75.0799 | 74.0753 | 73.2141 | 72.3421 | 71.8003 | 71.4973 | 71.7321 | 74.3706 | 79.4813 | 84.1897 | 88.5666 | 91.6252 | 93.5835 | 94.7768 | 95.7879 | 96.1318 | 95.6033 | 94.7135 | 92.0159 | 87.8559 | 84.7046 | 82.65 | 80.7133 | 0.0246 | 0.025091 | 0.023743 | 0.020707 | 0.02127 | 0.022885 | 0.027229 | 0.032966 | 0.039163 | 0.043048 | 0.045236 | 0.047136 | 0.048245 | 0.048635 | 0.047609 | 0.043657 | 0.039873 | 0.03661 | 0.032444 | 0.031388 | 0.031259 | 0.028561 | 0.027081 | 0.028032
Portfolio Adjusted1-in-10Size: 20 kW to 199.99 kWAll2021September Monthly Peak | Portfolio Adjusted | 1-in-10 | Size: 20 kW to 199.99 kW | All | 2021 | September Monthly Peak | 9 | 15.4062 | 14.6593 | 14.182 | 14.0826 | 14.6032 | 16.2599 | 19.132 | 21.8547 | 26.0653 | 29.5233 | 32.1382 | 33.801 | 34.5518 | 35.1782 | 35.0885 | 34.185 | 32.6329 | 29.8887 | 26.8518 | 26.0399 | 24.3732 | 22.2529 | 19.4867 | 17.2593 | 0 | 0 | 0 | 0 | 0 | 0 | 0 | 0 | 0 | 0 | 0 | 0 | 0 | 0 | 0.3345 | 0.33072 | 0.32401 | 0.22964 | 0 | 0 | 0 | 0 | 0 | 0 | 77.0827 | 76.007 | 74.9209 | 74.1598 | 73.3304 | 72.6992 | 72.1167 | 71.8953 | 74.0037 | 78.6082 | 83.4738 | 87.921 | 91.131 | 93.2394 | 93.9248 | 94.2359 | 94.0412 | 93.0268 | 91.3386 | 88.1099 | 84.1282 | 81.1026 | 78.7265 | 77.0249 | 0.024144 | 0.02476 | 0.023483 | 0.020464 | 0.021092 | 0.022703 | 0.027383 | 0.032546 | 0.038688 | 0.042636 | 0.04486 | 0.0467 | 0.047836 | 0.048214 | 0.047044 | 0.042959 | 0.039047 | 0.035659 | 0.031773 | 0.031448 | 0.030523 | 0.027818 | 0.026265 | 0.027361
Portfolio Adjusted1-in-10Size: 20 kW to 199.99 kWAll2021October Monthly Peak | Portfolio Adjusted | 1-in-10 | Size: 20 kW to 199.99 kW | All | 2021 | October Monthly Peak | 10 | 14.0921 | 13.3986 | 12.9961 | 12.9199 | 13.3852 | 14.7887 | 17.5067 | 19.4667 | 22.6394 | 25.6179 | 27.8827 | 29.4746 | 30.2434 | 30.985 | 31.0775 | 30.3616 | 28.8898 | 26.4491 | 24.7635 | 23.6918 | 22.082 | 20.2104 | 17.6946 | 15.7133 | 0 | 0 | 0 | 0 | 0 | 0 | 0 | 0 | 0 | 0 | 0 | 0 | 0 | 0 | 0.29627 | 0.29373 | 0.28685 | 0.20321 | 0 | 0 | 0 | 0 | 0 | 0 | 71.7546 | 70.3599 | 69.3584 | 68.1806 | 67.1715 | 66.3681 | 65.9555 | 65.5564 | 66.5196 | 70.9553 | 76.7193 | 82.2835 | 86.6735 | 89.4405 | 90.4292 | 90.9847 | 90.8633 | 89.7924 | 87.1661 | 82.8662 | 78.7947 | 75.9285 | 73.7863 | 72.1577 | 0.021989 | 0.022527 | 0.021445 | 0.018728 | 0.019299 | 0.020603 | 0.02498 | 0.028955 | 0.033541 | 0.036922 | 0.038819 | 0.040608 | 0.04171 | 0.042273 | 0.041478 | 0.037988 | 0.034377 | 0.031428 | 0.029182 | 0.028546 | 0.027568 | 0.025163 | 0.023765 | 0.024805
Portfolio Adjusted1-in-10Size: 20 kW to 199.99 kWAll2021November Monthly Peak | Portfolio Adjusted | 1-in-10 | Size: 20 kW to 199.99 kW | All | 2021 | November Monthly Peak | 11 | 13.0477 | 12.4046 | 12.1075 | 12.0911 | 12.5941 | 13.8609 | 15.6675 | 17.6571 | 20.4998 | 22.9005 | 24.8797 | 26.1852 | 26.9665 | 27.4936 | 27.4483 | 26.7359 | 25.5783 | 24.7296 | 22.6336 | 21.2686 | 19.9215 | 18.261 | 16.1467 | 14.4187 | 0 | 0 | 0 | 0 | 0 | 0 | 0 | 0 | 0 | 0 | 0 | 0 | 0 | 0 | 0.26167 | 0.25866 | 0.25397 | 0.19 | 0 | 0 | 0 | 0 | 0 | 0 | 66.7489 | 65.2127 | 64.3305 | 62.9283 | 62.0345 | 61.1269 | 60.6585 | 60.6538 | 63.224 | 68.338 | 74.5455 | 79.5786 | 82.5631 | 84.2063 | 85.1237 | 84.9893 | 83.6103 | 81.0394 | 77.7741 | 74.3744 | 71.9447 | 69.9949 | 68.206 | 67.0089 | 0.020246 | 0.020733 | 0.019874 | 0.017411 | 0.018074 | 0.019132 | 0.022151 | 0.025986 | 0.030098 | 0.032655 | 0.034248 | 0.035616 | 0.036689 | 0.037019 | 0.036189 | 0.033063 | 0.030101 | 0.029085 | 0.026473 | 0.025469 | 0.024735 | 0.02265 | 0.021587 | 0.022624
Portfolio Adjusted1-in-10Size: 20 kW to 199.99 kWAll2021December Monthly Peak | Portfolio Adjusted | 1-in-10 | Size: 20 kW to 199.99 kW | All | 2021 | December Monthly Peak | 12 | 12.1382 | 11.8538 | 11.7183 | 11.8453 | 12.3079 | 14.1898 | 17.1539 | 18.9359 | 21.2334 | 22.0935 | 21.9948 | 21.6476 | 20.9285 | 20.7058 | 20.2088 | 19.1308 | 18.8512 | 18.9364 | 17.9521 | 17.1766 | 16.6064 | 15.691 | 14.5672 | 13.2844 | 0 | 0 | 0 | 0 | 0 | 0 | 0 | 0 | 0 | 0 | 0 | 0 | 0 | 0 | 0.19265 | 0.18508 | 0.18717 | 0.14549 | 0 | 0 | 0 | 0 | 0 | 0 | 43.4505 | 42.7828 | 42.5504 | 42.4905 | 42.4264 | 42.243 | 42.5748 | 42.623 | 43.3223 | 45.0682 | 46.8593 | 48.5857 | 49.7681 | 50.1613 | 50.2098 | 50.109 | 49.6681 | 48.4902 | 47.2694 | 46.0687 | 44.9864 | 44.3897 | 44.0674 | 43.3291 | 0.018727 | 0.019779 | 0.019196 | 0.017019 | 0.017563 | 0.019753 | 0.024703 | 0.028393 | 0.031717 | 0.032172 | 0.030967 | 0.030214 | 0.029189 | 0.028563 | 0.027194 | 0.024124 | 0.022727 | 0.022651 | 0.02112 | 0.020585 | 0.020573 | 0.01935 | 0.019424 | 0.020778
Portfolio Adjusted1-in-10Size: 20 kW to 199.99 kWAll2021Typical Event Day | Portfolio Adjusted | 1-in-10 | Size: 20 kW to 199.99 kW | All | 2021 | Typical Event Day | 8 | 15.4357 | 14.604 | 14.099 | 14.0093 | 14.482 | 16.0716 | 18.5694 | 21.5623 | 25.558 | 28.8141 | 31.3764 | 33.0348 | 33.808 | 34.4823 | 34.579 | 33.9209 | 32.5663 | 30.0017 | 26.848 | 25.4513 | 24.4716 | 22.3822 | 19.6722 | 17.3442 | 0 | 0 | 0 | 0 | 0 | 0 | 0 | 0 | 0 | 0 | 0 | 0 | 0 | 0 | 0.32965 | 0.32817 | 0.32335 | 0.2305 | 0 | 0 | 0 | 0 | 0 | 0 | 75.398 | 74.2329 | 73.1853 | 72.2532 | 71.3651 | 70.5405 | 69.9945 | 70.3495 | 73.1998 | 78.0506 | 82.8866 | 87.0602 | 89.8424 | 91.591 | 92.7204 | 93.3311 | 93.4427 | 92.7345 | 91.5333 | 88.8158 | 84.9843 | 81.6564 | 79.3949 | 77.655 | 0.024286 | 0.024761 | 0.023437 | 0.020444 | 0.02101 | 0.022544 | 0.026736 | 0.03229 | 0.038239 | 0.04197 | 0.044098 | 0.04596 | 0.047105 | 0.047545 | 0.046606 | 0.0428 | 0.039099 | 0.035928 | 0.031882 | 0.030866 | 0.03077 | 0.028122 | 0.026654 | 0.027594
Portfolio Adjusted1-in-10Size: 20 kW to 199.99 kWAll2022January Monthly Peak | Portfolio Adjusted | 1-in-10 | Size: 20 kW to 199.99 kW | All | 2022 | January Monthly Peak | 1 | 11.6521 | 11.5188 | 11.4273 | 11.5926 | 11.9265 | 14.1647 | 17.6601 | 19.4492 | 21.73 | 22.574 | 22.1985 | 21.8033 | 20.821 | 20.5425 | 19.8845 | 18.4409 | 17.9374 | 18.0111 | 17.1576 | 16.3025 | 15.7914 | 14.7987 | 13.7645 | 12.6669 | 0 | 0 | 0 | 0 | 0 | 0 | 0 | 0 | 0 | 0 | 0 | 0 | 0 | 0 | 0.18956 | 0.17841 | 0.1781 | 0.13838 | 0 | 0 | 0 | 0 | 0 | 0 | 43.0928 | 42.3955 | 41.6998 | 41.2205 | 40.9445 | 40.6215 | 40.25 | 40.1085 | 40.5719 | 42.8653 | 45.4628 | 47.6269 | 49.4525 | 50.3947 | 50.8366 | 50.62 | 49.7595 | 48.559 | 46.4972 | 44.8529 | 43.6086 | 42.689 | 42.0014 | 41.3098 | 0.017871 | 0.019132 | 0.018619 | 0.016589 | 0.016908 | 0.019821 | 0.025788 | 0.029597 | 0.0329 | 0.033315 | 0.031641 | 0.030877 | 0.029418 | 0.02874 | 0.027102 | 0.023567 | 0.02197 | 0.021713 | 0.020197 | 0.019485 | 0.019507 | 0.018149 | 0.018289 | 0.019762
Portfolio Adjusted1-in-10Size: 20 kW to 199.99 kWAll2022February Monthly Peak | Portfolio Adjusted | 1-in-10 | Size: 20 kW to 199.99 kW | All | 2022 | February Monthly Peak | 2 | 11.923 | 11.5397 | 11.3511 | 11.4809 | 11.9371 | 13.5199 | 16.0226 | 17.484 | 19.6489 | 20.9159 | 21.4952 | 21.8289 | 21.7587 | 21.975 | 21.8331 | 21.0168 | 20.1589 | 19.5109 | 18.9869 | 17.9555 | 17.15 | 15.8883 | 14.3187 | 12.9693 | 0 | 0 | 0 | 0 | 0 | 0 | 0 | 0 | 0 | 0 | 0 | 0 | 0 | 0 | 0.20814 | 0.20333 | 0.20016 | 0.1499 | 0 | 0 | 0 | 0 | 0 | 0 | 50.1766 | 49.7462 | 49.1542 | 48.5905 | 48.303 | 47.5145 | 46.6111 | 47.138 | 48.2207 | 50.4444 | 52.673 | 54.1455 | 55.4875 | 56.6689 | 57.6669 | 58.1157 | 57.5232 | 56.8112 | 54.9871 | 53.0884 | 51.491 | 50.0657 | 49.2823 | 48.2837 | 0.018411 | 0.019237 | 0.018574 | 0.016506 | 0.017049 | 0.018825 | 0.023078 | 0.02623 | 0.029419 | 0.030462 | 0.030221 | 0.03037 | 0.030224 | 0.030194 | 0.029292 | 0.026448 | 0.024185 | 0.02329 | 0.022376 | 0.021579 | 0.021316 | 0.019657 | 0.019129 | 0.020328
Portfolio Adjusted1-in-10Size: 20 kW to 199.99 kWAll2022March Monthly Peak | Portfolio Adjusted | 1-in-10 | Size: 20 kW to 199.99 kW | All | 2022 | March Monthly Peak | 3 | 12.5082 | 11.9496 | 11.6294 | 11.6494 | 12.0754 | 13.3248 | 15.6507 | 17.0988 | 19.1831 | 21.0522 | 22.4717 | 23.5128 | 24.139 | 24.8037 | 25.0407 | 24.6017 | 23.6096 | 22.039 | 20.6468 | 20.2278 | 19.1593 | 17.5843 | 15.532 | 13.8502 | 0 | 0 | 0 | 0 | 0 | 0 | 0 | 0 | 0 | 0 | 0 | 0 | 0 | 0 | 0.23872 | 0.23801 | 0.23442 | 0.16933 | 0 | 0 | 0 | 0 | 0 | 0 | 58.2628 | 56.7764 | 55.7303 | 55.0788 | 54.2097 | 53.5416 | 52.9627 | 52.8526 | 54.144 | 58.306 | 63.3112 | 67.904 | 71.4031 | 73.2301 | 74.355 | 74.9303 | 74.7975 | 73.7463 | 72.184 | 69.6576 | 66.3577 | 63.4713 | 61.2142 | 59.34 | 0.019364 | 0.019916 | 0.019034 | 0.016753 | 0.017288 | 0.01848 | 0.022318 | 0.025417 | 0.028476 | 0.030357 | 0.031265 | 0.032325 | 0.033215 | 0.033779 | 0.033337 | 0.030692 | 0.028017 | 0.02608 | 0.024243 | 0.024258 | 0.023813 | 0.021804 | 0.020763 | 0.021737
Portfolio Adjusted1-in-10Size: 20 kW to 199.99 kWAll2022April Monthly Peak | Portfolio Adjusted | 1-in-10 | Size: 20 kW to 199.99 kW | All | 2022 | April Monthly Peak | 4 | 13.3939 | 12.7279 | 12.3048 | 12.2661 | 12.7073 | 13.924 | 15.9614 | 17.9915 | 21.0467 | 23.7365 | 25.9597 | 27.5176 | 28.4136 | 29.1246 | 29.2871 | 28.8017 | 27.488 | 25.3008 | 22.9314 | 22.3609 | 21.325 | 19.4879 | 17.0622 | 15.0465 | 0 | 0 | 0 | 0 | 0 | 0 | 0 | 0 | 0 | 0 | 0 | 0 | 0 | 0 | 0.2792 | 0.27864 | 0.27293 | 0.19439 | 0 | 0 | 0 | 0 | 0 | 0 | 68.5314 | 67.0658 | 65.4261 | 64.0559 | 62.9256 | 61.9682 | 61.3933 | 61.404 | 64.644 | 70.6918 | 76.7987 | 82.1017 | 85.3543 | 87.2149 | 88.005 | 88.5329 | 88.4275 | 87.8106 | 85.9621 | 82.6007 | 78.1821 | 74.2712 | 71.5955 | 69.9288 | 0.020833 | 0.021312 | 0.02022 | 0.017703 | 0.018258 | 0.019332 | 0.022713 | 0.026673 | 0.031148 | 0.034111 | 0.03602 | 0.037743 | 0.03901 | 0.039588 | 0.038951 | 0.035895 | 0.032585 | 0.029922 | 0.026945 | 0.026848 | 0.026576 | 0.024266 | 0.022911 | 0.023736
Portfolio Adjusted1-in-10Size: 20 kW to 199.99 kWAll2022May Monthly Peak | Portfolio Adjusted | 1-in-10 | Size: 20 kW to 199.99 kW | All | 2022 | May Monthly Peak | 5 | 14.0675 | 13.3516 | 12.9091 | 12.8392 | 13.31 | 14.5853 | 16.4462 | 19.0945 | 22.6367 | 25.5923 | 27.9677 | 29.5455 | 30.3442 | 30.9504 | 30.989 | 30.4033 | 29.0338 | 26.7167 | 24.1264 | 23.0738 | 22.409 | 20.5404 | 17.9849 | 15.9089 | 0 | 0 | 0 | 0 | 0 | 0 | 0 | 0 | 0 | 0 | 0 | 0 | 0 | 0 | 0.29542 | 0.29414 | 0.28828 | 0.20527 | 0 | 0 | 0 | 0 | 0 | 0 | 73.3457 | 71.5099 | 70.0793 | 69.1062 | 68.0602 | 67.0648 | 66.4999 | 66.7877 | 70.3859 | 75.9038 | 80.9869 | 84.5504 | 87.4135 | 89.3026 | 90.4542 | 90.7847 | 90.4598 | 89.3962 | 88.0738 | 85.5333 | 81.5176 | 77.574 | 75.0158 | 72.6249 | 0.022008 | 0.022477 | 0.021316 | 0.018617 | 0.019218 | 0.020376 | 0.023548 | 0.028451 | 0.033726 | 0.037041 | 0.039088 | 0.040833 | 0.041961 | 0.042364 | 0.041505 | 0.038176 | 0.034663 | 0.031835 | 0.028541 | 0.027891 | 0.02807 | 0.025722 | 0.024284 | 0.025217
Portfolio Adjusted1-in-10Size: 20 kW to 199.99 kWAll2022June Monthly Peak | Portfolio Adjusted | 1-in-10 | Size: 20 kW to 199.99 kW | All | 2022 | June Monthly Peak | 6 | 14.5699 | 13.8231 | 13.3424 | 13.2423 | 13.6556 | 14.9265 | 17.011 | 20.0568 | 23.7537 | 26.8711 | 29.2481 | 30.8527 | 31.5704 | 32.2359 | 32.3231 | 31.6974 | 30.3938 | 28.0605 | 25.3781 | 23.7916 | 23.0465 | 21.231 | 18.6147 | 16.449 | 0 | 0 | 0 | 0 | 0 | 0 | 0 | 0 | 0 | 0 | 0 | 0 | 0 | 0 | 0.30814 | 0.30666 | 0.30178 | 0.21559 | 0 | 0 | 0 | 0 | 0 | 0 | 72.0475 | 70.7222 | 69.7554 | 68.7089 | 67.6577 | 66.376 | 65.7157 | 66.7185 | 70.4331 | 75.3496 | 80.3913 | 84.5349 | 87.3264 | 88.9453 | 90.2041 | 90.9041 | 91.4061 | 90.6315 | 89.5381 | 86.8888 | 83.3438 | 79.6491 | 77.2154 | 75.422 | 0.022985 | 0.023482 | 0.022205 | 0.019351 | 0.019838 | 0.021031 | 0.024577 | 0.030188 | 0.03577 | 0.039342 | 0.041335 | 0.04313 | 0.04418 | 0.044642 | 0.043774 | 0.04023 | 0.036716 | 0.033814 | 0.030329 | 0.029062 | 0.029147 | 0.026813 | 0.025357 | 0.026319
Portfolio Adjusted1-in-10Size: 20 kW to 199.99 kWAll2022July Monthly Peak | Portfolio Adjusted | 1-in-10 | Size: 20 kW to 199.99 kW | All | 2022 | July Monthly Peak | 7 | 15.3872 | 14.5854 | 14.0803 | 13.9651 | 14.4051 | 16.0132 | 18.4814 | 21.7437 | 25.6461 | 28.8519 | 31.313 | 32.9813 | 33.7347 | 34.4076 | 34.4807 | 33.7528 | 32.4259 | 29.9493 | 26.9241 | 25.2073 | 24.3931 | 22.4614 | 19.7318 | 17.4413 | 0 | 0 | 0 | 0 | 0 | 0 | 0 | 0 | 0 | 0 | 0 | 0 | 0 | 0 | 0.32871 | 0.32654 | 0.32196 | 0.2301 | 0 | 0 | 0 | 0 | 0 | 0 | 76.3773 | 75.1224 | 73.9897 | 72.9298 | 72.1304 | 71.2867 | 70.6484 | 71.0522 | 73.9918 | 78.7634 | 83.4915 | 87.2184 | 89.287 | 90.596 | 91.976 | 92.3963 | 92.1917 | 91.6762 | 90.5429 | 88.2488 | 84.6095 | 81.1692 | 78.9878 | 77.4596 | 0.024303 | 0.024817 | 0.023485 | 0.020445 | 0.020956 | 0.022584 | 0.026782 | 0.032746 | 0.038623 | 0.042286 | 0.0443 | 0.046167 | 0.047276 | 0.047705 | 0.046752 | 0.042876 | 0.039204 | 0.036115 | 0.032171 | 0.030751 | 0.030806 | 0.028337 | 0.026854 | 0.027884
Portfolio Adjusted1-in-10Size: 20 kW to 199.99 kWAll2022August Monthly Peak | Portfolio Adjusted | 1-in-10 | Size: 20 kW to 199.99 kW | All | 2022 | August Monthly Peak | 8 | 15.6447 | 14.8061 | 14.2905 | 14.1962 | 14.6703 | 16.3151 | 18.9069 | 22.0157 | 26.1896 | 29.5799 | 32.2161 | 33.9099 | 34.6592 | 35.3027 | 35.3496 | 34.6228 | 33.2243 | 30.5879 | 27.3443 | 25.9066 | 24.8819 | 22.7523 | 20.0019 | 17.632 | 0 | 0 | 0 | 0 | 0 | 0 | 0 | 0 | 0 | 0 | 0 | 0 | 0 | 0 | 0.33699 | 0.33496 | 0.32988 | 0.23501 | 0 | 0 | 0 | 0 | 0 | 0 | 76.0844 | 75.0799 | 74.0753 | 73.2141 | 72.3421 | 71.8003 | 71.4973 | 71.7321 | 74.3706 | 79.4813 | 84.1897 | 88.5666 | 91.6252 | 93.5835 | 94.7768 | 95.7879 | 96.1318 | 95.6033 | 94.7135 | 92.0159 | 87.8559 | 84.7046 | 82.65 | 80.7133 | 0.0246 | 0.025091 | 0.023743 | 0.020707 | 0.02127 | 0.022885 | 0.027229 | 0.032966 | 0.039163 | 0.043048 | 0.045236 | 0.047136 | 0.048245 | 0.048635 | 0.047609 | 0.043657 | 0.039873 | 0.03661 | 0.032444 | 0.031388 | 0.031259 | 0.028561 | 0.027081 | 0.028032
Portfolio Adjusted1-in-10Size: 20 kW to 199.99 kWAll2022September Monthly Peak | Portfolio Adjusted | 1-in-10 | Size: 20 kW to 199.99 kW | All | 2022 | September Monthly Peak | 9 | 15.4062 | 14.6593 | 14.182 | 14.0826 | 14.6032 | 16.2599 | 19.132 | 21.8547 | 26.0653 | 29.5233 | 32.1382 | 33.801 | 34.5518 | 35.1782 | 35.0885 | 34.185 | 32.6329 | 29.8887 | 26.8518 | 26.0399 | 24.3732 | 22.2529 | 19.4867 | 17.2593 | 0 | 0 | 0 | 0 | 0 | 0 | 0 | 0 | 0 | 0 | 0 | 0 | 0 | 0 | 0.3345 | 0.33072 | 0.32401 | 0.22964 | 0 | 0 | 0 | 0 | 0 | 0 | 77.0827 | 76.007 | 74.9209 | 74.1598 | 73.3304 | 72.6992 | 72.1167 | 71.8953 | 74.0037 | 78.6082 | 83.4738 | 87.921 | 91.131 | 93.2394 | 93.9248 | 94.2359 | 94.0412 | 93.0268 | 91.3386 | 88.1099 | 84.1282 | 81.1026 | 78.7265 | 77.0249 | 0.024144 | 0.02476 | 0.023483 | 0.020464 | 0.021092 | 0.022703 | 0.027383 | 0.032546 | 0.038688 | 0.042636 | 0.04486 | 0.0467 | 0.047836 | 0.048214 | 0.047044 | 0.042959 | 0.039047 | 0.035659 | 0.031773 | 0.031448 | 0.030523 | 0.027818 | 0.026265 | 0.027361
Portfolio Adjusted1-in-10Size: 20 kW to 199.99 kWAll2022October Monthly Peak | Portfolio Adjusted | 1-in-10 | Size: 20 kW to 199.99 kW | All | 2022 | October Monthly Peak | 10 | 14.0921 | 13.3986 | 12.9961 | 12.9199 | 13.3852 | 14.7887 | 17.5067 | 19.4667 | 22.6394 | 25.6179 | 27.8827 | 29.4746 | 30.2434 | 30.985 | 31.0775 | 30.3616 | 28.8898 | 26.4491 | 24.7635 | 23.6918 | 22.082 | 20.2104 | 17.6946 | 15.7133 | 0 | 0 | 0 | 0 | 0 | 0 | 0 | 0 | 0 | 0 | 0 | 0 | 0 | 0 | 0.29627 | 0.29373 | 0.28685 | 0.20321 | 0 | 0 | 0 | 0 | 0 | 0 | 71.7546 | 70.3599 | 69.3584 | 68.1806 | 67.1715 | 66.3681 | 65.9555 | 65.5564 | 66.5196 | 70.9553 | 76.7193 | 82.2835 | 86.6735 | 89.4405 | 90.4292 | 90.9847 | 90.8633 | 89.7924 | 87.1661 | 82.8662 | 78.7947 | 75.9285 | 73.7863 | 72.1577 | 0.021989 | 0.022527 | 0.021445 | 0.018728 | 0.019299 | 0.020603 | 0.02498 | 0.028955 | 0.033541 | 0.036922 | 0.038819 | 0.040608 | 0.04171 | 0.042273 | 0.041478 | 0.037988 | 0.034377 | 0.031428 | 0.029182 | 0.028546 | 0.027568 | 0.025163 | 0.023765 | 0.024805
Portfolio Adjusted1-in-10Size: 20 kW to 199.99 kWAll2022November Monthly Peak | Portfolio Adjusted | 1-in-10 | Size: 20 kW to 199.99 kW | All | 2022 | November Monthly Peak | 11 | 13.0477 | 12.4046 | 12.1075 | 12.0911 | 12.5941 | 13.8609 | 15.6675 | 17.6571 | 20.4998 | 22.9005 | 24.8797 | 26.1852 | 26.9665 | 27.4936 | 27.4483 | 26.7359 | 25.5783 | 24.7296 | 22.6336 | 21.2686 | 19.9215 | 18.261 | 16.1467 | 14.4187 | 0 | 0 | 0 | 0 | 0 | 0 | 0 | 0 | 0 | 0 | 0 | 0 | 0 | 0 | 0.26167 | 0.25866 | 0.25397 | 0.19 | 0 | 0 | 0 | 0 | 0 | 0 | 66.7489 | 65.2127 | 64.3305 | 62.9283 | 62.0345 | 61.1269 | 60.6585 | 60.6538 | 63.224 | 68.338 | 74.5455 | 79.5786 | 82.5631 | 84.2063 | 85.1237 | 84.9893 | 83.6103 | 81.0394 | 77.7741 | 74.3744 | 71.9447 | 69.9949 | 68.206 | 67.0089 | 0.020246 | 0.020733 | 0.019874 | 0.017411 | 0.018074 | 0.019132 | 0.022151 | 0.025986 | 0.030098 | 0.032655 | 0.034248 | 0.035616 | 0.036689 | 0.037019 | 0.036189 | 0.033063 | 0.030101 | 0.029085 | 0.026473 | 0.025469 | 0.024735 | 0.02265 | 0.021587 | 0.022624
Portfolio Adjusted1-in-10Size: 20 kW to 199.99 kWAll2022December Monthly Peak | Portfolio Adjusted | 1-in-10 | Size: 20 kW to 199.99 kW | All | 2022 | December Monthly Peak | 12 | 12.1382 | 11.8538 | 11.7183 | 11.8453 | 12.3079 | 14.1898 | 17.1539 | 18.9359 | 21.2334 | 22.0935 | 21.9948 | 21.6476 | 20.9285 | 20.7058 | 20.2088 | 19.1308 | 18.8512 | 18.9364 | 17.9521 | 17.1766 | 16.6064 | 15.691 | 14.5672 | 13.2844 | 0 | 0 | 0 | 0 | 0 | 0 | 0 | 0 | 0 | 0 | 0 | 0 | 0 | 0 | 0.19265 | 0.18508 | 0.18717 | 0.14549 | 0 | 0 | 0 | 0 | 0 | 0 | 43.4505 | 42.7828 | 42.5504 | 42.4905 | 42.4264 | 42.243 | 42.5748 | 42.623 | 43.3223 | 45.0682 | 46.8593 | 48.5857 | 49.7681 | 50.1613 | 50.2098 | 50.109 | 49.6681 | 48.4902 | 47.2694 | 46.0687 | 44.9864 | 44.3897 | 44.0674 | 43.3291 | 0.018727 | 0.019779 | 0.019196 | 0.017019 | 0.017563 | 0.019753 | 0.024703 | 0.028393 | 0.031717 | 0.032172 | 0.030967 | 0.030214 | 0.029189 | 0.028563 | 0.027194 | 0.024124 | 0.022727 | 0.022651 | 0.02112 | 0.020585 | 0.020573 | 0.01935 | 0.019424 | 0.020778
Portfolio Adjusted1-in-10Size: 20 kW to 199.99 kWAll2022Typical Event Day | Portfolio Adjusted | 1-in-10 | Size: 20 kW to 199.99 kW | All | 2022 | Typical Event Day | 8 | 15.4357 | 14.604 | 14.099 | 14.0093 | 14.482 | 16.0716 | 18.5694 | 21.5623 | 25.558 | 28.8141 | 31.3764 | 33.0348 | 33.808 | 34.4823 | 34.579 | 33.9209 | 32.5663 | 30.0017 | 26.848 | 25.4513 | 24.4716 | 22.3822 | 19.6722 | 17.3442 | 0 | 0 | 0 | 0 | 0 | 0 | 0 | 0 | 0 | 0 | 0 | 0 | 0 | 0 | 0.32965 | 0.32817 | 0.32335 | 0.2305 | 0 | 0 | 0 | 0 | 0 | 0 | 75.398 | 74.2329 | 73.1853 | 72.2532 | 71.3651 | 70.5405 | 69.9945 | 70.3495 | 73.1998 | 78.0506 | 82.8866 | 87.0602 | 89.8424 | 91.591 | 92.7204 | 93.3311 | 93.4427 | 92.7345 | 91.5333 | 88.8158 | 84.9843 | 81.6564 | 79.3949 | 77.655 | 0.024286 | 0.024761 | 0.023437 | 0.020444 | 0.02101 | 0.022544 | 0.026736 | 0.03229 | 0.038239 | 0.04197 | 0.044098 | 0.04596 | 0.047105 | 0.047545 | 0.046606 | 0.0428 | 0.039099 | 0.035928 | 0.031882 | 0.030866 | 0.03077 | 0.028122 | 0.026654 | 0.027594
Portfolio Adjusted1-in-10Size: 20 kW to 199.99 kWAll2023January Monthly Peak | Portfolio Adjusted | 1-in-10 | Size: 20 kW to 199.99 kW | All | 2023 | January Monthly Peak | 1 | 11.6521 | 11.5188 | 11.4273 | 11.5926 | 11.9265 | 14.1647 | 17.6601 | 19.4492 | 21.73 | 22.574 | 22.1985 | 21.8033 | 20.821 | 20.5425 | 19.8845 | 18.4409 | 17.9374 | 18.0111 | 17.1576 | 16.3025 | 15.7914 | 14.7987 | 13.7645 | 12.6669 | 0 | 0 | 0 | 0 | 0 | 0 | 0 | 0 | 0 | 0 | 0 | 0 | 0 | 0 | 0.18956 | 0.17841 | 0.1781 | 0.13838 | 0 | 0 | 0 | 0 | 0 | 0 | 43.0928 | 42.3955 | 41.6998 | 41.2205 | 40.9445 | 40.6215 | 40.25 | 40.1085 | 40.5719 | 42.8653 | 45.4628 | 47.6269 | 49.4525 | 50.3947 | 50.8366 | 50.62 | 49.7595 | 48.559 | 46.4972 | 44.8529 | 43.6086 | 42.689 | 42.0014 | 41.3098 | 0.017871 | 0.019132 | 0.018619 | 0.016589 | 0.016908 | 0.019821 | 0.025788 | 0.029597 | 0.0329 | 0.033315 | 0.031641 | 0.030877 | 0.029418 | 0.02874 | 0.027102 | 0.023567 | 0.02197 | 0.021713 | 0.020197 | 0.019485 | 0.019507 | 0.018149 | 0.018289 | 0.019762
Portfolio Adjusted1-in-10Size: 20 kW to 199.99 kWAll2023February Monthly Peak | Portfolio Adjusted | 1-in-10 | Size: 20 kW to 199.99 kW | All | 2023 | February Monthly Peak | 2 | 11.923 | 11.5397 | 11.3511 | 11.4809 | 11.9371 | 13.5199 | 16.0226 | 17.484 | 19.6489 | 20.9159 | 21.4952 | 21.8289 | 21.7587 | 21.975 | 21.8331 | 21.0168 | 20.1589 | 19.5109 | 18.9869 | 17.9555 | 17.15 | 15.8883 | 14.3187 | 12.9693 | 0 | 0 | 0 | 0 | 0 | 0 | 0 | 0 | 0 | 0 | 0 | 0 | 0 | 0 | 0.20814 | 0.20333 | 0.20016 | 0.1499 | 0 | 0 | 0 | 0 | 0 | 0 | 50.1766 | 49.7462 | 49.1542 | 48.5905 | 48.303 | 47.5145 | 46.6111 | 47.138 | 48.2207 | 50.4444 | 52.673 | 54.1455 | 55.4875 | 56.6689 | 57.6669 | 58.1157 | 57.5232 | 56.8112 | 54.9871 | 53.0884 | 51.491 | 50.0657 | 49.2823 | 48.2837 | 0.018411 | 0.019237 | 0.018574 | 0.016506 | 0.017049 | 0.018825 | 0.023078 | 0.02623 | 0.029419 | 0.030462 | 0.030221 | 0.03037 | 0.030224 | 0.030194 | 0.029292 | 0.026448 | 0.024185 | 0.02329 | 0.022376 | 0.021579 | 0.021316 | 0.019657 | 0.019129 | 0.020328
Portfolio Adjusted1-in-10Size: 20 kW to 199.99 kWAll2023March Monthly Peak | Portfolio Adjusted | 1-in-10 | Size: 20 kW to 199.99 kW | All | 2023 | March Monthly Peak | 3 | 12.5082 | 11.9496 | 11.6294 | 11.6494 | 12.0754 | 13.3248 | 15.6507 | 17.0988 | 19.1831 | 21.0522 | 22.4717 | 23.5128 | 24.139 | 24.8037 | 25.0407 | 24.6017 | 23.6096 | 22.039 | 20.6468 | 20.2278 | 19.1593 | 17.5843 | 15.532 | 13.8502 | 0 | 0 | 0 | 0 | 0 | 0 | 0 | 0 | 0 | 0 | 0 | 0 | 0 | 0 | 0.23872 | 0.23801 | 0.23442 | 0.16933 | 0 | 0 | 0 | 0 | 0 | 0 | 58.2628 | 56.7764 | 55.7303 | 55.0788 | 54.2097 | 53.5416 | 52.9627 | 52.8526 | 54.144 | 58.306 | 63.3112 | 67.904 | 71.4031 | 73.2301 | 74.355 | 74.9303 | 74.7975 | 73.7463 | 72.184 | 69.6576 | 66.3577 | 63.4713 | 61.2142 | 59.34 | 0.019364 | 0.019916 | 0.019034 | 0.016753 | 0.017288 | 0.01848 | 0.022318 | 0.025417 | 0.028476 | 0.030357 | 0.031265 | 0.032325 | 0.033215 | 0.033779 | 0.033337 | 0.030692 | 0.028017 | 0.02608 | 0.024243 | 0.024258 | 0.023813 | 0.021804 | 0.020763 | 0.021737
Portfolio Adjusted1-in-10Size: 20 kW to 199.99 kWAll2023April Monthly Peak | Portfolio Adjusted | 1-in-10 | Size: 20 kW to 199.99 kW | All | 2023 | April Monthly Peak | 4 | 13.3939 | 12.7279 | 12.3048 | 12.2661 | 12.7073 | 13.924 | 15.9614 | 17.9915 | 21.0467 | 23.7365 | 25.9597 | 27.5176 | 28.4136 | 29.1246 | 29.2871 | 28.8017 | 27.488 | 25.3008 | 22.9314 | 22.3609 | 21.325 | 19.4879 | 17.0622 | 15.0465 | 0 | 0 | 0 | 0 | 0 | 0 | 0 | 0 | 0 | 0 | 0 | 0 | 0 | 0 | 0.2792 | 0.27864 | 0.27293 | 0.19439 | 0 | 0 | 0 | 0 | 0 | 0 | 68.5314 | 67.0658 | 65.4261 | 64.0559 | 62.9256 | 61.9682 | 61.3933 | 61.404 | 64.644 | 70.6918 | 76.7987 | 82.1017 | 85.3543 | 87.2149 | 88.005 | 88.5329 | 88.4275 | 87.8106 | 85.9621 | 82.6007 | 78.1821 | 74.2712 | 71.5955 | 69.9288 | 0.020833 | 0.021312 | 0.02022 | 0.017703 | 0.018258 | 0.019332 | 0.022713 | 0.026673 | 0.031148 | 0.034111 | 0.03602 | 0.037743 | 0.03901 | 0.039588 | 0.038951 | 0.035895 | 0.032585 | 0.029922 | 0.026945 | 0.026848 | 0.026576 | 0.024266 | 0.022911 | 0.023736
Portfolio Adjusted1-in-10Size: 20 kW to 199.99 kWAll2023May Monthly Peak | Portfolio Adjusted | 1-in-10 | Size: 20 kW to 199.99 kW | All | 2023 | May Monthly Peak | 5 | 14.0675 | 13.3516 | 12.9091 | 12.8392 | 13.31 | 14.5853 | 16.4462 | 19.0945 | 22.6367 | 25.5923 | 27.9677 | 29.5455 | 30.3442 | 30.9504 | 30.989 | 30.4033 | 29.0338 | 26.7167 | 24.1264 | 23.0738 | 22.409 | 20.5404 | 17.9849 | 15.9089 | 0 | 0 | 0 | 0 | 0 | 0 | 0 | 0 | 0 | 0 | 0 | 0 | 0 | 0 | 0.29542 | 0.29414 | 0.28828 | 0.20527 | 0 | 0 | 0 | 0 | 0 | 0 | 73.3457 | 71.5099 | 70.0793 | 69.1062 | 68.0602 | 67.0648 | 66.4999 | 66.7877 | 70.3859 | 75.9038 | 80.9869 | 84.5504 | 87.4135 | 89.3026 | 90.4542 | 90.7847 | 90.4598 | 89.3962 | 88.0738 | 85.5333 | 81.5176 | 77.574 | 75.0158 | 72.6249 | 0.022008 | 0.022477 | 0.021316 | 0.018617 | 0.019218 | 0.020376 | 0.023548 | 0.028451 | 0.033726 | 0.037041 | 0.039088 | 0.040833 | 0.041961 | 0.042364 | 0.041505 | 0.038176 | 0.034663 | 0.031835 | 0.028541 | 0.027891 | 0.02807 | 0.025722 | 0.024284 | 0.025217
Portfolio Adjusted1-in-10Size: 20 kW to 199.99 kWAll2023June Monthly Peak | Portfolio Adjusted | 1-in-10 | Size: 20 kW to 199.99 kW | All | 2023 | June Monthly Peak | 6 | 14.5699 | 13.8231 | 13.3424 | 13.2423 | 13.6556 | 14.9265 | 17.011 | 20.0568 | 23.7537 | 26.8711 | 29.2481 | 30.8527 | 31.5704 | 32.2359 | 32.3231 | 31.6974 | 30.3938 | 28.0605 | 25.3781 | 23.7916 | 23.0465 | 21.231 | 18.6147 | 16.449 | 0 | 0 | 0 | 0 | 0 | 0 | 0 | 0 | 0 | 0 | 0 | 0 | 0 | 0 | 0.30814 | 0.30666 | 0.30178 | 0.21559 | 0 | 0 | 0 | 0 | 0 | 0 | 72.0475 | 70.7222 | 69.7554 | 68.7089 | 67.6577 | 66.376 | 65.7157 | 66.7185 | 70.4331 | 75.3496 | 80.3913 | 84.5349 | 87.3264 | 88.9453 | 90.2041 | 90.9041 | 91.4061 | 90.6315 | 89.5381 | 86.8888 | 83.3438 | 79.6491 | 77.2154 | 75.422 | 0.022985 | 0.023482 | 0.022205 | 0.019351 | 0.019838 | 0.021031 | 0.024577 | 0.030188 | 0.03577 | 0.039342 | 0.041335 | 0.04313 | 0.04418 | 0.044642 | 0.043774 | 0.04023 | 0.036716 | 0.033814 | 0.030329 | 0.029062 | 0.029147 | 0.026813 | 0.025357 | 0.026319
Portfolio Adjusted1-in-10Size: 20 kW to 199.99 kWAll2023July Monthly Peak | Portfolio Adjusted | 1-in-10 | Size: 20 kW to 199.99 kW | All | 2023 | July Monthly Peak | 7 | 15.3872 | 14.5854 | 14.0803 | 13.9651 | 14.4051 | 16.0132 | 18.4814 | 21.7437 | 25.6461 | 28.8519 | 31.313 | 32.9813 | 33.7347 | 34.4076 | 34.4807 | 33.7528 | 32.4259 | 29.9493 | 26.9241 | 25.2073 | 24.3931 | 22.4614 | 19.7318 | 17.4413 | 0 | 0 | 0 | 0 | 0 | 0 | 0 | 0 | 0 | 0 | 0 | 0 | 0 | 0 | 0.32871 | 0.32654 | 0.32196 | 0.2301 | 0 | 0 | 0 | 0 | 0 | 0 | 76.3773 | 75.1224 | 73.9897 | 72.9298 | 72.1304 | 71.2867 | 70.6484 | 71.0522 | 73.9918 | 78.7634 | 83.4915 | 87.2184 | 89.287 | 90.596 | 91.976 | 92.3963 | 92.1917 | 91.6762 | 90.5429 | 88.2488 | 84.6095 | 81.1692 | 78.9878 | 77.4596 | 0.024303 | 0.024817 | 0.023485 | 0.020445 | 0.020956 | 0.022584 | 0.026782 | 0.032746 | 0.038623 | 0.042286 | 0.0443 | 0.046167 | 0.047276 | 0.047705 | 0.046752 | 0.042876 | 0.039204 | 0.036115 | 0.032171 | 0.030751 | 0.030806 | 0.028337 | 0.026854 | 0.027884
Portfolio Adjusted1-in-10Size: 20 kW to 199.99 kWAll2023August Monthly Peak | Portfolio Adjusted | 1-in-10 | Size: 20 kW to 199.99 kW | All | 2023 | August Monthly Peak | 8 | 15.6447 | 14.8061 | 14.2905 | 14.1962 | 14.6703 | 16.3151 | 18.9069 | 22.0157 | 26.1896 | 29.5799 | 32.2161 | 33.9099 | 34.6592 | 35.3027 | 35.3496 | 34.6228 | 33.2243 | 30.5879 | 27.3443 | 25.9066 | 24.8819 | 22.7523 | 20.0019 | 17.632 | 0 | 0 | 0 | 0 | 0 | 0 | 0 | 0 | 0 | 0 | 0 | 0 | 0 | 0 | 0.33699 | 0.33496 | 0.32988 | 0.23501 | 0 | 0 | 0 | 0 | 0 | 0 | 76.0844 | 75.0799 | 74.0753 | 73.2141 | 72.3421 | 71.8003 | 71.4973 | 71.7321 | 74.3706 | 79.4813 | 84.1897 | 88.5666 | 91.6252 | 93.5835 | 94.7768 | 95.7879 | 96.1318 | 95.6033 | 94.7135 | 92.0159 | 87.8559 | 84.7046 | 82.65 | 80.7133 | 0.0246 | 0.025091 | 0.023743 | 0.020707 | 0.02127 | 0.022885 | 0.027229 | 0.032966 | 0.039163 | 0.043048 | 0.045236 | 0.047136 | 0.048245 | 0.048635 | 0.047609 | 0.043657 | 0.039873 | 0.03661 | 0.032444 | 0.031388 | 0.031259 | 0.028561 | 0.027081 | 0.028032
Portfolio Adjusted1-in-10Size: 20 kW to 199.99 kWAll2023September Monthly Peak | Portfolio Adjusted | 1-in-10 | Size: 20 kW to 199.99 kW | All | 2023 | September Monthly Peak | 9 | 15.4062 | 14.6593 | 14.182 | 14.0826 | 14.6032 | 16.2599 | 19.132 | 21.8547 | 26.0653 | 29.5233 | 32.1382 | 33.801 | 34.5518 | 35.1782 | 35.0885 | 34.185 | 32.6329 | 29.8887 | 26.8518 | 26.0399 | 24.3732 | 22.2529 | 19.4867 | 17.2593 | 0 | 0 | 0 | 0 | 0 | 0 | 0 | 0 | 0 | 0 | 0 | 0 | 0 | 0 | 0.3345 | 0.33072 | 0.32401 | 0.22964 | 0 | 0 | 0 | 0 | 0 | 0 | 77.0827 | 76.007 | 74.9209 | 74.1598 | 73.3304 | 72.6992 | 72.1167 | 71.8953 | 74.0037 | 78.6082 | 83.4738 | 87.921 | 91.131 | 93.2394 | 93.9248 | 94.2359 | 94.0412 | 93.0268 | 91.3386 | 88.1099 | 84.1282 | 81.1026 | 78.7265 | 77.0249 | 0.024144 | 0.02476 | 0.023483 | 0.020464 | 0.021092 | 0.022703 | 0.027383 | 0.032546 | 0.038688 | 0.042636 | 0.04486 | 0.0467 | 0.047836 | 0.048214 | 0.047044 | 0.042959 | 0.039047 | 0.035659 | 0.031773 | 0.031448 | 0.030523 | 0.027818 | 0.026265 | 0.027361
Portfolio Adjusted1-in-10Size: 20 kW to 199.99 kWAll2023October Monthly Peak | Portfolio Adjusted | 1-in-10 | Size: 20 kW to 199.99 kW | All | 2023 | October Monthly Peak | 10 | 14.0921 | 13.3986 | 12.9961 | 12.9199 | 13.3852 | 14.7887 | 17.5067 | 19.4667 | 22.6394 | 25.6179 | 27.8827 | 29.4746 | 30.2434 | 30.985 | 31.0775 | 30.3616 | 28.8898 | 26.4491 | 24.7635 | 23.6918 | 22.082 | 20.2104 | 17.6946 | 15.7133 | 0 | 0 | 0 | 0 | 0 | 0 | 0 | 0 | 0 | 0 | 0 | 0 | 0 | 0 | 0.29627 | 0.29373 | 0.28685 | 0.20321 | 0 | 0 | 0 | 0 | 0 | 0 | 71.7546 | 70.3599 | 69.3584 | 68.1806 | 67.1715 | 66.3681 | 65.9555 | 65.5564 | 66.5196 | 70.9553 | 76.7193 | 82.2835 | 86.6735 | 89.4405 | 90.4292 | 90.9847 | 90.8633 | 89.7924 | 87.1661 | 82.8662 | 78.7947 | 75.9285 | 73.7863 | 72.1577 | 0.021989 | 0.022527 | 0.021445 | 0.018728 | 0.019299 | 0.020603 | 0.02498 | 0.028955 | 0.033541 | 0.036922 | 0.038819 | 0.040608 | 0.04171 | 0.042273 | 0.041478 | 0.037988 | 0.034377 | 0.031428 | 0.029182 | 0.028546 | 0.027568 | 0.025163 | 0.023765 | 0.024805
Portfolio Adjusted1-in-10Size: 20 kW to 199.99 kWAll2023November Monthly Peak | Portfolio Adjusted | 1-in-10 | Size: 20 kW to 199.99 kW | All | 2023 | November Monthly Peak | 11 | 13.0477 | 12.4046 | 12.1075 | 12.0911 | 12.5941 | 13.8609 | 15.6675 | 17.6571 | 20.4998 | 22.9005 | 24.8797 | 26.1852 | 26.9665 | 27.4936 | 27.4483 | 26.7359 | 25.5783 | 24.7296 | 22.6336 | 21.2686 | 19.9215 | 18.261 | 16.1467 | 14.4187 | 0 | 0 | 0 | 0 | 0 | 0 | 0 | 0 | 0 | 0 | 0 | 0 | 0 | 0 | 0.26167 | 0.25866 | 0.25397 | 0.19 | 0 | 0 | 0 | 0 | 0 | 0 | 66.7489 | 65.2127 | 64.3305 | 62.9283 | 62.0345 | 61.1269 | 60.6585 | 60.6538 | 63.224 | 68.338 | 74.5455 | 79.5786 | 82.5631 | 84.2063 | 85.1237 | 84.9893 | 83.6103 | 81.0394 | 77.7741 | 74.3744 | 71.9447 | 69.9949 | 68.206 | 67.0089 | 0.020246 | 0.020733 | 0.019874 | 0.017411 | 0.018074 | 0.019132 | 0.022151 | 0.025986 | 0.030098 | 0.032655 | 0.034248 | 0.035616 | 0.036689 | 0.037019 | 0.036189 | 0.033063 | 0.030101 | 0.029085 | 0.026473 | 0.025469 | 0.024735 | 0.02265 | 0.021587 | 0.022624
Portfolio Adjusted1-in-10Size: 20 kW to 199.99 kWAll2023December Monthly Peak | Portfolio Adjusted | 1-in-10 | Size: 20 kW to 199.99 kW | All | 2023 | December Monthly Peak | 12 | 12.1382 | 11.8538 | 11.7183 | 11.8453 | 12.3079 | 14.1898 | 17.1539 | 18.9359 | 21.2334 | 22.0935 | 21.9948 | 21.6476 | 20.9285 | 20.7058 | 20.2088 | 19.1308 | 18.8512 | 18.9364 | 17.9521 | 17.1766 | 16.6064 | 15.691 | 14.5672 | 13.2844 | 0 | 0 | 0 | 0 | 0 | 0 | 0 | 0 | 0 | 0 | 0 | 0 | 0 | 0 | 0.19265 | 0.18508 | 0.18717 | 0.14549 | 0 | 0 | 0 | 0 | 0 | 0 | 43.4505 | 42.7828 | 42.5504 | 42.4905 | 42.4264 | 42.243 | 42.5748 | 42.623 | 43.3223 | 45.0682 | 46.8593 | 48.5857 | 49.7681 | 50.1613 | 50.2098 | 50.109 | 49.6681 | 48.4902 | 47.2694 | 46.0687 | 44.9864 | 44.3897 | 44.0674 | 43.3291 | 0.018727 | 0.019779 | 0.019196 | 0.017019 | 0.017563 | 0.019753 | 0.024703 | 0.028393 | 0.031717 | 0.032172 | 0.030967 | 0.030214 | 0.029189 | 0.028563 | 0.027194 | 0.024124 | 0.022727 | 0.022651 | 0.02112 | 0.020585 | 0.020573 | 0.01935 | 0.019424 | 0.020778
Portfolio Adjusted1-in-10Size: 20 kW to 199.99 kWAll2023Typical Event Day | Portfolio Adjusted | 1-in-10 | Size: 20 kW to 199.99 kW | All | 2023 | Typical Event Day | 8 | 15.4357 | 14.604 | 14.099 | 14.0093 | 14.482 | 16.0716 | 18.5694 | 21.5623 | 25.558 | 28.8141 | 31.3764 | 33.0348 | 33.808 | 34.4823 | 34.579 | 33.9209 | 32.5663 | 30.0017 | 26.848 | 25.4513 | 24.4716 | 22.3822 | 19.6722 | 17.3442 | 0 | 0 | 0 | 0 | 0 | 0 | 0 | 0 | 0 | 0 | 0 | 0 | 0 | 0 | 0.32965 | 0.32817 | 0.32335 | 0.2305 | 0 | 0 | 0 | 0 | 0 | 0 | 75.398 | 74.2329 | 73.1853 | 72.2532 | 71.3651 | 70.5405 | 69.9945 | 70.3495 | 73.1998 | 78.0506 | 82.8866 | 87.0602 | 89.8424 | 91.591 | 92.7204 | 93.3311 | 93.4427 | 92.7345 | 91.5333 | 88.8158 | 84.9843 | 81.6564 | 79.3949 | 77.655 | 0.024286 | 0.024761 | 0.023437 | 0.020444 | 0.02101 | 0.022544 | 0.026736 | 0.03229 | 0.038239 | 0.04197 | 0.044098 | 0.04596 | 0.047105 | 0.047545 | 0.046606 | 0.0428 | 0.039099 | 0.035928 | 0.031882 | 0.030866 | 0.03077 | 0.028122 | 0.026654 | 0.027594
Portfolio Adjusted1-in-10Size: 20 kW to 199.99 kWAll2024January Monthly Peak | Portfolio Adjusted | 1-in-10 | Size: 20 kW to 199.99 kW | All | 2024 | January Monthly Peak | 1 | 11.6521 | 11.5188 | 11.4273 | 11.5926 | 11.9265 | 14.1647 | 17.6601 | 19.4492 | 21.73 | 22.574 | 22.1985 | 21.8033 | 20.821 | 20.5425 | 19.8845 | 18.4409 | 17.9374 | 18.0111 | 17.1576 | 16.3025 | 15.7914 | 14.7987 | 13.7645 | 12.6669 | 0 | 0 | 0 | 0 | 0 | 0 | 0 | 0 | 0 | 0 | 0 | 0 | 0 | 0 | 0.18956 | 0.17841 | 0.1781 | 0.13838 | 0 | 0 | 0 | 0 | 0 | 0 | 43.0928 | 42.3955 | 41.6998 | 41.2205 | 40.9445 | 40.6215 | 40.25 | 40.1085 | 40.5719 | 42.8653 | 45.4628 | 47.6269 | 49.4525 | 50.3947 | 50.8366 | 50.62 | 49.7595 | 48.559 | 46.4972 | 44.8529 | 43.6086 | 42.689 | 42.0014 | 41.3098 | 0.017871 | 0.019132 | 0.018619 | 0.016589 | 0.016908 | 0.019821 | 0.025788 | 0.029597 | 0.0329 | 0.033315 | 0.031641 | 0.030877 | 0.029418 | 0.02874 | 0.027102 | 0.023567 | 0.02197 | 0.021713 | 0.020197 | 0.019485 | 0.019507 | 0.018149 | 0.018289 | 0.019762
Portfolio Adjusted1-in-10Size: 20 kW to 199.99 kWAll2024February Monthly Peak | Portfolio Adjusted | 1-in-10 | Size: 20 kW to 199.99 kW | All | 2024 | February Monthly Peak | 2 | 11.923 | 11.5397 | 11.3511 | 11.4809 | 11.9371 | 13.5199 | 16.0226 | 17.484 | 19.6489 | 20.9159 | 21.4952 | 21.8289 | 21.7587 | 21.975 | 21.8331 | 21.0168 | 20.1589 | 19.5109 | 18.9869 | 17.9555 | 17.15 | 15.8883 | 14.3187 | 12.9693 | 0 | 0 | 0 | 0 | 0 | 0 | 0 | 0 | 0 | 0 | 0 | 0 | 0 | 0 | 0.20814 | 0.20333 | 0.20016 | 0.1499 | 0 | 0 | 0 | 0 | 0 | 0 | 50.1766 | 49.7462 | 49.1542 | 48.5905 | 48.303 | 47.5145 | 46.6111 | 47.138 | 48.2207 | 50.4444 | 52.673 | 54.1455 | 55.4875 | 56.6689 | 57.6669 | 58.1157 | 57.5232 | 56.8112 | 54.9871 | 53.0884 | 51.491 | 50.0657 | 49.2823 | 48.2837 | 0.018411 | 0.019237 | 0.018574 | 0.016506 | 0.017049 | 0.018825 | 0.023078 | 0.02623 | 0.029419 | 0.030462 | 0.030221 | 0.03037 | 0.030224 | 0.030194 | 0.029292 | 0.026448 | 0.024185 | 0.02329 | 0.022376 | 0.021579 | 0.021316 | 0.019657 | 0.019129 | 0.020328
Portfolio Adjusted1-in-10Size: 20 kW to 199.99 kWAll2024March Monthly Peak | Portfolio Adjusted | 1-in-10 | Size: 20 kW to 199.99 kW | All | 2024 | March Monthly Peak | 3 | 12.5082 | 11.9496 | 11.6294 | 11.6494 | 12.0754 | 13.3248 | 15.6507 | 17.0988 | 19.1831 | 21.0522 | 22.4717 | 23.5128 | 24.139 | 24.8037 | 25.0407 | 24.6017 | 23.6096 | 22.039 | 20.6468 | 20.2278 | 19.1593 | 17.5843 | 15.532 | 13.8502 | 0 | 0 | 0 | 0 | 0 | 0 | 0 | 0 | 0 | 0 | 0 | 0 | 0 | 0 | 0.23872 | 0.23801 | 0.23442 | 0.16933 | 0 | 0 | 0 | 0 | 0 | 0 | 58.2628 | 56.7764 | 55.7303 | 55.0788 | 54.2097 | 53.5416 | 52.9627 | 52.8526 | 54.144 | 58.306 | 63.3112 | 67.904 | 71.4031 | 73.2301 | 74.355 | 74.9303 | 74.7975 | 73.7463 | 72.184 | 69.6576 | 66.3577 | 63.4713 | 61.2142 | 59.34 | 0.019364 | 0.019916 | 0.019034 | 0.016753 | 0.017288 | 0.01848 | 0.022318 | 0.025417 | 0.028476 | 0.030357 | 0.031265 | 0.032325 | 0.033215 | 0.033779 | 0.033337 | 0.030692 | 0.028017 | 0.02608 | 0.024243 | 0.024258 | 0.023813 | 0.021804 | 0.020763 | 0.021737
Portfolio Adjusted1-in-10Size: 20 kW to 199.99 kWAll2024April Monthly Peak | Portfolio Adjusted | 1-in-10 | Size: 20 kW to 199.99 kW | All | 2024 | April Monthly Peak | 4 | 13.3939 | 12.7279 | 12.3048 | 12.2661 | 12.7073 | 13.924 | 15.9614 | 17.9915 | 21.0467 | 23.7365 | 25.9597 | 27.5176 | 28.4136 | 29.1246 | 29.2871 | 28.8017 | 27.488 | 25.3008 | 22.9314 | 22.3609 | 21.325 | 19.4879 | 17.0622 | 15.0465 | 0 | 0 | 0 | 0 | 0 | 0 | 0 | 0 | 0 | 0 | 0 | 0 | 0 | 0 | 0.2792 | 0.27864 | 0.27293 | 0.19439 | 0 | 0 | 0 | 0 | 0 | 0 | 68.5314 | 67.0658 | 65.4261 | 64.0559 | 62.9256 | 61.9682 | 61.3933 | 61.404 | 64.644 | 70.6918 | 76.7987 | 82.1017 | 85.3543 | 87.2149 | 88.005 | 88.5329 | 88.4275 | 87.8106 | 85.9621 | 82.6007 | 78.1821 | 74.2712 | 71.5955 | 69.9288 | 0.020833 | 0.021312 | 0.02022 | 0.017703 | 0.018258 | 0.019332 | 0.022713 | 0.026673 | 0.031148 | 0.034111 | 0.03602 | 0.037743 | 0.03901 | 0.039588 | 0.038951 | 0.035895 | 0.032585 | 0.029922 | 0.026945 | 0.026848 | 0.026576 | 0.024266 | 0.022911 | 0.023736
Portfolio Adjusted1-in-10Size: 20 kW to 199.99 kWAll2024May Monthly Peak | Portfolio Adjusted | 1-in-10 | Size: 20 kW to 199.99 kW | All | 2024 | May Monthly Peak | 5 | 14.0675 | 13.3516 | 12.9091 | 12.8392 | 13.31 | 14.5853 | 16.4462 | 19.0945 | 22.6367 | 25.5923 | 27.9677 | 29.5455 | 30.3442 | 30.9504 | 30.989 | 30.4033 | 29.0338 | 26.7167 | 24.1264 | 23.0738 | 22.409 | 20.5404 | 17.9849 | 15.9089 | 0 | 0 | 0 | 0 | 0 | 0 | 0 | 0 | 0 | 0 | 0 | 0 | 0 | 0 | 0.29542 | 0.29414 | 0.28828 | 0.20527 | 0 | 0 | 0 | 0 | 0 | 0 | 73.3457 | 71.5099 | 70.0793 | 69.1062 | 68.0602 | 67.0648 | 66.4999 | 66.7877 | 70.3859 | 75.9038 | 80.9869 | 84.5504 | 87.4135 | 89.3026 | 90.4542 | 90.7847 | 90.4598 | 89.3962 | 88.0738 | 85.5333 | 81.5176 | 77.574 | 75.0158 | 72.6249 | 0.022008 | 0.022477 | 0.021316 | 0.018617 | 0.019218 | 0.020376 | 0.023548 | 0.028451 | 0.033726 | 0.037041 | 0.039088 | 0.040833 | 0.041961 | 0.042364 | 0.041505 | 0.038176 | 0.034663 | 0.031835 | 0.028541 | 0.027891 | 0.02807 | 0.025722 | 0.024284 | 0.025217
Portfolio Adjusted1-in-10Size: 20 kW to 199.99 kWAll2024June Monthly Peak | Portfolio Adjusted | 1-in-10 | Size: 20 kW to 199.99 kW | All | 2024 | June Monthly Peak | 6 | 14.5699 | 13.8231 | 13.3424 | 13.2423 | 13.6556 | 14.9265 | 17.011 | 20.0568 | 23.7537 | 26.8711 | 29.2481 | 30.8527 | 31.5704 | 32.2359 | 32.3231 | 31.6974 | 30.3938 | 28.0605 | 25.3781 | 23.7916 | 23.0465 | 21.231 | 18.6147 | 16.449 | 0 | 0 | 0 | 0 | 0 | 0 | 0 | 0 | 0 | 0 | 0 | 0 | 0 | 0 | 0.30814 | 0.30666 | 0.30178 | 0.21559 | 0 | 0 | 0 | 0 | 0 | 0 | 72.0475 | 70.7222 | 69.7554 | 68.7089 | 67.6577 | 66.376 | 65.7157 | 66.7185 | 70.4331 | 75.3496 | 80.3913 | 84.5349 | 87.3264 | 88.9453 | 90.2041 | 90.9041 | 91.4061 | 90.6315 | 89.5381 | 86.8888 | 83.3438 | 79.6491 | 77.2154 | 75.422 | 0.022985 | 0.023482 | 0.022205 | 0.019351 | 0.019838 | 0.021031 | 0.024577 | 0.030188 | 0.03577 | 0.039342 | 0.041335 | 0.04313 | 0.04418 | 0.044642 | 0.043774 | 0.04023 | 0.036716 | 0.033814 | 0.030329 | 0.029062 | 0.029147 | 0.026813 | 0.025357 | 0.026319
Portfolio Adjusted1-in-10Size: 20 kW to 199.99 kWAll2024July Monthly Peak | Portfolio Adjusted | 1-in-10 | Size: 20 kW to 199.99 kW | All | 2024 | July Monthly Peak | 7 | 15.3872 | 14.5854 | 14.0803 | 13.9651 | 14.4051 | 16.0132 | 18.4814 | 21.7437 | 25.6461 | 28.8519 | 31.313 | 32.9813 | 33.7347 | 34.4076 | 34.4807 | 33.7528 | 32.4259 | 29.9493 | 26.9241 | 25.2073 | 24.3931 | 22.4614 | 19.7318 | 17.4413 | 0 | 0 | 0 | 0 | 0 | 0 | 0 | 0 | 0 | 0 | 0 | 0 | 0 | 0 | 0.32871 | 0.32654 | 0.32196 | 0.2301 | 0 | 0 | 0 | 0 | 0 | 0 | 76.3773 | 75.1224 | 73.9897 | 72.9298 | 72.1304 | 71.2867 | 70.6484 | 71.0522 | 73.9918 | 78.7634 | 83.4915 | 87.2184 | 89.287 | 90.596 | 91.976 | 92.3963 | 92.1917 | 91.6762 | 90.5429 | 88.2488 | 84.6095 | 81.1692 | 78.9878 | 77.4596 | 0.024303 | 0.024817 | 0.023485 | 0.020445 | 0.020956 | 0.022584 | 0.026782 | 0.032746 | 0.038623 | 0.042286 | 0.0443 | 0.046167 | 0.047276 | 0.047705 | 0.046752 | 0.042876 | 0.039204 | 0.036115 | 0.032171 | 0.030751 | 0.030806 | 0.028337 | 0.026854 | 0.027884
Portfolio Adjusted1-in-10Size: 20 kW to 199.99 kWAll2024August Monthly Peak | Portfolio Adjusted | 1-in-10 | Size: 20 kW to 199.99 kW | All | 2024 | August Monthly Peak | 8 | 15.6447 | 14.8061 | 14.2905 | 14.1962 | 14.6703 | 16.3151 | 18.9069 | 22.0157 | 26.1896 | 29.5799 | 32.2161 | 33.9099 | 34.6592 | 35.3027 | 35.3496 | 34.6228 | 33.2243 | 30.5879 | 27.3443 | 25.9066 | 24.8819 | 22.7523 | 20.0019 | 17.632 | 0 | 0 | 0 | 0 | 0 | 0 | 0 | 0 | 0 | 0 | 0 | 0 | 0 | 0 | 0.33699 | 0.33496 | 0.32988 | 0.23501 | 0 | 0 | 0 | 0 | 0 | 0 | 76.0844 | 75.0799 | 74.0753 | 73.2141 | 72.3421 | 71.8003 | 71.4973 | 71.7321 | 74.3706 | 79.4813 | 84.1897 | 88.5666 | 91.6252 | 93.5835 | 94.7768 | 95.7879 | 96.1318 | 95.6033 | 94.7135 | 92.0159 | 87.8559 | 84.7046 | 82.65 | 80.7133 | 0.0246 | 0.025091 | 0.023743 | 0.020707 | 0.02127 | 0.022885 | 0.027229 | 0.032966 | 0.039163 | 0.043048 | 0.045236 | 0.047136 | 0.048245 | 0.048635 | 0.047609 | 0.043657 | 0.039873 | 0.03661 | 0.032444 | 0.031388 | 0.031259 | 0.028561 | 0.027081 | 0.028032
Portfolio Adjusted1-in-10Size: 20 kW to 199.99 kWAll2024September Monthly Peak | Portfolio Adjusted | 1-in-10 | Size: 20 kW to 199.99 kW | All | 2024 | September Monthly Peak | 9 | 15.4062 | 14.6593 | 14.182 | 14.0826 | 14.6032 | 16.2599 | 19.132 | 21.8547 | 26.0653 | 29.5233 | 32.1382 | 33.801 | 34.5518 | 35.1782 | 35.0885 | 34.185 | 32.6329 | 29.8887 | 26.8518 | 26.0399 | 24.3732 | 22.2529 | 19.4867 | 17.2593 | 0 | 0 | 0 | 0 | 0 | 0 | 0 | 0 | 0 | 0 | 0 | 0 | 0 | 0 | 0.3345 | 0.33072 | 0.32401 | 0.22964 | 0 | 0 | 0 | 0 | 0 | 0 | 77.0827 | 76.007 | 74.9209 | 74.1598 | 73.3304 | 72.6992 | 72.1167 | 71.8953 | 74.0037 | 78.6082 | 83.4738 | 87.921 | 91.131 | 93.2394 | 93.9248 | 94.2359 | 94.0412 | 93.0268 | 91.3386 | 88.1099 | 84.1282 | 81.1026 | 78.7265 | 77.0249 | 0.024144 | 0.02476 | 0.023483 | 0.020464 | 0.021092 | 0.022703 | 0.027383 | 0.032546 | 0.038688 | 0.042636 | 0.04486 | 0.0467 | 0.047836 | 0.048214 | 0.047044 | 0.042959 | 0.039047 | 0.035659 | 0.031773 | 0.031448 | 0.030523 | 0.027818 | 0.026265 | 0.027361
Portfolio Adjusted1-in-10Size: 20 kW to 199.99 kWAll2024October Monthly Peak | Portfolio Adjusted | 1-in-10 | Size: 20 kW to 199.99 kW | All | 2024 | October Monthly Peak | 10 | 14.0921 | 13.3986 | 12.9961 | 12.9199 | 13.3852 | 14.7887 | 17.5067 | 19.4667 | 22.6394 | 25.6179 | 27.8827 | 29.4746 | 30.2434 | 30.985 | 31.0775 | 30.3616 | 28.8898 | 26.4491 | 24.7635 | 23.6918 | 22.082 | 20.2104 | 17.6946 | 15.7133 | 0 | 0 | 0 | 0 | 0 | 0 | 0 | 0 | 0 | 0 | 0 | 0 | 0 | 0 | 0.29627 | 0.29373 | 0.28685 | 0.20321 | 0 | 0 | 0 | 0 | 0 | 0 | 71.7546 | 70.3599 | 69.3584 | 68.1806 | 67.1715 | 66.3681 | 65.9555 | 65.5564 | 66.5196 | 70.9553 | 76.7193 | 82.2835 | 86.6735 | 89.4405 | 90.4292 | 90.9847 | 90.8633 | 89.7924 | 87.1661 | 82.8662 | 78.7947 | 75.9285 | 73.7863 | 72.1577 | 0.021989 | 0.022527 | 0.021445 | 0.018728 | 0.019299 | 0.020603 | 0.02498 | 0.028955 | 0.033541 | 0.036922 | 0.038819 | 0.040608 | 0.04171 | 0.042273 | 0.041478 | 0.037988 | 0.034377 | 0.031428 | 0.029182 | 0.028546 | 0.027568 | 0.025163 | 0.023765 | 0.024805
Portfolio Adjusted1-in-10Size: 20 kW to 199.99 kWAll2024November Monthly Peak | Portfolio Adjusted | 1-in-10 | Size: 20 kW to 199.99 kW | All | 2024 | November Monthly Peak | 11 | 13.0477 | 12.4046 | 12.1075 | 12.0911 | 12.5941 | 13.8609 | 15.6675 | 17.6571 | 20.4998 | 22.9005 | 24.8797 | 26.1852 | 26.9665 | 27.4936 | 27.4483 | 26.7359 | 25.5783 | 24.7296 | 22.6336 | 21.2686 | 19.9215 | 18.261 | 16.1467 | 14.4187 | 0 | 0 | 0 | 0 | 0 | 0 | 0 | 0 | 0 | 0 | 0 | 0 | 0 | 0 | 0.26167 | 0.25866 | 0.25397 | 0.19 | 0 | 0 | 0 | 0 | 0 | 0 | 66.7489 | 65.2127 | 64.3305 | 62.9283 | 62.0345 | 61.1269 | 60.6585 | 60.6538 | 63.224 | 68.338 | 74.5455 | 79.5786 | 82.5631 | 84.2063 | 85.1237 | 84.9893 | 83.6103 | 81.0394 | 77.7741 | 74.3744 | 71.9447 | 69.9949 | 68.206 | 67.0089 | 0.020246 | 0.020733 | 0.019874 | 0.017411 | 0.018074 | 0.019132 | 0.022151 | 0.025986 | 0.030098 | 0.032655 | 0.034248 | 0.035616 | 0.036689 | 0.037019 | 0.036189 | 0.033063 | 0.030101 | 0.029085 | 0.026473 | 0.025469 | 0.024735 | 0.02265 | 0.021587 | 0.022624
Portfolio Adjusted1-in-10Size: 20 kW to 199.99 kWAll2024December Monthly Peak | Portfolio Adjusted | 1-in-10 | Size: 20 kW to 199.99 kW | All | 2024 | December Monthly Peak | 12 | 12.1382 | 11.8538 | 11.7183 | 11.8453 | 12.3079 | 14.1898 | 17.1539 | 18.9359 | 21.2334 | 22.0935 | 21.9948 | 21.6476 | 20.9285 | 20.7058 | 20.2088 | 19.1308 | 18.8512 | 18.9364 | 17.9521 | 17.1766 | 16.6064 | 15.691 | 14.5672 | 13.2844 | 0 | 0 | 0 | 0 | 0 | 0 | 0 | 0 | 0 | 0 | 0 | 0 | 0 | 0 | 0.19265 | 0.18508 | 0.18717 | 0.14549 | 0 | 0 | 0 | 0 | 0 | 0 | 43.4505 | 42.7828 | 42.5504 | 42.4905 | 42.4264 | 42.243 | 42.5748 | 42.623 | 43.3223 | 45.0682 | 46.8593 | 48.5857 | 49.7681 | 50.1613 | 50.2098 | 50.109 | 49.6681 | 48.4902 | 47.2694 | 46.0687 | 44.9864 | 44.3897 | 44.0674 | 43.3291 | 0.018727 | 0.019779 | 0.019196 | 0.017019 | 0.017563 | 0.019753 | 0.024703 | 0.028393 | 0.031717 | 0.032172 | 0.030967 | 0.030214 | 0.029189 | 0.028563 | 0.027194 | 0.024124 | 0.022727 | 0.022651 | 0.02112 | 0.020585 | 0.020573 | 0.01935 | 0.019424 | 0.020778
Portfolio Adjusted1-in-10Size: 20 kW to 199.99 kWAll2024Typical Event Day | Portfolio Adjusted | 1-in-10 | Size: 20 kW to 199.99 kW | All | 2024 | Typical Event Day | 8 | 15.4357 | 14.604 | 14.099 | 14.0093 | 14.482 | 16.0716 | 18.5694 | 21.5623 | 25.558 | 28.8141 | 31.3764 | 33.0348 | 33.808 | 34.4823 | 34.579 | 33.9209 | 32.5663 | 30.0017 | 26.848 | 25.4513 | 24.4716 | 22.3822 | 19.6722 | 17.3442 | 0 | 0 | 0 | 0 | 0 | 0 | 0 | 0 | 0 | 0 | 0 | 0 | 0 | 0 | 0.32965 | 0.32817 | 0.32335 | 0.2305 | 0 | 0 | 0 | 0 | 0 | 0 | 75.398 | 74.2329 | 73.1853 | 72.2532 | 71.3651 | 70.5405 | 69.9945 | 70.3495 | 73.1998 | 78.0506 | 82.8866 | 87.0602 | 89.8424 | 91.591 | 92.7204 | 93.3311 | 93.4427 | 92.7345 | 91.5333 | 88.8158 | 84.9843 | 81.6564 | 79.3949 | 77.655 | 0.024286 | 0.024761 | 0.023437 | 0.020444 | 0.02101 | 0.022544 | 0.026736 | 0.03229 | 0.038239 | 0.04197 | 0.044098 | 0.04596 | 0.047105 | 0.047545 | 0.046606 | 0.0428 | 0.039099 | 0.035928 | 0.031882 | 0.030866 | 0.03077 | 0.028122 | 0.026654 | 0.027594
Portfolio Adjusted1-in-10Size: 20 kW to 199.99 kWAll2025January Monthly Peak | Portfolio Adjusted | 1-in-10 | Size: 20 kW to 199.99 kW | All | 2025 | January Monthly Peak | 1 | 11.6521 | 11.5188 | 11.4273 | 11.5926 | 11.9265 | 14.1647 | 17.6601 | 19.4492 | 21.73 | 22.574 | 22.1985 | 21.8033 | 20.821 | 20.5425 | 19.8845 | 18.4409 | 17.9374 | 18.0111 | 17.1576 | 16.3025 | 15.7914 | 14.7987 | 13.7645 | 12.6669 | 0 | 0 | 0 | 0 | 0 | 0 | 0 | 0 | 0 | 0 | 0 | 0 | 0 | 0 | 0.18956 | 0.17841 | 0.1781 | 0.13838 | 0 | 0 | 0 | 0 | 0 | 0 | 43.0928 | 42.3955 | 41.6998 | 41.2205 | 40.9445 | 40.6215 | 40.25 | 40.1085 | 40.5719 | 42.8653 | 45.4628 | 47.6269 | 49.4525 | 50.3947 | 50.8366 | 50.62 | 49.7595 | 48.559 | 46.4972 | 44.8529 | 43.6086 | 42.689 | 42.0014 | 41.3098 | 0.017871 | 0.019132 | 0.018619 | 0.016589 | 0.016908 | 0.019821 | 0.025788 | 0.029597 | 0.0329 | 0.033315 | 0.031641 | 0.030877 | 0.029418 | 0.02874 | 0.027102 | 0.023567 | 0.02197 | 0.021713 | 0.020197 | 0.019485 | 0.019507 | 0.018149 | 0.018289 | 0.019762
Portfolio Adjusted1-in-10Size: 20 kW to 199.99 kWAll2025February Monthly Peak | Portfolio Adjusted | 1-in-10 | Size: 20 kW to 199.99 kW | All | 2025 | February Monthly Peak | 2 | 11.923 | 11.5397 | 11.3511 | 11.4809 | 11.9371 | 13.5199 | 16.0226 | 17.484 | 19.6489 | 20.9159 | 21.4952 | 21.8289 | 21.7587 | 21.975 | 21.8331 | 21.0168 | 20.1589 | 19.5109 | 18.9869 | 17.9555 | 17.15 | 15.8883 | 14.3187 | 12.9693 | 0 | 0 | 0 | 0 | 0 | 0 | 0 | 0 | 0 | 0 | 0 | 0 | 0 | 0 | 0.20814 | 0.20333 | 0.20016 | 0.1499 | 0 | 0 | 0 | 0 | 0 | 0 | 50.1766 | 49.7462 | 49.1542 | 48.5905 | 48.303 | 47.5145 | 46.6111 | 47.138 | 48.2207 | 50.4444 | 52.673 | 54.1455 | 55.4875 | 56.6689 | 57.6669 | 58.1157 | 57.5232 | 56.8112 | 54.9871 | 53.0884 | 51.491 | 50.0657 | 49.2823 | 48.2837 | 0.018411 | 0.019237 | 0.018574 | 0.016506 | 0.017049 | 0.018825 | 0.023078 | 0.02623 | 0.029419 | 0.030462 | 0.030221 | 0.03037 | 0.030224 | 0.030194 | 0.029292 | 0.026448 | 0.024185 | 0.02329 | 0.022376 | 0.021579 | 0.021316 | 0.019657 | 0.019129 | 0.020328
Portfolio Adjusted1-in-10Size: 20 kW to 199.99 kWAll2025March Monthly Peak | Portfolio Adjusted | 1-in-10 | Size: 20 kW to 199.99 kW | All | 2025 | March Monthly Peak | 3 | 12.5082 | 11.9496 | 11.6294 | 11.6494 | 12.0754 | 13.3248 | 15.6507 | 17.0988 | 19.1831 | 21.0522 | 22.4717 | 23.5128 | 24.139 | 24.8037 | 25.0407 | 24.6017 | 23.6096 | 22.039 | 20.6468 | 20.2278 | 19.1593 | 17.5843 | 15.532 | 13.8502 | 0 | 0 | 0 | 0 | 0 | 0 | 0 | 0 | 0 | 0 | 0 | 0 | 0 | 0 | 0.23872 | 0.23801 | 0.23442 | 0.16933 | 0 | 0 | 0 | 0 | 0 | 0 | 58.2628 | 56.7764 | 55.7303 | 55.0788 | 54.2097 | 53.5416 | 52.9627 | 52.8526 | 54.144 | 58.306 | 63.3112 | 67.904 | 71.4031 | 73.2301 | 74.355 | 74.9303 | 74.7975 | 73.7463 | 72.184 | 69.6576 | 66.3577 | 63.4713 | 61.2142 | 59.34 | 0.019364 | 0.019916 | 0.019034 | 0.016753 | 0.017288 | 0.01848 | 0.022318 | 0.025417 | 0.028476 | 0.030357 | 0.031265 | 0.032325 | 0.033215 | 0.033779 | 0.033337 | 0.030692 | 0.028017 | 0.02608 | 0.024243 | 0.024258 | 0.023813 | 0.021804 | 0.020763 | 0.021737
Portfolio Adjusted1-in-10Size: 20 kW to 199.99 kWAll2025April Monthly Peak | Portfolio Adjusted | 1-in-10 | Size: 20 kW to 199.99 kW | All | 2025 | April Monthly Peak | 4 | 13.3939 | 12.7279 | 12.3048 | 12.2661 | 12.7073 | 13.924 | 15.9614 | 17.9915 | 21.0467 | 23.7365 | 25.9597 | 27.5176 | 28.4136 | 29.1246 | 29.2871 | 28.8017 | 27.488 | 25.3008 | 22.9314 | 22.3609 | 21.325 | 19.4879 | 17.0622 | 15.0465 | 0 | 0 | 0 | 0 | 0 | 0 | 0 | 0 | 0 | 0 | 0 | 0 | 0 | 0 | 0.2792 | 0.27864 | 0.27293 | 0.19439 | 0 | 0 | 0 | 0 | 0 | 0 | 68.5314 | 67.0658 | 65.4261 | 64.0559 | 62.9256 | 61.9682 | 61.3933 | 61.404 | 64.644 | 70.6918 | 76.7987 | 82.1017 | 85.3543 | 87.2149 | 88.005 | 88.5329 | 88.4275 | 87.8106 | 85.9621 | 82.6007 | 78.1821 | 74.2712 | 71.5955 | 69.9288 | 0.020833 | 0.021312 | 0.02022 | 0.017703 | 0.018258 | 0.019332 | 0.022713 | 0.026673 | 0.031148 | 0.034111 | 0.03602 | 0.037743 | 0.03901 | 0.039588 | 0.038951 | 0.035895 | 0.032585 | 0.029922 | 0.026945 | 0.026848 | 0.026576 | 0.024266 | 0.022911 | 0.023736
Portfolio Adjusted1-in-10Size: 20 kW to 199.99 kWAll2025May Monthly Peak | Portfolio Adjusted | 1-in-10 | Size: 20 kW to 199.99 kW | All | 2025 | May Monthly Peak | 5 | 14.0675 | 13.3516 | 12.9091 | 12.8392 | 13.31 | 14.5853 | 16.4462 | 19.0945 | 22.6367 | 25.5923 | 27.9677 | 29.5455 | 30.3442 | 30.9504 | 30.989 | 30.4033 | 29.0338 | 26.7167 | 24.1264 | 23.0738 | 22.409 | 20.5404 | 17.9849 | 15.9089 | 0 | 0 | 0 | 0 | 0 | 0 | 0 | 0 | 0 | 0 | 0 | 0 | 0 | 0 | 0.29542 | 0.29414 | 0.28828 | 0.20527 | 0 | 0 | 0 | 0 | 0 | 0 | 73.3457 | 71.5099 | 70.0793 | 69.1062 | 68.0602 | 67.0648 | 66.4999 | 66.7877 | 70.3859 | 75.9038 | 80.9869 | 84.5504 | 87.4135 | 89.3026 | 90.4542 | 90.7847 | 90.4598 | 89.3962 | 88.0738 | 85.5333 | 81.5176 | 77.574 | 75.0158 | 72.6249 | 0.022008 | 0.022477 | 0.021316 | 0.018617 | 0.019218 | 0.020376 | 0.023548 | 0.028451 | 0.033726 | 0.037041 | 0.039088 | 0.040833 | 0.041961 | 0.042364 | 0.041505 | 0.038176 | 0.034663 | 0.031835 | 0.028541 | 0.027891 | 0.02807 | 0.025722 | 0.024284 | 0.025217
Portfolio Adjusted1-in-10Size: 20 kW to 199.99 kWAll2025June Monthly Peak | Portfolio Adjusted | 1-in-10 | Size: 20 kW to 199.99 kW | All | 2025 | June Monthly Peak | 6 | 14.5699 | 13.8231 | 13.3424 | 13.2423 | 13.6556 | 14.9265 | 17.011 | 20.0568 | 23.7537 | 26.8711 | 29.2481 | 30.8527 | 31.5704 | 32.2359 | 32.3231 | 31.6974 | 30.3938 | 28.0605 | 25.3781 | 23.7916 | 23.0465 | 21.231 | 18.6147 | 16.449 | 0 | 0 | 0 | 0 | 0 | 0 | 0 | 0 | 0 | 0 | 0 | 0 | 0 | 0 | 0.30814 | 0.30666 | 0.30178 | 0.21559 | 0 | 0 | 0 | 0 | 0 | 0 | 72.0475 | 70.7222 | 69.7554 | 68.7089 | 67.6577 | 66.376 | 65.7157 | 66.7185 | 70.4331 | 75.3496 | 80.3913 | 84.5349 | 87.3264 | 88.9453 | 90.2041 | 90.9041 | 91.4061 | 90.6315 | 89.5381 | 86.8888 | 83.3438 | 79.6491 | 77.2154 | 75.422 | 0.022985 | 0.023482 | 0.022205 | 0.019351 | 0.019838 | 0.021031 | 0.024577 | 0.030188 | 0.03577 | 0.039342 | 0.041335 | 0.04313 | 0.04418 | 0.044642 | 0.043774 | 0.04023 | 0.036716 | 0.033814 | 0.030329 | 0.029062 | 0.029147 | 0.026813 | 0.025357 | 0.026319
Portfolio Adjusted1-in-10Size: 20 kW to 199.99 kWAll2025July Monthly Peak | Portfolio Adjusted | 1-in-10 | Size: 20 kW to 199.99 kW | All | 2025 | July Monthly Peak | 7 | 15.3872 | 14.5854 | 14.0803 | 13.9651 | 14.4051 | 16.0132 | 18.4814 | 21.7437 | 25.6461 | 28.8519 | 31.313 | 32.9813 | 33.7347 | 34.4076 | 34.4807 | 33.7528 | 32.4259 | 29.9493 | 26.9241 | 25.2073 | 24.3931 | 22.4614 | 19.7318 | 17.4413 | 0 | 0 | 0 | 0 | 0 | 0 | 0 | 0 | 0 | 0 | 0 | 0 | 0 | 0 | 0.32871 | 0.32654 | 0.32196 | 0.2301 | 0 | 0 | 0 | 0 | 0 | 0 | 76.3773 | 75.1224 | 73.9897 | 72.9298 | 72.1304 | 71.2867 | 70.6484 | 71.0522 | 73.9918 | 78.7634 | 83.4915 | 87.2184 | 89.287 | 90.596 | 91.976 | 92.3963 | 92.1917 | 91.6762 | 90.5429 | 88.2488 | 84.6095 | 81.1692 | 78.9878 | 77.4596 | 0.024303 | 0.024817 | 0.023485 | 0.020445 | 0.020956 | 0.022584 | 0.026782 | 0.032746 | 0.038623 | 0.042286 | 0.0443 | 0.046167 | 0.047276 | 0.047705 | 0.046752 | 0.042876 | 0.039204 | 0.036115 | 0.032171 | 0.030751 | 0.030806 | 0.028337 | 0.026854 | 0.027884
Portfolio Adjusted1-in-10Size: 20 kW to 199.99 kWAll2025August Monthly Peak | Portfolio Adjusted | 1-in-10 | Size: 20 kW to 199.99 kW | All | 2025 | August Monthly Peak | 8 | 15.6447 | 14.8061 | 14.2905 | 14.1962 | 14.6703 | 16.3151 | 18.9069 | 22.0157 | 26.1896 | 29.5799 | 32.2161 | 33.9099 | 34.6592 | 35.3027 | 35.3496 | 34.6228 | 33.2243 | 30.5879 | 27.3443 | 25.9066 | 24.8819 | 22.7523 | 20.0019 | 17.632 | 0 | 0 | 0 | 0 | 0 | 0 | 0 | 0 | 0 | 0 | 0 | 0 | 0 | 0 | 0.33699 | 0.33496 | 0.32988 | 0.23501 | 0 | 0 | 0 | 0 | 0 | 0 | 76.0844 | 75.0799 | 74.0753 | 73.2141 | 72.3421 | 71.8003 | 71.4973 | 71.7321 | 74.3706 | 79.4813 | 84.1897 | 88.5666 | 91.6252 | 93.5835 | 94.7768 | 95.7879 | 96.1318 | 95.6033 | 94.7135 | 92.0159 | 87.8559 | 84.7046 | 82.65 | 80.7133 | 0.0246 | 0.025091 | 0.023743 | 0.020707 | 0.02127 | 0.022885 | 0.027229 | 0.032966 | 0.039163 | 0.043048 | 0.045236 | 0.047136 | 0.048245 | 0.048635 | 0.047609 | 0.043657 | 0.039873 | 0.03661 | 0.032444 | 0.031388 | 0.031259 | 0.028561 | 0.027081 | 0.028032
Portfolio Adjusted1-in-10Size: 20 kW to 199.99 kWAll2025September Monthly Peak | Portfolio Adjusted | 1-in-10 | Size: 20 kW to 199.99 kW | All | 2025 | September Monthly Peak | 9 | 15.4062 | 14.6593 | 14.182 | 14.0826 | 14.6032 | 16.2599 | 19.132 | 21.8547 | 26.0653 | 29.5233 | 32.1382 | 33.801 | 34.5518 | 35.1782 | 35.0885 | 34.185 | 32.6329 | 29.8887 | 26.8518 | 26.0399 | 24.3732 | 22.2529 | 19.4867 | 17.2593 | 0 | 0 | 0 | 0 | 0 | 0 | 0 | 0 | 0 | 0 | 0 | 0 | 0 | 0 | 0.3345 | 0.33072 | 0.32401 | 0.22964 | 0 | 0 | 0 | 0 | 0 | 0 | 77.0827 | 76.007 | 74.9209 | 74.1598 | 73.3304 | 72.6992 | 72.1167 | 71.8953 | 74.0037 | 78.6082 | 83.4738 | 87.921 | 91.131 | 93.2394 | 93.9248 | 94.2359 | 94.0412 | 93.0268 | 91.3386 | 88.1099 | 84.1282 | 81.1026 | 78.7265 | 77.0249 | 0.024144 | 0.02476 | 0.023483 | 0.020464 | 0.021092 | 0.022703 | 0.027383 | 0.032546 | 0.038688 | 0.042636 | 0.04486 | 0.0467 | 0.047836 | 0.048214 | 0.047044 | 0.042959 | 0.039047 | 0.035659 | 0.031773 | 0.031448 | 0.030523 | 0.027818 | 0.026265 | 0.027361
Portfolio Adjusted1-in-10Size: 20 kW to 199.99 kWAll2025October Monthly Peak | Portfolio Adjusted | 1-in-10 | Size: 20 kW to 199.99 kW | All | 2025 | October Monthly Peak | 10 | 14.0921 | 13.3986 | 12.9961 | 12.9199 | 13.3852 | 14.7887 | 17.5067 | 19.4667 | 22.6394 | 25.6179 | 27.8827 | 29.4746 | 30.2434 | 30.985 | 31.0775 | 30.3616 | 28.8898 | 26.4491 | 24.7635 | 23.6918 | 22.082 | 20.2104 | 17.6946 | 15.7133 | 0 | 0 | 0 | 0 | 0 | 0 | 0 | 0 | 0 | 0 | 0 | 0 | 0 | 0 | 0.29627 | 0.29373 | 0.28685 | 0.20321 | 0 | 0 | 0 | 0 | 0 | 0 | 71.7546 | 70.3599 | 69.3584 | 68.1806 | 67.1715 | 66.3681 | 65.9555 | 65.5564 | 66.5196 | 70.9553 | 76.7193 | 82.2835 | 86.6735 | 89.4405 | 90.4292 | 90.9847 | 90.8633 | 89.7924 | 87.1661 | 82.8662 | 78.7947 | 75.9285 | 73.7863 | 72.1577 | 0.021989 | 0.022527 | 0.021445 | 0.018728 | 0.019299 | 0.020603 | 0.02498 | 0.028955 | 0.033541 | 0.036922 | 0.038819 | 0.040608 | 0.04171 | 0.042273 | 0.041478 | 0.037988 | 0.034377 | 0.031428 | 0.029182 | 0.028546 | 0.027568 | 0.025163 | 0.023765 | 0.024805
Portfolio Adjusted1-in-10Size: 20 kW to 199.99 kWAll2025November Monthly Peak | Portfolio Adjusted | 1-in-10 | Size: 20 kW to 199.99 kW | All | 2025 | November Monthly Peak | 11 | 13.0477 | 12.4046 | 12.1075 | 12.0911 | 12.5941 | 13.8609 | 15.6675 | 17.6571 | 20.4998 | 22.9005 | 24.8797 | 26.1852 | 26.9665 | 27.4936 | 27.4483 | 26.7359 | 25.5783 | 24.7296 | 22.6336 | 21.2686 | 19.9215 | 18.261 | 16.1467 | 14.4187 | 0 | 0 | 0 | 0 | 0 | 0 | 0 | 0 | 0 | 0 | 0 | 0 | 0 | 0 | 0.26167 | 0.25866 | 0.25397 | 0.19 | 0 | 0 | 0 | 0 | 0 | 0 | 66.7489 | 65.2127 | 64.3305 | 62.9283 | 62.0345 | 61.1269 | 60.6585 | 60.6538 | 63.224 | 68.338 | 74.5455 | 79.5786 | 82.5631 | 84.2063 | 85.1237 | 84.9893 | 83.6103 | 81.0394 | 77.7741 | 74.3744 | 71.9447 | 69.9949 | 68.206 | 67.0089 | 0.020246 | 0.020733 | 0.019874 | 0.017411 | 0.018074 | 0.019132 | 0.022151 | 0.025986 | 0.030098 | 0.032655 | 0.034248 | 0.035616 | 0.036689 | 0.037019 | 0.036189 | 0.033063 | 0.030101 | 0.029085 | 0.026473 | 0.025469 | 0.024735 | 0.02265 | 0.021587 | 0.022624
Portfolio Adjusted1-in-10Size: 20 kW to 199.99 kWAll2025December Monthly Peak | Portfolio Adjusted | 1-in-10 | Size: 20 kW to 199.99 kW | All | 2025 | December Monthly Peak | 12 | 12.1382 | 11.8538 | 11.7183 | 11.8453 | 12.3079 | 14.1898 | 17.1539 | 18.9359 | 21.2334 | 22.0935 | 21.9948 | 21.6476 | 20.9285 | 20.7058 | 20.2088 | 19.1308 | 18.8512 | 18.9364 | 17.9521 | 17.1766 | 16.6064 | 15.691 | 14.5672 | 13.2844 | 0 | 0 | 0 | 0 | 0 | 0 | 0 | 0 | 0 | 0 | 0 | 0 | 0 | 0 | 0.19265 | 0.18508 | 0.18717 | 0.14549 | 0 | 0 | 0 | 0 | 0 | 0 | 43.4505 | 42.7828 | 42.5504 | 42.4905 | 42.4264 | 42.243 | 42.5748 | 42.623 | 43.3223 | 45.0682 | 46.8593 | 48.5857 | 49.7681 | 50.1613 | 50.2098 | 50.109 | 49.6681 | 48.4902 | 47.2694 | 46.0687 | 44.9864 | 44.3897 | 44.0674 | 43.3291 | 0.018727 | 0.019779 | 0.019196 | 0.017019 | 0.017563 | 0.019753 | 0.024703 | 0.028393 | 0.031717 | 0.032172 | 0.030967 | 0.030214 | 0.029189 | 0.028563 | 0.027194 | 0.024124 | 0.022727 | 0.022651 | 0.02112 | 0.020585 | 0.020573 | 0.01935 | 0.019424 | 0.020778
Portfolio Adjusted1-in-10Size: 20 kW to 199.99 kWAll2025Typical Event Day | Portfolio Adjusted | 1-in-10 | Size: 20 kW to 199.99 kW | All | 2025 | Typical Event Day | 8 | 15.4357 | 14.604 | 14.099 | 14.0093 | 14.482 | 16.0716 | 18.5694 | 21.5623 | 25.558 | 28.8141 | 31.3764 | 33.0348 | 33.808 | 34.4823 | 34.579 | 33.9209 | 32.5663 | 30.0017 | 26.848 | 25.4513 | 24.4716 | 22.3822 | 19.6722 | 17.3442 | 0 | 0 | 0 | 0 | 0 | 0 | 0 | 0 | 0 | 0 | 0 | 0 | 0 | 0 | 0.32965 | 0.32817 | 0.32335 | 0.2305 | 0 | 0 | 0 | 0 | 0 | 0 | 75.398 | 74.2329 | 73.1853 | 72.2532 | 71.3651 | 70.5405 | 69.9945 | 70.3495 | 73.1998 | 78.0506 | 82.8866 | 87.0602 | 89.8424 | 91.591 | 92.7204 | 93.3311 | 93.4427 | 92.7345 | 91.5333 | 88.8158 | 84.9843 | 81.6564 | 79.3949 | 77.655 | 0.024286 | 0.024761 | 0.023437 | 0.020444 | 0.02101 | 0.022544 | 0.026736 | 0.03229 | 0.038239 | 0.04197 | 0.044098 | 0.04596 | 0.047105 | 0.047545 | 0.046606 | 0.0428 | 0.039099 | 0.035928 | 0.031882 | 0.030866 | 0.03077 | 0.028122 | 0.026654 | 0.027594
Portfolio Adjusted1-in-10Size: 20 kW to 199.99 kWAll2026January Monthly Peak | Portfolio Adjusted | 1-in-10 | Size: 20 kW to 199.99 kW | All | 2026 | January Monthly Peak | 1 | 11.6521 | 11.5188 | 11.4273 | 11.5926 | 11.9265 | 14.1647 | 17.6601 | 19.4492 | 21.73 | 22.574 | 22.1985 | 21.8033 | 20.821 | 20.5425 | 19.8845 | 18.4409 | 17.9374 | 18.0111 | 17.1576 | 16.3025 | 15.7914 | 14.7987 | 13.7645 | 12.6669 | 0 | 0 | 0 | 0 | 0 | 0 | 0 | 0 | 0 | 0 | 0 | 0 | 0 | 0 | 0.18956 | 0.17841 | 0.1781 | 0.13838 | 0 | 0 | 0 | 0 | 0 | 0 | 43.0928 | 42.3955 | 41.6998 | 41.2205 | 40.9445 | 40.6215 | 40.25 | 40.1085 | 40.5719 | 42.8653 | 45.4628 | 47.6269 | 49.4525 | 50.3947 | 50.8366 | 50.62 | 49.7595 | 48.559 | 46.4972 | 44.8529 | 43.6086 | 42.689 | 42.0014 | 41.3098 | 0.017871 | 0.019132 | 0.018619 | 0.016589 | 0.016908 | 0.019821 | 0.025788 | 0.029597 | 0.0329 | 0.033315 | 0.031641 | 0.030877 | 0.029418 | 0.02874 | 0.027102 | 0.023567 | 0.02197 | 0.021713 | 0.020197 | 0.019485 | 0.019507 | 0.018149 | 0.018289 | 0.019762
Portfolio Adjusted1-in-10Size: 20 kW to 199.99 kWAll2026February Monthly Peak | Portfolio Adjusted | 1-in-10 | Size: 20 kW to 199.99 kW | All | 2026 | February Monthly Peak | 2 | 11.923 | 11.5397 | 11.3511 | 11.4809 | 11.9371 | 13.5199 | 16.0226 | 17.484 | 19.6489 | 20.9159 | 21.4952 | 21.8289 | 21.7587 | 21.975 | 21.8331 | 21.0168 | 20.1589 | 19.5109 | 18.9869 | 17.9555 | 17.15 | 15.8883 | 14.3187 | 12.9693 | 0 | 0 | 0 | 0 | 0 | 0 | 0 | 0 | 0 | 0 | 0 | 0 | 0 | 0 | 0.20814 | 0.20333 | 0.20016 | 0.1499 | 0 | 0 | 0 | 0 | 0 | 0 | 50.1766 | 49.7462 | 49.1542 | 48.5905 | 48.303 | 47.5145 | 46.6111 | 47.138 | 48.2207 | 50.4444 | 52.673 | 54.1455 | 55.4875 | 56.6689 | 57.6669 | 58.1157 | 57.5232 | 56.8112 | 54.9871 | 53.0884 | 51.491 | 50.0657 | 49.2823 | 48.2837 | 0.018411 | 0.019237 | 0.018574 | 0.016506 | 0.017049 | 0.018825 | 0.023078 | 0.02623 | 0.029419 | 0.030462 | 0.030221 | 0.03037 | 0.030224 | 0.030194 | 0.029292 | 0.026448 | 0.024185 | 0.02329 | 0.022376 | 0.021579 | 0.021316 | 0.019657 | 0.019129 | 0.020328
Portfolio Adjusted1-in-10Size: 20 kW to 199.99 kWAll2026March Monthly Peak | Portfolio Adjusted | 1-in-10 | Size: 20 kW to 199.99 kW | All | 2026 | March Monthly Peak | 3 | 12.5082 | 11.9496 | 11.6294 | 11.6494 | 12.0754 | 13.3248 | 15.6507 | 17.0988 | 19.1831 | 21.0522 | 22.4717 | 23.5128 | 24.139 | 24.8037 | 25.0407 | 24.6017 | 23.6096 | 22.039 | 20.6468 | 20.2278 | 19.1593 | 17.5843 | 15.532 | 13.8502 | 0 | 0 | 0 | 0 | 0 | 0 | 0 | 0 | 0 | 0 | 0 | 0 | 0 | 0 | 0.23872 | 0.23801 | 0.23442 | 0.16933 | 0 | 0 | 0 | 0 | 0 | 0 | 58.2628 | 56.7764 | 55.7303 | 55.0788 | 54.2097 | 53.5416 | 52.9627 | 52.8526 | 54.144 | 58.306 | 63.3112 | 67.904 | 71.4031 | 73.2301 | 74.355 | 74.9303 | 74.7975 | 73.7463 | 72.184 | 69.6576 | 66.3577 | 63.4713 | 61.2142 | 59.34 | 0.019364 | 0.019916 | 0.019034 | 0.016753 | 0.017288 | 0.01848 | 0.022318 | 0.025417 | 0.028476 | 0.030357 | 0.031265 | 0.032325 | 0.033215 | 0.033779 | 0.033337 | 0.030692 | 0.028017 | 0.02608 | 0.024243 | 0.024258 | 0.023813 | 0.021804 | 0.020763 | 0.021737
Portfolio Adjusted1-in-10Size: 20 kW to 199.99 kWAll2026April Monthly Peak | Portfolio Adjusted | 1-in-10 | Size: 20 kW to 199.99 kW | All | 2026 | April Monthly Peak | 4 | 13.3939 | 12.7279 | 12.3048 | 12.2661 | 12.7073 | 13.924 | 15.9614 | 17.9915 | 21.0467 | 23.7365 | 25.9597 | 27.5176 | 28.4136 | 29.1246 | 29.2871 | 28.8017 | 27.488 | 25.3008 | 22.9314 | 22.3609 | 21.325 | 19.4879 | 17.0622 | 15.0465 | 0 | 0 | 0 | 0 | 0 | 0 | 0 | 0 | 0 | 0 | 0 | 0 | 0 | 0 | 0.2792 | 0.27864 | 0.27293 | 0.19439 | 0 | 0 | 0 | 0 | 0 | 0 | 68.5314 | 67.0658 | 65.4261 | 64.0559 | 62.9256 | 61.9682 | 61.3933 | 61.404 | 64.644 | 70.6918 | 76.7987 | 82.1017 | 85.3543 | 87.2149 | 88.005 | 88.5329 | 88.4275 | 87.8106 | 85.9621 | 82.6007 | 78.1821 | 74.2712 | 71.5955 | 69.9288 | 0.020833 | 0.021312 | 0.02022 | 0.017703 | 0.018258 | 0.019332 | 0.022713 | 0.026673 | 0.031148 | 0.034111 | 0.03602 | 0.037743 | 0.03901 | 0.039588 | 0.038951 | 0.035895 | 0.032585 | 0.029922 | 0.026945 | 0.026848 | 0.026576 | 0.024266 | 0.022911 | 0.023736
Portfolio Adjusted1-in-10Size: 20 kW to 199.99 kWAll2026May Monthly Peak | Portfolio Adjusted | 1-in-10 | Size: 20 kW to 199.99 kW | All | 2026 | May Monthly Peak | 5 | 14.0675 | 13.3516 | 12.9091 | 12.8392 | 13.31 | 14.5853 | 16.4462 | 19.0945 | 22.6367 | 25.5923 | 27.9677 | 29.5455 | 30.3442 | 30.9504 | 30.989 | 30.4033 | 29.0338 | 26.7167 | 24.1264 | 23.0738 | 22.409 | 20.5404 | 17.9849 | 15.9089 | 0 | 0 | 0 | 0 | 0 | 0 | 0 | 0 | 0 | 0 | 0 | 0 | 0 | 0 | 0.29542 | 0.29414 | 0.28828 | 0.20527 | 0 | 0 | 0 | 0 | 0 | 0 | 73.3457 | 71.5099 | 70.0793 | 69.1062 | 68.0602 | 67.0648 | 66.4999 | 66.7877 | 70.3859 | 75.9038 | 80.9869 | 84.5504 | 87.4135 | 89.3026 | 90.4542 | 90.7847 | 90.4598 | 89.3962 | 88.0738 | 85.5333 | 81.5176 | 77.574 | 75.0158 | 72.6249 | 0.022008 | 0.022477 | 0.021316 | 0.018617 | 0.019218 | 0.020376 | 0.023548 | 0.028451 | 0.033726 | 0.037041 | 0.039088 | 0.040833 | 0.041961 | 0.042364 | 0.041505 | 0.038176 | 0.034663 | 0.031835 | 0.028541 | 0.027891 | 0.02807 | 0.025722 | 0.024284 | 0.025217
Portfolio Adjusted1-in-10Size: 20 kW to 199.99 kWAll2026June Monthly Peak | Portfolio Adjusted | 1-in-10 | Size: 20 kW to 199.99 kW | All | 2026 | June Monthly Peak | 6 | 14.5699 | 13.8231 | 13.3424 | 13.2423 | 13.6556 | 14.9265 | 17.011 | 20.0568 | 23.7537 | 26.8711 | 29.2481 | 30.8527 | 31.5704 | 32.2359 | 32.3231 | 31.6974 | 30.3938 | 28.0605 | 25.3781 | 23.7916 | 23.0465 | 21.231 | 18.6147 | 16.449 | 0 | 0 | 0 | 0 | 0 | 0 | 0 | 0 | 0 | 0 | 0 | 0 | 0 | 0 | 0.30814 | 0.30666 | 0.30178 | 0.21559 | 0 | 0 | 0 | 0 | 0 | 0 | 72.0475 | 70.7222 | 69.7554 | 68.7089 | 67.6577 | 66.376 | 65.7157 | 66.7185 | 70.4331 | 75.3496 | 80.3913 | 84.5349 | 87.3264 | 88.9453 | 90.2041 | 90.9041 | 91.4061 | 90.6315 | 89.5381 | 86.8888 | 83.3438 | 79.6491 | 77.2154 | 75.422 | 0.022985 | 0.023482 | 0.022205 | 0.019351 | 0.019838 | 0.021031 | 0.024577 | 0.030188 | 0.03577 | 0.039342 | 0.041335 | 0.04313 | 0.04418 | 0.044642 | 0.043774 | 0.04023 | 0.036716 | 0.033814 | 0.030329 | 0.029062 | 0.029147 | 0.026813 | 0.025357 | 0.026319
Portfolio Adjusted1-in-10Size: 20 kW to 199.99 kWAll2026July Monthly Peak | Portfolio Adjusted | 1-in-10 | Size: 20 kW to 199.99 kW | All | 2026 | July Monthly Peak | 7 | 15.3872 | 14.5854 | 14.0803 | 13.9651 | 14.4051 | 16.0132 | 18.4814 | 21.7437 | 25.6461 | 28.8519 | 31.313 | 32.9813 | 33.7347 | 34.4076 | 34.4807 | 33.7528 | 32.4259 | 29.9493 | 26.9241 | 25.2073 | 24.3931 | 22.4614 | 19.7318 | 17.4413 | 0 | 0 | 0 | 0 | 0 | 0 | 0 | 0 | 0 | 0 | 0 | 0 | 0 | 0 | 0.32871 | 0.32654 | 0.32196 | 0.2301 | 0 | 0 | 0 | 0 | 0 | 0 | 76.3773 | 75.1224 | 73.9897 | 72.9298 | 72.1304 | 71.2867 | 70.6484 | 71.0522 | 73.9918 | 78.7634 | 83.4915 | 87.2184 | 89.287 | 90.596 | 91.976 | 92.3963 | 92.1917 | 91.6762 | 90.5429 | 88.2488 | 84.6095 | 81.1692 | 78.9878 | 77.4596 | 0.024303 | 0.024817 | 0.023485 | 0.020445 | 0.020956 | 0.022584 | 0.026782 | 0.032746 | 0.038623 | 0.042286 | 0.0443 | 0.046167 | 0.047276 | 0.047705 | 0.046752 | 0.042876 | 0.039204 | 0.036115 | 0.032171 | 0.030751 | 0.030806 | 0.028337 | 0.026854 | 0.027884
Portfolio Adjusted1-in-10Size: 20 kW to 199.99 kWAll2026August Monthly Peak | Portfolio Adjusted | 1-in-10 | Size: 20 kW to 199.99 kW | All | 2026 | August Monthly Peak | 8 | 15.6447 | 14.8061 | 14.2905 | 14.1962 | 14.6703 | 16.3151 | 18.9069 | 22.0157 | 26.1896 | 29.5799 | 32.2161 | 33.9099 | 34.6592 | 35.3027 | 35.3496 | 34.6228 | 33.2243 | 30.5879 | 27.3443 | 25.9066 | 24.8819 | 22.7523 | 20.0019 | 17.632 | 0 | 0 | 0 | 0 | 0 | 0 | 0 | 0 | 0 | 0 | 0 | 0 | 0 | 0 | 0.33699 | 0.33496 | 0.32988 | 0.23501 | 0 | 0 | 0 | 0 | 0 | 0 | 76.0844 | 75.0799 | 74.0753 | 73.2141 | 72.3421 | 71.8003 | 71.4973 | 71.7321 | 74.3706 | 79.4813 | 84.1897 | 88.5666 | 91.6252 | 93.5835 | 94.7768 | 95.7879 | 96.1318 | 95.6033 | 94.7135 | 92.0159 | 87.8559 | 84.7046 | 82.65 | 80.7133 | 0.0246 | 0.025091 | 0.023743 | 0.020707 | 0.02127 | 0.022885 | 0.027229 | 0.032966 | 0.039163 | 0.043048 | 0.045236 | 0.047136 | 0.048245 | 0.048635 | 0.047609 | 0.043657 | 0.039873 | 0.03661 | 0.032444 | 0.031388 | 0.031259 | 0.028561 | 0.027081 | 0.028032
Portfolio Adjusted1-in-10Size: 20 kW to 199.99 kWAll2026September Monthly Peak | Portfolio Adjusted | 1-in-10 | Size: 20 kW to 199.99 kW | All | 2026 | September Monthly Peak | 9 | 15.4062 | 14.6593 | 14.182 | 14.0826 | 14.6032 | 16.2599 | 19.132 | 21.8547 | 26.0653 | 29.5233 | 32.1382 | 33.801 | 34.5518 | 35.1782 | 35.0885 | 34.185 | 32.6329 | 29.8887 | 26.8518 | 26.0399 | 24.3732 | 22.2529 | 19.4867 | 17.2593 | 0 | 0 | 0 | 0 | 0 | 0 | 0 | 0 | 0 | 0 | 0 | 0 | 0 | 0 | 0.3345 | 0.33072 | 0.32401 | 0.22964 | 0 | 0 | 0 | 0 | 0 | 0 | 77.0827 | 76.007 | 74.9209 | 74.1598 | 73.3304 | 72.6992 | 72.1167 | 71.8953 | 74.0037 | 78.6082 | 83.4738 | 87.921 | 91.131 | 93.2394 | 93.9248 | 94.2359 | 94.0412 | 93.0268 | 91.3386 | 88.1099 | 84.1282 | 81.1026 | 78.7265 | 77.0249 | 0.024144 | 0.02476 | 0.023483 | 0.020464 | 0.021092 | 0.022703 | 0.027383 | 0.032546 | 0.038688 | 0.042636 | 0.04486 | 0.0467 | 0.047836 | 0.048214 | 0.047044 | 0.042959 | 0.039047 | 0.035659 | 0.031773 | 0.031448 | 0.030523 | 0.027818 | 0.026265 | 0.027361
Portfolio Adjusted1-in-10Size: 20 kW to 199.99 kWAll2026October Monthly Peak | Portfolio Adjusted | 1-in-10 | Size: 20 kW to 199.99 kW | All | 2026 | October Monthly Peak | 10 | 14.0921 | 13.3986 | 12.9961 | 12.9199 | 13.3852 | 14.7887 | 17.5067 | 19.4667 | 22.6394 | 25.6179 | 27.8827 | 29.4746 | 30.2434 | 30.985 | 31.0775 | 30.3616 | 28.8898 | 26.4491 | 24.7635 | 23.6918 | 22.082 | 20.2104 | 17.6946 | 15.7133 | 0 | 0 | 0 | 0 | 0 | 0 | 0 | 0 | 0 | 0 | 0 | 0 | 0 | 0 | 0.29627 | 0.29373 | 0.28685 | 0.20321 | 0 | 0 | 0 | 0 | 0 | 0 | 71.7546 | 70.3599 | 69.3584 | 68.1806 | 67.1715 | 66.3681 | 65.9555 | 65.5564 | 66.5196 | 70.9553 | 76.7193 | 82.2835 | 86.6735 | 89.4405 | 90.4292 | 90.9847 | 90.8633 | 89.7924 | 87.1661 | 82.8662 | 78.7947 | 75.9285 | 73.7863 | 72.1577 | 0.021989 | 0.022527 | 0.021445 | 0.018728 | 0.019299 | 0.020603 | 0.02498 | 0.028955 | 0.033541 | 0.036922 | 0.038819 | 0.040608 | 0.04171 | 0.042273 | 0.041478 | 0.037988 | 0.034377 | 0.031428 | 0.029182 | 0.028546 | 0.027568 | 0.025163 | 0.023765 | 0.024805
Portfolio Adjusted1-in-10Size: 20 kW to 199.99 kWAll2026November Monthly Peak | Portfolio Adjusted | 1-in-10 | Size: 20 kW to 199.99 kW | All | 2026 | November Monthly Peak | 11 | 13.0477 | 12.4046 | 12.1075 | 12.0911 | 12.5941 | 13.8609 | 15.6675 | 17.6571 | 20.4998 | 22.9005 | 24.8797 | 26.1852 | 26.9665 | 27.4936 | 27.4483 | 26.7359 | 25.5783 | 24.7296 | 22.6336 | 21.2686 | 19.9215 | 18.261 | 16.1467 | 14.4187 | 0 | 0 | 0 | 0 | 0 | 0 | 0 | 0 | 0 | 0 | 0 | 0 | 0 | 0 | 0.26167 | 0.25866 | 0.25397 | 0.19 | 0 | 0 | 0 | 0 | 0 | 0 | 66.7489 | 65.2127 | 64.3305 | 62.9283 | 62.0345 | 61.1269 | 60.6585 | 60.6538 | 63.224 | 68.338 | 74.5455 | 79.5786 | 82.5631 | 84.2063 | 85.1237 | 84.9893 | 83.6103 | 81.0394 | 77.7741 | 74.3744 | 71.9447 | 69.9949 | 68.206 | 67.0089 | 0.020246 | 0.020733 | 0.019874 | 0.017411 | 0.018074 | 0.019132 | 0.022151 | 0.025986 | 0.030098 | 0.032655 | 0.034248 | 0.035616 | 0.036689 | 0.037019 | 0.036189 | 0.033063 | 0.030101 | 0.029085 | 0.026473 | 0.025469 | 0.024735 | 0.02265 | 0.021587 | 0.022624
Portfolio Adjusted1-in-10Size: 20 kW to 199.99 kWAll2026December Monthly Peak | Portfolio Adjusted | 1-in-10 | Size: 20 kW to 199.99 kW | All | 2026 | December Monthly Peak | 12 | 12.1382 | 11.8538 | 11.7183 | 11.8453 | 12.3079 | 14.1898 | 17.1539 | 18.9359 | 21.2334 | 22.0935 | 21.9948 | 21.6476 | 20.9285 | 20.7058 | 20.2088 | 19.1308 | 18.8512 | 18.9364 | 17.9521 | 17.1766 | 16.6064 | 15.691 | 14.5672 | 13.2844 | 0 | 0 | 0 | 0 | 0 | 0 | 0 | 0 | 0 | 0 | 0 | 0 | 0 | 0 | 0.19265 | 0.18508 | 0.18717 | 0.14549 | 0 | 0 | 0 | 0 | 0 | 0 | 43.4505 | 42.7828 | 42.5504 | 42.4905 | 42.4264 | 42.243 | 42.5748 | 42.623 | 43.3223 | 45.0682 | 46.8593 | 48.5857 | 49.7681 | 50.1613 | 50.2098 | 50.109 | 49.6681 | 48.4902 | 47.2694 | 46.0687 | 44.9864 | 44.3897 | 44.0674 | 43.3291 | 0.018727 | 0.019779 | 0.019196 | 0.017019 | 0.017563 | 0.019753 | 0.024703 | 0.028393 | 0.031717 | 0.032172 | 0.030967 | 0.030214 | 0.029189 | 0.028563 | 0.027194 | 0.024124 | 0.022727 | 0.022651 | 0.02112 | 0.020585 | 0.020573 | 0.01935 | 0.019424 | 0.020778
Portfolio Adjusted1-in-10Size: 20 kW to 199.99 kWAll2026Typical Event Day | Portfolio Adjusted | 1-in-10 | Size: 20 kW to 199.99 kW | All | 2026 | Typical Event Day | 8 | 15.4357 | 14.604 | 14.099 | 14.0093 | 14.482 | 16.0716 | 18.5694 | 21.5623 | 25.558 | 28.8141 | 31.3764 | 33.0348 | 33.808 | 34.4823 | 34.579 | 33.9209 | 32.5663 | 30.0017 | 26.848 | 25.4513 | 24.4716 | 22.3822 | 19.6722 | 17.3442 | 0 | 0 | 0 | 0 | 0 | 0 | 0 | 0 | 0 | 0 | 0 | 0 | 0 | 0 | 0.32965 | 0.32817 | 0.32335 | 0.2305 | 0 | 0 | 0 | 0 | 0 | 0 | 75.398 | 74.2329 | 73.1853 | 72.2532 | 71.3651 | 70.5405 | 69.9945 | 70.3495 | 73.1998 | 78.0506 | 82.8866 | 87.0602 | 89.8424 | 91.591 | 92.7204 | 93.3311 | 93.4427 | 92.7345 | 91.5333 | 88.8158 | 84.9843 | 81.6564 | 79.3949 | 77.655 | 0.024286 | 0.024761 | 0.023437 | 0.020444 | 0.02101 | 0.022544 | 0.026736 | 0.03229 | 0.038239 | 0.04197 | 0.044098 | 0.04596 | 0.047105 | 0.047545 | 0.046606 | 0.0428 | 0.039099 | 0.035928 | 0.031882 | 0.030866 | 0.03077 | 0.028122 | 0.026654 | 0.027594
Portfolio Adjusted1-in-2Size: 20 kW to 199.99 kWAll2015January Monthly Peak | Portfolio Adjusted | 1-in-2 | Size: 20 kW to 199.99 kW | All | 2015 | January Monthly Peak | 1
Portfolio Adjusted1-in-2Size: 20 kW to 199.99 kWAll2015February Monthly Peak | Portfolio Adjusted | 1-in-2 | Size: 20 kW to 199.99 kW | All | 2015 | February Monthly Peak | 2
Portfolio Adjusted1-in-2Size: 20 kW to 199.99 kWAll2015March Monthly Peak | Portfolio Adjusted | 1-in-2 | Size: 20 kW to 199.99 kW | All | 2015 | March Monthly Peak | 3
Portfolio Adjusted1-in-2Size: 20 kW to 199.99 kWAll2015April Monthly Peak | Portfolio Adjusted | 1-in-2 | Size: 20 kW to 199.99 kW | All | 2015 | April Monthly Peak | 4
Portfolio Adjusted1-in-2Size: 20 kW to 199.99 kWAll2015May Monthly Peak | Portfolio Adjusted | 1-in-2 | Size: 20 kW to 199.99 kW | All | 2015 | May Monthly Peak | 5
Portfolio Adjusted1-in-2Size: 20 kW to 199.99 kWAll2015June Monthly Peak | Portfolio Adjusted | 1-in-2 | Size: 20 kW to 199.99 kW | All | 2015 | June Monthly Peak | 6
Portfolio Adjusted1-in-2Size: 20 kW to 199.99 kWAll2015July Monthly Peak | Portfolio Adjusted | 1-in-2 | Size: 20 kW to 199.99 kW | All | 2015 | July Monthly Peak | 7
Portfolio Adjusted1-in-2Size: 20 kW to 199.99 kWAll2015August Monthly Peak | Portfolio Adjusted | 1-in-2 | Size: 20 kW to 199.99 kW | All | 2015 | August Monthly Peak | 8
Portfolio Adjusted1-in-2Size: 20 kW to 199.99 kWAll2015September Monthly Peak | Portfolio Adjusted | 1-in-2 | Size: 20 kW to 199.99 kW | All | 2015 | September Monthly Peak | 9
Portfolio Adjusted1-in-2Size: 20 kW to 199.99 kWAll2015October Monthly Peak | Portfolio Adjusted | 1-in-2 | Size: 20 kW to 199.99 kW | All | 2015 | October Monthly Peak | 10
Portfolio Adjusted1-in-2Size: 20 kW to 199.99 kWAll2015November Monthly Peak | Portfolio Adjusted | 1-in-2 | Size: 20 kW to 199.99 kW | All | 2015 | November Monthly Peak | 11
Portfolio Adjusted1-in-2Size: 20 kW to 199.99 kWAll2015December Monthly Peak | Portfolio Adjusted | 1-in-2 | Size: 20 kW to 199.99 kW | All | 2015 | December Monthly Peak | 12
Portfolio Adjusted1-in-2Size: 20 kW to 199.99 kWAll2015Typical Event Day | Portfolio Adjusted | 1-in-2 | Size: 20 kW to 199.99 kW | All | 2015 | Typical Event Day | 8
Portfolio Adjusted1-in-2Size: 20 kW to 199.99 kWAll2016January Monthly Peak | Portfolio Adjusted | 1-in-2 | Size: 20 kW to 199.99 kW | All | 2016 | January Monthly Peak | 1
Portfolio Adjusted1-in-2Size: 20 kW to 199.99 kWAll2016February Monthly Peak | Portfolio Adjusted | 1-in-2 | Size: 20 kW to 199.99 kW | All | 2016 | February Monthly Peak | 2
Portfolio Adjusted1-in-2Size: 20 kW to 199.99 kWAll2016March Monthly Peak | Portfolio Adjusted | 1-in-2 | Size: 20 kW to 199.99 kW | All | 2016 | March Monthly Peak | 3
Portfolio Adjusted1-in-2Size: 20 kW to 199.99 kWAll2016April Monthly Peak | Portfolio Adjusted | 1-in-2 | Size: 20 kW to 199.99 kW | All | 2016 | April Monthly Peak | 4
Portfolio Adjusted1-in-2Size: 20 kW to 199.99 kWAll2016May Monthly Peak | Portfolio Adjusted | 1-in-2 | Size: 20 kW to 199.99 kW | All | 2016 | May Monthly Peak | 5
Portfolio Adjusted1-in-2Size: 20 kW to 199.99 kWAll2016June Monthly Peak | Portfolio Adjusted | 1-in-2 | Size: 20 kW to 199.99 kW | All | 2016 | June Monthly Peak | 6
Portfolio Adjusted1-in-2Size: 20 kW to 199.99 kWAll2016July Monthly Peak | Portfolio Adjusted | 1-in-2 | Size: 20 kW to 199.99 kW | All | 2016 | July Monthly Peak | 7
Portfolio Adjusted1-in-2Size: 20 kW to 199.99 kWAll2016August Monthly Peak | Portfolio Adjusted | 1-in-2 | Size: 20 kW to 199.99 kW | All | 2016 | August Monthly Peak | 8
Portfolio Adjusted1-in-2Size: 20 kW to 199.99 kWAll2016September Monthly Peak | Portfolio Adjusted | 1-in-2 | Size: 20 kW to 199.99 kW | All | 2016 | September Monthly Peak | 9
Portfolio Adjusted1-in-2Size: 20 kW to 199.99 kWAll2016October Monthly Peak | Portfolio Adjusted | 1-in-2 | Size: 20 kW to 199.99 kW | All | 2016 | October Monthly Peak | 10
Portfolio Adjusted1-in-2Size: 20 kW to 199.99 kWAll2016November Monthly Peak | Portfolio Adjusted | 1-in-2 | Size: 20 kW to 199.99 kW | All | 2016 | November Monthly Peak | 11
Portfolio Adjusted1-in-2Size: 20 kW to 199.99 kWAll2016December Monthly Peak | Portfolio Adjusted | 1-in-2 | Size: 20 kW to 199.99 kW | All | 2016 | December Monthly Peak | 12
Portfolio Adjusted1-in-2Size: 20 kW to 199.99 kWAll2016Typical Event Day | Portfolio Adjusted | 1-in-2 | Size: 20 kW to 199.99 kW | All | 2016 | Typical Event Day | 8
Portfolio Adjusted1-in-2Size: 20 kW to 199.99 kWAll2017January Monthly Peak | Portfolio Adjusted | 1-in-2 | Size: 20 kW to 199.99 kW | All | 2017 | January Monthly Peak | 1
Portfolio Adjusted1-in-2Size: 20 kW to 199.99 kWAll2017February Monthly Peak | Portfolio Adjusted | 1-in-2 | Size: 20 kW to 199.99 kW | All | 2017 | February Monthly Peak | 2
Portfolio Adjusted1-in-2Size: 20 kW to 199.99 kWAll2017March Monthly Peak | Portfolio Adjusted | 1-in-2 | Size: 20 kW to 199.99 kW | All | 2017 | March Monthly Peak | 3
Portfolio Adjusted1-in-2Size: 20 kW to 199.99 kWAll2017April Monthly Peak | Portfolio Adjusted | 1-in-2 | Size: 20 kW to 199.99 kW | All | 2017 | April Monthly Peak | 4
Portfolio Adjusted1-in-2Size: 20 kW to 199.99 kWAll2017May Monthly Peak | Portfolio Adjusted | 1-in-2 | Size: 20 kW to 199.99 kW | All | 2017 | May Monthly Peak | 5
Portfolio Adjusted1-in-2Size: 20 kW to 199.99 kWAll2017June Monthly Peak | Portfolio Adjusted | 1-in-2 | Size: 20 kW to 199.99 kW | All | 2017 | June Monthly Peak | 6
Portfolio Adjusted1-in-2Size: 20 kW to 199.99 kWAll2017July Monthly Peak | Portfolio Adjusted | 1-in-2 | Size: 20 kW to 199.99 kW | All | 2017 | July Monthly Peak | 7
Portfolio Adjusted1-in-2Size: 20 kW to 199.99 kWAll2017August Monthly Peak | Portfolio Adjusted | 1-in-2 | Size: 20 kW to 199.99 kW | All | 2017 | August Monthly Peak | 8
Portfolio Adjusted1-in-2Size: 20 kW to 199.99 kWAll2017September Monthly Peak | Portfolio Adjusted | 1-in-2 | Size: 20 kW to 199.99 kW | All | 2017 | September Monthly Peak | 9
Portfolio Adjusted1-in-2Size: 20 kW to 199.99 kWAll2017October Monthly Peak | Portfolio Adjusted | 1-in-2 | Size: 20 kW to 199.99 kW | All | 2017 | October Monthly Peak | 10
Portfolio Adjusted1-in-2Size: 20 kW to 199.99 kWAll2017November Monthly Peak | Portfolio Adjusted | 1-in-2 | Size: 20 kW to 199.99 kW | All | 2017 | November Monthly Peak | 11
Portfolio Adjusted1-in-2Size: 20 kW to 199.99 kWAll2017December Monthly Peak | Portfolio Adjusted | 1-in-2 | Size: 20 kW to 199.99 kW | All | 2017 | December Monthly Peak | 12
Portfolio Adjusted1-in-2Size: 20 kW to 199.99 kWAll2017Typical Event Day | Portfolio Adjusted | 1-in-2 | Size: 20 kW to 199.99 kW | All | 2017 | Typical Event Day | 8
Portfolio Adjusted1-in-2Size: 20 kW to 199.99 kWAll2018January Monthly Peak | Portfolio Adjusted | 1-in-2 | Size: 20 kW to 199.99 kW | All | 2018 | January Monthly Peak | 1
Portfolio Adjusted1-in-2Size: 20 kW to 199.99 kWAll2018February Monthly Peak | Portfolio Adjusted | 1-in-2 | Size: 20 kW to 199.99 kW | All | 2018 | February Monthly Peak | 2
Portfolio Adjusted1-in-2Size: 20 kW to 199.99 kWAll2018March Monthly Peak | Portfolio Adjusted | 1-in-2 | Size: 20 kW to 199.99 kW | All | 2018 | March Monthly Peak | 3
Portfolio Adjusted1-in-2Size: 20 kW to 199.99 kWAll2018April Monthly Peak | Portfolio Adjusted | 1-in-2 | Size: 20 kW to 199.99 kW | All | 2018 | April Monthly Peak | 4 | 12.8163 | 12.2081 | 11.8292 | 11.8172 | 12.2427 | 13.3996 | 15.3047 | 17.0794 | 19.7007 | 21.9432 | 23.777 | 25.0733 | 25.8541 | 26.542 | 26.7629 | 26.3578 | 25.2021 | 23.2763 | 21.2569 | 20.8601 | 20.0082 | 18.3444 | 16.116 | 14.26 | 0 | 0 | 0 | 0 | 0 | 0 | 0 | 0 | 0 | 0 | 0 | 0 | 0 | 0 | 0.25514 | 0.255 | 0.25023 | 0.17883 | 0 | 0 | 0 | 0 | 0 | 0 | 62.8923 | 61.8046 | 60.8003 | 59.9287 | 58.9806 | 58.2262 | 57.6039 | 57.5606 | 59.8028 | 63.9452 | 69.0503 | 73.703 | 77.3018 | 79.3021 | 80.422 | 80.9601 | 80.6904 | 79.9173 | 78.5734 | 76.366 | 72.5922 | 70.0095 | 67.8659 | 65.8092 | 0.019996 | 0.020497 | 0.019487 | 0.017091 | 0.017631 | 0.01865 | 0.021845 | 0.025434 | 0.02934 | 0.031803 | 0.033322 | 0.034763 | 0.035898 | 0.036482 | 0.03597 | 0.033195 | 0.030174 | 0.02779 | 0.02519 | 0.025232 | 0.025096 | 0.022972 | 0.021748 | 0.022592
Portfolio Adjusted1-in-2Size: 20 kW to 199.99 kWAll2018May Monthly Peak | Portfolio Adjusted | 1-in-2 | Size: 20 kW to 199.99 kW | All | 2018 | May Monthly Peak | 5 | 13.2212 | 12.5665 | 12.1805 | 12.1412 | 12.5969 | 13.7226 | 15.313 | 17.5533 | 20.4357 | 22.7942 | 24.7108 | 26.0025 | 26.739 | 27.3724 | 27.5391 | 27.1261 | 25.9586 | 23.9858 | 21.8529 | 21.0237 | 20.5926 | 18.9419 | 16.6211 | 14.7541 | 0 | 0 | 0 | 0 | 0 | 0 | 0 | 0 | 0 | 0 | 0 | 0 | 0 | 0 | 0.26254 | 0.26243 | 0.25774 | 0.18428 | 0 | 0 | 0 | 0 | 0 | 0 | 65.2245 | 64.0307 | 62.904 | 61.8647 | 61.0538 | 60.087 | 59.3347 | 60.1707 | 63.6161 | 67.7384 | 71.8688 | 75.7963 | 79.1151 | 81.3289 | 82.7425 | 83.5607 | 83.7827 | 83.1796 | 81.6139 | 79.2712 | 75.3546 | 71.9971 | 69.9868 | 68.2283 | 0.020714 | 0.021174 | 0.020128 | 0.017613 | 0.018207 | 0.01917 | 0.021917 | 0.026177 | 0.030523 | 0.033136 | 0.034734 | 0.036158 | 0.037227 | 0.037719 | 0.037118 | 0.034282 | 0.031164 | 0.02874 | 0.025995 | 0.025546 | 0.025902 | 0.023807 | 0.022505 | 0.023437
Portfolio Adjusted1-in-2Size: 20 kW to 199.99 kWAll2018June Monthly Peak | Portfolio Adjusted | 1-in-2 | Size: 20 kW to 199.99 kW | All | 2018 | June Monthly Peak | 6 | 13.9826 | 13.2706 | 12.8273 | 12.7459 | 13.1543 | 14.299 | 16.1713 | 18.9326 | 22.1739 | 24.8979 | 26.9885 | 28.4152 | 29.1187 | 29.8147 | 29.9982 | 29.5075 | 28.3266 | 26.228 | 23.8566 | 22.4179 | 21.8224 | 20.1472 | 17.677 | 15.6474 | 0 | 0 | 0 | 0 | 0 | 0 | 0 | 0 | 0 | 0 | 0 | 0 | 0 | 0 | 0.28598 | 0.28547 | 0.28125 | 0.20151 | 0 | 0 | 0 | 0 | 0 | 0 | 67.8259 | 66.4564 | 65.2627 | 64.3776 | 63.392 | 62.5866 | 61.9509 | 62.7499 | 66.2363 | 70.6457 | 74.7378 | 78.3704 | 81.0398 | 82.9959 | 84.2414 | 85.0668 | 85.5796 | 85.2888 | 84.1559 | 81.8678 | 78.724 | 74.9528 | 72.291 | 70.5231 | 0.021983 | 0.022458 | 0.021268 | 0.018555 | 0.019043 | 0.020047 | 0.02322 | 0.028319 | 0.033174 | 0.036232 | 0.037926 | 0.039506 | 0.040554 | 0.041105 | 0.040454 | 0.037305 | 0.034074 | 0.031479 | 0.028413 | 0.027298 | 0.027509 | 0.02536 | 0.023987 | 0.024939
Portfolio Adjusted1-in-2Size: 20 kW to 199.99 kWAll2018July Monthly Peak | Portfolio Adjusted | 1-in-2 | Size: 20 kW to 199.99 kW | All | 2018 | July Monthly Peak | 7 | 14.7734 | 13.9949 | 13.5247 | 13.4251 | 13.8637 | 15.3056 | 17.507 | 20.449 | 23.8537 | 26.6689 | 28.8856 | 30.4159 | 31.2107 | 31.9491 | 32.1503 | 31.5969 | 30.3867 | 28.1397 | 25.4159 | 23.8404 | 23.1658 | 21.3643 | 18.76 | 16.5999 | 0 | 0 | 0 | 0 | 0 | 0 | 0 | 0 | 0 | 0 | 0 | 0 | 0 | 0 | 0.30649 | 0.30568 | 0.30171 | 0.2162 | 0 | 0 | 0 | 0 | 0 | 0 | 70.6211 | 69.8217 | 69.013 | 68.1723 | 67.2987 | 66.6736 | 66.2033 | 66.583 | 69.3086 | 73.5937 | 78.2548 | 81.7851 | 84.5525 | 86.7687 | 88.4899 | 89.3025 | 89.6195 | 88.9625 | 87.5504 | 85.5663 | 82.1307 | 78.3249 | 75.8625 | 74.3317 | 0.02326 | 0.023726 | 0.022478 | 0.019584 | 0.020105 | 0.021474 | 0.025201 | 0.030589 | 0.035677 | 0.038834 | 0.040616 | 0.042319 | 0.043505 | 0.044072 | 0.043384 | 0.039958 | 0.036557 | 0.033778 | 0.030257 | 0.02899 | 0.02916 | 0.026868 | 0.025435 | 0.026438
Portfolio Adjusted1-in-2Size: 20 kW to 199.99 kWAll2018August Monthly Peak | Portfolio Adjusted | 1-in-2 | Size: 20 kW to 199.99 kW | All | 2018 | August Monthly Peak | 8 | 15.2557 | 14.4279 | 13.9326 | 13.8467 | 14.3219 | 15.8537 | 18.2643 | 21.1654 | 25.0181 | 28.1677 | 30.6692 | 32.2917 | 33.0863 | 33.782 | 33.9173 | 33.3156 | 31.9866 | 29.4902 | 26.4261 | 25.0693 | 24.1253 | 22.0702 | 19.3908 | 17.0975 | 0 | 0 | 0 | 0 | 0 | 0 | 0 | 0 | 0 | 0 | 0 | 0 | 0 | 0 | 0.32334 | 0.32231 | 0.31759 | 0.22657 | 0 | 0 | 0 | 0 | 0 | 0 | 74.1743 | 72.9872 | 71.8187 | 70.6537 | 69.8818 | 69.0212 | 68.4408 | 68.3936 | 71.2493 | 76.6628 | 81.8336 | 85.83 | 88.8576 | 90.9992 | 92.234 | 92.6438 | 92.8195 | 91.9612 | 90.2929 | 87.7256 | 83.7139 | 80.421 | 78.2964 | 76.6631 | 0.023917 | 0.024372 | 0.023077 | 0.020135 | 0.020707 | 0.022142 | 0.026159 | 0.031509 | 0.037183 | 0.040745 | 0.042803 | 0.044612 | 0.045793 | 0.046285 | 0.045442 | 0.041796 | 0.038182 | 0.035119 | 0.031221 | 0.030259 | 0.030201 | 0.027612 | 0.026157 | 0.027085
Portfolio Adjusted1-in-2Size: 20 kW to 199.99 kWAll2018September Monthly Peak | Portfolio Adjusted | 1-in-2 | Size: 20 kW to 199.99 kW | All | 2018 | September Monthly Peak | 9 | 14.5048 | 13.7978 | 13.3716 | 13.295 | 13.8052 | 15.239 | 17.7455 | 19.9944 | 23.4729 | 26.3651 | 28.6196 | 30.0928 | 30.8968 | 31.6226 | 31.7163 | 31.056 | 29.6896 | 27.2594 | 24.6385 | 24.0281 | 22.5686 | 20.6379 | 18.0609 | 16.0287 | 0 | 0 | 0 | 0 | 0 | 0 | 0 | 0 | 0 | 0 | 0 | 0 | 0 | 0 | 0.30236 | 0.30045 | 0.29479 | 0.20944 | 0 | 0 | 0 | 0 | 0 | 0 | 69.1012 | 67.9731 | 66.9069 | 65.8707 | 65.1125 | 64.305 | 64.0262 | 63.7766 | 65.7172 | 70.9286 | 77.1802 | 82.645 | 86.5509 | 88.8083 | 89.8909 | 90.4251 | 90.31 | 89.3731 | 87.294 | 83.9878 | 80.4045 | 77.8853 | 76.0144 | 74.685 | 0.022702 | 0.023265 | 0.022105 | 0.019288 | 0.019921 | 0.021215 | 0.025291 | 0.029671 | 0.03473 | 0.037971 | 0.039847 | 0.041449 | 0.042663 | 0.04322 | 0.0424 | 0.03892 | 0.035397 | 0.032426 | 0.029111 | 0.028992 | 0.028231 | 0.025772 | 0.024304 | 0.02537
Portfolio Adjusted1-in-2Size: 20 kW to 199.99 kWAll2018October Monthly Peak | Portfolio Adjusted | 1-in-2 | Size: 20 kW to 199.99 kW | All | 2018 | October Monthly Peak | 10 | 13.8306 | 13.1543 | 12.7675 | 12.6997 | 13.1616 | 14.5183 | 17.1475 | 18.9795 | 21.9467 | 24.7454 | 26.8823 | 28.3985 | 29.1605 | 29.9177 | 30.0531 | 29.4012 | 27.9902 | 25.6504 | 24.0923 | 23.0789 | 21.536 | 19.725 | 17.2776 | 15.3557 | 0 | 0 | 0 | 0 | 0 | 0 | 0 | 0 | 0 | 0 | 0 | 0 | 0 | 0 | 0.2865 | 0.28444 | 0.27791 | 0.19707 | 0 | 0 | 0 | 0 | 0 | 0 | 68.6049 | 67.7577 | 66.6936 | 65.9719 | 65.1415 | 64.4001 | 64.0656 | 64.0991 | 65.0062 | 69.4434 | 75.4215 | 80.7292 | 84.2423 | 86.4709 | 87.944 | 88.1819 | 87.6102 | 86.1974 | 83.866 | 80.2871 | 76.4871 | 73.6159 | 71.493 | 69.6494 | 0.02158 | 0.022113 | 0.021066 | 0.018407 | 0.018976 | 0.020216 | 0.024452 | 0.028218 | 0.032505 | 0.035664 | 0.037429 | 0.039127 | 0.040219 | 0.040816 | 0.040108 | 0.036782 | 0.033296 | 0.030473 | 0.028391 | 0.027813 | 0.026889 | 0.024561 | 0.023204 | 0.02424
Portfolio Adjusted1-in-2Size: 20 kW to 199.99 kWAll2018November Monthly Peak | Portfolio Adjusted | 1-in-2 | Size: 20 kW to 199.99 kW | All | 2018 | November Monthly Peak | 11 | 12.4057 | 11.8486 | 11.6054 | 11.6227 | 12.0979 | 13.3674 | 15.1199 | 16.8648 | 19.2559 | 21.1524 | 22.6396 | 23.6052 | 24.1817 | 24.6393 | 24.6116 | 23.9412 | 22.9776 | 22.4153 | 20.7112 | 19.5445 | 18.4132 | 16.9543 | 15.096 | 13.5571 | 0 | 0 | 0 | 0 | 0 | 0 | 0 | 0 | 0 | 0 | 0 | 0 | 0 | 0 | 0.23463 | 0.23162 | 0.22814 | 0.17222 | 0 | 0 | 0 | 0 | 0 | 0 | 57.1733 | 56.3955 | 55.49 | 54.6556 | 53.9172 | 53.5714 | 52.991 | 53.0317 | 56.6326 | 61.9055 | 68.1673 | 73.1647 | 76.61 | 78.1779 | 78.785 | 78.4593 | 76.57 | 72.7659 | 68.4662 | 65.6325 | 63.5074 | 61.649 | 60.5491 | 59.4143 | 0.019235 | 0.019796 | 0.019043 | 0.016727 | 0.017351 | 0.018466 | 0.021434 | 0.024905 | 0.028384 | 0.03031 | 0.031319 | 0.032267 | 0.033054 | 0.033318 | 0.032562 | 0.029703 | 0.027127 | 0.026434 | 0.024269 | 0.023433 | 0.022879 | 0.021032 | 0.020184 | 0.021268
Portfolio Adjusted1-in-2Size: 20 kW to 199.99 kWAll2018December Monthly Peak | Portfolio Adjusted | 1-in-2 | Size: 20 kW to 199.99 kW | All | 2018 | December Monthly Peak | 12 | 12.1328 | 11.8448 | 11.7062 | 11.8305 | 12.2908 | 14.1716 | 17.1292 | 18.897 | 21.173 | 22.0458 | 21.9832 | 21.6727 | 20.9851 | 20.7856 | 20.3015 | 19.2473 | 18.9703 | 19.0325 | 18.0139 | 17.2205 | 16.6366 | 15.7048 | 14.5694 | 13.2782 | 0 | 0 | 0 | 0 | 0 | 0 | 0 | 0 | 0 | 0 | 0 | 0 | 0 | 0 | 0.19354 | 0.18621 | 0.18835 | 0.14623 | 0 | 0 | 0 | 0 | 0 | 0 | 45.1256 | 44.4655 | 43.4753 | 42.6472 | 41.9333 | 41.3061 | 41.2511 | 41.1853 | 41.6829 | 44.4454 | 47.078 | 49.0204 | 50.3946 | 51.2247 | 51.8875 | 52.0037 | 51.5292 | 50.2586 | 48.6678 | 47.4923 | 46.6124 | 45.7272 | 44.9157 | 44.0435 | 0.018723 | 0.019772 | 0.019186 | 0.017009 | 0.01755 | 0.019743 | 0.024689 | 0.028368 | 0.031673 | 0.032139 | 0.030961 | 0.030234 | 0.029231 | 0.02862 | 0.02726 | 0.0242 | 0.022801 | 0.022712 | 0.021159 | 0.020614 | 0.020594 | 0.019359 | 0.019426 | 0.020774
Portfolio Adjusted1-in-2Size: 20 kW to 199.99 kWAll2018Typical Event Day | Portfolio Adjusted | 1-in-2 | Size: 20 kW to 199.99 kW | All | 2018 | Typical Event Day | 8 | 14.8082 | 14.0029 | 13.5338 | 13.4604 | 13.9297 | 15.3582 | 17.5941 | 20.2616 | 23.7503 | 26.6066 | 28.9138 | 30.4294 | 31.2379 | 31.9766 | 32.2002 | 31.7153 | 30.4843 | 28.1508 | 25.3009 | 24.0476 | 23.2122 | 21.2566 | 18.6786 | 16.4854 | 0 | 0 | 0 | 0 | 0 | 0 | 0 | 0 | 0 | 0 | 0 | 0 | 0 | 0 | 0.30697 | 0.30683 | 0.30268 | 0.21628 | 0 | 0 | 0 | 0 | 0 | 0 | 70.4306 | 69.3096 | 68.2503 | 67.2686 | 66.4213 | 65.6466 | 65.1553 | 65.3758 | 68.1279 | 72.9577 | 78.0016 | 82.1576 | 85.2502 | 87.393 | 88.714 | 89.3596 | 89.5821 | 88.8964 | 87.3233 | 84.7869 | 81.2433 | 77.896 | 75.6161 | 74.0507 | 0.023235 | 0.023667 | 0.022429 | 0.019583 | 0.020156 | 0.021448 | 0.025185 | 0.030166 | 0.035326 | 0.038542 | 0.040421 | 0.042108 | 0.043317 | 0.043888 | 0.043208 | 0.039849 | 0.036426 | 0.033565 | 0.029942 | 0.029079 | 0.029102 | 0.026633 | 0.025224 | 0.026141
Portfolio Adjusted1-in-2Size: 20 kW to 199.99 kWAll2019January Monthly Peak | Portfolio Adjusted | 1-in-2 | Size: 20 kW to 199.99 kW | All | 2019 | January Monthly Peak | 1 | 11.6446 | 11.3802 | 11.2464 | 11.3699 | 11.7404 | 13.6247 | 16.6629 | 18.2197 | 20.3022 | 21.3824 | 21.573 | 21.6827 | 21.277 | 21.3438 | 20.9576 | 19.8341 | 19.2071 | 19.1044 | 17.992 | 16.9975 | 16.3185 | 15.1583 | 13.8416 | 12.6259 | 0 | 0 | 0 | 0 | 0 | 0 | 0 | 0 | 0 | 0 | 0 | 0 | 0 | 0 | 0.19979 | 0.19188 | 0.19071 | 0.14678 | 0 | 0 | 0 | 0 | 0 | 0 | 49.1918 | 48.7245 | 48.4432 | 48.0397 | 47.6744 | 47.486 | 47.551 | 47.4106 | 47.797 | 49.3477 | 51.3537 | 52.9691 | 54.2221 | 55.1655 | 55.729 | 55.6004 | 55.4517 | 54.7438 | 53.2592 | 52.0418 | 51.2744 | 50.8681 | 50.2354 | 49.4582 | 0.017896 | 0.018909 | 0.018337 | 0.01629 | 0.016694 | 0.019001 | 0.024141 | 0.027534 | 0.03055 | 0.031281 | 0.030407 | 0.030238 | 0.029575 | 0.029336 | 0.028092 | 0.024905 | 0.023041 | 0.022706 | 0.021051 | 0.020268 | 0.020134 | 0.01861 | 0.018395 | 0.019712
Portfolio Adjusted1-in-2Size: 20 kW to 199.99 kWAll2019February Monthly Peak | Portfolio Adjusted | 1-in-2 | Size: 20 kW to 199.99 kW | All | 2019 | February Monthly Peak | 2 | 11.9844 | 11.5529 | 11.3472 | 11.4629 | 11.9337 | 13.4092 | 15.7777 | 17.1912 | 19.3222 | 20.6836 | 21.4677 | 21.9656 | 22.0807 | 22.4032 | 22.3468 | 21.6342 | 20.7248 | 20.0141 | 19.3988 | 18.3173 | 17.4417 | 16.1145 | 14.44 | 13.0382 | 0 | 0 | 0 | 0 | 0 | 0 | 0 | 0 | 0 | 0 | 0 | 0 | 0 | 0 | 0.21304 | 0.2093 | 0.20578 | 0.15377 | 0 | 0 | 0 | 0 | 0 | 0 | 49.8815 | 49.3733 | 49.0232 | 48.6816 | 48.5592 | 48.2745 | 47.8566 | 48.2371 | 49.4837 | 52.8343 | 56.5827 | 59.5388 | 61.1952 | 62.0026 | 62.4944 | 62.5613 | 62.3092 | 61.419 | 59.2959 | 57.1085 | 55.7869 | 54.5574 | 53.4874 | 52.1439 | 0.018522 | 0.019262 | 0.01857 | 0.016482 | 0.017056 | 0.018634 | 0.022631 | 0.025687 | 0.028837 | 0.030036 | 0.030105 | 0.030481 | 0.030613 | 0.030728 | 0.029946 | 0.027192 | 0.024811 | 0.023862 | 0.022864 | 0.022031 | 0.0217 | 0.019965 | 0.019304 | 0.020449
Portfolio Adjusted1-in-2Size: 20 kW to 199.99 kWAll2019March Monthly Peak | Portfolio Adjusted | 1-in-2 | Size: 20 kW to 199.99 kW | All | 2019 | March Monthly Peak | 3 | 12.1703 | 11.7303 | 11.4622 | 11.5228 | 11.9161 | 13.3599 | 15.9064 | 17.3584 | 19.3314 | 20.8122 | 21.6558 | 22.2386 | 22.4359 | 22.869 | 22.9586 | 22.3547 | 21.5281 | 20.2068 | 19.1622 | 18.9219 | 18.0641 | 16.6908 | 14.9306 | 13.4148 | 0 | 0 | 0 | 0 | 0 | 0 | 0 | 0 | 0 | 0 | 0 | 0 | 0 | 0 | 0.21887 | 0.21627 | 0.21375 | 0.15525 | 0 | 0 | 0 | 0 | 0 | 0 | 51.4785 | 50.6132 | 49.9237 | 49.5284 | 49.0203 | 48.6202 | 48.2286 | 48.3518 | 50.3801 | 52.9929 | 55.8352 | 58.4939 | 60.7772 | 62.4005 | 63.4209 | 64.0473 | 63.7866 | 62.9387 | 60.6058 | 57.6313 | 55.7499 | 54.2784 | 52.9849 | 51.7138 | 0.018796 | 0.019527 | 0.018735 | 0.016545 | 0.017013 | 0.018566 | 0.022822 | 0.025954 | 0.028841 | 0.030202 | 0.030339 | 0.03083 | 0.03112 | 0.031401 | 0.03078 | 0.028081 | 0.025759 | 0.024056 | 0.02255 | 0.022699 | 0.022443 | 0.020659 | 0.019935 | 0.021021
Portfolio Adjusted1-in-2Size: 20 kW to 199.99 kWAll2019April Monthly Peak | Portfolio Adjusted | 1-in-2 | Size: 20 kW to 199.99 kW | All | 2019 | April Monthly Peak | 4 | 12.8163 | 12.2081 | 11.8292 | 11.8172 | 12.2427 | 13.3996 | 15.3047 | 17.0794 | 19.7007 | 21.9432 | 23.777 | 25.0733 | 25.8541 | 26.542 | 26.7629 | 26.3578 | 25.2021 | 23.2763 | 21.2569 | 20.8601 | 20.0082 | 18.3444 | 16.116 | 14.26 | 0 | 0 | 0 | 0 | 0 | 0 | 0 | 0 | 0 | 0 | 0 | 0 | 0 | 0 | 0.25514 | 0.255 | 0.25023 | 0.17883 | 0 | 0 | 0 | 0 | 0 | 0 | 62.8923 | 61.8046 | 60.8003 | 59.9287 | 58.9806 | 58.2262 | 57.6039 | 57.5606 | 59.8028 | 63.9452 | 69.0503 | 73.703 | 77.3018 | 79.3021 | 80.422 | 80.9601 | 80.6904 | 79.9173 | 78.5734 | 76.366 | 72.5922 | 70.0095 | 67.8659 | 65.8092 | 0.019996 | 0.020497 | 0.019487 | 0.017091 | 0.017631 | 0.01865 | 0.021845 | 0.025434 | 0.02934 | 0.031803 | 0.033322 | 0.034763 | 0.035898 | 0.036482 | 0.03597 | 0.033195 | 0.030174 | 0.02779 | 0.02519 | 0.025232 | 0.025096 | 0.022972 | 0.021748 | 0.022592
Portfolio Adjusted1-in-2Size: 20 kW to 199.99 kWAll2019May Monthly Peak | Portfolio Adjusted | 1-in-2 | Size: 20 kW to 199.99 kW | All | 2019 | May Monthly Peak | 5 | 13.2212 | 12.5665 | 12.1805 | 12.1412 | 12.5969 | 13.7226 | 15.313 | 17.5533 | 20.4357 | 22.7942 | 24.7108 | 26.0025 | 26.739 | 27.3724 | 27.5391 | 27.1261 | 25.9586 | 23.9858 | 21.8529 | 21.0237 | 20.5926 | 18.9419 | 16.6211 | 14.7541 | 0 | 0 | 0 | 0 | 0 | 0 | 0 | 0 | 0 | 0 | 0 | 0 | 0 | 0 | 0.26254 | 0.26243 | 0.25774 | 0.18428 | 0 | 0 | 0 | 0 | 0 | 0 | 65.2245 | 64.0307 | 62.904 | 61.8647 | 61.0538 | 60.087 | 59.3347 | 60.1707 | 63.6161 | 67.7384 | 71.8688 | 75.7963 | 79.1151 | 81.3289 | 82.7425 | 83.5607 | 83.7827 | 83.1796 | 81.6139 | 79.2712 | 75.3546 | 71.9971 | 69.9868 | 68.2283 | 0.020714 | 0.021174 | 0.020128 | 0.017613 | 0.018207 | 0.01917 | 0.021917 | 0.026177 | 0.030523 | 0.033136 | 0.034734 | 0.036158 | 0.037227 | 0.037719 | 0.037118 | 0.034282 | 0.031164 | 0.02874 | 0.025995 | 0.025546 | 0.025902 | 0.023807 | 0.022505 | 0.023437
Portfolio Adjusted1-in-2Size: 20 kW to 199.99 kWAll2019June Monthly Peak | Portfolio Adjusted | 1-in-2 | Size: 20 kW to 199.99 kW | All | 2019 | June Monthly Peak | 6 | 13.9826 | 13.2706 | 12.8273 | 12.7459 | 13.1543 | 14.299 | 16.1713 | 18.9326 | 22.1739 | 24.8979 | 26.9885 | 28.4152 | 29.1187 | 29.8147 | 29.9982 | 29.5075 | 28.3266 | 26.228 | 23.8566 | 22.4179 | 21.8224 | 20.1472 | 17.677 | 15.6474 | 0 | 0 | 0 | 0 | 0 | 0 | 0 | 0 | 0 | 0 | 0 | 0 | 0 | 0 | 0.28598 | 0.28547 | 0.28125 | 0.20151 | 0 | 0 | 0 | 0 | 0 | 0 | 67.8259 | 66.4564 | 65.2627 | 64.3776 | 63.392 | 62.5866 | 61.9509 | 62.7499 | 66.2363 | 70.6457 | 74.7378 | 78.3704 | 81.0398 | 82.9959 | 84.2414 | 85.0668 | 85.5796 | 85.2888 | 84.1559 | 81.8678 | 78.724 | 74.9528 | 72.291 | 70.5231 | 0.021983 | 0.022458 | 0.021268 | 0.018555 | 0.019043 | 0.020047 | 0.02322 | 0.028319 | 0.033174 | 0.036232 | 0.037926 | 0.039506 | 0.040554 | 0.041105 | 0.040454 | 0.037305 | 0.034074 | 0.031479 | 0.028413 | 0.027298 | 0.027509 | 0.02536 | 0.023987 | 0.024939
Portfolio Adjusted1-in-2Size: 20 kW to 199.99 kWAll2019July Monthly Peak | Portfolio Adjusted | 1-in-2 | Size: 20 kW to 199.99 kW | All | 2019 | July Monthly Peak | 7 | 14.7734 | 13.9949 | 13.5247 | 13.4251 | 13.8637 | 15.3056 | 17.507 | 20.449 | 23.8537 | 26.6689 | 28.8856 | 30.4159 | 31.2107 | 31.9491 | 32.1503 | 31.5969 | 30.3867 | 28.1397 | 25.4159 | 23.8404 | 23.1658 | 21.3643 | 18.76 | 16.5999 | 0 | 0 | 0 | 0 | 0 | 0 | 0 | 0 | 0 | 0 | 0 | 0 | 0 | 0 | 0.30649 | 0.30568 | 0.30171 | 0.2162 | 0 | 0 | 0 | 0 | 0 | 0 | 70.6211 | 69.8217 | 69.013 | 68.1723 | 67.2987 | 66.6736 | 66.2033 | 66.583 | 69.3086 | 73.5937 | 78.2548 | 81.7851 | 84.5525 | 86.7687 | 88.4899 | 89.3025 | 89.6195 | 88.9625 | 87.5504 | 85.5663 | 82.1307 | 78.3249 | 75.8625 | 74.3317 | 0.02326 | 0.023726 | 0.022478 | 0.019584 | 0.020105 | 0.021474 | 0.025201 | 0.030589 | 0.035677 | 0.038834 | 0.040616 | 0.042319 | 0.043505 | 0.044072 | 0.043384 | 0.039958 | 0.036557 | 0.033778 | 0.030257 | 0.02899 | 0.02916 | 0.026868 | 0.025435 | 0.026438
Portfolio Adjusted1-in-2Size: 20 kW to 199.99 kWAll2019August Monthly Peak | Portfolio Adjusted | 1-in-2 | Size: 20 kW to 199.99 kW | All | 2019 | August Monthly Peak | 8 | 15.2557 | 14.4279 | 13.9326 | 13.8467 | 14.3219 | 15.8537 | 18.2643 | 21.1654 | 25.0181 | 28.1677 | 30.6692 | 32.2917 | 33.0863 | 33.782 | 33.9173 | 33.3156 | 31.9866 | 29.4902 | 26.4261 | 25.0693 | 24.1253 | 22.0702 | 19.3908 | 17.0975 | 0 | 0 | 0 | 0 | 0 | 0 | 0 | 0 | 0 | 0 | 0 | 0 | 0 | 0 | 0.32334 | 0.32231 | 0.31759 | 0.22657 | 0 | 0 | 0 | 0 | 0 | 0 | 74.1743 | 72.9872 | 71.8187 | 70.6537 | 69.8818 | 69.0212 | 68.4408 | 68.3936 | 71.2493 | 76.6627 | 81.8336 | 85.83 | 88.8576 | 90.9992 | 92.234 | 92.6438 | 92.8195 | 91.9612 | 90.2929 | 87.7256 | 83.7139 | 80.421 | 78.2964 | 76.6631 | 0.023917 | 0.024372 | 0.023077 | 0.020135 | 0.020707 | 0.022142 | 0.026159 | 0.031509 | 0.037183 | 0.040745 | 0.042803 | 0.044612 | 0.045793 | 0.046285 | 0.045442 | 0.041796 | 0.038182 | 0.035119 | 0.031221 | 0.030259 | 0.030201 | 0.027612 | 0.026157 | 0.027085
Portfolio Adjusted1-in-2Size: 20 kW to 199.99 kWAll2019September Monthly Peak | Portfolio Adjusted | 1-in-2 | Size: 20 kW to 199.99 kW | All | 2019 | September Monthly Peak | 9 | 14.5048 | 13.7978 | 13.3716 | 13.295 | 13.8052 | 15.239 | 17.7455 | 19.9944 | 23.4729 | 26.3651 | 28.6196 | 30.0928 | 30.8968 | 31.6226 | 31.7163 | 31.056 | 29.6896 | 27.2594 | 24.6385 | 24.0281 | 22.5686 | 20.6379 | 18.0609 | 16.0287 | 0 | 0 | 0 | 0 | 0 | 0 | 0 | 0 | 0 | 0 | 0 | 0 | 0 | 0 | 0.30236 | 0.30045 | 0.29479 | 0.20944 | 0 | 0 | 0 | 0 | 0 | 0 | 69.1012 | 67.9731 | 66.9069 | 65.8707 | 65.1125 | 64.305 | 64.0262 | 63.7766 | 65.7172 | 70.9286 | 77.1802 | 82.645 | 86.5509 | 88.8083 | 89.8909 | 90.4251 | 90.31 | 89.3731 | 87.294 | 83.9878 | 80.4045 | 77.8853 | 76.0144 | 74.685 | 0.022702 | 0.023265 | 0.022105 | 0.019288 | 0.019921 | 0.021215 | 0.025291 | 0.029671 | 0.03473 | 0.037971 | 0.039847 | 0.041449 | 0.042663 | 0.04322 | 0.0424 | 0.03892 | 0.035397 | 0.032426 | 0.029111 | 0.028992 | 0.028231 | 0.025772 | 0.024304 | 0.02537
Portfolio Adjusted1-in-2Size: 20 kW to 199.99 kWAll2019October Monthly Peak | Portfolio Adjusted | 1-in-2 | Size: 20 kW to 199.99 kW | All | 2019 | October Monthly Peak | 10 | 13.8306 | 13.1543 | 12.7675 | 12.6997 | 13.1616 | 14.5183 | 17.1475 | 18.9795 | 21.9467 | 24.7454 | 26.8823 | 28.3985 | 29.1605 | 29.9177 | 30.0531 | 29.4012 | 27.9902 | 25.6504 | 24.0923 | 23.0789 | 21.536 | 19.725 | 17.2776 | 15.3557 | 0 | 0 | 0 | 0 | 0 | 0 | 0 | 0 | 0 | 0 | 0 | 0 | 0 | 0 | 0.2865 | 0.28444 | 0.27791 | 0.19707 | 0 | 0 | 0 | 0 | 0 | 0 | 68.6049 | 67.7577 | 66.6936 | 65.9719 | 65.1415 | 64.4001 | 64.0656 | 64.0991 | 65.0062 | 69.4434 | 75.4215 | 80.7292 | 84.2423 | 86.4709 | 87.944 | 88.1819 | 87.6102 | 86.1974 | 83.866 | 80.2871 | 76.4871 | 73.6159 | 71.4931 | 69.6494 | 0.02158 | 0.022113 | 0.021066 | 0.018407 | 0.018976 | 0.020216 | 0.024452 | 0.028218 | 0.032505 | 0.035664 | 0.037429 | 0.039127 | 0.040219 | 0.040816 | 0.040108 | 0.036782 | 0.033296 | 0.030473 | 0.028391 | 0.027813 | 0.026889 | 0.024561 | 0.023204 | 0.02424
Portfolio Adjusted1-in-2Size: 20 kW to 199.99 kWAll2019November Monthly Peak | Portfolio Adjusted | 1-in-2 | Size: 20 kW to 199.99 kW | All | 2019 | November Monthly Peak | 11 | 12.4057 | 11.8486 | 11.6054 | 11.6227 | 12.0979 | 13.3674 | 15.1199 | 16.8648 | 19.2559 | 21.1524 | 22.6396 | 23.6052 | 24.1817 | 24.6393 | 24.6116 | 23.9412 | 22.9776 | 22.4153 | 20.7112 | 19.5445 | 18.4132 | 16.9543 | 15.096 | 13.5571 | 0 | 0 | 0 | 0 | 0 | 0 | 0 | 0 | 0 | 0 | 0 | 0 | 0 | 0 | 0.23463 | 0.23162 | 0.22814 | 0.17222 | 0 | 0 | 0 | 0 | 0 | 0 | 57.1733 | 56.3955 | 55.49 | 54.6556 | 53.9172 | 53.5714 | 52.991 | 53.0317 | 56.6326 | 61.9055 | 68.1673 | 73.1647 | 76.61 | 78.1779 | 78.785 | 78.4593 | 76.57 | 72.7659 | 68.4662 | 65.6325 | 63.5074 | 61.649 | 60.5491 | 59.4143 | 0.019235 | 0.019796 | 0.019043 | 0.016727 | 0.017351 | 0.018466 | 0.021434 | 0.024905 | 0.028384 | 0.03031 | 0.031319 | 0.032267 | 0.033054 | 0.033318 | 0.032562 | 0.029703 | 0.027127 | 0.026434 | 0.024269 | 0.023433 | 0.022879 | 0.021032 | 0.020184 | 0.021268
Portfolio Adjusted1-in-2Size: 20 kW to 199.99 kWAll2019December Monthly Peak | Portfolio Adjusted | 1-in-2 | Size: 20 kW to 199.99 kW | All | 2019 | December Monthly Peak | 12 | 12.1328 | 11.8448 | 11.7062 | 11.8305 | 12.2908 | 14.1716 | 17.1292 | 18.897 | 21.173 | 22.0458 | 21.9832 | 21.6727 | 20.9851 | 20.7856 | 20.3015 | 19.2473 | 18.9703 | 19.0325 | 18.0139 | 17.2205 | 16.6366 | 15.7048 | 14.5694 | 13.2782 | 0 | 0 | 0 | 0 | 0 | 0 | 0 | 0 | 0 | 0 | 0 | 0 | 0 | 0 | 0.19354 | 0.18621 | 0.18835 | 0.14623 | 0 | 0 | 0 | 0 | 0 | 0 | 45.1256 | 44.4655 | 43.4753 | 42.6472 | 41.9333 | 41.3061 | 41.2511 | 41.1853 | 41.6829 | 44.4454 | 47.078 | 49.0204 | 50.3946 | 51.2247 | 51.8875 | 52.0037 | 51.5292 | 50.2586 | 48.6678 | 47.4923 | 46.6124 | 45.7272 | 44.9157 | 44.0435 | 0.018723 | 0.019772 | 0.019186 | 0.017009 | 0.01755 | 0.019743 | 0.024689 | 0.028368 | 0.031673 | 0.032139 | 0.030961 | 0.030234 | 0.029231 | 0.02862 | 0.02726 | 0.0242 | 0.022801 | 0.022712 | 0.021159 | 0.020614 | 0.020594 | 0.019359 | 0.019426 | 0.020774
Portfolio Adjusted1-in-2Size: 20 kW to 199.99 kWAll2019Typical Event Day | Portfolio Adjusted | 1-in-2 | Size: 20 kW to 199.99 kW | All | 2019 | Typical Event Day | 8 | 14.8082 | 14.0029 | 13.5338 | 13.4604 | 13.9297 | 15.3582 | 17.5941 | 20.2616 | 23.7503 | 26.6066 | 28.9138 | 30.4294 | 31.2379 | 31.9766 | 32.2002 | 31.7153 | 30.4843 | 28.1508 | 25.3009 | 24.0476 | 23.2122 | 21.2566 | 18.6786 | 16.4854 | 0 | 0 | 0 | 0 | 0 | 0 | 0 | 0 | 0 | 0 | 0 | 0 | 0 | 0 | 0.30697 | 0.30683 | 0.30268 | 0.21628 | 0 | 0 | 0 | 0 | 0 | 0 | 70.4306 | 69.3096 | 68.2503 | 67.2686 | 66.4213 | 65.6466 | 65.1553 | 65.3758 | 68.1279 | 72.9577 | 78.0016 | 82.1576 | 85.2502 | 87.393 | 88.714 | 89.3596 | 89.5821 | 88.8964 | 87.3233 | 84.7869 | 81.2433 | 77.896 | 75.6161 | 74.0507 | 0.023235 | 0.023667 | 0.022429 | 0.019583 | 0.020156 | 0.021448 | 0.025185 | 0.030166 | 0.035326 | 0.038542 | 0.040421 | 0.042108 | 0.043317 | 0.043888 | 0.043208 | 0.039849 | 0.036426 | 0.033565 | 0.029942 | 0.029079 | 0.029102 | 0.026633 | 0.025224 | 0.026141
Portfolio Adjusted1-in-2Size: 20 kW to 199.99 kWAll2020January Monthly Peak | Portfolio Adjusted | 1-in-2 | Size: 20 kW to 199.99 kW | All | 2020 | January Monthly Peak | 1 | 11.6446 | 11.3802 | 11.2464 | 11.3699 | 11.7404 | 13.6247 | 16.6629 | 18.2197 | 20.3022 | 21.3824 | 21.573 | 21.6827 | 21.277 | 21.3438 | 20.9576 | 19.8341 | 19.2071 | 19.1044 | 17.992 | 16.9975 | 16.3185 | 15.1583 | 13.8416 | 12.6259 | 0 | 0 | 0 | 0 | 0 | 0 | 0 | 0 | 0 | 0 | 0 | 0 | 0 | 0 | 0.19979 | 0.19188 | 0.19071 | 0.14678 | 0 | 0 | 0 | 0 | 0 | 0 | 49.1918 | 48.7245 | 48.4432 | 48.0397 | 47.6744 | 47.486 | 47.551 | 47.4106 | 47.797 | 49.3477 | 51.3537 | 52.9691 | 54.2221 | 55.1655 | 55.729 | 55.6004 | 55.4517 | 54.7438 | 53.2592 | 52.0418 | 51.2744 | 50.8681 | 50.2354 | 49.4582 | 0.017896 | 0.018909 | 0.018337 | 0.01629 | 0.016694 | 0.019001 | 0.024141 | 0.027534 | 0.03055 | 0.031281 | 0.030407 | 0.030238 | 0.029575 | 0.029336 | 0.028092 | 0.024905 | 0.023041 | 0.022706 | 0.021051 | 0.020268 | 0.020134 | 0.01861 | 0.018395 | 0.019712
Portfolio Adjusted1-in-2Size: 20 kW to 199.99 kWAll2020February Monthly Peak | Portfolio Adjusted | 1-in-2 | Size: 20 kW to 199.99 kW | All | 2020 | February Monthly Peak | 2 | 11.9844 | 11.5529 | 11.3472 | 11.4629 | 11.9337 | 13.4092 | 15.7777 | 17.1912 | 19.3222 | 20.6836 | 21.4677 | 21.9656 | 22.0807 | 22.4032 | 22.3468 | 21.6342 | 20.7248 | 20.0141 | 19.3988 | 18.3173 | 17.4417 | 16.1145 | 14.44 | 13.0382 | 0 | 0 | 0 | 0 | 0 | 0 | 0 | 0 | 0 | 0 | 0 | 0 | 0 | 0 | 0.21304 | 0.2093 | 0.20578 | 0.15377 | 0 | 0 | 0 | 0 | 0 | 0 | 49.8815 | 49.3734 | 49.0232 | 48.6816 | 48.5592 | 48.2745 | 47.8566 | 48.2371 | 49.4837 | 52.8343 | 56.5827 | 59.5388 | 61.1952 | 62.0026 | 62.4944 | 62.5613 | 62.3092 | 61.419 | 59.2959 | 57.1085 | 55.7869 | 54.5574 | 53.4874 | 52.1439 | 0.018522 | 0.019262 | 0.01857 | 0.016482 | 0.017056 | 0.018634 | 0.022631 | 0.025687 | 0.028837 | 0.030036 | 0.030105 | 0.030481 | 0.030613 | 0.030728 | 0.029946 | 0.027192 | 0.024811 | 0.023862 | 0.022864 | 0.022031 | 0.0217 | 0.019965 | 0.019304 | 0.020449
Portfolio Adjusted1-in-2Size: 20 kW to 199.99 kWAll2020March Monthly Peak | Portfolio Adjusted | 1-in-2 | Size: 20 kW to 199.99 kW | All | 2020 | March Monthly Peak | 3 | 12.1703 | 11.7303 | 11.4622 | 11.5228 | 11.9161 | 13.3599 | 15.9064 | 17.3584 | 19.3314 | 20.8122 | 21.6558 | 22.2386 | 22.4359 | 22.869 | 22.9586 | 22.3547 | 21.5281 | 20.2068 | 19.1622 | 18.9219 | 18.0641 | 16.6908 | 14.9306 | 13.4148 | 0 | 0 | 0 | 0 | 0 | 0 | 0 | 0 | 0 | 0 | 0 | 0 | 0 | 0 | 0.21887 | 0.21627 | 0.21375 | 0.15525 | 0 | 0 | 0 | 0 | 0 | 0 | 51.4785 | 50.6132 | 49.9237 | 49.5284 | 49.0203 | 48.6202 | 48.2286 | 48.3518 | 50.3801 | 52.9929 | 55.8352 | 58.4939 | 60.7772 | 62.4005 | 63.4209 | 64.0473 | 63.7866 | 62.9387 | 60.6058 | 57.6313 | 55.7499 | 54.2784 | 52.9849 | 51.7138 | 0.018796 | 0.019527 | 0.018735 | 0.016545 | 0.017013 | 0.018566 | 0.022822 | 0.025954 | 0.028841 | 0.030202 | 0.030339 | 0.03083 | 0.03112 | 0.031401 | 0.03078 | 0.028081 | 0.025759 | 0.024056 | 0.02255 | 0.022699 | 0.022443 | 0.020659 | 0.019935 | 0.021021
Portfolio Adjusted1-in-2Size: 20 kW to 199.99 kWAll2020April Monthly Peak | Portfolio Adjusted | 1-in-2 | Size: 20 kW to 199.99 kW | All | 2020 | April Monthly Peak | 4 | 12.8163 | 12.2081 | 11.8292 | 11.8172 | 12.2427 | 13.3996 | 15.3047 | 17.0794 | 19.7007 | 21.9432 | 23.777 | 25.0733 | 25.8541 | 26.542 | 26.7629 | 26.3578 | 25.2021 | 23.2763 | 21.2569 | 20.8601 | 20.0082 | 18.3444 | 16.116 | 14.26 | 0 | 0 | 0 | 0 | 0 | 0 | 0 | 0 | 0 | 0 | 0 | 0 | 0 | 0 | 0.25514 | 0.255 | 0.25023 | 0.17883 | 0 | 0 | 0 | 0 | 0 | 0 | 62.8923 | 61.8046 | 60.8003 | 59.9287 | 58.9806 | 58.2262 | 57.6039 | 57.5606 | 59.8028 | 63.9452 | 69.0503 | 73.703 | 77.3018 | 79.3021 | 80.422 | 80.9601 | 80.6904 | 79.9173 | 78.5734 | 76.366 | 72.5922 | 70.0095 | 67.8659 | 65.8092 | 0.019996 | 0.020497 | 0.019487 | 0.017091 | 0.017631 | 0.01865 | 0.021845 | 0.025434 | 0.02934 | 0.031803 | 0.033322 | 0.034763 | 0.035898 | 0.036482 | 0.03597 | 0.033195 | 0.030174 | 0.02779 | 0.02519 | 0.025232 | 0.025096 | 0.022972 | 0.021748 | 0.022592
Portfolio Adjusted1-in-2Size: 20 kW to 199.99 kWAll2020May Monthly Peak | Portfolio Adjusted | 1-in-2 | Size: 20 kW to 199.99 kW | All | 2020 | May Monthly Peak | 5 | 13.2212 | 12.5665 | 12.1805 | 12.1412 | 12.5969 | 13.7226 | 15.313 | 17.5533 | 20.4357 | 22.7942 | 24.7108 | 26.0025 | 26.739 | 27.3724 | 27.5391 | 27.1261 | 25.9586 | 23.9858 | 21.8529 | 21.0237 | 20.5926 | 18.9419 | 16.6211 | 14.7541 | 0 | 0 | 0 | 0 | 0 | 0 | 0 | 0 | 0 | 0 | 0 | 0 | 0 | 0 | 0.26254 | 0.26243 | 0.25774 | 0.18428 | 0 | 0 | 0 | 0 | 0 | 0 | 65.2245 | 64.0307 | 62.904 | 61.8647 | 61.0538 | 60.087 | 59.3347 | 60.1707 | 63.6161 | 67.7384 | 71.8688 | 75.7963 | 79.1151 | 81.3289 | 82.7425 | 83.5607 | 83.7827 | 83.1796 | 81.6139 | 79.2712 | 75.3546 | 71.9971 | 69.9868 | 68.2283 | 0.020714 | 0.021174 | 0.020128 | 0.017613 | 0.018207 | 0.01917 | 0.021917 | 0.026177 | 0.030523 | 0.033136 | 0.034734 | 0.036158 | 0.037227 | 0.037719 | 0.037118 | 0.034282 | 0.031164 | 0.02874 | 0.025995 | 0.025546 | 0.025902 | 0.023807 | 0.022505 | 0.023437
Portfolio Adjusted1-in-2Size: 20 kW to 199.99 kWAll2020June Monthly Peak | Portfolio Adjusted | 1-in-2 | Size: 20 kW to 199.99 kW | All | 2020 | June Monthly Peak | 6 | 13.9826 | 13.2706 | 12.8273 | 12.7459 | 13.1543 | 14.299 | 16.1713 | 18.9326 | 22.1739 | 24.8979 | 26.9885 | 28.4152 | 29.1187 | 29.8147 | 29.9982 | 29.5075 | 28.3266 | 26.228 | 23.8566 | 22.4179 | 21.8224 | 20.1472 | 17.677 | 15.6474 | 0 | 0 | 0 | 0 | 0 | 0 | 0 | 0 | 0 | 0 | 0 | 0 | 0 | 0 | 0.28598 | 0.28547 | 0.28125 | 0.20151 | 0 | 0 | 0 | 0 | 0 | 0 | 67.8259 | 66.4564 | 65.2627 | 64.3776 | 63.392 | 62.5866 | 61.9509 | 62.7499 | 66.2363 | 70.6457 | 74.7378 | 78.3704 | 81.0398 | 82.9959 | 84.2414 | 85.0668 | 85.5796 | 85.2888 | 84.1559 | 81.8678 | 78.724 | 74.9528 | 72.291 | 70.5231 | 0.021983 | 0.022458 | 0.021268 | 0.018555 | 0.019043 | 0.020047 | 0.02322 | 0.028319 | 0.033174 | 0.036232 | 0.037926 | 0.039506 | 0.040554 | 0.041105 | 0.040454 | 0.037305 | 0.034074 | 0.031479 | 0.028413 | 0.027298 | 0.027509 | 0.02536 | 0.023987 | 0.024939
Portfolio Adjusted1-in-2Size: 20 kW to 199.99 kWAll2020July Monthly Peak | Portfolio Adjusted | 1-in-2 | Size: 20 kW to 199.99 kW | All | 2020 | July Monthly Peak | 7 | 14.7734 | 13.9949 | 13.5247 | 13.4251 | 13.8637 | 15.3056 | 17.507 | 20.449 | 23.8537 | 26.6689 | 28.8856 | 30.4159 | 31.2107 | 31.9491 | 32.1503 | 31.5969 | 30.3867 | 28.1397 | 25.4159 | 23.8404 | 23.1658 | 21.3643 | 18.76 | 16.5999 | 0 | 0 | 0 | 0 | 0 | 0 | 0 | 0 | 0 | 0 | 0 | 0 | 0 | 0 | 0.30649 | 0.30568 | 0.30171 | 0.2162 | 0 | 0 | 0 | 0 | 0 | 0 | 70.6211 | 69.8217 | 69.013 | 68.1723 | 67.2987 | 66.6736 | 66.2033 | 66.583 | 69.3086 | 73.5937 | 78.2548 | 81.7851 | 84.5525 | 86.7687 | 88.4899 | 89.3025 | 89.6195 | 88.9625 | 87.5504 | 85.5663 | 82.1307 | 78.3249 | 75.8625 | 74.3317 | 0.02326 | 0.023726 | 0.022478 | 0.019584 | 0.020105 | 0.021474 | 0.025201 | 0.030589 | 0.035677 | 0.038834 | 0.040616 | 0.042319 | 0.043505 | 0.044072 | 0.043384 | 0.039958 | 0.036557 | 0.033778 | 0.030257 | 0.02899 | 0.02916 | 0.026868 | 0.025435 | 0.026438
Portfolio Adjusted1-in-2Size: 20 kW to 199.99 kWAll2020August Monthly Peak | Portfolio Adjusted | 1-in-2 | Size: 20 kW to 199.99 kW | All | 2020 | August Monthly Peak | 8 | 15.2557 | 14.4279 | 13.9326 | 13.8467 | 14.3219 | 15.8537 | 18.2643 | 21.1654 | 25.0181 | 28.1677 | 30.6692 | 32.2917 | 33.0863 | 33.782 | 33.9173 | 33.3156 | 31.9866 | 29.4902 | 26.4261 | 25.0693 | 24.1253 | 22.0702 | 19.3908 | 17.0975 | 0 | 0 | 0 | 0 | 0 | 0 | 0 | 0 | 0 | 0 | 0 | 0 | 0 | 0 | 0.32334 | 0.32231 | 0.31759 | 0.22657 | 0 | 0 | 0 | 0 | 0 | 0 | 74.1743 | 72.9872 | 71.8187 | 70.6537 | 69.8818 | 69.0212 | 68.4408 | 68.3936 | 71.2493 | 76.6627 | 81.8336 | 85.83 | 88.8576 | 90.9992 | 92.234 | 92.6438 | 92.8195 | 91.9612 | 90.2929 | 87.7256 | 83.7139 | 80.421 | 78.2964 | 76.6631 | 0.023917 | 0.024372 | 0.023077 | 0.020135 | 0.020707 | 0.022142 | 0.026159 | 0.031509 | 0.037183 | 0.040745 | 0.042803 | 0.044612 | 0.045793 | 0.046285 | 0.045442 | 0.041796 | 0.038182 | 0.035119 | 0.031221 | 0.030259 | 0.030201 | 0.027612 | 0.026157 | 0.027085
Portfolio Adjusted1-in-2Size: 20 kW to 199.99 kWAll2020September Monthly Peak | Portfolio Adjusted | 1-in-2 | Size: 20 kW to 199.99 kW | All | 2020 | September Monthly Peak | 9 | 14.5048 | 13.7978 | 13.3716 | 13.295 | 13.8052 | 15.239 | 17.7455 | 19.9944 | 23.4729 | 26.3651 | 28.6196 | 30.0928 | 30.8968 | 31.6226 | 31.7163 | 31.056 | 29.6896 | 27.2594 | 24.6385 | 24.0281 | 22.5686 | 20.6379 | 18.0609 | 16.0287 | 0 | 0 | 0 | 0 | 0 | 0 | 0 | 0 | 0 | 0 | 0 | 0 | 0 | 0 | 0.30236 | 0.30045 | 0.29479 | 0.20944 | 0 | 0 | 0 | 0 | 0 | 0 | 69.1012 | 67.9731 | 66.9069 | 65.8707 | 65.1125 | 64.305 | 64.0262 | 63.7766 | 65.7172 | 70.9286 | 77.1802 | 82.645 | 86.5509 | 88.8083 | 89.8909 | 90.4251 | 90.31 | 89.3731 | 87.294 | 83.9878 | 80.4045 | 77.8853 | 76.0144 | 74.685 | 0.022702 | 0.023265 | 0.022105 | 0.019288 | 0.019921 | 0.021215 | 0.025291 | 0.029671 | 0.03473 | 0.037971 | 0.039847 | 0.041449 | 0.042663 | 0.04322 | 0.0424 | 0.03892 | 0.035397 | 0.032426 | 0.029111 | 0.028992 | 0.028231 | 0.025772 | 0.024304 | 0.02537
Portfolio Adjusted1-in-2Size: 20 kW to 199.99 kWAll2020October Monthly Peak | Portfolio Adjusted | 1-in-2 | Size: 20 kW to 199.99 kW | All | 2020 | October Monthly Peak | 10 | 13.8306 | 13.1543 | 12.7675 | 12.6997 | 13.1616 | 14.5183 | 17.1475 | 18.9795 | 21.9467 | 24.7454 | 26.8823 | 28.3985 | 29.1605 | 29.9177 | 30.0531 | 29.4012 | 27.9902 | 25.6504 | 24.0923 | 23.0789 | 21.536 | 19.725 | 17.2776 | 15.3557 | 0 | 0 | 0 | 0 | 0 | 0 | 0 | 0 | 0 | 0 | 0 | 0 | 0 | 0 | 0.2865 | 0.28444 | 0.27791 | 0.19707 | 0 | 0 | 0 | 0 | 0 | 0 | 68.6049 | 67.7577 | 66.6936 | 65.9719 | 65.1415 | 64.4001 | 64.0656 | 64.0991 | 65.0062 | 69.4434 | 75.4215 | 80.7292 | 84.2423 | 86.4709 | 87.944 | 88.1819 | 87.6102 | 86.1974 | 83.866 | 80.2871 | 76.4871 | 73.6159 | 71.4931 | 69.6494 | 0.02158 | 0.022113 | 0.021066 | 0.018407 | 0.018976 | 0.020216 | 0.024452 | 0.028218 | 0.032505 | 0.035664 | 0.037429 | 0.039127 | 0.040219 | 0.040816 | 0.040108 | 0.036782 | 0.033296 | 0.030473 | 0.028391 | 0.027813 | 0.026889 | 0.024561 | 0.023204 | 0.02424
Portfolio Adjusted1-in-2Size: 20 kW to 199.99 kWAll2020November Monthly Peak | Portfolio Adjusted | 1-in-2 | Size: 20 kW to 199.99 kW | All | 2020 | November Monthly Peak | 11 | 12.4057 | 11.8486 | 11.6054 | 11.6227 | 12.0979 | 13.3674 | 15.1199 | 16.8648 | 19.2559 | 21.1524 | 22.6396 | 23.6052 | 24.1817 | 24.6393 | 24.6116 | 23.9412 | 22.9776 | 22.4153 | 20.7112 | 19.5445 | 18.4132 | 16.9543 | 15.096 | 13.5571 | 0 | 0 | 0 | 0 | 0 | 0 | 0 | 0 | 0 | 0 | 0 | 0 | 0 | 0 | 0.23463 | 0.23162 | 0.22814 | 0.17222 | 0 | 0 | 0 | 0 | 0 | 0 | 57.1733 | 56.3955 | 55.49 | 54.6556 | 53.9172 | 53.5714 | 52.991 | 53.0317 | 56.6326 | 61.9055 | 68.1673 | 73.1647 | 76.61 | 78.1779 | 78.785 | 78.4593 | 76.57 | 72.7659 | 68.4662 | 65.6325 | 63.5074 | 61.649 | 60.5491 | 59.4143 | 0.019235 | 0.019796 | 0.019043 | 0.016727 | 0.017351 | 0.018466 | 0.021434 | 0.024905 | 0.028384 | 0.03031 | 0.031319 | 0.032267 | 0.033054 | 0.033318 | 0.032562 | 0.029703 | 0.027127 | 0.026434 | 0.024269 | 0.023433 | 0.022879 | 0.021032 | 0.020184 | 0.021268
Portfolio Adjusted1-in-2Size: 20 kW to 199.99 kWAll2020December Monthly Peak | Portfolio Adjusted | 1-in-2 | Size: 20 kW to 199.99 kW | All | 2020 | December Monthly Peak | 12 | 12.1328 | 11.8448 | 11.7062 | 11.8305 | 12.2908 | 14.1716 | 17.1292 | 18.897 | 21.173 | 22.0458 | 21.9832 | 21.6727 | 20.9851 | 20.7856 | 20.3015 | 19.2473 | 18.9703 | 19.0325 | 18.0139 | 17.2205 | 16.6366 | 15.7048 | 14.5694 | 13.2782 | 0 | 0 | 0 | 0 | 0 | 0 | 0 | 0 | 0 | 0 | 0 | 0 | 0 | 0 | 0.19354 | 0.18621 | 0.18835 | 0.14623 | 0 | 0 | 0 | 0 | 0 | 0 | 45.1256 | 44.4655 | 43.4753 | 42.6472 | 41.9333 | 41.3061 | 41.2511 | 41.1853 | 41.6829 | 44.4454 | 47.078 | 49.0204 | 50.3946 | 51.2247 | 51.8875 | 52.0037 | 51.5292 | 50.2586 | 48.6678 | 47.4923 | 46.6124 | 45.7272 | 44.9157 | 44.0435 | 0.018723 | 0.019772 | 0.019186 | 0.017009 | 0.01755 | 0.019743 | 0.024689 | 0.028368 | 0.031673 | 0.032139 | 0.030961 | 0.030234 | 0.029231 | 0.02862 | 0.02726 | 0.0242 | 0.022801 | 0.022712 | 0.021159 | 0.020614 | 0.020594 | 0.019359 | 0.019426 | 0.020774
Portfolio Adjusted1-in-2Size: 20 kW to 199.99 kWAll2020Typical Event Day | Portfolio Adjusted | 1-in-2 | Size: 20 kW to 199.99 kW | All | 2020 | Typical Event Day | 8 | 14.8082 | 14.0029 | 13.5338 | 13.4604 | 13.9297 | 15.3582 | 17.5941 | 20.2616 | 23.7503 | 26.6066 | 28.9138 | 30.4294 | 31.2379 | 31.9766 | 32.2002 | 31.7153 | 30.4843 | 28.1508 | 25.3009 | 24.0476 | 23.2122 | 21.2566 | 18.6786 | 16.4854 | 0 | 0 | 0 | 0 | 0 | 0 | 0 | 0 | 0 | 0 | 0 | 0 | 0 | 0 | 0.30697 | 0.30683 | 0.30268 | 0.21628 | 0 | 0 | 0 | 0 | 0 | 0 | 70.4306 | 69.3096 | 68.2503 | 67.2686 | 66.4213 | 65.6466 | 65.1553 | 65.3758 | 68.1279 | 72.9577 | 78.0016 | 82.1576 | 85.2502 | 87.393 | 88.714 | 89.3596 | 89.5821 | 88.8964 | 87.3233 | 84.7869 | 81.2433 | 77.896 | 75.6161 | 74.0507 | 0.023235 | 0.023667 | 0.022429 | 0.019583 | 0.020156 | 0.021448 | 0.025185 | 0.030166 | 0.035326 | 0.038542 | 0.040421 | 0.042108 | 0.043317 | 0.043888 | 0.043208 | 0.039849 | 0.036426 | 0.033565 | 0.029942 | 0.029079 | 0.029102 | 0.026633 | 0.025224 | 0.026141
Portfolio Adjusted1-in-2Size: 20 kW to 199.99 kWAll2021January Monthly Peak | Portfolio Adjusted | 1-in-2 | Size: 20 kW to 199.99 kW | All | 2021 | January Monthly Peak | 1 | 11.6446 | 11.3802 | 11.2464 | 11.3699 | 11.7404 | 13.6247 | 16.6629 | 18.2197 | 20.3022 | 21.3824 | 21.573 | 21.6827 | 21.277 | 21.3438 | 20.9576 | 19.8341 | 19.2071 | 19.1044 | 17.992 | 16.9975 | 16.3185 | 15.1583 | 13.8416 | 12.6259 | 0 | 0 | 0 | 0 | 0 | 0 | 0 | 0 | 0 | 0 | 0 | 0 | 0 | 0 | 0.19979 | 0.19188 | 0.19071 | 0.14678 | 0 | 0 | 0 | 0 | 0 | 0 | 49.1918 | 48.7245 | 48.4432 | 48.0397 | 47.6744 | 47.486 | 47.551 | 47.4106 | 47.797 | 49.3477 | 51.3537 | 52.9691 | 54.2221 | 55.1655 | 55.729 | 55.6004 | 55.4517 | 54.7438 | 53.2592 | 52.0418 | 51.2744 | 50.8681 | 50.2354 | 49.4582 | 0.017896 | 0.018909 | 0.018337 | 0.01629 | 0.016694 | 0.019001 | 0.024141 | 0.027534 | 0.03055 | 0.031281 | 0.030407 | 0.030238 | 0.029575 | 0.029336 | 0.028092 | 0.024905 | 0.023041 | 0.022706 | 0.021051 | 0.020268 | 0.020134 | 0.01861 | 0.018395 | 0.019712
Portfolio Adjusted1-in-2Size: 20 kW to 199.99 kWAll2021February Monthly Peak | Portfolio Adjusted | 1-in-2 | Size: 20 kW to 199.99 kW | All | 2021 | February Monthly Peak | 2 | 11.9844 | 11.5529 | 11.3472 | 11.4629 | 11.9337 | 13.4092 | 15.7777 | 17.1912 | 19.3222 | 20.6836 | 21.4677 | 21.9656 | 22.0807 | 22.4032 | 22.3468 | 21.6342 | 20.7248 | 20.0141 | 19.3988 | 18.3173 | 17.4417 | 16.1145 | 14.44 | 13.0382 | 0 | 0 | 0 | 0 | 0 | 0 | 0 | 0 | 0 | 0 | 0 | 0 | 0 | 0 | 0.21304 | 0.2093 | 0.20578 | 0.15377 | 0 | 0 | 0 | 0 | 0 | 0 | 49.8815 | 49.3734 | 49.0232 | 48.6816 | 48.5592 | 48.2745 | 47.8566 | 48.2371 | 49.4837 | 52.8343 | 56.5827 | 59.5388 | 61.1952 | 62.0026 | 62.4944 | 62.5613 | 62.3092 | 61.419 | 59.2959 | 57.1085 | 55.7869 | 54.5574 | 53.4874 | 52.1439 | 0.018522 | 0.019262 | 0.01857 | 0.016482 | 0.017056 | 0.018634 | 0.022631 | 0.025687 | 0.028837 | 0.030036 | 0.030105 | 0.030481 | 0.030613 | 0.030728 | 0.029946 | 0.027192 | 0.024811 | 0.023862 | 0.022864 | 0.022031 | 0.0217 | 0.019965 | 0.019304 | 0.020449
Portfolio Adjusted1-in-2Size: 20 kW to 199.99 kWAll2021March Monthly Peak | Portfolio Adjusted | 1-in-2 | Size: 20 kW to 199.99 kW | All | 2021 | March Monthly Peak | 3 | 12.1703 | 11.7303 | 11.4622 | 11.5228 | 11.9161 | 13.3599 | 15.9064 | 17.3584 | 19.3314 | 20.8122 | 21.6558 | 22.2386 | 22.4359 | 22.869 | 22.9586 | 22.3547 | 21.5281 | 20.2068 | 19.1622 | 18.9219 | 18.0641 | 16.6908 | 14.9306 | 13.4148 | 0 | 0 | 0 | 0 | 0 | 0 | 0 | 0 | 0 | 0 | 0 | 0 | 0 | 0 | 0.21887 | 0.21627 | 0.21375 | 0.15525 | 0 | 0 | 0 | 0 | 0 | 0 | 51.4785 | 50.6132 | 49.9237 | 49.5284 | 49.0203 | 48.6202 | 48.2286 | 48.3518 | 50.3801 | 52.9929 | 55.8352 | 58.4939 | 60.7772 | 62.4005 | 63.4209 | 64.0473 | 63.7866 | 62.9387 | 60.6058 | 57.6313 | 55.7499 | 54.2784 | 52.9849 | 51.7138 | 0.018796 | 0.019527 | 0.018735 | 0.016545 | 0.017013 | 0.018566 | 0.022822 | 0.025954 | 0.028841 | 0.030202 | 0.030339 | 0.03083 | 0.03112 | 0.031401 | 0.03078 | 0.028081 | 0.025759 | 0.024056 | 0.02255 | 0.022699 | 0.022443 | 0.020659 | 0.019935 | 0.021021
Portfolio Adjusted1-in-2Size: 20 kW to 199.99 kWAll2021April Monthly Peak | Portfolio Adjusted | 1-in-2 | Size: 20 kW to 199.99 kW | All | 2021 | April Monthly Peak | 4 | 12.8163 | 12.2081 | 11.8292 | 11.8172 | 12.2427 | 13.3996 | 15.3047 | 17.0794 | 19.7007 | 21.9432 | 23.777 | 25.0733 | 25.8541 | 26.542 | 26.7629 | 26.3578 | 25.2021 | 23.2763 | 21.2569 | 20.8601 | 20.0082 | 18.3444 | 16.116 | 14.26 | 0 | 0 | 0 | 0 | 0 | 0 | 0 | 0 | 0 | 0 | 0 | 0 | 0 | 0 | 0.25514 | 0.255 | 0.25023 | 0.17883 | 0 | 0 | 0 | 0 | 0 | 0 | 62.8923 | 61.8046 | 60.8003 | 59.9287 | 58.9806 | 58.2262 | 57.6039 | 57.5606 | 59.8028 | 63.9452 | 69.0503 | 73.703 | 77.3018 | 79.3021 | 80.422 | 80.9601 | 80.6904 | 79.9173 | 78.5734 | 76.366 | 72.5922 | 70.0095 | 67.8659 | 65.8092 | 0.019996 | 0.020497 | 0.019487 | 0.017091 | 0.017631 | 0.01865 | 0.021845 | 0.025434 | 0.02934 | 0.031803 | 0.033322 | 0.034763 | 0.035898 | 0.036482 | 0.03597 | 0.033195 | 0.030174 | 0.02779 | 0.02519 | 0.025232 | 0.025096 | 0.022972 | 0.021748 | 0.022592
Portfolio Adjusted1-in-2Size: 20 kW to 199.99 kWAll2021May Monthly Peak | Portfolio Adjusted | 1-in-2 | Size: 20 kW to 199.99 kW | All | 2021 | May Monthly Peak | 5 | 13.2212 | 12.5665 | 12.1805 | 12.1412 | 12.5969 | 13.7226 | 15.313 | 17.5533 | 20.4357 | 22.7942 | 24.7108 | 26.0025 | 26.739 | 27.3724 | 27.5391 | 27.1261 | 25.9586 | 23.9858 | 21.8529 | 21.0237 | 20.5926 | 18.9419 | 16.6211 | 14.7541 | 0 | 0 | 0 | 0 | 0 | 0 | 0 | 0 | 0 | 0 | 0 | 0 | 0 | 0 | 0.26254 | 0.26243 | 0.25774 | 0.18428 | 0 | 0 | 0 | 0 | 0 | 0 | 65.2245 | 64.0307 | 62.904 | 61.8647 | 61.0538 | 60.087 | 59.3347 | 60.1707 | 63.6161 | 67.7384 | 71.8688 | 75.7963 | 79.1151 | 81.3289 | 82.7425 | 83.5607 | 83.7827 | 83.1796 | 81.6139 | 79.2712 | 75.3546 | 71.9971 | 69.9868 | 68.2283 | 0.020714 | 0.021174 | 0.020128 | 0.017613 | 0.018207 | 0.01917 | 0.021917 | 0.026177 | 0.030523 | 0.033136 | 0.034734 | 0.036158 | 0.037227 | 0.037719 | 0.037118 | 0.034282 | 0.031164 | 0.02874 | 0.025995 | 0.025546 | 0.025902 | 0.023807 | 0.022505 | 0.023437
Portfolio Adjusted1-in-2Size: 20 kW to 199.99 kWAll2021June Monthly Peak | Portfolio Adjusted | 1-in-2 | Size: 20 kW to 199.99 kW | All | 2021 | June Monthly Peak | 6 | 13.9826 | 13.2706 | 12.8273 | 12.7459 | 13.1543 | 14.299 | 16.1713 | 18.9326 | 22.1739 | 24.8979 | 26.9885 | 28.4152 | 29.1187 | 29.8147 | 29.9982 | 29.5075 | 28.3266 | 26.228 | 23.8566 | 22.4179 | 21.8224 | 20.1472 | 17.677 | 15.6474 | 0 | 0 | 0 | 0 | 0 | 0 | 0 | 0 | 0 | 0 | 0 | 0 | 0 | 0 | 0.28598 | 0.28547 | 0.28125 | 0.20151 | 0 | 0 | 0 | 0 | 0 | 0 | 67.8259 | 66.4564 | 65.2627 | 64.3776 | 63.392 | 62.5866 | 61.9509 | 62.7499 | 66.2363 | 70.6457 | 74.7378 | 78.3704 | 81.0398 | 82.9959 | 84.2414 | 85.0668 | 85.5796 | 85.2888 | 84.1559 | 81.8678 | 78.724 | 74.9528 | 72.291 | 70.5231 | 0.021983 | 0.022458 | 0.021268 | 0.018555 | 0.019043 | 0.020047 | 0.02322 | 0.028319 | 0.033174 | 0.036232 | 0.037926 | 0.039506 | 0.040554 | 0.041105 | 0.040454 | 0.037305 | 0.034074 | 0.031479 | 0.028413 | 0.027298 | 0.027509 | 0.02536 | 0.023987 | 0.024939
Portfolio Adjusted1-in-2Size: 20 kW to 199.99 kWAll2021July Monthly Peak | Portfolio Adjusted | 1-in-2 | Size: 20 kW to 199.99 kW | All | 2021 | July Monthly Peak | 7 | 14.7734 | 13.9949 | 13.5247 | 13.4251 | 13.8637 | 15.3056 | 17.507 | 20.449 | 23.8537 | 26.6689 | 28.8856 | 30.4159 | 31.2107 | 31.9491 | 32.1503 | 31.5969 | 30.3867 | 28.1397 | 25.4159 | 23.8404 | 23.1658 | 21.3643 | 18.76 | 16.5999 | 0 | 0 | 0 | 0 | 0 | 0 | 0 | 0 | 0 | 0 | 0 | 0 | 0 | 0 | 0.30649 | 0.30568 | 0.30171 | 0.2162 | 0 | 0 | 0 | 0 | 0 | 0 | 70.6211 | 69.8217 | 69.013 | 68.1723 | 67.2987 | 66.6736 | 66.2033 | 66.583 | 69.3086 | 73.5937 | 78.2548 | 81.7851 | 84.5525 | 86.7687 | 88.4899 | 89.3025 | 89.6195 | 88.9625 | 87.5504 | 85.5663 | 82.1307 | 78.3249 | 75.8625 | 74.3317 | 0.02326 | 0.023726 | 0.022478 | 0.019584 | 0.020105 | 0.021474 | 0.025201 | 0.030589 | 0.035677 | 0.038834 | 0.040616 | 0.042319 | 0.043505 | 0.044072 | 0.043384 | 0.039958 | 0.036557 | 0.033778 | 0.030257 | 0.02899 | 0.02916 | 0.026868 | 0.025435 | 0.026438
Portfolio Adjusted1-in-2Size: 20 kW to 199.99 kWAll2021August Monthly Peak | Portfolio Adjusted | 1-in-2 | Size: 20 kW to 199.99 kW | All | 2021 | August Monthly Peak | 8 | 15.2557 | 14.4279 | 13.9326 | 13.8467 | 14.3219 | 15.8537 | 18.2643 | 21.1654 | 25.0181 | 28.1677 | 30.6692 | 32.2917 | 33.0863 | 33.782 | 33.9173 | 33.3156 | 31.9866 | 29.4902 | 26.4261 | 25.0693 | 24.1253 | 22.0702 | 19.3908 | 17.0975 | 0 | 0 | 0 | 0 | 0 | 0 | 0 | 0 | 0 | 0 | 0 | 0 | 0 | 0 | 0.32334 | 0.32231 | 0.31759 | 0.22657 | 0 | 0 | 0 | 0 | 0 | 0 | 74.1743 | 72.9872 | 71.8187 | 70.6537 | 69.8818 | 69.0212 | 68.4408 | 68.3936 | 71.2493 | 76.6627 | 81.8336 | 85.83 | 88.8576 | 90.9992 | 92.234 | 92.6438 | 92.8195 | 91.9612 | 90.2929 | 87.7256 | 83.7139 | 80.421 | 78.2964 | 76.6631 | 0.023917 | 0.024372 | 0.023077 | 0.020135 | 0.020707 | 0.022142 | 0.026159 | 0.031509 | 0.037183 | 0.040745 | 0.042803 | 0.044612 | 0.045793 | 0.046285 | 0.045442 | 0.041796 | 0.038182 | 0.035119 | 0.031221 | 0.030259 | 0.030201 | 0.027612 | 0.026157 | 0.027085
Portfolio Adjusted1-in-2Size: 20 kW to 199.99 kWAll2021September Monthly Peak | Portfolio Adjusted | 1-in-2 | Size: 20 kW to 199.99 kW | All | 2021 | September Monthly Peak | 9 | 14.5048 | 13.7978 | 13.3716 | 13.295 | 13.8052 | 15.239 | 17.7455 | 19.9944 | 23.4729 | 26.3651 | 28.6196 | 30.0928 | 30.8968 | 31.6226 | 31.7163 | 31.056 | 29.6896 | 27.2594 | 24.6385 | 24.0281 | 22.5686 | 20.6379 | 18.0609 | 16.0287 | 0 | 0 | 0 | 0 | 0 | 0 | 0 | 0 | 0 | 0 | 0 | 0 | 0 | 0 | 0.30236 | 0.30045 | 0.29479 | 0.20944 | 0 | 0 | 0 | 0 | 0 | 0 | 69.1012 | 67.9731 | 66.9069 | 65.8707 | 65.1125 | 64.305 | 64.0262 | 63.7766 | 65.7172 | 70.9286 | 77.1802 | 82.645 | 86.5509 | 88.8083 | 89.8909 | 90.4251 | 90.31 | 89.3731 | 87.294 | 83.9878 | 80.4045 | 77.8853 | 76.0144 | 74.685 | 0.022702 | 0.023265 | 0.022105 | 0.019288 | 0.019921 | 0.021215 | 0.025291 | 0.029671 | 0.03473 | 0.037971 | 0.039847 | 0.041449 | 0.042663 | 0.04322 | 0.0424 | 0.03892 | 0.035397 | 0.032426 | 0.029111 | 0.028992 | 0.028231 | 0.025772 | 0.024304 | 0.02537
Portfolio Adjusted1-in-2Size: 20 kW to 199.99 kWAll2021October Monthly Peak | Portfolio Adjusted | 1-in-2 | Size: 20 kW to 199.99 kW | All | 2021 | October Monthly Peak | 10 | 13.8306 | 13.1543 | 12.7675 | 12.6997 | 13.1616 | 14.5183 | 17.1475 | 18.9795 | 21.9467 | 24.7454 | 26.8823 | 28.3985 | 29.1605 | 29.9177 | 30.0531 | 29.4012 | 27.9902 | 25.6504 | 24.0923 | 23.0789 | 21.536 | 19.725 | 17.2776 | 15.3557 | 0 | 0 | 0 | 0 | 0 | 0 | 0 | 0 | 0 | 0 | 0 | 0 | 0 | 0 | 0.2865 | 0.28444 | 0.27791 | 0.19707 | 0 | 0 | 0 | 0 | 0 | 0 | 68.6049 | 67.7577 | 66.6936 | 65.9719 | 65.1415 | 64.4001 | 64.0656 | 64.0991 | 65.0062 | 69.4434 | 75.4215 | 80.7292 | 84.2423 | 86.4709 | 87.944 | 88.1819 | 87.6102 | 86.1974 | 83.866 | 80.2871 | 76.4871 | 73.6159 | 71.4931 | 69.6494 | 0.02158 | 0.022113 | 0.021066 | 0.018407 | 0.018976 | 0.020216 | 0.024452 | 0.028218 | 0.032505 | 0.035664 | 0.037429 | 0.039127 | 0.040219 | 0.040816 | 0.040108 | 0.036782 | 0.033296 | 0.030473 | 0.028391 | 0.027813 | 0.026889 | 0.024561 | 0.023204 | 0.02424
Portfolio Adjusted1-in-2Size: 20 kW to 199.99 kWAll2021November Monthly Peak | Portfolio Adjusted | 1-in-2 | Size: 20 kW to 199.99 kW | All | 2021 | November Monthly Peak | 11 | 12.4057 | 11.8486 | 11.6054 | 11.6227 | 12.0979 | 13.3674 | 15.1199 | 16.8648 | 19.2559 | 21.1524 | 22.6396 | 23.6052 | 24.1817 | 24.6393 | 24.6116 | 23.9412 | 22.9776 | 22.4153 | 20.7112 | 19.5445 | 18.4132 | 16.9543 | 15.096 | 13.5571 | 0 | 0 | 0 | 0 | 0 | 0 | 0 | 0 | 0 | 0 | 0 | 0 | 0 | 0 | 0.23463 | 0.23162 | 0.22814 | 0.17222 | 0 | 0 | 0 | 0 | 0 | 0 | 57.1733 | 56.3955 | 55.49 | 54.6556 | 53.9172 | 53.5714 | 52.991 | 53.0317 | 56.6326 | 61.9055 | 68.1673 | 73.1647 | 76.61 | 78.1779 | 78.785 | 78.4593 | 76.57 | 72.7659 | 68.4662 | 65.6325 | 63.5074 | 61.649 | 60.5491 | 59.4143 | 0.019235 | 0.019796 | 0.019043 | 0.016727 | 0.017351 | 0.018466 | 0.021434 | 0.024905 | 0.028384 | 0.03031 | 0.031319 | 0.032267 | 0.033054 | 0.033318 | 0.032562 | 0.029703 | 0.027127 | 0.026434 | 0.024269 | 0.023433 | 0.022879 | 0.021032 | 0.020184 | 0.021268
Portfolio Adjusted1-in-2Size: 20 kW to 199.99 kWAll2021December Monthly Peak | Portfolio Adjusted | 1-in-2 | Size: 20 kW to 199.99 kW | All | 2021 | December Monthly Peak | 12 | 12.1328 | 11.8448 | 11.7062 | 11.8305 | 12.2908 | 14.1716 | 17.1292 | 18.897 | 21.173 | 22.0458 | 21.9832 | 21.6727 | 20.9851 | 20.7856 | 20.3015 | 19.2473 | 18.9703 | 19.0325 | 18.0139 | 17.2205 | 16.6366 | 15.7048 | 14.5694 | 13.2782 | 0 | 0 | 0 | 0 | 0 | 0 | 0 | 0 | 0 | 0 | 0 | 0 | 0 | 0 | 0.19354 | 0.18621 | 0.18835 | 0.14623 | 0 | 0 | 0 | 0 | 0 | 0 | 45.1256 | 44.4655 | 43.4753 | 42.6472 | 41.9333 | 41.3061 | 41.2511 | 41.1853 | 41.6829 | 44.4454 | 47.078 | 49.0204 | 50.3946 | 51.2247 | 51.8875 | 52.0037 | 51.5292 | 50.2586 | 48.6678 | 47.4923 | 46.6124 | 45.7272 | 44.9157 | 44.0435 | 0.018723 | 0.019772 | 0.019186 | 0.017009 | 0.01755 | 0.019743 | 0.024689 | 0.028368 | 0.031673 | 0.032139 | 0.030961 | 0.030234 | 0.029231 | 0.02862 | 0.02726 | 0.0242 | 0.022801 | 0.022712 | 0.021159 | 0.020614 | 0.020594 | 0.019359 | 0.019426 | 0.020774
Portfolio Adjusted1-in-2Size: 20 kW to 199.99 kWAll2021Typical Event Day | Portfolio Adjusted | 1-in-2 | Size: 20 kW to 199.99 kW | All | 2021 | Typical Event Day | 8 | 14.8082 | 14.0029 | 13.5338 | 13.4604 | 13.9297 | 15.3582 | 17.5941 | 20.2616 | 23.7503 | 26.6066 | 28.9138 | 30.4294 | 31.2379 | 31.9766 | 32.2002 | 31.7153 | 30.4843 | 28.1508 | 25.3009 | 24.0476 | 23.2122 | 21.2566 | 18.6786 | 16.4854 | 0 | 0 | 0 | 0 | 0 | 0 | 0 | 0 | 0 | 0 | 0 | 0 | 0 | 0 | 0.30697 | 0.30683 | 0.30268 | 0.21628 | 0 | 0 | 0 | 0 | 0 | 0 | 70.4306 | 69.3096 | 68.2503 | 67.2686 | 66.4213 | 65.6466 | 65.1553 | 65.3758 | 68.1279 | 72.9577 | 78.0016 | 82.1576 | 85.2502 | 87.393 | 88.714 | 89.3596 | 89.5821 | 88.8964 | 87.3233 | 84.7869 | 81.2433 | 77.896 | 75.6161 | 74.0507 | 0.023235 | 0.023667 | 0.022429 | 0.019583 | 0.020156 | 0.021448 | 0.025185 | 0.030166 | 0.035326 | 0.038542 | 0.040421 | 0.042108 | 0.043317 | 0.043888 | 0.043208 | 0.039849 | 0.036426 | 0.033565 | 0.029942 | 0.029079 | 0.029102 | 0.026633 | 0.025224 | 0.026141
Portfolio Adjusted1-in-2Size: 20 kW to 199.99 kWAll2022January Monthly Peak | Portfolio Adjusted | 1-in-2 | Size: 20 kW to 199.99 kW | All | 2022 | January Monthly Peak | 1 | 11.6446 | 11.3802 | 11.2464 | 11.3699 | 11.7404 | 13.6247 | 16.6629 | 18.2197 | 20.3022 | 21.3824 | 21.573 | 21.6827 | 21.277 | 21.3438 | 20.9576 | 19.8341 | 19.2071 | 19.1044 | 17.992 | 16.9975 | 16.3185 | 15.1583 | 13.8416 | 12.6259 | 0 | 0 | 0 | 0 | 0 | 0 | 0 | 0 | 0 | 0 | 0 | 0 | 0 | 0 | 0.19979 | 0.19188 | 0.19071 | 0.14678 | 0 | 0 | 0 | 0 | 0 | 0 | 49.1918 | 48.7245 | 48.4432 | 48.0397 | 47.6744 | 47.486 | 47.551 | 47.4106 | 47.797 | 49.3477 | 51.3537 | 52.9691 | 54.2221 | 55.1655 | 55.729 | 55.6004 | 55.4517 | 54.7438 | 53.2592 | 52.0418 | 51.2744 | 50.8681 | 50.2354 | 49.4582 | 0.017896 | 0.018909 | 0.018337 | 0.01629 | 0.016694 | 0.019001 | 0.024141 | 0.027534 | 0.03055 | 0.031281 | 0.030407 | 0.030238 | 0.029575 | 0.029336 | 0.028092 | 0.024905 | 0.023041 | 0.022706 | 0.021051 | 0.020268 | 0.020134 | 0.01861 | 0.018395 | 0.019712
Portfolio Adjusted1-in-2Size: 20 kW to 199.99 kWAll2022February Monthly Peak | Portfolio Adjusted | 1-in-2 | Size: 20 kW to 199.99 kW | All | 2022 | February Monthly Peak | 2 | 11.9844 | 11.5529 | 11.3472 | 11.4629 | 11.9337 | 13.4092 | 15.7777 | 17.1912 | 19.3222 | 20.6836 | 21.4677 | 21.9656 | 22.0807 | 22.4032 | 22.3468 | 21.6342 | 20.7248 | 20.0141 | 19.3988 | 18.3173 | 17.4417 | 16.1145 | 14.44 | 13.0382 | 0 | 0 | 0 | 0 | 0 | 0 | 0 | 0 | 0 | 0 | 0 | 0 | 0 | 0 | 0.21304 | 0.2093 | 0.20578 | 0.15377 | 0 | 0 | 0 | 0 | 0 | 0 | 49.8815 | 49.3734 | 49.0232 | 48.6816 | 48.5592 | 48.2745 | 47.8566 | 48.2371 | 49.4837 | 52.8343 | 56.5827 | 59.5388 | 61.1952 | 62.0026 | 62.4944 | 62.5613 | 62.3092 | 61.419 | 59.2959 | 57.1085 | 55.7869 | 54.5574 | 53.4874 | 52.1439 | 0.018522 | 0.019262 | 0.01857 | 0.016482 | 0.017056 | 0.018634 | 0.022631 | 0.025687 | 0.028837 | 0.030036 | 0.030105 | 0.030481 | 0.030613 | 0.030728 | 0.029946 | 0.027192 | 0.024811 | 0.023862 | 0.022864 | 0.022031 | 0.0217 | 0.019965 | 0.019304 | 0.020449
Portfolio Adjusted1-in-2Size: 20 kW to 199.99 kWAll2022March Monthly Peak | Portfolio Adjusted | 1-in-2 | Size: 20 kW to 199.99 kW | All | 2022 | March Monthly Peak | 3 | 12.1703 | 11.7303 | 11.4622 | 11.5228 | 11.9161 | 13.3599 | 15.9064 | 17.3584 | 19.3314 | 20.8122 | 21.6558 | 22.2386 | 22.4359 | 22.869 | 22.9586 | 22.3547 | 21.5281 | 20.2068 | 19.1622 | 18.9219 | 18.0641 | 16.6908 | 14.9306 | 13.4148 | 0 | 0 | 0 | 0 | 0 | 0 | 0 | 0 | 0 | 0 | 0 | 0 | 0 | 0 | 0.21887 | 0.21627 | 0.21375 | 0.15525 | 0 | 0 | 0 | 0 | 0 | 0 | 51.4785 | 50.6132 | 49.9237 | 49.5284 | 49.0203 | 48.6202 | 48.2286 | 48.3518 | 50.3801 | 52.9929 | 55.8352 | 58.4939 | 60.7772 | 62.4005 | 63.4209 | 64.0473 | 63.7866 | 62.9387 | 60.6058 | 57.6313 | 55.7499 | 54.2784 | 52.9849 | 51.7138 | 0.018796 | 0.019527 | 0.018735 | 0.016545 | 0.017013 | 0.018566 | 0.022822 | 0.025954 | 0.028841 | 0.030202 | 0.030339 | 0.03083 | 0.03112 | 0.031401 | 0.03078 | 0.028081 | 0.025759 | 0.024056 | 0.02255 | 0.022699 | 0.022443 | 0.020659 | 0.019935 | 0.021021
Portfolio Adjusted1-in-2Size: 20 kW to 199.99 kWAll2022April Monthly Peak | Portfolio Adjusted | 1-in-2 | Size: 20 kW to 199.99 kW | All | 2022 | April Monthly Peak | 4 | 12.8163 | 12.2081 | 11.8292 | 11.8172 | 12.2427 | 13.3996 | 15.3047 | 17.0794 | 19.7007 | 21.9432 | 23.777 | 25.0733 | 25.8541 | 26.542 | 26.7629 | 26.3578 | 25.2021 | 23.2763 | 21.2569 | 20.8601 | 20.0082 | 18.3444 | 16.116 | 14.26 | 0 | 0 | 0 | 0 | 0 | 0 | 0 | 0 | 0 | 0 | 0 | 0 | 0 | 0 | 0.25514 | 0.255 | 0.25023 | 0.17883 | 0 | 0 | 0 | 0 | 0 | 0 | 62.8923 | 61.8046 | 60.8003 | 59.9287 | 58.9806 | 58.2262 | 57.6039 | 57.5606 | 59.8028 | 63.9452 | 69.0503 | 73.703 | 77.3018 | 79.3021 | 80.422 | 80.9601 | 80.6904 | 79.9173 | 78.5734 | 76.366 | 72.5922 | 70.0095 | 67.8659 | 65.8092 | 0.019996 | 0.020497 | 0.019487 | 0.017091 | 0.017631 | 0.01865 | 0.021845 | 0.025434 | 0.02934 | 0.031803 | 0.033322 | 0.034763 | 0.035898 | 0.036482 | 0.03597 | 0.033195 | 0.030174 | 0.02779 | 0.02519 | 0.025232 | 0.025096 | 0.022972 | 0.021748 | 0.022592
Portfolio Adjusted1-in-2Size: 20 kW to 199.99 kWAll2022May Monthly Peak | Portfolio Adjusted | 1-in-2 | Size: 20 kW to 199.99 kW | All | 2022 | May Monthly Peak | 5 | 13.2212 | 12.5665 | 12.1805 | 12.1412 | 12.5969 | 13.7226 | 15.313 | 17.5533 | 20.4357 | 22.7942 | 24.7108 | 26.0025 | 26.739 | 27.3724 | 27.5391 | 27.1261 | 25.9586 | 23.9858 | 21.8529 | 21.0237 | 20.5926 | 18.9419 | 16.6211 | 14.7541 | 0 | 0 | 0 | 0 | 0 | 0 | 0 | 0 | 0 | 0 | 0 | 0 | 0 | 0 | 0.26254 | 0.26243 | 0.25774 | 0.18428 | 0 | 0 | 0 | 0 | 0 | 0 | 65.2245 | 64.0307 | 62.904 | 61.8647 | 61.0538 | 60.087 | 59.3347 | 60.1707 | 63.6161 | 67.7384 | 71.8688 | 75.7963 | 79.1151 | 81.3289 | 82.7425 | 83.5607 | 83.7827 | 83.1796 | 81.6139 | 79.2712 | 75.3546 | 71.9971 | 69.9868 | 68.2283 | 0.020714 | 0.021174 | 0.020128 | 0.017613 | 0.018207 | 0.01917 | 0.021917 | 0.026177 | 0.030523 | 0.033136 | 0.034734 | 0.036158 | 0.037227 | 0.037719 | 0.037118 | 0.034282 | 0.031164 | 0.02874 | 0.025995 | 0.025546 | 0.025902 | 0.023807 | 0.022505 | 0.023437
Portfolio Adjusted1-in-2Size: 20 kW to 199.99 kWAll2022June Monthly Peak | Portfolio Adjusted | 1-in-2 | Size: 20 kW to 199.99 kW | All | 2022 | June Monthly Peak | 6 | 13.9826 | 13.2706 | 12.8273 | 12.7459 | 13.1543 | 14.299 | 16.1713 | 18.9326 | 22.1739 | 24.8979 | 26.9885 | 28.4152 | 29.1187 | 29.8147 | 29.9982 | 29.5075 | 28.3266 | 26.228 | 23.8566 | 22.4179 | 21.8224 | 20.1472 | 17.677 | 15.6474 | 0 | 0 | 0 | 0 | 0 | 0 | 0 | 0 | 0 | 0 | 0 | 0 | 0 | 0 | 0.28598 | 0.28547 | 0.28125 | 0.20151 | 0 | 0 | 0 | 0 | 0 | 0 | 67.8259 | 66.4564 | 65.2627 | 64.3776 | 63.392 | 62.5866 | 61.9509 | 62.7499 | 66.2363 | 70.6457 | 74.7378 | 78.3704 | 81.0398 | 82.9959 | 84.2414 | 85.0668 | 85.5796 | 85.2888 | 84.1559 | 81.8678 | 78.724 | 74.9528 | 72.291 | 70.5231 | 0.021983 | 0.022458 | 0.021268 | 0.018555 | 0.019043 | 0.020047 | 0.02322 | 0.028319 | 0.033174 | 0.036232 | 0.037926 | 0.039506 | 0.040554 | 0.041105 | 0.040454 | 0.037305 | 0.034074 | 0.031479 | 0.028413 | 0.027298 | 0.027509 | 0.02536 | 0.023987 | 0.024939
Portfolio Adjusted1-in-2Size: 20 kW to 199.99 kWAll2022July Monthly Peak | Portfolio Adjusted | 1-in-2 | Size: 20 kW to 199.99 kW | All | 2022 | July Monthly Peak | 7 | 14.7734 | 13.9949 | 13.5247 | 13.4251 | 13.8637 | 15.3056 | 17.507 | 20.449 | 23.8537 | 26.6689 | 28.8856 | 30.4159 | 31.2107 | 31.9491 | 32.1503 | 31.5969 | 30.3867 | 28.1397 | 25.4159 | 23.8404 | 23.1658 | 21.3643 | 18.76 | 16.5999 | 0 | 0 | 0 | 0 | 0 | 0 | 0 | 0 | 0 | 0 | 0 | 0 | 0 | 0 | 0.30649 | 0.30568 | 0.30171 | 0.2162 | 0 | 0 | 0 | 0 | 0 | 0 | 70.6211 | 69.8217 | 69.013 | 68.1723 | 67.2987 | 66.6736 | 66.2033 | 66.583 | 69.3086 | 73.5937 | 78.2548 | 81.7851 | 84.5525 | 86.7687 | 88.4899 | 89.3025 | 89.6195 | 88.9625 | 87.5504 | 85.5663 | 82.1307 | 78.3249 | 75.8625 | 74.3317 | 0.02326 | 0.023726 | 0.022478 | 0.019584 | 0.020105 | 0.021474 | 0.025201 | 0.030589 | 0.035677 | 0.038834 | 0.040616 | 0.042319 | 0.043505 | 0.044072 | 0.043384 | 0.039958 | 0.036557 | 0.033778 | 0.030257 | 0.02899 | 0.02916 | 0.026868 | 0.025435 | 0.026438
Portfolio Adjusted1-in-2Size: 20 kW to 199.99 kWAll2022August Monthly Peak | Portfolio Adjusted | 1-in-2 | Size: 20 kW to 199.99 kW | All | 2022 | August Monthly Peak | 8 | 15.2557 | 14.4279 | 13.9326 | 13.8467 | 14.3219 | 15.8537 | 18.2643 | 21.1654 | 25.0181 | 28.1677 | 30.6692 | 32.2917 | 33.0863 | 33.782 | 33.9173 | 33.3156 | 31.9866 | 29.4902 | 26.4261 | 25.0693 | 24.1253 | 22.0702 | 19.3908 | 17.0975 | 0 | 0 | 0 | 0 | 0 | 0 | 0 | 0 | 0 | 0 | 0 | 0 | 0 | 0 | 0.32334 | 0.32231 | 0.31759 | 0.22657 | 0 | 0 | 0 | 0 | 0 | 0 | 74.1743 | 72.9872 | 71.8187 | 70.6537 | 69.8818 | 69.0212 | 68.4408 | 68.3936 | 71.2493 | 76.6627 | 81.8336 | 85.83 | 88.8576 | 90.9992 | 92.234 | 92.6438 | 92.8195 | 91.9612 | 90.2929 | 87.7256 | 83.7139 | 80.421 | 78.2964 | 76.6631 | 0.023917 | 0.024372 | 0.023077 | 0.020135 | 0.020707 | 0.022142 | 0.026159 | 0.031509 | 0.037183 | 0.040745 | 0.042803 | 0.044612 | 0.045793 | 0.046285 | 0.045442 | 0.041796 | 0.038182 | 0.035119 | 0.031221 | 0.030259 | 0.030201 | 0.027612 | 0.026157 | 0.027085
Portfolio Adjusted1-in-2Size: 20 kW to 199.99 kWAll2022September Monthly Peak | Portfolio Adjusted | 1-in-2 | Size: 20 kW to 199.99 kW | All | 2022 | September Monthly Peak | 9 | 14.5048 | 13.7978 | 13.3716 | 13.295 | 13.8052 | 15.239 | 17.7455 | 19.9944 | 23.4729 | 26.3651 | 28.6196 | 30.0928 | 30.8968 | 31.6226 | 31.7163 | 31.056 | 29.6896 | 27.2594 | 24.6385 | 24.0281 | 22.5686 | 20.6379 | 18.0609 | 16.0287 | 0 | 0 | 0 | 0 | 0 | 0 | 0 | 0 | 0 | 0 | 0 | 0 | 0 | 0 | 0.30236 | 0.30045 | 0.29479 | 0.20944 | 0 | 0 | 0 | 0 | 0 | 0 | 69.1012 | 67.9731 | 66.9069 | 65.8707 | 65.1125 | 64.305 | 64.0262 | 63.7766 | 65.7172 | 70.9286 | 77.1802 | 82.645 | 86.5509 | 88.8083 | 89.8909 | 90.4251 | 90.31 | 89.3731 | 87.294 | 83.9878 | 80.4045 | 77.8853 | 76.0144 | 74.685 | 0.022702 | 0.023265 | 0.022105 | 0.019288 | 0.019921 | 0.021215 | 0.025291 | 0.029671 | 0.03473 | 0.037971 | 0.039847 | 0.041449 | 0.042663 | 0.04322 | 0.0424 | 0.03892 | 0.035397 | 0.032426 | 0.029111 | 0.028992 | 0.028231 | 0.025772 | 0.024304 | 0.02537
Portfolio Adjusted1-in-2Size: 20 kW to 199.99 kWAll2022October Monthly Peak | Portfolio Adjusted | 1-in-2 | Size: 20 kW to 199.99 kW | All | 2022 | October Monthly Peak | 10 | 13.8306 | 13.1543 | 12.7675 | 12.6997 | 13.1616 | 14.5183 | 17.1475 | 18.9795 | 21.9467 | 24.7454 | 26.8823 | 28.3985 | 29.1605 | 29.9177 | 30.0531 | 29.4012 | 27.9902 | 25.6504 | 24.0923 | 23.0789 | 21.536 | 19.725 | 17.2776 | 15.3557 | 0 | 0 | 0 | 0 | 0 | 0 | 0 | 0 | 0 | 0 | 0 | 0 | 0 | 0 | 0.2865 | 0.28444 | 0.27791 | 0.19707 | 0 | 0 | 0 | 0 | 0 | 0 | 68.6049 | 67.7577 | 66.6936 | 65.9719 | 65.1415 | 64.4001 | 64.0656 | 64.0991 | 65.0062 | 69.4434 | 75.4215 | 80.7292 | 84.2423 | 86.4709 | 87.944 | 88.1819 | 87.6102 | 86.1974 | 83.866 | 80.2871 | 76.4871 | 73.6159 | 71.4931 | 69.6494 | 0.02158 | 0.022113 | 0.021066 | 0.018407 | 0.018976 | 0.020216 | 0.024452 | 0.028218 | 0.032505 | 0.035664 | 0.037429 | 0.039127 | 0.040219 | 0.040816 | 0.040108 | 0.036782 | 0.033296 | 0.030473 | 0.028391 | 0.027813 | 0.026889 | 0.024561 | 0.023204 | 0.02424
Portfolio Adjusted1-in-2Size: 20 kW to 199.99 kWAll2022November Monthly Peak | Portfolio Adjusted | 1-in-2 | Size: 20 kW to 199.99 kW | All | 2022 | November Monthly Peak | 11 | 12.4057 | 11.8486 | 11.6054 | 11.6227 | 12.0979 | 13.3674 | 15.1199 | 16.8648 | 19.2559 | 21.1524 | 22.6396 | 23.6052 | 24.1817 | 24.6393 | 24.6116 | 23.9412 | 22.9776 | 22.4153 | 20.7112 | 19.5445 | 18.4132 | 16.9543 | 15.096 | 13.5571 | 0 | 0 | 0 | 0 | 0 | 0 | 0 | 0 | 0 | 0 | 0 | 0 | 0 | 0 | 0.23463 | 0.23162 | 0.22814 | 0.17222 | 0 | 0 | 0 | 0 | 0 | 0 | 57.1733 | 56.3955 | 55.49 | 54.6556 | 53.9172 | 53.5714 | 52.991 | 53.0317 | 56.6326 | 61.9055 | 68.1673 | 73.1647 | 76.61 | 78.1779 | 78.785 | 78.4593 | 76.57 | 72.7659 | 68.4662 | 65.6325 | 63.5074 | 61.649 | 60.5491 | 59.4143 | 0.019235 | 0.019796 | 0.019043 | 0.016727 | 0.017351 | 0.018466 | 0.021434 | 0.024905 | 0.028384 | 0.03031 | 0.031319 | 0.032267 | 0.033054 | 0.033318 | 0.032562 | 0.029703 | 0.027127 | 0.026434 | 0.024269 | 0.023433 | 0.022879 | 0.021032 | 0.020184 | 0.021268
Portfolio Adjusted1-in-2Size: 20 kW to 199.99 kWAll2022December Monthly Peak | Portfolio Adjusted | 1-in-2 | Size: 20 kW to 199.99 kW | All | 2022 | December Monthly Peak | 12 | 12.1328 | 11.8448 | 11.7062 | 11.8305 | 12.2908 | 14.1716 | 17.1292 | 18.897 | 21.173 | 22.0458 | 21.9832 | 21.6727 | 20.9851 | 20.7856 | 20.3015 | 19.2473 | 18.9703 | 19.0325 | 18.0139 | 17.2205 | 16.6366 | 15.7048 | 14.5694 | 13.2782 | 0 | 0 | 0 | 0 | 0 | 0 | 0 | 0 | 0 | 0 | 0 | 0 | 0 | 0 | 0.19354 | 0.18621 | 0.18835 | 0.14623 | 0 | 0 | 0 | 0 | 0 | 0 | 45.1256 | 44.4655 | 43.4753 | 42.6472 | 41.9333 | 41.3061 | 41.2511 | 41.1853 | 41.6829 | 44.4454 | 47.078 | 49.0204 | 50.3946 | 51.2247 | 51.8875 | 52.0037 | 51.5292 | 50.2586 | 48.6678 | 47.4923 | 46.6124 | 45.7272 | 44.9157 | 44.0435 | 0.018723 | 0.019772 | 0.019186 | 0.017009 | 0.01755 | 0.019743 | 0.024689 | 0.028368 | 0.031673 | 0.032139 | 0.030961 | 0.030234 | 0.029231 | 0.02862 | 0.02726 | 0.0242 | 0.022801 | 0.022712 | 0.021159 | 0.020614 | 0.020594 | 0.019359 | 0.019426 | 0.020774
Portfolio Adjusted1-in-2Size: 20 kW to 199.99 kWAll2022Typical Event Day | Portfolio Adjusted | 1-in-2 | Size: 20 kW to 199.99 kW | All | 2022 | Typical Event Day | 8 | 14.8082 | 14.0029 | 13.5338 | 13.4604 | 13.9297 | 15.3582 | 17.5941 | 20.2616 | 23.7503 | 26.6066 | 28.9138 | 30.4294 | 31.2379 | 31.9766 | 32.2002 | 31.7153 | 30.4843 | 28.1508 | 25.3009 | 24.0476 | 23.2122 | 21.2566 | 18.6786 | 16.4854 | 0 | 0 | 0 | 0 | 0 | 0 | 0 | 0 | 0 | 0 | 0 | 0 | 0 | 0 | 0.30697 | 0.30683 | 0.30268 | 0.21628 | 0 | 0 | 0 | 0 | 0 | 0 | 70.4306 | 69.3096 | 68.2503 | 67.2686 | 66.4213 | 65.6466 | 65.1553 | 65.3758 | 68.1279 | 72.9577 | 78.0016 | 82.1576 | 85.2502 | 87.393 | 88.714 | 89.3596 | 89.5821 | 88.8964 | 87.3233 | 84.7869 | 81.2433 | 77.896 | 75.6161 | 74.0507 | 0.023235 | 0.023667 | 0.022429 | 0.019583 | 0.020156 | 0.021448 | 0.025185 | 0.030166 | 0.035326 | 0.038542 | 0.040421 | 0.042108 | 0.043317 | 0.043888 | 0.043208 | 0.039849 | 0.036426 | 0.033565 | 0.029942 | 0.029079 | 0.029102 | 0.026633 | 0.025224 | 0.026141
Portfolio Adjusted1-in-2Size: 20 kW to 199.99 kWAll2023January Monthly Peak | Portfolio Adjusted | 1-in-2 | Size: 20 kW to 199.99 kW | All | 2023 | January Monthly Peak | 1 | 11.6446 | 11.3802 | 11.2464 | 11.3699 | 11.7404 | 13.6247 | 16.6629 | 18.2197 | 20.3022 | 21.3824 | 21.573 | 21.6827 | 21.277 | 21.3438 | 20.9576 | 19.8341 | 19.2071 | 19.1044 | 17.992 | 16.9975 | 16.3185 | 15.1583 | 13.8416 | 12.6259 | 0 | 0 | 0 | 0 | 0 | 0 | 0 | 0 | 0 | 0 | 0 | 0 | 0 | 0 | 0.19979 | 0.19188 | 0.19071 | 0.14678 | 0 | 0 | 0 | 0 | 0 | 0 | 49.1918 | 48.7245 | 48.4432 | 48.0397 | 47.6744 | 47.486 | 47.551 | 47.4106 | 47.797 | 49.3477 | 51.3537 | 52.9691 | 54.2221 | 55.1655 | 55.729 | 55.6004 | 55.4517 | 54.7438 | 53.2592 | 52.0418 | 51.2744 | 50.8681 | 50.2354 | 49.4582 | 0.017896 | 0.018909 | 0.018337 | 0.01629 | 0.016694 | 0.019001 | 0.024141 | 0.027534 | 0.03055 | 0.031281 | 0.030407 | 0.030238 | 0.029575 | 0.029336 | 0.028092 | 0.024905 | 0.023041 | 0.022706 | 0.021051 | 0.020268 | 0.020134 | 0.01861 | 0.018395 | 0.019712
Portfolio Adjusted1-in-2Size: 20 kW to 199.99 kWAll2023February Monthly Peak | Portfolio Adjusted | 1-in-2 | Size: 20 kW to 199.99 kW | All | 2023 | February Monthly Peak | 2 | 11.9844 | 11.5529 | 11.3472 | 11.4629 | 11.9337 | 13.4092 | 15.7777 | 17.1912 | 19.3222 | 20.6836 | 21.4677 | 21.9656 | 22.0807 | 22.4032 | 22.3468 | 21.6342 | 20.7248 | 20.0141 | 19.3988 | 18.3173 | 17.4417 | 16.1145 | 14.44 | 13.0382 | 0 | 0 | 0 | 0 | 0 | 0 | 0 | 0 | 0 | 0 | 0 | 0 | 0 | 0 | 0.21304 | 0.2093 | 0.20578 | 0.15377 | 0 | 0 | 0 | 0 | 0 | 0 | 49.8815 | 49.3734 | 49.0232 | 48.6816 | 48.5592 | 48.2745 | 47.8566 | 48.2371 | 49.4837 | 52.8343 | 56.5827 | 59.5388 | 61.1952 | 62.0026 | 62.4944 | 62.5613 | 62.3092 | 61.419 | 59.2959 | 57.1085 | 55.7869 | 54.5574 | 53.4874 | 52.1439 | 0.018522 | 0.019262 | 0.01857 | 0.016482 | 0.017056 | 0.018634 | 0.022631 | 0.025687 | 0.028837 | 0.030036 | 0.030105 | 0.030481 | 0.030613 | 0.030728 | 0.029946 | 0.027192 | 0.024811 | 0.023862 | 0.022864 | 0.022031 | 0.0217 | 0.019965 | 0.019304 | 0.020449
Portfolio Adjusted1-in-2Size: 20 kW to 199.99 kWAll2023March Monthly Peak | Portfolio Adjusted | 1-in-2 | Size: 20 kW to 199.99 kW | All | 2023 | March Monthly Peak | 3 | 12.1703 | 11.7303 | 11.4622 | 11.5228 | 11.9161 | 13.3599 | 15.9064 | 17.3584 | 19.3314 | 20.8122 | 21.6558 | 22.2386 | 22.4359 | 22.869 | 22.9586 | 22.3547 | 21.5281 | 20.2068 | 19.1622 | 18.9219 | 18.0641 | 16.6908 | 14.9306 | 13.4148 | 0 | 0 | 0 | 0 | 0 | 0 | 0 | 0 | 0 | 0 | 0 | 0 | 0 | 0 | 0.21887 | 0.21627 | 0.21375 | 0.15525 | 0 | 0 | 0 | 0 | 0 | 0 | 51.4785 | 50.6132 | 49.9237 | 49.5284 | 49.0203 | 48.6202 | 48.2286 | 48.3518 | 50.3801 | 52.9929 | 55.8352 | 58.4939 | 60.7772 | 62.4005 | 63.4209 | 64.0473 | 63.7866 | 62.9387 | 60.6058 | 57.6313 | 55.7499 | 54.2784 | 52.9849 | 51.7138 | 0.018796 | 0.019527 | 0.018735 | 0.016545 | 0.017013 | 0.018566 | 0.022822 | 0.025954 | 0.028841 | 0.030202 | 0.030339 | 0.03083 | 0.03112 | 0.031401 | 0.03078 | 0.028081 | 0.025759 | 0.024056 | 0.02255 | 0.022699 | 0.022443 | 0.020659 | 0.019935 | 0.021021
Portfolio Adjusted1-in-2Size: 20 kW to 199.99 kWAll2023April Monthly Peak | Portfolio Adjusted | 1-in-2 | Size: 20 kW to 199.99 kW | All | 2023 | April Monthly Peak | 4 | 12.8163 | 12.2081 | 11.8292 | 11.8172 | 12.2427 | 13.3996 | 15.3047 | 17.0794 | 19.7007 | 21.9432 | 23.777 | 25.0733 | 25.8541 | 26.542 | 26.7629 | 26.3578 | 25.2021 | 23.2763 | 21.2569 | 20.8601 | 20.0082 | 18.3444 | 16.116 | 14.26 | 0 | 0 | 0 | 0 | 0 | 0 | 0 | 0 | 0 | 0 | 0 | 0 | 0 | 0 | 0.25514 | 0.255 | 0.25023 | 0.17883 | 0 | 0 | 0 | 0 | 0 | 0 | 62.8923 | 61.8046 | 60.8003 | 59.9287 | 58.9806 | 58.2262 | 57.6039 | 57.5606 | 59.8028 | 63.9452 | 69.0503 | 73.703 | 77.3018 | 79.3021 | 80.422 | 80.9601 | 80.6904 | 79.9173 | 78.5734 | 76.366 | 72.5922 | 70.0095 | 67.8659 | 65.8092 | 0.019996 | 0.020497 | 0.019487 | 0.017091 | 0.017631 | 0.01865 | 0.021845 | 0.025434 | 0.02934 | 0.031803 | 0.033322 | 0.034763 | 0.035898 | 0.036482 | 0.03597 | 0.033195 | 0.030174 | 0.02779 | 0.02519 | 0.025232 | 0.025096 | 0.022972 | 0.021748 | 0.022592
Portfolio Adjusted1-in-2Size: 20 kW to 199.99 kWAll2023May Monthly Peak | Portfolio Adjusted | 1-in-2 | Size: 20 kW to 199.99 kW | All | 2023 | May Monthly Peak | 5 | 13.2212 | 12.5665 | 12.1805 | 12.1412 | 12.5969 | 13.7226 | 15.313 | 17.5533 | 20.4357 | 22.7942 | 24.7108 | 26.0025 | 26.739 | 27.3724 | 27.5391 | 27.1261 | 25.9586 | 23.9858 | 21.8529 | 21.0237 | 20.5926 | 18.9419 | 16.6211 | 14.7541 | 0 | 0 | 0 | 0 | 0 | 0 | 0 | 0 | 0 | 0 | 0 | 0 | 0 | 0 | 0.26254 | 0.26243 | 0.25774 | 0.18428 | 0 | 0 | 0 | 0 | 0 | 0 | 65.2245 | 64.0307 | 62.904 | 61.8647 | 61.0538 | 60.087 | 59.3347 | 60.1707 | 63.6161 | 67.7384 | 71.8688 | 75.7963 | 79.1151 | 81.3289 | 82.7425 | 83.5607 | 83.7827 | 83.1796 | 81.6139 | 79.2712 | 75.3546 | 71.9971 | 69.9868 | 68.2283 | 0.020714 | 0.021174 | 0.020128 | 0.017613 | 0.018207 | 0.01917 | 0.021917 | 0.026177 | 0.030523 | 0.033136 | 0.034734 | 0.036158 | 0.037227 | 0.037719 | 0.037118 | 0.034282 | 0.031164 | 0.02874 | 0.025995 | 0.025546 | 0.025902 | 0.023807 | 0.022505 | 0.023437
Portfolio Adjusted1-in-2Size: 20 kW to 199.99 kWAll2023June Monthly Peak | Portfolio Adjusted | 1-in-2 | Size: 20 kW to 199.99 kW | All | 2023 | June Monthly Peak | 6 | 13.9826 | 13.2706 | 12.8273 | 12.7459 | 13.1543 | 14.299 | 16.1713 | 18.9326 | 22.1739 | 24.8979 | 26.9885 | 28.4152 | 29.1187 | 29.8147 | 29.9982 | 29.5075 | 28.3266 | 26.228 | 23.8566 | 22.4179 | 21.8224 | 20.1472 | 17.677 | 15.6474 | 0 | 0 | 0 | 0 | 0 | 0 | 0 | 0 | 0 | 0 | 0 | 0 | 0 | 0 | 0.28598 | 0.28547 | 0.28125 | 0.20151 | 0 | 0 | 0 | 0 | 0 | 0 | 67.8259 | 66.4564 | 65.2627 | 64.3776 | 63.392 | 62.5866 | 61.9509 | 62.7499 | 66.2363 | 70.6457 | 74.7378 | 78.3704 | 81.0398 | 82.9959 | 84.2414 | 85.0668 | 85.5796 | 85.2888 | 84.1559 | 81.8678 | 78.724 | 74.9528 | 72.291 | 70.5231 | 0.021983 | 0.022458 | 0.021268 | 0.018555 | 0.019043 | 0.020047 | 0.02322 | 0.028319 | 0.033174 | 0.036232 | 0.037926 | 0.039506 | 0.040554 | 0.041105 | 0.040454 | 0.037305 | 0.034074 | 0.031479 | 0.028413 | 0.027298 | 0.027509 | 0.02536 | 0.023987 | 0.024939
Portfolio Adjusted1-in-2Size: 20 kW to 199.99 kWAll2023July Monthly Peak | Portfolio Adjusted | 1-in-2 | Size: 20 kW to 199.99 kW | All | 2023 | July Monthly Peak | 7 | 14.7734 | 13.9949 | 13.5247 | 13.4251 | 13.8637 | 15.3056 | 17.507 | 20.449 | 23.8537 | 26.6689 | 28.8856 | 30.4159 | 31.2107 | 31.9491 | 32.1503 | 31.5969 | 30.3867 | 28.1397 | 25.4159 | 23.8404 | 23.1658 | 21.3643 | 18.76 | 16.5999 | 0 | 0 | 0 | 0 | 0 | 0 | 0 | 0 | 0 | 0 | 0 | 0 | 0 | 0 | 0.30649 | 0.30568 | 0.30171 | 0.2162 | 0 | 0 | 0 | 0 | 0 | 0 | 70.6211 | 69.8217 | 69.013 | 68.1723 | 67.2987 | 66.6736 | 66.2033 | 66.583 | 69.3086 | 73.5937 | 78.2548 | 81.7851 | 84.5525 | 86.7687 | 88.4899 | 89.3025 | 89.6195 | 88.9625 | 87.5504 | 85.5663 | 82.1307 | 78.3249 | 75.8625 | 74.3317 | 0.02326 | 0.023726 | 0.022478 | 0.019584 | 0.020105 | 0.021474 | 0.025201 | 0.030589 | 0.035677 | 0.038834 | 0.040616 | 0.042319 | 0.043505 | 0.044072 | 0.043384 | 0.039958 | 0.036557 | 0.033778 | 0.030257 | 0.02899 | 0.02916 | 0.026868 | 0.025435 | 0.026438
Portfolio Adjusted1-in-2Size: 20 kW to 199.99 kWAll2023August Monthly Peak | Portfolio Adjusted | 1-in-2 | Size: 20 kW to 199.99 kW | All | 2023 | August Monthly Peak | 8 | 15.2557 | 14.4279 | 13.9326 | 13.8467 | 14.3219 | 15.8537 | 18.2643 | 21.1654 | 25.0181 | 28.1677 | 30.6692 | 32.2917 | 33.0863 | 33.782 | 33.9173 | 33.3156 | 31.9866 | 29.4902 | 26.4261 | 25.0693 | 24.1253 | 22.0702 | 19.3908 | 17.0975 | 0 | 0 | 0 | 0 | 0 | 0 | 0 | 0 | 0 | 0 | 0 | 0 | 0 | 0 | 0.32334 | 0.32231 | 0.31759 | 0.22657 | 0 | 0 | 0 | 0 | 0 | 0 | 74.1743 | 72.9872 | 71.8187 | 70.6537 | 69.8818 | 69.0212 | 68.4408 | 68.3936 | 71.2493 | 76.6627 | 81.8336 | 85.83 | 88.8576 | 90.9992 | 92.234 | 92.6438 | 92.8195 | 91.9612 | 90.2929 | 87.7256 | 83.7139 | 80.421 | 78.2964 | 76.6631 | 0.023917 | 0.024372 | 0.023077 | 0.020135 | 0.020707 | 0.022142 | 0.026159 | 0.031509 | 0.037183 | 0.040745 | 0.042803 | 0.044612 | 0.045793 | 0.046285 | 0.045442 | 0.041796 | 0.038182 | 0.035119 | 0.031221 | 0.030259 | 0.030201 | 0.027612 | 0.026157 | 0.027085
Portfolio Adjusted1-in-2Size: 20 kW to 199.99 kWAll2023September Monthly Peak | Portfolio Adjusted | 1-in-2 | Size: 20 kW to 199.99 kW | All | 2023 | September Monthly Peak | 9 | 14.5048 | 13.7978 | 13.3716 | 13.295 | 13.8052 | 15.239 | 17.7455 | 19.9944 | 23.4729 | 26.3651 | 28.6196 | 30.0928 | 30.8968 | 31.6226 | 31.7163 | 31.056 | 29.6896 | 27.2594 | 24.6385 | 24.0281 | 22.5686 | 20.6379 | 18.0609 | 16.0287 | 0 | 0 | 0 | 0 | 0 | 0 | 0 | 0 | 0 | 0 | 0 | 0 | 0 | 0 | 0.30236 | 0.30045 | 0.29479 | 0.20944 | 0 | 0 | 0 | 0 | 0 | 0 | 69.1012 | 67.9731 | 66.9069 | 65.8707 | 65.1125 | 64.305 | 64.0262 | 63.7766 | 65.7172 | 70.9286 | 77.1802 | 82.645 | 86.5509 | 88.8083 | 89.8909 | 90.4251 | 90.31 | 89.3731 | 87.294 | 83.9878 | 80.4045 | 77.8853 | 76.0144 | 74.685 | 0.022702 | 0.023265 | 0.022105 | 0.019288 | 0.019921 | 0.021215 | 0.025291 | 0.029671 | 0.03473 | 0.037971 | 0.039847 | 0.041449 | 0.042663 | 0.04322 | 0.0424 | 0.03892 | 0.035397 | 0.032426 | 0.029111 | 0.028992 | 0.028231 | 0.025772 | 0.024304 | 0.02537
Portfolio Adjusted1-in-2Size: 20 kW to 199.99 kWAll2023October Monthly Peak | Portfolio Adjusted | 1-in-2 | Size: 20 kW to 199.99 kW | All | 2023 | October Monthly Peak | 10 | 13.8306 | 13.1543 | 12.7675 | 12.6997 | 13.1616 | 14.5183 | 17.1475 | 18.9795 | 21.9467 | 24.7454 | 26.8823 | 28.3985 | 29.1605 | 29.9177 | 30.0531 | 29.4012 | 27.9902 | 25.6504 | 24.0923 | 23.0789 | 21.536 | 19.725 | 17.2776 | 15.3557 | 0 | 0 | 0 | 0 | 0 | 0 | 0 | 0 | 0 | 0 | 0 | 0 | 0 | 0 | 0.2865 | 0.28444 | 0.27791 | 0.19707 | 0 | 0 | 0 | 0 | 0 | 0 | 68.6049 | 67.7577 | 66.6936 | 65.9719 | 65.1415 | 64.4001 | 64.0656 | 64.0991 | 65.0062 | 69.4434 | 75.4215 | 80.7292 | 84.2423 | 86.4709 | 87.944 | 88.1819 | 87.6102 | 86.1974 | 83.866 | 80.2871 | 76.4871 | 73.6159 | 71.4931 | 69.6494 | 0.02158 | 0.022113 | 0.021066 | 0.018407 | 0.018976 | 0.020216 | 0.024452 | 0.028218 | 0.032505 | 0.035664 | 0.037429 | 0.039127 | 0.040219 | 0.040816 | 0.040108 | 0.036782 | 0.033296 | 0.030473 | 0.028391 | 0.027813 | 0.026889 | 0.024561 | 0.023204 | 0.02424
Portfolio Adjusted1-in-2Size: 20 kW to 199.99 kWAll2023November Monthly Peak | Portfolio Adjusted | 1-in-2 | Size: 20 kW to 199.99 kW | All | 2023 | November Monthly Peak | 11 | 12.4057 | 11.8486 | 11.6054 | 11.6227 | 12.0979 | 13.3674 | 15.1199 | 16.8648 | 19.2559 | 21.1524 | 22.6396 | 23.6052 | 24.1817 | 24.6393 | 24.6116 | 23.9412 | 22.9776 | 22.4153 | 20.7112 | 19.5445 | 18.4132 | 16.9543 | 15.096 | 13.5571 | 0 | 0 | 0 | 0 | 0 | 0 | 0 | 0 | 0 | 0 | 0 | 0 | 0 | 0 | 0.23463 | 0.23162 | 0.22814 | 0.17222 | 0 | 0 | 0 | 0 | 0 | 0 | 57.1733 | 56.3955 | 55.49 | 54.6556 | 53.9172 | 53.5714 | 52.991 | 53.0317 | 56.6326 | 61.9055 | 68.1673 | 73.1647 | 76.61 | 78.1779 | 78.785 | 78.4593 | 76.57 | 72.7659 | 68.4662 | 65.6325 | 63.5074 | 61.649 | 60.5491 | 59.4143 | 0.019235 | 0.019796 | 0.019043 | 0.016727 | 0.017351 | 0.018466 | 0.021434 | 0.024905 | 0.028384 | 0.03031 | 0.031319 | 0.032267 | 0.033054 | 0.033318 | 0.032562 | 0.029703 | 0.027127 | 0.026434 | 0.024269 | 0.023433 | 0.022879 | 0.021032 | 0.020184 | 0.021268
Portfolio Adjusted1-in-2Size: 20 kW to 199.99 kWAll2023December Monthly Peak | Portfolio Adjusted | 1-in-2 | Size: 20 kW to 199.99 kW | All | 2023 | December Monthly Peak | 12 | 12.1328 | 11.8448 | 11.7062 | 11.8305 | 12.2908 | 14.1716 | 17.1292 | 18.897 | 21.173 | 22.0458 | 21.9832 | 21.6727 | 20.9851 | 20.7856 | 20.3015 | 19.2473 | 18.9703 | 19.0325 | 18.0139 | 17.2205 | 16.6366 | 15.7048 | 14.5694 | 13.2782 | 0 | 0 | 0 | 0 | 0 | 0 | 0 | 0 | 0 | 0 | 0 | 0 | 0 | 0 | 0.19354 | 0.18621 | 0.18835 | 0.14623 | 0 | 0 | 0 | 0 | 0 | 0 | 45.1256 | 44.4655 | 43.4753 | 42.6472 | 41.9333 | 41.3061 | 41.2511 | 41.1853 | 41.6829 | 44.4454 | 47.078 | 49.0204 | 50.3946 | 51.2247 | 51.8875 | 52.0037 | 51.5292 | 50.2586 | 48.6678 | 47.4923 | 46.6124 | 45.7272 | 44.9157 | 44.0435 | 0.018723 | 0.019772 | 0.019186 | 0.017009 | 0.01755 | 0.019743 | 0.024689 | 0.028368 | 0.031673 | 0.032139 | 0.030961 | 0.030234 | 0.029231 | 0.02862 | 0.02726 | 0.0242 | 0.022801 | 0.022712 | 0.021159 | 0.020614 | 0.020594 | 0.019359 | 0.019426 | 0.020774
Portfolio Adjusted1-in-2Size: 20 kW to 199.99 kWAll2023Typical Event Day | Portfolio Adjusted | 1-in-2 | Size: 20 kW to 199.99 kW | All | 2023 | Typical Event Day | 8 | 14.8082 | 14.0029 | 13.5338 | 13.4604 | 13.9297 | 15.3582 | 17.5941 | 20.2616 | 23.7503 | 26.6066 | 28.9138 | 30.4294 | 31.2379 | 31.9766 | 32.2002 | 31.7153 | 30.4843 | 28.1508 | 25.3009 | 24.0476 | 23.2122 | 21.2566 | 18.6786 | 16.4854 | 0 | 0 | 0 | 0 | 0 | 0 | 0 | 0 | 0 | 0 | 0 | 0 | 0 | 0 | 0.30697 | 0.30683 | 0.30268 | 0.21628 | 0 | 0 | 0 | 0 | 0 | 0 | 70.4306 | 69.3096 | 68.2503 | 67.2686 | 66.4213 | 65.6466 | 65.1553 | 65.3758 | 68.1279 | 72.9577 | 78.0016 | 82.1576 | 85.2502 | 87.393 | 88.714 | 89.3596 | 89.5821 | 88.8964 | 87.3233 | 84.7869 | 81.2433 | 77.896 | 75.6161 | 74.0507 | 0.023235 | 0.023667 | 0.022429 | 0.019583 | 0.020156 | 0.021448 | 0.025185 | 0.030166 | 0.035326 | 0.038542 | 0.040421 | 0.042108 | 0.043317 | 0.043888 | 0.043208 | 0.039849 | 0.036426 | 0.033565 | 0.029942 | 0.029079 | 0.029102 | 0.026633 | 0.025224 | 0.026141
Portfolio Adjusted1-in-2Size: 20 kW to 199.99 kWAll2024January Monthly Peak | Portfolio Adjusted | 1-in-2 | Size: 20 kW to 199.99 kW | All | 2024 | January Monthly Peak | 1 | 11.6446 | 11.3802 | 11.2464 | 11.3699 | 11.7404 | 13.6247 | 16.6629 | 18.2197 | 20.3022 | 21.3824 | 21.573 | 21.6827 | 21.277 | 21.3438 | 20.9576 | 19.8341 | 19.2071 | 19.1044 | 17.992 | 16.9975 | 16.3185 | 15.1583 | 13.8416 | 12.6259 | 0 | 0 | 0 | 0 | 0 | 0 | 0 | 0 | 0 | 0 | 0 | 0 | 0 | 0 | 0.19979 | 0.19188 | 0.19071 | 0.14678 | 0 | 0 | 0 | 0 | 0 | 0 | 49.1918 | 48.7245 | 48.4432 | 48.0397 | 47.6744 | 47.486 | 47.551 | 47.4106 | 47.797 | 49.3477 | 51.3537 | 52.9691 | 54.2221 | 55.1655 | 55.729 | 55.6004 | 55.4517 | 54.7438 | 53.2592 | 52.0418 | 51.2744 | 50.8681 | 50.2354 | 49.4582 | 0.017896 | 0.018909 | 0.018337 | 0.01629 | 0.016694 | 0.019001 | 0.024141 | 0.027534 | 0.03055 | 0.031281 | 0.030407 | 0.030238 | 0.029575 | 0.029336 | 0.028092 | 0.024905 | 0.023041 | 0.022706 | 0.021051 | 0.020268 | 0.020134 | 0.01861 | 0.018395 | 0.019712
Portfolio Adjusted1-in-2Size: 20 kW to 199.99 kWAll2024February Monthly Peak | Portfolio Adjusted | 1-in-2 | Size: 20 kW to 199.99 kW | All | 2024 | February Monthly Peak | 2 | 11.9844 | 11.5529 | 11.3472 | 11.4629 | 11.9337 | 13.4092 | 15.7777 | 17.1912 | 19.3222 | 20.6836 | 21.4677 | 21.9656 | 22.0807 | 22.4032 | 22.3468 | 21.6342 | 20.7248 | 20.0141 | 19.3988 | 18.3173 | 17.4417 | 16.1145 | 14.44 | 13.0382 | 0 | 0 | 0 | 0 | 0 | 0 | 0 | 0 | 0 | 0 | 0 | 0 | 0 | 0 | 0.21304 | 0.2093 | 0.20578 | 0.15377 | 0 | 0 | 0 | 0 | 0 | 0 | 49.8815 | 49.3734 | 49.0232 | 48.6816 | 48.5592 | 48.2745 | 47.8566 | 48.2371 | 49.4837 | 52.8343 | 56.5827 | 59.5388 | 61.1952 | 62.0026 | 62.4944 | 62.5613 | 62.3092 | 61.419 | 59.2959 | 57.1085 | 55.7869 | 54.5574 | 53.4874 | 52.1439 | 0.018522 | 0.019262 | 0.01857 | 0.016482 | 0.017056 | 0.018634 | 0.022631 | 0.025687 | 0.028837 | 0.030036 | 0.030105 | 0.030481 | 0.030613 | 0.030728 | 0.029946 | 0.027192 | 0.024811 | 0.023862 | 0.022864 | 0.022031 | 0.0217 | 0.019965 | 0.019304 | 0.020449
Portfolio Adjusted1-in-2Size: 20 kW to 199.99 kWAll2024March Monthly Peak | Portfolio Adjusted | 1-in-2 | Size: 20 kW to 199.99 kW | All | 2024 | March Monthly Peak | 3 | 12.1703 | 11.7303 | 11.4622 | 11.5228 | 11.9161 | 13.3599 | 15.9064 | 17.3584 | 19.3314 | 20.8122 | 21.6558 | 22.2386 | 22.4359 | 22.869 | 22.9586 | 22.3547 | 21.5281 | 20.2068 | 19.1622 | 18.9219 | 18.0641 | 16.6908 | 14.9306 | 13.4148 | 0 | 0 | 0 | 0 | 0 | 0 | 0 | 0 | 0 | 0 | 0 | 0 | 0 | 0 | 0.21887 | 0.21627 | 0.21375 | 0.15525 | 0 | 0 | 0 | 0 | 0 | 0 | 51.4785 | 50.6132 | 49.9237 | 49.5284 | 49.0203 | 48.6202 | 48.2286 | 48.3518 | 50.3801 | 52.9929 | 55.8352 | 58.4939 | 60.7772 | 62.4005 | 63.4209 | 64.0473 | 63.7866 | 62.9387 | 60.6058 | 57.6313 | 55.7499 | 54.2784 | 52.9849 | 51.7138 | 0.018796 | 0.019527 | 0.018735 | 0.016545 | 0.017013 | 0.018566 | 0.022822 | 0.025954 | 0.028841 | 0.030202 | 0.030339 | 0.03083 | 0.03112 | 0.031401 | 0.03078 | 0.028081 | 0.025759 | 0.024056 | 0.02255 | 0.022699 | 0.022443 | 0.020659 | 0.019935 | 0.021021
Portfolio Adjusted1-in-2Size: 20 kW to 199.99 kWAll2024April Monthly Peak | Portfolio Adjusted | 1-in-2 | Size: 20 kW to 199.99 kW | All | 2024 | April Monthly Peak | 4 | 12.8163 | 12.2081 | 11.8292 | 11.8172 | 12.2427 | 13.3996 | 15.3047 | 17.0794 | 19.7007 | 21.9432 | 23.777 | 25.0733 | 25.8541 | 26.542 | 26.7629 | 26.3578 | 25.2021 | 23.2763 | 21.2569 | 20.8601 | 20.0082 | 18.3444 | 16.116 | 14.26 | 0 | 0 | 0 | 0 | 0 | 0 | 0 | 0 | 0 | 0 | 0 | 0 | 0 | 0 | 0.25514 | 0.255 | 0.25023 | 0.17883 | 0 | 0 | 0 | 0 | 0 | 0 | 62.8923 | 61.8046 | 60.8003 | 59.9287 | 58.9806 | 58.2262 | 57.6039 | 57.5606 | 59.8028 | 63.9452 | 69.0503 | 73.703 | 77.3018 | 79.3021 | 80.422 | 80.9601 | 80.6904 | 79.9173 | 78.5734 | 76.366 | 72.5922 | 70.0095 | 67.8659 | 65.8092 | 0.019996 | 0.020497 | 0.019487 | 0.017091 | 0.017631 | 0.01865 | 0.021845 | 0.025434 | 0.02934 | 0.031803 | 0.033322 | 0.034763 | 0.035898 | 0.036482 | 0.03597 | 0.033195 | 0.030174 | 0.02779 | 0.02519 | 0.025232 | 0.025096 | 0.022972 | 0.021748 | 0.022592
Portfolio Adjusted1-in-2Size: 20 kW to 199.99 kWAll2024May Monthly Peak | Portfolio Adjusted | 1-in-2 | Size: 20 kW to 199.99 kW | All | 2024 | May Monthly Peak | 5 | 13.2212 | 12.5665 | 12.1805 | 12.1412 | 12.5969 | 13.7226 | 15.313 | 17.5533 | 20.4357 | 22.7942 | 24.7108 | 26.0025 | 26.739 | 27.3724 | 27.5391 | 27.1261 | 25.9586 | 23.9858 | 21.8529 | 21.0237 | 20.5926 | 18.9419 | 16.6211 | 14.7541 | 0 | 0 | 0 | 0 | 0 | 0 | 0 | 0 | 0 | 0 | 0 | 0 | 0 | 0 | 0.26254 | 0.26243 | 0.25774 | 0.18428 | 0 | 0 | 0 | 0 | 0 | 0 | 65.2245 | 64.0307 | 62.904 | 61.8647 | 61.0538 | 60.087 | 59.3347 | 60.1707 | 63.6161 | 67.7384 | 71.8688 | 75.7963 | 79.1151 | 81.3289 | 82.7425 | 83.5607 | 83.7827 | 83.1796 | 81.6139 | 79.2712 | 75.3546 | 71.9971 | 69.9868 | 68.2283 | 0.020714 | 0.021174 | 0.020128 | 0.017613 | 0.018207 | 0.01917 | 0.021917 | 0.026177 | 0.030523 | 0.033136 | 0.034734 | 0.036158 | 0.037227 | 0.037719 | 0.037118 | 0.034282 | 0.031164 | 0.02874 | 0.025995 | 0.025546 | 0.025902 | 0.023807 | 0.022505 | 0.023437
Portfolio Adjusted1-in-2Size: 20 kW to 199.99 kWAll2024June Monthly Peak | Portfolio Adjusted | 1-in-2 | Size: 20 kW to 199.99 kW | All | 2024 | June Monthly Peak | 6 | 13.9826 | 13.2706 | 12.8273 | 12.7459 | 13.1543 | 14.299 | 16.1713 | 18.9326 | 22.1739 | 24.8979 | 26.9885 | 28.4152 | 29.1187 | 29.8147 | 29.9982 | 29.5075 | 28.3266 | 26.228 | 23.8566 | 22.4179 | 21.8224 | 20.1472 | 17.677 | 15.6474 | 0 | 0 | 0 | 0 | 0 | 0 | 0 | 0 | 0 | 0 | 0 | 0 | 0 | 0 | 0.28598 | 0.28547 | 0.28125 | 0.20151 | 0 | 0 | 0 | 0 | 0 | 0 | 67.8259 | 66.4564 | 65.2627 | 64.3776 | 63.392 | 62.5866 | 61.9509 | 62.7499 | 66.2363 | 70.6457 | 74.7378 | 78.3704 | 81.0398 | 82.9959 | 84.2414 | 85.0668 | 85.5796 | 85.2888 | 84.1559 | 81.8678 | 78.724 | 74.9528 | 72.291 | 70.5231 | 0.021983 | 0.022458 | 0.021268 | 0.018555 | 0.019043 | 0.020047 | 0.02322 | 0.028319 | 0.033174 | 0.036232 | 0.037926 | 0.039506 | 0.040554 | 0.041105 | 0.040454 | 0.037305 | 0.034074 | 0.031479 | 0.028413 | 0.027298 | 0.027509 | 0.02536 | 0.023987 | 0.024939
Portfolio Adjusted1-in-2Size: 20 kW to 199.99 kWAll2024July Monthly Peak | Portfolio Adjusted | 1-in-2 | Size: 20 kW to 199.99 kW | All | 2024 | July Monthly Peak | 7 | 14.7734 | 13.9949 | 13.5247 | 13.4251 | 13.8637 | 15.3056 | 17.507 | 20.449 | 23.8537 | 26.6689 | 28.8856 | 30.4159 | 31.2107 | 31.9491 | 32.1503 | 31.5969 | 30.3867 | 28.1397 | 25.4159 | 23.8404 | 23.1658 | 21.3643 | 18.76 | 16.5999 | 0 | 0 | 0 | 0 | 0 | 0 | 0 | 0 | 0 | 0 | 0 | 0 | 0 | 0 | 0.30649 | 0.30568 | 0.30171 | 0.2162 | 0 | 0 | 0 | 0 | 0 | 0 | 70.6211 | 69.8217 | 69.013 | 68.1723 | 67.2987 | 66.6736 | 66.2033 | 66.583 | 69.3086 | 73.5937 | 78.2548 | 81.7851 | 84.5525 | 86.7687 | 88.4899 | 89.3025 | 89.6195 | 88.9625 | 87.5504 | 85.5663 | 82.1307 | 78.3249 | 75.8625 | 74.3317 | 0.02326 | 0.023726 | 0.022478 | 0.019584 | 0.020105 | 0.021474 | 0.025201 | 0.030589 | 0.035677 | 0.038834 | 0.040616 | 0.042319 | 0.043505 | 0.044072 | 0.043384 | 0.039958 | 0.036557 | 0.033778 | 0.030257 | 0.02899 | 0.02916 | 0.026868 | 0.025435 | 0.026438
Portfolio Adjusted1-in-2Size: 20 kW to 199.99 kWAll2024August Monthly Peak | Portfolio Adjusted | 1-in-2 | Size: 20 kW to 199.99 kW | All | 2024 | August Monthly Peak | 8 | 15.2557 | 14.4279 | 13.9326 | 13.8467 | 14.3219 | 15.8537 | 18.2643 | 21.1654 | 25.0181 | 28.1677 | 30.6692 | 32.2917 | 33.0863 | 33.782 | 33.9173 | 33.3156 | 31.9866 | 29.4902 | 26.4261 | 25.0693 | 24.1253 | 22.0702 | 19.3908 | 17.0975 | 0 | 0 | 0 | 0 | 0 | 0 | 0 | 0 | 0 | 0 | 0 | 0 | 0 | 0 | 0.32334 | 0.32231 | 0.31759 | 0.22657 | 0 | 0 | 0 | 0 | 0 | 0 | 74.1743 | 72.9872 | 71.8187 | 70.6537 | 69.8818 | 69.0212 | 68.4408 | 68.3936 | 71.2493 | 76.6627 | 81.8336 | 85.83 | 88.8576 | 90.9992 | 92.234 | 92.6438 | 92.8195 | 91.9612 | 90.2929 | 87.7256 | 83.7139 | 80.421 | 78.2964 | 76.6631 | 0.023917 | 0.024372 | 0.023077 | 0.020135 | 0.020707 | 0.022142 | 0.026159 | 0.031509 | 0.037183 | 0.040745 | 0.042803 | 0.044612 | 0.045793 | 0.046285 | 0.045442 | 0.041796 | 0.038182 | 0.035119 | 0.031221 | 0.030259 | 0.030201 | 0.027612 | 0.026157 | 0.027085
Portfolio Adjusted1-in-2Size: 20 kW to 199.99 kWAll2024September Monthly Peak | Portfolio Adjusted | 1-in-2 | Size: 20 kW to 199.99 kW | All | 2024 | September Monthly Peak | 9 | 14.5048 | 13.7978 | 13.3716 | 13.295 | 13.8052 | 15.239 | 17.7455 | 19.9944 | 23.4729 | 26.3651 | 28.6196 | 30.0928 | 30.8968 | 31.6226 | 31.7163 | 31.056 | 29.6896 | 27.2594 | 24.6385 | 24.0281 | 22.5686 | 20.6379 | 18.0609 | 16.0287 | 0 | 0 | 0 | 0 | 0 | 0 | 0 | 0 | 0 | 0 | 0 | 0 | 0 | 0 | 0.30236 | 0.30045 | 0.29479 | 0.20944 | 0 | 0 | 0 | 0 | 0 | 0 | 69.1012 | 67.9731 | 66.9069 | 65.8707 | 65.1125 | 64.305 | 64.0262 | 63.7766 | 65.7172 | 70.9286 | 77.1802 | 82.645 | 86.5509 | 88.8083 | 89.8909 | 90.4251 | 90.31 | 89.3731 | 87.294 | 83.9878 | 80.4045 | 77.8853 | 76.0144 | 74.685 | 0.022702 | 0.023265 | 0.022105 | 0.019288 | 0.019921 | 0.021215 | 0.025291 | 0.029671 | 0.03473 | 0.037971 | 0.039847 | 0.041449 | 0.042663 | 0.04322 | 0.0424 | 0.03892 | 0.035397 | 0.032426 | 0.029111 | 0.028992 | 0.028231 | 0.025772 | 0.024304 | 0.02537
Portfolio Adjusted1-in-2Size: 20 kW to 199.99 kWAll2024October Monthly Peak | Portfolio Adjusted | 1-in-2 | Size: 20 kW to 199.99 kW | All | 2024 | October Monthly Peak | 10 | 13.8306 | 13.1543 | 12.7675 | 12.6997 | 13.1616 | 14.5183 | 17.1475 | 18.9795 | 21.9467 | 24.7454 | 26.8823 | 28.3985 | 29.1605 | 29.9177 | 30.0531 | 29.4012 | 27.9902 | 25.6504 | 24.0923 | 23.0789 | 21.536 | 19.725 | 17.2776 | 15.3557 | 0 | 0 | 0 | 0 | 0 | 0 | 0 | 0 | 0 | 0 | 0 | 0 | 0 | 0 | 0.2865 | 0.28444 | 0.27791 | 0.19707 | 0 | 0 | 0 | 0 | 0 | 0 | 68.6049 | 67.7577 | 66.6936 | 65.9719 | 65.1415 | 64.4001 | 64.0656 | 64.0991 | 65.0062 | 69.4434 | 75.4215 | 80.7292 | 84.2423 | 86.4709 | 87.944 | 88.1819 | 87.6102 | 86.1974 | 83.866 | 80.2871 | 76.4871 | 73.6159 | 71.4931 | 69.6494 | 0.02158 | 0.022113 | 0.021066 | 0.018407 | 0.018976 | 0.020216 | 0.024452 | 0.028218 | 0.032505 | 0.035664 | 0.037429 | 0.039127 | 0.040219 | 0.040816 | 0.040108 | 0.036782 | 0.033296 | 0.030473 | 0.028391 | 0.027813 | 0.026889 | 0.024561 | 0.023204 | 0.02424
Portfolio Adjusted1-in-2Size: 20 kW to 199.99 kWAll2024November Monthly Peak | Portfolio Adjusted | 1-in-2 | Size: 20 kW to 199.99 kW | All | 2024 | November Monthly Peak | 11 | 12.4057 | 11.8486 | 11.6054 | 11.6227 | 12.0979 | 13.3674 | 15.1199 | 16.8648 | 19.2559 | 21.1524 | 22.6396 | 23.6052 | 24.1817 | 24.6393 | 24.6116 | 23.9412 | 22.9776 | 22.4153 | 20.7112 | 19.5445 | 18.4132 | 16.9543 | 15.096 | 13.5571 | 0 | 0 | 0 | 0 | 0 | 0 | 0 | 0 | 0 | 0 | 0 | 0 | 0 | 0 | 0.23463 | 0.23162 | 0.22814 | 0.17222 | 0 | 0 | 0 | 0 | 0 | 0 | 57.1733 | 56.3955 | 55.49 | 54.6556 | 53.9172 | 53.5714 | 52.991 | 53.0317 | 56.6326 | 61.9055 | 68.1673 | 73.1647 | 76.61 | 78.1779 | 78.785 | 78.4593 | 76.57 | 72.7659 | 68.4662 | 65.6325 | 63.5074 | 61.649 | 60.5491 | 59.4143 | 0.019235 | 0.019796 | 0.019043 | 0.016727 | 0.017351 | 0.018466 | 0.021434 | 0.024905 | 0.028384 | 0.03031 | 0.031319 | 0.032267 | 0.033054 | 0.033318 | 0.032562 | 0.029703 | 0.027127 | 0.026434 | 0.024269 | 0.023433 | 0.022879 | 0.021032 | 0.020184 | 0.021268
Portfolio Adjusted1-in-2Size: 20 kW to 199.99 kWAll2024December Monthly Peak | Portfolio Adjusted | 1-in-2 | Size: 20 kW to 199.99 kW | All | 2024 | December Monthly Peak | 12 | 12.1328 | 11.8448 | 11.7062 | 11.8305 | 12.2908 | 14.1716 | 17.1292 | 18.897 | 21.173 | 22.0458 | 21.9832 | 21.6727 | 20.9851 | 20.7856 | 20.3015 | 19.2473 | 18.9703 | 19.0325 | 18.0139 | 17.2205 | 16.6366 | 15.7048 | 14.5694 | 13.2782 | 0 | 0 | 0 | 0 | 0 | 0 | 0 | 0 | 0 | 0 | 0 | 0 | 0 | 0 | 0.19354 | 0.18621 | 0.18835 | 0.14623 | 0 | 0 | 0 | 0 | 0 | 0 | 45.1256 | 44.4655 | 43.4753 | 42.6472 | 41.9333 | 41.3061 | 41.2511 | 41.1853 | 41.6829 | 44.4454 | 47.078 | 49.0204 | 50.3946 | 51.2247 | 51.8875 | 52.0037 | 51.5292 | 50.2586 | 48.6678 | 47.4923 | 46.6124 | 45.7272 | 44.9157 | 44.0435 | 0.018723 | 0.019772 | 0.019186 | 0.017009 | 0.01755 | 0.019743 | 0.024689 | 0.028368 | 0.031673 | 0.032139 | 0.030961 | 0.030234 | 0.029231 | 0.02862 | 0.02726 | 0.0242 | 0.022801 | 0.022712 | 0.021159 | 0.020614 | 0.020594 | 0.019359 | 0.019426 | 0.020774
Portfolio Adjusted1-in-2Size: 20 kW to 199.99 kWAll2024Typical Event Day | Portfolio Adjusted | 1-in-2 | Size: 20 kW to 199.99 kW | All | 2024 | Typical Event Day | 8 | 14.8082 | 14.0029 | 13.5338 | 13.4604 | 13.9297 | 15.3582 | 17.5941 | 20.2616 | 23.7503 | 26.6066 | 28.9138 | 30.4294 | 31.2379 | 31.9766 | 32.2002 | 31.7153 | 30.4843 | 28.1508 | 25.3009 | 24.0476 | 23.2122 | 21.2566 | 18.6786 | 16.4854 | 0 | 0 | 0 | 0 | 0 | 0 | 0 | 0 | 0 | 0 | 0 | 0 | 0 | 0 | 0.30697 | 0.30683 | 0.30268 | 0.21628 | 0 | 0 | 0 | 0 | 0 | 0 | 70.4306 | 69.3096 | 68.2503 | 67.2686 | 66.4213 | 65.6466 | 65.1553 | 65.3758 | 68.1279 | 72.9577 | 78.0016 | 82.1576 | 85.2502 | 87.393 | 88.714 | 89.3596 | 89.5821 | 88.8964 | 87.3233 | 84.7869 | 81.2433 | 77.896 | 75.6161 | 74.0507 | 0.023235 | 0.023667 | 0.022429 | 0.019583 | 0.020156 | 0.021448 | 0.025185 | 0.030166 | 0.035326 | 0.038542 | 0.040421 | 0.042108 | 0.043317 | 0.043888 | 0.043208 | 0.039849 | 0.036426 | 0.033565 | 0.029942 | 0.029079 | 0.029102 | 0.026633 | 0.025224 | 0.026141
Portfolio Adjusted1-in-2Size: 20 kW to 199.99 kWAll2025January Monthly Peak | Portfolio Adjusted | 1-in-2 | Size: 20 kW to 199.99 kW | All | 2025 | January Monthly Peak | 1 | 11.6446 | 11.3802 | 11.2464 | 11.3699 | 11.7404 | 13.6247 | 16.6629 | 18.2197 | 20.3022 | 21.3824 | 21.573 | 21.6827 | 21.277 | 21.3438 | 20.9576 | 19.8341 | 19.2071 | 19.1044 | 17.992 | 16.9975 | 16.3185 | 15.1583 | 13.8416 | 12.6259 | 0 | 0 | 0 | 0 | 0 | 0 | 0 | 0 | 0 | 0 | 0 | 0 | 0 | 0 | 0.19979 | 0.19188 | 0.19071 | 0.14678 | 0 | 0 | 0 | 0 | 0 | 0 | 49.1918 | 48.7245 | 48.4432 | 48.0397 | 47.6744 | 47.486 | 47.551 | 47.4106 | 47.797 | 49.3477 | 51.3537 | 52.9691 | 54.2221 | 55.1655 | 55.729 | 55.6004 | 55.4517 | 54.7438 | 53.2592 | 52.0418 | 51.2744 | 50.8681 | 50.2354 | 49.4582 | 0.017896 | 0.018909 | 0.018337 | 0.01629 | 0.016694 | 0.019001 | 0.024141 | 0.027534 | 0.03055 | 0.031281 | 0.030407 | 0.030238 | 0.029575 | 0.029336 | 0.028092 | 0.024905 | 0.023041 | 0.022706 | 0.021051 | 0.020268 | 0.020134 | 0.01861 | 0.018395 | 0.019712
Portfolio Adjusted1-in-2Size: 20 kW to 199.99 kWAll2025February Monthly Peak | Portfolio Adjusted | 1-in-2 | Size: 20 kW to 199.99 kW | All | 2025 | February Monthly Peak | 2 | 11.9844 | 11.5529 | 11.3472 | 11.4629 | 11.9337 | 13.4092 | 15.7777 | 17.1912 | 19.3222 | 20.6836 | 21.4677 | 21.9656 | 22.0807 | 22.4032 | 22.3468 | 21.6342 | 20.7248 | 20.0141 | 19.3988 | 18.3173 | 17.4417 | 16.1145 | 14.44 | 13.0382 | 0 | 0 | 0 | 0 | 0 | 0 | 0 | 0 | 0 | 0 | 0 | 0 | 0 | 0 | 0.21304 | 0.2093 | 0.20578 | 0.15377 | 0 | 0 | 0 | 0 | 0 | 0 | 49.8815 | 49.3734 | 49.0232 | 48.6816 | 48.5592 | 48.2745 | 47.8566 | 48.2371 | 49.4837 | 52.8343 | 56.5827 | 59.5388 | 61.1952 | 62.0026 | 62.4944 | 62.5613 | 62.3092 | 61.419 | 59.2959 | 57.1085 | 55.7869 | 54.5574 | 53.4874 | 52.1439 | 0.018522 | 0.019262 | 0.01857 | 0.016482 | 0.017056 | 0.018634 | 0.022631 | 0.025687 | 0.028837 | 0.030036 | 0.030105 | 0.030481 | 0.030613 | 0.030728 | 0.029946 | 0.027192 | 0.024811 | 0.023862 | 0.022864 | 0.022031 | 0.0217 | 0.019965 | 0.019304 | 0.020449
Portfolio Adjusted1-in-2Size: 20 kW to 199.99 kWAll2025March Monthly Peak | Portfolio Adjusted | 1-in-2 | Size: 20 kW to 199.99 kW | All | 2025 | March Monthly Peak | 3 | 12.1703 | 11.7303 | 11.4622 | 11.5228 | 11.9161 | 13.3599 | 15.9064 | 17.3584 | 19.3314 | 20.8122 | 21.6558 | 22.2386 | 22.4359 | 22.869 | 22.9586 | 22.3547 | 21.5281 | 20.2068 | 19.1622 | 18.9219 | 18.0641 | 16.6908 | 14.9306 | 13.4148 | 0 | 0 | 0 | 0 | 0 | 0 | 0 | 0 | 0 | 0 | 0 | 0 | 0 | 0 | 0.21887 | 0.21627 | 0.21375 | 0.15525 | 0 | 0 | 0 | 0 | 0 | 0 | 51.4785 | 50.6132 | 49.9237 | 49.5284 | 49.0203 | 48.6202 | 48.2286 | 48.3518 | 50.3801 | 52.9929 | 55.8352 | 58.4939 | 60.7772 | 62.4005 | 63.4209 | 64.0473 | 63.7866 | 62.9387 | 60.6058 | 57.6313 | 55.7499 | 54.2784 | 52.9849 | 51.7138 | 0.018796 | 0.019527 | 0.018735 | 0.016545 | 0.017013 | 0.018566 | 0.022822 | 0.025954 | 0.028841 | 0.030202 | 0.030339 | 0.03083 | 0.03112 | 0.031401 | 0.03078 | 0.028081 | 0.025759 | 0.024056 | 0.02255 | 0.022699 | 0.022443 | 0.020659 | 0.019935 | 0.021021
Portfolio Adjusted1-in-2Size: 20 kW to 199.99 kWAll2025April Monthly Peak | Portfolio Adjusted | 1-in-2 | Size: 20 kW to 199.99 kW | All | 2025 | April Monthly Peak | 4 | 12.8163 | 12.2081 | 11.8292 | 11.8172 | 12.2427 | 13.3996 | 15.3047 | 17.0794 | 19.7007 | 21.9432 | 23.777 | 25.0733 | 25.8541 | 26.542 | 26.7629 | 26.3578 | 25.2021 | 23.2763 | 21.2569 | 20.8601 | 20.0082 | 18.3444 | 16.116 | 14.26 | 0 | 0 | 0 | 0 | 0 | 0 | 0 | 0 | 0 | 0 | 0 | 0 | 0 | 0 | 0.25514 | 0.255 | 0.25023 | 0.17883 | 0 | 0 | 0 | 0 | 0 | 0 | 62.8923 | 61.8046 | 60.8003 | 59.9287 | 58.9806 | 58.2262 | 57.6039 | 57.5606 | 59.8028 | 63.9452 | 69.0503 | 73.703 | 77.3018 | 79.3021 | 80.422 | 80.9601 | 80.6904 | 79.9173 | 78.5734 | 76.366 | 72.5922 | 70.0095 | 67.8659 | 65.8092 | 0.019996 | 0.020497 | 0.019487 | 0.017091 | 0.017631 | 0.01865 | 0.021845 | 0.025434 | 0.02934 | 0.031803 | 0.033322 | 0.034763 | 0.035898 | 0.036482 | 0.03597 | 0.033195 | 0.030174 | 0.02779 | 0.02519 | 0.025232 | 0.025096 | 0.022972 | 0.021748 | 0.022592
Portfolio Adjusted1-in-2Size: 20 kW to 199.99 kWAll2025May Monthly Peak | Portfolio Adjusted | 1-in-2 | Size: 20 kW to 199.99 kW | All | 2025 | May Monthly Peak | 5 | 13.2212 | 12.5665 | 12.1805 | 12.1412 | 12.5969 | 13.7226 | 15.313 | 17.5533 | 20.4357 | 22.7942 | 24.7108 | 26.0025 | 26.739 | 27.3724 | 27.5391 | 27.1261 | 25.9586 | 23.9858 | 21.8529 | 21.0237 | 20.5926 | 18.9419 | 16.6211 | 14.7541 | 0 | 0 | 0 | 0 | 0 | 0 | 0 | 0 | 0 | 0 | 0 | 0 | 0 | 0 | 0.26254 | 0.26243 | 0.25774 | 0.18428 | 0 | 0 | 0 | 0 | 0 | 0 | 65.2245 | 64.0307 | 62.904 | 61.8647 | 61.0538 | 60.087 | 59.3347 | 60.1707 | 63.6161 | 67.7384 | 71.8688 | 75.7963 | 79.1151 | 81.3289 | 82.7425 | 83.5607 | 83.7827 | 83.1796 | 81.6139 | 79.2712 | 75.3546 | 71.9971 | 69.9868 | 68.2283 | 0.020714 | 0.021174 | 0.020128 | 0.017613 | 0.018207 | 0.01917 | 0.021917 | 0.026177 | 0.030523 | 0.033136 | 0.034734 | 0.036158 | 0.037227 | 0.037719 | 0.037118 | 0.034282 | 0.031164 | 0.02874 | 0.025995 | 0.025546 | 0.025902 | 0.023807 | 0.022505 | 0.023437
Portfolio Adjusted1-in-2Size: 20 kW to 199.99 kWAll2025June Monthly Peak | Portfolio Adjusted | 1-in-2 | Size: 20 kW to 199.99 kW | All | 2025 | June Monthly Peak | 6 | 13.9826 | 13.2706 | 12.8273 | 12.7459 | 13.1543 | 14.299 | 16.1713 | 18.9326 | 22.1739 | 24.8979 | 26.9885 | 28.4152 | 29.1187 | 29.8147 | 29.9982 | 29.5075 | 28.3266 | 26.228 | 23.8566 | 22.4179 | 21.8224 | 20.1472 | 17.677 | 15.6474 | 0 | 0 | 0 | 0 | 0 | 0 | 0 | 0 | 0 | 0 | 0 | 0 | 0 | 0 | 0.28598 | 0.28547 | 0.28125 | 0.20151 | 0 | 0 | 0 | 0 | 0 | 0 | 67.8259 | 66.4564 | 65.2627 | 64.3776 | 63.392 | 62.5866 | 61.9509 | 62.7499 | 66.2363 | 70.6457 | 74.7378 | 78.3704 | 81.0398 | 82.9959 | 84.2414 | 85.0668 | 85.5796 | 85.2888 | 84.1559 | 81.8678 | 78.724 | 74.9528 | 72.291 | 70.5231 | 0.021983 | 0.022458 | 0.021268 | 0.018555 | 0.019043 | 0.020047 | 0.02322 | 0.028319 | 0.033174 | 0.036232 | 0.037926 | 0.039506 | 0.040554 | 0.041105 | 0.040454 | 0.037305 | 0.034074 | 0.031479 | 0.028413 | 0.027298 | 0.027509 | 0.02536 | 0.023987 | 0.024939
Portfolio Adjusted1-in-2Size: 20 kW to 199.99 kWAll2025July Monthly Peak | Portfolio Adjusted | 1-in-2 | Size: 20 kW to 199.99 kW | All | 2025 | July Monthly Peak | 7 | 14.7734 | 13.9949 | 13.5247 | 13.4251 | 13.8637 | 15.3056 | 17.507 | 20.449 | 23.8537 | 26.6689 | 28.8856 | 30.4159 | 31.2107 | 31.9491 | 32.1503 | 31.5969 | 30.3867 | 28.1397 | 25.4159 | 23.8404 | 23.1658 | 21.3643 | 18.76 | 16.5999 | 0 | 0 | 0 | 0 | 0 | 0 | 0 | 0 | 0 | 0 | 0 | 0 | 0 | 0 | 0.30649 | 0.30568 | 0.30171 | 0.2162 | 0 | 0 | 0 | 0 | 0 | 0 | 70.6211 | 69.8217 | 69.013 | 68.1723 | 67.2987 | 66.6736 | 66.2033 | 66.583 | 69.3086 | 73.5937 | 78.2548 | 81.7851 | 84.5525 | 86.7687 | 88.4899 | 89.3025 | 89.6195 | 88.9625 | 87.5504 | 85.5663 | 82.1307 | 78.3249 | 75.8625 | 74.3317 | 0.02326 | 0.023726 | 0.022478 | 0.019584 | 0.020105 | 0.021474 | 0.025201 | 0.030589 | 0.035677 | 0.038834 | 0.040616 | 0.042319 | 0.043505 | 0.044072 | 0.043384 | 0.039958 | 0.036557 | 0.033778 | 0.030257 | 0.02899 | 0.02916 | 0.026868 | 0.025435 | 0.026438
Portfolio Adjusted1-in-2Size: 20 kW to 199.99 kWAll2025August Monthly Peak | Portfolio Adjusted | 1-in-2 | Size: 20 kW to 199.99 kW | All | 2025 | August Monthly Peak | 8 | 15.2557 | 14.4279 | 13.9326 | 13.8467 | 14.3219 | 15.8537 | 18.2643 | 21.1654 | 25.0181 | 28.1677 | 30.6692 | 32.2917 | 33.0863 | 33.782 | 33.9173 | 33.3156 | 31.9866 | 29.4902 | 26.4261 | 25.0693 | 24.1253 | 22.0702 | 19.3908 | 17.0975 | 0 | 0 | 0 | 0 | 0 | 0 | 0 | 0 | 0 | 0 | 0 | 0 | 0 | 0 | 0.32334 | 0.32231 | 0.31759 | 0.22657 | 0 | 0 | 0 | 0 | 0 | 0 | 74.1743 | 72.9872 | 71.8187 | 70.6537 | 69.8818 | 69.0212 | 68.4408 | 68.3936 | 71.2493 | 76.6627 | 81.8336 | 85.83 | 88.8576 | 90.9992 | 92.234 | 92.6438 | 92.8195 | 91.9612 | 90.2929 | 87.7256 | 83.7139 | 80.421 | 78.2964 | 76.6631 | 0.023917 | 0.024372 | 0.023077 | 0.020135 | 0.020707 | 0.022142 | 0.026159 | 0.031509 | 0.037183 | 0.040745 | 0.042803 | 0.044612 | 0.045793 | 0.046285 | 0.045442 | 0.041796 | 0.038182 | 0.035119 | 0.031221 | 0.030259 | 0.030201 | 0.027612 | 0.026157 | 0.027085
Portfolio Adjusted1-in-2Size: 20 kW to 199.99 kWAll2025September Monthly Peak | Portfolio Adjusted | 1-in-2 | Size: 20 kW to 199.99 kW | All | 2025 | September Monthly Peak | 9 | 14.5048 | 13.7978 | 13.3716 | 13.295 | 13.8052 | 15.239 | 17.7455 | 19.9944 | 23.4729 | 26.3651 | 28.6196 | 30.0928 | 30.8968 | 31.6226 | 31.7163 | 31.056 | 29.6896 | 27.2594 | 24.6385 | 24.0281 | 22.5686 | 20.6379 | 18.0609 | 16.0287 | 0 | 0 | 0 | 0 | 0 | 0 | 0 | 0 | 0 | 0 | 0 | 0 | 0 | 0 | 0.30236 | 0.30045 | 0.29479 | 0.20944 | 0 | 0 | 0 | 0 | 0 | 0 | 69.1012 | 67.9731 | 66.9069 | 65.8707 | 65.1125 | 64.305 | 64.0262 | 63.7766 | 65.7172 | 70.9286 | 77.1802 | 82.645 | 86.5509 | 88.8083 | 89.8909 | 90.4251 | 90.31 | 89.3731 | 87.294 | 83.9878 | 80.4045 | 77.8853 | 76.0144 | 74.685 | 0.022702 | 0.023265 | 0.022105 | 0.019288 | 0.019921 | 0.021215 | 0.025291 | 0.029671 | 0.03473 | 0.037971 | 0.039847 | 0.041449 | 0.042663 | 0.04322 | 0.0424 | 0.03892 | 0.035397 | 0.032426 | 0.029111 | 0.028992 | 0.028231 | 0.025772 | 0.024304 | 0.02537
Portfolio Adjusted1-in-2Size: 20 kW to 199.99 kWAll2025October Monthly Peak | Portfolio Adjusted | 1-in-2 | Size: 20 kW to 199.99 kW | All | 2025 | October Monthly Peak | 10 | 13.8306 | 13.1543 | 12.7675 | 12.6997 | 13.1616 | 14.5183 | 17.1475 | 18.9795 | 21.9467 | 24.7454 | 26.8823 | 28.3985 | 29.1605 | 29.9177 | 30.0531 | 29.4012 | 27.9902 | 25.6504 | 24.0923 | 23.0789 | 21.536 | 19.725 | 17.2776 | 15.3557 | 0 | 0 | 0 | 0 | 0 | 0 | 0 | 0 | 0 | 0 | 0 | 0 | 0 | 0 | 0.2865 | 0.28444 | 0.27791 | 0.19707 | 0 | 0 | 0 | 0 | 0 | 0 | 68.6049 | 67.7577 | 66.6936 | 65.9719 | 65.1415 | 64.4001 | 64.0656 | 64.0991 | 65.0062 | 69.4434 | 75.4215 | 80.7292 | 84.2423 | 86.4709 | 87.944 | 88.1819 | 87.6102 | 86.1974 | 83.866 | 80.2871 | 76.4871 | 73.6159 | 71.4931 | 69.6494 | 0.02158 | 0.022113 | 0.021066 | 0.018407 | 0.018976 | 0.020216 | 0.024452 | 0.028218 | 0.032505 | 0.035664 | 0.037429 | 0.039127 | 0.040219 | 0.040816 | 0.040108 | 0.036782 | 0.033296 | 0.030473 | 0.028391 | 0.027813 | 0.026889 | 0.024561 | 0.023204 | 0.02424
Portfolio Adjusted1-in-2Size: 20 kW to 199.99 kWAll2025November Monthly Peak | Portfolio Adjusted | 1-in-2 | Size: 20 kW to 199.99 kW | All | 2025 | November Monthly Peak | 11 | 12.4057 | 11.8486 | 11.6054 | 11.6227 | 12.0979 | 13.3674 | 15.1199 | 16.8648 | 19.2559 | 21.1524 | 22.6396 | 23.6052 | 24.1817 | 24.6393 | 24.6116 | 23.9412 | 22.9776 | 22.4153 | 20.7112 | 19.5445 | 18.4132 | 16.9543 | 15.096 | 13.5571 | 0 | 0 | 0 | 0 | 0 | 0 | 0 | 0 | 0 | 0 | 0 | 0 | 0 | 0 | 0.23463 | 0.23162 | 0.22814 | 0.17222 | 0 | 0 | 0 | 0 | 0 | 0 | 57.1733 | 56.3955 | 55.49 | 54.6556 | 53.9172 | 53.5714 | 52.991 | 53.0317 | 56.6326 | 61.9055 | 68.1673 | 73.1647 | 76.61 | 78.1779 | 78.785 | 78.4593 | 76.57 | 72.7659 | 68.4662 | 65.6325 | 63.5074 | 61.649 | 60.5491 | 59.4143 | 0.019235 | 0.019796 | 0.019043 | 0.016727 | 0.017351 | 0.018466 | 0.021434 | 0.024905 | 0.028384 | 0.03031 | 0.031319 | 0.032267 | 0.033054 | 0.033318 | 0.032562 | 0.029703 | 0.027127 | 0.026434 | 0.024269 | 0.023433 | 0.022879 | 0.021032 | 0.020184 | 0.021268
Portfolio Adjusted1-in-2Size: 20 kW to 199.99 kWAll2025December Monthly Peak | Portfolio Adjusted | 1-in-2 | Size: 20 kW to 199.99 kW | All | 2025 | December Monthly Peak | 12 | 12.1328 | 11.8448 | 11.7062 | 11.8305 | 12.2908 | 14.1716 | 17.1292 | 18.897 | 21.173 | 22.0458 | 21.9832 | 21.6727 | 20.9851 | 20.7856 | 20.3015 | 19.2473 | 18.9703 | 19.0325 | 18.0139 | 17.2205 | 16.6366 | 15.7048 | 14.5694 | 13.2782 | 0 | 0 | 0 | 0 | 0 | 0 | 0 | 0 | 0 | 0 | 0 | 0 | 0 | 0 | 0.19354 | 0.18621 | 0.18835 | 0.14623 | 0 | 0 | 0 | 0 | 0 | 0 | 45.1256 | 44.4655 | 43.4753 | 42.6472 | 41.9333 | 41.3061 | 41.2511 | 41.1853 | 41.6829 | 44.4454 | 47.078 | 49.0204 | 50.3946 | 51.2247 | 51.8875 | 52.0037 | 51.5292 | 50.2586 | 48.6678 | 47.4923 | 46.6124 | 45.7272 | 44.9157 | 44.0435 | 0.018723 | 0.019772 | 0.019186 | 0.017009 | 0.01755 | 0.019743 | 0.024689 | 0.028368 | 0.031673 | 0.032139 | 0.030961 | 0.030234 | 0.029231 | 0.02862 | 0.02726 | 0.0242 | 0.022801 | 0.022712 | 0.021159 | 0.020614 | 0.020594 | 0.019359 | 0.019426 | 0.020774
Portfolio Adjusted1-in-2Size: 20 kW to 199.99 kWAll2025Typical Event Day | Portfolio Adjusted | 1-in-2 | Size: 20 kW to 199.99 kW | All | 2025 | Typical Event Day | 8 | 14.8082 | 14.0029 | 13.5338 | 13.4604 | 13.9297 | 15.3582 | 17.5941 | 20.2616 | 23.7503 | 26.6066 | 28.9138 | 30.4294 | 31.2379 | 31.9766 | 32.2002 | 31.7153 | 30.4843 | 28.1508 | 25.3009 | 24.0476 | 23.2122 | 21.2566 | 18.6786 | 16.4854 | 0 | 0 | 0 | 0 | 0 | 0 | 0 | 0 | 0 | 0 | 0 | 0 | 0 | 0 | 0.30697 | 0.30683 | 0.30268 | 0.21628 | 0 | 0 | 0 | 0 | 0 | 0 | 70.4306 | 69.3096 | 68.2503 | 67.2686 | 66.4213 | 65.6466 | 65.1553 | 65.3758 | 68.1279 | 72.9577 | 78.0016 | 82.1576 | 85.2502 | 87.393 | 88.714 | 89.3596 | 89.5821 | 88.8964 | 87.3233 | 84.7869 | 81.2433 | 77.896 | 75.6161 | 74.0507 | 0.023235 | 0.023667 | 0.022429 | 0.019583 | 0.020156 | 0.021448 | 0.025185 | 0.030166 | 0.035326 | 0.038542 | 0.040421 | 0.042108 | 0.043317 | 0.043888 | 0.043208 | 0.039849 | 0.036426 | 0.033565 | 0.029942 | 0.029079 | 0.029102 | 0.026633 | 0.025224 | 0.026141
Portfolio Adjusted1-in-2Size: 20 kW to 199.99 kWAll2026January Monthly Peak | Portfolio Adjusted | 1-in-2 | Size: 20 kW to 199.99 kW | All | 2026 | January Monthly Peak | 1 | 11.6446 | 11.3802 | 11.2464 | 11.3699 | 11.7404 | 13.6247 | 16.6629 | 18.2197 | 20.3022 | 21.3824 | 21.573 | 21.6827 | 21.277 | 21.3438 | 20.9576 | 19.8341 | 19.2071 | 19.1044 | 17.992 | 16.9975 | 16.3185 | 15.1583 | 13.8416 | 12.6259 | 0 | 0 | 0 | 0 | 0 | 0 | 0 | 0 | 0 | 0 | 0 | 0 | 0 | 0 | 0.19979 | 0.19188 | 0.19071 | 0.14678 | 0 | 0 | 0 | 0 | 0 | 0 | 49.1918 | 48.7245 | 48.4432 | 48.0397 | 47.6744 | 47.486 | 47.551 | 47.4106 | 47.797 | 49.3477 | 51.3537 | 52.9691 | 54.2221 | 55.1655 | 55.729 | 55.6004 | 55.4517 | 54.7438 | 53.2592 | 52.0418 | 51.2744 | 50.8681 | 50.2354 | 49.4582 | 0.017896 | 0.018909 | 0.018337 | 0.01629 | 0.016694 | 0.019001 | 0.024141 | 0.027534 | 0.03055 | 0.031281 | 0.030407 | 0.030238 | 0.029575 | 0.029336 | 0.028092 | 0.024905 | 0.023041 | 0.022706 | 0.021051 | 0.020268 | 0.020134 | 0.01861 | 0.018395 | 0.019712
Portfolio Adjusted1-in-2Size: 20 kW to 199.99 kWAll2026February Monthly Peak | Portfolio Adjusted | 1-in-2 | Size: 20 kW to 199.99 kW | All | 2026 | February Monthly Peak | 2 | 11.9844 | 11.5529 | 11.3472 | 11.4629 | 11.9337 | 13.4092 | 15.7777 | 17.1912 | 19.3222 | 20.6836 | 21.4677 | 21.9656 | 22.0807 | 22.4032 | 22.3468 | 21.6342 | 20.7248 | 20.0141 | 19.3988 | 18.3173 | 17.4417 | 16.1145 | 14.44 | 13.0382 | 0 | 0 | 0 | 0 | 0 | 0 | 0 | 0 | 0 | 0 | 0 | 0 | 0 | 0 | 0.21304 | 0.2093 | 0.20578 | 0.15377 | 0 | 0 | 0 | 0 | 0 | 0 | 49.8815 | 49.3734 | 49.0232 | 48.6816 | 48.5592 | 48.2745 | 47.8566 | 48.2371 | 49.4837 | 52.8343 | 56.5827 | 59.5388 | 61.1952 | 62.0026 | 62.4944 | 62.5613 | 62.3092 | 61.419 | 59.2959 | 57.1085 | 55.7869 | 54.5574 | 53.4874 | 52.1439 | 0.018522 | 0.019262 | 0.01857 | 0.016482 | 0.017056 | 0.018634 | 0.022631 | 0.025687 | 0.028837 | 0.030036 | 0.030105 | 0.030481 | 0.030613 | 0.030728 | 0.029946 | 0.027192 | 0.024811 | 0.023862 | 0.022864 | 0.022031 | 0.0217 | 0.019965 | 0.019304 | 0.020449
Portfolio Adjusted1-in-2Size: 20 kW to 199.99 kWAll2026March Monthly Peak | Portfolio Adjusted | 1-in-2 | Size: 20 kW to 199.99 kW | All | 2026 | March Monthly Peak | 3 | 12.1703 | 11.7303 | 11.4622 | 11.5228 | 11.9161 | 13.3599 | 15.9064 | 17.3584 | 19.3314 | 20.8122 | 21.6558 | 22.2386 | 22.4359 | 22.869 | 22.9586 | 22.3547 | 21.5281 | 20.2068 | 19.1622 | 18.9219 | 18.0641 | 16.6908 | 14.9306 | 13.4148 | 0 | 0 | 0 | 0 | 0 | 0 | 0 | 0 | 0 | 0 | 0 | 0 | 0 | 0 | 0.21887 | 0.21627 | 0.21375 | 0.15525 | 0 | 0 | 0 | 0 | 0 | 0 | 51.4785 | 50.6132 | 49.9237 | 49.5284 | 49.0203 | 48.6202 | 48.2286 | 48.3518 | 50.3801 | 52.9929 | 55.8352 | 58.4939 | 60.7772 | 62.4005 | 63.4209 | 64.0473 | 63.7866 | 62.9387 | 60.6058 | 57.6313 | 55.7499 | 54.2784 | 52.9849 | 51.7138 | 0.018796 | 0.019527 | 0.018735 | 0.016545 | 0.017013 | 0.018566 | 0.022822 | 0.025954 | 0.028841 | 0.030202 | 0.030339 | 0.03083 | 0.03112 | 0.031401 | 0.03078 | 0.028081 | 0.025759 | 0.024056 | 0.02255 | 0.022699 | 0.022443 | 0.020659 | 0.019935 | 0.021021
Portfolio Adjusted1-in-2Size: 20 kW to 199.99 kWAll2026April Monthly Peak | Portfolio Adjusted | 1-in-2 | Size: 20 kW to 199.99 kW | All | 2026 | April Monthly Peak | 4 | 12.8163 | 12.2081 | 11.8292 | 11.8172 | 12.2427 | 13.3996 | 15.3047 | 17.0794 | 19.7007 | 21.9432 | 23.777 | 25.0733 | 25.8541 | 26.542 | 26.7629 | 26.3578 | 25.2021 | 23.2763 | 21.2569 | 20.8601 | 20.0082 | 18.3444 | 16.116 | 14.26 | 0 | 0 | 0 | 0 | 0 | 0 | 0 | 0 | 0 | 0 | 0 | 0 | 0 | 0 | 0.25514 | 0.255 | 0.25023 | 0.17883 | 0 | 0 | 0 | 0 | 0 | 0 | 62.8923 | 61.8046 | 60.8003 | 59.9287 | 58.9806 | 58.2262 | 57.6039 | 57.5606 | 59.8028 | 63.9452 | 69.0503 | 73.703 | 77.3018 | 79.3021 | 80.422 | 80.9601 | 80.6904 | 79.9173 | 78.5734 | 76.366 | 72.5922 | 70.0095 | 67.8659 | 65.8092 | 0.019996 | 0.020497 | 0.019487 | 0.017091 | 0.017631 | 0.01865 | 0.021845 | 0.025434 | 0.02934 | 0.031803 | 0.033322 | 0.034763 | 0.035898 | 0.036482 | 0.03597 | 0.033195 | 0.030174 | 0.02779 | 0.02519 | 0.025232 | 0.025096 | 0.022972 | 0.021748 | 0.022592
Portfolio Adjusted1-in-2Size: 20 kW to 199.99 kWAll2026May Monthly Peak | Portfolio Adjusted | 1-in-2 | Size: 20 kW to 199.99 kW | All | 2026 | May Monthly Peak | 5 | 13.2212 | 12.5665 | 12.1805 | 12.1412 | 12.5969 | 13.7226 | 15.313 | 17.5533 | 20.4357 | 22.7942 | 24.7108 | 26.0025 | 26.739 | 27.3724 | 27.5391 | 27.1261 | 25.9586 | 23.9858 | 21.8529 | 21.0237 | 20.5926 | 18.9419 | 16.6211 | 14.7541 | 0 | 0 | 0 | 0 | 0 | 0 | 0 | 0 | 0 | 0 | 0 | 0 | 0 | 0 | 0.26254 | 0.26243 | 0.25774 | 0.18428 | 0 | 0 | 0 | 0 | 0 | 0 | 65.2245 | 64.0307 | 62.904 | 61.8647 | 61.0538 | 60.087 | 59.3347 | 60.1707 | 63.6161 | 67.7384 | 71.8688 | 75.7963 | 79.1151 | 81.3289 | 82.7425 | 83.5607 | 83.7827 | 83.1796 | 81.6139 | 79.2712 | 75.3546 | 71.9971 | 69.9868 | 68.2283 | 0.020714 | 0.021174 | 0.020128 | 0.017613 | 0.018207 | 0.01917 | 0.021917 | 0.026177 | 0.030523 | 0.033136 | 0.034734 | 0.036158 | 0.037227 | 0.037719 | 0.037118 | 0.034282 | 0.031164 | 0.02874 | 0.025995 | 0.025546 | 0.025902 | 0.023807 | 0.022505 | 0.023437
Portfolio Adjusted1-in-2Size: 20 kW to 199.99 kWAll2026June Monthly Peak | Portfolio Adjusted | 1-in-2 | Size: 20 kW to 199.99 kW | All | 2026 | June Monthly Peak | 6 | 13.9826 | 13.2706 | 12.8273 | 12.7459 | 13.1543 | 14.299 | 16.1713 | 18.9326 | 22.1739 | 24.8979 | 26.9885 | 28.4152 | 29.1187 | 29.8147 | 29.9982 | 29.5075 | 28.3266 | 26.228 | 23.8566 | 22.4179 | 21.8224 | 20.1472 | 17.677 | 15.6474 | 0 | 0 | 0 | 0 | 0 | 0 | 0 | 0 | 0 | 0 | 0 | 0 | 0 | 0 | 0.28598 | 0.28547 | 0.28125 | 0.20151 | 0 | 0 | 0 | 0 | 0 | 0 | 67.8259 | 66.4564 | 65.2627 | 64.3776 | 63.392 | 62.5866 | 61.9509 | 62.7499 | 66.2363 | 70.6457 | 74.7378 | 78.3704 | 81.0398 | 82.9959 | 84.2414 | 85.0668 | 85.5796 | 85.2888 | 84.1559 | 81.8678 | 78.724 | 74.9528 | 72.291 | 70.5231 | 0.021983 | 0.022458 | 0.021268 | 0.018555 | 0.019043 | 0.020047 | 0.02322 | 0.028319 | 0.033174 | 0.036232 | 0.037926 | 0.039506 | 0.040554 | 0.041105 | 0.040454 | 0.037305 | 0.034074 | 0.031479 | 0.028413 | 0.027298 | 0.027509 | 0.02536 | 0.023987 | 0.024939
Portfolio Adjusted1-in-2Size: 20 kW to 199.99 kWAll2026July Monthly Peak | Portfolio Adjusted | 1-in-2 | Size: 20 kW to 199.99 kW | All | 2026 | July Monthly Peak | 7 | 14.7734 | 13.9949 | 13.5247 | 13.4251 | 13.8637 | 15.3056 | 17.507 | 20.449 | 23.8537 | 26.6689 | 28.8856 | 30.4159 | 31.2107 | 31.9491 | 32.1503 | 31.5969 | 30.3867 | 28.1397 | 25.4159 | 23.8404 | 23.1658 | 21.3643 | 18.76 | 16.5999 | 0 | 0 | 0 | 0 | 0 | 0 | 0 | 0 | 0 | 0 | 0 | 0 | 0 | 0 | 0.30649 | 0.30568 | 0.30171 | 0.2162 | 0 | 0 | 0 | 0 | 0 | 0 | 70.6211 | 69.8217 | 69.013 | 68.1723 | 67.2987 | 66.6736 | 66.2033 | 66.583 | 69.3086 | 73.5937 | 78.2548 | 81.7851 | 84.5525 | 86.7687 | 88.4899 | 89.3025 | 89.6195 | 88.9625 | 87.5504 | 85.5663 | 82.1307 | 78.3249 | 75.8625 | 74.3317 | 0.02326 | 0.023726 | 0.022478 | 0.019584 | 0.020105 | 0.021474 | 0.025201 | 0.030589 | 0.035677 | 0.038834 | 0.040616 | 0.042319 | 0.043505 | 0.044072 | 0.043384 | 0.039958 | 0.036557 | 0.033778 | 0.030257 | 0.02899 | 0.02916 | 0.026868 | 0.025435 | 0.026438
Portfolio Adjusted1-in-2Size: 20 kW to 199.99 kWAll2026August Monthly Peak | Portfolio Adjusted | 1-in-2 | Size: 20 kW to 199.99 kW | All | 2026 | August Monthly Peak | 8 | 15.2557 | 14.4279 | 13.9326 | 13.8467 | 14.3219 | 15.8537 | 18.2643 | 21.1654 | 25.0181 | 28.1677 | 30.6692 | 32.2917 | 33.0863 | 33.782 | 33.9173 | 33.3156 | 31.9866 | 29.4902 | 26.4261 | 25.0693 | 24.1253 | 22.0702 | 19.3908 | 17.0975 | 0 | 0 | 0 | 0 | 0 | 0 | 0 | 0 | 0 | 0 | 0 | 0 | 0 | 0 | 0.32334 | 0.32231 | 0.31759 | 0.22657 | 0 | 0 | 0 | 0 | 0 | 0 | 74.1743 | 72.9872 | 71.8187 | 70.6537 | 69.8818 | 69.0212 | 68.4408 | 68.3936 | 71.2493 | 76.6627 | 81.8336 | 85.83 | 88.8576 | 90.9992 | 92.234 | 92.6438 | 92.8195 | 91.9612 | 90.2929 | 87.7256 | 83.7139 | 80.421 | 78.2964 | 76.6631 | 0.023917 | 0.024372 | 0.023077 | 0.020135 | 0.020707 | 0.022142 | 0.026159 | 0.031509 | 0.037183 | 0.040745 | 0.042803 | 0.044612 | 0.045793 | 0.046285 | 0.045442 | 0.041796 | 0.038182 | 0.035119 | 0.031221 | 0.030259 | 0.030201 | 0.027612 | 0.026157 | 0.027085
Portfolio Adjusted1-in-2Size: 20 kW to 199.99 kWAll2026September Monthly Peak | Portfolio Adjusted | 1-in-2 | Size: 20 kW to 199.99 kW | All | 2026 | September Monthly Peak | 9 | 14.5048 | 13.7978 | 13.3716 | 13.295 | 13.8052 | 15.239 | 17.7455 | 19.9944 | 23.4729 | 26.3651 | 28.6196 | 30.0928 | 30.8968 | 31.6226 | 31.7163 | 31.056 | 29.6896 | 27.2594 | 24.6385 | 24.0281 | 22.5686 | 20.6379 | 18.0609 | 16.0287 | 0 | 0 | 0 | 0 | 0 | 0 | 0 | 0 | 0 | 0 | 0 | 0 | 0 | 0 | 0.30236 | 0.30045 | 0.29479 | 0.20944 | 0 | 0 | 0 | 0 | 0 | 0 | 69.1012 | 67.9731 | 66.9069 | 65.8707 | 65.1125 | 64.305 | 64.0262 | 63.7766 | 65.7172 | 70.9286 | 77.1802 | 82.645 | 86.5509 | 88.8083 | 89.8909 | 90.4251 | 90.31 | 89.3731 | 87.294 | 83.9878 | 80.4045 | 77.8853 | 76.0144 | 74.685 | 0.022702 | 0.023265 | 0.022105 | 0.019288 | 0.019921 | 0.021215 | 0.025291 | 0.029671 | 0.03473 | 0.037971 | 0.039847 | 0.041449 | 0.042663 | 0.04322 | 0.0424 | 0.03892 | 0.035397 | 0.032426 | 0.029111 | 0.028992 | 0.028231 | 0.025772 | 0.024304 | 0.02537
Portfolio Adjusted1-in-2Size: 20 kW to 199.99 kWAll2026October Monthly Peak | Portfolio Adjusted | 1-in-2 | Size: 20 kW to 199.99 kW | All | 2026 | October Monthly Peak | 10 | 13.8306 | 13.1543 | 12.7675 | 12.6997 | 13.1616 | 14.5183 | 17.1475 | 18.9795 | 21.9467 | 24.7454 | 26.8823 | 28.3985 | 29.1605 | 29.9177 | 30.0531 | 29.4012 | 27.9902 | 25.6504 | 24.0923 | 23.0789 | 21.536 | 19.725 | 17.2776 | 15.3557 | 0 | 0 | 0 | 0 | 0 | 0 | 0 | 0 | 0 | 0 | 0 | 0 | 0 | 0 | 0.2865 | 0.28444 | 0.27791 | 0.19707 | 0 | 0 | 0 | 0 | 0 | 0 | 68.6049 | 67.7577 | 66.6936 | 65.9719 | 65.1415 | 64.4001 | 64.0656 | 64.0991 | 65.0062 | 69.4434 | 75.4215 | 80.7292 | 84.2423 | 86.4709 | 87.944 | 88.1819 | 87.6102 | 86.1974 | 83.866 | 80.2871 | 76.4871 | 73.6159 | 71.4931 | 69.6494 | 0.02158 | 0.022113 | 0.021066 | 0.018407 | 0.018976 | 0.020216 | 0.024452 | 0.028218 | 0.032505 | 0.035664 | 0.037429 | 0.039127 | 0.040219 | 0.040816 | 0.040108 | 0.036782 | 0.033296 | 0.030473 | 0.028391 | 0.027813 | 0.026889 | 0.024561 | 0.023204 | 0.02424
Portfolio Adjusted1-in-2Size: 20 kW to 199.99 kWAll2026November Monthly Peak | Portfolio Adjusted | 1-in-2 | Size: 20 kW to 199.99 kW | All | 2026 | November Monthly Peak | 11 | 12.4057 | 11.8486 | 11.6054 | 11.6227 | 12.0979 | 13.3674 | 15.1199 | 16.8648 | 19.2559 | 21.1524 | 22.6396 | 23.6052 | 24.1817 | 24.6393 | 24.6116 | 23.9412 | 22.9776 | 22.4153 | 20.7112 | 19.5445 | 18.4132 | 16.9543 | 15.096 | 13.5571 | 0 | 0 | 0 | 0 | 0 | 0 | 0 | 0 | 0 | 0 | 0 | 0 | 0 | 0 | 0.23463 | 0.23162 | 0.22814 | 0.17222 | 0 | 0 | 0 | 0 | 0 | 0 | 57.1733 | 56.3955 | 55.49 | 54.6556 | 53.9172 | 53.5714 | 52.991 | 53.0317 | 56.6326 | 61.9055 | 68.1673 | 73.1647 | 76.61 | 78.1779 | 78.785 | 78.4593 | 76.57 | 72.7659 | 68.4662 | 65.6325 | 63.5074 | 61.649 | 60.5491 | 59.4143 | 0.019235 | 0.019796 | 0.019043 | 0.016727 | 0.017351 | 0.018466 | 0.021434 | 0.024905 | 0.028384 | 0.03031 | 0.031319 | 0.032267 | 0.033054 | 0.033318 | 0.032562 | 0.029703 | 0.027127 | 0.026434 | 0.024269 | 0.023433 | 0.022879 | 0.021032 | 0.020184 | 0.021268
Portfolio Adjusted1-in-2Size: 20 kW to 199.99 kWAll2026December Monthly Peak | Portfolio Adjusted | 1-in-2 | Size: 20 kW to 199.99 kW | All | 2026 | December Monthly Peak | 12 | 12.1328 | 11.8448 | 11.7062 | 11.8305 | 12.2908 | 14.1716 | 17.1292 | 18.897 | 21.173 | 22.0458 | 21.9832 | 21.6727 | 20.9851 | 20.7856 | 20.3015 | 19.2473 | 18.9703 | 19.0325 | 18.0139 | 17.2205 | 16.6366 | 15.7048 | 14.5694 | 13.2782 | 0 | 0 | 0 | 0 | 0 | 0 | 0 | 0 | 0 | 0 | 0 | 0 | 0 | 0 | 0.19354 | 0.18621 | 0.18835 | 0.14623 | 0 | 0 | 0 | 0 | 0 | 0 | 45.1256 | 44.4655 | 43.4753 | 42.6472 | 41.9333 | 41.3061 | 41.2511 | 41.1853 | 41.6829 | 44.4454 | 47.078 | 49.0204 | 50.3946 | 51.2247 | 51.8875 | 52.0037 | 51.5292 | 50.2586 | 48.6678 | 47.4923 | 46.6124 | 45.7272 | 44.9157 | 44.0435 | 0.018723 | 0.019772 | 0.019186 | 0.017009 | 0.01755 | 0.019743 | 0.024689 | 0.028368 | 0.031673 | 0.032139 | 0.030961 | 0.030234 | 0.029231 | 0.02862 | 0.02726 | 0.0242 | 0.022801 | 0.022712 | 0.021159 | 0.020614 | 0.020594 | 0.019359 | 0.019426 | 0.020774
Portfolio Adjusted1-in-2Size: 20 kW to 199.99 kWAll2026Typical Event Day | Portfolio Adjusted | 1-in-2 | Size: 20 kW to 199.99 kW | All | 2026 | Typical Event Day | 8 | 14.8082 | 14.0029 | 13.5338 | 13.4604 | 13.9297 | 15.3582 | 17.5941 | 20.2616 | 23.7503 | 26.6066 | 28.9138 | 30.4294 | 31.2379 | 31.9766 | 32.2002 | 31.7153 | 30.4843 | 28.1508 | 25.3009 | 24.0476 | 23.2122 | 21.2566 | 18.6786 | 16.4854 | 0 | 0 | 0 | 0 | 0 | 0 | 0 | 0 | 0 | 0 | 0 | 0 | 0 | 0 | 0.30697 | 0.30683 | 0.30268 | 0.21628 | 0 | 0 | 0 | 0 | 0 | 0 | 70.4306 | 69.3096 | 68.2503 | 67.2686 | 66.4213 | 65.6466 | 65.1553 | 65.3758 | 68.1279 | 72.9577 | 78.0016 | 82.1576 | 85.2502 | 87.393 | 88.714 | 89.3596 | 89.5821 | 88.8964 | 87.3233 | 84.7869 | 81.2433 | 77.896 | 75.6161 | 74.0507 | 0.023235 | 0.023667 | 0.022429 | 0.019583 | 0.020156 | 0.021448 | 0.025185 | 0.030166 | 0.035326 | 0.038542 | 0.040421 | 0.042108 | 0.043317 | 0.043888 | 0.043208 | 0.039849 | 0.036426 | 0.033565 | 0.029942 | 0.029079 | 0.029102 | 0.026633 | 0.025224 | 0.026141
Portfolio Adjusted1-in-10Size: 20 kW to 199.99 kWOrange County2015January Monthly Peak | Portfolio Adjusted | 1-in-10 | Size: 20 kW to 199.99 kW | Orange County | 2015 | January Monthly Peak | 1
Portfolio Adjusted1-in-10Size: 20 kW to 199.99 kWOrange County2015February Monthly Peak | Portfolio Adjusted | 1-in-10 | Size: 20 kW to 199.99 kW | Orange County | 2015 | February Monthly Peak | 2
Portfolio Adjusted1-in-10Size: 20 kW to 199.99 kWOrange County2015March Monthly Peak | Portfolio Adjusted | 1-in-10 | Size: 20 kW to 199.99 kW | Orange County | 2015 | March Monthly Peak | 3
Portfolio Adjusted1-in-10Size: 20 kW to 199.99 kWOrange County2015April Monthly Peak | Portfolio Adjusted | 1-in-10 | Size: 20 kW to 199.99 kW | Orange County | 2015 | April Monthly Peak | 4
Portfolio Adjusted1-in-10Size: 20 kW to 199.99 kWOrange County2015May Monthly Peak | Portfolio Adjusted | 1-in-10 | Size: 20 kW to 199.99 kW | Orange County | 2015 | May Monthly Peak | 5
Portfolio Adjusted1-in-10Size: 20 kW to 199.99 kWOrange County2015June Monthly Peak | Portfolio Adjusted | 1-in-10 | Size: 20 kW to 199.99 kW | Orange County | 2015 | June Monthly Peak | 6
Portfolio Adjusted1-in-10Size: 20 kW to 199.99 kWOrange County2015July Monthly Peak | Portfolio Adjusted | 1-in-10 | Size: 20 kW to 199.99 kW | Orange County | 2015 | July Monthly Peak | 7
Portfolio Adjusted1-in-10Size: 20 kW to 199.99 kWOrange County2015August Monthly Peak | Portfolio Adjusted | 1-in-10 | Size: 20 kW to 199.99 kW | Orange County | 2015 | August Monthly Peak | 8
Portfolio Adjusted1-in-10Size: 20 kW to 199.99 kWOrange County2015September Monthly Peak | Portfolio Adjusted | 1-in-10 | Size: 20 kW to 199.99 kW | Orange County | 2015 | September Monthly Peak | 9
Portfolio Adjusted1-in-10Size: 20 kW to 199.99 kWOrange County2015October Monthly Peak | Portfolio Adjusted | 1-in-10 | Size: 20 kW to 199.99 kW | Orange County | 2015 | October Monthly Peak | 10
Portfolio Adjusted1-in-10Size: 20 kW to 199.99 kWOrange County2015November Monthly Peak | Portfolio Adjusted | 1-in-10 | Size: 20 kW to 199.99 kW | Orange County | 2015 | November Monthly Peak | 11
Portfolio Adjusted1-in-10Size: 20 kW to 199.99 kWOrange County2015December Monthly Peak | Portfolio Adjusted | 1-in-10 | Size: 20 kW to 199.99 kW | Orange County | 2015 | December Monthly Peak | 12
Portfolio Adjusted1-in-10Size: 20 kW to 199.99 kWOrange County2015Typical Event Day | Portfolio Adjusted | 1-in-10 | Size: 20 kW to 199.99 kW | Orange County | 2015 | Typical Event Day | 8
Portfolio Adjusted1-in-10Size: 20 kW to 199.99 kWOrange County2016January Monthly Peak | Portfolio Adjusted | 1-in-10 | Size: 20 kW to 199.99 kW | Orange County | 2016 | January Monthly Peak | 1
Portfolio Adjusted1-in-10Size: 20 kW to 199.99 kWOrange County2016February Monthly Peak | Portfolio Adjusted | 1-in-10 | Size: 20 kW to 199.99 kW | Orange County | 2016 | February Monthly Peak | 2
Portfolio Adjusted1-in-10Size: 20 kW to 199.99 kWOrange County2016March Monthly Peak | Portfolio Adjusted | 1-in-10 | Size: 20 kW to 199.99 kW | Orange County | 2016 | March Monthly Peak | 3
Portfolio Adjusted1-in-10Size: 20 kW to 199.99 kWOrange County2016April Monthly Peak | Portfolio Adjusted | 1-in-10 | Size: 20 kW to 199.99 kW | Orange County | 2016 | April Monthly Peak | 4
Portfolio Adjusted1-in-10Size: 20 kW to 199.99 kWOrange County2016May Monthly Peak | Portfolio Adjusted | 1-in-10 | Size: 20 kW to 199.99 kW | Orange County | 2016 | May Monthly Peak | 5
Portfolio Adjusted1-in-10Size: 20 kW to 199.99 kWOrange County2016June Monthly Peak | Portfolio Adjusted | 1-in-10 | Size: 20 kW to 199.99 kW | Orange County | 2016 | June Monthly Peak | 6
Portfolio Adjusted1-in-10Size: 20 kW to 199.99 kWOrange County2016July Monthly Peak | Portfolio Adjusted | 1-in-10 | Size: 20 kW to 199.99 kW | Orange County | 2016 | July Monthly Peak | 7
Portfolio Adjusted1-in-10Size: 20 kW to 199.99 kWOrange County2016August Monthly Peak | Portfolio Adjusted | 1-in-10 | Size: 20 kW to 199.99 kW | Orange County | 2016 | August Monthly Peak | 8
Portfolio Adjusted1-in-10Size: 20 kW to 199.99 kWOrange County2016September Monthly Peak | Portfolio Adjusted | 1-in-10 | Size: 20 kW to 199.99 kW | Orange County | 2016 | September Monthly Peak | 9
Portfolio Adjusted1-in-10Size: 20 kW to 199.99 kWOrange County2016October Monthly Peak | Portfolio Adjusted | 1-in-10 | Size: 20 kW to 199.99 kW | Orange County | 2016 | October Monthly Peak | 10
Portfolio Adjusted1-in-10Size: 20 kW to 199.99 kWOrange County2016November Monthly Peak | Portfolio Adjusted | 1-in-10 | Size: 20 kW to 199.99 kW | Orange County | 2016 | November Monthly Peak | 11
Portfolio Adjusted1-in-10Size: 20 kW to 199.99 kWOrange County2016December Monthly Peak | Portfolio Adjusted | 1-in-10 | Size: 20 kW to 199.99 kW | Orange County | 2016 | December Monthly Peak | 12
Portfolio Adjusted1-in-10Size: 20 kW to 199.99 kWOrange County2016Typical Event Day | Portfolio Adjusted | 1-in-10 | Size: 20 kW to 199.99 kW | Orange County | 2016 | Typical Event Day | 8
Portfolio Adjusted1-in-10Size: 20 kW to 199.99 kWOrange County2017January Monthly Peak | Portfolio Adjusted | 1-in-10 | Size: 20 kW to 199.99 kW | Orange County | 2017 | January Monthly Peak | 1
Portfolio Adjusted1-in-10Size: 20 kW to 199.99 kWOrange County2017February Monthly Peak | Portfolio Adjusted | 1-in-10 | Size: 20 kW to 199.99 kW | Orange County | 2017 | February Monthly Peak | 2
Portfolio Adjusted1-in-10Size: 20 kW to 199.99 kWOrange County2017March Monthly Peak | Portfolio Adjusted | 1-in-10 | Size: 20 kW to 199.99 kW | Orange County | 2017 | March Monthly Peak | 3
Portfolio Adjusted1-in-10Size: 20 kW to 199.99 kWOrange County2017April Monthly Peak | Portfolio Adjusted | 1-in-10 | Size: 20 kW to 199.99 kW | Orange County | 2017 | April Monthly Peak | 4
Portfolio Adjusted1-in-10Size: 20 kW to 199.99 kWOrange County2017May Monthly Peak | Portfolio Adjusted | 1-in-10 | Size: 20 kW to 199.99 kW | Orange County | 2017 | May Monthly Peak | 5
Portfolio Adjusted1-in-10Size: 20 kW to 199.99 kWOrange County2017June Monthly Peak | Portfolio Adjusted | 1-in-10 | Size: 20 kW to 199.99 kW | Orange County | 2017 | June Monthly Peak | 6
Portfolio Adjusted1-in-10Size: 20 kW to 199.99 kWOrange County2017July Monthly Peak | Portfolio Adjusted | 1-in-10 | Size: 20 kW to 199.99 kW | Orange County | 2017 | July Monthly Peak | 7
Portfolio Adjusted1-in-10Size: 20 kW to 199.99 kWOrange County2017August Monthly Peak | Portfolio Adjusted | 1-in-10 | Size: 20 kW to 199.99 kW | Orange County | 2017 | August Monthly Peak | 8
Portfolio Adjusted1-in-10Size: 20 kW to 199.99 kWOrange County2017September Monthly Peak | Portfolio Adjusted | 1-in-10 | Size: 20 kW to 199.99 kW | Orange County | 2017 | September Monthly Peak | 9
Portfolio Adjusted1-in-10Size: 20 kW to 199.99 kWOrange County2017October Monthly Peak | Portfolio Adjusted | 1-in-10 | Size: 20 kW to 199.99 kW | Orange County | 2017 | October Monthly Peak | 10
Portfolio Adjusted1-in-10Size: 20 kW to 199.99 kWOrange County2017November Monthly Peak | Portfolio Adjusted | 1-in-10 | Size: 20 kW to 199.99 kW | Orange County | 2017 | November Monthly Peak | 11
Portfolio Adjusted1-in-10Size: 20 kW to 199.99 kWOrange County2017December Monthly Peak | Portfolio Adjusted | 1-in-10 | Size: 20 kW to 199.99 kW | Orange County | 2017 | December Monthly Peak | 12
Portfolio Adjusted1-in-10Size: 20 kW to 199.99 kWOrange County2017Typical Event Day | Portfolio Adjusted | 1-in-10 | Size: 20 kW to 199.99 kW | Orange County | 2017 | Typical Event Day | 8
Portfolio Adjusted1-in-10Size: 20 kW to 199.99 kWOrange County2018January Monthly Peak | Portfolio Adjusted | 1-in-10 | Size: 20 kW to 199.99 kW | Orange County | 2018 | January Monthly Peak | 1
Portfolio Adjusted1-in-10Size: 20 kW to 199.99 kWOrange County2018February Monthly Peak | Portfolio Adjusted | 1-in-10 | Size: 20 kW to 199.99 kW | Orange County | 2018 | February Monthly Peak | 2
Portfolio Adjusted1-in-10Size: 20 kW to 199.99 kWOrange County2018March Monthly Peak | Portfolio Adjusted | 1-in-10 | Size: 20 kW to 199.99 kW | Orange County | 2018 | March Monthly Peak | 3
Portfolio Adjusted1-in-10Size: 20 kW to 199.99 kWOrange County2018April Monthly Peak | Portfolio Adjusted | 1-in-10 | Size: 20 kW to 199.99 kW | Orange County | 2018 | April Monthly Peak | 4 | 12.851 | 12.2064 | 11.7725 | 11.7608 | 12.1584 | 13.5266 | 16.0318 | 18.0597 | 20.7503 | 23.5192 | 25.7315 | 27.4503 | 28.4466 | 29.1262 | 29.2957 | 28.7801 | 27.3083 | 24.7979 | 22.4351 | 22.0745 | 20.8888 | 18.8938 | 16.4892 | 14.5237 | 0 | 0 | 0 | 0 | 0 | 0 | 0 | 0 | 0 | 0 | 0 | 0 | 0 | 0 | 0.27928 | 0.27843 | 0.27114 | 0.19052 | 0 | 0 | 0 | 0 | 0 | 0 | 71.3172 | 69.5508 | 67.963 | 66.3006 | 65.324 | 64.6724 | 64.1064 | 64.2164 | 67.2433 | 72.7724 | 78.6907 | 84.1314 | 87.7363 | 89.6574 | 90.2451 | 90.7128 | 90.7111 | 89.9218 | 88.2995 | 84.6775 | 79.743 | 75.7886 | 73.2017 | 71.2182 | 0.029625 | 0.030312 | 0.028655 | 0.025115 | 0.025821 | 0.027842 | 0.034037 | 0.039926 | 0.045817 | 0.050604 | 0.053546 | 0.056595 | 0.058716 | 0.059526 | 0.05858 | 0.053938 | 0.048684 | 0.043996 | 0.039389 | 0.039539 | 0.038784 | 0.034957 | 0.032891 | 0.033947
Portfolio Adjusted1-in-10Size: 20 kW to 199.99 kWOrange County2018May Monthly Peak | Portfolio Adjusted | 1-in-10 | Size: 20 kW to 199.99 kW | Orange County | 2018 | May Monthly Peak | 5 | 13.4168 | 12.7421 | 12.2839 | 12.2099 | 12.5997 | 13.8872 | 16.1554 | 18.8859 | 21.9909 | 25.0158 | 27.4634 | 29.1633 | 30.0241 | 30.6836 | 30.7192 | 30.0652 | 28.6598 | 25.9557 | 23.3354 | 22.4524 | 21.8047 | 19.7652 | 17.309 | 15.383 | 0 | 0 | 0 | 0 | 0 | 0 | 0 | 0 | 0 | 0 | 0 | 0 | 0 | 0 | 0.29285 | 0.29087 | 0.28456 | 0.19942 | 0 | 0 | 0 | 0 | 0 | 0 | 74.3942 | 72.7144 | 71.2318 | 70.6501 | 70.0075 | 69.1956 | 68.7939 | 69.1033 | 72.6741 | 78.3745 | 83.2257 | 86.7812 | 89.2164 | 91.1265 | 92.3987 | 92.7673 | 92.6184 | 91.554 | 90.0595 | 87.3716 | 83.3219 | 79.0287 | 76.5105 | 74.3767 | 0.030929 | 0.031642 | 0.0299 | 0.026074 | 0.026758 | 0.028584 | 0.034299 | 0.041753 | 0.048557 | 0.053824 | 0.05715 | 0.060127 | 0.061972 | 0.062709 | 0.061426 | 0.056347 | 0.051093 | 0.04605 | 0.040969 | 0.040216 | 0.040484 | 0.03657 | 0.034527 | 0.035956
Portfolio Adjusted1-in-10Size: 20 kW to 199.99 kWOrange County2018June Monthly Peak | Portfolio Adjusted | 1-in-10 | Size: 20 kW to 199.99 kW | Orange County | 2018 | June Monthly Peak | 6 | 13.6469 | 12.9045 | 12.4604 | 12.3484 | 12.7664 | 13.8601 | 16.2887 | 19.4569 | 22.651 | 25.7458 | 28.1877 | 29.8913 | 30.6665 | 31.4101 | 31.5592 | 30.8724 | 29.4033 | 26.7972 | 24.2081 | 22.7021 | 22.065 | 20.1265 | 17.6258 | 15.5873 | 0 | 0 | 0 | 0 | 0 | 0 | 0 | 0 | 0 | 0 | 0 | 0 | 0 | 0 | 0.30086 | 0.29867 | 0.29194 | 0.20588 | 0 | 0 | 0 | 0 | 0 | 0 | 72.1548 | 70.9556 | 69.7968 | 68.9005 | 67.7258 | 66.9016 | 66.5467 | 67.5906 | 70.9745 | 75.8922 | 80.9576 | 85.4365 | 88.7617 | 90.9617 | 92.5584 | 93.3057 | 93.6837 | 92.5337 | 91.0599 | 87.8964 | 83.715 | 80.0369 | 77.5475 | 75.6964 | 0.031459 | 0.032046 | 0.030329 | 0.02637 | 0.027112 | 0.028529 | 0.034582 | 0.043015 | 0.050014 | 0.055395 | 0.058657 | 0.061627 | 0.063298 | 0.064194 | 0.063106 | 0.057859 | 0.052418 | 0.047543 | 0.042502 | 0.040664 | 0.040968 | 0.037238 | 0.035159 | 0.036434
Portfolio Adjusted1-in-10Size: 20 kW to 199.99 kWOrange County2018July Monthly Peak | Portfolio Adjusted | 1-in-10 | Size: 20 kW to 199.99 kW | Orange County | 2018 | July Monthly Peak | 7 | 14.3703 | 13.6461 | 13.1572 | 13.0544 | 13.4971 | 14.92 | 17.7041 | 21.3199 | 24.7868 | 27.9793 | 30.5019 | 32.2821 | 33.0993 | 33.8576 | 33.9378 | 33.0875 | 31.5361 | 28.681 | 25.7495 | 24.2209 | 23.5103 | 21.3759 | 18.7039 | 16.5305 | 0 | 0 | 0 | 0 | 0 | 0 | 0 | 0 | 0 | 0 | 0 | 0 | 0 | 0 | 0.32353 | 0.3201 | 0.31312 | 0.22036 | 0 | 0 | 0 | 0 | 0 | 0 | 77.6393 | 76.3586 | 75.1627 | 73.9952 | 73.2299 | 72.5225 | 71.8708 | 72.3271 | 75.2218 | 79.8925 | 84.9677 | 89.1766 | 91.416 | 92.5936 | 93.6146 | 93.5662 | 93.3161 | 92.8255 | 91.3351 | 88.8378 | 85.0843 | 81.5232 | 79.2578 | 77.759 | 0.033127 | 0.033887 | 0.032025 | 0.027877 | 0.028664 | 0.03071 | 0.037587 | 0.047133 | 0.05473 | 0.0602 | 0.063473 | 0.066557 | 0.06832 | 0.069196 | 0.067862 | 0.062011 | 0.056221 | 0.050885 | 0.045208 | 0.043384 | 0.043651 | 0.03955 | 0.037309 | 0.038638
Portfolio Adjusted1-in-10Size: 20 kW to 199.99 kWOrange County2018August Monthly Peak | Portfolio Adjusted | 1-in-10 | Size: 20 kW to 199.99 kW | Orange County | 2018 | August Monthly Peak | 8 | 14.8536 | 14.0321 | 13.526 | 13.4404 | 13.9575 | 15.5098 | 18.4584 | 21.8322 | 25.7459 | 29.2 | 31.9525 | 33.711 | 34.4797 | 35.1652 | 35.2602 | 34.477 | 32.8218 | 29.7332 | 26.5022 | 25.2371 | 24.2186 | 21.9229 | 19.1873 | 16.9943 | 0 | 0 | 0 | 0 | 0 | 0 | 0 | 0 | 0 | 0 | 0 | 0 | 0 | 0 | 0.33614 | 0.33355 | 0.32589 | 0.22844 | 0 | 0 | 0 | 0 | 0 | 0 | 77.912 | 77.145 | 76.3718 | 75.548 | 74.9403 | 74.4457 | 74.4722 | 75.0324 | 77.5941 | 82.2727 | 86.8544 | 91.1691 | 94.6681 | 96.7669 | 97.5976 | 98.4159 | 98.6599 | 98.0196 | 97.2152 | 94.3929 | 90.0181 | 86.5198 | 84.1731 | 82.1066 | 0.034241 | 0.034845 | 0.032923 | 0.028701 | 0.029642 | 0.031924 | 0.039189 | 0.048266 | 0.056848 | 0.062827 | 0.066492 | 0.069503 | 0.071169 | 0.071868 | 0.070507 | 0.064615 | 0.058513 | 0.052752 | 0.046529 | 0.045204 | 0.044966 | 0.040562 | 0.038273 | 0.039722
Portfolio Adjusted1-in-10Size: 20 kW to 199.99 kWOrange County2018September Monthly Peak | Portfolio Adjusted | 1-in-10 | Size: 20 kW to 199.99 kW | Orange County | 2018 | September Monthly Peak | 9 | 14.4579 | 13.742 | 13.3016 | 13.228 | 13.7974 | 15.4329 | 18.7225 | 21.6387 | 25.5902 | 29.2253 | 31.9104 | 33.5844 | 34.339 | 35.0035 | 34.912 | 33.8642 | 32.1102 | 29.0334 | 26.1867 | 25.6035 | 23.7949 | 21.513 | 18.841 | 16.6111 | 0 | 0 | 0 | 0 | 0 | 0 | 0 | 0 | 0 | 0 | 0 | 0 | 0 | 0 | 0.33282 | 0.32762 | 0.31882 | 0.22307 | 0 | 0 | 0 | 0 | 0 | 0 | 79.8205 | 78.9695 | 78.0522 | 77.5419 | 76.8415 | 76.5444 | 75.9831 | 75.6173 | 77.6414 | 81.5476 | 85.82 | 90.2197 | 93.3862 | 95.2535 | 96.0739 | 96.6519 | 96.7329 | 95.5277 | 93.7124 | 90.2803 | 86.2928 | 83.1103 | 80.7136 | 78.7989 | 0.033329 | 0.034125 | 0.032377 | 0.028248 | 0.029302 | 0.031766 | 0.03975 | 0.047838 | 0.056504 | 0.062881 | 0.066404 | 0.069241 | 0.070879 | 0.071538 | 0.06981 | 0.063466 | 0.057244 | 0.051511 | 0.045975 | 0.04586 | 0.04418 | 0.039803 | 0.037582 | 0.038826
Portfolio Adjusted1-in-10Size: 20 kW to 199.99 kWOrange County2018October Monthly Peak | Portfolio Adjusted | 1-in-10 | Size: 20 kW to 199.99 kW | Orange County | 2018 | October Monthly Peak | 10 | 13.4904 | 12.8054 | 12.3764 | 12.2937 | 12.7733 | 14.2359 | 17.5158 | 19.5596 | 22.63 | 25.7136 | 28.1202 | 29.789 | 30.6222 | 31.4424 | 31.4455 | 30.5851 | 28.9395 | 26.0639 | 24.6149 | 23.5045 | 21.8205 | 19.8447 | 17.3734 | 15.3574 | 0 | 0 | 0 | 0 | 0 | 0 | 0 | 0 | 0 | 0 | 0 | 0 | 0 | 0 | 0.29978 | 0.2959 | 0.28734 | 0.20025 | 0 | 0 | 0 | 0 | 0 | 0 | 74.7633 | 73.2691 | 72.061 | 70.9064 | 69.9401 | 69.4339 | 69.0429 | 68.9582 | 70.3691 | 74.5124 | 79.9655 | 85.2367 | 89.6688 | 92.6061 | 93.6791 | 94.2472 | 94.0922 | 92.6176 | 89.6047 | 85.029 | 80.7634 | 78.0217 | 76.1072 | 74.4605 | 0.031099 | 0.031799 | 0.030125 | 0.026253 | 0.027127 | 0.029302 | 0.037188 | 0.043242 | 0.049968 | 0.055326 | 0.058517 | 0.061416 | 0.063207 | 0.06426 | 0.062879 | 0.057321 | 0.051592 | 0.046242 | 0.043216 | 0.042101 | 0.040514 | 0.036717 | 0.034655 | 0.035896
Portfolio Adjusted1-in-10Size: 20 kW to 199.99 kWOrange County2018November Monthly Peak | Portfolio Adjusted | 1-in-10 | Size: 20 kW to 199.99 kW | Orange County | 2018 | November Monthly Peak | 11 | 12.7434 | 12.0805 | 11.7045 | 11.7197 | 12.193 | 13.7235 | 16.1168 | 18.1663 | 20.7325 | 23.1129 | 25.3146 | 26.7889 | 27.7478 | 28.2908 | 28.1645 | 27.3016 | 26.1726 | 25.0884 | 22.6591 | 21.0803 | 19.7347 | 18.0214 | 16.031 | 14.3262 | 0 | 0 | 0 | 0 | 0 | 0 | 0 | 0 | 0 | 0 | 0 | 0 | 0 | 0 | 0.2685 | 0.26413 | 0.25987 | 0.19275 | 0 | 0 | 0 | 0 | 0 | 0 | 69.3798 | 67.5799 | 66.9558 | 65.5916 | 64.5857 | 63.6076 | 63.7333 | 64.0873 | 66.5348 | 71.1562 | 77.0389 | 82.0615 | 85.0568 | 86.7126 | 87.6069 | 87.334 | 85.9642 | 83.345 | 80.1257 | 77.2806 | 74.8676 | 72.8061 | 70.9825 | 69.9779 | 0.029377 | 0.029999 | 0.028489 | 0.025027 | 0.025895 | 0.028247 | 0.034217 | 0.040162 | 0.045778 | 0.04973 | 0.052679 | 0.055231 | 0.057274 | 0.057819 | 0.056318 | 0.051167 | 0.046659 | 0.044511 | 0.039782 | 0.037759 | 0.036641 | 0.033343 | 0.031977 | 0.033486
Portfolio Adjusted1-in-10Size: 20 kW to 199.99 kWOrange County2018December Monthly Peak | Portfolio Adjusted | 1-in-10 | Size: 20 kW to 199.99 kW | Orange County | 2018 | December Monthly Peak | 12 | 12.0068 | 11.5932 | 11.4094 | 11.5624 | 12.1944 | 13.6823 | 16.5732 | 18.4943 | 20.9567 | 21.6531 | 21.3611 | 20.7293 | 19.9763 | 19.6181 | 19.1103 | 17.7107 | 17.179 | 17.5706 | 17.0538 | 16.3545 | 16.1451 | 15.5151 | 14.4187 | 13.2002 | 0 | 0 | 0 | 0 | 0 | 0 | 0 | 0 | 0 | 0 | 0 | 0 | 0 | 0 | 0.18218 | 0.17134 | 0.17057 | 0.135 | 0 | 0 | 0 | 0 | 0 | 0 | 44.0682 | 43.4521 | 43.2691 | 43.5254 | 43.7573 | 43.6204 | 43.9346 | 43.9217 | 44.533 | 45.6687 | 46.7681 | 48.234 | 49.3714 | 49.789 | 50.0289 | 49.956 | 49.4641 | 48.5211 | 47.3197 | 46.0939 | 44.9283 | 44.5279 | 44.1978 | 43.391 | 0.027679 | 0.028789 | 0.027771 | 0.024691 | 0.025897 | 0.028163 | 0.035186 | 0.040887 | 0.046273 | 0.046589 | 0.044452 | 0.042738 | 0.041233 | 0.040094 | 0.038213 | 0.033192 | 0.030626 | 0.031173 | 0.029941 | 0.029294 | 0.029976 | 0.028706 | 0.028761 | 0.030854
Portfolio Adjusted1-in-10Size: 20 kW to 199.99 kWOrange County2018Typical Event Day | Portfolio Adjusted | 1-in-10 | Size: 20 kW to 199.99 kW | Orange County | 2018 | Typical Event Day | 8 | 14.5803 | 13.7757 | 13.28 | 13.2013 | 13.712 | 15.2361 | 18.0867 | 21.3023 | 24.9587 | 28.1987 | 30.8459 | 32.5619 | 33.3558 | 34.0886 | 34.2528 | 33.5865 | 32.0198 | 29.0198 | 25.869 | 24.6279 | 23.6701 | 21.4203 | 18.756 | 16.6124 | 0 | 0 | 0 | 0 | 0 | 0 | 0 | 0 | 0 | 0 | 0 | 0 | 0 | 0 | 0.32654 | 0.32493 | 0.31792 | 0.22296 | 0 | 0 | 0 | 0 | 0 | 0 | 76.8817 | 75.8572 | 74.8459 | 73.9964 | 73.1844 | 72.6036 | 72.2182 | 72.6419 | 75.358 | 79.9012 | 84.6499 | 89.0005 | 92.058 | 93.8939 | 94.9611 | 95.4849 | 95.5981 | 94.7266 | 93.3306 | 90.3518 | 86.2775 | 82.7976 | 80.423 | 78.5902 | 0.033611 | 0.034209 | 0.032324 | 0.028191 | 0.02912 | 0.031361 | 0.0384 | 0.047095 | 0.05511 | 0.060673 | 0.064189 | 0.067133 | 0.068849 | 0.069668 | 0.068492 | 0.062946 | 0.057083 | 0.051487 | 0.045418 | 0.044113 | 0.043948 | 0.039632 | 0.037413 | 0.038829
Portfolio Adjusted1-in-10Size: 20 kW to 199.99 kWOrange County2019January Monthly Peak | Portfolio Adjusted | 1-in-10 | Size: 20 kW to 199.99 kW | Orange County | 2019 | January Monthly Peak | 1 | 11.4644 | 11.1276 | 11.0328 | 11.213 | 11.7867 | 13.2432 | 16.1293 | 17.7248 | 20.254 | 20.9984 | 20.3558 | 19.6302 | 18.8195 | 18.299 | 17.7316 | 15.9404 | 15.0521 | 15.9064 | 15.894 | 15.2965 | 15.1735 | 14.5942 | 13.439 | 12.4524 | 0 | 0 | 0 | 0 | 0 | 0 | 0 | 0 | 0 | 0 | 0 | 0 | 0 | 0 | 0.16904 | 0.15422 | 0.14945 | 0.12221 | 0 | 0 | 0 | 0 | 0 | 0 | 44.995 | 44.2579 | 43.3908 | 42.7431 | 42.3493 | 41.8435 | 41.415 | 41.2976 | 41.8076 | 44.195 | 46.7273 | 48.3323 | 49.9709 | 50.8823 | 51.4868 | 51.4322 | 50.2298 | 48.6246 | 46.4586 | 45.0295 | 44.1652 | 43.7286 | 43.261 | 42.6265 | 0.026428 | 0.027633 | 0.026854 | 0.023945 | 0.025032 | 0.027259 | 0.034244 | 0.039186 | 0.044722 | 0.04518 | 0.04236 | 0.040472 | 0.038845 | 0.037398 | 0.035456 | 0.029875 | 0.026834 | 0.028221 | 0.027905 | 0.027399 | 0.028172 | 0.027002 | 0.026807 | 0.029106
Portfolio Adjusted1-in-10Size: 20 kW to 199.99 kWOrange County2019February Monthly Peak | Portfolio Adjusted | 1-in-10 | Size: 20 kW to 199.99 kW | Orange County | 2019 | February Monthly Peak | 2 | 11.5597 | 11.0811 | 10.8819 | 11.0316 | 11.6642 | 13.038 | 15.5104 | 16.8947 | 19.0144 | 20.2069 | 20.55 | 20.6935 | 20.6793 | 20.7269 | 20.6257 | 19.5647 | 18.5237 | 18.2681 | 18.1508 | 17.1481 | 16.6197 | 15.5085 | 13.9403 | 12.7009 | 0 | 0 | 0 | 0 | 0 | 0 | 0 | 0 | 0 | 0 | 0 | 0 | 0 | 0 | 0.19663 | 0.18928 | 0.18392 | 0.14035 | 0 | 0 | 0 | 0 | 0 | 0 | 50.8571 | 50.7616 | 50.218 | 49.6597 | 49.6359 | 48.9268 | 47.588 | 48.3512 | 49.5016 | 51.7172 | 53.8533 | 54.6955 | 55.571 | 56.8656 | 57.9314 | 58.2161 | 57.4435 | 56.9623 | 55.4416 | 53.9534 | 52.6825 | 51.2329 | 50.6272 | 49.8368 | 0.026648 | 0.027517 | 0.026487 | 0.023558 | 0.024771 | 0.026836 | 0.03293 | 0.03735 | 0.041985 | 0.043477 | 0.042764 | 0.042664 | 0.042684 | 0.04236 | 0.041243 | 0.036667 | 0.033023 | 0.032411 | 0.031867 | 0.030715 | 0.030858 | 0.028694 | 0.027807 | 0.029687
Portfolio Adjusted1-in-10Size: 20 kW to 199.99 kWOrange County2019March Monthly Peak | Portfolio Adjusted | 1-in-10 | Size: 20 kW to 199.99 kW | Orange County | 2019 | March Monthly Peak | 3 | 12.2036 | 11.6295 | 11.2653 | 11.2929 | 11.7273 | 13.0756 | 15.6928 | 17.0977 | 18.8892 | 20.7107 | 22.1684 | 23.3163 | 24.0072 | 24.5851 | 24.8622 | 24.4068 | 23.2629 | 21.5555 | 20.3109 | 20.0397 | 18.9407 | 17.3089 | 15.2767 | 13.6325 | 0 | 0 | 0 | 0 | 0 | 0 | 0 | 0 | 0 | 0 | 0 | 0 | 0 | 0 | 0.23702 | 0.23612 | 0.23098 | 0.16561 | 0 | 0 | 0 | 0 | 0 | 0 | 61.0486 | 59.4881 | 58.0366 | 57.2528 | 56.6898 | 56.2349 | 56.0131 | 56.1287 | 57.2888 | 60.8923 | 64.975 | 69.2994 | 72.8791 | 74.7858 | 75.7558 | 76.3318 | 76.2979 | 75.5458 | 74.0478 | 71.4388 | 68.0605 | 65.2792 | 63.0645 | 60.719 | 0.028132 | 0.028879 | 0.02742 | 0.024115 | 0.024905 | 0.026914 | 0.033317 | 0.037799 | 0.041708 | 0.044561 | 0.046131 | 0.048072 | 0.049553 | 0.050245 | 0.049715 | 0.045742 | 0.041472 | 0.038244 | 0.035659 | 0.035895 | 0.035167 | 0.032025 | 0.030473 | 0.031864
Portfolio Adjusted1-in-10Size: 20 kW to 199.99 kWOrange County2019April Monthly Peak | Portfolio Adjusted | 1-in-10 | Size: 20 kW to 199.99 kW | Orange County | 2019 | April Monthly Peak | 4 | 12.851 | 12.2064 | 11.7725 | 11.7608 | 12.1584 | 13.5266 | 16.0318 | 18.0597 | 20.7503 | 23.5192 | 25.7315 | 27.4503 | 28.4466 | 29.1262 | 29.2957 | 28.7801 | 27.3083 | 24.7979 | 22.4351 | 22.0745 | 20.8888 | 18.8938 | 16.4892 | 14.5237 | 0 | 0 | 0 | 0 | 0 | 0 | 0 | 0 | 0 | 0 | 0 | 0 | 0 | 0 | 0.27928 | 0.27843 | 0.27114 | 0.19052 | 0 | 0 | 0 | 0 | 0 | 0 | 71.3172 | 69.5508 | 67.963 | 66.3006 | 65.324 | 64.6724 | 64.1064 | 64.2164 | 67.2433 | 72.7724 | 78.6907 | 84.1314 | 87.7363 | 89.6574 | 90.2451 | 90.7128 | 90.7111 | 89.9218 | 88.2995 | 84.6775 | 79.743 | 75.7886 | 73.2017 | 71.2182 | 0.029625 | 0.030312 | 0.028655 | 0.025115 | 0.025821 | 0.027842 | 0.034037 | 0.039926 | 0.045817 | 0.050604 | 0.053546 | 0.056595 | 0.058716 | 0.059526 | 0.05858 | 0.053938 | 0.048684 | 0.043996 | 0.039389 | 0.039539 | 0.038784 | 0.034957 | 0.032891 | 0.033947
Portfolio Adjusted1-in-10Size: 20 kW to 199.99 kWOrange County2019May Monthly Peak | Portfolio Adjusted | 1-in-10 | Size: 20 kW to 199.99 kW | Orange County | 2019 | May Monthly Peak | 5 | 13.4168 | 12.7421 | 12.2839 | 12.2099 | 12.5997 | 13.8872 | 16.1554 | 18.8859 | 21.9909 | 25.0158 | 27.4634 | 29.1633 | 30.0241 | 30.6836 | 30.7192 | 30.0652 | 28.6598 | 25.9557 | 23.3354 | 22.4524 | 21.8047 | 19.7652 | 17.309 | 15.383 | 0 | 0 | 0 | 0 | 0 | 0 | 0 | 0 | 0 | 0 | 0 | 0 | 0 | 0 | 0.29285 | 0.29087 | 0.28456 | 0.19942 | 0 | 0 | 0 | 0 | 0 | 0 | 74.3942 | 72.7144 | 71.2318 | 70.6501 | 70.0075 | 69.1956 | 68.7939 | 69.1033 | 72.6741 | 78.3745 | 83.2257 | 86.7812 | 89.2164 | 91.1265 | 92.3987 | 92.7673 | 92.6184 | 91.554 | 90.0595 | 87.3716 | 83.3219 | 79.0287 | 76.5105 | 74.3767 | 0.030929 | 0.031642 | 0.0299 | 0.026074 | 0.026758 | 0.028584 | 0.034299 | 0.041753 | 0.048557 | 0.053824 | 0.05715 | 0.060127 | 0.061972 | 0.062709 | 0.061426 | 0.056347 | 0.051093 | 0.04605 | 0.040969 | 0.040216 | 0.040484 | 0.03657 | 0.034527 | 0.035956
Portfolio Adjusted1-in-10Size: 20 kW to 199.99 kWOrange County2019June Monthly Peak | Portfolio Adjusted | 1-in-10 | Size: 20 kW to 199.99 kW | Orange County | 2019 | June Monthly Peak | 6 | 13.6469 | 12.9045 | 12.4604 | 12.3484 | 12.7664 | 13.8601 | 16.2887 | 19.4569 | 22.651 | 25.7458 | 28.1877 | 29.8913 | 30.6665 | 31.4101 | 31.5592 | 30.8724 | 29.4033 | 26.7972 | 24.2081 | 22.7021 | 22.065 | 20.1265 | 17.6258 | 15.5873 | 0 | 0 | 0 | 0 | 0 | 0 | 0 | 0 | 0 | 0 | 0 | 0 | 0 | 0 | 0.30086 | 0.29867 | 0.29194 | 0.20588 | 0 | 0 | 0 | 0 | 0 | 0 | 72.1548 | 70.9556 | 69.7968 | 68.9005 | 67.7258 | 66.9016 | 66.5467 | 67.5906 | 70.9745 | 75.8922 | 80.9576 | 85.4365 | 88.7617 | 90.9617 | 92.5584 | 93.3057 | 93.6837 | 92.5337 | 91.0599 | 87.8964 | 83.715 | 80.037 | 77.5475 | 75.6964 | 0.031459 | 0.032046 | 0.030329 | 0.02637 | 0.027112 | 0.028529 | 0.034582 | 0.043015 | 0.050014 | 0.055395 | 0.058657 | 0.061627 | 0.063298 | 0.064194 | 0.063106 | 0.057859 | 0.052418 | 0.047543 | 0.042502 | 0.040664 | 0.040968 | 0.037238 | 0.035159 | 0.036434
Portfolio Adjusted1-in-10Size: 20 kW to 199.99 kWOrange County2019July Monthly Peak | Portfolio Adjusted | 1-in-10 | Size: 20 kW to 199.99 kW | Orange County | 2019 | July Monthly Peak | 7 | 14.3703 | 13.6461 | 13.1572 | 13.0544 | 13.4971 | 14.92 | 17.7041 | 21.3199 | 24.7868 | 27.9793 | 30.5019 | 32.2821 | 33.0993 | 33.8576 | 33.9378 | 33.0875 | 31.5361 | 28.681 | 25.7495 | 24.2209 | 23.5103 | 21.3759 | 18.7039 | 16.5305 | 0 | 0 | 0 | 0 | 0 | 0 | 0 | 0 | 0 | 0 | 0 | 0 | 0 | 0 | 0.32353 | 0.3201 | 0.31312 | 0.22036 | 0 | 0 | 0 | 0 | 0 | 0 | 77.6393 | 76.3586 | 75.1627 | 73.9952 | 73.2299 | 72.5225 | 71.8708 | 72.3271 | 75.2218 | 79.8925 | 84.9677 | 89.1766 | 91.416 | 92.5936 | 93.6146 | 93.5662 | 93.3161 | 92.8255 | 91.3351 | 88.8378 | 85.0843 | 81.5232 | 79.2578 | 77.759 | 0.033127 | 0.033887 | 0.032025 | 0.027877 | 0.028664 | 0.03071 | 0.037587 | 0.047133 | 0.05473 | 0.0602 | 0.063473 | 0.066557 | 0.06832 | 0.069196 | 0.067862 | 0.062011 | 0.056221 | 0.050885 | 0.045208 | 0.043384 | 0.043651 | 0.03955 | 0.037309 | 0.038638
Portfolio Adjusted1-in-10Size: 20 kW to 199.99 kWOrange County2019August Monthly Peak | Portfolio Adjusted | 1-in-10 | Size: 20 kW to 199.99 kW | Orange County | 2019 | August Monthly Peak | 8 | 14.8536 | 14.0321 | 13.526 | 13.4404 | 13.9575 | 15.5098 | 18.4584 | 21.8322 | 25.7459 | 29.2 | 31.9525 | 33.711 | 34.4797 | 35.1652 | 35.2602 | 34.477 | 32.8218 | 29.7332 | 26.5022 | 25.2371 | 24.2186 | 21.9229 | 19.1873 | 16.9943 | 0 | 0 | 0 | 0 | 0 | 0 | 0 | 0 | 0 | 0 | 0 | 0 | 0 | 0 | 0.33614 | 0.33355 | 0.32589 | 0.22844 | 0 | 0 | 0 | 0 | 0 | 0 | 77.912 | 77.145 | 76.3718 | 75.548 | 74.9403 | 74.4457 | 74.4722 | 75.0324 | 77.5941 | 82.2727 | 86.8544 | 91.1691 | 94.6681 | 96.7669 | 97.5976 | 98.4159 | 98.6599 | 98.0196 | 97.2152 | 94.3929 | 90.0181 | 86.5198 | 84.1731 | 82.1066 | 0.034241 | 0.034845 | 0.032923 | 0.028701 | 0.029642 | 0.031924 | 0.039189 | 0.048266 | 0.056848 | 0.062827 | 0.066492 | 0.069503 | 0.071169 | 0.071868 | 0.070506 | 0.064615 | 0.058513 | 0.052752 | 0.046529 | 0.045204 | 0.044966 | 0.040562 | 0.038273 | 0.039722
Portfolio Adjusted1-in-10Size: 20 kW to 199.99 kWOrange County2019September Monthly Peak | Portfolio Adjusted | 1-in-10 | Size: 20 kW to 199.99 kW | Orange County | 2019 | September Monthly Peak | 9 | 14.4579 | 13.742 | 13.3016 | 13.228 | 13.7974 | 15.4329 | 18.7225 | 21.6387 | 25.5902 | 29.2253 | 31.9104 | 33.5844 | 34.339 | 35.0035 | 34.912 | 33.8642 | 32.1102 | 29.0334 | 26.1867 | 25.6035 | 23.7949 | 21.513 | 18.841 | 16.6111 | 0 | 0 | 0 | 0 | 0 | 0 | 0 | 0 | 0 | 0 | 0 | 0 | 0 | 0 | 0.33282 | 0.32762 | 0.31882 | 0.22307 | 0 | 0 | 0 | 0 | 0 | 0 | 79.8205 | 78.9695 | 78.0522 | 77.5419 | 76.8415 | 76.5444 | 75.9831 | 75.6173 | 77.6414 | 81.5476 | 85.82 | 90.2197 | 93.3862 | 95.2535 | 96.0739 | 96.6519 | 96.7329 | 95.5277 | 93.7124 | 90.2803 | 86.2928 | 83.1103 | 80.7136 | 78.7989 | 0.033329 | 0.034125 | 0.032377 | 0.028248 | 0.029302 | 0.031766 | 0.03975 | 0.047838 | 0.056504 | 0.062881 | 0.066404 | 0.069241 | 0.070879 | 0.071538 | 0.06981 | 0.063466 | 0.057244 | 0.051511 | 0.045975 | 0.04586 | 0.04418 | 0.039803 | 0.037582 | 0.038826
Portfolio Adjusted1-in-10Size: 20 kW to 199.99 kWOrange County2019October Monthly Peak | Portfolio Adjusted | 1-in-10 | Size: 20 kW to 199.99 kW | Orange County | 2019 | October Monthly Peak | 10 | 13.4904 | 12.8054 | 12.3764 | 12.2937 | 12.7733 | 14.2359 | 17.5158 | 19.5596 | 22.63 | 25.7136 | 28.1202 | 29.789 | 30.6222 | 31.4424 | 31.4455 | 30.5851 | 28.9395 | 26.0639 | 24.6149 | 23.5045 | 21.8205 | 19.8447 | 17.3734 | 15.3574 | 0 | 0 | 0 | 0 | 0 | 0 | 0 | 0 | 0 | 0 | 0 | 0 | 0 | 0 | 0.29978 | 0.2959 | 0.28734 | 0.20025 | 0 | 0 | 0 | 0 | 0 | 0 | 74.7633 | 73.2691 | 72.061 | 70.9064 | 69.9401 | 69.4339 | 69.0429 | 68.9582 | 70.3691 | 74.5124 | 79.9655 | 85.2367 | 89.6688 | 92.6061 | 93.6791 | 94.2472 | 94.0922 | 92.6176 | 89.6047 | 85.029 | 80.7634 | 78.0217 | 76.1072 | 74.4605 | 0.031099 | 0.031799 | 0.030125 | 0.026253 | 0.027127 | 0.029302 | 0.037188 | 0.043242 | 0.049968 | 0.055326 | 0.058517 | 0.061416 | 0.063207 | 0.06426 | 0.062879 | 0.057321 | 0.051592 | 0.046242 | 0.043216 | 0.042101 | 0.040514 | 0.036717 | 0.034655 | 0.035896
Portfolio Adjusted1-in-10Size: 20 kW to 199.99 kWOrange County2019November Monthly Peak | Portfolio Adjusted | 1-in-10 | Size: 20 kW to 199.99 kW | Orange County | 2019 | November Monthly Peak | 11 | 12.7434 | 12.0805 | 11.7045 | 11.7197 | 12.193 | 13.7235 | 16.1168 | 18.1663 | 20.7325 | 23.1129 | 25.3146 | 26.7889 | 27.7477 | 28.2908 | 28.1645 | 27.3016 | 26.1726 | 25.0883 | 22.6591 | 21.0803 | 19.7347 | 18.0214 | 16.031 | 14.3262 | 0 | 0 | 0 | 0 | 0 | 0 | 0 | 0 | 0 | 0 | 0 | 0 | 0 | 0 | 0.2685 | 0.26413 | 0.25987 | 0.19275 | 0 | 0 | 0 | 0 | 0 | 0 | 69.3798 | 67.5799 | 66.9558 | 65.5916 | 64.5857 | 63.6076 | 63.7333 | 64.0873 | 66.5348 | 71.1562 | 77.0389 | 82.0615 | 85.0568 | 86.7126 | 87.6069 | 87.334 | 85.9642 | 83.345 | 80.1257 | 77.2806 | 74.8676 | 72.8061 | 70.9825 | 69.9779 | 0.029377 | 0.029999 | 0.028489 | 0.025027 | 0.025895 | 0.028247 | 0.034217 | 0.040162 | 0.045778 | 0.04973 | 0.052679 | 0.055231 | 0.057274 | 0.057819 | 0.056318 | 0.051167 | 0.046659 | 0.044511 | 0.039782 | 0.037759 | 0.036641 | 0.033343 | 0.031977 | 0.033486
Portfolio Adjusted1-in-10Size: 20 kW to 199.99 kWOrange County2019December Monthly Peak | Portfolio Adjusted | 1-in-10 | Size: 20 kW to 199.99 kW | Orange County | 2019 | December Monthly Peak | 12 | 12.0068 | 11.5932 | 11.4094 | 11.5624 | 12.1944 | 13.6823 | 16.5732 | 18.4943 | 20.9567 | 21.6531 | 21.3611 | 20.7293 | 19.9763 | 19.6181 | 19.1103 | 17.7107 | 17.179 | 17.5706 | 17.0538 | 16.3545 | 16.1451 | 15.5151 | 14.4187 | 13.2002 | 0 | 0 | 0 | 0 | 0 | 0 | 0 | 0 | 0 | 0 | 0 | 0 | 0 | 0 | 0.18218 | 0.17134 | 0.17057 | 0.135 | 0 | 0 | 0 | 0 | 0 | 0 | 44.0682 | 43.4521 | 43.2691 | 43.5254 | 43.7573 | 43.6204 | 43.9346 | 43.9217 | 44.533 | 45.6687 | 46.7681 | 48.234 | 49.3714 | 49.789 | 50.0289 | 49.956 | 49.4641 | 48.5211 | 47.3197 | 46.0939 | 44.9283 | 44.5279 | 44.1978 | 43.391 | 0.027679 | 0.028789 | 0.027771 | 0.024691 | 0.025897 | 0.028163 | 0.035186 | 0.040887 | 0.046273 | 0.046589 | 0.044452 | 0.042738 | 0.041233 | 0.040094 | 0.038213 | 0.033192 | 0.030626 | 0.031173 | 0.029941 | 0.029294 | 0.029976 | 0.028706 | 0.028761 | 0.030854
Portfolio Adjusted1-in-10Size: 20 kW to 199.99 kWOrange County2019Typical Event Day | Portfolio Adjusted | 1-in-10 | Size: 20 kW to 199.99 kW | Orange County | 2019 | Typical Event Day | 8 | 14.5803 | 13.7757 | 13.28 | 13.2013 | 13.712 | 15.2361 | 18.0867 | 21.3023 | 24.9587 | 28.1987 | 30.8459 | 32.5619 | 33.3558 | 34.0886 | 34.2528 | 33.5865 | 32.0198 | 29.0198 | 25.869 | 24.6279 | 23.6701 | 21.4203 | 18.756 | 16.6124 | 0 | 0 | 0 | 0 | 0 | 0 | 0 | 0 | 0 | 0 | 0 | 0 | 0 | 0 | 0.32654 | 0.32493 | 0.31792 | 0.22296 | 0 | 0 | 0 | 0 | 0 | 0 | 76.8817 | 75.8572 | 74.8459 | 73.9964 | 73.1844 | 72.6036 | 72.2182 | 72.6419 | 75.358 | 79.9012 | 84.6499 | 89.0004 | 92.058 | 93.8939 | 94.9611 | 95.4849 | 95.5981 | 94.7266 | 93.3306 | 90.3518 | 86.2775 | 82.7976 | 80.423 | 78.5902 | 0.033611 | 0.034209 | 0.032324 | 0.028191 | 0.02912 | 0.031361 | 0.0384 | 0.047095 | 0.05511 | 0.060673 | 0.064189 | 0.067133 | 0.068849 | 0.069668 | 0.068492 | 0.062946 | 0.057083 | 0.051487 | 0.045418 | 0.044113 | 0.043948 | 0.039632 | 0.037413 | 0.038829
Portfolio Adjusted1-in-10Size: 20 kW to 199.99 kWOrange County2020January Monthly Peak | Portfolio Adjusted | 1-in-10 | Size: 20 kW to 199.99 kW | Orange County | 2020 | January Monthly Peak | 1 | 11.4644 | 11.1276 | 11.0328 | 11.213 | 11.7867 | 13.2432 | 16.1293 | 17.7248 | 20.254 | 20.9984 | 20.3558 | 19.6302 | 18.8195 | 18.299 | 17.7316 | 15.9404 | 15.0521 | 15.9064 | 15.894 | 15.2965 | 15.1735 | 14.5942 | 13.439 | 12.4524 | 0 | 0 | 0 | 0 | 0 | 0 | 0 | 0 | 0 | 0 | 0 | 0 | 0 | 0 | 0.16904 | 0.15422 | 0.14945 | 0.12221 | 0 | 0 | 0 | 0 | 0 | 0 | 44.995 | 44.2579 | 43.3908 | 42.7431 | 42.3493 | 41.8435 | 41.415 | 41.2976 | 41.8076 | 44.195 | 46.7273 | 48.3323 | 49.9709 | 50.8823 | 51.4868 | 51.4322 | 50.2298 | 48.6246 | 46.4586 | 45.0295 | 44.1652 | 43.7286 | 43.261 | 42.6265 | 0.026428 | 0.027633 | 0.026854 | 0.023945 | 0.025032 | 0.027259 | 0.034244 | 0.039186 | 0.044722 | 0.04518 | 0.04236 | 0.040472 | 0.038845 | 0.037398 | 0.035456 | 0.029875 | 0.026834 | 0.028221 | 0.027905 | 0.027399 | 0.028172 | 0.027002 | 0.026807 | 0.029106
Portfolio Adjusted1-in-10Size: 20 kW to 199.99 kWOrange County2020February Monthly Peak | Portfolio Adjusted | 1-in-10 | Size: 20 kW to 199.99 kW | Orange County | 2020 | February Monthly Peak | 2 | 11.5597 | 11.0811 | 10.8819 | 11.0316 | 11.6642 | 13.038 | 15.5104 | 16.8947 | 19.0144 | 20.2069 | 20.55 | 20.6935 | 20.6793 | 20.727 | 20.6257 | 19.5647 | 18.5237 | 18.2681 | 18.1508 | 17.1481 | 16.6197 | 15.5085 | 13.9403 | 12.7009 | 0 | 0 | 0 | 0 | 0 | 0 | 0 | 0 | 0 | 0 | 0 | 0 | 0 | 0 | 0.19663 | 0.18928 | 0.18392 | 0.14035 | 0 | 0 | 0 | 0 | 0 | 0 | 50.8571 | 50.7616 | 50.218 | 49.6597 | 49.6359 | 48.9268 | 47.588 | 48.3512 | 49.5016 | 51.7172 | 53.8533 | 54.6955 | 55.571 | 56.8656 | 57.9314 | 58.2161 | 57.4435 | 56.9623 | 55.4416 | 53.9534 | 52.6825 | 51.2329 | 50.6272 | 49.8368 | 0.026648 | 0.027517 | 0.026487 | 0.023558 | 0.024771 | 0.026836 | 0.03293 | 0.03735 | 0.041985 | 0.043477 | 0.042764 | 0.042664 | 0.042684 | 0.04236 | 0.041243 | 0.036667 | 0.033023 | 0.032411 | 0.031867 | 0.030715 | 0.030858 | 0.028694 | 0.027807 | 0.029687
Portfolio Adjusted1-in-10Size: 20 kW to 199.99 kWOrange County2020March Monthly Peak | Portfolio Adjusted | 1-in-10 | Size: 20 kW to 199.99 kW | Orange County | 2020 | March Monthly Peak | 3 | 12.2036 | 11.6295 | 11.2653 | 11.2929 | 11.7273 | 13.0756 | 15.6928 | 17.0977 | 18.8892 | 20.7107 | 22.1684 | 23.3163 | 24.0072 | 24.5851 | 24.8622 | 24.4068 | 23.2629 | 21.5555 | 20.3109 | 20.0397 | 18.9407 | 17.3089 | 15.2767 | 13.6325 | 0 | 0 | 0 | 0 | 0 | 0 | 0 | 0 | 0 | 0 | 0 | 0 | 0 | 0 | 0.23702 | 0.23612 | 0.23098 | 0.16561 | 0 | 0 | 0 | 0 | 0 | 0 | 61.0486 | 59.4881 | 58.0366 | 57.2528 | 56.6898 | 56.2349 | 56.0131 | 56.1287 | 57.2888 | 60.8923 | 64.975 | 69.2994 | 72.8791 | 74.7858 | 75.7558 | 76.3318 | 76.2979 | 75.5458 | 74.0478 | 71.4388 | 68.0605 | 65.2792 | 63.0645 | 60.719 | 0.028132 | 0.028879 | 0.02742 | 0.024115 | 0.024905 | 0.026914 | 0.033317 | 0.037799 | 0.041708 | 0.044561 | 0.046131 | 0.048072 | 0.049553 | 0.050245 | 0.049715 | 0.045742 | 0.041472 | 0.038244 | 0.035659 | 0.035895 | 0.035167 | 0.032025 | 0.030473 | 0.031864
Portfolio Adjusted1-in-10Size: 20 kW to 199.99 kWOrange County2020April Monthly Peak | Portfolio Adjusted | 1-in-10 | Size: 20 kW to 199.99 kW | Orange County | 2020 | April Monthly Peak | 4 | 12.851 | 12.2064 | 11.7725 | 11.7608 | 12.1584 | 13.5266 | 16.0318 | 18.0597 | 20.7503 | 23.5192 | 25.7315 | 27.4503 | 28.4466 | 29.1262 | 29.2957 | 28.7801 | 27.3083 | 24.7979 | 22.4351 | 22.0745 | 20.8888 | 18.8938 | 16.4892 | 14.5237 | 0 | 0 | 0 | 0 | 0 | 0 | 0 | 0 | 0 | 0 | 0 | 0 | 0 | 0 | 0.27928 | 0.27843 | 0.27114 | 0.19052 | 0 | 0 | 0 | 0 | 0 | 0 | 71.3172 | 69.5508 | 67.963 | 66.3006 | 65.324 | 64.6724 | 64.1064 | 64.2164 | 67.2433 | 72.7724 | 78.6907 | 84.1314 | 87.7363 | 89.6574 | 90.2451 | 90.7128 | 90.7111 | 89.9218 | 88.2995 | 84.6775 | 79.743 | 75.7886 | 73.2017 | 71.2182 | 0.029625 | 0.030312 | 0.028655 | 0.025115 | 0.025821 | 0.027842 | 0.034037 | 0.039926 | 0.045817 | 0.050604 | 0.053546 | 0.056595 | 0.058716 | 0.059526 | 0.05858 | 0.053938 | 0.048684 | 0.043996 | 0.039389 | 0.039539 | 0.038784 | 0.034957 | 0.032891 | 0.033947
Portfolio Adjusted1-in-10Size: 20 kW to 199.99 kWOrange County2020May Monthly Peak | Portfolio Adjusted | 1-in-10 | Size: 20 kW to 199.99 kW | Orange County | 2020 | May Monthly Peak | 5 | 13.4168 | 12.7421 | 12.2839 | 12.2099 | 12.5997 | 13.8872 | 16.1554 | 18.8859 | 21.9909 | 25.0158 | 27.4634 | 29.1633 | 30.0241 | 30.6836 | 30.7192 | 30.0652 | 28.6598 | 25.9557 | 23.3354 | 22.4524 | 21.8047 | 19.7652 | 17.309 | 15.383 | 0 | 0 | 0 | 0 | 0 | 0 | 0 | 0 | 0 | 0 | 0 | 0 | 0 | 0 | 0.29285 | 0.29087 | 0.28456 | 0.19942 | 0 | 0 | 0 | 0 | 0 | 0 | 74.3942 | 72.7144 | 71.2318 | 70.6501 | 70.0075 | 69.1956 | 68.7939 | 69.1033 | 72.6741 | 78.3745 | 83.2257 | 86.7812 | 89.2164 | 91.1265 | 92.3987 | 92.7673 | 92.6184 | 91.554 | 90.0595 | 87.3716 | 83.3219 | 79.0287 | 76.5105 | 74.3767 | 0.030929 | 0.031642 | 0.0299 | 0.026074 | 0.026758 | 0.028584 | 0.034299 | 0.041753 | 0.048557 | 0.053824 | 0.05715 | 0.060127 | 0.061972 | 0.062709 | 0.061426 | 0.056347 | 0.051093 | 0.04605 | 0.040969 | 0.040216 | 0.040484 | 0.03657 | 0.034527 | 0.035956
Portfolio Adjusted1-in-10Size: 20 kW to 199.99 kWOrange County2020June Monthly Peak | Portfolio Adjusted | 1-in-10 | Size: 20 kW to 199.99 kW | Orange County | 2020 | June Monthly Peak | 6 | 13.6469 | 12.9045 | 12.4604 | 12.3484 | 12.7664 | 13.8601 | 16.2887 | 19.4569 | 22.651 | 25.7458 | 28.1877 | 29.8913 | 30.6665 | 31.4101 | 31.5592 | 30.8724 | 29.4033 | 26.7972 | 24.2081 | 22.7021 | 22.065 | 20.1265 | 17.6258 | 15.5873 | 0 | 0 | 0 | 0 | 0 | 0 | 0 | 0 | 0 | 0 | 0 | 0 | 0 | 0 | 0.30086 | 0.29867 | 0.29194 | 0.20588 | 0 | 0 | 0 | 0 | 0 | 0 | 72.1548 | 70.9556 | 69.7968 | 68.9005 | 67.7258 | 66.9016 | 66.5467 | 67.5906 | 70.9745 | 75.8922 | 80.9576 | 85.4365 | 88.7617 | 90.9617 | 92.5584 | 93.3057 | 93.6837 | 92.5337 | 91.0599 | 87.8964 | 83.715 | 80.037 | 77.5475 | 75.6964 | 0.031459 | 0.032046 | 0.030329 | 0.02637 | 0.027112 | 0.028529 | 0.034582 | 0.043015 | 0.050014 | 0.055395 | 0.058657 | 0.061627 | 0.063298 | 0.064194 | 0.063106 | 0.057859 | 0.052418 | 0.047543 | 0.042502 | 0.040664 | 0.040968 | 0.037238 | 0.035159 | 0.036434
Portfolio Adjusted1-in-10Size: 20 kW to 199.99 kWOrange County2020July Monthly Peak | Portfolio Adjusted | 1-in-10 | Size: 20 kW to 199.99 kW | Orange County | 2020 | July Monthly Peak | 7 | 14.3703 | 13.6461 | 13.1572 | 13.0544 | 13.4971 | 14.92 | 17.7041 | 21.3199 | 24.7868 | 27.9793 | 30.5019 | 32.2821 | 33.0993 | 33.8576 | 33.9378 | 33.0875 | 31.5361 | 28.681 | 25.7495 | 24.2209 | 23.5103 | 21.3759 | 18.7039 | 16.5305 | 0 | 0 | 0 | 0 | 0 | 0 | 0 | 0 | 0 | 0 | 0 | 0 | 0 | 0 | 0.32353 | 0.3201 | 0.31312 | 0.22036 | 0 | 0 | 0 | 0 | 0 | 0 | 77.6393 | 76.3586 | 75.1627 | 73.9952 | 73.2299 | 72.5225 | 71.8708 | 72.3271 | 75.2218 | 79.8925 | 84.9677 | 89.1766 | 91.416 | 92.5936 | 93.6146 | 93.5662 | 93.3161 | 92.8255 | 91.3351 | 88.8378 | 85.0843 | 81.5232 | 79.2578 | 77.759 | 0.033127 | 0.033887 | 0.032025 | 0.027877 | 0.028664 | 0.03071 | 0.037587 | 0.047133 | 0.05473 | 0.0602 | 0.063473 | 0.066557 | 0.06832 | 0.069196 | 0.067862 | 0.062011 | 0.056221 | 0.050885 | 0.045208 | 0.043384 | 0.043651 | 0.03955 | 0.037309 | 0.038638
Portfolio Adjusted1-in-10Size: 20 kW to 199.99 kWOrange County2020August Monthly Peak | Portfolio Adjusted | 1-in-10 | Size: 20 kW to 199.99 kW | Orange County | 2020 | August Monthly Peak | 8 | 14.8536 | 14.0321 | 13.526 | 13.4404 | 13.9575 | 15.5098 | 18.4584 | 21.8322 | 25.7459 | 29.2 | 31.9525 | 33.711 | 34.4797 | 35.1652 | 35.2602 | 34.477 | 32.8218 | 29.7332 | 26.5022 | 25.2371 | 24.2186 | 21.9229 | 19.1873 | 16.9943 | 0 | 0 | 0 | 0 | 0 | 0 | 0 | 0 | 0 | 0 | 0 | 0 | 0 | 0 | 0.33614 | 0.33355 | 0.32589 | 0.22844 | 0 | 0 | 0 | 0 | 0 | 0 | 77.912 | 77.145 | 76.3718 | 75.548 | 74.9403 | 74.4457 | 74.4722 | 75.0324 | 77.5941 | 82.2727 | 86.8544 | 91.1691 | 94.6681 | 96.7669 | 97.5976 | 98.4159 | 98.6599 | 98.0196 | 97.2152 | 94.3929 | 90.0181 | 86.5198 | 84.1731 | 82.1066 | 0.034241 | 0.034845 | 0.032923 | 0.028701 | 0.029642 | 0.031924 | 0.039189 | 0.048266 | 0.056848 | 0.062827 | 0.066492 | 0.069503 | 0.071169 | 0.071868 | 0.070506 | 0.064615 | 0.058513 | 0.052752 | 0.046529 | 0.045204 | 0.044966 | 0.040562 | 0.038273 | 0.039722
Portfolio Adjusted1-in-10Size: 20 kW to 199.99 kWOrange County2020September Monthly Peak | Portfolio Adjusted | 1-in-10 | Size: 20 kW to 199.99 kW | Orange County | 2020 | September Monthly Peak | 9 | 14.4579 | 13.742 | 13.3016 | 13.228 | 13.7974 | 15.4329 | 18.7225 | 21.6387 | 25.5902 | 29.2253 | 31.9104 | 33.5844 | 34.339 | 35.0035 | 34.912 | 33.8642 | 32.1102 | 29.0334 | 26.1867 | 25.6035 | 23.7949 | 21.513 | 18.841 | 16.6111 | 0 | 0 | 0 | 0 | 0 | 0 | 0 | 0 | 0 | 0 | 0 | 0 | 0 | 0 | 0.33282 | 0.32762 | 0.31882 | 0.22307 | 0 | 0 | 0 | 0 | 0 | 0 | 79.8205 | 78.9695 | 78.0522 | 77.5419 | 76.8415 | 76.5444 | 75.9831 | 75.6173 | 77.6414 | 81.5476 | 85.82 | 90.2197 | 93.3862 | 95.2535 | 96.0739 | 96.6519 | 96.7329 | 95.5277 | 93.7124 | 90.2803 | 86.2928 | 83.1103 | 80.7136 | 78.7989 | 0.033329 | 0.034125 | 0.032377 | 0.028248 | 0.029302 | 0.031766 | 0.03975 | 0.047838 | 0.056504 | 0.062881 | 0.066404 | 0.069241 | 0.070879 | 0.071538 | 0.06981 | 0.063466 | 0.057244 | 0.051511 | 0.045975 | 0.04586 | 0.04418 | 0.039803 | 0.037582 | 0.038826
Portfolio Adjusted1-in-10Size: 20 kW to 199.99 kWOrange County2020October Monthly Peak | Portfolio Adjusted | 1-in-10 | Size: 20 kW to 199.99 kW | Orange County | 2020 | October Monthly Peak | 10 | 13.4904 | 12.8054 | 12.3764 | 12.2937 | 12.7733 | 14.2359 | 17.5158 | 19.5596 | 22.63 | 25.7136 | 28.1202 | 29.789 | 30.6222 | 31.4424 | 31.4455 | 30.5851 | 28.9395 | 26.0639 | 24.6149 | 23.5045 | 21.8205 | 19.8447 | 17.3734 | 15.3574 | 0 | 0 | 0 | 0 | 0 | 0 | 0 | 0 | 0 | 0 | 0 | 0 | 0 | 0 | 0.29978 | 0.2959 | 0.28734 | 0.20025 | 0 | 0 | 0 | 0 | 0 | 0 | 74.7633 | 73.2691 | 72.061 | 70.9064 | 69.9401 | 69.4339 | 69.0429 | 68.9582 | 70.3691 | 74.5124 | 79.9655 | 85.2367 | 89.6688 | 92.6061 | 93.6791 | 94.2472 | 94.0922 | 92.6176 | 89.6047 | 85.029 | 80.7634 | 78.0217 | 76.1072 | 74.4605 | 0.031099 | 0.031799 | 0.030125 | 0.026253 | 0.027127 | 0.029302 | 0.037188 | 0.043242 | 0.049968 | 0.055326 | 0.058517 | 0.061416 | 0.063207 | 0.06426 | 0.062879 | 0.057321 | 0.051592 | 0.046242 | 0.043216 | 0.042101 | 0.040514 | 0.036717 | 0.034655 | 0.035896
Portfolio Adjusted1-in-10Size: 20 kW to 199.99 kWOrange County2020November Monthly Peak | Portfolio Adjusted | 1-in-10 | Size: 20 kW to 199.99 kW | Orange County | 2020 | November Monthly Peak | 11 | 12.7434 | 12.0805 | 11.7045 | 11.7197 | 12.193 | 13.7235 | 16.1168 | 18.1663 | 20.7325 | 23.1129 | 25.3146 | 26.7889 | 27.7477 | 28.2908 | 28.1645 | 27.3016 | 26.1726 | 25.0883 | 22.6591 | 21.0803 | 19.7347 | 18.0214 | 16.031 | 14.3262 | 0 | 0 | 0 | 0 | 0 | 0 | 0 | 0 | 0 | 0 | 0 | 0 | 0 | 0 | 0.2685 | 0.26413 | 0.25987 | 0.19275 | 0 | 0 | 0 | 0 | 0 | 0 | 69.3798 | 67.5799 | 66.9558 | 65.5916 | 64.5857 | 63.6076 | 63.7333 | 64.0873 | 66.5348 | 71.1562 | 77.0389 | 82.0615 | 85.0568 | 86.7126 | 87.6069 | 87.334 | 85.9642 | 83.345 | 80.1257 | 77.2806 | 74.8676 | 72.8061 | 70.9825 | 69.9779 | 0.029377 | 0.029999 | 0.028489 | 0.025027 | 0.025895 | 0.028247 | 0.034217 | 0.040162 | 0.045778 | 0.04973 | 0.052679 | 0.055231 | 0.057274 | 0.057819 | 0.056318 | 0.051167 | 0.046659 | 0.044511 | 0.039782 | 0.037759 | 0.036641 | 0.033343 | 0.031977 | 0.033486
Portfolio Adjusted1-in-10Size: 20 kW to 199.99 kWOrange County2020December Monthly Peak | Portfolio Adjusted | 1-in-10 | Size: 20 kW to 199.99 kW | Orange County | 2020 | December Monthly Peak | 12 | 12.0068 | 11.5932 | 11.4094 | 11.5624 | 12.1944 | 13.6823 | 16.5732 | 18.4943 | 20.9567 | 21.6531 | 21.3611 | 20.7293 | 19.9763 | 19.6181 | 19.1103 | 17.7107 | 17.179 | 17.5706 | 17.0538 | 16.3545 | 16.1451 | 15.5151 | 14.4187 | 13.2002 | 0 | 0 | 0 | 0 | 0 | 0 | 0 | 0 | 0 | 0 | 0 | 0 | 0 | 0 | 0.18218 | 0.17134 | 0.17057 | 0.135 | 0 | 0 | 0 | 0 | 0 | 0 | 44.0682 | 43.4521 | 43.2691 | 43.5254 | 43.7573 | 43.6204 | 43.9346 | 43.9217 | 44.533 | 45.6687 | 46.7681 | 48.234 | 49.3714 | 49.789 | 50.0289 | 49.956 | 49.4641 | 48.5211 | 47.3197 | 46.0939 | 44.9283 | 44.5279 | 44.1978 | 43.391 | 0.027679 | 0.028789 | 0.027771 | 0.024691 | 0.025897 | 0.028163 | 0.035186 | 0.040887 | 0.046273 | 0.046589 | 0.044452 | 0.042738 | 0.041233 | 0.040094 | 0.038213 | 0.033192 | 0.030626 | 0.031173 | 0.029941 | 0.029294 | 0.029976 | 0.028706 | 0.028761 | 0.030854
Portfolio Adjusted1-in-10Size: 20 kW to 199.99 kWOrange County2020Typical Event Day | Portfolio Adjusted | 1-in-10 | Size: 20 kW to 199.99 kW | Orange County | 2020 | Typical Event Day | 8 | 14.5803 | 13.7757 | 13.28 | 13.2013 | 13.712 | 15.2361 | 18.0867 | 21.3023 | 24.9587 | 28.1987 | 30.8459 | 32.5619 | 33.3558 | 34.0886 | 34.2528 | 33.5865 | 32.0198 | 29.0198 | 25.869 | 24.6279 | 23.6701 | 21.4203 | 18.756 | 16.6124 | 0 | 0 | 0 | 0 | 0 | 0 | 0 | 0 | 0 | 0 | 0 | 0 | 0 | 0 | 0.32654 | 0.32493 | 0.31792 | 0.22296 | 0 | 0 | 0 | 0 | 0 | 0 | 76.8817 | 75.8572 | 74.8459 | 73.9964 | 73.1844 | 72.6036 | 72.2182 | 72.6419 | 75.358 | 79.9012 | 84.6499 | 89.0004 | 92.058 | 93.8939 | 94.9611 | 95.4849 | 95.5981 | 94.7266 | 93.3306 | 90.3518 | 86.2775 | 82.7976 | 80.423 | 78.5902 | 0.033611 | 0.034209 | 0.032324 | 0.028191 | 0.02912 | 0.031361 | 0.0384 | 0.047095 | 0.05511 | 0.060673 | 0.064189 | 0.067133 | 0.068849 | 0.069668 | 0.068492 | 0.062946 | 0.057083 | 0.051487 | 0.045418 | 0.044113 | 0.043948 | 0.039632 | 0.037413 | 0.038829
Portfolio Adjusted1-in-10Size: 20 kW to 199.99 kWOrange County2021January Monthly Peak | Portfolio Adjusted | 1-in-10 | Size: 20 kW to 199.99 kW | Orange County | 2021 | January Monthly Peak | 1 | 11.4644 | 11.1276 | 11.0328 | 11.213 | 11.7867 | 13.2432 | 16.1293 | 17.7248 | 20.254 | 20.9984 | 20.3558 | 19.6302 | 18.8195 | 18.299 | 17.7316 | 15.9404 | 15.0521 | 15.9064 | 15.894 | 15.2965 | 15.1735 | 14.5942 | 13.439 | 12.4524 | 0 | 0 | 0 | 0 | 0 | 0 | 0 | 0 | 0 | 0 | 0 | 0 | 0 | 0 | 0.16904 | 0.15422 | 0.14945 | 0.12221 | 0 | 0 | 0 | 0 | 0 | 0 | 44.995 | 44.2579 | 43.3908 | 42.7431 | 42.3493 | 41.8435 | 41.415 | 41.2976 | 41.8076 | 44.195 | 46.7273 | 48.3323 | 49.9709 | 50.8823 | 51.4868 | 51.4322 | 50.2298 | 48.6246 | 46.4586 | 45.0295 | 44.1652 | 43.7286 | 43.261 | 42.6265 | 0.026428 | 0.027633 | 0.026854 | 0.023945 | 0.025032 | 0.027259 | 0.034244 | 0.039186 | 0.044722 | 0.04518 | 0.04236 | 0.040472 | 0.038845 | 0.037398 | 0.035456 | 0.029875 | 0.026834 | 0.028221 | 0.027905 | 0.027399 | 0.028172 | 0.027002 | 0.026807 | 0.029106
Portfolio Adjusted1-in-10Size: 20 kW to 199.99 kWOrange County2021February Monthly Peak | Portfolio Adjusted | 1-in-10 | Size: 20 kW to 199.99 kW | Orange County | 2021 | February Monthly Peak | 2 | 11.5597 | 11.0811 | 10.8819 | 11.0316 | 11.6642 | 13.038 | 15.5104 | 16.8947 | 19.0144 | 20.2069 | 20.55 | 20.6935 | 20.6793 | 20.727 | 20.6257 | 19.5647 | 18.5237 | 18.2681 | 18.1508 | 17.1481 | 16.6197 | 15.5085 | 13.9403 | 12.7009 | 0 | 0 | 0 | 0 | 0 | 0 | 0 | 0 | 0 | 0 | 0 | 0 | 0 | 0 | 0.19663 | 0.18928 | 0.18392 | 0.14035 | 0 | 0 | 0 | 0 | 0 | 0 | 50.8571 | 50.7616 | 50.218 | 49.6597 | 49.6359 | 48.9268 | 47.588 | 48.3512 | 49.5016 | 51.7172 | 53.8533 | 54.6955 | 55.571 | 56.8656 | 57.9314 | 58.2161 | 57.4435 | 56.9623 | 55.4416 | 53.9534 | 52.6825 | 51.2329 | 50.6272 | 49.8368 | 0.026648 | 0.027517 | 0.026487 | 0.023558 | 0.024771 | 0.026836 | 0.03293 | 0.03735 | 0.041985 | 0.043477 | 0.042764 | 0.042664 | 0.042684 | 0.04236 | 0.041243 | 0.036667 | 0.033023 | 0.032411 | 0.031867 | 0.030715 | 0.030858 | 0.028694 | 0.027807 | 0.029687
Portfolio Adjusted1-in-10Size: 20 kW to 199.99 kWOrange County2021March Monthly Peak | Portfolio Adjusted | 1-in-10 | Size: 20 kW to 199.99 kW | Orange County | 2021 | March Monthly Peak | 3 | 12.2036 | 11.6295 | 11.2653 | 11.2929 | 11.7273 | 13.0756 | 15.6928 | 17.0977 | 18.8892 | 20.7107 | 22.1684 | 23.3163 | 24.0072 | 24.5851 | 24.8622 | 24.4068 | 23.2629 | 21.5555 | 20.3109 | 20.0397 | 18.9407 | 17.3089 | 15.2767 | 13.6325 | 0 | 0 | 0 | 0 | 0 | 0 | 0 | 0 | 0 | 0 | 0 | 0 | 0 | 0 | 0.23702 | 0.23612 | 0.23098 | 0.16561 | 0 | 0 | 0 | 0 | 0 | 0 | 61.0486 | 59.4881 | 58.0366 | 57.2528 | 56.6898 | 56.2349 | 56.0131 | 56.1287 | 57.2888 | 60.8923 | 64.975 | 69.2994 | 72.8791 | 74.7858 | 75.7558 | 76.3318 | 76.2979 | 75.5458 | 74.0478 | 71.4388 | 68.0605 | 65.2792 | 63.0645 | 60.719 | 0.028132 | 0.028879 | 0.02742 | 0.024115 | 0.024905 | 0.026914 | 0.033317 | 0.037799 | 0.041708 | 0.044561 | 0.046131 | 0.048072 | 0.049553 | 0.050245 | 0.049715 | 0.045742 | 0.041472 | 0.038244 | 0.035659 | 0.035895 | 0.035167 | 0.032025 | 0.030473 | 0.031864
Portfolio Adjusted1-in-10Size: 20 kW to 199.99 kWOrange County2021April Monthly Peak | Portfolio Adjusted | 1-in-10 | Size: 20 kW to 199.99 kW | Orange County | 2021 | April Monthly Peak | 4 | 12.851 | 12.2064 | 11.7725 | 11.7608 | 12.1584 | 13.5266 | 16.0318 | 18.0597 | 20.7503 | 23.5192 | 25.7315 | 27.4503 | 28.4466 | 29.1262 | 29.2957 | 28.7801 | 27.3083 | 24.7979 | 22.4351 | 22.0745 | 20.8888 | 18.8938 | 16.4892 | 14.5237 | 0 | 0 | 0 | 0 | 0 | 0 | 0 | 0 | 0 | 0 | 0 | 0 | 0 | 0 | 0.27928 | 0.27843 | 0.27114 | 0.19052 | 0 | 0 | 0 | 0 | 0 | 0 | 71.3172 | 69.5508 | 67.963 | 66.3006 | 65.324 | 64.6724 | 64.1064 | 64.2164 | 67.2433 | 72.7724 | 78.6907 | 84.1314 | 87.7363 | 89.6574 | 90.2451 | 90.7128 | 90.7111 | 89.9218 | 88.2995 | 84.6775 | 79.743 | 75.7886 | 73.2017 | 71.2182 | 0.029625 | 0.030312 | 0.028655 | 0.025115 | 0.025821 | 0.027842 | 0.034037 | 0.039926 | 0.045817 | 0.050604 | 0.053546 | 0.056595 | 0.058716 | 0.059526 | 0.05858 | 0.053938 | 0.048684 | 0.043996 | 0.039389 | 0.039539 | 0.038784 | 0.034957 | 0.032891 | 0.033947
Portfolio Adjusted1-in-10Size: 20 kW to 199.99 kWOrange County2021May Monthly Peak | Portfolio Adjusted | 1-in-10 | Size: 20 kW to 199.99 kW | Orange County | 2021 | May Monthly Peak | 5 | 13.4168 | 12.7421 | 12.2839 | 12.2099 | 12.5997 | 13.8872 | 16.1554 | 18.8859 | 21.9909 | 25.0158 | 27.4634 | 29.1633 | 30.0241 | 30.6836 | 30.7192 | 30.0652 | 28.6598 | 25.9557 | 23.3354 | 22.4524 | 21.8047 | 19.7652 | 17.309 | 15.383 | 0 | 0 | 0 | 0 | 0 | 0 | 0 | 0 | 0 | 0 | 0 | 0 | 0 | 0 | 0.29285 | 0.29087 | 0.28456 | 0.19942 | 0 | 0 | 0 | 0 | 0 | 0 | 74.3942 | 72.7144 | 71.2318 | 70.6501 | 70.0075 | 69.1956 | 68.7939 | 69.1033 | 72.6741 | 78.3745 | 83.2257 | 86.7812 | 89.2164 | 91.1265 | 92.3987 | 92.7673 | 92.6184 | 91.554 | 90.0595 | 87.3716 | 83.3219 | 79.0287 | 76.5105 | 74.3767 | 0.030929 | 0.031642 | 0.0299 | 0.026074 | 0.026758 | 0.028584 | 0.034299 | 0.041753 | 0.048557 | 0.053824 | 0.05715 | 0.060127 | 0.061972 | 0.062709 | 0.061426 | 0.056347 | 0.051093 | 0.04605 | 0.040969 | 0.040216 | 0.040484 | 0.03657 | 0.034527 | 0.035956
Portfolio Adjusted1-in-10Size: 20 kW to 199.99 kWOrange County2021June Monthly Peak | Portfolio Adjusted | 1-in-10 | Size: 20 kW to 199.99 kW | Orange County | 2021 | June Monthly Peak | 6 | 13.6469 | 12.9045 | 12.4604 | 12.3484 | 12.7664 | 13.8601 | 16.2887 | 19.4569 | 22.651 | 25.7458 | 28.1877 | 29.8913 | 30.6665 | 31.4101 | 31.5592 | 30.8724 | 29.4033 | 26.7972 | 24.2081 | 22.7021 | 22.065 | 20.1265 | 17.6258 | 15.5873 | 0 | 0 | 0 | 0 | 0 | 0 | 0 | 0 | 0 | 0 | 0 | 0 | 0 | 0 | 0.30086 | 0.29867 | 0.29194 | 0.20588 | 0 | 0 | 0 | 0 | 0 | 0 | 72.1548 | 70.9556 | 69.7968 | 68.9005 | 67.7258 | 66.9016 | 66.5467 | 67.5906 | 70.9745 | 75.8922 | 80.9576 | 85.4365 | 88.7617 | 90.9617 | 92.5584 | 93.3057 | 93.6837 | 92.5337 | 91.0599 | 87.8964 | 83.715 | 80.037 | 77.5475 | 75.6964 | 0.031459 | 0.032046 | 0.030329 | 0.02637 | 0.027112 | 0.028529 | 0.034582 | 0.043015 | 0.050014 | 0.055395 | 0.058657 | 0.061627 | 0.063298 | 0.064194 | 0.063106 | 0.057859 | 0.052418 | 0.047543 | 0.042502 | 0.040664 | 0.040968 | 0.037238 | 0.035159 | 0.036434
Portfolio Adjusted1-in-10Size: 20 kW to 199.99 kWOrange County2021July Monthly Peak | Portfolio Adjusted | 1-in-10 | Size: 20 kW to 199.99 kW | Orange County | 2021 | July Monthly Peak | 7 | 14.3703 | 13.6461 | 13.1572 | 13.0544 | 13.4971 | 14.92 | 17.7041 | 21.3199 | 24.7868 | 27.9793 | 30.5019 | 32.2821 | 33.0993 | 33.8576 | 33.9378 | 33.0875 | 31.5361 | 28.681 | 25.7495 | 24.2209 | 23.5103 | 21.3759 | 18.7039 | 16.5305 | 0 | 0 | 0 | 0 | 0 | 0 | 0 | 0 | 0 | 0 | 0 | 0 | 0 | 0 | 0.32353 | 0.3201 | 0.31312 | 0.22036 | 0 | 0 | 0 | 0 | 0 | 0 | 77.6393 | 76.3586 | 75.1627 | 73.9952 | 73.2299 | 72.5225 | 71.8708 | 72.3271 | 75.2218 | 79.8925 | 84.9677 | 89.1766 | 91.416 | 92.5936 | 93.6146 | 93.5662 | 93.3161 | 92.8255 | 91.3351 | 88.8378 | 85.0843 | 81.5232 | 79.2578 | 77.759 | 0.033127 | 0.033887 | 0.032025 | 0.027877 | 0.028664 | 0.03071 | 0.037587 | 0.047133 | 0.05473 | 0.0602 | 0.063473 | 0.066557 | 0.06832 | 0.069196 | 0.067862 | 0.062011 | 0.056221 | 0.050885 | 0.045208 | 0.043384 | 0.043651 | 0.03955 | 0.037309 | 0.038638
Portfolio Adjusted1-in-10Size: 20 kW to 199.99 kWOrange County2021August Monthly Peak | Portfolio Adjusted | 1-in-10 | Size: 20 kW to 199.99 kW | Orange County | 2021 | August Monthly Peak | 8 | 14.8536 | 14.0321 | 13.526 | 13.4404 | 13.9575 | 15.5098 | 18.4584 | 21.8322 | 25.7459 | 29.2 | 31.9525 | 33.711 | 34.4797 | 35.1652 | 35.2602 | 34.477 | 32.8218 | 29.7332 | 26.5022 | 25.2371 | 24.2186 | 21.9229 | 19.1873 | 16.9943 | 0 | 0 | 0 | 0 | 0 | 0 | 0 | 0 | 0 | 0 | 0 | 0 | 0 | 0 | 0.33614 | 0.33355 | 0.32589 | 0.22844 | 0 | 0 | 0 | 0 | 0 | 0 | 77.912 | 77.145 | 76.3718 | 75.548 | 74.9403 | 74.4457 | 74.4722 | 75.0324 | 77.5941 | 82.2727 | 86.8544 | 91.1691 | 94.6681 | 96.7669 | 97.5976 | 98.4159 | 98.6599 | 98.0196 | 97.2152 | 94.3929 | 90.0181 | 86.5198 | 84.1731 | 82.1066 | 0.034241 | 0.034845 | 0.032923 | 0.028701 | 0.029642 | 0.031924 | 0.039189 | 0.048266 | 0.056848 | 0.062827 | 0.066492 | 0.069503 | 0.071169 | 0.071868 | 0.070506 | 0.064615 | 0.058513 | 0.052752 | 0.046529 | 0.045204 | 0.044966 | 0.040562 | 0.038273 | 0.039722
Portfolio Adjusted1-in-10Size: 20 kW to 199.99 kWOrange County2021September Monthly Peak | Portfolio Adjusted | 1-in-10 | Size: 20 kW to 199.99 kW | Orange County | 2021 | September Monthly Peak | 9 | 14.4579 | 13.742 | 13.3016 | 13.228 | 13.7974 | 15.4329 | 18.7225 | 21.6387 | 25.5902 | 29.2253 | 31.9104 | 33.5844 | 34.339 | 35.0035 | 34.912 | 33.8642 | 32.1102 | 29.0334 | 26.1867 | 25.6035 | 23.7949 | 21.513 | 18.841 | 16.6111 | 0 | 0 | 0 | 0 | 0 | 0 | 0 | 0 | 0 | 0 | 0 | 0 | 0 | 0 | 0.33282 | 0.32762 | 0.31882 | 0.22307 | 0 | 0 | 0 | 0 | 0 | 0 | 79.8205 | 78.9695 | 78.0522 | 77.5419 | 76.8415 | 76.5444 | 75.9831 | 75.6173 | 77.6414 | 81.5476 | 85.82 | 90.2197 | 93.3862 | 95.2535 | 96.0739 | 96.6519 | 96.7329 | 95.5277 | 93.7124 | 90.2803 | 86.2928 | 83.1103 | 80.7136 | 78.7989 | 0.033329 | 0.034125 | 0.032377 | 0.028248 | 0.029302 | 0.031766 | 0.03975 | 0.047838 | 0.056504 | 0.062881 | 0.066404 | 0.069241 | 0.070879 | 0.071538 | 0.06981 | 0.063466 | 0.057244 | 0.051511 | 0.045975 | 0.04586 | 0.04418 | 0.039803 | 0.037582 | 0.038826
Portfolio Adjusted1-in-10Size: 20 kW to 199.99 kWOrange County2021October Monthly Peak | Portfolio Adjusted | 1-in-10 | Size: 20 kW to 199.99 kW | Orange County | 2021 | October Monthly Peak | 10 | 13.4904 | 12.8054 | 12.3764 | 12.2937 | 12.7733 | 14.2359 | 17.5158 | 19.5596 | 22.63 | 25.7136 | 28.1202 | 29.789 | 30.6222 | 31.4424 | 31.4455 | 30.5851 | 28.9395 | 26.0639 | 24.6149 | 23.5045 | 21.8205 | 19.8447 | 17.3734 | 15.3574 | 0 | 0 | 0 | 0 | 0 | 0 | 0 | 0 | 0 | 0 | 0 | 0 | 0 | 0 | 0.29978 | 0.2959 | 0.28734 | 0.20025 | 0 | 0 | 0 | 0 | 0 | 0 | 74.7633 | 73.2691 | 72.061 | 70.9064 | 69.9401 | 69.4339 | 69.0429 | 68.9582 | 70.3691 | 74.5124 | 79.9655 | 85.2367 | 89.6688 | 92.6061 | 93.6791 | 94.2472 | 94.0922 | 92.6176 | 89.6047 | 85.029 | 80.7634 | 78.0217 | 76.1072 | 74.4605 | 0.031099 | 0.031799 | 0.030125 | 0.026253 | 0.027127 | 0.029302 | 0.037188 | 0.043242 | 0.049968 | 0.055326 | 0.058517 | 0.061416 | 0.063207 | 0.06426 | 0.062879 | 0.057321 | 0.051592 | 0.046242 | 0.043216 | 0.042101 | 0.040514 | 0.036717 | 0.034655 | 0.035896
Portfolio Adjusted1-in-10Size: 20 kW to 199.99 kWOrange County2021November Monthly Peak | Portfolio Adjusted | 1-in-10 | Size: 20 kW to 199.99 kW | Orange County | 2021 | November Monthly Peak | 11 | 12.7434 | 12.0805 | 11.7045 | 11.7197 | 12.193 | 13.7235 | 16.1168 | 18.1663 | 20.7325 | 23.1129 | 25.3146 | 26.7889 | 27.7477 | 28.2908 | 28.1645 | 27.3016 | 26.1726 | 25.0883 | 22.6591 | 21.0803 | 19.7347 | 18.0214 | 16.031 | 14.3262 | 0 | 0 | 0 | 0 | 0 | 0 | 0 | 0 | 0 | 0 | 0 | 0 | 0 | 0 | 0.2685 | 0.26413 | 0.25987 | 0.19275 | 0 | 0 | 0 | 0 | 0 | 0 | 69.3798 | 67.5799 | 66.9558 | 65.5916 | 64.5857 | 63.6076 | 63.7333 | 64.0873 | 66.5348 | 71.1562 | 77.0389 | 82.0615 | 85.0568 | 86.7126 | 87.6069 | 87.334 | 85.9642 | 83.345 | 80.1257 | 77.2806 | 74.8676 | 72.8061 | 70.9825 | 69.9779 | 0.029377 | 0.029999 | 0.028489 | 0.025027 | 0.025895 | 0.028247 | 0.034217 | 0.040162 | 0.045778 | 0.04973 | 0.052679 | 0.055231 | 0.057274 | 0.057819 | 0.056318 | 0.051167 | 0.046659 | 0.044511 | 0.039782 | 0.037759 | 0.036641 | 0.033343 | 0.031977 | 0.033486
Portfolio Adjusted1-in-10Size: 20 kW to 199.99 kWOrange County2021December Monthly Peak | Portfolio Adjusted | 1-in-10 | Size: 20 kW to 199.99 kW | Orange County | 2021 | December Monthly Peak | 12 | 12.0068 | 11.5932 | 11.4094 | 11.5624 | 12.1944 | 13.6823 | 16.5732 | 18.4943 | 20.9567 | 21.6531 | 21.3611 | 20.7293 | 19.9763 | 19.6181 | 19.1103 | 17.7107 | 17.179 | 17.5706 | 17.0538 | 16.3545 | 16.1451 | 15.5151 | 14.4187 | 13.2002 | 0 | 0 | 0 | 0 | 0 | 0 | 0 | 0 | 0 | 0 | 0 | 0 | 0 | 0 | 0.18218 | 0.17134 | 0.17057 | 0.135 | 0 | 0 | 0 | 0 | 0 | 0 | 44.0682 | 43.4521 | 43.2691 | 43.5254 | 43.7573 | 43.6204 | 43.9346 | 43.9217 | 44.533 | 45.6687 | 46.7681 | 48.234 | 49.3714 | 49.789 | 50.0289 | 49.956 | 49.4641 | 48.5211 | 47.3197 | 46.0939 | 44.9283 | 44.5279 | 44.1978 | 43.391 | 0.027679 | 0.028789 | 0.027771 | 0.024691 | 0.025897 | 0.028163 | 0.035186 | 0.040887 | 0.046273 | 0.046589 | 0.044452 | 0.042738 | 0.041233 | 0.040094 | 0.038213 | 0.033192 | 0.030626 | 0.031173 | 0.029941 | 0.029294 | 0.029976 | 0.028706 | 0.028761 | 0.030854
Portfolio Adjusted1-in-10Size: 20 kW to 199.99 kWOrange County2021Typical Event Day | Portfolio Adjusted | 1-in-10 | Size: 20 kW to 199.99 kW | Orange County | 2021 | Typical Event Day | 8 | 14.5803 | 13.7757 | 13.28 | 13.2013 | 13.712 | 15.2361 | 18.0867 | 21.3023 | 24.9587 | 28.1987 | 30.8459 | 32.5619 | 33.3558 | 34.0886 | 34.2528 | 33.5865 | 32.0198 | 29.0198 | 25.869 | 24.6279 | 23.6701 | 21.4203 | 18.756 | 16.6124 | 0 | 0 | 0 | 0 | 0 | 0 | 0 | 0 | 0 | 0 | 0 | 0 | 0 | 0 | 0.32654 | 0.32493 | 0.31792 | 0.22296 | 0 | 0 | 0 | 0 | 0 | 0 | 76.8817 | 75.8572 | 74.8459 | 73.9964 | 73.1844 | 72.6036 | 72.2182 | 72.6419 | 75.358 | 79.9012 | 84.6499 | 89.0004 | 92.058 | 93.8939 | 94.9611 | 95.4849 | 95.5981 | 94.7266 | 93.3306 | 90.3518 | 86.2775 | 82.7976 | 80.423 | 78.5902 | 0.033611 | 0.034209 | 0.032324 | 0.028191 | 0.02912 | 0.031361 | 0.0384 | 0.047095 | 0.05511 | 0.060673 | 0.064189 | 0.067133 | 0.068849 | 0.069668 | 0.068492 | 0.062946 | 0.057083 | 0.051487 | 0.045418 | 0.044113 | 0.043948 | 0.039632 | 0.037413 | 0.038829
Portfolio Adjusted1-in-10Size: 20 kW to 199.99 kWOrange County2022January Monthly Peak | Portfolio Adjusted | 1-in-10 | Size: 20 kW to 199.99 kW | Orange County | 2022 | January Monthly Peak | 1 | 11.4644 | 11.1276 | 11.0328 | 11.213 | 11.7867 | 13.2432 | 16.1293 | 17.7248 | 20.254 | 20.9984 | 20.3558 | 19.6302 | 18.8195 | 18.299 | 17.7316 | 15.9404 | 15.0521 | 15.9064 | 15.894 | 15.2965 | 15.1735 | 14.5942 | 13.439 | 12.4524 | 0 | 0 | 0 | 0 | 0 | 0 | 0 | 0 | 0 | 0 | 0 | 0 | 0 | 0 | 0.16904 | 0.15422 | 0.14945 | 0.12221 | 0 | 0 | 0 | 0 | 0 | 0 | 44.995 | 44.2579 | 43.3908 | 42.7431 | 42.3493 | 41.8435 | 41.415 | 41.2976 | 41.8076 | 44.195 | 46.7273 | 48.3323 | 49.9709 | 50.8823 | 51.4868 | 51.4322 | 50.2298 | 48.6246 | 46.4586 | 45.0295 | 44.1652 | 43.7286 | 43.261 | 42.6265 | 0.026428 | 0.027633 | 0.026854 | 0.023945 | 0.025032 | 0.027259 | 0.034244 | 0.039186 | 0.044722 | 0.04518 | 0.04236 | 0.040472 | 0.038845 | 0.037398 | 0.035456 | 0.029875 | 0.026834 | 0.028221 | 0.027905 | 0.027399 | 0.028172 | 0.027002 | 0.026807 | 0.029106
Portfolio Adjusted1-in-10Size: 20 kW to 199.99 kWOrange County2022February Monthly Peak | Portfolio Adjusted | 1-in-10 | Size: 20 kW to 199.99 kW | Orange County | 2022 | February Monthly Peak | 2 | 11.5597 | 11.0811 | 10.8819 | 11.0316 | 11.6642 | 13.038 | 15.5104 | 16.8947 | 19.0144 | 20.2069 | 20.55 | 20.6935 | 20.6793 | 20.727 | 20.6257 | 19.5647 | 18.5237 | 18.2681 | 18.1508 | 17.1481 | 16.6197 | 15.5085 | 13.9403 | 12.7009 | 0 | 0 | 0 | 0 | 0 | 0 | 0 | 0 | 0 | 0 | 0 | 0 | 0 | 0 | 0.19663 | 0.18928 | 0.18392 | 0.14035 | 0 | 0 | 0 | 0 | 0 | 0 | 50.8571 | 50.7616 | 50.218 | 49.6597 | 49.6359 | 48.9268 | 47.588 | 48.3512 | 49.5016 | 51.7172 | 53.8533 | 54.6955 | 55.571 | 56.8656 | 57.9314 | 58.2161 | 57.4435 | 56.9623 | 55.4416 | 53.9534 | 52.6825 | 51.2329 | 50.6272 | 49.8368 | 0.026648 | 0.027517 | 0.026487 | 0.023558 | 0.024771 | 0.026836 | 0.03293 | 0.03735 | 0.041985 | 0.043477 | 0.042764 | 0.042664 | 0.042684 | 0.04236 | 0.041243 | 0.036667 | 0.033023 | 0.032411 | 0.031867 | 0.030715 | 0.030858 | 0.028694 | 0.027807 | 0.029687
Portfolio Adjusted1-in-10Size: 20 kW to 199.99 kWOrange County2022March Monthly Peak | Portfolio Adjusted | 1-in-10 | Size: 20 kW to 199.99 kW | Orange County | 2022 | March Monthly Peak | 3 | 12.2036 | 11.6295 | 11.2653 | 11.2929 | 11.7273 | 13.0756 | 15.6928 | 17.0977 | 18.8892 | 20.7107 | 22.1684 | 23.3163 | 24.0072 | 24.5851 | 24.8622 | 24.4068 | 23.2629 | 21.5555 | 20.3109 | 20.0397 | 18.9407 | 17.3089 | 15.2767 | 13.6325 | 0 | 0 | 0 | 0 | 0 | 0 | 0 | 0 | 0 | 0 | 0 | 0 | 0 | 0 | 0.23702 | 0.23612 | 0.23098 | 0.16561 | 0 | 0 | 0 | 0 | 0 | 0 | 61.0486 | 59.4881 | 58.0366 | 57.2528 | 56.6898 | 56.2349 | 56.0131 | 56.1287 | 57.2888 | 60.8923 | 64.975 | 69.2994 | 72.8791 | 74.7858 | 75.7558 | 76.3318 | 76.2979 | 75.5458 | 74.0478 | 71.4388 | 68.0605 | 65.2792 | 63.0645 | 60.719 | 0.028132 | 0.028879 | 0.02742 | 0.024115 | 0.024905 | 0.026914 | 0.033317 | 0.037799 | 0.041708 | 0.044561 | 0.046131 | 0.048072 | 0.049553 | 0.050245 | 0.049715 | 0.045742 | 0.041472 | 0.038244 | 0.035659 | 0.035895 | 0.035167 | 0.032025 | 0.030473 | 0.031864
Portfolio Adjusted1-in-10Size: 20 kW to 199.99 kWOrange County2022April Monthly Peak | Portfolio Adjusted | 1-in-10 | Size: 20 kW to 199.99 kW | Orange County | 2022 | April Monthly Peak | 4 | 12.851 | 12.2064 | 11.7725 | 11.7608 | 12.1584 | 13.5266 | 16.0318 | 18.0597 | 20.7503 | 23.5192 | 25.7315 | 27.4503 | 28.4466 | 29.1262 | 29.2957 | 28.7801 | 27.3083 | 24.7979 | 22.4351 | 22.0745 | 20.8888 | 18.8938 | 16.4892 | 14.5237 | 0 | 0 | 0 | 0 | 0 | 0 | 0 | 0 | 0 | 0 | 0 | 0 | 0 | 0 | 0.27928 | 0.27843 | 0.27114 | 0.19052 | 0 | 0 | 0 | 0 | 0 | 0 | 71.3172 | 69.5508 | 67.963 | 66.3006 | 65.324 | 64.6724 | 64.1064 | 64.2164 | 67.2433 | 72.7724 | 78.6907 | 84.1314 | 87.7363 | 89.6574 | 90.2451 | 90.7128 | 90.7111 | 89.9218 | 88.2995 | 84.6775 | 79.743 | 75.7886 | 73.2017 | 71.2182 | 0.029625 | 0.030312 | 0.028655 | 0.025115 | 0.025821 | 0.027842 | 0.034037 | 0.039926 | 0.045817 | 0.050604 | 0.053546 | 0.056595 | 0.058716 | 0.059526 | 0.05858 | 0.053938 | 0.048684 | 0.043996 | 0.039389 | 0.039539 | 0.038784 | 0.034957 | 0.032891 | 0.033947
Portfolio Adjusted1-in-10Size: 20 kW to 199.99 kWOrange County2022May Monthly Peak | Portfolio Adjusted | 1-in-10 | Size: 20 kW to 199.99 kW | Orange County | 2022 | May Monthly Peak | 5 | 13.4168 | 12.7421 | 12.2839 | 12.2099 | 12.5997 | 13.8872 | 16.1554 | 18.8859 | 21.9909 | 25.0158 | 27.4634 | 29.1633 | 30.0241 | 30.6836 | 30.7192 | 30.0652 | 28.6598 | 25.9557 | 23.3354 | 22.4524 | 21.8047 | 19.7652 | 17.309 | 15.383 | 0 | 0 | 0 | 0 | 0 | 0 | 0 | 0 | 0 | 0 | 0 | 0 | 0 | 0 | 0.29285 | 0.29087 | 0.28456 | 0.19942 | 0 | 0 | 0 | 0 | 0 | 0 | 74.3942 | 72.7144 | 71.2318 | 70.6501 | 70.0075 | 69.1956 | 68.7939 | 69.1033 | 72.6741 | 78.3745 | 83.2257 | 86.7812 | 89.2164 | 91.1265 | 92.3987 | 92.7673 | 92.6184 | 91.554 | 90.0595 | 87.3716 | 83.3219 | 79.0287 | 76.5105 | 74.3767 | 0.030929 | 0.031642 | 0.0299 | 0.026074 | 0.026758 | 0.028584 | 0.034299 | 0.041753 | 0.048557 | 0.053824 | 0.05715 | 0.060127 | 0.061972 | 0.062709 | 0.061426 | 0.056347 | 0.051093 | 0.04605 | 0.040969 | 0.040216 | 0.040484 | 0.03657 | 0.034527 | 0.035956
Portfolio Adjusted1-in-10Size: 20 kW to 199.99 kWOrange County2022June Monthly Peak | Portfolio Adjusted | 1-in-10 | Size: 20 kW to 199.99 kW | Orange County | 2022 | June Monthly Peak | 6 | 13.6469 | 12.9045 | 12.4604 | 12.3484 | 12.7664 | 13.8601 | 16.2887 | 19.4569 | 22.651 | 25.7458 | 28.1877 | 29.8913 | 30.6665 | 31.4101 | 31.5592 | 30.8724 | 29.4033 | 26.7972 | 24.2081 | 22.7021 | 22.065 | 20.1265 | 17.6258 | 15.5873 | 0 | 0 | 0 | 0 | 0 | 0 | 0 | 0 | 0 | 0 | 0 | 0 | 0 | 0 | 0.30086 | 0.29867 | 0.29194 | 0.20588 | 0 | 0 | 0 | 0 | 0 | 0 | 72.1548 | 70.9556 | 69.7968 | 68.9005 | 67.7258 | 66.9016 | 66.5467 | 67.5906 | 70.9745 | 75.8922 | 80.9576 | 85.4365 | 88.7617 | 90.9617 | 92.5584 | 93.3057 | 93.6837 | 92.5337 | 91.0599 | 87.8964 | 83.715 | 80.037 | 77.5475 | 75.6964 | 0.031459 | 0.032046 | 0.030329 | 0.02637 | 0.027112 | 0.028529 | 0.034582 | 0.043015 | 0.050014 | 0.055395 | 0.058657 | 0.061627 | 0.063298 | 0.064194 | 0.063106 | 0.057859 | 0.052418 | 0.047543 | 0.042502 | 0.040664 | 0.040968 | 0.037238 | 0.035159 | 0.036434
Portfolio Adjusted1-in-10Size: 20 kW to 199.99 kWOrange County2022July Monthly Peak | Portfolio Adjusted | 1-in-10 | Size: 20 kW to 199.99 kW | Orange County | 2022 | July Monthly Peak | 7 | 14.3703 | 13.6461 | 13.1572 | 13.0544 | 13.4971 | 14.92 | 17.7041 | 21.3199 | 24.7868 | 27.9793 | 30.5019 | 32.2821 | 33.0993 | 33.8576 | 33.9378 | 33.0875 | 31.5361 | 28.681 | 25.7495 | 24.2209 | 23.5103 | 21.3759 | 18.7039 | 16.5305 | 0 | 0 | 0 | 0 | 0 | 0 | 0 | 0 | 0 | 0 | 0 | 0 | 0 | 0 | 0.32353 | 0.3201 | 0.31312 | 0.22036 | 0 | 0 | 0 | 0 | 0 | 0 | 77.6393 | 76.3586 | 75.1627 | 73.9952 | 73.2299 | 72.5225 | 71.8708 | 72.3271 | 75.2218 | 79.8925 | 84.9677 | 89.1766 | 91.416 | 92.5936 | 93.6146 | 93.5662 | 93.3161 | 92.8255 | 91.3351 | 88.8378 | 85.0843 | 81.5232 | 79.2578 | 77.759 | 0.033127 | 0.033887 | 0.032025 | 0.027877 | 0.028664 | 0.03071 | 0.037587 | 0.047133 | 0.05473 | 0.0602 | 0.063473 | 0.066557 | 0.06832 | 0.069196 | 0.067862 | 0.062011 | 0.056221 | 0.050885 | 0.045208 | 0.043384 | 0.043651 | 0.03955 | 0.037309 | 0.038638
Portfolio Adjusted1-in-10Size: 20 kW to 199.99 kWOrange County2022August Monthly Peak | Portfolio Adjusted | 1-in-10 | Size: 20 kW to 199.99 kW | Orange County | 2022 | August Monthly Peak | 8 | 14.8536 | 14.0321 | 13.526 | 13.4404 | 13.9575 | 15.5098 | 18.4584 | 21.8322 | 25.7459 | 29.2 | 31.9525 | 33.711 | 34.4797 | 35.1652 | 35.2602 | 34.477 | 32.8218 | 29.7332 | 26.5022 | 25.2371 | 24.2186 | 21.9229 | 19.1873 | 16.9943 | 0 | 0 | 0 | 0 | 0 | 0 | 0 | 0 | 0 | 0 | 0 | 0 | 0 | 0 | 0.33614 | 0.33355 | 0.32589 | 0.22844 | 0 | 0 | 0 | 0 | 0 | 0 | 77.912 | 77.145 | 76.3718 | 75.548 | 74.9403 | 74.4457 | 74.4722 | 75.0324 | 77.5941 | 82.2727 | 86.8544 | 91.1691 | 94.6681 | 96.7669 | 97.5976 | 98.4159 | 98.6599 | 98.0196 | 97.2152 | 94.3929 | 90.0181 | 86.5198 | 84.1731 | 82.1066 | 0.034241 | 0.034845 | 0.032923 | 0.028701 | 0.029642 | 0.031924 | 0.039189 | 0.048266 | 0.056848 | 0.062827 | 0.066492 | 0.069503 | 0.071169 | 0.071868 | 0.070506 | 0.064615 | 0.058513 | 0.052752 | 0.046529 | 0.045204 | 0.044966 | 0.040562 | 0.038273 | 0.039722
Portfolio Adjusted1-in-10Size: 20 kW to 199.99 kWOrange County2022September Monthly Peak | Portfolio Adjusted | 1-in-10 | Size: 20 kW to 199.99 kW | Orange County | 2022 | September Monthly Peak | 9 | 14.4579 | 13.742 | 13.3016 | 13.228 | 13.7974 | 15.4329 | 18.7225 | 21.6387 | 25.5902 | 29.2253 | 31.9104 | 33.5844 | 34.339 | 35.0035 | 34.912 | 33.8642 | 32.1102 | 29.0334 | 26.1867 | 25.6035 | 23.7949 | 21.513 | 18.841 | 16.6111 | 0 | 0 | 0 | 0 | 0 | 0 | 0 | 0 | 0 | 0 | 0 | 0 | 0 | 0 | 0.33282 | 0.32762 | 0.31882 | 0.22307 | 0 | 0 | 0 | 0 | 0 | 0 | 79.8205 | 78.9695 | 78.0522 | 77.5419 | 76.8415 | 76.5444 | 75.9831 | 75.6173 | 77.6414 | 81.5476 | 85.82 | 90.2197 | 93.3862 | 95.2535 | 96.0739 | 96.6519 | 96.7329 | 95.5277 | 93.7124 | 90.2803 | 86.2928 | 83.1103 | 80.7136 | 78.7989 | 0.033329 | 0.034125 | 0.032377 | 0.028248 | 0.029302 | 0.031766 | 0.03975 | 0.047838 | 0.056504 | 0.062881 | 0.066404 | 0.069241 | 0.070879 | 0.071538 | 0.06981 | 0.063466 | 0.057244 | 0.051511 | 0.045975 | 0.04586 | 0.04418 | 0.039803 | 0.037582 | 0.038826
Portfolio Adjusted1-in-10Size: 20 kW to 199.99 kWOrange County2022October Monthly Peak | Portfolio Adjusted | 1-in-10 | Size: 20 kW to 199.99 kW | Orange County | 2022 | October Monthly Peak | 10 | 13.4904 | 12.8054 | 12.3764 | 12.2937 | 12.7733 | 14.2359 | 17.5158 | 19.5596 | 22.63 | 25.7136 | 28.1202 | 29.789 | 30.6222 | 31.4424 | 31.4455 | 30.5851 | 28.9395 | 26.0639 | 24.6149 | 23.5045 | 21.8205 | 19.8447 | 17.3734 | 15.3574 | 0 | 0 | 0 | 0 | 0 | 0 | 0 | 0 | 0 | 0 | 0 | 0 | 0 | 0 | 0.29978 | 0.2959 | 0.28734 | 0.20025 | 0 | 0 | 0 | 0 | 0 | 0 | 74.7633 | 73.2691 | 72.061 | 70.9064 | 69.9401 | 69.4339 | 69.0429 | 68.9582 | 70.3691 | 74.5124 | 79.9655 | 85.2367 | 89.6688 | 92.6061 | 93.6791 | 94.2472 | 94.0922 | 92.6176 | 89.6047 | 85.029 | 80.7634 | 78.0217 | 76.1072 | 74.4605 | 0.031099 | 0.031799 | 0.030125 | 0.026253 | 0.027127 | 0.029302 | 0.037188 | 0.043242 | 0.049968 | 0.055326 | 0.058517 | 0.061416 | 0.063207 | 0.06426 | 0.062879 | 0.057321 | 0.051592 | 0.046242 | 0.043216 | 0.042101 | 0.040514 | 0.036717 | 0.034655 | 0.035896
Portfolio Adjusted1-in-10Size: 20 kW to 199.99 kWOrange County2022November Monthly Peak | Portfolio Adjusted | 1-in-10 | Size: 20 kW to 199.99 kW | Orange County | 2022 | November Monthly Peak | 11 | 12.7434 | 12.0805 | 11.7045 | 11.7197 | 12.193 | 13.7235 | 16.1168 | 18.1663 | 20.7325 | 23.1129 | 25.3146 | 26.7889 | 27.7477 | 28.2908 | 28.1645 | 27.3016 | 26.1726 | 25.0883 | 22.6591 | 21.0803 | 19.7347 | 18.0214 | 16.031 | 14.3262 | 0 | 0 | 0 | 0 | 0 | 0 | 0 | 0 | 0 | 0 | 0 | 0 | 0 | 0 | 0.2685 | 0.26413 | 0.25987 | 0.19275 | 0 | 0 | 0 | 0 | 0 | 0 | 69.3798 | 67.5799 | 66.9558 | 65.5916 | 64.5857 | 63.6076 | 63.7333 | 64.0873 | 66.5348 | 71.1562 | 77.0389 | 82.0615 | 85.0568 | 86.7126 | 87.6069 | 87.334 | 85.9642 | 83.345 | 80.1257 | 77.2806 | 74.8676 | 72.8061 | 70.9825 | 69.9779 | 0.029377 | 0.029999 | 0.028489 | 0.025027 | 0.025895 | 0.028247 | 0.034217 | 0.040162 | 0.045778 | 0.04973 | 0.052679 | 0.055231 | 0.057274 | 0.057819 | 0.056318 | 0.051167 | 0.046659 | 0.044511 | 0.039782 | 0.037759 | 0.036641 | 0.033343 | 0.031977 | 0.033486
Portfolio Adjusted1-in-10Size: 20 kW to 199.99 kWOrange County2022December Monthly Peak | Portfolio Adjusted | 1-in-10 | Size: 20 kW to 199.99 kW | Orange County | 2022 | December Monthly Peak | 12 | 12.0068 | 11.5932 | 11.4094 | 11.5624 | 12.1944 | 13.6823 | 16.5732 | 18.4943 | 20.9567 | 21.6531 | 21.3611 | 20.7293 | 19.9763 | 19.6181 | 19.1103 | 17.7107 | 17.179 | 17.5706 | 17.0538 | 16.3545 | 16.1451 | 15.5151 | 14.4187 | 13.2002 | 0 | 0 | 0 | 0 | 0 | 0 | 0 | 0 | 0 | 0 | 0 | 0 | 0 | 0 | 0.18218 | 0.17134 | 0.17057 | 0.135 | 0 | 0 | 0 | 0 | 0 | 0 | 44.0682 | 43.4521 | 43.2691 | 43.5254 | 43.7573 | 43.6204 | 43.9346 | 43.9217 | 44.533 | 45.6687 | 46.7681 | 48.234 | 49.3714 | 49.789 | 50.0289 | 49.956 | 49.4641 | 48.5211 | 47.3197 | 46.0939 | 44.9283 | 44.5279 | 44.1978 | 43.391 | 0.027679 | 0.028789 | 0.027771 | 0.024691 | 0.025897 | 0.028163 | 0.035186 | 0.040887 | 0.046273 | 0.046589 | 0.044452 | 0.042738 | 0.041233 | 0.040094 | 0.038213 | 0.033192 | 0.030626 | 0.031173 | 0.029941 | 0.029294 | 0.029976 | 0.028706 | 0.028761 | 0.030854
Portfolio Adjusted1-in-10Size: 20 kW to 199.99 kWOrange County2022Typical Event Day | Portfolio Adjusted | 1-in-10 | Size: 20 kW to 199.99 kW | Orange County | 2022 | Typical Event Day | 8 | 14.5803 | 13.7757 | 13.28 | 13.2013 | 13.712 | 15.2361 | 18.0867 | 21.3023 | 24.9587 | 28.1987 | 30.8459 | 32.5619 | 33.3558 | 34.0886 | 34.2528 | 33.5865 | 32.0198 | 29.0198 | 25.869 | 24.6279 | 23.6701 | 21.4203 | 18.756 | 16.6124 | 0 | 0 | 0 | 0 | 0 | 0 | 0 | 0 | 0 | 0 | 0 | 0 | 0 | 0 | 0.32654 | 0.32493 | 0.31792 | 0.22296 | 0 | 0 | 0 | 0 | 0 | 0 | 76.8817 | 75.8572 | 74.8459 | 73.9964 | 73.1844 | 72.6036 | 72.2182 | 72.6419 | 75.358 | 79.9012 | 84.6499 | 89.0004 | 92.058 | 93.8939 | 94.9611 | 95.4849 | 95.5981 | 94.7266 | 93.3306 | 90.3518 | 86.2775 | 82.7976 | 80.423 | 78.5902 | 0.033611 | 0.034209 | 0.032324 | 0.028191 | 0.02912 | 0.031361 | 0.0384 | 0.047095 | 0.05511 | 0.060673 | 0.064189 | 0.067133 | 0.068849 | 0.069668 | 0.068492 | 0.062946 | 0.057083 | 0.051487 | 0.045418 | 0.044113 | 0.043948 | 0.039632 | 0.037413 | 0.038829
Portfolio Adjusted1-in-10Size: 20 kW to 199.99 kWOrange County2023January Monthly Peak | Portfolio Adjusted | 1-in-10 | Size: 20 kW to 199.99 kW | Orange County | 2023 | January Monthly Peak | 1 | 11.4644 | 11.1276 | 11.0328 | 11.213 | 11.7867 | 13.2432 | 16.1293 | 17.7248 | 20.254 | 20.9984 | 20.3558 | 19.6302 | 18.8195 | 18.299 | 17.7316 | 15.9404 | 15.0521 | 15.9064 | 15.894 | 15.2965 | 15.1735 | 14.5942 | 13.439 | 12.4524 | 0 | 0 | 0 | 0 | 0 | 0 | 0 | 0 | 0 | 0 | 0 | 0 | 0 | 0 | 0.16904 | 0.15422 | 0.14945 | 0.12221 | 0 | 0 | 0 | 0 | 0 | 0 | 44.995 | 44.2579 | 43.3908 | 42.7431 | 42.3493 | 41.8435 | 41.415 | 41.2976 | 41.8076 | 44.195 | 46.7273 | 48.3323 | 49.9709 | 50.8823 | 51.4868 | 51.4322 | 50.2298 | 48.6246 | 46.4586 | 45.0295 | 44.1652 | 43.7286 | 43.261 | 42.6265 | 0.026428 | 0.027633 | 0.026854 | 0.023945 | 0.025032 | 0.027259 | 0.034244 | 0.039186 | 0.044722 | 0.04518 | 0.04236 | 0.040472 | 0.038845 | 0.037398 | 0.035456 | 0.029875 | 0.026834 | 0.028221 | 0.027905 | 0.027399 | 0.028172 | 0.027002 | 0.026807 | 0.029106
Portfolio Adjusted1-in-10Size: 20 kW to 199.99 kWOrange County2023February Monthly Peak | Portfolio Adjusted | 1-in-10 | Size: 20 kW to 199.99 kW | Orange County | 2023 | February Monthly Peak | 2 | 11.5597 | 11.0811 | 10.8819 | 11.0316 | 11.6642 | 13.038 | 15.5104 | 16.8947 | 19.0144 | 20.2069 | 20.55 | 20.6935 | 20.6793 | 20.727 | 20.6257 | 19.5647 | 18.5237 | 18.2681 | 18.1508 | 17.1481 | 16.6197 | 15.5085 | 13.9403 | 12.7009 | 0 | 0 | 0 | 0 | 0 | 0 | 0 | 0 | 0 | 0 | 0 | 0 | 0 | 0 | 0.19663 | 0.18928 | 0.18392 | 0.14035 | 0 | 0 | 0 | 0 | 0 | 0 | 50.8571 | 50.7616 | 50.218 | 49.6597 | 49.6359 | 48.9268 | 47.588 | 48.3512 | 49.5016 | 51.7172 | 53.8533 | 54.6955 | 55.571 | 56.8656 | 57.9314 | 58.2161 | 57.4435 | 56.9623 | 55.4416 | 53.9534 | 52.6825 | 51.2329 | 50.6272 | 49.8368 | 0.026648 | 0.027517 | 0.026487 | 0.023558 | 0.024771 | 0.026836 | 0.03293 | 0.03735 | 0.041985 | 0.043477 | 0.042764 | 0.042664 | 0.042684 | 0.04236 | 0.041243 | 0.036667 | 0.033023 | 0.032411 | 0.031867 | 0.030715 | 0.030858 | 0.028694 | 0.027807 | 0.029687
Portfolio Adjusted1-in-10Size: 20 kW to 199.99 kWOrange County2023March Monthly Peak | Portfolio Adjusted | 1-in-10 | Size: 20 kW to 199.99 kW | Orange County | 2023 | March Monthly Peak | 3 | 12.2036 | 11.6295 | 11.2653 | 11.2929 | 11.7273 | 13.0756 | 15.6928 | 17.0977 | 18.8892 | 20.7107 | 22.1684 | 23.3163 | 24.0072 | 24.5851 | 24.8622 | 24.4068 | 23.2629 | 21.5555 | 20.3109 | 20.0397 | 18.9407 | 17.3089 | 15.2767 | 13.6325 | 0 | 0 | 0 | 0 | 0 | 0 | 0 | 0 | 0 | 0 | 0 | 0 | 0 | 0 | 0.23702 | 0.23612 | 0.23098 | 0.16561 | 0 | 0 | 0 | 0 | 0 | 0 | 61.0486 | 59.4881 | 58.0366 | 57.2528 | 56.6898 | 56.2349 | 56.0131 | 56.1287 | 57.2888 | 60.8923 | 64.975 | 69.2994 | 72.8791 | 74.7858 | 75.7558 | 76.3318 | 76.2979 | 75.5458 | 74.0478 | 71.4388 | 68.0605 | 65.2792 | 63.0645 | 60.719 | 0.028132 | 0.028879 | 0.02742 | 0.024115 | 0.024905 | 0.026914 | 0.033317 | 0.037799 | 0.041708 | 0.044561 | 0.046131 | 0.048072 | 0.049553 | 0.050245 | 0.049715 | 0.045742 | 0.041472 | 0.038244 | 0.035659 | 0.035895 | 0.035167 | 0.032025 | 0.030473 | 0.031864
Portfolio Adjusted1-in-10Size: 20 kW to 199.99 kWOrange County2023April Monthly Peak | Portfolio Adjusted | 1-in-10 | Size: 20 kW to 199.99 kW | Orange County | 2023 | April Monthly Peak | 4 | 12.851 | 12.2064 | 11.7725 | 11.7608 | 12.1584 | 13.5266 | 16.0318 | 18.0597 | 20.7503 | 23.5192 | 25.7315 | 27.4503 | 28.4466 | 29.1262 | 29.2957 | 28.7801 | 27.3083 | 24.7979 | 22.4351 | 22.0745 | 20.8888 | 18.8938 | 16.4892 | 14.5237 | 0 | 0 | 0 | 0 | 0 | 0 | 0 | 0 | 0 | 0 | 0 | 0 | 0 | 0 | 0.27928 | 0.27843 | 0.27114 | 0.19052 | 0 | 0 | 0 | 0 | 0 | 0 | 71.3172 | 69.5508 | 67.963 | 66.3006 | 65.324 | 64.6724 | 64.1064 | 64.2164 | 67.2433 | 72.7724 | 78.6907 | 84.1314 | 87.7363 | 89.6574 | 90.2451 | 90.7128 | 90.7111 | 89.9218 | 88.2995 | 84.6775 | 79.743 | 75.7886 | 73.2017 | 71.2182 | 0.029625 | 0.030312 | 0.028655 | 0.025115 | 0.025821 | 0.027842 | 0.034037 | 0.039926 | 0.045817 | 0.050604 | 0.053546 | 0.056595 | 0.058716 | 0.059526 | 0.05858 | 0.053938 | 0.048684 | 0.043996 | 0.039389 | 0.039539 | 0.038784 | 0.034957 | 0.032891 | 0.033947
Portfolio Adjusted1-in-10Size: 20 kW to 199.99 kWOrange County2023May Monthly Peak | Portfolio Adjusted | 1-in-10 | Size: 20 kW to 199.99 kW | Orange County | 2023 | May Monthly Peak | 5 | 13.4168 | 12.7421 | 12.2839 | 12.2099 | 12.5997 | 13.8872 | 16.1554 | 18.8859 | 21.9909 | 25.0158 | 27.4634 | 29.1633 | 30.0241 | 30.6836 | 30.7192 | 30.0652 | 28.6598 | 25.9557 | 23.3354 | 22.4524 | 21.8047 | 19.7652 | 17.309 | 15.383 | 0 | 0 | 0 | 0 | 0 | 0 | 0 | 0 | 0 | 0 | 0 | 0 | 0 | 0 | 0.29285 | 0.29087 | 0.28456 | 0.19942 | 0 | 0 | 0 | 0 | 0 | 0 | 74.3942 | 72.7144 | 71.2318 | 70.6501 | 70.0075 | 69.1956 | 68.7939 | 69.1033 | 72.6741 | 78.3745 | 83.2257 | 86.7812 | 89.2164 | 91.1265 | 92.3987 | 92.7673 | 92.6184 | 91.554 | 90.0595 | 87.3716 | 83.3219 | 79.0287 | 76.5105 | 74.3767 | 0.030929 | 0.031642 | 0.0299 | 0.026074 | 0.026758 | 0.028584 | 0.034299 | 0.041753 | 0.048557 | 0.053824 | 0.05715 | 0.060127 | 0.061972 | 0.062709 | 0.061426 | 0.056347 | 0.051093 | 0.04605 | 0.040969 | 0.040216 | 0.040484 | 0.03657 | 0.034527 | 0.035956
Portfolio Adjusted1-in-10Size: 20 kW to 199.99 kWOrange County2023June Monthly Peak | Portfolio Adjusted | 1-in-10 | Size: 20 kW to 199.99 kW | Orange County | 2023 | June Monthly Peak | 6 | 13.6469 | 12.9045 | 12.4604 | 12.3484 | 12.7664 | 13.8601 | 16.2887 | 19.4569 | 22.651 | 25.7458 | 28.1877 | 29.8913 | 30.6665 | 31.4101 | 31.5592 | 30.8724 | 29.4033 | 26.7972 | 24.2081 | 22.7021 | 22.065 | 20.1265 | 17.6258 | 15.5873 | 0 | 0 | 0 | 0 | 0 | 0 | 0 | 0 | 0 | 0 | 0 | 0 | 0 | 0 | 0.30086 | 0.29867 | 0.29194 | 0.20588 | 0 | 0 | 0 | 0 | 0 | 0 | 72.1548 | 70.9556 | 69.7968 | 68.9005 | 67.7258 | 66.9016 | 66.5467 | 67.5906 | 70.9745 | 75.8922 | 80.9576 | 85.4365 | 88.7617 | 90.9617 | 92.5584 | 93.3057 | 93.6837 | 92.5337 | 91.0599 | 87.8964 | 83.715 | 80.037 | 77.5475 | 75.6964 | 0.031459 | 0.032046 | 0.030329 | 0.02637 | 0.027112 | 0.028529 | 0.034582 | 0.043015 | 0.050014 | 0.055395 | 0.058657 | 0.061627 | 0.063298 | 0.064194 | 0.063106 | 0.057859 | 0.052418 | 0.047543 | 0.042502 | 0.040664 | 0.040968 | 0.037238 | 0.035159 | 0.036434
Portfolio Adjusted1-in-10Size: 20 kW to 199.99 kWOrange County2023July Monthly Peak | Portfolio Adjusted | 1-in-10 | Size: 20 kW to 199.99 kW | Orange County | 2023 | July Monthly Peak | 7 | 14.3703 | 13.6461 | 13.1572 | 13.0544 | 13.4971 | 14.92 | 17.7041 | 21.3199 | 24.7868 | 27.9793 | 30.5019 | 32.2821 | 33.0993 | 33.8576 | 33.9378 | 33.0875 | 31.5361 | 28.681 | 25.7495 | 24.2209 | 23.5103 | 21.3759 | 18.7039 | 16.5305 | 0 | 0 | 0 | 0 | 0 | 0 | 0 | 0 | 0 | 0 | 0 | 0 | 0 | 0 | 0.32353 | 0.3201 | 0.31312 | 0.22036 | 0 | 0 | 0 | 0 | 0 | 0 | 77.6393 | 76.3586 | 75.1627 | 73.9952 | 73.2299 | 72.5225 | 71.8708 | 72.3271 | 75.2218 | 79.8925 | 84.9677 | 89.1766 | 91.416 | 92.5936 | 93.6146 | 93.5662 | 93.3161 | 92.8255 | 91.3351 | 88.8378 | 85.0843 | 81.5232 | 79.2578 | 77.759 | 0.033127 | 0.033887 | 0.032025 | 0.027877 | 0.028664 | 0.03071 | 0.037587 | 0.047133 | 0.05473 | 0.0602 | 0.063473 | 0.066557 | 0.06832 | 0.069196 | 0.067862 | 0.062011 | 0.056221 | 0.050885 | 0.045208 | 0.043384 | 0.043651 | 0.03955 | 0.037309 | 0.038638
Portfolio Adjusted1-in-10Size: 20 kW to 199.99 kWOrange County2023August Monthly Peak | Portfolio Adjusted | 1-in-10 | Size: 20 kW to 199.99 kW | Orange County | 2023 | August Monthly Peak | 8 | 14.8536 | 14.0321 | 13.526 | 13.4404 | 13.9575 | 15.5098 | 18.4584 | 21.8322 | 25.7459 | 29.2 | 31.9525 | 33.711 | 34.4797 | 35.1652 | 35.2602 | 34.477 | 32.8218 | 29.7332 | 26.5022 | 25.2371 | 24.2186 | 21.9229 | 19.1873 | 16.9943 | 0 | 0 | 0 | 0 | 0 | 0 | 0 | 0 | 0 | 0 | 0 | 0 | 0 | 0 | 0.33614 | 0.33355 | 0.32589 | 0.22844 | 0 | 0 | 0 | 0 | 0 | 0 | 77.912 | 77.145 | 76.3718 | 75.548 | 74.9403 | 74.4457 | 74.4722 | 75.0324 | 77.5941 | 82.2727 | 86.8544 | 91.1691 | 94.6681 | 96.7669 | 97.5976 | 98.4159 | 98.6599 | 98.0196 | 97.2152 | 94.3929 | 90.0181 | 86.5198 | 84.1731 | 82.1066 | 0.034241 | 0.034845 | 0.032923 | 0.028701 | 0.029642 | 0.031924 | 0.039189 | 0.048266 | 0.056848 | 0.062827 | 0.066492 | 0.069503 | 0.071169 | 0.071868 | 0.070506 | 0.064615 | 0.058513 | 0.052752 | 0.046529 | 0.045204 | 0.044966 | 0.040562 | 0.038273 | 0.039722
Portfolio Adjusted1-in-10Size: 20 kW to 199.99 kWOrange County2023September Monthly Peak | Portfolio Adjusted | 1-in-10 | Size: 20 kW to 199.99 kW | Orange County | 2023 | September Monthly Peak | 9 | 14.4579 | 13.742 | 13.3016 | 13.228 | 13.7974 | 15.4329 | 18.7225 | 21.6387 | 25.5902 | 29.2253 | 31.9104 | 33.5844 | 34.339 | 35.0035 | 34.912 | 33.8642 | 32.1102 | 29.0334 | 26.1867 | 25.6035 | 23.7949 | 21.513 | 18.841 | 16.6111 | 0 | 0 | 0 | 0 | 0 | 0 | 0 | 0 | 0 | 0 | 0 | 0 | 0 | 0 | 0.33282 | 0.32762 | 0.31882 | 0.22307 | 0 | 0 | 0 | 0 | 0 | 0 | 79.8205 | 78.9695 | 78.0522 | 77.5419 | 76.8415 | 76.5444 | 75.9831 | 75.6173 | 77.6414 | 81.5476 | 85.82 | 90.2197 | 93.3862 | 95.2535 | 96.0739 | 96.6519 | 96.7329 | 95.5277 | 93.7124 | 90.2803 | 86.2928 | 83.1103 | 80.7136 | 78.7989 | 0.033329 | 0.034125 | 0.032377 | 0.028248 | 0.029302 | 0.031766 | 0.03975 | 0.047838 | 0.056504 | 0.062881 | 0.066404 | 0.069241 | 0.070879 | 0.071538 | 0.06981 | 0.063466 | 0.057244 | 0.051511 | 0.045975 | 0.04586 | 0.04418 | 0.039803 | 0.037582 | 0.038826
Portfolio Adjusted1-in-10Size: 20 kW to 199.99 kWOrange County2023October Monthly Peak | Portfolio Adjusted | 1-in-10 | Size: 20 kW to 199.99 kW | Orange County | 2023 | October Monthly Peak | 10 | 13.4904 | 12.8054 | 12.3764 | 12.2937 | 12.7733 | 14.2359 | 17.5158 | 19.5596 | 22.63 | 25.7136 | 28.1202 | 29.789 | 30.6222 | 31.4424 | 31.4455 | 30.5851 | 28.9395 | 26.0639 | 24.6149 | 23.5045 | 21.8205 | 19.8447 | 17.3734 | 15.3574 | 0 | 0 | 0 | 0 | 0 | 0 | 0 | 0 | 0 | 0 | 0 | 0 | 0 | 0 | 0.29978 | 0.2959 | 0.28734 | 0.20025 | 0 | 0 | 0 | 0 | 0 | 0 | 74.7633 | 73.2691 | 72.061 | 70.9064 | 69.9401 | 69.4339 | 69.0429 | 68.9582 | 70.3691 | 74.5124 | 79.9655 | 85.2367 | 89.6688 | 92.6061 | 93.6791 | 94.2472 | 94.0922 | 92.6176 | 89.6047 | 85.029 | 80.7634 | 78.0217 | 76.1072 | 74.4605 | 0.031099 | 0.031799 | 0.030125 | 0.026253 | 0.027127 | 0.029302 | 0.037188 | 0.043242 | 0.049968 | 0.055326 | 0.058517 | 0.061416 | 0.063207 | 0.06426 | 0.062879 | 0.057321 | 0.051592 | 0.046242 | 0.043216 | 0.042101 | 0.040514 | 0.036717 | 0.034655 | 0.035896
Portfolio Adjusted1-in-10Size: 20 kW to 199.99 kWOrange County2023November Monthly Peak | Portfolio Adjusted | 1-in-10 | Size: 20 kW to 199.99 kW | Orange County | 2023 | November Monthly Peak | 11 | 12.7434 | 12.0805 | 11.7045 | 11.7197 | 12.193 | 13.7235 | 16.1168 | 18.1663 | 20.7325 | 23.1129 | 25.3146 | 26.7889 | 27.7477 | 28.2908 | 28.1645 | 27.3016 | 26.1726 | 25.0883 | 22.6591 | 21.0803 | 19.7347 | 18.0214 | 16.031 | 14.3262 | 0 | 0 | 0 | 0 | 0 | 0 | 0 | 0 | 0 | 0 | 0 | 0 | 0 | 0 | 0.2685 | 0.26413 | 0.25987 | 0.19275 | 0 | 0 | 0 | 0 | 0 | 0 | 69.3798 | 67.5799 | 66.9558 | 65.5916 | 64.5857 | 63.6076 | 63.7333 | 64.0873 | 66.5348 | 71.1562 | 77.0389 | 82.0615 | 85.0568 | 86.7126 | 87.6069 | 87.334 | 85.9642 | 83.345 | 80.1257 | 77.2806 | 74.8676 | 72.8061 | 70.9825 | 69.9779 | 0.029377 | 0.029999 | 0.028489 | 0.025027 | 0.025895 | 0.028247 | 0.034217 | 0.040162 | 0.045778 | 0.04973 | 0.052679 | 0.055231 | 0.057274 | 0.057819 | 0.056318 | 0.051167 | 0.046659 | 0.044511 | 0.039782 | 0.037759 | 0.036641 | 0.033343 | 0.031977 | 0.033486
Portfolio Adjusted1-in-10Size: 20 kW to 199.99 kWOrange County2023December Monthly Peak | Portfolio Adjusted | 1-in-10 | Size: 20 kW to 199.99 kW | Orange County | 2023 | December Monthly Peak | 12 | 12.0068 | 11.5932 | 11.4094 | 11.5624 | 12.1944 | 13.6823 | 16.5732 | 18.4943 | 20.9567 | 21.6531 | 21.3611 | 20.7293 | 19.9763 | 19.6181 | 19.1103 | 17.7107 | 17.179 | 17.5706 | 17.0538 | 16.3545 | 16.1451 | 15.5151 | 14.4187 | 13.2002 | 0 | 0 | 0 | 0 | 0 | 0 | 0 | 0 | 0 | 0 | 0 | 0 | 0 | 0 | 0.18218 | 0.17134 | 0.17057 | 0.135 | 0 | 0 | 0 | 0 | 0 | 0 | 44.0682 | 43.4521 | 43.2691 | 43.5254 | 43.7573 | 43.6204 | 43.9346 | 43.9217 | 44.533 | 45.6687 | 46.7681 | 48.234 | 49.3714 | 49.789 | 50.0289 | 49.956 | 49.4641 | 48.5211 | 47.3197 | 46.0939 | 44.9283 | 44.5279 | 44.1978 | 43.391 | 0.027679 | 0.028789 | 0.027771 | 0.024691 | 0.025897 | 0.028163 | 0.035186 | 0.040887 | 0.046273 | 0.046589 | 0.044452 | 0.042738 | 0.041233 | 0.040094 | 0.038213 | 0.033192 | 0.030626 | 0.031173 | 0.029941 | 0.029294 | 0.029976 | 0.028706 | 0.028761 | 0.030854
Portfolio Adjusted1-in-10Size: 20 kW to 199.99 kWOrange County2023Typical Event Day | Portfolio Adjusted | 1-in-10 | Size: 20 kW to 199.99 kW | Orange County | 2023 | Typical Event Day | 8 | 14.5803 | 13.7757 | 13.28 | 13.2013 | 13.712 | 15.2361 | 18.0867 | 21.3023 | 24.9587 | 28.1987 | 30.8459 | 32.5619 | 33.3558 | 34.0886 | 34.2528 | 33.5865 | 32.0198 | 29.0198 | 25.869 | 24.6279 | 23.6701 | 21.4203 | 18.756 | 16.6124 | 0 | 0 | 0 | 0 | 0 | 0 | 0 | 0 | 0 | 0 | 0 | 0 | 0 | 0 | 0.32654 | 0.32493 | 0.31792 | 0.22296 | 0 | 0 | 0 | 0 | 0 | 0 | 76.8817 | 75.8572 | 74.8459 | 73.9964 | 73.1844 | 72.6036 | 72.2182 | 72.6419 | 75.358 | 79.9012 | 84.6499 | 89.0004 | 92.058 | 93.8939 | 94.9611 | 95.4849 | 95.5981 | 94.7266 | 93.3306 | 90.3518 | 86.2775 | 82.7976 | 80.423 | 78.5902 | 0.033611 | 0.034209 | 0.032324 | 0.028191 | 0.02912 | 0.031361 | 0.0384 | 0.047095 | 0.05511 | 0.060673 | 0.064189 | 0.067133 | 0.068849 | 0.069668 | 0.068492 | 0.062946 | 0.057083 | 0.051487 | 0.045418 | 0.044113 | 0.043948 | 0.039632 | 0.037413 | 0.038829
Portfolio Adjusted1-in-10Size: 20 kW to 199.99 kWOrange County2024January Monthly Peak | Portfolio Adjusted | 1-in-10 | Size: 20 kW to 199.99 kW | Orange County | 2024 | January Monthly Peak | 1 | 11.4644 | 11.1276 | 11.0328 | 11.213 | 11.7867 | 13.2432 | 16.1293 | 17.7248 | 20.254 | 20.9984 | 20.3558 | 19.6302 | 18.8195 | 18.299 | 17.7316 | 15.9404 | 15.0521 | 15.9064 | 15.894 | 15.2965 | 15.1735 | 14.5942 | 13.439 | 12.4524 | 0 | 0 | 0 | 0 | 0 | 0 | 0 | 0 | 0 | 0 | 0 | 0 | 0 | 0 | 0.16904 | 0.15422 | 0.14945 | 0.12221 | 0 | 0 | 0 | 0 | 0 | 0 | 44.995 | 44.2579 | 43.3908 | 42.7431 | 42.3493 | 41.8435 | 41.415 | 41.2976 | 41.8076 | 44.195 | 46.7273 | 48.3323 | 49.9709 | 50.8823 | 51.4868 | 51.4322 | 50.2298 | 48.6246 | 46.4586 | 45.0295 | 44.1652 | 43.7286 | 43.261 | 42.6265 | 0.026428 | 0.027633 | 0.026854 | 0.023945 | 0.025032 | 0.027259 | 0.034244 | 0.039186 | 0.044722 | 0.04518 | 0.04236 | 0.040472 | 0.038845 | 0.037398 | 0.035456 | 0.029875 | 0.026834 | 0.028221 | 0.027905 | 0.027399 | 0.028172 | 0.027002 | 0.026807 | 0.029106
Portfolio Adjusted1-in-10Size: 20 kW to 199.99 kWOrange County2024February Monthly Peak | Portfolio Adjusted | 1-in-10 | Size: 20 kW to 199.99 kW | Orange County | 2024 | February Monthly Peak | 2 | 11.5597 | 11.0811 | 10.8819 | 11.0316 | 11.6642 | 13.038 | 15.5104 | 16.8947 | 19.0144 | 20.2069 | 20.55 | 20.6935 | 20.6793 | 20.727 | 20.6257 | 19.5647 | 18.5237 | 18.2681 | 18.1508 | 17.1481 | 16.6197 | 15.5085 | 13.9403 | 12.7009 | 0 | 0 | 0 | 0 | 0 | 0 | 0 | 0 | 0 | 0 | 0 | 0 | 0 | 0 | 0.19663 | 0.18928 | 0.18392 | 0.14035 | 0 | 0 | 0 | 0 | 0 | 0 | 50.8571 | 50.7616 | 50.218 | 49.6597 | 49.6359 | 48.9268 | 47.588 | 48.3512 | 49.5016 | 51.7172 | 53.8533 | 54.6955 | 55.571 | 56.8656 | 57.9314 | 58.2161 | 57.4435 | 56.9623 | 55.4416 | 53.9534 | 52.6825 | 51.2329 | 50.6272 | 49.8368 | 0.026648 | 0.027517 | 0.026487 | 0.023558 | 0.024771 | 0.026836 | 0.03293 | 0.03735 | 0.041985 | 0.043477 | 0.042764 | 0.042664 | 0.042684 | 0.04236 | 0.041243 | 0.036667 | 0.033023 | 0.032411 | 0.031867 | 0.030715 | 0.030858 | 0.028694 | 0.027807 | 0.029687
Portfolio Adjusted1-in-10Size: 20 kW to 199.99 kWOrange County2024March Monthly Peak | Portfolio Adjusted | 1-in-10 | Size: 20 kW to 199.99 kW | Orange County | 2024 | March Monthly Peak | 3 | 12.2036 | 11.6295 | 11.2653 | 11.2929 | 11.7273 | 13.0756 | 15.6928 | 17.0977 | 18.8892 | 20.7107 | 22.1684 | 23.3163 | 24.0072 | 24.5851 | 24.8622 | 24.4068 | 23.2629 | 21.5555 | 20.3109 | 20.0397 | 18.9407 | 17.3089 | 15.2767 | 13.6325 | 0 | 0 | 0 | 0 | 0 | 0 | 0 | 0 | 0 | 0 | 0 | 0 | 0 | 0 | 0.23702 | 0.23612 | 0.23098 | 0.16561 | 0 | 0 | 0 | 0 | 0 | 0 | 61.0486 | 59.4881 | 58.0366 | 57.2528 | 56.6898 | 56.2349 | 56.0131 | 56.1287 | 57.2888 | 60.8923 | 64.975 | 69.2994 | 72.8791 | 74.7858 | 75.7558 | 76.3318 | 76.2979 | 75.5458 | 74.0478 | 71.4388 | 68.0605 | 65.2792 | 63.0645 | 60.719 | 0.028132 | 0.028879 | 0.02742 | 0.024115 | 0.024905 | 0.026914 | 0.033317 | 0.037799 | 0.041708 | 0.044561 | 0.046131 | 0.048072 | 0.049553 | 0.050245 | 0.049715 | 0.045742 | 0.041472 | 0.038244 | 0.035659 | 0.035895 | 0.035167 | 0.032025 | 0.030473 | 0.031864
Portfolio Adjusted1-in-10Size: 20 kW to 199.99 kWOrange County2024April Monthly Peak | Portfolio Adjusted | 1-in-10 | Size: 20 kW to 199.99 kW | Orange County | 2024 | April Monthly Peak | 4 | 12.851 | 12.2064 | 11.7725 | 11.7608 | 12.1584 | 13.5266 | 16.0318 | 18.0597 | 20.7503 | 23.5192 | 25.7315 | 27.4503 | 28.4466 | 29.1262 | 29.2957 | 28.7801 | 27.3083 | 24.7979 | 22.4351 | 22.0745 | 20.8888 | 18.8938 | 16.4892 | 14.5237 | 0 | 0 | 0 | 0 | 0 | 0 | 0 | 0 | 0 | 0 | 0 | 0 | 0 | 0 | 0.27928 | 0.27843 | 0.27114 | 0.19052 | 0 | 0 | 0 | 0 | 0 | 0 | 71.3172 | 69.5508 | 67.963 | 66.3006 | 65.324 | 64.6724 | 64.1064 | 64.2164 | 67.2433 | 72.7724 | 78.6907 | 84.1314 | 87.7363 | 89.6574 | 90.2451 | 90.7128 | 90.7111 | 89.9218 | 88.2995 | 84.6775 | 79.743 | 75.7886 | 73.2017 | 71.2182 | 0.029625 | 0.030312 | 0.028655 | 0.025115 | 0.025821 | 0.027842 | 0.034037 | 0.039926 | 0.045817 | 0.050604 | 0.053546 | 0.056595 | 0.058716 | 0.059526 | 0.05858 | 0.053938 | 0.048684 | 0.043996 | 0.039389 | 0.039539 | 0.038784 | 0.034957 | 0.032891 | 0.033947
Portfolio Adjusted1-in-10Size: 20 kW to 199.99 kWOrange County2024May Monthly Peak | Portfolio Adjusted | 1-in-10 | Size: 20 kW to 199.99 kW | Orange County | 2024 | May Monthly Peak | 5 | 13.4168 | 12.7421 | 12.2839 | 12.2099 | 12.5997 | 13.8872 | 16.1554 | 18.8859 | 21.9909 | 25.0158 | 27.4634 | 29.1633 | 30.0241 | 30.6836 | 30.7192 | 30.0652 | 28.6598 | 25.9557 | 23.3354 | 22.4524 | 21.8047 | 19.7652 | 17.309 | 15.383 | 0 | 0 | 0 | 0 | 0 | 0 | 0 | 0 | 0 | 0 | 0 | 0 | 0 | 0 | 0.29285 | 0.29087 | 0.28456 | 0.19942 | 0 | 0 | 0 | 0 | 0 | 0 | 74.3942 | 72.7144 | 71.2318 | 70.6501 | 70.0075 | 69.1956 | 68.7939 | 69.1033 | 72.6741 | 78.3745 | 83.2257 | 86.7812 | 89.2164 | 91.1265 | 92.3987 | 92.7673 | 92.6184 | 91.554 | 90.0595 | 87.3716 | 83.3219 | 79.0287 | 76.5105 | 74.3767 | 0.030929 | 0.031642 | 0.0299 | 0.026074 | 0.026758 | 0.028584 | 0.034299 | 0.041753 | 0.048557 | 0.053824 | 0.05715 | 0.060127 | 0.061972 | 0.062709 | 0.061426 | 0.056347 | 0.051093 | 0.04605 | 0.040969 | 0.040216 | 0.040484 | 0.03657 | 0.034527 | 0.035956
Portfolio Adjusted1-in-10Size: 20 kW to 199.99 kWOrange County2024June Monthly Peak | Portfolio Adjusted | 1-in-10 | Size: 20 kW to 199.99 kW | Orange County | 2024 | June Monthly Peak | 6 | 13.6469 | 12.9045 | 12.4604 | 12.3484 | 12.7664 | 13.8601 | 16.2887 | 19.4569 | 22.651 | 25.7458 | 28.1877 | 29.8913 | 30.6665 | 31.4101 | 31.5592 | 30.8724 | 29.4033 | 26.7972 | 24.2081 | 22.7021 | 22.065 | 20.1265 | 17.6258 | 15.5873 | 0 | 0 | 0 | 0 | 0 | 0 | 0 | 0 | 0 | 0 | 0 | 0 | 0 | 0 | 0.30086 | 0.29867 | 0.29194 | 0.20588 | 0 | 0 | 0 | 0 | 0 | 0 | 72.1548 | 70.9556 | 69.7968 | 68.9005 | 67.7258 | 66.9016 | 66.5467 | 67.5906 | 70.9745 | 75.8922 | 80.9576 | 85.4365 | 88.7617 | 90.9617 | 92.5584 | 93.3057 | 93.6837 | 92.5337 | 91.0599 | 87.8964 | 83.715 | 80.037 | 77.5475 | 75.6964 | 0.031459 | 0.032046 | 0.030329 | 0.02637 | 0.027112 | 0.028529 | 0.034582 | 0.043015 | 0.050014 | 0.055395 | 0.058657 | 0.061627 | 0.063298 | 0.064194 | 0.063106 | 0.057859 | 0.052418 | 0.047543 | 0.042502 | 0.040664 | 0.040968 | 0.037238 | 0.035159 | 0.036434
Portfolio Adjusted1-in-10Size: 20 kW to 199.99 kWOrange County2024July Monthly Peak | Portfolio Adjusted | 1-in-10 | Size: 20 kW to 199.99 kW | Orange County | 2024 | July Monthly Peak | 7 | 14.3703 | 13.6461 | 13.1572 | 13.0544 | 13.4971 | 14.92 | 17.7041 | 21.3199 | 24.7868 | 27.9793 | 30.5019 | 32.2821 | 33.0993 | 33.8576 | 33.9378 | 33.0875 | 31.5361 | 28.681 | 25.7495 | 24.2209 | 23.5103 | 21.3759 | 18.7039 | 16.5305 | 0 | 0 | 0 | 0 | 0 | 0 | 0 | 0 | 0 | 0 | 0 | 0 | 0 | 0 | 0.32353 | 0.3201 | 0.31312 | 0.22036 | 0 | 0 | 0 | 0 | 0 | 0 | 77.6393 | 76.3586 | 75.1627 | 73.9952 | 73.2299 | 72.5225 | 71.8708 | 72.3271 | 75.2218 | 79.8925 | 84.9677 | 89.1766 | 91.416 | 92.5936 | 93.6146 | 93.5662 | 93.3161 | 92.8255 | 91.3351 | 88.8378 | 85.0843 | 81.5232 | 79.2578 | 77.759 | 0.033127 | 0.033887 | 0.032025 | 0.027877 | 0.028664 | 0.03071 | 0.037587 | 0.047133 | 0.05473 | 0.0602 | 0.063473 | 0.066557 | 0.06832 | 0.069196 | 0.067862 | 0.062011 | 0.056221 | 0.050885 | 0.045208 | 0.043384 | 0.043651 | 0.03955 | 0.037309 | 0.038638
Portfolio Adjusted1-in-10Size: 20 kW to 199.99 kWOrange County2024August Monthly Peak | Portfolio Adjusted | 1-in-10 | Size: 20 kW to 199.99 kW | Orange County | 2024 | August Monthly Peak | 8 | 14.8536 | 14.0321 | 13.526 | 13.4404 | 13.9575 | 15.5098 | 18.4584 | 21.8322 | 25.7459 | 29.2 | 31.9525 | 33.711 | 34.4797 | 35.1652 | 35.2602 | 34.477 | 32.8218 | 29.7332 | 26.5022 | 25.2371 | 24.2186 | 21.9229 | 19.1873 | 16.9943 | 0 | 0 | 0 | 0 | 0 | 0 | 0 | 0 | 0 | 0 | 0 | 0 | 0 | 0 | 0.33614 | 0.33355 | 0.32589 | 0.22844 | 0 | 0 | 0 | 0 | 0 | 0 | 77.912 | 77.145 | 76.3718 | 75.548 | 74.9403 | 74.4457 | 74.4722 | 75.0324 | 77.5941 | 82.2727 | 86.8544 | 91.1691 | 94.6681 | 96.7669 | 97.5976 | 98.4159 | 98.6599 | 98.0196 | 97.2152 | 94.3929 | 90.0181 | 86.5198 | 84.1731 | 82.1066 | 0.034241 | 0.034845 | 0.032923 | 0.028701 | 0.029642 | 0.031924 | 0.039189 | 0.048266 | 0.056848 | 0.062827 | 0.066492 | 0.069503 | 0.071169 | 0.071868 | 0.070506 | 0.064615 | 0.058513 | 0.052752 | 0.046529 | 0.045204 | 0.044966 | 0.040562 | 0.038273 | 0.039722
Portfolio Adjusted1-in-10Size: 20 kW to 199.99 kWOrange County2024September Monthly Peak | Portfolio Adjusted | 1-in-10 | Size: 20 kW to 199.99 kW | Orange County | 2024 | September Monthly Peak | 9 | 14.4579 | 13.742 | 13.3016 | 13.228 | 13.7974 | 15.4329 | 18.7225 | 21.6387 | 25.5902 | 29.2253 | 31.9104 | 33.5844 | 34.339 | 35.0035 | 34.912 | 33.8642 | 32.1102 | 29.0334 | 26.1867 | 25.6035 | 23.7949 | 21.513 | 18.841 | 16.6111 | 0 | 0 | 0 | 0 | 0 | 0 | 0 | 0 | 0 | 0 | 0 | 0 | 0 | 0 | 0.33282 | 0.32762 | 0.31882 | 0.22307 | 0 | 0 | 0 | 0 | 0 | 0 | 79.8205 | 78.9695 | 78.0522 | 77.5419 | 76.8415 | 76.5444 | 75.9831 | 75.6173 | 77.6414 | 81.5476 | 85.82 | 90.2197 | 93.3862 | 95.2535 | 96.0739 | 96.6519 | 96.7329 | 95.5277 | 93.7124 | 90.2803 | 86.2928 | 83.1103 | 80.7136 | 78.7989 | 0.033329 | 0.034125 | 0.032377 | 0.028248 | 0.029302 | 0.031766 | 0.03975 | 0.047838 | 0.056504 | 0.062881 | 0.066404 | 0.069241 | 0.070879 | 0.071538 | 0.06981 | 0.063466 | 0.057244 | 0.051511 | 0.045975 | 0.04586 | 0.04418 | 0.039803 | 0.037582 | 0.038826
Portfolio Adjusted1-in-10Size: 20 kW to 199.99 kWOrange County2024October Monthly Peak | Portfolio Adjusted | 1-in-10 | Size: 20 kW to 199.99 kW | Orange County | 2024 | October Monthly Peak | 10 | 13.4904 | 12.8054 | 12.3764 | 12.2937 | 12.7733 | 14.2359 | 17.5158 | 19.5596 | 22.63 | 25.7136 | 28.1202 | 29.789 | 30.6222 | 31.4424 | 31.4455 | 30.5851 | 28.9395 | 26.0639 | 24.6149 | 23.5045 | 21.8205 | 19.8447 | 17.3734 | 15.3574 | 0 | 0 | 0 | 0 | 0 | 0 | 0 | 0 | 0 | 0 | 0 | 0 | 0 | 0 | 0.29978 | 0.2959 | 0.28734 | 0.20025 | 0 | 0 | 0 | 0 | 0 | 0 | 74.7633 | 73.2691 | 72.061 | 70.9064 | 69.9401 | 69.4339 | 69.0429 | 68.9582 | 70.3691 | 74.5124 | 79.9655 | 85.2367 | 89.6688 | 92.6061 | 93.6791 | 94.2472 | 94.0922 | 92.6176 | 89.6047 | 85.029 | 80.7634 | 78.0217 | 76.1072 | 74.4605 | 0.031099 | 0.031799 | 0.030125 | 0.026253 | 0.027127 | 0.029302 | 0.037188 | 0.043242 | 0.049968 | 0.055326 | 0.058517 | 0.061416 | 0.063207 | 0.06426 | 0.062879 | 0.057321 | 0.051592 | 0.046242 | 0.043216 | 0.042101 | 0.040514 | 0.036717 | 0.034655 | 0.035896
Portfolio Adjusted1-in-10Size: 20 kW to 199.99 kWOrange County2024November Monthly Peak | Portfolio Adjusted | 1-in-10 | Size: 20 kW to 199.99 kW | Orange County | 2024 | November Monthly Peak | 11 | 12.7434 | 12.0805 | 11.7045 | 11.7197 | 12.193 | 13.7235 | 16.1168 | 18.1663 | 20.7325 | 23.1129 | 25.3146 | 26.7889 | 27.7477 | 28.2908 | 28.1645 | 27.3016 | 26.1726 | 25.0883 | 22.6591 | 21.0803 | 19.7347 | 18.0214 | 16.031 | 14.3262 | 0 | 0 | 0 | 0 | 0 | 0 | 0 | 0 | 0 | 0 | 0 | 0 | 0 | 0 | 0.2685 | 0.26413 | 0.25987 | 0.19275 | 0 | 0 | 0 | 0 | 0 | 0 | 69.3798 | 67.5799 | 66.9558 | 65.5916 | 64.5857 | 63.6076 | 63.7333 | 64.0873 | 66.5348 | 71.1562 | 77.0389 | 82.0615 | 85.0568 | 86.7126 | 87.6069 | 87.334 | 85.9642 | 83.345 | 80.1257 | 77.2806 | 74.8676 | 72.8061 | 70.9825 | 69.9779 | 0.029377 | 0.029999 | 0.028489 | 0.025027 | 0.025895 | 0.028247 | 0.034217 | 0.040162 | 0.045778 | 0.04973 | 0.052679 | 0.055231 | 0.057274 | 0.057819 | 0.056318 | 0.051167 | 0.046659 | 0.044511 | 0.039782 | 0.037759 | 0.036641 | 0.033343 | 0.031977 | 0.033486
Portfolio Adjusted1-in-10Size: 20 kW to 199.99 kWOrange County2024December Monthly Peak | Portfolio Adjusted | 1-in-10 | Size: 20 kW to 199.99 kW | Orange County | 2024 | December Monthly Peak | 12 | 12.0068 | 11.5932 | 11.4094 | 11.5624 | 12.1944 | 13.6823 | 16.5732 | 18.4943 | 20.9567 | 21.6531 | 21.3611 | 20.7293 | 19.9763 | 19.6181 | 19.1103 | 17.7107 | 17.179 | 17.5706 | 17.0538 | 16.3545 | 16.1451 | 15.5151 | 14.4187 | 13.2002 | 0 | 0 | 0 | 0 | 0 | 0 | 0 | 0 | 0 | 0 | 0 | 0 | 0 | 0 | 0.18218 | 0.17134 | 0.17057 | 0.135 | 0 | 0 | 0 | 0 | 0 | 0 | 44.0682 | 43.4521 | 43.2691 | 43.5254 | 43.7573 | 43.6204 | 43.9346 | 43.9217 | 44.533 | 45.6687 | 46.7681 | 48.234 | 49.3714 | 49.789 | 50.0289 | 49.956 | 49.4641 | 48.5211 | 47.3197 | 46.0939 | 44.9283 | 44.5279 | 44.1978 | 43.391 | 0.027679 | 0.028789 | 0.027771 | 0.024691 | 0.025897 | 0.028163 | 0.035186 | 0.040887 | 0.046273 | 0.046589 | 0.044452 | 0.042738 | 0.041233 | 0.040094 | 0.038213 | 0.033192 | 0.030626 | 0.031173 | 0.029941 | 0.029294 | 0.029976 | 0.028706 | 0.028761 | 0.030854
Portfolio Adjusted1-in-10Size: 20 kW to 199.99 kWOrange County2024Typical Event Day | Portfolio Adjusted | 1-in-10 | Size: 20 kW to 199.99 kW | Orange County | 2024 | Typical Event Day | 8 | 14.5803 | 13.7757 | 13.28 | 13.2013 | 13.712 | 15.2361 | 18.0867 | 21.3023 | 24.9587 | 28.1987 | 30.8459 | 32.5619 | 33.3558 | 34.0886 | 34.2528 | 33.5865 | 32.0198 | 29.0198 | 25.869 | 24.6279 | 23.6701 | 21.4203 | 18.756 | 16.6124 | 0 | 0 | 0 | 0 | 0 | 0 | 0 | 0 | 0 | 0 | 0 | 0 | 0 | 0 | 0.32654 | 0.32493 | 0.31792 | 0.22296 | 0 | 0 | 0 | 0 | 0 | 0 | 76.8817 | 75.8572 | 74.8459 | 73.9964 | 73.1844 | 72.6036 | 72.2182 | 72.6419 | 75.358 | 79.9012 | 84.6499 | 89.0004 | 92.058 | 93.8939 | 94.9611 | 95.4849 | 95.5981 | 94.7266 | 93.3306 | 90.3518 | 86.2775 | 82.7976 | 80.423 | 78.5902 | 0.033611 | 0.034209 | 0.032324 | 0.028191 | 0.02912 | 0.031361 | 0.0384 | 0.047095 | 0.05511 | 0.060673 | 0.064189 | 0.067133 | 0.068849 | 0.069668 | 0.068492 | 0.062946 | 0.057083 | 0.051487 | 0.045418 | 0.044113 | 0.043948 | 0.039632 | 0.037413 | 0.038829
Portfolio Adjusted1-in-10Size: 20 kW to 199.99 kWOrange County2025January Monthly Peak | Portfolio Adjusted | 1-in-10 | Size: 20 kW to 199.99 kW | Orange County | 2025 | January Monthly Peak | 1 | 11.4644 | 11.1276 | 11.0328 | 11.213 | 11.7867 | 13.2432 | 16.1293 | 17.7248 | 20.254 | 20.9984 | 20.3558 | 19.6302 | 18.8195 | 18.299 | 17.7316 | 15.9404 | 15.0521 | 15.9064 | 15.894 | 15.2965 | 15.1735 | 14.5942 | 13.439 | 12.4524 | 0 | 0 | 0 | 0 | 0 | 0 | 0 | 0 | 0 | 0 | 0 | 0 | 0 | 0 | 0.16904 | 0.15422 | 0.14945 | 0.12221 | 0 | 0 | 0 | 0 | 0 | 0 | 44.995 | 44.2579 | 43.3908 | 42.7431 | 42.3493 | 41.8435 | 41.415 | 41.2976 | 41.8076 | 44.195 | 46.7273 | 48.3323 | 49.9709 | 50.8823 | 51.4868 | 51.4322 | 50.2298 | 48.6246 | 46.4586 | 45.0295 | 44.1652 | 43.7286 | 43.261 | 42.6265 | 0.026428 | 0.027633 | 0.026854 | 0.023945 | 0.025032 | 0.027259 | 0.034244 | 0.039186 | 0.044722 | 0.04518 | 0.04236 | 0.040472 | 0.038845 | 0.037398 | 0.035456 | 0.029875 | 0.026834 | 0.028221 | 0.027905 | 0.027399 | 0.028172 | 0.027002 | 0.026807 | 0.029106
Portfolio Adjusted1-in-10Size: 20 kW to 199.99 kWOrange County2025February Monthly Peak | Portfolio Adjusted | 1-in-10 | Size: 20 kW to 199.99 kW | Orange County | 2025 | February Monthly Peak | 2 | 11.5597 | 11.0811 | 10.8819 | 11.0316 | 11.6642 | 13.038 | 15.5104 | 16.8947 | 19.0144 | 20.2069 | 20.55 | 20.6935 | 20.6793 | 20.727 | 20.6257 | 19.5647 | 18.5237 | 18.2681 | 18.1508 | 17.1481 | 16.6197 | 15.5085 | 13.9403 | 12.7009 | 0 | 0 | 0 | 0 | 0 | 0 | 0 | 0 | 0 | 0 | 0 | 0 | 0 | 0 | 0.19663 | 0.18928 | 0.18392 | 0.14035 | 0 | 0 | 0 | 0 | 0 | 0 | 50.8571 | 50.7616 | 50.218 | 49.6597 | 49.6359 | 48.9268 | 47.588 | 48.3512 | 49.5016 | 51.7172 | 53.8533 | 54.6955 | 55.571 | 56.8656 | 57.9314 | 58.2161 | 57.4435 | 56.9623 | 55.4416 | 53.9534 | 52.6825 | 51.2329 | 50.6272 | 49.8368 | 0.026648 | 0.027517 | 0.026487 | 0.023558 | 0.024771 | 0.026836 | 0.03293 | 0.03735 | 0.041985 | 0.043477 | 0.042764 | 0.042664 | 0.042684 | 0.04236 | 0.041243 | 0.036667 | 0.033023 | 0.032411 | 0.031867 | 0.030715 | 0.030858 | 0.028694 | 0.027807 | 0.029687
Portfolio Adjusted1-in-10Size: 20 kW to 199.99 kWOrange County2025March Monthly Peak | Portfolio Adjusted | 1-in-10 | Size: 20 kW to 199.99 kW | Orange County | 2025 | March Monthly Peak | 3 | 12.2036 | 11.6295 | 11.2653 | 11.2929 | 11.7273 | 13.0756 | 15.6928 | 17.0977 | 18.8892 | 20.7107 | 22.1684 | 23.3163 | 24.0072 | 24.5851 | 24.8622 | 24.4068 | 23.2629 | 21.5555 | 20.3109 | 20.0397 | 18.9407 | 17.3089 | 15.2767 | 13.6325 | 0 | 0 | 0 | 0 | 0 | 0 | 0 | 0 | 0 | 0 | 0 | 0 | 0 | 0 | 0.23702 | 0.23612 | 0.23098 | 0.16561 | 0 | 0 | 0 | 0 | 0 | 0 | 61.0486 | 59.4881 | 58.0366 | 57.2528 | 56.6898 | 56.2349 | 56.0131 | 56.1287 | 57.2888 | 60.8923 | 64.975 | 69.2994 | 72.8791 | 74.7858 | 75.7558 | 76.3318 | 76.2979 | 75.5458 | 74.0478 | 71.4388 | 68.0605 | 65.2792 | 63.0645 | 60.719 | 0.028132 | 0.028879 | 0.02742 | 0.024115 | 0.024905 | 0.026914 | 0.033317 | 0.037799 | 0.041708 | 0.044561 | 0.046131 | 0.048072 | 0.049553 | 0.050245 | 0.049715 | 0.045742 | 0.041472 | 0.038244 | 0.035659 | 0.035895 | 0.035167 | 0.032025 | 0.030473 | 0.031864
Portfolio Adjusted1-in-10Size: 20 kW to 199.99 kWOrange County2025April Monthly Peak | Portfolio Adjusted | 1-in-10 | Size: 20 kW to 199.99 kW | Orange County | 2025 | April Monthly Peak | 4 | 12.851 | 12.2064 | 11.7725 | 11.7608 | 12.1584 | 13.5266 | 16.0318 | 18.0597 | 20.7503 | 23.5192 | 25.7315 | 27.4503 | 28.4466 | 29.1262 | 29.2957 | 28.7801 | 27.3083 | 24.7979 | 22.4351 | 22.0745 | 20.8888 | 18.8938 | 16.4892 | 14.5237 | 0 | 0 | 0 | 0 | 0 | 0 | 0 | 0 | 0 | 0 | 0 | 0 | 0 | 0 | 0.27928 | 0.27843 | 0.27114 | 0.19052 | 0 | 0 | 0 | 0 | 0 | 0 | 71.3172 | 69.5508 | 67.963 | 66.3006 | 65.324 | 64.6724 | 64.1064 | 64.2164 | 67.2433 | 72.7724 | 78.6907 | 84.1314 | 87.7363 | 89.6574 | 90.2451 | 90.7128 | 90.7111 | 89.9218 | 88.2995 | 84.6775 | 79.743 | 75.7886 | 73.2017 | 71.2182 | 0.029625 | 0.030312 | 0.028655 | 0.025115 | 0.025821 | 0.027842 | 0.034037 | 0.039926 | 0.045817 | 0.050604 | 0.053546 | 0.056595 | 0.058716 | 0.059526 | 0.05858 | 0.053938 | 0.048684 | 0.043996 | 0.039389 | 0.039539 | 0.038784 | 0.034957 | 0.032891 | 0.033947
Portfolio Adjusted1-in-10Size: 20 kW to 199.99 kWOrange County2025May Monthly Peak | Portfolio Adjusted | 1-in-10 | Size: 20 kW to 199.99 kW | Orange County | 2025 | May Monthly Peak | 5 | 13.4168 | 12.7421 | 12.2839 | 12.2099 | 12.5997 | 13.8872 | 16.1554 | 18.8859 | 21.9909 | 25.0158 | 27.4634 | 29.1633 | 30.0241 | 30.6836 | 30.7192 | 30.0652 | 28.6598 | 25.9557 | 23.3354 | 22.4524 | 21.8047 | 19.7652 | 17.309 | 15.383 | 0 | 0 | 0 | 0 | 0 | 0 | 0 | 0 | 0 | 0 | 0 | 0 | 0 | 0 | 0.29285 | 0.29087 | 0.28456 | 0.19942 | 0 | 0 | 0 | 0 | 0 | 0 | 74.3942 | 72.7144 | 71.2318 | 70.6501 | 70.0075 | 69.1956 | 68.7939 | 69.1033 | 72.6741 | 78.3745 | 83.2257 | 86.7812 | 89.2164 | 91.1265 | 92.3987 | 92.7673 | 92.6184 | 91.554 | 90.0595 | 87.3716 | 83.3219 | 79.0287 | 76.5105 | 74.3767 | 0.030929 | 0.031642 | 0.0299 | 0.026074 | 0.026758 | 0.028584 | 0.034299 | 0.041753 | 0.048557 | 0.053824 | 0.05715 | 0.060127 | 0.061972 | 0.062709 | 0.061426 | 0.056347 | 0.051093 | 0.04605 | 0.040969 | 0.040216 | 0.040484 | 0.03657 | 0.034527 | 0.035956
Portfolio Adjusted1-in-10Size: 20 kW to 199.99 kWOrange County2025June Monthly Peak | Portfolio Adjusted | 1-in-10 | Size: 20 kW to 199.99 kW | Orange County | 2025 | June Monthly Peak | 6 | 13.6469 | 12.9045 | 12.4604 | 12.3484 | 12.7664 | 13.8601 | 16.2887 | 19.4569 | 22.651 | 25.7458 | 28.1877 | 29.8913 | 30.6665 | 31.4101 | 31.5592 | 30.8724 | 29.4033 | 26.7972 | 24.2081 | 22.7021 | 22.065 | 20.1265 | 17.6258 | 15.5873 | 0 | 0 | 0 | 0 | 0 | 0 | 0 | 0 | 0 | 0 | 0 | 0 | 0 | 0 | 0.30086 | 0.29867 | 0.29194 | 0.20588 | 0 | 0 | 0 | 0 | 0 | 0 | 72.1548 | 70.9556 | 69.7968 | 68.9005 | 67.7258 | 66.9016 | 66.5467 | 67.5906 | 70.9745 | 75.8922 | 80.9576 | 85.4365 | 88.7617 | 90.9617 | 92.5584 | 93.3057 | 93.6837 | 92.5337 | 91.0599 | 87.8964 | 83.715 | 80.037 | 77.5475 | 75.6964 | 0.031459 | 0.032046 | 0.030329 | 0.02637 | 0.027112 | 0.028529 | 0.034582 | 0.043015 | 0.050014 | 0.055395 | 0.058657 | 0.061627 | 0.063298 | 0.064194 | 0.063106 | 0.057859 | 0.052418 | 0.047543 | 0.042502 | 0.040664 | 0.040968 | 0.037238 | 0.035159 | 0.036434
Portfolio Adjusted1-in-10Size: 20 kW to 199.99 kWOrange County2025July Monthly Peak | Portfolio Adjusted | 1-in-10 | Size: 20 kW to 199.99 kW | Orange County | 2025 | July Monthly Peak | 7 | 14.3703 | 13.6461 | 13.1572 | 13.0544 | 13.4971 | 14.92 | 17.7041 | 21.3199 | 24.7868 | 27.9793 | 30.5019 | 32.2821 | 33.0993 | 33.8576 | 33.9378 | 33.0875 | 31.5361 | 28.681 | 25.7495 | 24.2209 | 23.5103 | 21.3759 | 18.7039 | 16.5305 | 0 | 0 | 0 | 0 | 0 | 0 | 0 | 0 | 0 | 0 | 0 | 0 | 0 | 0 | 0.32353 | 0.3201 | 0.31312 | 0.22036 | 0 | 0 | 0 | 0 | 0 | 0 | 77.6393 | 76.3586 | 75.1627 | 73.9952 | 73.2299 | 72.5225 | 71.8708 | 72.3271 | 75.2218 | 79.8925 | 84.9677 | 89.1766 | 91.416 | 92.5936 | 93.6146 | 93.5662 | 93.3161 | 92.8255 | 91.3351 | 88.8378 | 85.0843 | 81.5232 | 79.2578 | 77.759 | 0.033127 | 0.033887 | 0.032025 | 0.027877 | 0.028664 | 0.03071 | 0.037587 | 0.047133 | 0.05473 | 0.0602 | 0.063473 | 0.066557 | 0.06832 | 0.069196 | 0.067862 | 0.062011 | 0.056221 | 0.050885 | 0.045208 | 0.043384 | 0.043651 | 0.03955 | 0.037309 | 0.038638
Portfolio Adjusted1-in-10Size: 20 kW to 199.99 kWOrange County2025August Monthly Peak | Portfolio Adjusted | 1-in-10 | Size: 20 kW to 199.99 kW | Orange County | 2025 | August Monthly Peak | 8 | 14.8536 | 14.0321 | 13.526 | 13.4404 | 13.9575 | 15.5098 | 18.4584 | 21.8322 | 25.7459 | 29.2 | 31.9525 | 33.711 | 34.4797 | 35.1652 | 35.2602 | 34.477 | 32.8218 | 29.7332 | 26.5022 | 25.2371 | 24.2186 | 21.9229 | 19.1873 | 16.9943 | 0 | 0 | 0 | 0 | 0 | 0 | 0 | 0 | 0 | 0 | 0 | 0 | 0 | 0 | 0.33614 | 0.33355 | 0.32589 | 0.22844 | 0 | 0 | 0 | 0 | 0 | 0 | 77.912 | 77.145 | 76.3718 | 75.548 | 74.9403 | 74.4457 | 74.4722 | 75.0324 | 77.5941 | 82.2727 | 86.8544 | 91.1691 | 94.6681 | 96.7669 | 97.5976 | 98.4159 | 98.6599 | 98.0196 | 97.2152 | 94.3929 | 90.0181 | 86.5198 | 84.1731 | 82.1066 | 0.034241 | 0.034845 | 0.032923 | 0.028701 | 0.029642 | 0.031924 | 0.039189 | 0.048266 | 0.056848 | 0.062827 | 0.066492 | 0.069503 | 0.071169 | 0.071868 | 0.070506 | 0.064615 | 0.058513 | 0.052752 | 0.046529 | 0.045204 | 0.044966 | 0.040562 | 0.038273 | 0.039722
Portfolio Adjusted1-in-10Size: 20 kW to 199.99 kWOrange County2025September Monthly Peak | Portfolio Adjusted | 1-in-10 | Size: 20 kW to 199.99 kW | Orange County | 2025 | September Monthly Peak | 9 | 14.4579 | 13.742 | 13.3016 | 13.228 | 13.7974 | 15.4329 | 18.7225 | 21.6387 | 25.5902 | 29.2253 | 31.9104 | 33.5844 | 34.339 | 35.0035 | 34.912 | 33.8642 | 32.1102 | 29.0334 | 26.1867 | 25.6035 | 23.7949 | 21.513 | 18.841 | 16.6111 | 0 | 0 | 0 | 0 | 0 | 0 | 0 | 0 | 0 | 0 | 0 | 0 | 0 | 0 | 0.33282 | 0.32762 | 0.31882 | 0.22307 | 0 | 0 | 0 | 0 | 0 | 0 | 79.8205 | 78.9695 | 78.0522 | 77.5419 | 76.8415 | 76.5444 | 75.9831 | 75.6173 | 77.6414 | 81.5476 | 85.82 | 90.2197 | 93.3862 | 95.2535 | 96.0739 | 96.6519 | 96.7329 | 95.5277 | 93.7124 | 90.2803 | 86.2928 | 83.1103 | 80.7136 | 78.7989 | 0.033329 | 0.034125 | 0.032377 | 0.028248 | 0.029302 | 0.031766 | 0.03975 | 0.047838 | 0.056504 | 0.062881 | 0.066404 | 0.069241 | 0.070879 | 0.071538 | 0.06981 | 0.063466 | 0.057244 | 0.051511 | 0.045975 | 0.04586 | 0.04418 | 0.039803 | 0.037582 | 0.038826
Portfolio Adjusted1-in-10Size: 20 kW to 199.99 kWOrange County2025October Monthly Peak | Portfolio Adjusted | 1-in-10 | Size: 20 kW to 199.99 kW | Orange County | 2025 | October Monthly Peak | 10 | 13.4904 | 12.8054 | 12.3764 | 12.2937 | 12.7733 | 14.2359 | 17.5158 | 19.5596 | 22.63 | 25.7136 | 28.1202 | 29.789 | 30.6222 | 31.4424 | 31.4455 | 30.5851 | 28.9395 | 26.0639 | 24.6149 | 23.5045 | 21.8205 | 19.8447 | 17.3734 | 15.3574 | 0 | 0 | 0 | 0 | 0 | 0 | 0 | 0 | 0 | 0 | 0 | 0 | 0 | 0 | 0.29978 | 0.2959 | 0.28734 | 0.20025 | 0 | 0 | 0 | 0 | 0 | 0 | 74.7633 | 73.2691 | 72.061 | 70.9064 | 69.9401 | 69.4339 | 69.0429 | 68.9582 | 70.3691 | 74.5124 | 79.9655 | 85.2367 | 89.6688 | 92.6061 | 93.6791 | 94.2472 | 94.0922 | 92.6176 | 89.6047 | 85.029 | 80.7634 | 78.0217 | 76.1072 | 74.4605 | 0.031099 | 0.031799 | 0.030125 | 0.026253 | 0.027127 | 0.029302 | 0.037188 | 0.043242 | 0.049968 | 0.055326 | 0.058517 | 0.061416 | 0.063207 | 0.06426 | 0.062879 | 0.057321 | 0.051592 | 0.046242 | 0.043216 | 0.042101 | 0.040514 | 0.036717 | 0.034655 | 0.035896
Portfolio Adjusted1-in-10Size: 20 kW to 199.99 kWOrange County2025November Monthly Peak | Portfolio Adjusted | 1-in-10 | Size: 20 kW to 199.99 kW | Orange County | 2025 | November Monthly Peak | 11 | 12.7434 | 12.0805 | 11.7045 | 11.7197 | 12.193 | 13.7235 | 16.1168 | 18.1663 | 20.7325 | 23.1129 | 25.3146 | 26.7889 | 27.7477 | 28.2908 | 28.1645 | 27.3016 | 26.1726 | 25.0883 | 22.6591 | 21.0803 | 19.7347 | 18.0214 | 16.031 | 14.3262 | 0 | 0 | 0 | 0 | 0 | 0 | 0 | 0 | 0 | 0 | 0 | 0 | 0 | 0 | 0.2685 | 0.26413 | 0.25987 | 0.19275 | 0 | 0 | 0 | 0 | 0 | 0 | 69.3798 | 67.5799 | 66.9558 | 65.5916 | 64.5857 | 63.6076 | 63.7333 | 64.0873 | 66.5348 | 71.1562 | 77.0389 | 82.0615 | 85.0568 | 86.7126 | 87.6069 | 87.334 | 85.9642 | 83.345 | 80.1257 | 77.2806 | 74.8676 | 72.8061 | 70.9825 | 69.9779 | 0.029377 | 0.029999 | 0.028489 | 0.025027 | 0.025895 | 0.028247 | 0.034217 | 0.040162 | 0.045778 | 0.04973 | 0.052679 | 0.055231 | 0.057274 | 0.057819 | 0.056318 | 0.051167 | 0.046659 | 0.044511 | 0.039782 | 0.037759 | 0.036641 | 0.033343 | 0.031977 | 0.033486
Portfolio Adjusted1-in-10Size: 20 kW to 199.99 kWOrange County2025December Monthly Peak | Portfolio Adjusted | 1-in-10 | Size: 20 kW to 199.99 kW | Orange County | 2025 | December Monthly Peak | 12 | 12.0068 | 11.5932 | 11.4094 | 11.5624 | 12.1944 | 13.6823 | 16.5732 | 18.4943 | 20.9567 | 21.6531 | 21.3611 | 20.7293 | 19.9763 | 19.6181 | 19.1103 | 17.7107 | 17.179 | 17.5706 | 17.0538 | 16.3545 | 16.1451 | 15.5151 | 14.4187 | 13.2002 | 0 | 0 | 0 | 0 | 0 | 0 | 0 | 0 | 0 | 0 | 0 | 0 | 0 | 0 | 0.18218 | 0.17134 | 0.17057 | 0.135 | 0 | 0 | 0 | 0 | 0 | 0 | 44.0682 | 43.4521 | 43.2691 | 43.5254 | 43.7573 | 43.6204 | 43.9346 | 43.9217 | 44.533 | 45.6687 | 46.7681 | 48.234 | 49.3714 | 49.789 | 50.0289 | 49.956 | 49.4641 | 48.5211 | 47.3197 | 46.0939 | 44.9283 | 44.5279 | 44.1978 | 43.391 | 0.027679 | 0.028789 | 0.027771 | 0.024691 | 0.025897 | 0.028163 | 0.035186 | 0.040887 | 0.046273 | 0.046589 | 0.044452 | 0.042738 | 0.041233 | 0.040094 | 0.038213 | 0.033192 | 0.030626 | 0.031173 | 0.029941 | 0.029294 | 0.029976 | 0.028706 | 0.028761 | 0.030854
Portfolio Adjusted1-in-10Size: 20 kW to 199.99 kWOrange County2025Typical Event Day | Portfolio Adjusted | 1-in-10 | Size: 20 kW to 199.99 kW | Orange County | 2025 | Typical Event Day | 8 | 14.5803 | 13.7757 | 13.28 | 13.2013 | 13.712 | 15.2361 | 18.0867 | 21.3023 | 24.9587 | 28.1987 | 30.8459 | 32.5619 | 33.3558 | 34.0886 | 34.2528 | 33.5865 | 32.0198 | 29.0198 | 25.869 | 24.6279 | 23.6701 | 21.4203 | 18.756 | 16.6124 | 0 | 0 | 0 | 0 | 0 | 0 | 0 | 0 | 0 | 0 | 0 | 0 | 0 | 0 | 0.32654 | 0.32493 | 0.31792 | 0.22296 | 0 | 0 | 0 | 0 | 0 | 0 | 76.8817 | 75.8572 | 74.8459 | 73.9964 | 73.1844 | 72.6036 | 72.2182 | 72.6419 | 75.358 | 79.9012 | 84.6499 | 89.0004 | 92.058 | 93.8939 | 94.9611 | 95.4849 | 95.5981 | 94.7266 | 93.3306 | 90.3518 | 86.2775 | 82.7976 | 80.423 | 78.5902 | 0.033611 | 0.034209 | 0.032324 | 0.028191 | 0.02912 | 0.031361 | 0.0384 | 0.047095 | 0.05511 | 0.060673 | 0.064189 | 0.067133 | 0.068849 | 0.069668 | 0.068492 | 0.062946 | 0.057083 | 0.051487 | 0.045418 | 0.044113 | 0.043948 | 0.039632 | 0.037413 | 0.038829
Portfolio Adjusted1-in-10Size: 20 kW to 199.99 kWOrange County2026January Monthly Peak | Portfolio Adjusted | 1-in-10 | Size: 20 kW to 199.99 kW | Orange County | 2026 | January Monthly Peak | 1 | 11.4644 | 11.1276 | 11.0328 | 11.213 | 11.7867 | 13.2432 | 16.1293 | 17.7248 | 20.254 | 20.9984 | 20.3558 | 19.6302 | 18.8195 | 18.299 | 17.7316 | 15.9404 | 15.0521 | 15.9064 | 15.894 | 15.2965 | 15.1735 | 14.5942 | 13.439 | 12.4524 | 0 | 0 | 0 | 0 | 0 | 0 | 0 | 0 | 0 | 0 | 0 | 0 | 0 | 0 | 0.16904 | 0.15422 | 0.14945 | 0.12221 | 0 | 0 | 0 | 0 | 0 | 0 | 44.995 | 44.2579 | 43.3908 | 42.7431 | 42.3493 | 41.8435 | 41.415 | 41.2976 | 41.8076 | 44.195 | 46.7273 | 48.3323 | 49.9709 | 50.8823 | 51.4868 | 51.4322 | 50.2298 | 48.6246 | 46.4586 | 45.0295 | 44.1652 | 43.7286 | 43.261 | 42.6265 | 0.026428 | 0.027633 | 0.026854 | 0.023945 | 0.025032 | 0.027259 | 0.034244 | 0.039186 | 0.044722 | 0.04518 | 0.04236 | 0.040472 | 0.038845 | 0.037398 | 0.035456 | 0.029875 | 0.026834 | 0.028221 | 0.027905 | 0.027399 | 0.028172 | 0.027002 | 0.026807 | 0.029106
Portfolio Adjusted1-in-10Size: 20 kW to 199.99 kWOrange County2026February Monthly Peak | Portfolio Adjusted | 1-in-10 | Size: 20 kW to 199.99 kW | Orange County | 2026 | February Monthly Peak | 2 | 11.5597 | 11.0811 | 10.8819 | 11.0316 | 11.6642 | 13.038 | 15.5104 | 16.8947 | 19.0144 | 20.2069 | 20.55 | 20.6935 | 20.6793 | 20.727 | 20.6257 | 19.5647 | 18.5237 | 18.2681 | 18.1508 | 17.1481 | 16.6197 | 15.5085 | 13.9403 | 12.7009 | 0 | 0 | 0 | 0 | 0 | 0 | 0 | 0 | 0 | 0 | 0 | 0 | 0 | 0 | 0.19663 | 0.18928 | 0.18392 | 0.14035 | 0 | 0 | 0 | 0 | 0 | 0 | 50.8571 | 50.7616 | 50.218 | 49.6597 | 49.6359 | 48.9268 | 47.588 | 48.3512 | 49.5016 | 51.7172 | 53.8533 | 54.6955 | 55.571 | 56.8656 | 57.9314 | 58.2161 | 57.4435 | 56.9623 | 55.4416 | 53.9534 | 52.6825 | 51.2329 | 50.6272 | 49.8368 | 0.026648 | 0.027517 | 0.026487 | 0.023558 | 0.024771 | 0.026836 | 0.03293 | 0.03735 | 0.041985 | 0.043477 | 0.042764 | 0.042664 | 0.042684 | 0.04236 | 0.041243 | 0.036667 | 0.033023 | 0.032411 | 0.031867 | 0.030715 | 0.030858 | 0.028694 | 0.027807 | 0.029687
Portfolio Adjusted1-in-10Size: 20 kW to 199.99 kWOrange County2026March Monthly Peak | Portfolio Adjusted | 1-in-10 | Size: 20 kW to 199.99 kW | Orange County | 2026 | March Monthly Peak | 3 | 12.2036 | 11.6295 | 11.2653 | 11.2929 | 11.7273 | 13.0756 | 15.6928 | 17.0977 | 18.8892 | 20.7107 | 22.1684 | 23.3163 | 24.0072 | 24.5851 | 24.8622 | 24.4068 | 23.2629 | 21.5555 | 20.3109 | 20.0397 | 18.9407 | 17.3089 | 15.2767 | 13.6325 | 0 | 0 | 0 | 0 | 0 | 0 | 0 | 0 | 0 | 0 | 0 | 0 | 0 | 0 | 0.23702 | 0.23612 | 0.23098 | 0.16561 | 0 | 0 | 0 | 0 | 0 | 0 | 61.0486 | 59.4881 | 58.0366 | 57.2528 | 56.6898 | 56.2349 | 56.0131 | 56.1287 | 57.2888 | 60.8923 | 64.975 | 69.2994 | 72.8791 | 74.7858 | 75.7558 | 76.3318 | 76.2979 | 75.5458 | 74.0478 | 71.4388 | 68.0605 | 65.2792 | 63.0645 | 60.719 | 0.028132 | 0.028879 | 0.02742 | 0.024115 | 0.024905 | 0.026914 | 0.033317 | 0.037799 | 0.041708 | 0.044561 | 0.046131 | 0.048072 | 0.049553 | 0.050245 | 0.049715 | 0.045742 | 0.041472 | 0.038244 | 0.035659 | 0.035895 | 0.035167 | 0.032025 | 0.030473 | 0.031864
Portfolio Adjusted1-in-10Size: 20 kW to 199.99 kWOrange County2026April Monthly Peak | Portfolio Adjusted | 1-in-10 | Size: 20 kW to 199.99 kW | Orange County | 2026 | April Monthly Peak | 4 | 12.851 | 12.2064 | 11.7725 | 11.7608 | 12.1584 | 13.5266 | 16.0318 | 18.0597 | 20.7503 | 23.5192 | 25.7315 | 27.4503 | 28.4466 | 29.1262 | 29.2957 | 28.7801 | 27.3083 | 24.7979 | 22.4351 | 22.0745 | 20.8888 | 18.8938 | 16.4892 | 14.5237 | 0 | 0 | 0 | 0 | 0 | 0 | 0 | 0 | 0 | 0 | 0 | 0 | 0 | 0 | 0.27928 | 0.27843 | 0.27114 | 0.19052 | 0 | 0 | 0 | 0 | 0 | 0 | 71.3172 | 69.5508 | 67.963 | 66.3006 | 65.324 | 64.6724 | 64.1064 | 64.2164 | 67.2433 | 72.7724 | 78.6907 | 84.1314 | 87.7363 | 89.6574 | 90.2451 | 90.7128 | 90.7111 | 89.9218 | 88.2995 | 84.6775 | 79.743 | 75.7886 | 73.2017 | 71.2182 | 0.029625 | 0.030312 | 0.028655 | 0.025115 | 0.025821 | 0.027842 | 0.034037 | 0.039926 | 0.045817 | 0.050604 | 0.053546 | 0.056595 | 0.058716 | 0.059526 | 0.05858 | 0.053938 | 0.048684 | 0.043996 | 0.039389 | 0.039539 | 0.038784 | 0.034957 | 0.032891 | 0.033947
Portfolio Adjusted1-in-10Size: 20 kW to 199.99 kWOrange County2026May Monthly Peak | Portfolio Adjusted | 1-in-10 | Size: 20 kW to 199.99 kW | Orange County | 2026 | May Monthly Peak | 5 | 13.4168 | 12.7421 | 12.2839 | 12.2099 | 12.5997 | 13.8872 | 16.1554 | 18.8859 | 21.9909 | 25.0158 | 27.4634 | 29.1633 | 30.0241 | 30.6836 | 30.7192 | 30.0652 | 28.6598 | 25.9557 | 23.3354 | 22.4524 | 21.8047 | 19.7652 | 17.309 | 15.383 | 0 | 0 | 0 | 0 | 0 | 0 | 0 | 0 | 0 | 0 | 0 | 0 | 0 | 0 | 0.29285 | 0.29087 | 0.28456 | 0.19942 | 0 | 0 | 0 | 0 | 0 | 0 | 74.3942 | 72.7144 | 71.2318 | 70.6501 | 70.0075 | 69.1956 | 68.7939 | 69.1033 | 72.6741 | 78.3745 | 83.2257 | 86.7812 | 89.2164 | 91.1265 | 92.3987 | 92.7673 | 92.6184 | 91.554 | 90.0595 | 87.3716 | 83.3219 | 79.0287 | 76.5105 | 74.3767 | 0.030929 | 0.031642 | 0.0299 | 0.026074 | 0.026758 | 0.028584 | 0.034299 | 0.041753 | 0.048557 | 0.053824 | 0.05715 | 0.060127 | 0.061972 | 0.062709 | 0.061426 | 0.056347 | 0.051093 | 0.04605 | 0.040969 | 0.040216 | 0.040484 | 0.03657 | 0.034527 | 0.035956
Portfolio Adjusted1-in-10Size: 20 kW to 199.99 kWOrange County2026June Monthly Peak | Portfolio Adjusted | 1-in-10 | Size: 20 kW to 199.99 kW | Orange County | 2026 | June Monthly Peak | 6 | 13.6469 | 12.9045 | 12.4604 | 12.3484 | 12.7664 | 13.8601 | 16.2887 | 19.4569 | 22.651 | 25.7458 | 28.1877 | 29.8913 | 30.6665 | 31.4101 | 31.5592 | 30.8724 | 29.4033 | 26.7972 | 24.2081 | 22.7021 | 22.065 | 20.1265 | 17.6258 | 15.5873 | 0 | 0 | 0 | 0 | 0 | 0 | 0 | 0 | 0 | 0 | 0 | 0 | 0 | 0 | 0.30086 | 0.29867 | 0.29194 | 0.20588 | 0 | 0 | 0 | 0 | 0 | 0 | 72.1548 | 70.9556 | 69.7968 | 68.9005 | 67.7258 | 66.9016 | 66.5467 | 67.5906 | 70.9745 | 75.8922 | 80.9576 | 85.4365 | 88.7617 | 90.9617 | 92.5584 | 93.3057 | 93.6837 | 92.5337 | 91.0599 | 87.8964 | 83.715 | 80.037 | 77.5475 | 75.6964 | 0.031459 | 0.032046 | 0.030329 | 0.02637 | 0.027112 | 0.028529 | 0.034582 | 0.043015 | 0.050014 | 0.055395 | 0.058657 | 0.061627 | 0.063298 | 0.064194 | 0.063106 | 0.057859 | 0.052418 | 0.047543 | 0.042502 | 0.040664 | 0.040968 | 0.037238 | 0.035159 | 0.036434
Portfolio Adjusted1-in-10Size: 20 kW to 199.99 kWOrange County2026July Monthly Peak | Portfolio Adjusted | 1-in-10 | Size: 20 kW to 199.99 kW | Orange County | 2026 | July Monthly Peak | 7 | 14.3703 | 13.6461 | 13.1572 | 13.0544 | 13.4971 | 14.92 | 17.7041 | 21.3199 | 24.7868 | 27.9793 | 30.5019 | 32.2821 | 33.0993 | 33.8576 | 33.9378 | 33.0875 | 31.5361 | 28.681 | 25.7495 | 24.2209 | 23.5103 | 21.3759 | 18.7039 | 16.5305 | 0 | 0 | 0 | 0 | 0 | 0 | 0 | 0 | 0 | 0 | 0 | 0 | 0 | 0 | 0.32353 | 0.3201 | 0.31312 | 0.22036 | 0 | 0 | 0 | 0 | 0 | 0 | 77.6393 | 76.3586 | 75.1627 | 73.9952 | 73.2299 | 72.5225 | 71.8708 | 72.3271 | 75.2218 | 79.8925 | 84.9677 | 89.1766 | 91.416 | 92.5936 | 93.6146 | 93.5662 | 93.3161 | 92.8255 | 91.3351 | 88.8378 | 85.0843 | 81.5232 | 79.2578 | 77.759 | 0.033127 | 0.033887 | 0.032025 | 0.027877 | 0.028664 | 0.03071 | 0.037587 | 0.047133 | 0.05473 | 0.0602 | 0.063473 | 0.066557 | 0.06832 | 0.069196 | 0.067862 | 0.062011 | 0.056221 | 0.050885 | 0.045208 | 0.043384 | 0.043651 | 0.03955 | 0.037309 | 0.038638
Portfolio Adjusted1-in-10Size: 20 kW to 199.99 kWOrange County2026August Monthly Peak | Portfolio Adjusted | 1-in-10 | Size: 20 kW to 199.99 kW | Orange County | 2026 | August Monthly Peak | 8 | 14.8536 | 14.0321 | 13.526 | 13.4404 | 13.9575 | 15.5098 | 18.4584 | 21.8322 | 25.7459 | 29.2 | 31.9525 | 33.711 | 34.4797 | 35.1652 | 35.2602 | 34.477 | 32.8218 | 29.7332 | 26.5022 | 25.2371 | 24.2186 | 21.9229 | 19.1873 | 16.9943 | 0 | 0 | 0 | 0 | 0 | 0 | 0 | 0 | 0 | 0 | 0 | 0 | 0 | 0 | 0.33614 | 0.33355 | 0.32589 | 0.22844 | 0 | 0 | 0 | 0 | 0 | 0 | 77.912 | 77.145 | 76.3718 | 75.548 | 74.9403 | 74.4457 | 74.4722 | 75.0324 | 77.5941 | 82.2727 | 86.8544 | 91.1691 | 94.6681 | 96.7669 | 97.5976 | 98.4159 | 98.6599 | 98.0196 | 97.2152 | 94.3929 | 90.0181 | 86.5198 | 84.1731 | 82.1066 | 0.034241 | 0.034845 | 0.032923 | 0.028701 | 0.029642 | 0.031924 | 0.039189 | 0.048266 | 0.056848 | 0.062827 | 0.066492 | 0.069503 | 0.071169 | 0.071868 | 0.070506 | 0.064615 | 0.058513 | 0.052752 | 0.046529 | 0.045204 | 0.044966 | 0.040562 | 0.038273 | 0.039722
Portfolio Adjusted1-in-10Size: 20 kW to 199.99 kWOrange County2026September Monthly Peak | Portfolio Adjusted | 1-in-10 | Size: 20 kW to 199.99 kW | Orange County | 2026 | September Monthly Peak | 9 | 14.4579 | 13.742 | 13.3016 | 13.228 | 13.7974 | 15.4329 | 18.7225 | 21.6387 | 25.5902 | 29.2253 | 31.9104 | 33.5844 | 34.339 | 35.0035 | 34.912 | 33.8642 | 32.1102 | 29.0334 | 26.1867 | 25.6035 | 23.7949 | 21.513 | 18.841 | 16.6111 | 0 | 0 | 0 | 0 | 0 | 0 | 0 | 0 | 0 | 0 | 0 | 0 | 0 | 0 | 0.33282 | 0.32762 | 0.31882 | 0.22307 | 0 | 0 | 0 | 0 | 0 | 0 | 79.8205 | 78.9695 | 78.0522 | 77.5419 | 76.8415 | 76.5444 | 75.9831 | 75.6173 | 77.6414 | 81.5476 | 85.82 | 90.2197 | 93.3862 | 95.2535 | 96.0739 | 96.6519 | 96.7329 | 95.5277 | 93.7124 | 90.2803 | 86.2928 | 83.1103 | 80.7136 | 78.7989 | 0.033329 | 0.034125 | 0.032377 | 0.028248 | 0.029302 | 0.031766 | 0.03975 | 0.047838 | 0.056504 | 0.062881 | 0.066404 | 0.069241 | 0.070879 | 0.071538 | 0.06981 | 0.063466 | 0.057244 | 0.051511 | 0.045975 | 0.04586 | 0.04418 | 0.039803 | 0.037582 | 0.038826
Portfolio Adjusted1-in-10Size: 20 kW to 199.99 kWOrange County2026October Monthly Peak | Portfolio Adjusted | 1-in-10 | Size: 20 kW to 199.99 kW | Orange County | 2026 | October Monthly Peak | 10 | 13.4904 | 12.8054 | 12.3764 | 12.2937 | 12.7733 | 14.2359 | 17.5158 | 19.5596 | 22.63 | 25.7136 | 28.1202 | 29.789 | 30.6222 | 31.4424 | 31.4455 | 30.5851 | 28.9395 | 26.0639 | 24.6149 | 23.5045 | 21.8205 | 19.8447 | 17.3734 | 15.3574 | 0 | 0 | 0 | 0 | 0 | 0 | 0 | 0 | 0 | 0 | 0 | 0 | 0 | 0 | 0.29978 | 0.2959 | 0.28734 | 0.20025 | 0 | 0 | 0 | 0 | 0 | 0 | 74.7633 | 73.2691 | 72.061 | 70.9064 | 69.9401 | 69.4339 | 69.0429 | 68.9582 | 70.3691 | 74.5124 | 79.9655 | 85.2367 | 89.6688 | 92.6061 | 93.6791 | 94.2472 | 94.0922 | 92.6176 | 89.6047 | 85.029 | 80.7634 | 78.0217 | 76.1072 | 74.4605 | 0.031099 | 0.031799 | 0.030125 | 0.026253 | 0.027127 | 0.029302 | 0.037188 | 0.043242 | 0.049968 | 0.055326 | 0.058517 | 0.061416 | 0.063207 | 0.06426 | 0.062879 | 0.057321 | 0.051592 | 0.046242 | 0.043216 | 0.042101 | 0.040514 | 0.036717 | 0.034655 | 0.035896
Portfolio Adjusted1-in-10Size: 20 kW to 199.99 kWOrange County2026November Monthly Peak | Portfolio Adjusted | 1-in-10 | Size: 20 kW to 199.99 kW | Orange County | 2026 | November Monthly Peak | 11 | 12.7434 | 12.0805 | 11.7045 | 11.7197 | 12.193 | 13.7235 | 16.1168 | 18.1663 | 20.7325 | 23.1129 | 25.3146 | 26.7889 | 27.7477 | 28.2908 | 28.1645 | 27.3016 | 26.1726 | 25.0883 | 22.6591 | 21.0803 | 19.7347 | 18.0214 | 16.031 | 14.3262 | 0 | 0 | 0 | 0 | 0 | 0 | 0 | 0 | 0 | 0 | 0 | 0 | 0 | 0 | 0.2685 | 0.26413 | 0.25987 | 0.19275 | 0 | 0 | 0 | 0 | 0 | 0 | 69.3798 | 67.5799 | 66.9558 | 65.5916 | 64.5857 | 63.6076 | 63.7333 | 64.0873 | 66.5348 | 71.1562 | 77.0389 | 82.0615 | 85.0568 | 86.7126 | 87.6069 | 87.334 | 85.9642 | 83.345 | 80.1257 | 77.2806 | 74.8676 | 72.8061 | 70.9825 | 69.9779 | 0.029377 | 0.029999 | 0.028489 | 0.025027 | 0.025895 | 0.028247 | 0.034217 | 0.040162 | 0.045778 | 0.04973 | 0.052679 | 0.055231 | 0.057274 | 0.057819 | 0.056318 | 0.051167 | 0.046659 | 0.044511 | 0.039782 | 0.037759 | 0.036641 | 0.033343 | 0.031977 | 0.033486
Portfolio Adjusted1-in-10Size: 20 kW to 199.99 kWOrange County2026December Monthly Peak | Portfolio Adjusted | 1-in-10 | Size: 20 kW to 199.99 kW | Orange County | 2026 | December Monthly Peak | 12 | 12.0068 | 11.5932 | 11.4094 | 11.5624 | 12.1944 | 13.6823 | 16.5732 | 18.4943 | 20.9567 | 21.6531 | 21.3611 | 20.7293 | 19.9763 | 19.6181 | 19.1103 | 17.7107 | 17.179 | 17.5706 | 17.0538 | 16.3545 | 16.1451 | 15.5151 | 14.4187 | 13.2002 | 0 | 0 | 0 | 0 | 0 | 0 | 0 | 0 | 0 | 0 | 0 | 0 | 0 | 0 | 0.18218 | 0.17134 | 0.17057 | 0.135 | 0 | 0 | 0 | 0 | 0 | 0 | 44.0682 | 43.4521 | 43.2691 | 43.5254 | 43.7573 | 43.6204 | 43.9346 | 43.9217 | 44.533 | 45.6687 | 46.7681 | 48.234 | 49.3714 | 49.789 | 50.0289 | 49.956 | 49.4641 | 48.5211 | 47.3197 | 46.0939 | 44.9283 | 44.5279 | 44.1978 | 43.391 | 0.027679 | 0.028789 | 0.027771 | 0.024691 | 0.025897 | 0.028163 | 0.035186 | 0.040887 | 0.046273 | 0.046589 | 0.044452 | 0.042738 | 0.041233 | 0.040094 | 0.038213 | 0.033192 | 0.030626 | 0.031173 | 0.029941 | 0.029294 | 0.029976 | 0.028706 | 0.028761 | 0.030854
Portfolio Adjusted1-in-10Size: 20 kW to 199.99 kWOrange County2026Typical Event Day | Portfolio Adjusted | 1-in-10 | Size: 20 kW to 199.99 kW | Orange County | 2026 | Typical Event Day | 8 | 14.5803 | 13.7757 | 13.28 | 13.2013 | 13.712 | 15.2361 | 18.0867 | 21.3023 | 24.9587 | 28.1987 | 30.8459 | 32.5619 | 33.3558 | 34.0886 | 34.2528 | 33.5865 | 32.0198 | 29.0198 | 25.869 | 24.6279 | 23.6701 | 21.4203 | 18.756 | 16.6124 | 0 | 0 | 0 | 0 | 0 | 0 | 0 | 0 | 0 | 0 | 0 | 0 | 0 | 0 | 0.32654 | 0.32493 | 0.31792 | 0.22296 | 0 | 0 | 0 | 0 | 0 | 0 | 76.8817 | 75.8572 | 74.8459 | 73.9964 | 73.1844 | 72.6036 | 72.2182 | 72.6419 | 75.358 | 79.9012 | 84.6499 | 89.0004 | 92.058 | 93.8939 | 94.9611 | 95.4849 | 95.5981 | 94.7266 | 93.3306 | 90.3518 | 86.2775 | 82.7976 | 80.423 | 78.5902 | 0.033611 | 0.034209 | 0.032324 | 0.028191 | 0.02912 | 0.031361 | 0.0384 | 0.047095 | 0.05511 | 0.060673 | 0.064189 | 0.067133 | 0.068849 | 0.069668 | 0.068492 | 0.062946 | 0.057083 | 0.051487 | 0.045418 | 0.044113 | 0.043948 | 0.039632 | 0.037413 | 0.038829
Portfolio Adjusted1-in-2Size: 20 kW to 199.99 kWOrange County2015January Monthly Peak | Portfolio Adjusted | 1-in-2 | Size: 20 kW to 199.99 kW | Orange County | 2015 | January Monthly Peak | 1
Portfolio Adjusted1-in-2Size: 20 kW to 199.99 kWOrange County2015February Monthly Peak | Portfolio Adjusted | 1-in-2 | Size: 20 kW to 199.99 kW | Orange County | 2015 | February Monthly Peak | 2
Portfolio Adjusted1-in-2Size: 20 kW to 199.99 kWOrange County2015March Monthly Peak | Portfolio Adjusted | 1-in-2 | Size: 20 kW to 199.99 kW | Orange County | 2015 | March Monthly Peak | 3
Portfolio Adjusted1-in-2Size: 20 kW to 199.99 kWOrange County2015April Monthly Peak | Portfolio Adjusted | 1-in-2 | Size: 20 kW to 199.99 kW | Orange County | 2015 | April Monthly Peak | 4
Portfolio Adjusted1-in-2Size: 20 kW to 199.99 kWOrange County2015May Monthly Peak | Portfolio Adjusted | 1-in-2 | Size: 20 kW to 199.99 kW | Orange County | 2015 | May Monthly Peak | 5
Portfolio Adjusted1-in-2Size: 20 kW to 199.99 kWOrange County2015June Monthly Peak | Portfolio Adjusted | 1-in-2 | Size: 20 kW to 199.99 kW | Orange County | 2015 | June Monthly Peak | 6
Portfolio Adjusted1-in-2Size: 20 kW to 199.99 kWOrange County2015July Monthly Peak | Portfolio Adjusted | 1-in-2 | Size: 20 kW to 199.99 kW | Orange County | 2015 | July Monthly Peak | 7
Portfolio Adjusted1-in-2Size: 20 kW to 199.99 kWOrange County2015August Monthly Peak | Portfolio Adjusted | 1-in-2 | Size: 20 kW to 199.99 kW | Orange County | 2015 | August Monthly Peak | 8
Portfolio Adjusted1-in-2Size: 20 kW to 199.99 kWOrange County2015September Monthly Peak | Portfolio Adjusted | 1-in-2 | Size: 20 kW to 199.99 kW | Orange County | 2015 | September Monthly Peak | 9
Portfolio Adjusted1-in-2Size: 20 kW to 199.99 kWOrange County2015October Monthly Peak | Portfolio Adjusted | 1-in-2 | Size: 20 kW to 199.99 kW | Orange County | 2015 | October Monthly Peak | 10
Portfolio Adjusted1-in-2Size: 20 kW to 199.99 kWOrange County2015November Monthly Peak | Portfolio Adjusted | 1-in-2 | Size: 20 kW to 199.99 kW | Orange County | 2015 | November Monthly Peak | 11
Portfolio Adjusted1-in-2Size: 20 kW to 199.99 kWOrange County2015December Monthly Peak | Portfolio Adjusted | 1-in-2 | Size: 20 kW to 199.99 kW | Orange County | 2015 | December Monthly Peak | 12
Portfolio Adjusted1-in-2Size: 20 kW to 199.99 kWOrange County2015Typical Event Day | Portfolio Adjusted | 1-in-2 | Size: 20 kW to 199.99 kW | Orange County | 2015 | Typical Event Day | 8
Portfolio Adjusted1-in-2Size: 20 kW to 199.99 kWOrange County2016January Monthly Peak | Portfolio Adjusted | 1-in-2 | Size: 20 kW to 199.99 kW | Orange County | 2016 | January Monthly Peak | 1
Portfolio Adjusted1-in-2Size: 20 kW to 199.99 kWOrange County2016February Monthly Peak | Portfolio Adjusted | 1-in-2 | Size: 20 kW to 199.99 kW | Orange County | 2016 | February Monthly Peak | 2
Portfolio Adjusted1-in-2Size: 20 kW to 199.99 kWOrange County2016March Monthly Peak | Portfolio Adjusted | 1-in-2 | Size: 20 kW to 199.99 kW | Orange County | 2016 | March Monthly Peak | 3
Portfolio Adjusted1-in-2Size: 20 kW to 199.99 kWOrange County2016April Monthly Peak | Portfolio Adjusted | 1-in-2 | Size: 20 kW to 199.99 kW | Orange County | 2016 | April Monthly Peak | 4
Portfolio Adjusted1-in-2Size: 20 kW to 199.99 kWOrange County2016May Monthly Peak | Portfolio Adjusted | 1-in-2 | Size: 20 kW to 199.99 kW | Orange County | 2016 | May Monthly Peak | 5
Portfolio Adjusted1-in-2Size: 20 kW to 199.99 kWOrange County2016June Monthly Peak | Portfolio Adjusted | 1-in-2 | Size: 20 kW to 199.99 kW | Orange County | 2016 | June Monthly Peak | 6
Portfolio Adjusted1-in-2Size: 20 kW to 199.99 kWOrange County2016July Monthly Peak | Portfolio Adjusted | 1-in-2 | Size: 20 kW to 199.99 kW | Orange County | 2016 | July Monthly Peak | 7
Portfolio Adjusted1-in-2Size: 20 kW to 199.99 kWOrange County2016August Monthly Peak | Portfolio Adjusted | 1-in-2 | Size: 20 kW to 199.99 kW | Orange County | 2016 | August Monthly Peak | 8
Portfolio Adjusted1-in-2Size: 20 kW to 199.99 kWOrange County2016September Monthly Peak | Portfolio Adjusted | 1-in-2 | Size: 20 kW to 199.99 kW | Orange County | 2016 | September Monthly Peak | 9
Portfolio Adjusted1-in-2Size: 20 kW to 199.99 kWOrange County2016October Monthly Peak | Portfolio Adjusted | 1-in-2 | Size: 20 kW to 199.99 kW | Orange County | 2016 | October Monthly Peak | 10
Portfolio Adjusted1-in-2Size: 20 kW to 199.99 kWOrange County2016November Monthly Peak | Portfolio Adjusted | 1-in-2 | Size: 20 kW to 199.99 kW | Orange County | 2016 | November Monthly Peak | 11
Portfolio Adjusted1-in-2Size: 20 kW to 199.99 kWOrange County2016December Monthly Peak | Portfolio Adjusted | 1-in-2 | Size: 20 kW to 199.99 kW | Orange County | 2016 | December Monthly Peak | 12
Portfolio Adjusted1-in-2Size: 20 kW to 199.99 kWOrange County2016Typical Event Day | Portfolio Adjusted | 1-in-2 | Size: 20 kW to 199.99 kW | Orange County | 2016 | Typical Event Day | 8
Portfolio Adjusted1-in-2Size: 20 kW to 199.99 kWOrange County2017January Monthly Peak | Portfolio Adjusted | 1-in-2 | Size: 20 kW to 199.99 kW | Orange County | 2017 | January Monthly Peak | 1
Portfolio Adjusted1-in-2Size: 20 kW to 199.99 kWOrange County2017February Monthly Peak | Portfolio Adjusted | 1-in-2 | Size: 20 kW to 199.99 kW | Orange County | 2017 | February Monthly Peak | 2
Portfolio Adjusted1-in-2Size: 20 kW to 199.99 kWOrange County2017March Monthly Peak | Portfolio Adjusted | 1-in-2 | Size: 20 kW to 199.99 kW | Orange County | 2017 | March Monthly Peak | 3
Portfolio Adjusted1-in-2Size: 20 kW to 199.99 kWOrange County2017April Monthly Peak | Portfolio Adjusted | 1-in-2 | Size: 20 kW to 199.99 kW | Orange County | 2017 | April Monthly Peak | 4
Portfolio Adjusted1-in-2Size: 20 kW to 199.99 kWOrange County2017May Monthly Peak | Portfolio Adjusted | 1-in-2 | Size: 20 kW to 199.99 kW | Orange County | 2017 | May Monthly Peak | 5
Portfolio Adjusted1-in-2Size: 20 kW to 199.99 kWOrange County2017June Monthly Peak | Portfolio Adjusted | 1-in-2 | Size: 20 kW to 199.99 kW | Orange County | 2017 | June Monthly Peak | 6
Portfolio Adjusted1-in-2Size: 20 kW to 199.99 kWOrange County2017July Monthly Peak | Portfolio Adjusted | 1-in-2 | Size: 20 kW to 199.99 kW | Orange County | 2017 | July Monthly Peak | 7
Portfolio Adjusted1-in-2Size: 20 kW to 199.99 kWOrange County2017August Monthly Peak | Portfolio Adjusted | 1-in-2 | Size: 20 kW to 199.99 kW | Orange County | 2017 | August Monthly Peak | 8
Portfolio Adjusted1-in-2Size: 20 kW to 199.99 kWOrange County2017September Monthly Peak | Portfolio Adjusted | 1-in-2 | Size: 20 kW to 199.99 kW | Orange County | 2017 | September Monthly Peak | 9
Portfolio Adjusted1-in-2Size: 20 kW to 199.99 kWOrange County2017October Monthly Peak | Portfolio Adjusted | 1-in-2 | Size: 20 kW to 199.99 kW | Orange County | 2017 | October Monthly Peak | 10
Portfolio Adjusted1-in-2Size: 20 kW to 199.99 kWOrange County2017November Monthly Peak | Portfolio Adjusted | 1-in-2 | Size: 20 kW to 199.99 kW | Orange County | 2017 | November Monthly Peak | 11
Portfolio Adjusted1-in-2Size: 20 kW to 199.99 kWOrange County2017December Monthly Peak | Portfolio Adjusted | 1-in-2 | Size: 20 kW to 199.99 kW | Orange County | 2017 | December Monthly Peak | 12
Portfolio Adjusted1-in-2Size: 20 kW to 199.99 kWOrange County2017Typical Event Day | Portfolio Adjusted | 1-in-2 | Size: 20 kW to 199.99 kW | Orange County | 2017 | Typical Event Day | 8
Portfolio Adjusted1-in-2Size: 20 kW to 199.99 kWOrange County2018January Monthly Peak | Portfolio Adjusted | 1-in-2 | Size: 20 kW to 199.99 kW | Orange County | 2018 | January Monthly Peak | 1
Portfolio Adjusted1-in-2Size: 20 kW to 199.99 kWOrange County2018February Monthly Peak | Portfolio Adjusted | 1-in-2 | Size: 20 kW to 199.99 kW | Orange County | 2018 | February Monthly Peak | 2
Portfolio Adjusted1-in-2Size: 20 kW to 199.99 kWOrange County2018March Monthly Peak | Portfolio Adjusted | 1-in-2 | Size: 20 kW to 199.99 kW | Orange County | 2018 | March Monthly Peak | 3
Portfolio Adjusted1-in-2Size: 20 kW to 199.99 kWOrange County2018April Monthly Peak | Portfolio Adjusted | 1-in-2 | Size: 20 kW to 199.99 kW | Orange County | 2018 | April Monthly Peak | 4 | 12.2297 | 11.6514 | 11.2634 | 11.2853 | 11.6811 | 12.9881 | 15.3052 | 17.0525 | 19.2949 | 21.4938 | 23.2174 | 24.6044 | 25.4508 | 26.0887 | 26.328 | 25.9102 | 24.629 | 22.4676 | 20.508 | 20.3195 | 19.3747 | 17.5995 | 15.4408 | 13.6523 | 0 | 0 | 0 | 0 | 0 | 0 | 0 | 0 | 0 | 0 | 0 | 0 | 0 | 0 | 0.25099 | 0.25067 | 0.24454 | 0.17262 | 0 | 0 | 0 | 0 | 0 | 0 | 62.8748 | 61.8791 | 61.0364 | 60.433 | 59.4426 | 58.7306 | 58.0531 | 58.1372 | 60.5645 | 64.7756 | 69.5694 | 74.4346 | 78.8556 | 81.5916 | 83.0355 | 83.7431 | 83.324 | 82.0965 | 79.8765 | 76.8972 | 72.2257 | 69.5014 | 67.5872 | 65.6924 | 0.028192 | 0.028934 | 0.027416 | 0.024099 | 0.024807 | 0.026734 | 0.032494 | 0.037699 | 0.042604 | 0.046246 | 0.048314 | 0.050727 | 0.052533 | 0.053318 | 0.052646 | 0.04856 | 0.043907 | 0.039862 | 0.036006 | 0.036396 | 0.035973 | 0.032563 | 0.0308 | 0.031911
Portfolio Adjusted1-in-2Size: 20 kW to 199.99 kWOrange County2018May Monthly Peak | Portfolio Adjusted | 1-in-2 | Size: 20 kW to 199.99 kW | Orange County | 2018 | May Monthly Peak | 5 | 12.5821 | 11.9839 | 11.5773 | 11.5404 | 11.9218 | 13.1258 | 15.1257 | 17.4433 | 19.8842 | 22.1811 | 24.085 | 25.4457 | 26.1988 | 26.87 | 27.0389 | 26.5924 | 25.4477 | 23.1458 | 20.9671 | 20.2623 | 19.8914 | 18.095 | 15.9311 | 14.2136 | 0 | 0 | 0 | 0 | 0 | 0 | 0 | 0 | 0 | 0 | 0 | 0 | 0 | 0 | 0.25777 | 0.25727 | 0.25267 | 0.17783 | 0 | 0 | 0 | 0 | 0 | 0 | 65.438 | 64.4114 | 63.287 | 62.3151 | 61.6557 | 60.7926 | 60.4126 | 60.7991 | 63.5192 | 67.3396 | 71.5974 | 75.9708 | 80.0313 | 82.7601 | 84.5303 | 85.5461 | 85.8354 | 84.9422 | 82.7368 | 79.782 | 75.4696 | 72.279 | 70.5733 | 69.1019 | 0.029005 | 0.029759 | 0.02818 | 0.024644 | 0.025319 | 0.027017 | 0.032113 | 0.038563 | 0.043905 | 0.047725 | 0.05012 | 0.052462 | 0.054077 | 0.054915 | 0.054067 | 0.049838 | 0.045367 | 0.041065 | 0.036811 | 0.036293 | 0.036932 | 0.033479 | 0.031778 | 0.033223
Portfolio Adjusted1-in-2Size: 20 kW to 199.99 kWOrange County2018June Monthly Peak | Portfolio Adjusted | 1-in-2 | Size: 20 kW to 199.99 kW | Orange County | 2018 | June Monthly Peak | 6 | 13.1469 | 12.4492 | 12.035 | 11.9445 | 12.3569 | 13.4006 | 15.6669 | 18.5844 | 21.3751 | 24.0373 | 26.1641 | 27.6745 | 28.394 | 29.1509 | 29.3836 | 28.8282 | 27.5157 | 25.1442 | 22.8103 | 21.406 | 20.9304 | 19.1326 | 16.8034 | 14.8871 | 0 | 0 | 0 | 0 | 0 | 0 | 0 | 0 | 0 | 0 | 0 | 0 | 0 | 0 | 0.28012 | 0.2789 | 0.2732 | 0.19318 | 0 | 0 | 0 | 0 | 0 | 0 | 68.1362 | 67.095 | 65.9567 | 65.1586 | 64.4857 | 63.8247 | 63.1977 | 63.7618 | 66.7407 | 71.1281 | 74.9326 | 78.5723 | 81.1478 | 83.3792 | 85.0432 | 86.1701 | 86.865 | 86.4006 | 85.0163 | 82.1757 | 78.4725 | 74.6076 | 72.1863 | 70.6205 | 0.030307 | 0.030915 | 0.029294 | 0.025507 | 0.026243 | 0.027583 | 0.033262 | 0.041086 | 0.047197 | 0.051719 | 0.054446 | 0.057057 | 0.058608 | 0.059576 | 0.058756 | 0.054028 | 0.049053 | 0.044611 | 0.040048 | 0.038342 | 0.038861 | 0.035399 | 0.033518 | 0.034797
Portfolio Adjusted1-in-2Size: 20 kW to 199.99 kWOrange County2018July Monthly Peak | Portfolio Adjusted | 1-in-2 | Size: 20 kW to 199.99 kW | Orange County | 2018 | July Monthly Peak | 7 | 13.8422 | 13.1568 | 12.693 | 12.6074 | 13.0404 | 14.4095 | 17.012 | 20.3393 | 23.3391 | 26.0997 | 28.364 | 30.0104 | 30.8306 | 31.6477 | 31.8423 | 31.181 | 29.7981 | 27.1467 | 24.4187 | 22.9625 | 22.3917 | 20.3714 | 17.8555 | 15.7918 | 0 | 0 | 0 | 0 | 0 | 0 | 0 | 0 | 0 | 0 | 0 | 0 | 0 | 0 | 0.30356 | 0.30166 | 0.29586 | 0.20857 | 0 | 0 | 0 | 0 | 0 | 0 | 70.6834 | 69.9771 | 69.255 | 68.5356 | 67.915 | 67.461 | 67.3488 | 67.7659 | 70.1231 | 74.315 | 79.885 | 83.4865 | 86.5824 | 88.9954 | 90.8394 | 91.5764 | 92.0576 | 91.2972 | 89.6258 | 86.9497 | 83.0237 | 79.1079 | 76.6242 | 75.239 | 0.03191 | 0.032672 | 0.030895 | 0.026923 | 0.027694 | 0.029659 | 0.036118 | 0.044966 | 0.051534 | 0.056156 | 0.059024 | 0.061873 | 0.063637 | 0.064679 | 0.063672 | 0.058438 | 0.053122 | 0.048163 | 0.042871 | 0.04113 | 0.041574 | 0.037691 | 0.035617 | 0.036912
Portfolio Adjusted1-in-2Size: 20 kW to 199.99 kWOrange County2018August Monthly Peak | Portfolio Adjusted | 1-in-2 | Size: 20 kW to 199.99 kW | Orange County | 2018 | August Monthly Peak | 8 | 14.4778 | 13.68 | 13.1886 | 13.1128 | 13.6213 | 15.1348 | 17.9493 | 21.1067 | 24.6688 | 27.8273 | 30.4311 | 32.1275 | 32.9275 | 33.6758 | 33.8646 | 33.2394 | 31.7057 | 28.7412 | 25.6239 | 24.3938 | 23.4603 | 21.2295 | 18.5932 | 16.4691 | 0 | 0 | 0 | 0 | 0 | 0 | 0 | 0 | 0 | 0 | 0 | 0 | 0 | 0 | 0.32284 | 0.32157 | 0.3148 | 0.22082 | 0 | 0 | 0 | 0 | 0 | 0 | 75.8738 | 74.8018 | 73.9486 | 72.8509 | 72.4708 | 71.6976 | 71.3961 | 71.6919 | 74.0631 | 78.9917 | 83.9031 | 88.1821 | 91.2154 | 93.2341 | 94.6075 | 94.7521 | 95.0364 | 93.9999 | 91.9481 | 89.0207 | 84.586 | 81.1244 | 79.2181 | 77.6283 | 0.033375 | 0.033971 | 0.032102 | 0.028002 | 0.028928 | 0.031152 | 0.038108 | 0.046662 | 0.05447 | 0.059873 | 0.063326 | 0.066238 | 0.067965 | 0.068824 | 0.067716 | 0.062295 | 0.056523 | 0.050992 | 0.044987 | 0.043694 | 0.043558 | 0.039279 | 0.037088 | 0.038495
Portfolio Adjusted1-in-2Size: 20 kW to 199.99 kWOrange County2018September Monthly Peak | Portfolio Adjusted | 1-in-2 | Size: 20 kW to 199.99 kW | Orange County | 2018 | September Monthly Peak | 9 | 13.7146 | 13.0486 | 12.6397 | 12.5876 | 13.1411 | 14.7005 | 17.7286 | 20.2255 | 23.4966 | 26.5378 | 28.901 | 30.4259 | 31.2193 | 31.9915 | 32.0757 | 31.322 | 29.807 | 26.9922 | 24.3949 | 23.8941 | 22.265 | 20.1243 | 17.6582 | 15.5719 | 0 | 0 | 0 | 0 | 0 | 0 | 0 | 0 | 0 | 0 | 0 | 0 | 0 | 0 | 0.30578 | 0.30302 | 0.29595 | 0.20738 | 0 | 0 | 0 | 0 | 0 | 0 | 70.8402 | 69.735 | 69.0336 | 68.5876 | 68.2118 | 67.6271 | 67.7631 | 67.7741 | 69.3468 | 74.3926 | 81.1591 | 86.2216 | 90.5623 | 93.0288 | 94.1107 | 94.3708 | 94.1438 | 92.8581 | 90.2806 | 86.4559 | 83.0912 | 80.7026 | 79.0291 | 77.5158 | 0.031615 | 0.032403 | 0.030766 | 0.02688 | 0.027908 | 0.030258 | 0.037639 | 0.044714 | 0.051881 | 0.057099 | 0.060142 | 0.06273 | 0.064439 | 0.065382 | 0.064139 | 0.058702 | 0.053138 | 0.047889 | 0.04283 | 0.042799 | 0.041339 | 0.037234 | 0.035223 | 0.036397
Portfolio Adjusted1-in-2Size: 20 kW to 199.99 kWOrange County2018October Monthly Peak | Portfolio Adjusted | 1-in-2 | Size: 20 kW to 199.99 kW | Orange County | 2018 | October Monthly Peak | 10 | 13.1337 | 12.4774 | 12.0674 | 11.998 | 12.4722 | 13.8987 | 17.0591 | 18.9152 | 21.6826 | 24.4668 | 26.676 | 28.2329 | 29.0492 | 29.8954 | 29.9678 | 29.2197 | 27.687 | 24.9625 | 23.6713 | 22.6205 | 21.0403 | 19.1522 | 16.7941 | 14.858 | 0 | 0 | 0 | 0 | 0 | 0 | 0 | 0 | 0 | 0 | 0 | 0 | 0 | 0 | 0.28569 | 0.28269 | 0.2749 | 0.19179 | 0 | 0 | 0 | 0 | 0 | 0 | 69.9977 | 68.8309 | 68.1192 | 67.6502 | 66.9286 | 66.1319 | 66.604 | 67.7315 | 68.353 | 72.2469 | 77.2756 | 82.1604 | 85.6157 | 87.8636 | 89.523 | 90.0809 | 89.7588 | 88.2521 | 85.5034 | 81.6566 | 78.3143 | 75.5891 | 73.6757 | 72.0673 | 0.030276 | 0.030985 | 0.029373 | 0.025621 | 0.026487 | 0.028608 | 0.036218 | 0.041817 | 0.047876 | 0.052643 | 0.055512 | 0.058208 | 0.05996 | 0.061098 | 0.059924 | 0.054762 | 0.049359 | 0.044288 | 0.041559 | 0.040517 | 0.039065 | 0.035435 | 0.033499 | 0.034729
Portfolio Adjusted1-in-2Size: 20 kW to 199.99 kWOrange County2018November Monthly Peak | Portfolio Adjusted | 1-in-2 | Size: 20 kW to 199.99 kW | Orange County | 2018 | November Monthly Peak | 11 | 12.2645 | 11.6561 | 11.3181 | 11.3613 | 11.8347 | 13.3184 | 15.5708 | 17.4134 | 19.6505 | 21.5817 | 23.3769 | 24.5675 | 25.3862 | 25.8793 | 25.7964 | 24.989 | 24.0056 | 23.2079 | 21.1157 | 19.6836 | 18.5359 | 17.0057 | 15.2148 | 13.6541 | 0 | 0 | 0 | 0 | 0 | 0 | 0 | 0 | 0 | 0 | 0 | 0 | 0 | 0 | 0.24592 | 0.24176 | 0.23835 | 0.17831 | 0 | 0 | 0 | 0 | 0 | 0 | 60.0553 | 59.4807 | 59.0377 | 58.5674 | 58.0877 | 58.1145 | 57.723 | 57.7803 | 61.8115 | 66.423 | 72.2628 | 77.086 | 80.6492 | 82.1039 | 82.6189 | 82.0194 | 79.9958 | 75.7363 | 71.275 | 68.707 | 66.7323 | 65.0375 | 63.6454 | 62.4615 | 0.028273 | 0.028945 | 0.027549 | 0.024262 | 0.025133 | 0.027413 | 0.033058 | 0.038497 | 0.043389 | 0.046435 | 0.048646 | 0.050651 | 0.052399 | 0.05289 | 0.051583 | 0.046833 | 0.042796 | 0.041175 | 0.037072 | 0.035257 | 0.034415 | 0.031464 | 0.030349 | 0.031915
Portfolio Adjusted1-in-2Size: 20 kW to 199.99 kWOrange County2018December Monthly Peak | Portfolio Adjusted | 1-in-2 | Size: 20 kW to 199.99 kW | Orange County | 2018 | December Monthly Peak | 12 | 11.9945 | 11.5677 | 11.3731 | 11.5175 | 12.1428 | 13.628 | 16.4971 | 18.3714 | 20.7536 | 21.4822 | 21.3104 | 20.7947 | 20.1466 | 19.8655 | 19.4047 | 18.0945 | 17.5721 | 17.8936 | 17.2696 | 16.5127 | 16.2544 | 15.5685 | 14.4334 | 13.1846 | 0 | 0 | 0 | 0 | 0 | 0 | 0 | 0 | 0 | 0 | 0 | 0 | 0 | 0 | 0.18499 | 0.17505 | 0.17447 | 0.13748 | 0 | 0 | 0 | 0 | 0 | 0 | 46.8984 | 46.1574 | 45.3042 | 44.3354 | 43.7069 | 42.9245 | 42.6995 | 42.544 | 43.1433 | 45.8234 | 48.0237 | 49.7745 | 51.2599 | 52.3249 | 52.7651 | 52.669 | 52.0965 | 51.1976 | 49.9386 | 48.8221 | 48.0458 | 47.2989 | 46.7405 | 46.0546 | 0.02765 | 0.028726 | 0.027683 | 0.024595 | 0.025788 | 0.028051 | 0.035025 | 0.040615 | 0.045825 | 0.046221 | 0.044346 | 0.042873 | 0.041584 | 0.0406 | 0.038802 | 0.033912 | 0.031326 | 0.031747 | 0.03032 | 0.029577 | 0.030179 | 0.028805 | 0.02879 | 0.030817
Portfolio Adjusted1-in-2Size: 20 kW to 199.99 kWOrange County2018Typical Event Day | Portfolio Adjusted | 1-in-2 | Size: 20 kW to 199.99 kW | Orange County | 2018 | Typical Event Day | 8 | 14.0391 | 13.2736 | 12.8031 | 12.7418 | 13.2423 | 14.7111 | 17.3749 | 20.293 | 23.4677 | 26.267 | 28.6551 | 30.2393 | 31.0407 | 31.8371 | 32.1206 | 31.6516 | 30.2579 | 27.4633 | 24.5161 | 23.3466 | 22.5298 | 20.3942 | 17.8881 | 15.8555 | 0 | 0 | 0 | 0 | 0 | 0 | 0 | 0 | 0 | 0 | 0 | 0 | 0 | 0 | 0.30621 | 0.30621 | 0.30043 | 0.211 | 0 | 0 | 0 | 0 | 0 | 0 | 71.3834 | 70.4022 | 69.5485 | 68.7832 | 68.2708 | 67.6526 | 67.4264 | 67.7484 | 70.0684 | 74.7068 | 79.9699 | 84.1156 | 87.377 | 89.6594 | 91.1502 | 91.7174 | 92.0257 | 91.1389 | 89.2177 | 86.1505 | 82.2934 | 78.8856 | 76.7644 | 75.2509 | 0.032364 | 0.032962 | 0.031163 | 0.02721 | 0.028123 | 0.03028 | 0.036888 | 0.044863 | 0.051818 | 0.056516 | 0.05963 | 0.062345 | 0.064071 | 0.065066 | 0.064228 | 0.05932 | 0.053942 | 0.048725 | 0.043042 | 0.041818 | 0.041831 | 0.037733 | 0.035682 | 0.03706
Portfolio Adjusted1-in-2Size: 20 kW to 199.99 kWOrange County2019January Monthly Peak | Portfolio Adjusted | 1-in-2 | Size: 20 kW to 199.99 kW | Orange County | 2019 | January Monthly Peak | 1 | 11.4499 | 11.0388 | 10.8846 | 11.0172 | 11.556 | 13.0032 | 15.7909 | 17.1643 | 19.3112 | 20.2689 | 20.2929 | 20.1987 | 19.9471 | 19.832 | 19.5042 | 18.1714 | 17.3165 | 17.7776 | 17.1739 | 16.2617 | 15.8643 | 14.9761 | 13.5992 | 12.4408 | 0 | 0 | 0 | 0 | 0 | 0 | 0 | 0 | 0 | 0 | 0 | 0 | 0 | 0 | 0.18594 | 0.1758 | 0.17193 | 0.13659 | 0 | 0 | 0 | 0 | 0 | 0 | 51.484 | 51.0243 | 50.5878 | 50.0641 | 49.8607 | 49.5483 | 49.5148 | 49.5063 | 50.0545 | 51.3039 | 52.9532 | 54.0057 | 54.4728 | 55.3488 | 55.8638 | 55.7605 | 55.5364 | 55.0633 | 54.0023 | 52.9026 | 52.1309 | 51.9114 | 51.8293 | 51.1447 | 0.026395 | 0.027412 | 0.026494 | 0.023527 | 0.024542 | 0.026765 | 0.033526 | 0.037946 | 0.04264 | 0.043611 | 0.042229 | 0.041644 | 0.041173 | 0.040531 | 0.039001 | 0.034056 | 0.030871 | 0.031541 | 0.030152 | 0.029128 | 0.029455 | 0.027709 | 0.027126 | 0.029079
Portfolio Adjusted1-in-2Size: 20 kW to 199.99 kWOrange County2019February Monthly Peak | Portfolio Adjusted | 1-in-2 | Size: 20 kW to 199.99 kW | Orange County | 2019 | February Monthly Peak | 2 | 11.6097 | 11.0981 | 10.8732 | 11.0027 | 11.6227 | 12.9985 | 15.4519 | 16.7803 | 18.8008 | 20.1215 | 20.7506 | 21.1532 | 21.3557 | 21.5545 | 21.5342 | 20.6313 | 19.5855 | 19.1558 | 18.7876 | 17.6551 | 17.0056 | 15.7625 | 14.0918 | 12.7742 | 0 | 0 | 0 | 0 | 0 | 0 | 0 | 0 | 0 | 0 | 0 | 0 | 0 | 0 | 0.20529 | 0.1996 | 0.19446 | 0.14718 | 0 | 0 | 0 | 0 | 0 | 0 | 51.41 | 51.2005 | 51.1645 | 50.9256 | 50.3439 | 50.3481 | 50.0499 | 50.3628 | 51.5629 | 54.5232 | 57.7193 | 60.5196 | 61.9451 | 62.5899 | 63.1129 | 62.7921 | 62.1637 | 61.0769 | 59.2279 | 57.6647 | 56.6542 | 55.542 | 54.4581 | 53.1313 | 0.026763 | 0.02756 | 0.026466 | 0.023496 | 0.024683 | 0.026755 | 0.032806 | 0.037098 | 0.041513 | 0.043294 | 0.043181 | 0.043612 | 0.04408 | 0.044052 | 0.04306 | 0.038666 | 0.034916 | 0.033986 | 0.032985 | 0.031624 | 0.031574 | 0.029164 | 0.028109 | 0.029858
Portfolio Adjusted1-in-2Size: 20 kW to 199.99 kWOrange County2019March Monthly Peak | Portfolio Adjusted | 1-in-2 | Size: 20 kW to 199.99 kW | Orange County | 2019 | March Monthly Peak | 3 | 11.8789 | 11.3902 | 11.0904 | 11.1678 | 11.6244 | 12.9461 | 15.5278 | 16.9301 | 18.7357 | 20.1081 | 20.8574 | 21.4051 | 21.642 | 21.9266 | 22.0812 | 21.3723 | 20.3086 | 19.0517 | 18.419 | 18.4506 | 17.6645 | 16.3573 | 14.6055 | 13.1713 | 0 | 0 | 0 | 0 | 0 | 0 | 0 | 0 | 0 | 0 | 0 | 0 | 0 | 0 | 0.2105 | 0.20677 | 0.20164 | 0.14637 | 0 | 0 | 0 | 0 | 0 | 0 | 52.3513 | 51.3766 | 50.8306 | 50.638 | 50.2063 | 49.7998 | 49.4835 | 49.7883 | 51.7763 | 53.9971 | 56.9585 | 59.8518 | 61.9035 | 63.7505 | 65.0302 | 65.6848 | 65.6146 | 64.7866 | 62.1709 | 58.8188 | 57.0152 | 55.5437 | 54.5028 | 52.9756 | 0.027384 | 0.028285 | 0.026994 | 0.023848 | 0.024687 | 0.026647 | 0.032967 | 0.037429 | 0.041369 | 0.043265 | 0.043404 | 0.044131 | 0.044671 | 0.044812 | 0.044154 | 0.040055 | 0.036205 | 0.033801 | 0.032338 | 0.033048 | 0.032797 | 0.030264 | 0.029134 | 0.030786
Portfolio Adjusted1-in-2Size: 20 kW to 199.99 kWOrange County2019April Monthly Peak | Portfolio Adjusted | 1-in-2 | Size: 20 kW to 199.99 kW | Orange County | 2019 | April Monthly Peak | 4 | 12.2297 | 11.6514 | 11.2634 | 11.2853 | 11.6811 | 12.9881 | 15.3052 | 17.0525 | 19.2949 | 21.4938 | 23.2174 | 24.6044 | 25.4509 | 26.0887 | 26.328 | 25.9102 | 24.629 | 22.4676 | 20.508 | 20.3195 | 19.3747 | 17.5995 | 15.4408 | 13.6523 | 0 | 0 | 0 | 0 | 0 | 0 | 0 | 0 | 0 | 0 | 0 | 0 | 0 | 0 | 0.25099 | 0.25067 | 0.24454 | 0.17262 | 0 | 0 | 0 | 0 | 0 | 0 | 62.8748 | 61.8791 | 61.0364 | 60.433 | 59.4426 | 58.7306 | 58.0531 | 58.1372 | 60.5645 | 64.7756 | 69.5694 | 74.4346 | 78.8556 | 81.5916 | 83.0355 | 83.7431 | 83.324 | 82.0965 | 79.8765 | 76.8972 | 72.2257 | 69.5014 | 67.5872 | 65.6924 | 0.028192 | 0.028934 | 0.027416 | 0.024099 | 0.024807 | 0.026734 | 0.032494 | 0.037699 | 0.042604 | 0.046246 | 0.048314 | 0.050727 | 0.052533 | 0.053318 | 0.052646 | 0.04856 | 0.043907 | 0.039862 | 0.036006 | 0.036396 | 0.035973 | 0.032563 | 0.0308 | 0.031911
Portfolio Adjusted1-in-2Size: 20 kW to 199.99 kWOrange County2019May Monthly Peak | Portfolio Adjusted | 1-in-2 | Size: 20 kW to 199.99 kW | Orange County | 2019 | May Monthly Peak | 5 | 12.5821 | 11.9839 | 11.5773 | 11.5404 | 11.9218 | 13.1258 | 15.1257 | 17.4433 | 19.8842 | 22.1811 | 24.085 | 25.4457 | 26.1988 | 26.87 | 27.0389 | 26.5924 | 25.4477 | 23.1458 | 20.9671 | 20.2623 | 19.8914 | 18.095 | 15.9311 | 14.2136 | 0 | 0 | 0 | 0 | 0 | 0 | 0 | 0 | 0 | 0 | 0 | 0 | 0 | 0 | 0.25777 | 0.25727 | 0.25267 | 0.17783 | 0 | 0 | 0 | 0 | 0 | 0 | 65.438 | 64.4114 | 63.287 | 62.3151 | 61.6557 | 60.7926 | 60.4126 | 60.7991 | 63.5192 | 67.3396 | 71.5974 | 75.9708 | 80.0313 | 82.7601 | 84.5303 | 85.5462 | 85.8354 | 84.9422 | 82.7368 | 79.782 | 75.4696 | 72.279 | 70.5733 | 69.1019 | 0.029005 | 0.029759 | 0.02818 | 0.024644 | 0.025319 | 0.027017 | 0.032113 | 0.038563 | 0.043905 | 0.047725 | 0.05012 | 0.052462 | 0.054077 | 0.054915 | 0.054067 | 0.049838 | 0.045367 | 0.041065 | 0.036811 | 0.036293 | 0.036932 | 0.033479 | 0.031778 | 0.033223
Portfolio Adjusted1-in-2Size: 20 kW to 199.99 kWOrange County2019June Monthly Peak | Portfolio Adjusted | 1-in-2 | Size: 20 kW to 199.99 kW | Orange County | 2019 | June Monthly Peak | 6 | 13.1469 | 12.4492 | 12.035 | 11.9445 | 12.3569 | 13.4006 | 15.6669 | 18.5844 | 21.3751 | 24.0373 | 26.1641 | 27.6745 | 28.394 | 29.1509 | 29.3836 | 28.8282 | 27.5157 | 25.1442 | 22.8103 | 21.406 | 20.9304 | 19.1326 | 16.8034 | 14.8871 | 0 | 0 | 0 | 0 | 0 | 0 | 0 | 0 | 0 | 0 | 0 | 0 | 0 | 0 | 0.28012 | 0.2789 | 0.2732 | 0.19318 | 0 | 0 | 0 | 0 | 0 | 0 | 68.1362 | 67.095 | 65.9567 | 65.1586 | 64.4857 | 63.8247 | 63.1977 | 63.7618 | 66.7407 | 71.1281 | 74.9326 | 78.5723 | 81.1478 | 83.3792 | 85.0432 | 86.1701 | 86.865 | 86.4006 | 85.0163 | 82.1757 | 78.4725 | 74.6076 | 72.1863 | 70.6205 | 0.030307 | 0.030915 | 0.029294 | 0.025507 | 0.026243 | 0.027583 | 0.033262 | 0.041086 | 0.047197 | 0.051719 | 0.054446 | 0.057057 | 0.058608 | 0.059576 | 0.058756 | 0.054028 | 0.049053 | 0.044611 | 0.040048 | 0.038342 | 0.038861 | 0.035399 | 0.033518 | 0.034797
Portfolio Adjusted1-in-2Size: 20 kW to 199.99 kWOrange County2019July Monthly Peak | Portfolio Adjusted | 1-in-2 | Size: 20 kW to 199.99 kW | Orange County | 2019 | July Monthly Peak | 7 | 13.8422 | 13.1568 | 12.693 | 12.6074 | 13.0404 | 14.4095 | 17.012 | 20.3393 | 23.3391 | 26.0997 | 28.364 | 30.0104 | 30.8306 | 31.6477 | 31.8423 | 31.181 | 29.7981 | 27.1467 | 24.4187 | 22.9625 | 22.3917 | 20.3714 | 17.8555 | 15.7918 | 0 | 0 | 0 | 0 | 0 | 0 | 0 | 0 | 0 | 0 | 0 | 0 | 0 | 0 | 0.30356 | 0.30166 | 0.29586 | 0.20857 | 0 | 0 | 0 | 0 | 0 | 0 | 70.6834 | 69.9771 | 69.255 | 68.5356 | 67.915 | 67.461 | 67.3488 | 67.7659 | 70.1231 | 74.315 | 79.885 | 83.4865 | 86.5824 | 88.9954 | 90.8394 | 91.5764 | 92.0576 | 91.2972 | 89.6258 | 86.9497 | 83.0237 | 79.1079 | 76.6242 | 75.239 | 0.03191 | 0.032672 | 0.030895 | 0.026923 | 0.027694 | 0.029659 | 0.036118 | 0.044966 | 0.051534 | 0.056156 | 0.059024 | 0.061873 | 0.063637 | 0.064679 | 0.063672 | 0.058438 | 0.053122 | 0.048163 | 0.042871 | 0.04113 | 0.041574 | 0.037691 | 0.035617 | 0.036912
Portfolio Adjusted1-in-2Size: 20 kW to 199.99 kWOrange County2019August Monthly Peak | Portfolio Adjusted | 1-in-2 | Size: 20 kW to 199.99 kW | Orange County | 2019 | August Monthly Peak | 8 | 14.4778 | 13.68 | 13.1886 | 13.1128 | 13.6213 | 15.1348 | 17.9493 | 21.1067 | 24.6688 | 27.8273 | 30.4311 | 32.1275 | 32.9275 | 33.6758 | 33.8646 | 33.2394 | 31.7057 | 28.7412 | 25.6239 | 24.3938 | 23.4603 | 21.2295 | 18.5932 | 16.4691 | 0 | 0 | 0 | 0 | 0 | 0 | 0 | 0 | 0 | 0 | 0 | 0 | 0 | 0 | 0.32284 | 0.32157 | 0.3148 | 0.22082 | 0 | 0 | 0 | 0 | 0 | 0 | 75.8738 | 74.8018 | 73.9486 | 72.8509 | 72.4708 | 71.6976 | 71.3961 | 71.6919 | 74.0631 | 78.9917 | 83.9031 | 88.1821 | 91.2154 | 93.2341 | 94.6075 | 94.7521 | 95.0364 | 93.9999 | 91.9481 | 89.0207 | 84.586 | 81.1244 | 79.2181 | 77.6283 | 0.033375 | 0.033971 | 0.032102 | 0.028002 | 0.028928 | 0.031152 | 0.038108 | 0.046662 | 0.05447 | 0.059873 | 0.063326 | 0.066238 | 0.067965 | 0.068824 | 0.067716 | 0.062295 | 0.056523 | 0.050992 | 0.044987 | 0.043694 | 0.043558 | 0.039279 | 0.037088 | 0.038495
Portfolio Adjusted1-in-2Size: 20 kW to 199.99 kWOrange County2019September Monthly Peak | Portfolio Adjusted | 1-in-2 | Size: 20 kW to 199.99 kW | Orange County | 2019 | September Monthly Peak | 9 | 13.7146 | 13.0486 | 12.6397 | 12.5876 | 13.1411 | 14.7005 | 17.7286 | 20.2255 | 23.4966 | 26.5378 | 28.901 | 30.4259 | 31.2193 | 31.9915 | 32.0757 | 31.3219 | 29.807 | 26.9922 | 24.3949 | 23.8941 | 22.265 | 20.1243 | 17.6582 | 15.5719 | 0 | 0 | 0 | 0 | 0 | 0 | 0 | 0 | 0 | 0 | 0 | 0 | 0 | 0 | 0.30578 | 0.30302 | 0.29595 | 0.20738 | 0 | 0 | 0 | 0 | 0 | 0 | 70.8402 | 69.735 | 69.0337 | 68.5876 | 68.2118 | 67.6271 | 67.7631 | 67.7741 | 69.3468 | 74.3926 | 81.1591 | 86.2216 | 90.5623 | 93.0288 | 94.1107 | 94.3708 | 94.1438 | 92.8581 | 90.2806 | 86.4559 | 83.0912 | 80.7026 | 79.0291 | 77.5158 | 0.031615 | 0.032403 | 0.030766 | 0.02688 | 0.027908 | 0.030258 | 0.037639 | 0.044714 | 0.051881 | 0.057099 | 0.060142 | 0.06273 | 0.064439 | 0.065382 | 0.064139 | 0.058702 | 0.053138 | 0.047889 | 0.04283 | 0.042799 | 0.041339 | 0.037234 | 0.035223 | 0.036397
Portfolio Adjusted1-in-2Size: 20 kW to 199.99 kWOrange County2019October Monthly Peak | Portfolio Adjusted | 1-in-2 | Size: 20 kW to 199.99 kW | Orange County | 2019 | October Monthly Peak | 10 | 13.1337 | 12.4774 | 12.0674 | 11.998 | 12.4722 | 13.8987 | 17.0591 | 18.9152 | 21.6826 | 24.4668 | 26.676 | 28.2329 | 29.0492 | 29.8954 | 29.9678 | 29.2197 | 27.687 | 24.9625 | 23.6713 | 22.6205 | 21.0403 | 19.1522 | 16.7941 | 14.858 | 0 | 0 | 0 | 0 | 0 | 0 | 0 | 0 | 0 | 0 | 0 | 0 | 0 | 0 | 0.28569 | 0.28269 | 0.2749 | 0.19179 | 0 | 0 | 0 | 0 | 0 | 0 | 69.9977 | 68.8309 | 68.1192 | 67.6502 | 66.9286 | 66.1319 | 66.604 | 67.7315 | 68.3529 | 72.2469 | 77.2756 | 82.1604 | 85.6157 | 87.8636 | 89.523 | 90.0809 | 89.7588 | 88.2521 | 85.5034 | 81.6566 | 78.3143 | 75.5891 | 73.6757 | 72.0673 | 0.030276 | 0.030985 | 0.029373 | 0.025621 | 0.026487 | 0.028608 | 0.036218 | 0.041817 | 0.047876 | 0.052643 | 0.055512 | 0.058208 | 0.05996 | 0.061098 | 0.059924 | 0.054762 | 0.049359 | 0.044288 | 0.041559 | 0.040517 | 0.039065 | 0.035435 | 0.033499 | 0.034729
Portfolio Adjusted1-in-2Size: 20 kW to 199.99 kWOrange County2019November Monthly Peak | Portfolio Adjusted | 1-in-2 | Size: 20 kW to 199.99 kW | Orange County | 2019 | November Monthly Peak | 11 | 12.2645 | 11.6561 | 11.3181 | 11.3613 | 11.8347 | 13.3184 | 15.5708 | 17.4134 | 19.6505 | 21.5817 | 23.3769 | 24.5675 | 25.3862 | 25.8793 | 25.7964 | 24.989 | 24.0056 | 23.2079 | 21.1157 | 19.6836 | 18.5359 | 17.0057 | 15.2148 | 13.6541 | 0 | 0 | 0 | 0 | 0 | 0 | 0 | 0 | 0 | 0 | 0 | 0 | 0 | 0 | 0.24592 | 0.24176 | 0.23835 | 0.17831 | 0 | 0 | 0 | 0 | 0 | 0 | 60.0553 | 59.4807 | 59.0377 | 58.5674 | 58.0877 | 58.1145 | 57.723 | 57.7803 | 61.8115 | 66.423 | 72.2629 | 77.086 | 80.6492 | 82.1039 | 82.6189 | 82.0194 | 79.9958 | 75.7363 | 71.275 | 68.707 | 66.7323 | 65.0375 | 63.6454 | 62.4615 | 0.028273 | 0.028945 | 0.027549 | 0.024262 | 0.025133 | 0.027413 | 0.033058 | 0.038497 | 0.043389 | 0.046435 | 0.048646 | 0.050651 | 0.052399 | 0.05289 | 0.051583 | 0.046833 | 0.042796 | 0.041175 | 0.037072 | 0.035257 | 0.034415 | 0.031464 | 0.030349 | 0.031915
Portfolio Adjusted1-in-2Size: 20 kW to 199.99 kWOrange County2019December Monthly Peak | Portfolio Adjusted | 1-in-2 | Size: 20 kW to 199.99 kW | Orange County | 2019 | December Monthly Peak | 12 | 11.9945 | 11.5677 | 11.3731 | 11.5175 | 12.1428 | 13.628 | 16.4971 | 18.3714 | 20.7536 | 21.4822 | 21.3104 | 20.7947 | 20.1466 | 19.8655 | 19.4047 | 18.0945 | 17.5721 | 17.8936 | 17.2696 | 16.5127 | 16.2544 | 15.5685 | 14.4334 | 13.1846 | 0 | 0 | 0 | 0 | 0 | 0 | 0 | 0 | 0 | 0 | 0 | 0 | 0 | 0 | 0.18499 | 0.17505 | 0.17447 | 0.13748 | 0 | 0 | 0 | 0 | 0 | 0 | 46.8984 | 46.1574 | 45.3042 | 44.3354 | 43.7069 | 42.9245 | 42.6995 | 42.544 | 43.1433 | 45.8234 | 48.0237 | 49.7745 | 51.2599 | 52.3249 | 52.7651 | 52.669 | 52.0965 | 51.1976 | 49.9386 | 48.8221 | 48.0458 | 47.2989 | 46.7405 | 46.0546 | 0.02765 | 0.028726 | 0.027683 | 0.024595 | 0.025788 | 0.028051 | 0.035025 | 0.040615 | 0.045825 | 0.046221 | 0.044346 | 0.042873 | 0.041584 | 0.0406 | 0.038802 | 0.033912 | 0.031326 | 0.031747 | 0.03032 | 0.029577 | 0.030179 | 0.028805 | 0.02879 | 0.030817
Portfolio Adjusted1-in-2Size: 20 kW to 199.99 kWOrange County2019Typical Event Day | Portfolio Adjusted | 1-in-2 | Size: 20 kW to 199.99 kW | Orange County | 2019 | Typical Event Day | 8 | 14.0391 | 13.2736 | 12.8031 | 12.7418 | 13.2423 | 14.7111 | 17.3749 | 20.293 | 23.4677 | 26.267 | 28.6551 | 30.2393 | 31.0407 | 31.8371 | 32.1206 | 31.6516 | 30.2579 | 27.4633 | 24.5161 | 23.3466 | 22.5298 | 20.3942 | 17.8881 | 15.8555 | 0 | 0 | 0 | 0 | 0 | 0 | 0 | 0 | 0 | 0 | 0 | 0 | 0 | 0 | 0.30621 | 0.30621 | 0.30043 | 0.211 | 0 | 0 | 0 | 0 | 0 | 0 | 71.3834 | 70.4022 | 69.5485 | 68.7832 | 68.2708 | 67.6526 | 67.4264 | 67.7484 | 70.0684 | 74.7068 | 79.9699 | 84.1156 | 87.377 | 89.6594 | 91.1502 | 91.7174 | 92.0257 | 91.1389 | 89.2177 | 86.1505 | 82.2934 | 78.8856 | 76.7644 | 75.2509 | 0.032364 | 0.032962 | 0.031163 | 0.02721 | 0.028123 | 0.03028 | 0.036888 | 0.044863 | 0.051818 | 0.056516 | 0.05963 | 0.062345 | 0.064071 | 0.065066 | 0.064228 | 0.05932 | 0.053942 | 0.048725 | 0.043042 | 0.041818 | 0.041831 | 0.037733 | 0.035682 | 0.03706
Portfolio Adjusted1-in-2Size: 20 kW to 199.99 kWOrange County2020January Monthly Peak | Portfolio Adjusted | 1-in-2 | Size: 20 kW to 199.99 kW | Orange County | 2020 | January Monthly Peak | 1 | 11.4499 | 11.0388 | 10.8846 | 11.0172 | 11.556 | 13.0032 | 15.7909 | 17.1643 | 19.3112 | 20.2689 | 20.2929 | 20.1987 | 19.9471 | 19.832 | 19.5042 | 18.1714 | 17.3165 | 17.7776 | 17.1739 | 16.2617 | 15.8643 | 14.9761 | 13.5992 | 12.4408 | 0 | 0 | 0 | 0 | 0 | 0 | 0 | 0 | 0 | 0 | 0 | 0 | 0 | 0 | 0.18594 | 0.1758 | 0.17193 | 0.13659 | 0 | 0 | 0 | 0 | 0 | 0 | 51.484 | 51.0243 | 50.5878 | 50.0641 | 49.8607 | 49.5483 | 49.5148 | 49.5063 | 50.0545 | 51.3039 | 52.9532 | 54.0057 | 54.4728 | 55.3488 | 55.8638 | 55.7605 | 55.5364 | 55.0633 | 54.0023 | 52.9026 | 52.1309 | 51.9114 | 51.8293 | 51.1447 | 0.026395 | 0.027412 | 0.026494 | 0.023527 | 0.024542 | 0.026765 | 0.033525 | 0.037946 | 0.04264 | 0.043611 | 0.042229 | 0.041644 | 0.041173 | 0.040531 | 0.039001 | 0.034056 | 0.030871 | 0.031541 | 0.030152 | 0.029128 | 0.029455 | 0.027709 | 0.027126 | 0.029079
Portfolio Adjusted1-in-2Size: 20 kW to 199.99 kWOrange County2020February Monthly Peak | Portfolio Adjusted | 1-in-2 | Size: 20 kW to 199.99 kW | Orange County | 2020 | February Monthly Peak | 2 | 11.6097 | 11.0981 | 10.8732 | 11.0027 | 11.6227 | 12.9985 | 15.4519 | 16.7803 | 18.8008 | 20.1215 | 20.7506 | 21.1532 | 21.3557 | 21.5545 | 21.5342 | 20.6313 | 19.5855 | 19.1558 | 18.7876 | 17.6551 | 17.0056 | 15.7625 | 14.0918 | 12.7742 | 0 | 0 | 0 | 0 | 0 | 0 | 0 | 0 | 0 | 0 | 0 | 0 | 0 | 0 | 0.20529 | 0.1996 | 0.19446 | 0.14718 | 0 | 0 | 0 | 0 | 0 | 0 | 51.41 | 51.2005 | 51.1645 | 50.9256 | 50.3439 | 50.3481 | 50.0499 | 50.3628 | 51.5629 | 54.5232 | 57.7193 | 60.5196 | 61.9451 | 62.5899 | 63.1129 | 62.7921 | 62.1637 | 61.0769 | 59.2279 | 57.6647 | 56.6542 | 55.542 | 54.4581 | 53.1313 | 0.026763 | 0.02756 | 0.026466 | 0.023496 | 0.024683 | 0.026755 | 0.032806 | 0.037098 | 0.041513 | 0.043294 | 0.043181 | 0.043612 | 0.04408 | 0.044052 | 0.04306 | 0.038666 | 0.034916 | 0.033986 | 0.032985 | 0.031624 | 0.031574 | 0.029164 | 0.028109 | 0.029858
Portfolio Adjusted1-in-2Size: 20 kW to 199.99 kWOrange County2020March Monthly Peak | Portfolio Adjusted | 1-in-2 | Size: 20 kW to 199.99 kW | Orange County | 2020 | March Monthly Peak | 3 | 11.8789 | 11.3902 | 11.0904 | 11.1678 | 11.6244 | 12.9461 | 15.5278 | 16.9301 | 18.7357 | 20.1081 | 20.8574 | 21.4051 | 21.642 | 21.9266 | 22.0812 | 21.3723 | 20.3086 | 19.0517 | 18.419 | 18.4506 | 17.6645 | 16.3573 | 14.6055 | 13.1713 | 0 | 0 | 0 | 0 | 0 | 0 | 0 | 0 | 0 | 0 | 0 | 0 | 0 | 0 | 0.2105 | 0.20677 | 0.20164 | 0.14637 | 0 | 0 | 0 | 0 | 0 | 0 | 52.3513 | 51.3766 | 50.8306 | 50.638 | 50.2063 | 49.7998 | 49.4835 | 49.7883 | 51.7763 | 53.9971 | 56.9585 | 59.8518 | 61.9035 | 63.7505 | 65.0302 | 65.6848 | 65.6146 | 64.7866 | 62.1709 | 58.8188 | 57.0152 | 55.5437 | 54.5028 | 52.9756 | 0.027384 | 0.028285 | 0.026994 | 0.023848 | 0.024687 | 0.026647 | 0.032967 | 0.037429 | 0.041369 | 0.043265 | 0.043404 | 0.044131 | 0.044671 | 0.044812 | 0.044154 | 0.040055 | 0.036205 | 0.033801 | 0.032338 | 0.033048 | 0.032797 | 0.030264 | 0.029134 | 0.030786
Portfolio Adjusted1-in-2Size: 20 kW to 199.99 kWOrange County2020April Monthly Peak | Portfolio Adjusted | 1-in-2 | Size: 20 kW to 199.99 kW | Orange County | 2020 | April Monthly Peak | 4 | 12.2297 | 11.6514 | 11.2634 | 11.2853 | 11.6811 | 12.9881 | 15.3052 | 17.0525 | 19.2949 | 21.4938 | 23.2174 | 24.6044 | 25.4509 | 26.0887 | 26.328 | 25.9102 | 24.629 | 22.4676 | 20.508 | 20.3195 | 19.3747 | 17.5995 | 15.4408 | 13.6523 | 0 | 0 | 0 | 0 | 0 | 0 | 0 | 0 | 0 | 0 | 0 | 0 | 0 | 0 | 0.25099 | 0.25067 | 0.24454 | 0.17262 | 0 | 0 | 0 | 0 | 0 | 0 | 62.8748 | 61.8791 | 61.0364 | 60.433 | 59.4426 | 58.7306 | 58.0531 | 58.1372 | 60.5645 | 64.7756 | 69.5694 | 74.4346 | 78.8556 | 81.5916 | 83.0355 | 83.7431 | 83.324 | 82.0965 | 79.8765 | 76.8972 | 72.2257 | 69.5014 | 67.5872 | 65.6924 | 0.028192 | 0.028934 | 0.027416 | 0.024099 | 0.024807 | 0.026734 | 0.032494 | 0.037699 | 0.042604 | 0.046246 | 0.048314 | 0.050727 | 0.052533 | 0.053318 | 0.052646 | 0.04856 | 0.043907 | 0.039862 | 0.036006 | 0.036396 | 0.035973 | 0.032563 | 0.0308 | 0.031911
Portfolio Adjusted1-in-2Size: 20 kW to 199.99 kWOrange County2020May Monthly Peak | Portfolio Adjusted | 1-in-2 | Size: 20 kW to 199.99 kW | Orange County | 2020 | May Monthly Peak | 5 | 12.5821 | 11.9839 | 11.5773 | 11.5404 | 11.9218 | 13.1258 | 15.1257 | 17.4433 | 19.8842 | 22.1811 | 24.085 | 25.4457 | 26.1988 | 26.87 | 27.0389 | 26.5924 | 25.4477 | 23.1458 | 20.9671 | 20.2623 | 19.8914 | 18.095 | 15.9311 | 14.2136 | 0 | 0 | 0 | 0 | 0 | 0 | 0 | 0 | 0 | 0 | 0 | 0 | 0 | 0 | 0.25777 | 0.25727 | 0.25267 | 0.17783 | 0 | 0 | 0 | 0 | 0 | 0 | 65.438 | 64.4114 | 63.287 | 62.3151 | 61.6557 | 60.7926 | 60.4126 | 60.7991 | 63.5192 | 67.3396 | 71.5974 | 75.9708 | 80.0313 | 82.7601 | 84.5303 | 85.5462 | 85.8354 | 84.9422 | 82.7368 | 79.782 | 75.4696 | 72.279 | 70.5733 | 69.1019 | 0.029005 | 0.029759 | 0.02818 | 0.024644 | 0.025319 | 0.027017 | 0.032113 | 0.038563 | 0.043905 | 0.047725 | 0.05012 | 0.052462 | 0.054077 | 0.054915 | 0.054067 | 0.049838 | 0.045367 | 0.041065 | 0.036811 | 0.036293 | 0.036932 | 0.033479 | 0.031778 | 0.033223
Portfolio Adjusted1-in-2Size: 20 kW to 199.99 kWOrange County2020June Monthly Peak | Portfolio Adjusted | 1-in-2 | Size: 20 kW to 199.99 kW | Orange County | 2020 | June Monthly Peak | 6 | 13.1469 | 12.4492 | 12.035 | 11.9445 | 12.3569 | 13.4006 | 15.6669 | 18.5844 | 21.3751 | 24.0373 | 26.1641 | 27.6745 | 28.394 | 29.1509 | 29.3836 | 28.8282 | 27.5157 | 25.1442 | 22.8103 | 21.406 | 20.9304 | 19.1326 | 16.8034 | 14.8871 | 0 | 0 | 0 | 0 | 0 | 0 | 0 | 0 | 0 | 0 | 0 | 0 | 0 | 0 | 0.28012 | 0.2789 | 0.2732 | 0.19318 | 0 | 0 | 0 | 0 | 0 | 0 | 68.1362 | 67.095 | 65.9567 | 65.1586 | 64.4857 | 63.8247 | 63.1977 | 63.7618 | 66.7407 | 71.1281 | 74.9326 | 78.5723 | 81.1478 | 83.3792 | 85.0432 | 86.1701 | 86.865 | 86.4006 | 85.0163 | 82.1757 | 78.4725 | 74.6076 | 72.1863 | 70.6205 | 0.030307 | 0.030915 | 0.029294 | 0.025507 | 0.026243 | 0.027583 | 0.033262 | 0.041086 | 0.047197 | 0.051719 | 0.054446 | 0.057057 | 0.058608 | 0.059576 | 0.058756 | 0.054028 | 0.049053 | 0.044611 | 0.040048 | 0.038342 | 0.038861 | 0.035399 | 0.033518 | 0.034797
Portfolio Adjusted1-in-2Size: 20 kW to 199.99 kWOrange County2020July Monthly Peak | Portfolio Adjusted | 1-in-2 | Size: 20 kW to 199.99 kW | Orange County | 2020 | July Monthly Peak | 7 | 13.8422 | 13.1568 | 12.693 | 12.6074 | 13.0404 | 14.4095 | 17.012 | 20.3393 | 23.3391 | 26.0997 | 28.364 | 30.0104 | 30.8306 | 31.6477 | 31.8423 | 31.181 | 29.7981 | 27.1467 | 24.4187 | 22.9625 | 22.3917 | 20.3714 | 17.8555 | 15.7918 | 0 | 0 | 0 | 0 | 0 | 0 | 0 | 0 | 0 | 0 | 0 | 0 | 0 | 0 | 0.30356 | 0.30166 | 0.29586 | 0.20857 | 0 | 0 | 0 | 0 | 0 | 0 | 70.6834 | 69.9771 | 69.255 | 68.5356 | 67.915 | 67.461 | 67.3488 | 67.7659 | 70.1231 | 74.315 | 79.885 | 83.4865 | 86.5824 | 88.9954 | 90.8394 | 91.5764 | 92.0576 | 91.2972 | 89.6258 | 86.9497 | 83.0237 | 79.1079 | 76.6242 | 75.239 | 0.03191 | 0.032672 | 0.030895 | 0.026923 | 0.027694 | 0.029659 | 0.036118 | 0.044966 | 0.051534 | 0.056156 | 0.059024 | 0.061873 | 0.063637 | 0.064679 | 0.063672 | 0.058438 | 0.053122 | 0.048163 | 0.042871 | 0.04113 | 0.041574 | 0.037691 | 0.035617 | 0.036912
Portfolio Adjusted1-in-2Size: 20 kW to 199.99 kWOrange County2020August Monthly Peak | Portfolio Adjusted | 1-in-2 | Size: 20 kW to 199.99 kW | Orange County | 2020 | August Monthly Peak | 8 | 14.4778 | 13.68 | 13.1886 | 13.1128 | 13.6213 | 15.1348 | 17.9493 | 21.1067 | 24.6688 | 27.8273 | 30.4311 | 32.1275 | 32.9275 | 33.6758 | 33.8646 | 33.2394 | 31.7057 | 28.7412 | 25.6239 | 24.3938 | 23.4603 | 21.2295 | 18.5932 | 16.4691 | 0 | 0 | 0 | 0 | 0 | 0 | 0 | 0 | 0 | 0 | 0 | 0 | 0 | 0 | 0.32284 | 0.32157 | 0.3148 | 0.22082 | 0 | 0 | 0 | 0 | 0 | 0 | 75.8738 | 74.8018 | 73.9486 | 72.8509 | 72.4708 | 71.6976 | 71.3961 | 71.6919 | 74.0631 | 78.9917 | 83.9031 | 88.1821 | 91.2154 | 93.2341 | 94.6075 | 94.7521 | 95.0364 | 93.9999 | 91.9481 | 89.0207 | 84.586 | 81.1244 | 79.2181 | 77.6283 | 0.033375 | 0.033971 | 0.032102 | 0.028002 | 0.028928 | 0.031152 | 0.038108 | 0.046662 | 0.05447 | 0.059873 | 0.063326 | 0.066238 | 0.067965 | 0.068824 | 0.067716 | 0.062295 | 0.056523 | 0.050992 | 0.044987 | 0.043694 | 0.043558 | 0.039279 | 0.037088 | 0.038495
Portfolio Adjusted1-in-2Size: 20 kW to 199.99 kWOrange County2020September Monthly Peak | Portfolio Adjusted | 1-in-2 | Size: 20 kW to 199.99 kW | Orange County | 2020 | September Monthly Peak | 9 | 13.7146 | 13.0486 | 12.6397 | 12.5876 | 13.1411 | 14.7005 | 17.7286 | 20.2255 | 23.4966 | 26.5378 | 28.901 | 30.4259 | 31.2193 | 31.9915 | 32.0757 | 31.3219 | 29.807 | 26.9922 | 24.3949 | 23.8941 | 22.265 | 20.1243 | 17.6582 | 15.5719 | 0 | 0 | 0 | 0 | 0 | 0 | 0 | 0 | 0 | 0 | 0 | 0 | 0 | 0 | 0.30578 | 0.30302 | 0.29595 | 0.20738 | 0 | 0 | 0 | 0 | 0 | 0 | 70.8402 | 69.735 | 69.0337 | 68.5876 | 68.2118 | 67.6271 | 67.7631 | 67.7741 | 69.3468 | 74.3926 | 81.1591 | 86.2216 | 90.5623 | 93.0288 | 94.1107 | 94.3708 | 94.1438 | 92.8581 | 90.2806 | 86.4559 | 83.0912 | 80.7026 | 79.0291 | 77.5158 | 0.031615 | 0.032403 | 0.030766 | 0.02688 | 0.027908 | 0.030258 | 0.037639 | 0.044714 | 0.051881 | 0.057099 | 0.060142 | 0.06273 | 0.064439 | 0.065382 | 0.064139 | 0.058702 | 0.053138 | 0.047889 | 0.04283 | 0.042799 | 0.041339 | 0.037234 | 0.035223 | 0.036397
Portfolio Adjusted1-in-2Size: 20 kW to 199.99 kWOrange County2020October Monthly Peak | Portfolio Adjusted | 1-in-2 | Size: 20 kW to 199.99 kW | Orange County | 2020 | October Monthly Peak | 10 | 13.1337 | 12.4774 | 12.0674 | 11.998 | 12.4722 | 13.8987 | 17.0591 | 18.9152 | 21.6826 | 24.4668 | 26.676 | 28.2329 | 29.0492 | 29.8954 | 29.9678 | 29.2197 | 27.687 | 24.9625 | 23.6713 | 22.6205 | 21.0403 | 19.1522 | 16.7941 | 14.858 | 0 | 0 | 0 | 0 | 0 | 0 | 0 | 0 | 0 | 0 | 0 | 0 | 0 | 0 | 0.28569 | 0.28269 | 0.2749 | 0.19179 | 0 | 0 | 0 | 0 | 0 | 0 | 69.9977 | 68.8309 | 68.1192 | 67.6502 | 66.9286 | 66.1319 | 66.604 | 67.7315 | 68.3529 | 72.2469 | 77.2756 | 82.1604 | 85.6157 | 87.8636 | 89.523 | 90.0809 | 89.7588 | 88.2521 | 85.5034 | 81.6566 | 78.3143 | 75.5891 | 73.6757 | 72.0673 | 0.030276 | 0.030985 | 0.029373 | 0.025621 | 0.026487 | 0.028608 | 0.036218 | 0.041817 | 0.047876 | 0.052643 | 0.055512 | 0.058208 | 0.05996 | 0.061098 | 0.059924 | 0.054762 | 0.049359 | 0.044288 | 0.041559 | 0.040517 | 0.039065 | 0.035435 | 0.033499 | 0.034729
Portfolio Adjusted1-in-2Size: 20 kW to 199.99 kWOrange County2020November Monthly Peak | Portfolio Adjusted | 1-in-2 | Size: 20 kW to 199.99 kW | Orange County | 2020 | November Monthly Peak | 11 | 12.2645 | 11.6561 | 11.3181 | 11.3613 | 11.8347 | 13.3184 | 15.5708 | 17.4134 | 19.6505 | 21.5817 | 23.3769 | 24.5675 | 25.3862 | 25.8793 | 25.7964 | 24.989 | 24.0056 | 23.2079 | 21.1157 | 19.6836 | 18.5359 | 17.0057 | 15.2148 | 13.6541 | 0 | 0 | 0 | 0 | 0 | 0 | 0 | 0 | 0 | 0 | 0 | 0 | 0 | 0 | 0.24592 | 0.24176 | 0.23835 | 0.17831 | 0 | 0 | 0 | 0 | 0 | 0 | 60.0553 | 59.4807 | 59.0377 | 58.5674 | 58.0877 | 58.1145 | 57.723 | 57.7803 | 61.8115 | 66.423 | 72.2629 | 77.086 | 80.6492 | 82.1039 | 82.6189 | 82.0194 | 79.9958 | 75.7363 | 71.275 | 68.707 | 66.7323 | 65.0375 | 63.6454 | 62.4615 | 0.028273 | 0.028945 | 0.027549 | 0.024262 | 0.025133 | 0.027413 | 0.033058 | 0.038497 | 0.043389 | 0.046435 | 0.048646 | 0.050651 | 0.052399 | 0.05289 | 0.051583 | 0.046833 | 0.042796 | 0.041175 | 0.037072 | 0.035257 | 0.034415 | 0.031464 | 0.030349 | 0.031915
Portfolio Adjusted1-in-2Size: 20 kW to 199.99 kWOrange County2020December Monthly Peak | Portfolio Adjusted | 1-in-2 | Size: 20 kW to 199.99 kW | Orange County | 2020 | December Monthly Peak | 12 | 11.9945 | 11.5677 | 11.3731 | 11.5175 | 12.1428 | 13.628 | 16.4971 | 18.3714 | 20.7536 | 21.4822 | 21.3104 | 20.7947 | 20.1466 | 19.8655 | 19.4047 | 18.0945 | 17.5721 | 17.8936 | 17.2696 | 16.5127 | 16.2544 | 15.5685 | 14.4334 | 13.1846 | 0 | 0 | 0 | 0 | 0 | 0 | 0 | 0 | 0 | 0 | 0 | 0 | 0 | 0 | 0.18499 | 0.17505 | 0.17447 | 0.13748 | 0 | 0 | 0 | 0 | 0 | 0 | 46.8984 | 46.1574 | 45.3042 | 44.3354 | 43.7069 | 42.9245 | 42.6995 | 42.544 | 43.1433 | 45.8234 | 48.0237 | 49.7745 | 51.2599 | 52.3249 | 52.7651 | 52.669 | 52.0965 | 51.1976 | 49.9386 | 48.8221 | 48.0458 | 47.2989 | 46.7405 | 46.0546 | 0.02765 | 0.028726 | 0.027683 | 0.024595 | 0.025788 | 0.028051 | 0.035025 | 0.040615 | 0.045825 | 0.046221 | 0.044346 | 0.042873 | 0.041584 | 0.0406 | 0.038802 | 0.033912 | 0.031326 | 0.031747 | 0.03032 | 0.029577 | 0.030179 | 0.028805 | 0.02879 | 0.030817
Portfolio Adjusted1-in-2Size: 20 kW to 199.99 kWOrange County2020Typical Event Day | Portfolio Adjusted | 1-in-2 | Size: 20 kW to 199.99 kW | Orange County | 2020 | Typical Event Day | 8 | 14.0391 | 13.2736 | 12.8031 | 12.7418 | 13.2423 | 14.7111 | 17.3749 | 20.293 | 23.4677 | 26.267 | 28.6551 | 30.2393 | 31.0407 | 31.8371 | 32.1206 | 31.6516 | 30.2579 | 27.4633 | 24.5161 | 23.3466 | 22.5298 | 20.3942 | 17.8881 | 15.8555 | 0 | 0 | 0 | 0 | 0 | 0 | 0 | 0 | 0 | 0 | 0 | 0 | 0 | 0 | 0.30621 | 0.30621 | 0.30043 | 0.211 | 0 | 0 | 0 | 0 | 0 | 0 | 71.3834 | 70.4022 | 69.5485 | 68.7832 | 68.2708 | 67.6526 | 67.4264 | 67.7484 | 70.0684 | 74.7068 | 79.9699 | 84.1156 | 87.377 | 89.6594 | 91.1502 | 91.7174 | 92.0257 | 91.1389 | 89.2177 | 86.1505 | 82.2934 | 78.8856 | 76.7644 | 75.2509 | 0.032364 | 0.032962 | 0.031163 | 0.02721 | 0.028123 | 0.03028 | 0.036888 | 0.044863 | 0.051818 | 0.056516 | 0.05963 | 0.062345 | 0.064071 | 0.065066 | 0.064228 | 0.05932 | 0.053942 | 0.048725 | 0.043042 | 0.041818 | 0.041831 | 0.037733 | 0.035682 | 0.03706
Portfolio Adjusted1-in-2Size: 20 kW to 199.99 kWOrange County2021January Monthly Peak | Portfolio Adjusted | 1-in-2 | Size: 20 kW to 199.99 kW | Orange County | 2021 | January Monthly Peak | 1 | 11.4499 | 11.0388 | 10.8846 | 11.0172 | 11.556 | 13.0032 | 15.7909 | 17.1643 | 19.3112 | 20.2689 | 20.2929 | 20.1987 | 19.9471 | 19.832 | 19.5042 | 18.1714 | 17.3165 | 17.7776 | 17.1739 | 16.2617 | 15.8643 | 14.9761 | 13.5992 | 12.4408 | 0 | 0 | 0 | 0 | 0 | 0 | 0 | 0 | 0 | 0 | 0 | 0 | 0 | 0 | 0.18594 | 0.1758 | 0.17193 | 0.13659 | 0 | 0 | 0 | 0 | 0 | 0 | 51.484 | 51.0243 | 50.5878 | 50.0641 | 49.8607 | 49.5483 | 49.5148 | 49.5063 | 50.0545 | 51.3039 | 52.9532 | 54.0057 | 54.4728 | 55.3488 | 55.8638 | 55.7605 | 55.5364 | 55.0633 | 54.0023 | 52.9026 | 52.1309 | 51.9114 | 51.8293 | 51.1447 | 0.026395 | 0.027412 | 0.026494 | 0.023527 | 0.024542 | 0.026765 | 0.033525 | 0.037946 | 0.04264 | 0.043611 | 0.042229 | 0.041644 | 0.041173 | 0.040531 | 0.039001 | 0.034056 | 0.030871 | 0.031541 | 0.030152 | 0.029128 | 0.029455 | 0.027709 | 0.027126 | 0.029079
Portfolio Adjusted1-in-2Size: 20 kW to 199.99 kWOrange County2021February Monthly Peak | Portfolio Adjusted | 1-in-2 | Size: 20 kW to 199.99 kW | Orange County | 2021 | February Monthly Peak | 2 | 11.6097 | 11.0981 | 10.8732 | 11.0027 | 11.6227 | 12.9985 | 15.4519 | 16.7803 | 18.8008 | 20.1215 | 20.7506 | 21.1532 | 21.3557 | 21.5545 | 21.5342 | 20.6313 | 19.5855 | 19.1558 | 18.7876 | 17.6551 | 17.0056 | 15.7625 | 14.0918 | 12.7742 | 0 | 0 | 0 | 0 | 0 | 0 | 0 | 0 | 0 | 0 | 0 | 0 | 0 | 0 | 0.20529 | 0.1996 | 0.19446 | 0.14718 | 0 | 0 | 0 | 0 | 0 | 0 | 51.41 | 51.2005 | 51.1645 | 50.9256 | 50.3439 | 50.3481 | 50.0499 | 50.3628 | 51.5629 | 54.5232 | 57.7193 | 60.5196 | 61.9451 | 62.5899 | 63.1129 | 62.7921 | 62.1637 | 61.0769 | 59.2279 | 57.6647 | 56.6542 | 55.542 | 54.4581 | 53.1313 | 0.026763 | 0.02756 | 0.026466 | 0.023496 | 0.024683 | 0.026755 | 0.032806 | 0.037098 | 0.041513 | 0.043294 | 0.043181 | 0.043612 | 0.04408 | 0.044052 | 0.04306 | 0.038666 | 0.034916 | 0.033986 | 0.032985 | 0.031624 | 0.031574 | 0.029164 | 0.028109 | 0.029858
Portfolio Adjusted1-in-2Size: 20 kW to 199.99 kWOrange County2021March Monthly Peak | Portfolio Adjusted | 1-in-2 | Size: 20 kW to 199.99 kW | Orange County | 2021 | March Monthly Peak | 3 | 11.8789 | 11.3902 | 11.0904 | 11.1678 | 11.6244 | 12.9461 | 15.5278 | 16.9301 | 18.7357 | 20.1081 | 20.8574 | 21.4051 | 21.642 | 21.9266 | 22.0812 | 21.3723 | 20.3086 | 19.0517 | 18.419 | 18.4506 | 17.6645 | 16.3573 | 14.6055 | 13.1713 | 0 | 0 | 0 | 0 | 0 | 0 | 0 | 0 | 0 | 0 | 0 | 0 | 0 | 0 | 0.2105 | 0.20677 | 0.20164 | 0.14637 | 0 | 0 | 0 | 0 | 0 | 0 | 52.3513 | 51.3766 | 50.8306 | 50.638 | 50.2063 | 49.7998 | 49.4835 | 49.7883 | 51.7763 | 53.9971 | 56.9585 | 59.8518 | 61.9035 | 63.7505 | 65.0302 | 65.6848 | 65.6146 | 64.7866 | 62.1709 | 58.8188 | 57.0152 | 55.5437 | 54.5028 | 52.9756 | 0.027384 | 0.028285 | 0.026994 | 0.023848 | 0.024687 | 0.026647 | 0.032967 | 0.037429 | 0.041369 | 0.043265 | 0.043404 | 0.044131 | 0.044671 | 0.044812 | 0.044154 | 0.040055 | 0.036205 | 0.033801 | 0.032338 | 0.033048 | 0.032797 | 0.030264 | 0.029134 | 0.030786
Portfolio Adjusted1-in-2Size: 20 kW to 199.99 kWOrange County2021April Monthly Peak | Portfolio Adjusted | 1-in-2 | Size: 20 kW to 199.99 kW | Orange County | 2021 | April Monthly Peak | 4 | 12.2297 | 11.6514 | 11.2634 | 11.2853 | 11.6811 | 12.9881 | 15.3052 | 17.0525 | 19.2949 | 21.4938 | 23.2174 | 24.6044 | 25.4509 | 26.0887 | 26.328 | 25.9102 | 24.629 | 22.4676 | 20.508 | 20.3195 | 19.3747 | 17.5995 | 15.4408 | 13.6523 | 0 | 0 | 0 | 0 | 0 | 0 | 0 | 0 | 0 | 0 | 0 | 0 | 0 | 0 | 0.25099 | 0.25067 | 0.24454 | 0.17262 | 0 | 0 | 0 | 0 | 0 | 0 | 62.8748 | 61.8791 | 61.0364 | 60.433 | 59.4426 | 58.7306 | 58.0531 | 58.1372 | 60.5645 | 64.7756 | 69.5694 | 74.4346 | 78.8556 | 81.5916 | 83.0355 | 83.7431 | 83.324 | 82.0965 | 79.8765 | 76.8972 | 72.2257 | 69.5014 | 67.5872 | 65.6924 | 0.028192 | 0.028934 | 0.027416 | 0.024099 | 0.024807 | 0.026734 | 0.032494 | 0.037699 | 0.042604 | 0.046246 | 0.048314 | 0.050727 | 0.052533 | 0.053318 | 0.052646 | 0.04856 | 0.043907 | 0.039862 | 0.036006 | 0.036396 | 0.035973 | 0.032563 | 0.0308 | 0.031911
Portfolio Adjusted1-in-2Size: 20 kW to 199.99 kWOrange County2021May Monthly Peak | Portfolio Adjusted | 1-in-2 | Size: 20 kW to 199.99 kW | Orange County | 2021 | May Monthly Peak | 5 | 12.5821 | 11.9839 | 11.5773 | 11.5404 | 11.9218 | 13.1258 | 15.1257 | 17.4433 | 19.8842 | 22.1811 | 24.085 | 25.4457 | 26.1988 | 26.87 | 27.0389 | 26.5924 | 25.4477 | 23.1458 | 20.9671 | 20.2623 | 19.8914 | 18.095 | 15.9311 | 14.2136 | 0 | 0 | 0 | 0 | 0 | 0 | 0 | 0 | 0 | 0 | 0 | 0 | 0 | 0 | 0.25777 | 0.25727 | 0.25267 | 0.17783 | 0 | 0 | 0 | 0 | 0 | 0 | 65.438 | 64.4114 | 63.287 | 62.3151 | 61.6557 | 60.7926 | 60.4126 | 60.7991 | 63.5192 | 67.3396 | 71.5974 | 75.9708 | 80.0313 | 82.7601 | 84.5303 | 85.5462 | 85.8354 | 84.9422 | 82.7368 | 79.782 | 75.4696 | 72.279 | 70.5733 | 69.1019 | 0.029005 | 0.029759 | 0.02818 | 0.024644 | 0.025319 | 0.027017 | 0.032113 | 0.038563 | 0.043905 | 0.047725 | 0.05012 | 0.052462 | 0.054077 | 0.054915 | 0.054067 | 0.049838 | 0.045367 | 0.041065 | 0.036811 | 0.036293 | 0.036932 | 0.033479 | 0.031778 | 0.033223
Portfolio Adjusted1-in-2Size: 20 kW to 199.99 kWOrange County2021June Monthly Peak | Portfolio Adjusted | 1-in-2 | Size: 20 kW to 199.99 kW | Orange County | 2021 | June Monthly Peak | 6 | 13.1469 | 12.4492 | 12.035 | 11.9445 | 12.3569 | 13.4006 | 15.6669 | 18.5844 | 21.3751 | 24.0373 | 26.1641 | 27.6745 | 28.394 | 29.1509 | 29.3836 | 28.8282 | 27.5157 | 25.1442 | 22.8103 | 21.406 | 20.9304 | 19.1326 | 16.8034 | 14.8871 | 0 | 0 | 0 | 0 | 0 | 0 | 0 | 0 | 0 | 0 | 0 | 0 | 0 | 0 | 0.28012 | 0.2789 | 0.2732 | 0.19318 | 0 | 0 | 0 | 0 | 0 | 0 | 68.1362 | 67.095 | 65.9567 | 65.1586 | 64.4857 | 63.8247 | 63.1977 | 63.7618 | 66.7407 | 71.1281 | 74.9326 | 78.5723 | 81.1478 | 83.3792 | 85.0432 | 86.1701 | 86.865 | 86.4006 | 85.0163 | 82.1757 | 78.4725 | 74.6076 | 72.1863 | 70.6205 | 0.030307 | 0.030915 | 0.029294 | 0.025507 | 0.026243 | 0.027583 | 0.033262 | 0.041086 | 0.047197 | 0.051719 | 0.054446 | 0.057057 | 0.058608 | 0.059576 | 0.058756 | 0.054028 | 0.049053 | 0.044611 | 0.040048 | 0.038342 | 0.038861 | 0.035399 | 0.033518 | 0.034797
Portfolio Adjusted1-in-2Size: 20 kW to 199.99 kWOrange County2021July Monthly Peak | Portfolio Adjusted | 1-in-2 | Size: 20 kW to 199.99 kW | Orange County | 2021 | July Monthly Peak | 7 | 13.8422 | 13.1568 | 12.693 | 12.6074 | 13.0404 | 14.4095 | 17.012 | 20.3393 | 23.3391 | 26.0997 | 28.364 | 30.0104 | 30.8306 | 31.6477 | 31.8423 | 31.181 | 29.7981 | 27.1467 | 24.4187 | 22.9625 | 22.3917 | 20.3714 | 17.8555 | 15.7918 | 0 | 0 | 0 | 0 | 0 | 0 | 0 | 0 | 0 | 0 | 0 | 0 | 0 | 0 | 0.30356 | 0.30166 | 0.29586 | 0.20857 | 0 | 0 | 0 | 0 | 0 | 0 | 70.6834 | 69.9771 | 69.255 | 68.5356 | 67.915 | 67.461 | 67.3488 | 67.7659 | 70.1231 | 74.315 | 79.885 | 83.4865 | 86.5824 | 88.9954 | 90.8394 | 91.5764 | 92.0576 | 91.2972 | 89.6258 | 86.9497 | 83.0237 | 79.1079 | 76.6242 | 75.239 | 0.03191 | 0.032672 | 0.030895 | 0.026923 | 0.027694 | 0.029659 | 0.036118 | 0.044966 | 0.051534 | 0.056156 | 0.059024 | 0.061873 | 0.063637 | 0.064679 | 0.063672 | 0.058438 | 0.053122 | 0.048163 | 0.042871 | 0.04113 | 0.041574 | 0.037691 | 0.035617 | 0.036912
Portfolio Adjusted1-in-2Size: 20 kW to 199.99 kWOrange County2021August Monthly Peak | Portfolio Adjusted | 1-in-2 | Size: 20 kW to 199.99 kW | Orange County | 2021 | August Monthly Peak | 8 | 14.4778 | 13.68 | 13.1886 | 13.1128 | 13.6213 | 15.1348 | 17.9493 | 21.1067 | 24.6688 | 27.8273 | 30.4311 | 32.1275 | 32.9275 | 33.6758 | 33.8646 | 33.2394 | 31.7057 | 28.7412 | 25.6239 | 24.3938 | 23.4603 | 21.2295 | 18.5932 | 16.4691 | 0 | 0 | 0 | 0 | 0 | 0 | 0 | 0 | 0 | 0 | 0 | 0 | 0 | 0 | 0.32284 | 0.32157 | 0.3148 | 0.22082 | 0 | 0 | 0 | 0 | 0 | 0 | 75.8738 | 74.8018 | 73.9486 | 72.8509 | 72.4708 | 71.6976 | 71.3961 | 71.6919 | 74.0631 | 78.9917 | 83.9031 | 88.1821 | 91.2154 | 93.2341 | 94.6075 | 94.7521 | 95.0364 | 93.9999 | 91.9481 | 89.0207 | 84.586 | 81.1244 | 79.2181 | 77.6283 | 0.033375 | 0.033971 | 0.032102 | 0.028002 | 0.028928 | 0.031152 | 0.038108 | 0.046662 | 0.05447 | 0.059873 | 0.063326 | 0.066238 | 0.067965 | 0.068824 | 0.067716 | 0.062295 | 0.056523 | 0.050992 | 0.044987 | 0.043694 | 0.043558 | 0.039279 | 0.037088 | 0.038495
Portfolio Adjusted1-in-2Size: 20 kW to 199.99 kWOrange County2021September Monthly Peak | Portfolio Adjusted | 1-in-2 | Size: 20 kW to 199.99 kW | Orange County | 2021 | September Monthly Peak | 9 | 13.7146 | 13.0486 | 12.6397 | 12.5876 | 13.1411 | 14.7005 | 17.7286 | 20.2255 | 23.4966 | 26.5378 | 28.901 | 30.4259 | 31.2193 | 31.9915 | 32.0757 | 31.3219 | 29.807 | 26.9922 | 24.3949 | 23.8941 | 22.265 | 20.1243 | 17.6582 | 15.5719 | 0 | 0 | 0 | 0 | 0 | 0 | 0 | 0 | 0 | 0 | 0 | 0 | 0 | 0 | 0.30578 | 0.30302 | 0.29595 | 0.20738 | 0 | 0 | 0 | 0 | 0 | 0 | 70.8402 | 69.735 | 69.0337 | 68.5876 | 68.2118 | 67.6271 | 67.7631 | 67.7741 | 69.3468 | 74.3926 | 81.1591 | 86.2216 | 90.5623 | 93.0288 | 94.1107 | 94.3708 | 94.1438 | 92.8581 | 90.2806 | 86.4559 | 83.0912 | 80.7026 | 79.0291 | 77.5158 | 0.031615 | 0.032403 | 0.030766 | 0.02688 | 0.027908 | 0.030258 | 0.037639 | 0.044714 | 0.051881 | 0.057099 | 0.060142 | 0.06273 | 0.064439 | 0.065382 | 0.064139 | 0.058702 | 0.053138 | 0.047889 | 0.04283 | 0.042799 | 0.041339 | 0.037234 | 0.035223 | 0.036397
Portfolio Adjusted1-in-2Size: 20 kW to 199.99 kWOrange County2021October Monthly Peak | Portfolio Adjusted | 1-in-2 | Size: 20 kW to 199.99 kW | Orange County | 2021 | October Monthly Peak | 10 | 13.1337 | 12.4774 | 12.0674 | 11.998 | 12.4722 | 13.8987 | 17.0591 | 18.9152 | 21.6826 | 24.4668 | 26.676 | 28.2329 | 29.0492 | 29.8954 | 29.9678 | 29.2197 | 27.687 | 24.9625 | 23.6713 | 22.6205 | 21.0403 | 19.1522 | 16.7941 | 14.858 | 0 | 0 | 0 | 0 | 0 | 0 | 0 | 0 | 0 | 0 | 0 | 0 | 0 | 0 | 0.28569 | 0.28269 | 0.2749 | 0.19179 | 0 | 0 | 0 | 0 | 0 | 0 | 69.9977 | 68.8309 | 68.1192 | 67.6502 | 66.9286 | 66.1319 | 66.604 | 67.7315 | 68.3529 | 72.2469 | 77.2756 | 82.1604 | 85.6157 | 87.8636 | 89.523 | 90.0809 | 89.7588 | 88.2521 | 85.5034 | 81.6566 | 78.3143 | 75.5891 | 73.6757 | 72.0673 | 0.030276 | 0.030985 | 0.029373 | 0.025621 | 0.026487 | 0.028608 | 0.036218 | 0.041817 | 0.047876 | 0.052643 | 0.055512 | 0.058208 | 0.05996 | 0.061098 | 0.059924 | 0.054762 | 0.049359 | 0.044288 | 0.041559 | 0.040517 | 0.039065 | 0.035435 | 0.033499 | 0.034729
Portfolio Adjusted1-in-2Size: 20 kW to 199.99 kWOrange County2021November Monthly Peak | Portfolio Adjusted | 1-in-2 | Size: 20 kW to 199.99 kW | Orange County | 2021 | November Monthly Peak | 11 | 12.2645 | 11.6561 | 11.3181 | 11.3613 | 11.8347 | 13.3184 | 15.5708 | 17.4134 | 19.6505 | 21.5817 | 23.3769 | 24.5675 | 25.3862 | 25.8793 | 25.7964 | 24.989 | 24.0056 | 23.2079 | 21.1157 | 19.6836 | 18.5359 | 17.0057 | 15.2148 | 13.6541 | 0 | 0 | 0 | 0 | 0 | 0 | 0 | 0 | 0 | 0 | 0 | 0 | 0 | 0 | 0.24592 | 0.24176 | 0.23835 | 0.17831 | 0 | 0 | 0 | 0 | 0 | 0 | 60.0553 | 59.4807 | 59.0377 | 58.5674 | 58.0877 | 58.1145 | 57.723 | 57.7803 | 61.8115 | 66.423 | 72.2629 | 77.086 | 80.6492 | 82.1039 | 82.6189 | 82.0194 | 79.9958 | 75.7363 | 71.275 | 68.707 | 66.7323 | 65.0375 | 63.6454 | 62.4615 | 0.028273 | 0.028945 | 0.027549 | 0.024262 | 0.025133 | 0.027413 | 0.033058 | 0.038497 | 0.043389 | 0.046435 | 0.048646 | 0.050651 | 0.052399 | 0.05289 | 0.051583 | 0.046833 | 0.042796 | 0.041175 | 0.037072 | 0.035257 | 0.034415 | 0.031464 | 0.030349 | 0.031915
Portfolio Adjusted1-in-2Size: 20 kW to 199.99 kWOrange County2021December Monthly Peak | Portfolio Adjusted | 1-in-2 | Size: 20 kW to 199.99 kW | Orange County | 2021 | December Monthly Peak | 12 | 11.9945 | 11.5677 | 11.3731 | 11.5175 | 12.1428 | 13.628 | 16.4971 | 18.3714 | 20.7536 | 21.4822 | 21.3104 | 20.7947 | 20.1466 | 19.8655 | 19.4047 | 18.0945 | 17.5721 | 17.8936 | 17.2696 | 16.5127 | 16.2544 | 15.5685 | 14.4334 | 13.1846 | 0 | 0 | 0 | 0 | 0 | 0 | 0 | 0 | 0 | 0 | 0 | 0 | 0 | 0 | 0.18499 | 0.17505 | 0.17447 | 0.13748 | 0 | 0 | 0 | 0 | 0 | 0 | 46.8984 | 46.1574 | 45.3042 | 44.3354 | 43.7069 | 42.9245 | 42.6995 | 42.544 | 43.1433 | 45.8234 | 48.0237 | 49.7745 | 51.2599 | 52.3249 | 52.7651 | 52.669 | 52.0965 | 51.1976 | 49.9386 | 48.8221 | 48.0458 | 47.2989 | 46.7405 | 46.0546 | 0.02765 | 0.028726 | 0.027683 | 0.024595 | 0.025788 | 0.028051 | 0.035025 | 0.040615 | 0.045825 | 0.046221 | 0.044346 | 0.042873 | 0.041584 | 0.0406 | 0.038802 | 0.033912 | 0.031326 | 0.031747 | 0.03032 | 0.029577 | 0.030179 | 0.028805 | 0.02879 | 0.030817
Portfolio Adjusted1-in-2Size: 20 kW to 199.99 kWOrange County2021Typical Event Day | Portfolio Adjusted | 1-in-2 | Size: 20 kW to 199.99 kW | Orange County | 2021 | Typical Event Day | 8 | 14.0391 | 13.2736 | 12.8031 | 12.7418 | 13.2423 | 14.7111 | 17.3749 | 20.293 | 23.4677 | 26.267 | 28.6551 | 30.2393 | 31.0407 | 31.8371 | 32.1206 | 31.6516 | 30.2579 | 27.4633 | 24.5161 | 23.3466 | 22.5298 | 20.3942 | 17.8881 | 15.8555 | 0 | 0 | 0 | 0 | 0 | 0 | 0 | 0 | 0 | 0 | 0 | 0 | 0 | 0 | 0.30621 | 0.30621 | 0.30043 | 0.211 | 0 | 0 | 0 | 0 | 0 | 0 | 71.3834 | 70.4022 | 69.5485 | 68.7832 | 68.2708 | 67.6526 | 67.4264 | 67.7484 | 70.0684 | 74.7068 | 79.9699 | 84.1156 | 87.377 | 89.6594 | 91.1502 | 91.7174 | 92.0257 | 91.1389 | 89.2177 | 86.1505 | 82.2934 | 78.8856 | 76.7644 | 75.2509 | 0.032364 | 0.032962 | 0.031163 | 0.02721 | 0.028123 | 0.03028 | 0.036888 | 0.044863 | 0.051818 | 0.056516 | 0.05963 | 0.062345 | 0.064071 | 0.065066 | 0.064228 | 0.05932 | 0.053942 | 0.048725 | 0.043042 | 0.041818 | 0.041831 | 0.037733 | 0.035682 | 0.03706
Portfolio Adjusted1-in-2Size: 20 kW to 199.99 kWOrange County2022January Monthly Peak | Portfolio Adjusted | 1-in-2 | Size: 20 kW to 199.99 kW | Orange County | 2022 | January Monthly Peak | 1 | 11.4499 | 11.0388 | 10.8846 | 11.0172 | 11.556 | 13.0032 | 15.7909 | 17.1643 | 19.3112 | 20.2689 | 20.2929 | 20.1987 | 19.9471 | 19.832 | 19.5042 | 18.1714 | 17.3165 | 17.7776 | 17.1739 | 16.2617 | 15.8643 | 14.9761 | 13.5992 | 12.4408 | 0 | 0 | 0 | 0 | 0 | 0 | 0 | 0 | 0 | 0 | 0 | 0 | 0 | 0 | 0.18594 | 0.1758 | 0.17193 | 0.13659 | 0 | 0 | 0 | 0 | 0 | 0 | 51.484 | 51.0243 | 50.5878 | 50.0641 | 49.8607 | 49.5483 | 49.5148 | 49.5063 | 50.0545 | 51.3039 | 52.9532 | 54.0057 | 54.4728 | 55.3488 | 55.8638 | 55.7605 | 55.5364 | 55.0633 | 54.0023 | 52.9026 | 52.1309 | 51.9114 | 51.8293 | 51.1447 | 0.026395 | 0.027412 | 0.026494 | 0.023527 | 0.024542 | 0.026765 | 0.033525 | 0.037946 | 0.04264 | 0.043611 | 0.042229 | 0.041644 | 0.041173 | 0.040531 | 0.039001 | 0.034056 | 0.030871 | 0.031541 | 0.030152 | 0.029128 | 0.029455 | 0.027709 | 0.027126 | 0.029079
Portfolio Adjusted1-in-2Size: 20 kW to 199.99 kWOrange County2022February Monthly Peak | Portfolio Adjusted | 1-in-2 | Size: 20 kW to 199.99 kW | Orange County | 2022 | February Monthly Peak | 2 | 11.6097 | 11.0981 | 10.8732 | 11.0027 | 11.6227 | 12.9985 | 15.4519 | 16.7803 | 18.8008 | 20.1215 | 20.7506 | 21.1532 | 21.3557 | 21.5545 | 21.5342 | 20.6313 | 19.5855 | 19.1558 | 18.7876 | 17.6551 | 17.0056 | 15.7625 | 14.0918 | 12.7742 | 0 | 0 | 0 | 0 | 0 | 0 | 0 | 0 | 0 | 0 | 0 | 0 | 0 | 0 | 0.20529 | 0.1996 | 0.19446 | 0.14718 | 0 | 0 | 0 | 0 | 0 | 0 | 51.41 | 51.2005 | 51.1645 | 50.9256 | 50.3439 | 50.3481 | 50.0499 | 50.3628 | 51.5629 | 54.5232 | 57.7193 | 60.5196 | 61.9451 | 62.5899 | 63.1129 | 62.7921 | 62.1637 | 61.0769 | 59.2279 | 57.6647 | 56.6542 | 55.542 | 54.4581 | 53.1313 | 0.026763 | 0.02756 | 0.026466 | 0.023496 | 0.024683 | 0.026755 | 0.032806 | 0.037098 | 0.041513 | 0.043294 | 0.043181 | 0.043612 | 0.04408 | 0.044052 | 0.04306 | 0.038666 | 0.034916 | 0.033986 | 0.032985 | 0.031624 | 0.031574 | 0.029164 | 0.028109 | 0.029858
Portfolio Adjusted1-in-2Size: 20 kW to 199.99 kWOrange County2022March Monthly Peak | Portfolio Adjusted | 1-in-2 | Size: 20 kW to 199.99 kW | Orange County | 2022 | March Monthly Peak | 3 | 11.8789 | 11.3902 | 11.0904 | 11.1678 | 11.6244 | 12.9461 | 15.5278 | 16.9301 | 18.7357 | 20.1081 | 20.8574 | 21.4051 | 21.642 | 21.9266 | 22.0812 | 21.3723 | 20.3086 | 19.0517 | 18.419 | 18.4506 | 17.6645 | 16.3573 | 14.6055 | 13.1713 | 0 | 0 | 0 | 0 | 0 | 0 | 0 | 0 | 0 | 0 | 0 | 0 | 0 | 0 | 0.2105 | 0.20677 | 0.20164 | 0.14637 | 0 | 0 | 0 | 0 | 0 | 0 | 52.3513 | 51.3766 | 50.8306 | 50.638 | 50.2063 | 49.7998 | 49.4835 | 49.7883 | 51.7763 | 53.9971 | 56.9585 | 59.8518 | 61.9035 | 63.7505 | 65.0302 | 65.6848 | 65.6146 | 64.7866 | 62.1709 | 58.8188 | 57.0152 | 55.5437 | 54.5028 | 52.9756 | 0.027384 | 0.028285 | 0.026994 | 0.023848 | 0.024687 | 0.026647 | 0.032967 | 0.037429 | 0.041369 | 0.043265 | 0.043404 | 0.044131 | 0.044671 | 0.044812 | 0.044154 | 0.040055 | 0.036205 | 0.033801 | 0.032338 | 0.033048 | 0.032797 | 0.030264 | 0.029134 | 0.030786
Portfolio Adjusted1-in-2Size: 20 kW to 199.99 kWOrange County2022April Monthly Peak | Portfolio Adjusted | 1-in-2 | Size: 20 kW to 199.99 kW | Orange County | 2022 | April Monthly Peak | 4 | 12.2297 | 11.6514 | 11.2634 | 11.2853 | 11.6811 | 12.9881 | 15.3052 | 17.0525 | 19.2949 | 21.4938 | 23.2174 | 24.6044 | 25.4509 | 26.0887 | 26.328 | 25.9102 | 24.629 | 22.4676 | 20.508 | 20.3195 | 19.3747 | 17.5995 | 15.4408 | 13.6523 | 0 | 0 | 0 | 0 | 0 | 0 | 0 | 0 | 0 | 0 | 0 | 0 | 0 | 0 | 0.25099 | 0.25067 | 0.24454 | 0.17262 | 0 | 0 | 0 | 0 | 0 | 0 | 62.8748 | 61.8791 | 61.0364 | 60.433 | 59.4426 | 58.7306 | 58.0531 | 58.1372 | 60.5645 | 64.7756 | 69.5694 | 74.4346 | 78.8556 | 81.5916 | 83.0355 | 83.7431 | 83.324 | 82.0965 | 79.8765 | 76.8972 | 72.2257 | 69.5014 | 67.5872 | 65.6924 | 0.028192 | 0.028934 | 0.027416 | 0.024099 | 0.024807 | 0.026734 | 0.032494 | 0.037699 | 0.042604 | 0.046246 | 0.048314 | 0.050727 | 0.052533 | 0.053318 | 0.052646 | 0.04856 | 0.043907 | 0.039862 | 0.036006 | 0.036396 | 0.035973 | 0.032563 | 0.0308 | 0.031911
Portfolio Adjusted1-in-2Size: 20 kW to 199.99 kWOrange County2022May Monthly Peak | Portfolio Adjusted | 1-in-2 | Size: 20 kW to 199.99 kW | Orange County | 2022 | May Monthly Peak | 5 | 12.5821 | 11.9839 | 11.5773 | 11.5404 | 11.9218 | 13.1258 | 15.1257 | 17.4433 | 19.8842 | 22.1811 | 24.085 | 25.4457 | 26.1988 | 26.87 | 27.0389 | 26.5924 | 25.4477 | 23.1458 | 20.9671 | 20.2623 | 19.8914 | 18.095 | 15.9311 | 14.2136 | 0 | 0 | 0 | 0 | 0 | 0 | 0 | 0 | 0 | 0 | 0 | 0 | 0 | 0 | 0.25777 | 0.25727 | 0.25267 | 0.17783 | 0 | 0 | 0 | 0 | 0 | 0 | 65.438 | 64.4114 | 63.287 | 62.3151 | 61.6557 | 60.7926 | 60.4126 | 60.7991 | 63.5192 | 67.3396 | 71.5974 | 75.9708 | 80.0313 | 82.7601 | 84.5303 | 85.5462 | 85.8354 | 84.9422 | 82.7368 | 79.782 | 75.4696 | 72.279 | 70.5733 | 69.1019 | 0.029005 | 0.029759 | 0.02818 | 0.024644 | 0.025319 | 0.027017 | 0.032113 | 0.038563 | 0.043905 | 0.047725 | 0.05012 | 0.052462 | 0.054077 | 0.054915 | 0.054067 | 0.049838 | 0.045367 | 0.041065 | 0.036811 | 0.036293 | 0.036932 | 0.033479 | 0.031778 | 0.033223
Portfolio Adjusted1-in-2Size: 20 kW to 199.99 kWOrange County2022June Monthly Peak | Portfolio Adjusted | 1-in-2 | Size: 20 kW to 199.99 kW | Orange County | 2022 | June Monthly Peak | 6 | 13.1469 | 12.4492 | 12.035 | 11.9445 | 12.3569 | 13.4006 | 15.6669 | 18.5844 | 21.3751 | 24.0373 | 26.1641 | 27.6745 | 28.394 | 29.1509 | 29.3836 | 28.8282 | 27.5157 | 25.1442 | 22.8103 | 21.406 | 20.9304 | 19.1326 | 16.8034 | 14.8871 | 0 | 0 | 0 | 0 | 0 | 0 | 0 | 0 | 0 | 0 | 0 | 0 | 0 | 0 | 0.28012 | 0.2789 | 0.2732 | 0.19318 | 0 | 0 | 0 | 0 | 0 | 0 | 68.1362 | 67.095 | 65.9567 | 65.1586 | 64.4857 | 63.8247 | 63.1977 | 63.7618 | 66.7407 | 71.1281 | 74.9326 | 78.5723 | 81.1478 | 83.3792 | 85.0432 | 86.1701 | 86.865 | 86.4006 | 85.0163 | 82.1757 | 78.4725 | 74.6076 | 72.1863 | 70.6205 | 0.030307 | 0.030915 | 0.029294 | 0.025507 | 0.026243 | 0.027583 | 0.033262 | 0.041086 | 0.047197 | 0.051719 | 0.054446 | 0.057057 | 0.058608 | 0.059576 | 0.058756 | 0.054028 | 0.049053 | 0.044611 | 0.040048 | 0.038342 | 0.038861 | 0.035399 | 0.033518 | 0.034797
Portfolio Adjusted1-in-2Size: 20 kW to 199.99 kWOrange County2022July Monthly Peak | Portfolio Adjusted | 1-in-2 | Size: 20 kW to 199.99 kW | Orange County | 2022 | July Monthly Peak | 7 | 13.8422 | 13.1568 | 12.693 | 12.6074 | 13.0404 | 14.4095 | 17.012 | 20.3393 | 23.3391 | 26.0997 | 28.364 | 30.0104 | 30.8306 | 31.6477 | 31.8423 | 31.181 | 29.7981 | 27.1467 | 24.4187 | 22.9625 | 22.3917 | 20.3714 | 17.8555 | 15.7918 | 0 | 0 | 0 | 0 | 0 | 0 | 0 | 0 | 0 | 0 | 0 | 0 | 0 | 0 | 0.30356 | 0.30166 | 0.29586 | 0.20857 | 0 | 0 | 0 | 0 | 0 | 0 | 70.6834 | 69.9771 | 69.255 | 68.5356 | 67.915 | 67.461 | 67.3488 | 67.7659 | 70.1231 | 74.315 | 79.885 | 83.4865 | 86.5824 | 88.9954 | 90.8394 | 91.5764 | 92.0576 | 91.2972 | 89.6258 | 86.9497 | 83.0237 | 79.1079 | 76.6242 | 75.239 | 0.03191 | 0.032672 | 0.030895 | 0.026923 | 0.027694 | 0.029659 | 0.036118 | 0.044966 | 0.051534 | 0.056156 | 0.059024 | 0.061873 | 0.063637 | 0.064679 | 0.063672 | 0.058438 | 0.053122 | 0.048163 | 0.042871 | 0.04113 | 0.041574 | 0.037691 | 0.035617 | 0.036912
Portfolio Adjusted1-in-2Size: 20 kW to 199.99 kWOrange County2022August Monthly Peak | Portfolio Adjusted | 1-in-2 | Size: 20 kW to 199.99 kW | Orange County | 2022 | August Monthly Peak | 8 | 14.4778 | 13.68 | 13.1886 | 13.1128 | 13.6213 | 15.1348 | 17.9493 | 21.1067 | 24.6688 | 27.8273 | 30.4311 | 32.1275 | 32.9275 | 33.6758 | 33.8646 | 33.2394 | 31.7057 | 28.7412 | 25.6239 | 24.3938 | 23.4603 | 21.2295 | 18.5932 | 16.4691 | 0 | 0 | 0 | 0 | 0 | 0 | 0 | 0 | 0 | 0 | 0 | 0 | 0 | 0 | 0.32284 | 0.32157 | 0.3148 | 0.22082 | 0 | 0 | 0 | 0 | 0 | 0 | 75.8738 | 74.8018 | 73.9486 | 72.8509 | 72.4708 | 71.6976 | 71.3961 | 71.6919 | 74.0631 | 78.9917 | 83.9031 | 88.1821 | 91.2154 | 93.2341 | 94.6075 | 94.7521 | 95.0364 | 93.9999 | 91.9481 | 89.0207 | 84.586 | 81.1244 | 79.2181 | 77.6283 | 0.033375 | 0.033971 | 0.032102 | 0.028002 | 0.028928 | 0.031152 | 0.038108 | 0.046662 | 0.05447 | 0.059873 | 0.063326 | 0.066238 | 0.067965 | 0.068824 | 0.067716 | 0.062295 | 0.056523 | 0.050992 | 0.044987 | 0.043694 | 0.043558 | 0.039279 | 0.037088 | 0.038495
Portfolio Adjusted1-in-2Size: 20 kW to 199.99 kWOrange County2022September Monthly Peak | Portfolio Adjusted | 1-in-2 | Size: 20 kW to 199.99 kW | Orange County | 2022 | September Monthly Peak | 9 | 13.7146 | 13.0486 | 12.6397 | 12.5876 | 13.1411 | 14.7005 | 17.7286 | 20.2255 | 23.4966 | 26.5378 | 28.901 | 30.4259 | 31.2193 | 31.9915 | 32.0757 | 31.3219 | 29.807 | 26.9922 | 24.3949 | 23.8941 | 22.265 | 20.1243 | 17.6582 | 15.5719 | 0 | 0 | 0 | 0 | 0 | 0 | 0 | 0 | 0 | 0 | 0 | 0 | 0 | 0 | 0.30578 | 0.30302 | 0.29595 | 0.20738 | 0 | 0 | 0 | 0 | 0 | 0 | 70.8402 | 69.735 | 69.0337 | 68.5876 | 68.2118 | 67.6271 | 67.7631 | 67.7741 | 69.3468 | 74.3926 | 81.1591 | 86.2216 | 90.5623 | 93.0288 | 94.1107 | 94.3708 | 94.1438 | 92.8581 | 90.2806 | 86.4559 | 83.0912 | 80.7026 | 79.0291 | 77.5158 | 0.031615 | 0.032403 | 0.030766 | 0.02688 | 0.027908 | 0.030258 | 0.037639 | 0.044714 | 0.051881 | 0.057099 | 0.060142 | 0.06273 | 0.064439 | 0.065382 | 0.064139 | 0.058702 | 0.053138 | 0.047889 | 0.04283 | 0.042799 | 0.041339 | 0.037234 | 0.035223 | 0.036397
Portfolio Adjusted1-in-2Size: 20 kW to 199.99 kWOrange County2022October Monthly Peak | Portfolio Adjusted | 1-in-2 | Size: 20 kW to 199.99 kW | Orange County | 2022 | October Monthly Peak | 10 | 13.1337 | 12.4774 | 12.0674 | 11.998 | 12.4722 | 13.8987 | 17.0591 | 18.9152 | 21.6826 | 24.4668 | 26.676 | 28.2329 | 29.0492 | 29.8954 | 29.9678 | 29.2197 | 27.687 | 24.9625 | 23.6713 | 22.6205 | 21.0403 | 19.1522 | 16.7941 | 14.858 | 0 | 0 | 0 | 0 | 0 | 0 | 0 | 0 | 0 | 0 | 0 | 0 | 0 | 0 | 0.28569 | 0.28269 | 0.2749 | 0.19179 | 0 | 0 | 0 | 0 | 0 | 0 | 69.9977 | 68.8309 | 68.1192 | 67.6502 | 66.9286 | 66.1319 | 66.604 | 67.7315 | 68.3529 | 72.2469 | 77.2756 | 82.1604 | 85.6157 | 87.8636 | 89.523 | 90.0809 | 89.7588 | 88.2521 | 85.5034 | 81.6566 | 78.3143 | 75.5891 | 73.6757 | 72.0673 | 0.030276 | 0.030985 | 0.029373 | 0.025621 | 0.026487 | 0.028608 | 0.036218 | 0.041817 | 0.047876 | 0.052643 | 0.055512 | 0.058208 | 0.05996 | 0.061098 | 0.059924 | 0.054762 | 0.049359 | 0.044288 | 0.041559 | 0.040517 | 0.039065 | 0.035435 | 0.033499 | 0.034729
Portfolio Adjusted1-in-2Size: 20 kW to 199.99 kWOrange County2022November Monthly Peak | Portfolio Adjusted | 1-in-2 | Size: 20 kW to 199.99 kW | Orange County | 2022 | November Monthly Peak | 11 | 12.2645 | 11.6561 | 11.3181 | 11.3613 | 11.8347 | 13.3184 | 15.5708 | 17.4134 | 19.6505 | 21.5817 | 23.3769 | 24.5675 | 25.3862 | 25.8793 | 25.7964 | 24.989 | 24.0056 | 23.2079 | 21.1157 | 19.6836 | 18.5359 | 17.0057 | 15.2148 | 13.6541 | 0 | 0 | 0 | 0 | 0 | 0 | 0 | 0 | 0 | 0 | 0 | 0 | 0 | 0 | 0.24592 | 0.24176 | 0.23835 | 0.17831 | 0 | 0 | 0 | 0 | 0 | 0 | 60.0553 | 59.4807 | 59.0377 | 58.5674 | 58.0877 | 58.1145 | 57.723 | 57.7803 | 61.8115 | 66.423 | 72.2629 | 77.086 | 80.6492 | 82.1039 | 82.6189 | 82.0194 | 79.9958 | 75.7363 | 71.275 | 68.707 | 66.7323 | 65.0375 | 63.6454 | 62.4615 | 0.028273 | 0.028945 | 0.027549 | 0.024262 | 0.025133 | 0.027413 | 0.033058 | 0.038497 | 0.043389 | 0.046435 | 0.048646 | 0.050651 | 0.052399 | 0.05289 | 0.051583 | 0.046833 | 0.042796 | 0.041175 | 0.037072 | 0.035257 | 0.034415 | 0.031464 | 0.030349 | 0.031915
Portfolio Adjusted1-in-2Size: 20 kW to 199.99 kWOrange County2022December Monthly Peak | Portfolio Adjusted | 1-in-2 | Size: 20 kW to 199.99 kW | Orange County | 2022 | December Monthly Peak | 12 | 11.9945 | 11.5677 | 11.3731 | 11.5175 | 12.1428 | 13.628 | 16.4971 | 18.3714 | 20.7536 | 21.4822 | 21.3104 | 20.7947 | 20.1466 | 19.8655 | 19.4047 | 18.0945 | 17.5721 | 17.8936 | 17.2696 | 16.5127 | 16.2544 | 15.5685 | 14.4334 | 13.1846 | 0 | 0 | 0 | 0 | 0 | 0 | 0 | 0 | 0 | 0 | 0 | 0 | 0 | 0 | 0.18499 | 0.17505 | 0.17447 | 0.13748 | 0 | 0 | 0 | 0 | 0 | 0 | 46.8984 | 46.1574 | 45.3042 | 44.3354 | 43.7069 | 42.9245 | 42.6995 | 42.544 | 43.1433 | 45.8234 | 48.0237 | 49.7745 | 51.2599 | 52.3249 | 52.7651 | 52.669 | 52.0965 | 51.1976 | 49.9386 | 48.8221 | 48.0458 | 47.2989 | 46.7405 | 46.0546 | 0.02765 | 0.028726 | 0.027683 | 0.024595 | 0.025788 | 0.028051 | 0.035025 | 0.040615 | 0.045825 | 0.046221 | 0.044346 | 0.042873 | 0.041584 | 0.0406 | 0.038802 | 0.033912 | 0.031326 | 0.031747 | 0.03032 | 0.029577 | 0.030179 | 0.028805 | 0.02879 | 0.030817
Portfolio Adjusted1-in-2Size: 20 kW to 199.99 kWOrange County2022Typical Event Day | Portfolio Adjusted | 1-in-2 | Size: 20 kW to 199.99 kW | Orange County | 2022 | Typical Event Day | 8 | 14.0391 | 13.2736 | 12.8031 | 12.7418 | 13.2423 | 14.7111 | 17.3749 | 20.293 | 23.4677 | 26.267 | 28.6551 | 30.2393 | 31.0407 | 31.8371 | 32.1206 | 31.6516 | 30.2579 | 27.4633 | 24.5161 | 23.3466 | 22.5298 | 20.3942 | 17.8881 | 15.8555 | 0 | 0 | 0 | 0 | 0 | 0 | 0 | 0 | 0 | 0 | 0 | 0 | 0 | 0 | 0.30621 | 0.30621 | 0.30043 | 0.211 | 0 | 0 | 0 | 0 | 0 | 0 | 71.3834 | 70.4022 | 69.5485 | 68.7832 | 68.2708 | 67.6526 | 67.4264 | 67.7484 | 70.0684 | 74.7068 | 79.9699 | 84.1156 | 87.377 | 89.6594 | 91.1502 | 91.7174 | 92.0257 | 91.1389 | 89.2177 | 86.1505 | 82.2934 | 78.8856 | 76.7644 | 75.2509 | 0.032364 | 0.032962 | 0.031163 | 0.02721 | 0.028123 | 0.03028 | 0.036888 | 0.044863 | 0.051818 | 0.056516 | 0.05963 | 0.062345 | 0.064071 | 0.065066 | 0.064228 | 0.05932 | 0.053942 | 0.048725 | 0.043042 | 0.041818 | 0.041831 | 0.037733 | 0.035682 | 0.03706
Portfolio Adjusted1-in-2Size: 20 kW to 199.99 kWOrange County2023January Monthly Peak | Portfolio Adjusted | 1-in-2 | Size: 20 kW to 199.99 kW | Orange County | 2023 | January Monthly Peak | 1 | 11.4499 | 11.0388 | 10.8846 | 11.0172 | 11.556 | 13.0032 | 15.7909 | 17.1643 | 19.3112 | 20.2689 | 20.2929 | 20.1987 | 19.9471 | 19.832 | 19.5042 | 18.1714 | 17.3165 | 17.7776 | 17.1739 | 16.2617 | 15.8643 | 14.9761 | 13.5992 | 12.4408 | 0 | 0 | 0 | 0 | 0 | 0 | 0 | 0 | 0 | 0 | 0 | 0 | 0 | 0 | 0.18594 | 0.1758 | 0.17193 | 0.13659 | 0 | 0 | 0 | 0 | 0 | 0 | 51.484 | 51.0243 | 50.5878 | 50.0641 | 49.8607 | 49.5483 | 49.5148 | 49.5063 | 50.0545 | 51.3039 | 52.9532 | 54.0057 | 54.4728 | 55.3488 | 55.8638 | 55.7605 | 55.5364 | 55.0633 | 54.0023 | 52.9026 | 52.1309 | 51.9114 | 51.8293 | 51.1447 | 0.026395 | 0.027412 | 0.026494 | 0.023527 | 0.024542 | 0.026765 | 0.033525 | 0.037946 | 0.04264 | 0.043611 | 0.042229 | 0.041644 | 0.041173 | 0.040531 | 0.039001 | 0.034056 | 0.030871 | 0.031541 | 0.030152 | 0.029128 | 0.029455 | 0.027709 | 0.027126 | 0.029079
Portfolio Adjusted1-in-2Size: 20 kW to 199.99 kWOrange County2023February Monthly Peak | Portfolio Adjusted | 1-in-2 | Size: 20 kW to 199.99 kW | Orange County | 2023 | February Monthly Peak | 2 | 11.6097 | 11.0981 | 10.8732 | 11.0027 | 11.6227 | 12.9985 | 15.4519 | 16.7803 | 18.8008 | 20.1215 | 20.7506 | 21.1532 | 21.3557 | 21.5545 | 21.5342 | 20.6313 | 19.5855 | 19.1558 | 18.7876 | 17.6551 | 17.0056 | 15.7625 | 14.0918 | 12.7742 | 0 | 0 | 0 | 0 | 0 | 0 | 0 | 0 | 0 | 0 | 0 | 0 | 0 | 0 | 0.20529 | 0.1996 | 0.19446 | 0.14718 | 0 | 0 | 0 | 0 | 0 | 0 | 51.41 | 51.2005 | 51.1645 | 50.9256 | 50.3439 | 50.3481 | 50.0499 | 50.3628 | 51.5629 | 54.5232 | 57.7193 | 60.5196 | 61.9451 | 62.5899 | 63.1129 | 62.7921 | 62.1637 | 61.0769 | 59.2279 | 57.6647 | 56.6542 | 55.542 | 54.4581 | 53.1313 | 0.026763 | 0.02756 | 0.026466 | 0.023496 | 0.024683 | 0.026755 | 0.032806 | 0.037098 | 0.041513 | 0.043294 | 0.043181 | 0.043612 | 0.04408 | 0.044052 | 0.04306 | 0.038666 | 0.034916 | 0.033986 | 0.032985 | 0.031624 | 0.031574 | 0.029164 | 0.028109 | 0.029858
Portfolio Adjusted1-in-2Size: 20 kW to 199.99 kWOrange County2023March Monthly Peak | Portfolio Adjusted | 1-in-2 | Size: 20 kW to 199.99 kW | Orange County | 2023 | March Monthly Peak | 3 | 11.8789 | 11.3902 | 11.0904 | 11.1678 | 11.6244 | 12.9461 | 15.5278 | 16.9301 | 18.7357 | 20.1081 | 20.8574 | 21.4051 | 21.642 | 21.9266 | 22.0812 | 21.3723 | 20.3086 | 19.0517 | 18.419 | 18.4506 | 17.6645 | 16.3573 | 14.6055 | 13.1713 | 0 | 0 | 0 | 0 | 0 | 0 | 0 | 0 | 0 | 0 | 0 | 0 | 0 | 0 | 0.2105 | 0.20677 | 0.20164 | 0.14637 | 0 | 0 | 0 | 0 | 0 | 0 | 52.3513 | 51.3766 | 50.8306 | 50.638 | 50.2063 | 49.7998 | 49.4835 | 49.7883 | 51.7763 | 53.9971 | 56.9585 | 59.8518 | 61.9035 | 63.7505 | 65.0302 | 65.6848 | 65.6146 | 64.7866 | 62.1709 | 58.8188 | 57.0152 | 55.5437 | 54.5028 | 52.9756 | 0.027384 | 0.028285 | 0.026994 | 0.023848 | 0.024687 | 0.026647 | 0.032967 | 0.037429 | 0.041369 | 0.043265 | 0.043404 | 0.044131 | 0.044671 | 0.044812 | 0.044154 | 0.040055 | 0.036205 | 0.033801 | 0.032338 | 0.033048 | 0.032797 | 0.030264 | 0.029134 | 0.030786
Portfolio Adjusted1-in-2Size: 20 kW to 199.99 kWOrange County2023April Monthly Peak | Portfolio Adjusted | 1-in-2 | Size: 20 kW to 199.99 kW | Orange County | 2023 | April Monthly Peak | 4 | 12.2297 | 11.6514 | 11.2634 | 11.2853 | 11.6811 | 12.9881 | 15.3052 | 17.0525 | 19.2949 | 21.4938 | 23.2174 | 24.6044 | 25.4509 | 26.0887 | 26.328 | 25.9102 | 24.629 | 22.4676 | 20.508 | 20.3195 | 19.3747 | 17.5995 | 15.4408 | 13.6523 | 0 | 0 | 0 | 0 | 0 | 0 | 0 | 0 | 0 | 0 | 0 | 0 | 0 | 0 | 0.25099 | 0.25067 | 0.24454 | 0.17262 | 0 | 0 | 0 | 0 | 0 | 0 | 62.8748 | 61.8791 | 61.0364 | 60.433 | 59.4426 | 58.7306 | 58.0531 | 58.1372 | 60.5645 | 64.7756 | 69.5694 | 74.4346 | 78.8556 | 81.5916 | 83.0355 | 83.7431 | 83.324 | 82.0965 | 79.8765 | 76.8972 | 72.2257 | 69.5014 | 67.5872 | 65.6924 | 0.028192 | 0.028934 | 0.027416 | 0.024099 | 0.024807 | 0.026734 | 0.032494 | 0.037699 | 0.042604 | 0.046246 | 0.048314 | 0.050727 | 0.052533 | 0.053318 | 0.052646 | 0.04856 | 0.043907 | 0.039862 | 0.036006 | 0.036396 | 0.035973 | 0.032563 | 0.0308 | 0.031911
Portfolio Adjusted1-in-2Size: 20 kW to 199.99 kWOrange County2023May Monthly Peak | Portfolio Adjusted | 1-in-2 | Size: 20 kW to 199.99 kW | Orange County | 2023 | May Monthly Peak | 5 | 12.5821 | 11.9839 | 11.5773 | 11.5404 | 11.9218 | 13.1258 | 15.1257 | 17.4433 | 19.8842 | 22.1811 | 24.085 | 25.4457 | 26.1988 | 26.87 | 27.0389 | 26.5924 | 25.4477 | 23.1458 | 20.9671 | 20.2623 | 19.8914 | 18.095 | 15.9311 | 14.2136 | 0 | 0 | 0 | 0 | 0 | 0 | 0 | 0 | 0 | 0 | 0 | 0 | 0 | 0 | 0.25777 | 0.25727 | 0.25267 | 0.17783 | 0 | 0 | 0 | 0 | 0 | 0 | 65.438 | 64.4114 | 63.287 | 62.3151 | 61.6557 | 60.7926 | 60.4126 | 60.7991 | 63.5192 | 67.3396 | 71.5974 | 75.9708 | 80.0313 | 82.7601 | 84.5303 | 85.5462 | 85.8354 | 84.9422 | 82.7368 | 79.782 | 75.4696 | 72.279 | 70.5733 | 69.1019 | 0.029005 | 0.029759 | 0.02818 | 0.024644 | 0.025319 | 0.027017 | 0.032113 | 0.038563 | 0.043905 | 0.047725 | 0.05012 | 0.052462 | 0.054077 | 0.054915 | 0.054067 | 0.049838 | 0.045367 | 0.041065 | 0.036811 | 0.036293 | 0.036932 | 0.033479 | 0.031778 | 0.033223
Portfolio Adjusted1-in-2Size: 20 kW to 199.99 kWOrange County2023June Monthly Peak | Portfolio Adjusted | 1-in-2 | Size: 20 kW to 199.99 kW | Orange County | 2023 | June Monthly Peak | 6 | 13.1469 | 12.4492 | 12.035 | 11.9445 | 12.3569 | 13.4006 | 15.6669 | 18.5844 | 21.3751 | 24.0373 | 26.1641 | 27.6745 | 28.394 | 29.1509 | 29.3836 | 28.8282 | 27.5157 | 25.1442 | 22.8103 | 21.406 | 20.9304 | 19.1326 | 16.8034 | 14.8871 | 0 | 0 | 0 | 0 | 0 | 0 | 0 | 0 | 0 | 0 | 0 | 0 | 0 | 0 | 0.28012 | 0.2789 | 0.2732 | 0.19318 | 0 | 0 | 0 | 0 | 0 | 0 | 68.1362 | 67.095 | 65.9567 | 65.1586 | 64.4857 | 63.8247 | 63.1977 | 63.7618 | 66.7407 | 71.1281 | 74.9326 | 78.5723 | 81.1478 | 83.3792 | 85.0432 | 86.1701 | 86.865 | 86.4006 | 85.0163 | 82.1757 | 78.4725 | 74.6076 | 72.1863 | 70.6205 | 0.030307 | 0.030915 | 0.029294 | 0.025507 | 0.026243 | 0.027583 | 0.033262 | 0.041086 | 0.047197 | 0.051719 | 0.054446 | 0.057057 | 0.058608 | 0.059576 | 0.058756 | 0.054028 | 0.049053 | 0.044611 | 0.040048 | 0.038342 | 0.038861 | 0.035399 | 0.033518 | 0.034797
Portfolio Adjusted1-in-2Size: 20 kW to 199.99 kWOrange County2023July Monthly Peak | Portfolio Adjusted | 1-in-2 | Size: 20 kW to 199.99 kW | Orange County | 2023 | July Monthly Peak | 7 | 13.8422 | 13.1568 | 12.693 | 12.6074 | 13.0404 | 14.4095 | 17.012 | 20.3393 | 23.3391 | 26.0997 | 28.364 | 30.0104 | 30.8306 | 31.6477 | 31.8423 | 31.181 | 29.7981 | 27.1467 | 24.4187 | 22.9625 | 22.3917 | 20.3714 | 17.8555 | 15.7918 | 0 | 0 | 0 | 0 | 0 | 0 | 0 | 0 | 0 | 0 | 0 | 0 | 0 | 0 | 0.30356 | 0.30166 | 0.29586 | 0.20857 | 0 | 0 | 0 | 0 | 0 | 0 | 70.6834 | 69.9771 | 69.255 | 68.5356 | 67.915 | 67.461 | 67.3488 | 67.7659 | 70.1231 | 74.315 | 79.885 | 83.4865 | 86.5824 | 88.9954 | 90.8394 | 91.5764 | 92.0576 | 91.2972 | 89.6258 | 86.9497 | 83.0237 | 79.1079 | 76.6242 | 75.239 | 0.03191 | 0.032672 | 0.030895 | 0.026923 | 0.027694 | 0.029659 | 0.036118 | 0.044966 | 0.051534 | 0.056156 | 0.059024 | 0.061873 | 0.063637 | 0.064679 | 0.063672 | 0.058438 | 0.053122 | 0.048163 | 0.042871 | 0.04113 | 0.041574 | 0.037691 | 0.035617 | 0.036912
Portfolio Adjusted1-in-2Size: 20 kW to 199.99 kWOrange County2023August Monthly Peak | Portfolio Adjusted | 1-in-2 | Size: 20 kW to 199.99 kW | Orange County | 2023 | August Monthly Peak | 8 | 14.4778 | 13.68 | 13.1886 | 13.1128 | 13.6213 | 15.1348 | 17.9493 | 21.1067 | 24.6688 | 27.8273 | 30.4311 | 32.1275 | 32.9275 | 33.6758 | 33.8646 | 33.2394 | 31.7057 | 28.7412 | 25.6239 | 24.3938 | 23.4603 | 21.2295 | 18.5932 | 16.4691 | 0 | 0 | 0 | 0 | 0 | 0 | 0 | 0 | 0 | 0 | 0 | 0 | 0 | 0 | 0.32284 | 0.32157 | 0.3148 | 0.22082 | 0 | 0 | 0 | 0 | 0 | 0 | 75.8738 | 74.8018 | 73.9486 | 72.8509 | 72.4708 | 71.6976 | 71.3961 | 71.6919 | 74.0631 | 78.9917 | 83.9031 | 88.1821 | 91.2154 | 93.2341 | 94.6075 | 94.7521 | 95.0364 | 93.9999 | 91.9481 | 89.0207 | 84.586 | 81.1244 | 79.2181 | 77.6283 | 0.033375 | 0.033971 | 0.032102 | 0.028002 | 0.028928 | 0.031152 | 0.038108 | 0.046662 | 0.05447 | 0.059873 | 0.063326 | 0.066238 | 0.067965 | 0.068824 | 0.067716 | 0.062295 | 0.056523 | 0.050992 | 0.044987 | 0.043694 | 0.043558 | 0.039279 | 0.037088 | 0.038495
Portfolio Adjusted1-in-2Size: 20 kW to 199.99 kWOrange County2023September Monthly Peak | Portfolio Adjusted | 1-in-2 | Size: 20 kW to 199.99 kW | Orange County | 2023 | September Monthly Peak | 9 | 13.7146 | 13.0486 | 12.6397 | 12.5876 | 13.1411 | 14.7005 | 17.7286 | 20.2255 | 23.4966 | 26.5378 | 28.901 | 30.4259 | 31.2193 | 31.9915 | 32.0757 | 31.3219 | 29.807 | 26.9922 | 24.3949 | 23.8941 | 22.265 | 20.1243 | 17.6582 | 15.5719 | 0 | 0 | 0 | 0 | 0 | 0 | 0 | 0 | 0 | 0 | 0 | 0 | 0 | 0 | 0.30578 | 0.30302 | 0.29595 | 0.20738 | 0 | 0 | 0 | 0 | 0 | 0 | 70.8402 | 69.735 | 69.0337 | 68.5876 | 68.2118 | 67.6271 | 67.7631 | 67.7741 | 69.3468 | 74.3926 | 81.1591 | 86.2216 | 90.5623 | 93.0288 | 94.1107 | 94.3708 | 94.1438 | 92.8581 | 90.2806 | 86.4559 | 83.0912 | 80.7026 | 79.0291 | 77.5158 | 0.031615 | 0.032403 | 0.030766 | 0.02688 | 0.027908 | 0.030258 | 0.037639 | 0.044714 | 0.051881 | 0.057099 | 0.060142 | 0.06273 | 0.064439 | 0.065382 | 0.064139 | 0.058702 | 0.053138 | 0.047889 | 0.04283 | 0.042799 | 0.041339 | 0.037234 | 0.035223 | 0.036397
Portfolio Adjusted1-in-2Size: 20 kW to 199.99 kWOrange County2023October Monthly Peak | Portfolio Adjusted | 1-in-2 | Size: 20 kW to 199.99 kW | Orange County | 2023 | October Monthly Peak | 10 | 13.1337 | 12.4774 | 12.0674 | 11.998 | 12.4722 | 13.8987 | 17.0591 | 18.9152 | 21.6826 | 24.4668 | 26.676 | 28.2329 | 29.0492 | 29.8954 | 29.9678 | 29.2197 | 27.687 | 24.9625 | 23.6713 | 22.6205 | 21.0403 | 19.1522 | 16.7941 | 14.858 | 0 | 0 | 0 | 0 | 0 | 0 | 0 | 0 | 0 | 0 | 0 | 0 | 0 | 0 | 0.28569 | 0.28269 | 0.2749 | 0.19179 | 0 | 0 | 0 | 0 | 0 | 0 | 69.9977 | 68.8309 | 68.1192 | 67.6502 | 66.9286 | 66.1319 | 66.604 | 67.7315 | 68.3529 | 72.2469 | 77.2756 | 82.1604 | 85.6157 | 87.8636 | 89.523 | 90.0809 | 89.7588 | 88.2521 | 85.5034 | 81.6566 | 78.3143 | 75.5891 | 73.6757 | 72.0673 | 0.030276 | 0.030985 | 0.029373 | 0.025621 | 0.026487 | 0.028608 | 0.036218 | 0.041817 | 0.047876 | 0.052643 | 0.055512 | 0.058208 | 0.05996 | 0.061098 | 0.059924 | 0.054762 | 0.049359 | 0.044288 | 0.041559 | 0.040517 | 0.039065 | 0.035435 | 0.033499 | 0.034729
Portfolio Adjusted1-in-2Size: 20 kW to 199.99 kWOrange County2023November Monthly Peak | Portfolio Adjusted | 1-in-2 | Size: 20 kW to 199.99 kW | Orange County | 2023 | November Monthly Peak | 11 | 12.2645 | 11.6561 | 11.3181 | 11.3613 | 11.8347 | 13.3184 | 15.5708 | 17.4134 | 19.6505 | 21.5817 | 23.3769 | 24.5675 | 25.3862 | 25.8793 | 25.7964 | 24.989 | 24.0056 | 23.2079 | 21.1157 | 19.6836 | 18.5359 | 17.0057 | 15.2148 | 13.6541 | 0 | 0 | 0 | 0 | 0 | 0 | 0 | 0 | 0 | 0 | 0 | 0 | 0 | 0 | 0.24592 | 0.24176 | 0.23835 | 0.17831 | 0 | 0 | 0 | 0 | 0 | 0 | 60.0553 | 59.4807 | 59.0377 | 58.5674 | 58.0877 | 58.1145 | 57.723 | 57.7803 | 61.8115 | 66.423 | 72.2629 | 77.086 | 80.6492 | 82.1039 | 82.6189 | 82.0194 | 79.9958 | 75.7363 | 71.275 | 68.707 | 66.7323 | 65.0375 | 63.6454 | 62.4615 | 0.028273 | 0.028945 | 0.027549 | 0.024262 | 0.025133 | 0.027413 | 0.033058 | 0.038497 | 0.043389 | 0.046435 | 0.048646 | 0.050651 | 0.052399 | 0.05289 | 0.051583 | 0.046833 | 0.042796 | 0.041175 | 0.037072 | 0.035257 | 0.034415 | 0.031464 | 0.030349 | 0.031915
Portfolio Adjusted1-in-2Size: 20 kW to 199.99 kWOrange County2023December Monthly Peak | Portfolio Adjusted | 1-in-2 | Size: 20 kW to 199.99 kW | Orange County | 2023 | December Monthly Peak | 12 | 11.9945 | 11.5677 | 11.3731 | 11.5175 | 12.1428 | 13.628 | 16.4971 | 18.3714 | 20.7536 | 21.4822 | 21.3104 | 20.7947 | 20.1466 | 19.8655 | 19.4047 | 18.0945 | 17.5721 | 17.8936 | 17.2696 | 16.5127 | 16.2544 | 15.5685 | 14.4334 | 13.1846 | 0 | 0 | 0 | 0 | 0 | 0 | 0 | 0 | 0 | 0 | 0 | 0 | 0 | 0 | 0.18499 | 0.17505 | 0.17447 | 0.13748 | 0 | 0 | 0 | 0 | 0 | 0 | 46.8984 | 46.1574 | 45.3042 | 44.3354 | 43.7069 | 42.9245 | 42.6995 | 42.544 | 43.1433 | 45.8234 | 48.0237 | 49.7745 | 51.2599 | 52.3249 | 52.7651 | 52.669 | 52.0965 | 51.1976 | 49.9386 | 48.8221 | 48.0458 | 47.2989 | 46.7405 | 46.0546 | 0.02765 | 0.028726 | 0.027683 | 0.024595 | 0.025788 | 0.028051 | 0.035025 | 0.040615 | 0.045825 | 0.046221 | 0.044346 | 0.042873 | 0.041584 | 0.0406 | 0.038802 | 0.033912 | 0.031326 | 0.031747 | 0.03032 | 0.029577 | 0.030179 | 0.028805 | 0.02879 | 0.030817
Portfolio Adjusted1-in-2Size: 20 kW to 199.99 kWOrange County2023Typical Event Day | Portfolio Adjusted | 1-in-2 | Size: 20 kW to 199.99 kW | Orange County | 2023 | Typical Event Day | 8 | 14.0391 | 13.2736 | 12.8031 | 12.7418 | 13.2423 | 14.7111 | 17.3749 | 20.293 | 23.4677 | 26.267 | 28.6551 | 30.2393 | 31.0407 | 31.8371 | 32.1206 | 31.6516 | 30.2579 | 27.4633 | 24.5161 | 23.3466 | 22.5298 | 20.3942 | 17.8881 | 15.8555 | 0 | 0 | 0 | 0 | 0 | 0 | 0 | 0 | 0 | 0 | 0 | 0 | 0 | 0 | 0.30621 | 0.30621 | 0.30043 | 0.211 | 0 | 0 | 0 | 0 | 0 | 0 | 71.3834 | 70.4022 | 69.5485 | 68.7832 | 68.2708 | 67.6526 | 67.4264 | 67.7484 | 70.0684 | 74.7068 | 79.9699 | 84.1156 | 87.377 | 89.6594 | 91.1502 | 91.7174 | 92.0257 | 91.1389 | 89.2177 | 86.1505 | 82.2934 | 78.8856 | 76.7644 | 75.2509 | 0.032364 | 0.032962 | 0.031163 | 0.02721 | 0.028123 | 0.03028 | 0.036888 | 0.044863 | 0.051818 | 0.056516 | 0.05963 | 0.062345 | 0.064071 | 0.065066 | 0.064228 | 0.05932 | 0.053942 | 0.048725 | 0.043042 | 0.041818 | 0.041831 | 0.037733 | 0.035682 | 0.03706
Portfolio Adjusted1-in-2Size: 20 kW to 199.99 kWOrange County2024January Monthly Peak | Portfolio Adjusted | 1-in-2 | Size: 20 kW to 199.99 kW | Orange County | 2024 | January Monthly Peak | 1 | 11.4499 | 11.0388 | 10.8846 | 11.0172 | 11.556 | 13.0032 | 15.7909 | 17.1643 | 19.3112 | 20.2689 | 20.2929 | 20.1987 | 19.9471 | 19.832 | 19.5042 | 18.1714 | 17.3165 | 17.7776 | 17.1739 | 16.2617 | 15.8643 | 14.9761 | 13.5992 | 12.4408 | 0 | 0 | 0 | 0 | 0 | 0 | 0 | 0 | 0 | 0 | 0 | 0 | 0 | 0 | 0.18594 | 0.1758 | 0.17193 | 0.13659 | 0 | 0 | 0 | 0 | 0 | 0 | 51.484 | 51.0243 | 50.5878 | 50.0641 | 49.8607 | 49.5483 | 49.5148 | 49.5063 | 50.0545 | 51.3039 | 52.9532 | 54.0057 | 54.4728 | 55.3488 | 55.8638 | 55.7605 | 55.5364 | 55.0633 | 54.0023 | 52.9026 | 52.1309 | 51.9114 | 51.8293 | 51.1447 | 0.026395 | 0.027412 | 0.026494 | 0.023527 | 0.024542 | 0.026765 | 0.033525 | 0.037946 | 0.04264 | 0.043611 | 0.042229 | 0.041644 | 0.041173 | 0.040531 | 0.039001 | 0.034056 | 0.030871 | 0.031541 | 0.030152 | 0.029128 | 0.029455 | 0.027709 | 0.027126 | 0.029079
Portfolio Adjusted1-in-2Size: 20 kW to 199.99 kWOrange County2024February Monthly Peak | Portfolio Adjusted | 1-in-2 | Size: 20 kW to 199.99 kW | Orange County | 2024 | February Monthly Peak | 2 | 11.6097 | 11.0981 | 10.8732 | 11.0027 | 11.6227 | 12.9985 | 15.4519 | 16.7803 | 18.8008 | 20.1215 | 20.7506 | 21.1532 | 21.3557 | 21.5545 | 21.5342 | 20.6313 | 19.5855 | 19.1558 | 18.7876 | 17.6551 | 17.0056 | 15.7625 | 14.0918 | 12.7742 | 0 | 0 | 0 | 0 | 0 | 0 | 0 | 0 | 0 | 0 | 0 | 0 | 0 | 0 | 0.20529 | 0.1996 | 0.19446 | 0.14718 | 0 | 0 | 0 | 0 | 0 | 0 | 51.41 | 51.2005 | 51.1645 | 50.9256 | 50.3439 | 50.3481 | 50.0499 | 50.3628 | 51.5629 | 54.5232 | 57.7193 | 60.5196 | 61.9451 | 62.5899 | 63.1129 | 62.7921 | 62.1637 | 61.0769 | 59.2279 | 57.6647 | 56.6542 | 55.542 | 54.4581 | 53.1313 | 0.026763 | 0.02756 | 0.026466 | 0.023496 | 0.024683 | 0.026755 | 0.032806 | 0.037098 | 0.041513 | 0.043294 | 0.043181 | 0.043612 | 0.04408 | 0.044052 | 0.04306 | 0.038666 | 0.034916 | 0.033986 | 0.032985 | 0.031624 | 0.031574 | 0.029164 | 0.028109 | 0.029858
Portfolio Adjusted1-in-2Size: 20 kW to 199.99 kWOrange County2024March Monthly Peak | Portfolio Adjusted | 1-in-2 | Size: 20 kW to 199.99 kW | Orange County | 2024 | March Monthly Peak | 3 | 11.8789 | 11.3902 | 11.0904 | 11.1678 | 11.6244 | 12.9461 | 15.5278 | 16.9301 | 18.7357 | 20.1081 | 20.8574 | 21.4051 | 21.642 | 21.9266 | 22.0812 | 21.3723 | 20.3086 | 19.0517 | 18.419 | 18.4506 | 17.6645 | 16.3573 | 14.6055 | 13.1713 | 0 | 0 | 0 | 0 | 0 | 0 | 0 | 0 | 0 | 0 | 0 | 0 | 0 | 0 | 0.2105 | 0.20677 | 0.20164 | 0.14637 | 0 | 0 | 0 | 0 | 0 | 0 | 52.3513 | 51.3766 | 50.8306 | 50.638 | 50.2063 | 49.7998 | 49.4835 | 49.7883 | 51.7763 | 53.9971 | 56.9585 | 59.8518 | 61.9035 | 63.7505 | 65.0302 | 65.6848 | 65.6146 | 64.7866 | 62.1709 | 58.8188 | 57.0152 | 55.5437 | 54.5028 | 52.9756 | 0.027384 | 0.028285 | 0.026994 | 0.023848 | 0.024687 | 0.026647 | 0.032967 | 0.037429 | 0.041369 | 0.043265 | 0.043404 | 0.044131 | 0.044671 | 0.044812 | 0.044154 | 0.040055 | 0.036205 | 0.033801 | 0.032338 | 0.033048 | 0.032797 | 0.030264 | 0.029134 | 0.030786
Portfolio Adjusted1-in-2Size: 20 kW to 199.99 kWOrange County2024April Monthly Peak | Portfolio Adjusted | 1-in-2 | Size: 20 kW to 199.99 kW | Orange County | 2024 | April Monthly Peak | 4 | 12.2297 | 11.6514 | 11.2634 | 11.2853 | 11.6811 | 12.9881 | 15.3052 | 17.0525 | 19.2949 | 21.4938 | 23.2174 | 24.6044 | 25.4509 | 26.0887 | 26.328 | 25.9102 | 24.629 | 22.4676 | 20.508 | 20.3195 | 19.3747 | 17.5995 | 15.4408 | 13.6523 | 0 | 0 | 0 | 0 | 0 | 0 | 0 | 0 | 0 | 0 | 0 | 0 | 0 | 0 | 0.25099 | 0.25067 | 0.24454 | 0.17262 | 0 | 0 | 0 | 0 | 0 | 0 | 62.8748 | 61.8791 | 61.0364 | 60.433 | 59.4426 | 58.7306 | 58.0531 | 58.1372 | 60.5645 | 64.7756 | 69.5694 | 74.4346 | 78.8556 | 81.5916 | 83.0355 | 83.7431 | 83.324 | 82.0965 | 79.8765 | 76.8972 | 72.2257 | 69.5014 | 67.5872 | 65.6924 | 0.028192 | 0.028934 | 0.027416 | 0.024099 | 0.024807 | 0.026734 | 0.032494 | 0.037699 | 0.042604 | 0.046246 | 0.048314 | 0.050727 | 0.052533 | 0.053318 | 0.052646 | 0.04856 | 0.043907 | 0.039862 | 0.036006 | 0.036396 | 0.035973 | 0.032563 | 0.0308 | 0.031911
Portfolio Adjusted1-in-2Size: 20 kW to 199.99 kWOrange County2024May Monthly Peak | Portfolio Adjusted | 1-in-2 | Size: 20 kW to 199.99 kW | Orange County | 2024 | May Monthly Peak | 5 | 12.5821 | 11.9839 | 11.5773 | 11.5404 | 11.9218 | 13.1258 | 15.1257 | 17.4433 | 19.8842 | 22.1811 | 24.085 | 25.4457 | 26.1988 | 26.87 | 27.0389 | 26.5924 | 25.4477 | 23.1458 | 20.9671 | 20.2623 | 19.8914 | 18.095 | 15.9311 | 14.2136 | 0 | 0 | 0 | 0 | 0 | 0 | 0 | 0 | 0 | 0 | 0 | 0 | 0 | 0 | 0.25777 | 0.25727 | 0.25267 | 0.17783 | 0 | 0 | 0 | 0 | 0 | 0 | 65.438 | 64.4114 | 63.287 | 62.3151 | 61.6557 | 60.7926 | 60.4126 | 60.7991 | 63.5192 | 67.3396 | 71.5974 | 75.9708 | 80.0313 | 82.7601 | 84.5303 | 85.5462 | 85.8354 | 84.9422 | 82.7368 | 79.782 | 75.4696 | 72.279 | 70.5733 | 69.1019 | 0.029005 | 0.029759 | 0.02818 | 0.024644 | 0.025319 | 0.027017 | 0.032113 | 0.038563 | 0.043905 | 0.047725 | 0.05012 | 0.052462 | 0.054077 | 0.054915 | 0.054067 | 0.049838 | 0.045367 | 0.041065 | 0.036811 | 0.036293 | 0.036932 | 0.033479 | 0.031778 | 0.033223
Portfolio Adjusted1-in-2Size: 20 kW to 199.99 kWOrange County2024June Monthly Peak | Portfolio Adjusted | 1-in-2 | Size: 20 kW to 199.99 kW | Orange County | 2024 | June Monthly Peak | 6 | 13.1469 | 12.4492 | 12.035 | 11.9445 | 12.3569 | 13.4006 | 15.6669 | 18.5844 | 21.3751 | 24.0373 | 26.1641 | 27.6745 | 28.394 | 29.1509 | 29.3836 | 28.8282 | 27.5157 | 25.1442 | 22.8103 | 21.406 | 20.9304 | 19.1326 | 16.8034 | 14.8871 | 0 | 0 | 0 | 0 | 0 | 0 | 0 | 0 | 0 | 0 | 0 | 0 | 0 | 0 | 0.28012 | 0.2789 | 0.2732 | 0.19318 | 0 | 0 | 0 | 0 | 0 | 0 | 68.1362 | 67.095 | 65.9567 | 65.1586 | 64.4857 | 63.8247 | 63.1977 | 63.7618 | 66.7407 | 71.1281 | 74.9326 | 78.5723 | 81.1478 | 83.3792 | 85.0432 | 86.1701 | 86.865 | 86.4006 | 85.0163 | 82.1757 | 78.4725 | 74.6076 | 72.1863 | 70.6205 | 0.030307 | 0.030915 | 0.029294 | 0.025507 | 0.026243 | 0.027583 | 0.033262 | 0.041086 | 0.047197 | 0.051719 | 0.054446 | 0.057057 | 0.058608 | 0.059576 | 0.058756 | 0.054028 | 0.049053 | 0.044611 | 0.040048 | 0.038342 | 0.038861 | 0.035399 | 0.033518 | 0.034797
Portfolio Adjusted1-in-2Size: 20 kW to 199.99 kWOrange County2024July Monthly Peak | Portfolio Adjusted | 1-in-2 | Size: 20 kW to 199.99 kW | Orange County | 2024 | July Monthly Peak | 7 | 13.8422 | 13.1568 | 12.693 | 12.6074 | 13.0404 | 14.4095 | 17.012 | 20.3393 | 23.3391 | 26.0997 | 28.364 | 30.0104 | 30.8306 | 31.6477 | 31.8423 | 31.181 | 29.7981 | 27.1467 | 24.4187 | 22.9625 | 22.3917 | 20.3714 | 17.8555 | 15.7918 | 0 | 0 | 0 | 0 | 0 | 0 | 0 | 0 | 0 | 0 | 0 | 0 | 0 | 0 | 0.30356 | 0.30166 | 0.29586 | 0.20857 | 0 | 0 | 0 | 0 | 0 | 0 | 70.6834 | 69.9771 | 69.255 | 68.5356 | 67.915 | 67.461 | 67.3488 | 67.7659 | 70.1231 | 74.315 | 79.885 | 83.4865 | 86.5824 | 88.9954 | 90.8394 | 91.5764 | 92.0576 | 91.2972 | 89.6258 | 86.9497 | 83.0237 | 79.1079 | 76.6242 | 75.239 | 0.03191 | 0.032672 | 0.030895 | 0.026923 | 0.027694 | 0.029659 | 0.036118 | 0.044966 | 0.051534 | 0.056156 | 0.059024 | 0.061873 | 0.063637 | 0.064679 | 0.063672 | 0.058438 | 0.053122 | 0.048163 | 0.042871 | 0.04113 | 0.041574 | 0.037691 | 0.035617 | 0.036912
Portfolio Adjusted1-in-2Size: 20 kW to 199.99 kWOrange County2024August Monthly Peak | Portfolio Adjusted | 1-in-2 | Size: 20 kW to 199.99 kW | Orange County | 2024 | August Monthly Peak | 8 | 14.4778 | 13.68 | 13.1886 | 13.1128 | 13.6213 | 15.1348 | 17.9493 | 21.1067 | 24.6688 | 27.8273 | 30.4311 | 32.1275 | 32.9275 | 33.6758 | 33.8646 | 33.2394 | 31.7057 | 28.7412 | 25.6239 | 24.3938 | 23.4603 | 21.2295 | 18.5932 | 16.4691 | 0 | 0 | 0 | 0 | 0 | 0 | 0 | 0 | 0 | 0 | 0 | 0 | 0 | 0 | 0.32284 | 0.32157 | 0.3148 | 0.22082 | 0 | 0 | 0 | 0 | 0 | 0 | 75.8738 | 74.8018 | 73.9486 | 72.8509 | 72.4708 | 71.6976 | 71.3961 | 71.6919 | 74.0631 | 78.9917 | 83.9031 | 88.1821 | 91.2154 | 93.2341 | 94.6075 | 94.7521 | 95.0364 | 93.9999 | 91.9481 | 89.0207 | 84.586 | 81.1244 | 79.2181 | 77.6283 | 0.033375 | 0.033971 | 0.032102 | 0.028002 | 0.028928 | 0.031152 | 0.038108 | 0.046662 | 0.05447 | 0.059873 | 0.063326 | 0.066238 | 0.067965 | 0.068824 | 0.067716 | 0.062295 | 0.056523 | 0.050992 | 0.044987 | 0.043694 | 0.043558 | 0.039279 | 0.037088 | 0.038495
Portfolio Adjusted1-in-2Size: 20 kW to 199.99 kWOrange County2024September Monthly Peak | Portfolio Adjusted | 1-in-2 | Size: 20 kW to 199.99 kW | Orange County | 2024 | September Monthly Peak | 9 | 13.7146 | 13.0486 | 12.6397 | 12.5876 | 13.1411 | 14.7005 | 17.7286 | 20.2255 | 23.4966 | 26.5378 | 28.901 | 30.4259 | 31.2193 | 31.9915 | 32.0757 | 31.3219 | 29.807 | 26.9922 | 24.3949 | 23.8941 | 22.265 | 20.1243 | 17.6582 | 15.5719 | 0 | 0 | 0 | 0 | 0 | 0 | 0 | 0 | 0 | 0 | 0 | 0 | 0 | 0 | 0.30578 | 0.30302 | 0.29595 | 0.20738 | 0 | 0 | 0 | 0 | 0 | 0 | 70.8402 | 69.735 | 69.0337 | 68.5876 | 68.2118 | 67.6271 | 67.7631 | 67.7741 | 69.3468 | 74.3926 | 81.1591 | 86.2216 | 90.5623 | 93.0288 | 94.1107 | 94.3708 | 94.1438 | 92.8581 | 90.2806 | 86.4559 | 83.0912 | 80.7026 | 79.0291 | 77.5158 | 0.031615 | 0.032403 | 0.030766 | 0.02688 | 0.027908 | 0.030258 | 0.037639 | 0.044714 | 0.051881 | 0.057099 | 0.060142 | 0.06273 | 0.064439 | 0.065382 | 0.064139 | 0.058702 | 0.053138 | 0.047889 | 0.04283 | 0.042799 | 0.041339 | 0.037234 | 0.035223 | 0.036397
Portfolio Adjusted1-in-2Size: 20 kW to 199.99 kWOrange County2024October Monthly Peak | Portfolio Adjusted | 1-in-2 | Size: 20 kW to 199.99 kW | Orange County | 2024 | October Monthly Peak | 10 | 13.1337 | 12.4774 | 12.0674 | 11.998 | 12.4722 | 13.8987 | 17.0591 | 18.9152 | 21.6826 | 24.4668 | 26.676 | 28.2329 | 29.0492 | 29.8954 | 29.9678 | 29.2197 | 27.687 | 24.9625 | 23.6713 | 22.6205 | 21.0403 | 19.1522 | 16.7941 | 14.858 | 0 | 0 | 0 | 0 | 0 | 0 | 0 | 0 | 0 | 0 | 0 | 0 | 0 | 0 | 0.28569 | 0.28269 | 0.2749 | 0.19179 | 0 | 0 | 0 | 0 | 0 | 0 | 69.9977 | 68.8309 | 68.1192 | 67.6502 | 66.9286 | 66.1319 | 66.604 | 67.7315 | 68.3529 | 72.2469 | 77.2756 | 82.1604 | 85.6157 | 87.8636 | 89.523 | 90.0809 | 89.7588 | 88.2521 | 85.5034 | 81.6566 | 78.3143 | 75.5891 | 73.6757 | 72.0673 | 0.030276 | 0.030985 | 0.029373 | 0.025621 | 0.026487 | 0.028608 | 0.036218 | 0.041817 | 0.047876 | 0.052643 | 0.055512 | 0.058208 | 0.05996 | 0.061098 | 0.059924 | 0.054762 | 0.049359 | 0.044288 | 0.041559 | 0.040517 | 0.039065 | 0.035435 | 0.033499 | 0.034729
Portfolio Adjusted1-in-2Size: 20 kW to 199.99 kWOrange County2024November Monthly Peak | Portfolio Adjusted | 1-in-2 | Size: 20 kW to 199.99 kW | Orange County | 2024 | November Monthly Peak | 11 | 12.2645 | 11.6561 | 11.3181 | 11.3613 | 11.8347 | 13.3184 | 15.5708 | 17.4134 | 19.6505 | 21.5817 | 23.3769 | 24.5675 | 25.3862 | 25.8793 | 25.7964 | 24.989 | 24.0056 | 23.2079 | 21.1157 | 19.6836 | 18.5359 | 17.0057 | 15.2148 | 13.6541 | 0 | 0 | 0 | 0 | 0 | 0 | 0 | 0 | 0 | 0 | 0 | 0 | 0 | 0 | 0.24592 | 0.24176 | 0.23835 | 0.17831 | 0 | 0 | 0 | 0 | 0 | 0 | 60.0553 | 59.4807 | 59.0377 | 58.5674 | 58.0877 | 58.1145 | 57.723 | 57.7803 | 61.8115 | 66.423 | 72.2629 | 77.086 | 80.6492 | 82.1039 | 82.6189 | 82.0194 | 79.9958 | 75.7363 | 71.275 | 68.707 | 66.7323 | 65.0375 | 63.6454 | 62.4615 | 0.028273 | 0.028945 | 0.027549 | 0.024262 | 0.025133 | 0.027413 | 0.033058 | 0.038497 | 0.043389 | 0.046435 | 0.048646 | 0.050651 | 0.052399 | 0.05289 | 0.051583 | 0.046833 | 0.042796 | 0.041175 | 0.037072 | 0.035257 | 0.034415 | 0.031464 | 0.030349 | 0.031915
Portfolio Adjusted1-in-2Size: 20 kW to 199.99 kWOrange County2024December Monthly Peak | Portfolio Adjusted | 1-in-2 | Size: 20 kW to 199.99 kW | Orange County | 2024 | December Monthly Peak | 12 | 11.9945 | 11.5677 | 11.3731 | 11.5175 | 12.1428 | 13.628 | 16.4971 | 18.3714 | 20.7536 | 21.4822 | 21.3104 | 20.7947 | 20.1466 | 19.8655 | 19.4047 | 18.0945 | 17.5721 | 17.8936 | 17.2696 | 16.5127 | 16.2544 | 15.5685 | 14.4334 | 13.1846 | 0 | 0 | 0 | 0 | 0 | 0 | 0 | 0 | 0 | 0 | 0 | 0 | 0 | 0 | 0.18499 | 0.17505 | 0.17447 | 0.13748 | 0 | 0 | 0 | 0 | 0 | 0 | 46.8984 | 46.1574 | 45.3042 | 44.3354 | 43.7069 | 42.9245 | 42.6995 | 42.544 | 43.1433 | 45.8234 | 48.0237 | 49.7745 | 51.2599 | 52.3249 | 52.7651 | 52.669 | 52.0965 | 51.1976 | 49.9386 | 48.8221 | 48.0458 | 47.2989 | 46.7405 | 46.0546 | 0.02765 | 0.028726 | 0.027683 | 0.024595 | 0.025788 | 0.028051 | 0.035025 | 0.040615 | 0.045825 | 0.046221 | 0.044346 | 0.042873 | 0.041584 | 0.0406 | 0.038802 | 0.033912 | 0.031326 | 0.031747 | 0.03032 | 0.029577 | 0.030179 | 0.028805 | 0.02879 | 0.030817
Portfolio Adjusted1-in-2Size: 20 kW to 199.99 kWOrange County2024Typical Event Day | Portfolio Adjusted | 1-in-2 | Size: 20 kW to 199.99 kW | Orange County | 2024 | Typical Event Day | 8 | 14.0391 | 13.2736 | 12.8031 | 12.7418 | 13.2423 | 14.7111 | 17.3749 | 20.293 | 23.4677 | 26.267 | 28.6551 | 30.2393 | 31.0407 | 31.8371 | 32.1206 | 31.6516 | 30.2579 | 27.4633 | 24.5161 | 23.3466 | 22.5298 | 20.3942 | 17.8881 | 15.8555 | 0 | 0 | 0 | 0 | 0 | 0 | 0 | 0 | 0 | 0 | 0 | 0 | 0 | 0 | 0.30621 | 0.30621 | 0.30043 | 0.211 | 0 | 0 | 0 | 0 | 0 | 0 | 71.3834 | 70.4022 | 69.5485 | 68.7832 | 68.2708 | 67.6526 | 67.4264 | 67.7484 | 70.0684 | 74.7068 | 79.9699 | 84.1156 | 87.377 | 89.6594 | 91.1502 | 91.7174 | 92.0257 | 91.1389 | 89.2177 | 86.1505 | 82.2934 | 78.8856 | 76.7644 | 75.2509 | 0.032364 | 0.032962 | 0.031163 | 0.02721 | 0.028123 | 0.03028 | 0.036888 | 0.044863 | 0.051818 | 0.056516 | 0.05963 | 0.062345 | 0.064071 | 0.065066 | 0.064228 | 0.05932 | 0.053942 | 0.048725 | 0.043042 | 0.041818 | 0.041831 | 0.037733 | 0.035682 | 0.03706
Portfolio Adjusted1-in-2Size: 20 kW to 199.99 kWOrange County2025January Monthly Peak | Portfolio Adjusted | 1-in-2 | Size: 20 kW to 199.99 kW | Orange County | 2025 | January Monthly Peak | 1 | 11.4499 | 11.0388 | 10.8846 | 11.0172 | 11.556 | 13.0032 | 15.7909 | 17.1643 | 19.3112 | 20.2689 | 20.2929 | 20.1987 | 19.9471 | 19.832 | 19.5042 | 18.1714 | 17.3165 | 17.7776 | 17.1739 | 16.2617 | 15.8643 | 14.9761 | 13.5992 | 12.4408 | 0 | 0 | 0 | 0 | 0 | 0 | 0 | 0 | 0 | 0 | 0 | 0 | 0 | 0 | 0.18594 | 0.1758 | 0.17193 | 0.13659 | 0 | 0 | 0 | 0 | 0 | 0 | 51.484 | 51.0243 | 50.5878 | 50.0641 | 49.8607 | 49.5483 | 49.5148 | 49.5063 | 50.0545 | 51.3039 | 52.9532 | 54.0057 | 54.4728 | 55.3488 | 55.8638 | 55.7605 | 55.5364 | 55.0633 | 54.0023 | 52.9026 | 52.1309 | 51.9114 | 51.8293 | 51.1447 | 0.026395 | 0.027412 | 0.026494 | 0.023527 | 0.024542 | 0.026765 | 0.033525 | 0.037946 | 0.04264 | 0.043611 | 0.042229 | 0.041644 | 0.041173 | 0.040531 | 0.039001 | 0.034056 | 0.030871 | 0.031541 | 0.030152 | 0.029128 | 0.029455 | 0.027709 | 0.027126 | 0.029079
Portfolio Adjusted1-in-2Size: 20 kW to 199.99 kWOrange County2025February Monthly Peak | Portfolio Adjusted | 1-in-2 | Size: 20 kW to 199.99 kW | Orange County | 2025 | February Monthly Peak | 2 | 11.6097 | 11.0981 | 10.8732 | 11.0027 | 11.6227 | 12.9985 | 15.4519 | 16.7803 | 18.8008 | 20.1215 | 20.7506 | 21.1532 | 21.3557 | 21.5545 | 21.5342 | 20.6313 | 19.5855 | 19.1558 | 18.7876 | 17.6551 | 17.0056 | 15.7625 | 14.0918 | 12.7742 | 0 | 0 | 0 | 0 | 0 | 0 | 0 | 0 | 0 | 0 | 0 | 0 | 0 | 0 | 0.20529 | 0.1996 | 0.19446 | 0.14718 | 0 | 0 | 0 | 0 | 0 | 0 | 51.41 | 51.2005 | 51.1645 | 50.9256 | 50.3439 | 50.3481 | 50.0499 | 50.3628 | 51.5629 | 54.5232 | 57.7193 | 60.5196 | 61.9451 | 62.5899 | 63.1129 | 62.7921 | 62.1637 | 61.0769 | 59.2279 | 57.6647 | 56.6542 | 55.542 | 54.4581 | 53.1313 | 0.026763 | 0.02756 | 0.026466 | 0.023496 | 0.024683 | 0.026755 | 0.032806 | 0.037098 | 0.041513 | 0.043294 | 0.043181 | 0.043612 | 0.04408 | 0.044052 | 0.04306 | 0.038666 | 0.034916 | 0.033986 | 0.032985 | 0.031624 | 0.031574 | 0.029164 | 0.028109 | 0.029858
Portfolio Adjusted1-in-2Size: 20 kW to 199.99 kWOrange County2025March Monthly Peak | Portfolio Adjusted | 1-in-2 | Size: 20 kW to 199.99 kW | Orange County | 2025 | March Monthly Peak | 3 | 11.8789 | 11.3902 | 11.0904 | 11.1678 | 11.6244 | 12.9461 | 15.5278 | 16.9301 | 18.7357 | 20.1081 | 20.8574 | 21.4051 | 21.642 | 21.9266 | 22.0812 | 21.3723 | 20.3086 | 19.0517 | 18.419 | 18.4506 | 17.6645 | 16.3573 | 14.6055 | 13.1713 | 0 | 0 | 0 | 0 | 0 | 0 | 0 | 0 | 0 | 0 | 0 | 0 | 0 | 0 | 0.2105 | 0.20677 | 0.20164 | 0.14637 | 0 | 0 | 0 | 0 | 0 | 0 | 52.3513 | 51.3766 | 50.8306 | 50.638 | 50.2063 | 49.7998 | 49.4835 | 49.7883 | 51.7763 | 53.9971 | 56.9585 | 59.8518 | 61.9035 | 63.7505 | 65.0302 | 65.6848 | 65.6146 | 64.7866 | 62.1709 | 58.8188 | 57.0152 | 55.5437 | 54.5028 | 52.9756 | 0.027384 | 0.028285 | 0.026994 | 0.023848 | 0.024687 | 0.026647 | 0.032967 | 0.037429 | 0.041369 | 0.043265 | 0.043404 | 0.044131 | 0.044671 | 0.044812 | 0.044154 | 0.040055 | 0.036205 | 0.033801 | 0.032338 | 0.033048 | 0.032797 | 0.030264 | 0.029134 | 0.030786
Portfolio Adjusted1-in-2Size: 20 kW to 199.99 kWOrange County2025April Monthly Peak | Portfolio Adjusted | 1-in-2 | Size: 20 kW to 199.99 kW | Orange County | 2025 | April Monthly Peak | 4 | 12.2297 | 11.6514 | 11.2634 | 11.2853 | 11.6811 | 12.9881 | 15.3052 | 17.0525 | 19.2949 | 21.4938 | 23.2174 | 24.6044 | 25.4509 | 26.0887 | 26.328 | 25.9102 | 24.629 | 22.4676 | 20.508 | 20.3195 | 19.3747 | 17.5995 | 15.4408 | 13.6523 | 0 | 0 | 0 | 0 | 0 | 0 | 0 | 0 | 0 | 0 | 0 | 0 | 0 | 0 | 0.25099 | 0.25067 | 0.24454 | 0.17262 | 0 | 0 | 0 | 0 | 0 | 0 | 62.8748 | 61.8791 | 61.0364 | 60.433 | 59.4426 | 58.7306 | 58.0531 | 58.1372 | 60.5645 | 64.7756 | 69.5694 | 74.4346 | 78.8556 | 81.5916 | 83.0355 | 83.7431 | 83.324 | 82.0965 | 79.8765 | 76.8972 | 72.2257 | 69.5014 | 67.5872 | 65.6924 | 0.028192 | 0.028934 | 0.027416 | 0.024099 | 0.024807 | 0.026734 | 0.032494 | 0.037699 | 0.042604 | 0.046246 | 0.048314 | 0.050727 | 0.052533 | 0.053318 | 0.052646 | 0.04856 | 0.043907 | 0.039862 | 0.036006 | 0.036396 | 0.035973 | 0.032563 | 0.0308 | 0.031911
Portfolio Adjusted1-in-2Size: 20 kW to 199.99 kWOrange County2025May Monthly Peak | Portfolio Adjusted | 1-in-2 | Size: 20 kW to 199.99 kW | Orange County | 2025 | May Monthly Peak | 5 | 12.5821 | 11.9839 | 11.5773 | 11.5404 | 11.9218 | 13.1258 | 15.1257 | 17.4433 | 19.8842 | 22.1811 | 24.085 | 25.4457 | 26.1988 | 26.87 | 27.0389 | 26.5924 | 25.4477 | 23.1458 | 20.9671 | 20.2623 | 19.8914 | 18.095 | 15.9311 | 14.2136 | 0 | 0 | 0 | 0 | 0 | 0 | 0 | 0 | 0 | 0 | 0 | 0 | 0 | 0 | 0.25777 | 0.25727 | 0.25267 | 0.17783 | 0 | 0 | 0 | 0 | 0 | 0 | 65.438 | 64.4114 | 63.287 | 62.3151 | 61.6557 | 60.7926 | 60.4126 | 60.7991 | 63.5192 | 67.3396 | 71.5974 | 75.9708 | 80.0313 | 82.7601 | 84.5303 | 85.5462 | 85.8354 | 84.9422 | 82.7368 | 79.782 | 75.4696 | 72.279 | 70.5733 | 69.1019 | 0.029005 | 0.029759 | 0.02818 | 0.024644 | 0.025319 | 0.027017 | 0.032113 | 0.038563 | 0.043905 | 0.047725 | 0.05012 | 0.052462 | 0.054077 | 0.054915 | 0.054067 | 0.049838 | 0.045367 | 0.041065 | 0.036811 | 0.036293 | 0.036932 | 0.033479 | 0.031778 | 0.033223
Portfolio Adjusted1-in-2Size: 20 kW to 199.99 kWOrange County2025June Monthly Peak | Portfolio Adjusted | 1-in-2 | Size: 20 kW to 199.99 kW | Orange County | 2025 | June Monthly Peak | 6 | 13.1469 | 12.4492 | 12.035 | 11.9445 | 12.3569 | 13.4006 | 15.6669 | 18.5844 | 21.3751 | 24.0373 | 26.1641 | 27.6745 | 28.394 | 29.1509 | 29.3836 | 28.8282 | 27.5157 | 25.1442 | 22.8103 | 21.406 | 20.9304 | 19.1326 | 16.8034 | 14.8871 | 0 | 0 | 0 | 0 | 0 | 0 | 0 | 0 | 0 | 0 | 0 | 0 | 0 | 0 | 0.28012 | 0.2789 | 0.2732 | 0.19318 | 0 | 0 | 0 | 0 | 0 | 0 | 68.1362 | 67.095 | 65.9567 | 65.1586 | 64.4857 | 63.8247 | 63.1977 | 63.7618 | 66.7407 | 71.1281 | 74.9326 | 78.5723 | 81.1478 | 83.3792 | 85.0432 | 86.1701 | 86.865 | 86.4006 | 85.0163 | 82.1757 | 78.4725 | 74.6076 | 72.1863 | 70.6205 | 0.030307 | 0.030915 | 0.029294 | 0.025507 | 0.026243 | 0.027583 | 0.033262 | 0.041086 | 0.047197 | 0.051719 | 0.054446 | 0.057057 | 0.058608 | 0.059576 | 0.058756 | 0.054028 | 0.049053 | 0.044611 | 0.040048 | 0.038342 | 0.038861 | 0.035399 | 0.033518 | 0.034797
Portfolio Adjusted1-in-2Size: 20 kW to 199.99 kWOrange County2025July Monthly Peak | Portfolio Adjusted | 1-in-2 | Size: 20 kW to 199.99 kW | Orange County | 2025 | July Monthly Peak | 7 | 13.8422 | 13.1568 | 12.693 | 12.6074 | 13.0404 | 14.4095 | 17.012 | 20.3393 | 23.3391 | 26.0997 | 28.364 | 30.0104 | 30.8306 | 31.6477 | 31.8423 | 31.181 | 29.7981 | 27.1467 | 24.4187 | 22.9625 | 22.3917 | 20.3714 | 17.8555 | 15.7918 | 0 | 0 | 0 | 0 | 0 | 0 | 0 | 0 | 0 | 0 | 0 | 0 | 0 | 0 | 0.30356 | 0.30166 | 0.29586 | 0.20857 | 0 | 0 | 0 | 0 | 0 | 0 | 70.6834 | 69.9771 | 69.255 | 68.5356 | 67.915 | 67.461 | 67.3488 | 67.7659 | 70.1231 | 74.315 | 79.885 | 83.4865 | 86.5824 | 88.9954 | 90.8394 | 91.5764 | 92.0576 | 91.2972 | 89.6258 | 86.9497 | 83.0237 | 79.1079 | 76.6242 | 75.239 | 0.03191 | 0.032672 | 0.030895 | 0.026923 | 0.027694 | 0.029659 | 0.036118 | 0.044966 | 0.051534 | 0.056156 | 0.059024 | 0.061873 | 0.063637 | 0.064679 | 0.063672 | 0.058438 | 0.053122 | 0.048163 | 0.042871 | 0.04113 | 0.041574 | 0.037691 | 0.035617 | 0.036912
Portfolio Adjusted1-in-2Size: 20 kW to 199.99 kWOrange County2025August Monthly Peak | Portfolio Adjusted | 1-in-2 | Size: 20 kW to 199.99 kW | Orange County | 2025 | August Monthly Peak | 8 | 14.4778 | 13.68 | 13.1886 | 13.1128 | 13.6213 | 15.1348 | 17.9493 | 21.1067 | 24.6688 | 27.8273 | 30.4311 | 32.1275 | 32.9275 | 33.6758 | 33.8646 | 33.2394 | 31.7057 | 28.7412 | 25.6239 | 24.3938 | 23.4603 | 21.2295 | 18.5932 | 16.4691 | 0 | 0 | 0 | 0 | 0 | 0 | 0 | 0 | 0 | 0 | 0 | 0 | 0 | 0 | 0.32284 | 0.32157 | 0.3148 | 0.22082 | 0 | 0 | 0 | 0 | 0 | 0 | 75.8738 | 74.8018 | 73.9486 | 72.8509 | 72.4708 | 71.6976 | 71.3961 | 71.6919 | 74.0631 | 78.9917 | 83.9031 | 88.1821 | 91.2154 | 93.2341 | 94.6075 | 94.7521 | 95.0364 | 93.9999 | 91.9481 | 89.0207 | 84.586 | 81.1244 | 79.2181 | 77.6283 | 0.033375 | 0.033971 | 0.032102 | 0.028002 | 0.028928 | 0.031152 | 0.038108 | 0.046662 | 0.05447 | 0.059873 | 0.063326 | 0.066238 | 0.067965 | 0.068824 | 0.067716 | 0.062295 | 0.056523 | 0.050992 | 0.044987 | 0.043694 | 0.043558 | 0.039279 | 0.037088 | 0.038495
Portfolio Adjusted1-in-2Size: 20 kW to 199.99 kWOrange County2025September Monthly Peak | Portfolio Adjusted | 1-in-2 | Size: 20 kW to 199.99 kW | Orange County | 2025 | September Monthly Peak | 9 | 13.7146 | 13.0486 | 12.6397 | 12.5876 | 13.1411 | 14.7005 | 17.7286 | 20.2255 | 23.4966 | 26.5378 | 28.901 | 30.4259 | 31.2193 | 31.9915 | 32.0757 | 31.3219 | 29.807 | 26.9922 | 24.3949 | 23.8941 | 22.265 | 20.1243 | 17.6582 | 15.5719 | 0 | 0 | 0 | 0 | 0 | 0 | 0 | 0 | 0 | 0 | 0 | 0 | 0 | 0 | 0.30578 | 0.30302 | 0.29595 | 0.20738 | 0 | 0 | 0 | 0 | 0 | 0 | 70.8402 | 69.735 | 69.0337 | 68.5876 | 68.2118 | 67.6271 | 67.7631 | 67.7741 | 69.3468 | 74.3926 | 81.1591 | 86.2216 | 90.5623 | 93.0288 | 94.1107 | 94.3708 | 94.1438 | 92.8581 | 90.2806 | 86.4559 | 83.0912 | 80.7026 | 79.0291 | 77.5158 | 0.031615 | 0.032403 | 0.030766 | 0.02688 | 0.027908 | 0.030258 | 0.037639 | 0.044714 | 0.051881 | 0.057099 | 0.060142 | 0.06273 | 0.064439 | 0.065382 | 0.064139 | 0.058702 | 0.053138 | 0.047889 | 0.04283 | 0.042799 | 0.041339 | 0.037234 | 0.035223 | 0.036397
Portfolio Adjusted1-in-2Size: 20 kW to 199.99 kWOrange County2025October Monthly Peak | Portfolio Adjusted | 1-in-2 | Size: 20 kW to 199.99 kW | Orange County | 2025 | October Monthly Peak | 10 | 13.1337 | 12.4774 | 12.0674 | 11.998 | 12.4722 | 13.8987 | 17.0591 | 18.9152 | 21.6826 | 24.4668 | 26.676 | 28.2329 | 29.0492 | 29.8954 | 29.9678 | 29.2197 | 27.687 | 24.9625 | 23.6713 | 22.6205 | 21.0403 | 19.1522 | 16.7941 | 14.858 | 0 | 0 | 0 | 0 | 0 | 0 | 0 | 0 | 0 | 0 | 0 | 0 | 0 | 0 | 0.28569 | 0.28269 | 0.2749 | 0.19179 | 0 | 0 | 0 | 0 | 0 | 0 | 69.9977 | 68.8309 | 68.1192 | 67.6502 | 66.9286 | 66.1319 | 66.604 | 67.7315 | 68.3529 | 72.2469 | 77.2756 | 82.1604 | 85.6157 | 87.8636 | 89.523 | 90.0809 | 89.7588 | 88.2521 | 85.5034 | 81.6566 | 78.3143 | 75.5891 | 73.6757 | 72.0673 | 0.030276 | 0.030985 | 0.029373 | 0.025621 | 0.026487 | 0.028608 | 0.036218 | 0.041817 | 0.047876 | 0.052643 | 0.055512 | 0.058208 | 0.05996 | 0.061098 | 0.059924 | 0.054762 | 0.049359 | 0.044288 | 0.041559 | 0.040517 | 0.039065 | 0.035435 | 0.033499 | 0.034729
Portfolio Adjusted1-in-2Size: 20 kW to 199.99 kWOrange County2025November Monthly Peak | Portfolio Adjusted | 1-in-2 | Size: 20 kW to 199.99 kW | Orange County | 2025 | November Monthly Peak | 11 | 12.2645 | 11.6561 | 11.3181 | 11.3613 | 11.8347 | 13.3184 | 15.5708 | 17.4134 | 19.6505 | 21.5817 | 23.3769 | 24.5675 | 25.3862 | 25.8793 | 25.7964 | 24.989 | 24.0056 | 23.2079 | 21.1157 | 19.6836 | 18.5359 | 17.0057 | 15.2148 | 13.6541 | 0 | 0 | 0 | 0 | 0 | 0 | 0 | 0 | 0 | 0 | 0 | 0 | 0 | 0 | 0.24592 | 0.24176 | 0.23835 | 0.17831 | 0 | 0 | 0 | 0 | 0 | 0 | 60.0553 | 59.4807 | 59.0377 | 58.5674 | 58.0877 | 58.1145 | 57.723 | 57.7803 | 61.8115 | 66.423 | 72.2629 | 77.086 | 80.6492 | 82.1039 | 82.6189 | 82.0194 | 79.9958 | 75.7363 | 71.275 | 68.707 | 66.7323 | 65.0375 | 63.6454 | 62.4615 | 0.028273 | 0.028945 | 0.027549 | 0.024262 | 0.025133 | 0.027413 | 0.033058 | 0.038497 | 0.043389 | 0.046435 | 0.048646 | 0.050651 | 0.052399 | 0.05289 | 0.051583 | 0.046833 | 0.042796 | 0.041175 | 0.037072 | 0.035257 | 0.034415 | 0.031464 | 0.030349 | 0.031915
Portfolio Adjusted1-in-2Size: 20 kW to 199.99 kWOrange County2025December Monthly Peak | Portfolio Adjusted | 1-in-2 | Size: 20 kW to 199.99 kW | Orange County | 2025 | December Monthly Peak | 12 | 11.9945 | 11.5677 | 11.3731 | 11.5175 | 12.1428 | 13.628 | 16.4971 | 18.3714 | 20.7536 | 21.4822 | 21.3104 | 20.7947 | 20.1466 | 19.8655 | 19.4047 | 18.0945 | 17.5721 | 17.8936 | 17.2696 | 16.5127 | 16.2544 | 15.5685 | 14.4334 | 13.1846 | 0 | 0 | 0 | 0 | 0 | 0 | 0 | 0 | 0 | 0 | 0 | 0 | 0 | 0 | 0.18499 | 0.17505 | 0.17447 | 0.13748 | 0 | 0 | 0 | 0 | 0 | 0 | 46.8984 | 46.1574 | 45.3042 | 44.3354 | 43.7069 | 42.9245 | 42.6995 | 42.544 | 43.1433 | 45.8234 | 48.0237 | 49.7745 | 51.2599 | 52.3249 | 52.7651 | 52.669 | 52.0965 | 51.1976 | 49.9386 | 48.8221 | 48.0458 | 47.2989 | 46.7405 | 46.0546 | 0.02765 | 0.028726 | 0.027683 | 0.024595 | 0.025788 | 0.028051 | 0.035025 | 0.040615 | 0.045825 | 0.046221 | 0.044346 | 0.042873 | 0.041584 | 0.0406 | 0.038802 | 0.033912 | 0.031326 | 0.031747 | 0.03032 | 0.029577 | 0.030179 | 0.028805 | 0.02879 | 0.030817
Portfolio Adjusted1-in-2Size: 20 kW to 199.99 kWOrange County2025Typical Event Day | Portfolio Adjusted | 1-in-2 | Size: 20 kW to 199.99 kW | Orange County | 2025 | Typical Event Day | 8 | 14.0391 | 13.2736 | 12.8031 | 12.7418 | 13.2423 | 14.7111 | 17.3749 | 20.293 | 23.4677 | 26.267 | 28.6551 | 30.2393 | 31.0407 | 31.8371 | 32.1206 | 31.6516 | 30.2579 | 27.4633 | 24.5161 | 23.3466 | 22.5298 | 20.3942 | 17.8881 | 15.8555 | 0 | 0 | 0 | 0 | 0 | 0 | 0 | 0 | 0 | 0 | 0 | 0 | 0 | 0 | 0.30621 | 0.30621 | 0.30043 | 0.211 | 0 | 0 | 0 | 0 | 0 | 0 | 71.3834 | 70.4022 | 69.5485 | 68.7832 | 68.2708 | 67.6526 | 67.4264 | 67.7484 | 70.0684 | 74.7068 | 79.9699 | 84.1156 | 87.377 | 89.6594 | 91.1502 | 91.7174 | 92.0257 | 91.1389 | 89.2177 | 86.1505 | 82.2934 | 78.8856 | 76.7644 | 75.2509 | 0.032364 | 0.032962 | 0.031163 | 0.02721 | 0.028123 | 0.03028 | 0.036888 | 0.044863 | 0.051818 | 0.056516 | 0.05963 | 0.062345 | 0.064071 | 0.065066 | 0.064228 | 0.05932 | 0.053942 | 0.048725 | 0.043042 | 0.041818 | 0.041831 | 0.037733 | 0.035682 | 0.03706
Portfolio Adjusted1-in-2Size: 20 kW to 199.99 kWOrange County2026January Monthly Peak | Portfolio Adjusted | 1-in-2 | Size: 20 kW to 199.99 kW | Orange County | 2026 | January Monthly Peak | 1 | 11.4499 | 11.0388 | 10.8846 | 11.0172 | 11.556 | 13.0032 | 15.7909 | 17.1643 | 19.3112 | 20.2689 | 20.2929 | 20.1987 | 19.9471 | 19.832 | 19.5042 | 18.1714 | 17.3165 | 17.7776 | 17.1739 | 16.2617 | 15.8643 | 14.9761 | 13.5992 | 12.4408 | 0 | 0 | 0 | 0 | 0 | 0 | 0 | 0 | 0 | 0 | 0 | 0 | 0 | 0 | 0.18594 | 0.1758 | 0.17193 | 0.13659 | 0 | 0 | 0 | 0 | 0 | 0 | 51.484 | 51.0243 | 50.5878 | 50.0641 | 49.8607 | 49.5483 | 49.5148 | 49.5063 | 50.0545 | 51.3039 | 52.9532 | 54.0057 | 54.4728 | 55.3488 | 55.8638 | 55.7605 | 55.5364 | 55.0633 | 54.0023 | 52.9026 | 52.1309 | 51.9114 | 51.8293 | 51.1447 | 0.026395 | 0.027412 | 0.026494 | 0.023527 | 0.024542 | 0.026765 | 0.033525 | 0.037946 | 0.04264 | 0.043611 | 0.042229 | 0.041644 | 0.041173 | 0.040531 | 0.039001 | 0.034056 | 0.030871 | 0.031541 | 0.030152 | 0.029128 | 0.029455 | 0.027709 | 0.027126 | 0.029079
Portfolio Adjusted1-in-2Size: 20 kW to 199.99 kWOrange County2026February Monthly Peak | Portfolio Adjusted | 1-in-2 | Size: 20 kW to 199.99 kW | Orange County | 2026 | February Monthly Peak | 2 | 11.6097 | 11.0981 | 10.8732 | 11.0027 | 11.6227 | 12.9985 | 15.4519 | 16.7803 | 18.8008 | 20.1215 | 20.7506 | 21.1532 | 21.3557 | 21.5545 | 21.5342 | 20.6313 | 19.5855 | 19.1558 | 18.7876 | 17.6551 | 17.0056 | 15.7625 | 14.0918 | 12.7742 | 0 | 0 | 0 | 0 | 0 | 0 | 0 | 0 | 0 | 0 | 0 | 0 | 0 | 0 | 0.20529 | 0.1996 | 0.19446 | 0.14718 | 0 | 0 | 0 | 0 | 0 | 0 | 51.41 | 51.2005 | 51.1645 | 50.9256 | 50.3439 | 50.3481 | 50.0499 | 50.3628 | 51.5629 | 54.5232 | 57.7193 | 60.5196 | 61.9451 | 62.5899 | 63.1129 | 62.7921 | 62.1637 | 61.0769 | 59.2279 | 57.6647 | 56.6542 | 55.542 | 54.4581 | 53.1313 | 0.026763 | 0.02756 | 0.026466 | 0.023496 | 0.024683 | 0.026755 | 0.032806 | 0.037098 | 0.041513 | 0.043294 | 0.043181 | 0.043612 | 0.04408 | 0.044052 | 0.04306 | 0.038666 | 0.034916 | 0.033986 | 0.032985 | 0.031624 | 0.031574 | 0.029164 | 0.028109 | 0.029858
Portfolio Adjusted1-in-2Size: 20 kW to 199.99 kWOrange County2026March Monthly Peak | Portfolio Adjusted | 1-in-2 | Size: 20 kW to 199.99 kW | Orange County | 2026 | March Monthly Peak | 3 | 11.8789 | 11.3902 | 11.0904 | 11.1678 | 11.6244 | 12.9461 | 15.5278 | 16.9301 | 18.7357 | 20.1081 | 20.8574 | 21.4051 | 21.642 | 21.9266 | 22.0812 | 21.3723 | 20.3086 | 19.0517 | 18.419 | 18.4506 | 17.6645 | 16.3573 | 14.6055 | 13.1713 | 0 | 0 | 0 | 0 | 0 | 0 | 0 | 0 | 0 | 0 | 0 | 0 | 0 | 0 | 0.2105 | 0.20677 | 0.20164 | 0.14637 | 0 | 0 | 0 | 0 | 0 | 0 | 52.3513 | 51.3766 | 50.8306 | 50.638 | 50.2063 | 49.7998 | 49.4835 | 49.7883 | 51.7763 | 53.9971 | 56.9585 | 59.8518 | 61.9035 | 63.7505 | 65.0302 | 65.6848 | 65.6146 | 64.7866 | 62.1709 | 58.8188 | 57.0152 | 55.5437 | 54.5028 | 52.9756 | 0.027384 | 0.028285 | 0.026994 | 0.023848 | 0.024687 | 0.026647 | 0.032967 | 0.037429 | 0.041369 | 0.043265 | 0.043404 | 0.044131 | 0.044671 | 0.044812 | 0.044154 | 0.040055 | 0.036205 | 0.033801 | 0.032338 | 0.033048 | 0.032797 | 0.030264 | 0.029134 | 0.030786
Portfolio Adjusted1-in-2Size: 20 kW to 199.99 kWOrange County2026April Monthly Peak | Portfolio Adjusted | 1-in-2 | Size: 20 kW to 199.99 kW | Orange County | 2026 | April Monthly Peak | 4 | 12.2297 | 11.6514 | 11.2634 | 11.2853 | 11.6811 | 12.9881 | 15.3052 | 17.0525 | 19.2949 | 21.4938 | 23.2174 | 24.6044 | 25.4509 | 26.0887 | 26.328 | 25.9102 | 24.629 | 22.4676 | 20.508 | 20.3195 | 19.3747 | 17.5995 | 15.4408 | 13.6523 | 0 | 0 | 0 | 0 | 0 | 0 | 0 | 0 | 0 | 0 | 0 | 0 | 0 | 0 | 0.25099 | 0.25067 | 0.24454 | 0.17262 | 0 | 0 | 0 | 0 | 0 | 0 | 62.8748 | 61.8791 | 61.0364 | 60.433 | 59.4426 | 58.7306 | 58.0531 | 58.1372 | 60.5645 | 64.7756 | 69.5694 | 74.4346 | 78.8556 | 81.5916 | 83.0355 | 83.7431 | 83.324 | 82.0965 | 79.8765 | 76.8972 | 72.2257 | 69.5014 | 67.5872 | 65.6924 | 0.028192 | 0.028934 | 0.027416 | 0.024099 | 0.024807 | 0.026734 | 0.032494 | 0.037699 | 0.042604 | 0.046246 | 0.048314 | 0.050727 | 0.052533 | 0.053318 | 0.052646 | 0.04856 | 0.043907 | 0.039862 | 0.036006 | 0.036396 | 0.035973 | 0.032563 | 0.0308 | 0.031911
Portfolio Adjusted1-in-2Size: 20 kW to 199.99 kWOrange County2026May Monthly Peak | Portfolio Adjusted | 1-in-2 | Size: 20 kW to 199.99 kW | Orange County | 2026 | May Monthly Peak | 5 | 12.5821 | 11.9839 | 11.5773 | 11.5404 | 11.9218 | 13.1258 | 15.1257 | 17.4433 | 19.8842 | 22.1811 | 24.085 | 25.4457 | 26.1988 | 26.87 | 27.0389 | 26.5924 | 25.4477 | 23.1458 | 20.9671 | 20.2623 | 19.8914 | 18.095 | 15.9311 | 14.2136 | 0 | 0 | 0 | 0 | 0 | 0 | 0 | 0 | 0 | 0 | 0 | 0 | 0 | 0 | 0.25777 | 0.25727 | 0.25267 | 0.17783 | 0 | 0 | 0 | 0 | 0 | 0 | 65.438 | 64.4114 | 63.287 | 62.3151 | 61.6557 | 60.7926 | 60.4126 | 60.7991 | 63.5192 | 67.3396 | 71.5974 | 75.9708 | 80.0313 | 82.7601 | 84.5303 | 85.5462 | 85.8354 | 84.9422 | 82.7368 | 79.782 | 75.4696 | 72.279 | 70.5733 | 69.1019 | 0.029005 | 0.029759 | 0.02818 | 0.024644 | 0.025319 | 0.027017 | 0.032113 | 0.038563 | 0.043905 | 0.047725 | 0.05012 | 0.052462 | 0.054077 | 0.054915 | 0.054067 | 0.049838 | 0.045367 | 0.041065 | 0.036811 | 0.036293 | 0.036932 | 0.033479 | 0.031778 | 0.033223
Portfolio Adjusted1-in-2Size: 20 kW to 199.99 kWOrange County2026June Monthly Peak | Portfolio Adjusted | 1-in-2 | Size: 20 kW to 199.99 kW | Orange County | 2026 | June Monthly Peak | 6 | 13.1469 | 12.4492 | 12.035 | 11.9445 | 12.3569 | 13.4006 | 15.6669 | 18.5844 | 21.3751 | 24.0373 | 26.1641 | 27.6745 | 28.394 | 29.1509 | 29.3836 | 28.8282 | 27.5157 | 25.1442 | 22.8103 | 21.406 | 20.9304 | 19.1326 | 16.8034 | 14.8871 | 0 | 0 | 0 | 0 | 0 | 0 | 0 | 0 | 0 | 0 | 0 | 0 | 0 | 0 | 0.28012 | 0.2789 | 0.2732 | 0.19318 | 0 | 0 | 0 | 0 | 0 | 0 | 68.1362 | 67.095 | 65.9567 | 65.1586 | 64.4857 | 63.8247 | 63.1977 | 63.7618 | 66.7407 | 71.1281 | 74.9326 | 78.5723 | 81.1478 | 83.3792 | 85.0432 | 86.1701 | 86.865 | 86.4006 | 85.0163 | 82.1757 | 78.4725 | 74.6076 | 72.1863 | 70.6205 | 0.030307 | 0.030915 | 0.029294 | 0.025507 | 0.026243 | 0.027583 | 0.033262 | 0.041086 | 0.047197 | 0.051719 | 0.054446 | 0.057057 | 0.058608 | 0.059576 | 0.058756 | 0.054028 | 0.049053 | 0.044611 | 0.040048 | 0.038342 | 0.038861 | 0.035399 | 0.033518 | 0.034797
Portfolio Adjusted1-in-2Size: 20 kW to 199.99 kWOrange County2026July Monthly Peak | Portfolio Adjusted | 1-in-2 | Size: 20 kW to 199.99 kW | Orange County | 2026 | July Monthly Peak | 7 | 13.8422 | 13.1568 | 12.693 | 12.6074 | 13.0404 | 14.4095 | 17.012 | 20.3393 | 23.3391 | 26.0997 | 28.364 | 30.0104 | 30.8306 | 31.6477 | 31.8423 | 31.181 | 29.7981 | 27.1467 | 24.4187 | 22.9625 | 22.3917 | 20.3714 | 17.8555 | 15.7918 | 0 | 0 | 0 | 0 | 0 | 0 | 0 | 0 | 0 | 0 | 0 | 0 | 0 | 0 | 0.30356 | 0.30166 | 0.29586 | 0.20857 | 0 | 0 | 0 | 0 | 0 | 0 | 70.6834 | 69.9771 | 69.255 | 68.5356 | 67.915 | 67.461 | 67.3488 | 67.7659 | 70.1231 | 74.315 | 79.885 | 83.4865 | 86.5824 | 88.9954 | 90.8394 | 91.5764 | 92.0576 | 91.2972 | 89.6258 | 86.9497 | 83.0237 | 79.1079 | 76.6242 | 75.239 | 0.03191 | 0.032672 | 0.030895 | 0.026923 | 0.027694 | 0.029659 | 0.036118 | 0.044966 | 0.051534 | 0.056156 | 0.059024 | 0.061873 | 0.063637 | 0.064679 | 0.063672 | 0.058438 | 0.053122 | 0.048163 | 0.042871 | 0.04113 | 0.041574 | 0.037691 | 0.035617 | 0.036912
Portfolio Adjusted1-in-2Size: 20 kW to 199.99 kWOrange County2026August Monthly Peak | Portfolio Adjusted | 1-in-2 | Size: 20 kW to 199.99 kW | Orange County | 2026 | August Monthly Peak | 8 | 14.4778 | 13.68 | 13.1886 | 13.1128 | 13.6213 | 15.1348 | 17.9493 | 21.1067 | 24.6688 | 27.8273 | 30.4311 | 32.1275 | 32.9275 | 33.6758 | 33.8646 | 33.2394 | 31.7057 | 28.7412 | 25.6239 | 24.3938 | 23.4603 | 21.2295 | 18.5932 | 16.4691 | 0 | 0 | 0 | 0 | 0 | 0 | 0 | 0 | 0 | 0 | 0 | 0 | 0 | 0 | 0.32284 | 0.32157 | 0.3148 | 0.22082 | 0 | 0 | 0 | 0 | 0 | 0 | 75.8738 | 74.8018 | 73.9486 | 72.8509 | 72.4708 | 71.6976 | 71.3961 | 71.6919 | 74.0631 | 78.9917 | 83.9031 | 88.1821 | 91.2154 | 93.2341 | 94.6075 | 94.7521 | 95.0364 | 93.9999 | 91.9481 | 89.0207 | 84.586 | 81.1244 | 79.2181 | 77.6283 | 0.033375 | 0.033971 | 0.032102 | 0.028002 | 0.028928 | 0.031152 | 0.038108 | 0.046662 | 0.05447 | 0.059873 | 0.063326 | 0.066238 | 0.067965 | 0.068824 | 0.067716 | 0.062295 | 0.056523 | 0.050992 | 0.044987 | 0.043694 | 0.043558 | 0.039279 | 0.037088 | 0.038495
Portfolio Adjusted1-in-2Size: 20 kW to 199.99 kWOrange County2026September Monthly Peak | Portfolio Adjusted | 1-in-2 | Size: 20 kW to 199.99 kW | Orange County | 2026 | September Monthly Peak | 9 | 13.7146 | 13.0486 | 12.6397 | 12.5876 | 13.1411 | 14.7005 | 17.7286 | 20.2255 | 23.4966 | 26.5378 | 28.901 | 30.4259 | 31.2193 | 31.9915 | 32.0757 | 31.3219 | 29.807 | 26.9922 | 24.3949 | 23.8941 | 22.265 | 20.1243 | 17.6582 | 15.5719 | 0 | 0 | 0 | 0 | 0 | 0 | 0 | 0 | 0 | 0 | 0 | 0 | 0 | 0 | 0.30578 | 0.30302 | 0.29595 | 0.20738 | 0 | 0 | 0 | 0 | 0 | 0 | 70.8402 | 69.735 | 69.0337 | 68.5876 | 68.2118 | 67.6271 | 67.7631 | 67.7741 | 69.3468 | 74.3926 | 81.1591 | 86.2216 | 90.5623 | 93.0288 | 94.1107 | 94.3708 | 94.1438 | 92.8581 | 90.2806 | 86.4559 | 83.0912 | 80.7026 | 79.0291 | 77.5158 | 0.031615 | 0.032403 | 0.030766 | 0.02688 | 0.027908 | 0.030258 | 0.037639 | 0.044714 | 0.051881 | 0.057099 | 0.060142 | 0.06273 | 0.064439 | 0.065382 | 0.064139 | 0.058702 | 0.053138 | 0.047889 | 0.04283 | 0.042799 | 0.041339 | 0.037234 | 0.035223 | 0.036397
Portfolio Adjusted1-in-2Size: 20 kW to 199.99 kWOrange County2026October Monthly Peak | Portfolio Adjusted | 1-in-2 | Size: 20 kW to 199.99 kW | Orange County | 2026 | October Monthly Peak | 10 | 13.1337 | 12.4774 | 12.0674 | 11.998 | 12.4722 | 13.8987 | 17.0591 | 18.9152 | 21.6826 | 24.4668 | 26.676 | 28.2329 | 29.0492 | 29.8954 | 29.9678 | 29.2197 | 27.687 | 24.9625 | 23.6713 | 22.6205 | 21.0403 | 19.1522 | 16.7941 | 14.858 | 0 | 0 | 0 | 0 | 0 | 0 | 0 | 0 | 0 | 0 | 0 | 0 | 0 | 0 | 0.28569 | 0.28269 | 0.2749 | 0.19179 | 0 | 0 | 0 | 0 | 0 | 0 | 69.9977 | 68.8309 | 68.1192 | 67.6502 | 66.9286 | 66.1319 | 66.604 | 67.7315 | 68.3529 | 72.2469 | 77.2756 | 82.1604 | 85.6157 | 87.8636 | 89.523 | 90.0809 | 89.7588 | 88.2521 | 85.5034 | 81.6566 | 78.3143 | 75.5891 | 73.6757 | 72.0673 | 0.030276 | 0.030985 | 0.029373 | 0.025621 | 0.026487 | 0.028608 | 0.036218 | 0.041817 | 0.047876 | 0.052643 | 0.055512 | 0.058208 | 0.05996 | 0.061098 | 0.059924 | 0.054762 | 0.049359 | 0.044288 | 0.041559 | 0.040517 | 0.039065 | 0.035435 | 0.033499 | 0.034729
Portfolio Adjusted1-in-2Size: 20 kW to 199.99 kWOrange County2026November Monthly Peak | Portfolio Adjusted | 1-in-2 | Size: 20 kW to 199.99 kW | Orange County | 2026 | November Monthly Peak | 11 | 12.2645 | 11.6561 | 11.3181 | 11.3613 | 11.8347 | 13.3184 | 15.5708 | 17.4134 | 19.6505 | 21.5817 | 23.3769 | 24.5675 | 25.3862 | 25.8793 | 25.7964 | 24.989 | 24.0056 | 23.2079 | 21.1157 | 19.6836 | 18.5359 | 17.0057 | 15.2148 | 13.6541 | 0 | 0 | 0 | 0 | 0 | 0 | 0 | 0 | 0 | 0 | 0 | 0 | 0 | 0 | 0.24592 | 0.24176 | 0.23835 | 0.17831 | 0 | 0 | 0 | 0 | 0 | 0 | 60.0553 | 59.4807 | 59.0377 | 58.5674 | 58.0877 | 58.1145 | 57.723 | 57.7803 | 61.8115 | 66.423 | 72.2629 | 77.086 | 80.6492 | 82.1039 | 82.6189 | 82.0194 | 79.9958 | 75.7363 | 71.275 | 68.707 | 66.7323 | 65.0375 | 63.6454 | 62.4615 | 0.028273 | 0.028945 | 0.027549 | 0.024262 | 0.025133 | 0.027413 | 0.033058 | 0.038497 | 0.043389 | 0.046435 | 0.048646 | 0.050651 | 0.052399 | 0.05289 | 0.051583 | 0.046833 | 0.042796 | 0.041175 | 0.037072 | 0.035257 | 0.034415 | 0.031464 | 0.030349 | 0.031915
Portfolio Adjusted1-in-2Size: 20 kW to 199.99 kWOrange County2026December Monthly Peak | Portfolio Adjusted | 1-in-2 | Size: 20 kW to 199.99 kW | Orange County | 2026 | December Monthly Peak | 12 | 11.9945 | 11.5677 | 11.3731 | 11.5175 | 12.1428 | 13.628 | 16.4971 | 18.3714 | 20.7536 | 21.4822 | 21.3104 | 20.7947 | 20.1466 | 19.8655 | 19.4047 | 18.0945 | 17.5721 | 17.8936 | 17.2696 | 16.5127 | 16.2544 | 15.5685 | 14.4334 | 13.1846 | 0 | 0 | 0 | 0 | 0 | 0 | 0 | 0 | 0 | 0 | 0 | 0 | 0 | 0 | 0.18499 | 0.17505 | 0.17447 | 0.13748 | 0 | 0 | 0 | 0 | 0 | 0 | 46.8984 | 46.1574 | 45.3042 | 44.3354 | 43.7069 | 42.9245 | 42.6995 | 42.544 | 43.1433 | 45.8234 | 48.0237 | 49.7745 | 51.2599 | 52.3249 | 52.7651 | 52.669 | 52.0965 | 51.1976 | 49.9386 | 48.8221 | 48.0458 | 47.2989 | 46.7405 | 46.0546 | 0.02765 | 0.028726 | 0.027683 | 0.024595 | 0.025788 | 0.028051 | 0.035025 | 0.040615 | 0.045825 | 0.046221 | 0.044346 | 0.042873 | 0.041584 | 0.0406 | 0.038802 | 0.033912 | 0.031326 | 0.031747 | 0.03032 | 0.029577 | 0.030179 | 0.028805 | 0.02879 | 0.030817
Portfolio Adjusted1-in-2Size: 20 kW to 199.99 kWOrange County2026Typical Event Day | Portfolio Adjusted | 1-in-2 | Size: 20 kW to 199.99 kW | Orange County | 2026 | Typical Event Day | 8 | 14.0391 | 13.2736 | 12.8031 | 12.7418 | 13.2423 | 14.7111 | 17.3749 | 20.293 | 23.4677 | 26.267 | 28.6551 | 30.2393 | 31.0407 | 31.8371 | 32.1206 | 31.6516 | 30.2579 | 27.4633 | 24.5161 | 23.3466 | 22.5298 | 20.3942 | 17.8881 | 15.8555 | 0 | 0 | 0 | 0 | 0 | 0 | 0 | 0 | 0 | 0 | 0 | 0 | 0 | 0 | 0.30621 | 0.30621 | 0.30043 | 0.211 | 0 | 0 | 0 | 0 | 0 | 0 | 71.3834 | 70.4022 | 69.5485 | 68.7832 | 68.2708 | 67.6526 | 67.4264 | 67.7484 | 70.0684 | 74.7068 | 79.9699 | 84.1156 | 87.377 | 89.6594 | 91.1502 | 91.7174 | 92.0257 | 91.1389 | 89.2177 | 86.1505 | 82.2934 | 78.8856 | 76.7644 | 75.2509 | 0.032364 | 0.032962 | 0.031163 | 0.02721 | 0.028123 | 0.03028 | 0.036888 | 0.044863 | 0.051818 | 0.056516 | 0.05963 | 0.062345 | 0.064071 | 0.065066 | 0.064228 | 0.05932 | 0.053942 | 0.048725 | 0.043042 | 0.041818 | 0.041831 | 0.037733 | 0.035682 | 0.03706
Portfolio Adjusted1-in-10Size: 20 kW to 199.99 kWSouth of Lugo2015January Monthly Peak | Portfolio Adjusted | 1-in-10 | Size: 20 kW to 199.99 kW | South of Lugo | 2015 | January Monthly Peak | 1
Portfolio Adjusted1-in-10Size: 20 kW to 199.99 kWSouth of Lugo2015February Monthly Peak | Portfolio Adjusted | 1-in-10 | Size: 20 kW to 199.99 kW | South of Lugo | 2015 | February Monthly Peak | 2
Portfolio Adjusted1-in-10Size: 20 kW to 199.99 kWSouth of Lugo2015March Monthly Peak | Portfolio Adjusted | 1-in-10 | Size: 20 kW to 199.99 kW | South of Lugo | 2015 | March Monthly Peak | 3
Portfolio Adjusted1-in-10Size: 20 kW to 199.99 kWSouth of Lugo2015April Monthly Peak | Portfolio Adjusted | 1-in-10 | Size: 20 kW to 199.99 kW | South of Lugo | 2015 | April Monthly Peak | 4
Portfolio Adjusted1-in-10Size: 20 kW to 199.99 kWSouth of Lugo2015May Monthly Peak | Portfolio Adjusted | 1-in-10 | Size: 20 kW to 199.99 kW | South of Lugo | 2015 | May Monthly Peak | 5
Portfolio Adjusted1-in-10Size: 20 kW to 199.99 kWSouth of Lugo2015June Monthly Peak | Portfolio Adjusted | 1-in-10 | Size: 20 kW to 199.99 kW | South of Lugo | 2015 | June Monthly Peak | 6
Portfolio Adjusted1-in-10Size: 20 kW to 199.99 kWSouth of Lugo2015July Monthly Peak | Portfolio Adjusted | 1-in-10 | Size: 20 kW to 199.99 kW | South of Lugo | 2015 | July Monthly Peak | 7
Portfolio Adjusted1-in-10Size: 20 kW to 199.99 kWSouth of Lugo2015August Monthly Peak | Portfolio Adjusted | 1-in-10 | Size: 20 kW to 199.99 kW | South of Lugo | 2015 | August Monthly Peak | 8
Portfolio Adjusted1-in-10Size: 20 kW to 199.99 kWSouth of Lugo2015September Monthly Peak | Portfolio Adjusted | 1-in-10 | Size: 20 kW to 199.99 kW | South of Lugo | 2015 | September Monthly Peak | 9
Portfolio Adjusted1-in-10Size: 20 kW to 199.99 kWSouth of Lugo2015October Monthly Peak | Portfolio Adjusted | 1-in-10 | Size: 20 kW to 199.99 kW | South of Lugo | 2015 | October Monthly Peak | 10
Portfolio Adjusted1-in-10Size: 20 kW to 199.99 kWSouth of Lugo2015November Monthly Peak | Portfolio Adjusted | 1-in-10 | Size: 20 kW to 199.99 kW | South of Lugo | 2015 | November Monthly Peak | 11
Portfolio Adjusted1-in-10Size: 20 kW to 199.99 kWSouth of Lugo2015December Monthly Peak | Portfolio Adjusted | 1-in-10 | Size: 20 kW to 199.99 kW | South of Lugo | 2015 | December Monthly Peak | 12
Portfolio Adjusted1-in-10Size: 20 kW to 199.99 kWSouth of Lugo2015Typical Event Day | Portfolio Adjusted | 1-in-10 | Size: 20 kW to 199.99 kW | South of Lugo | 2015 | Typical Event Day | 8
Portfolio Adjusted1-in-10Size: 20 kW to 199.99 kWSouth of Lugo2016January Monthly Peak | Portfolio Adjusted | 1-in-10 | Size: 20 kW to 199.99 kW | South of Lugo | 2016 | January Monthly Peak | 1
Portfolio Adjusted1-in-10Size: 20 kW to 199.99 kWSouth of Lugo2016February Monthly Peak | Portfolio Adjusted | 1-in-10 | Size: 20 kW to 199.99 kW | South of Lugo | 2016 | February Monthly Peak | 2
Portfolio Adjusted1-in-10Size: 20 kW to 199.99 kWSouth of Lugo2016March Monthly Peak | Portfolio Adjusted | 1-in-10 | Size: 20 kW to 199.99 kW | South of Lugo | 2016 | March Monthly Peak | 3
Portfolio Adjusted1-in-10Size: 20 kW to 199.99 kWSouth of Lugo2016April Monthly Peak | Portfolio Adjusted | 1-in-10 | Size: 20 kW to 199.99 kW | South of Lugo | 2016 | April Monthly Peak | 4
Portfolio Adjusted1-in-10Size: 20 kW to 199.99 kWSouth of Lugo2016May Monthly Peak | Portfolio Adjusted | 1-in-10 | Size: 20 kW to 199.99 kW | South of Lugo | 2016 | May Monthly Peak | 5
Portfolio Adjusted1-in-10Size: 20 kW to 199.99 kWSouth of Lugo2016June Monthly Peak | Portfolio Adjusted | 1-in-10 | Size: 20 kW to 199.99 kW | South of Lugo | 2016 | June Monthly Peak | 6
Portfolio Adjusted1-in-10Size: 20 kW to 199.99 kWSouth of Lugo2016July Monthly Peak | Portfolio Adjusted | 1-in-10 | Size: 20 kW to 199.99 kW | South of Lugo | 2016 | July Monthly Peak | 7
Portfolio Adjusted1-in-10Size: 20 kW to 199.99 kWSouth of Lugo2016August Monthly Peak | Portfolio Adjusted | 1-in-10 | Size: 20 kW to 199.99 kW | South of Lugo | 2016 | August Monthly Peak | 8
Portfolio Adjusted1-in-10Size: 20 kW to 199.99 kWSouth of Lugo2016September Monthly Peak | Portfolio Adjusted | 1-in-10 | Size: 20 kW to 199.99 kW | South of Lugo | 2016 | September Monthly Peak | 9
Portfolio Adjusted1-in-10Size: 20 kW to 199.99 kWSouth of Lugo2016October Monthly Peak | Portfolio Adjusted | 1-in-10 | Size: 20 kW to 199.99 kW | South of Lugo | 2016 | October Monthly Peak | 10
Portfolio Adjusted1-in-10Size: 20 kW to 199.99 kWSouth of Lugo2016November Monthly Peak | Portfolio Adjusted | 1-in-10 | Size: 20 kW to 199.99 kW | South of Lugo | 2016 | November Monthly Peak | 11
Portfolio Adjusted1-in-10Size: 20 kW to 199.99 kWSouth of Lugo2016December Monthly Peak | Portfolio Adjusted | 1-in-10 | Size: 20 kW to 199.99 kW | South of Lugo | 2016 | December Monthly Peak | 12
Portfolio Adjusted1-in-10Size: 20 kW to 199.99 kWSouth of Lugo2016Typical Event Day | Portfolio Adjusted | 1-in-10 | Size: 20 kW to 199.99 kW | South of Lugo | 2016 | Typical Event Day | 8
Portfolio Adjusted1-in-10Size: 20 kW to 199.99 kWSouth of Lugo2017January Monthly Peak | Portfolio Adjusted | 1-in-10 | Size: 20 kW to 199.99 kW | South of Lugo | 2017 | January Monthly Peak | 1
Portfolio Adjusted1-in-10Size: 20 kW to 199.99 kWSouth of Lugo2017February Monthly Peak | Portfolio Adjusted | 1-in-10 | Size: 20 kW to 199.99 kW | South of Lugo | 2017 | February Monthly Peak | 2
Portfolio Adjusted1-in-10Size: 20 kW to 199.99 kWSouth of Lugo2017March Monthly Peak | Portfolio Adjusted | 1-in-10 | Size: 20 kW to 199.99 kW | South of Lugo | 2017 | March Monthly Peak | 3
Portfolio Adjusted1-in-10Size: 20 kW to 199.99 kWSouth of Lugo2017April Monthly Peak | Portfolio Adjusted | 1-in-10 | Size: 20 kW to 199.99 kW | South of Lugo | 2017 | April Monthly Peak | 4
Portfolio Adjusted1-in-10Size: 20 kW to 199.99 kWSouth of Lugo2017May Monthly Peak | Portfolio Adjusted | 1-in-10 | Size: 20 kW to 199.99 kW | South of Lugo | 2017 | May Monthly Peak | 5
Portfolio Adjusted1-in-10Size: 20 kW to 199.99 kWSouth of Lugo2017June Monthly Peak | Portfolio Adjusted | 1-in-10 | Size: 20 kW to 199.99 kW | South of Lugo | 2017 | June Monthly Peak | 6
Portfolio Adjusted1-in-10Size: 20 kW to 199.99 kWSouth of Lugo2017July Monthly Peak | Portfolio Adjusted | 1-in-10 | Size: 20 kW to 199.99 kW | South of Lugo | 2017 | July Monthly Peak | 7
Portfolio Adjusted1-in-10Size: 20 kW to 199.99 kWSouth of Lugo2017August Monthly Peak | Portfolio Adjusted | 1-in-10 | Size: 20 kW to 199.99 kW | South of Lugo | 2017 | August Monthly Peak | 8
Portfolio Adjusted1-in-10Size: 20 kW to 199.99 kWSouth of Lugo2017September Monthly Peak | Portfolio Adjusted | 1-in-10 | Size: 20 kW to 199.99 kW | South of Lugo | 2017 | September Monthly Peak | 9
Portfolio Adjusted1-in-10Size: 20 kW to 199.99 kWSouth of Lugo2017October Monthly Peak | Portfolio Adjusted | 1-in-10 | Size: 20 kW to 199.99 kW | South of Lugo | 2017 | October Monthly Peak | 10
Portfolio Adjusted1-in-10Size: 20 kW to 199.99 kWSouth of Lugo2017November Monthly Peak | Portfolio Adjusted | 1-in-10 | Size: 20 kW to 199.99 kW | South of Lugo | 2017 | November Monthly Peak | 11
Portfolio Adjusted1-in-10Size: 20 kW to 199.99 kWSouth of Lugo2017December Monthly Peak | Portfolio Adjusted | 1-in-10 | Size: 20 kW to 199.99 kW | South of Lugo | 2017 | December Monthly Peak | 12
Portfolio Adjusted1-in-10Size: 20 kW to 199.99 kWSouth of Lugo2017Typical Event Day | Portfolio Adjusted | 1-in-10 | Size: 20 kW to 199.99 kW | South of Lugo | 2017 | Typical Event Day | 8
Portfolio Adjusted1-in-10Size: 20 kW to 199.99 kWSouth of Lugo2018January Monthly Peak | Portfolio Adjusted | 1-in-10 | Size: 20 kW to 199.99 kW | South of Lugo | 2018 | January Monthly Peak | 1
Portfolio Adjusted1-in-10Size: 20 kW to 199.99 kWSouth of Lugo2018February Monthly Peak | Portfolio Adjusted | 1-in-10 | Size: 20 kW to 199.99 kW | South of Lugo | 2018 | February Monthly Peak | 2
Portfolio Adjusted1-in-10Size: 20 kW to 199.99 kWSouth of Lugo2018March Monthly Peak | Portfolio Adjusted | 1-in-10 | Size: 20 kW to 199.99 kW | South of Lugo | 2018 | March Monthly Peak | 3
Portfolio Adjusted1-in-10Size: 20 kW to 199.99 kWSouth of Lugo2018April Monthly Peak | Portfolio Adjusted | 1-in-10 | Size: 20 kW to 199.99 kW | South of Lugo | 2018 | April Monthly Peak | 4 | 14.1142 | 13.4878 | 12.9689 | 12.7866 | 13.1802 | 14.4402 | 16.5219 | 18.5706 | 22.385 | 25.707 | 28.4431 | 30.3675 | 31.2372 | 32.0918 | 32.2531 | 31.8067 | 30.6137 | 28.2157 | 24.9194 | 23.7233 | 22.6545 | 20.6117 | 18.0937 | 15.6879 | 0 | 0 | 0 | 0 | 0 | 0 | 0 | 0 | 0 | 0 | 0 | 0 | 0 | 0 | 0.30747 | 0.30771 | 0.30396 | 0.21678 | 0 | 0 | 0 | 0 | 0 | 0 | 70.2366 | 69.2532 | 67.6769 | 66.0963 | 64.7401 | 63.8838 | 63.4959 | 63.576 | 66.2894 | 71.9069 | 77.2243 | 82.3192 | 85.3139 | 86.1566 | 85.2592 | 85.2006 | 85.1445 | 85.2123 | 83.8401 | 79.8078 | 75.0521 | 70.4282 | 68.1164 | 67.1315 | 0.032537 | 0.033494 | 0.031567 | 0.027305 | 0.027991 | 0.029723 | 0.035077 | 0.041055 | 0.049427 | 0.055312 | 0.059189 | 0.062609 | 0.064476 | 0.065587 | 0.064494 | 0.05961 | 0.054576 | 0.05006 | 0.04375 | 0.042493 | 0.042062 | 0.038136 | 0.036092 | 0.036669
Portfolio Adjusted1-in-10Size: 20 kW to 199.99 kWSouth of Lugo2018May Monthly Peak | Portfolio Adjusted | 1-in-10 | Size: 20 kW to 199.99 kW | South of Lugo | 2018 | May Monthly Peak | 5 | 14.3286 | 13.699 | 13.2324 | 13.0836 | 13.5253 | 14.8837 | 16.8004 | 19.4002 | 23.4227 | 26.8441 | 29.4755 | 31.3419 | 32.2139 | 32.8384 | 32.8613 | 32.2877 | 31.011 | 28.5993 | 25.3884 | 23.7929 | 23.1535 | 21.0706 | 18.4224 | 15.9659 | 0 | 0 | 0 | 0 | 0 | 0 | 0 | 0 | 0 | 0 | 0 | 0 | 0 | 0 | 0.31327 | 0.31237 | 0.30791 | 0.21973 | 0 | 0 | 0 | 0 | 0 | 0 | 70.8102 | 69.6561 | 68.4801 | 68.168 | 67.8138 | 67.4542 | 67.5708 | 67.6136 | 70.8909 | 76.1743 | 80.7728 | 84.1419 | 85.5046 | 85.7212 | 86.5252 | 86.6818 | 86.6986 | 85.765 | 85.2475 | 82.8174 | 78.5602 | 73.9634 | 71.4146 | 69.0446 | 0.033031 | 0.034018 | 0.032208 | 0.027939 | 0.028724 | 0.030636 | 0.035669 | 0.04289 | 0.051718 | 0.057758 | 0.061337 | 0.064618 | 0.066492 | 0.067113 | 0.06571 | 0.060512 | 0.055284 | 0.05074 | 0.044574 | 0.042617 | 0.042989 | 0.038985 | 0.036747 | 0.037318
Portfolio Adjusted1-in-10Size: 20 kW to 199.99 kWSouth of Lugo2018June Monthly Peak | Portfolio Adjusted | 1-in-10 | Size: 20 kW to 199.99 kW | South of Lugo | 2018 | June Monthly Peak | 6 | 14.3205 | 13.6966 | 13.263 | 13.1109 | 13.5038 | 14.8353 | 16.874 | 19.4314 | 23.3208 | 26.6435 | 29.1726 | 30.9043 | 31.5221 | 32.1674 | 32.2776 | 31.7923 | 30.6606 | 28.3572 | 25.2693 | 23.345 | 22.7006 | 20.8968 | 18.2874 | 15.8432 | 0 | 0 | 0 | 0 | 0 | 0 | 0 | 0 | 0 | 0 | 0 | 0 | 0 | 0 | 0.30771 | 0.30757 | 0.30443 | 0.21787 | 0 | 0 | 0 | 0 | 0 | 0 | 65.6851 | 65.3182 | 65.4994 | 65.5217 | 64.4731 | 63.5087 | 62.9732 | 63.9993 | 66.5782 | 70.201 | 74.9256 | 79.1983 | 80.9666 | 80.932 | 81.6056 | 82.0937 | 83.3595 | 82.6435 | 82.5592 | 78.4577 | 73.9875 | 70.9471 | 69.1111 | 68.3743 | 0.033012 | 0.034012 | 0.032283 | 0.027998 | 0.028678 | 0.030536 | 0.035825 | 0.042959 | 0.051493 | 0.057326 | 0.060707 | 0.063716 | 0.065064 | 0.065741 | 0.064543 | 0.059583 | 0.05466 | 0.050311 | 0.044365 | 0.041815 | 0.042148 | 0.038663 | 0.036478 | 0.037031
Portfolio Adjusted1-in-10Size: 20 kW to 199.99 kWSouth of Lugo2018July Monthly Peak | Portfolio Adjusted | 1-in-10 | Size: 20 kW to 199.99 kW | South of Lugo | 2018 | July Monthly Peak | 7 | 15.0569 | 14.2247 | 13.7515 | 13.5801 | 14.0473 | 15.7213 | 17.8988 | 20.6235 | 24.6403 | 27.8544 | 30.477 | 32.1931 | 32.8065 | 33.5154 | 33.7013 | 33.3012 | 32.238 | 29.9784 | 26.7356 | 24.7148 | 24.0451 | 22.15 | 19.4857 | 16.9029 | 0 | 0 | 0 | 0 | 0 | 0 | 0 | 0 | 0 | 0 | 0 | 0 | 0 | 0 | 0.32128 | 0.32217 | 0.32009 | 0.23033 | 0 | 0 | 0 | 0 | 0 | 0 | 69.9997 | 68.7744 | 68.2272 | 67.8446 | 67.5172 | 67.2266 | 67.5775 | 68.4975 | 70.8572 | 74.9339 | 79.426 | 82.0088 | 80.7548 | 80.2015 | 82.6202 | 83.0508 | 82.4174 | 81.8388 | 80.6557 | 78.7763 | 75.552 | 72.9254 | 71.6633 | 70.9408 | 0.03471 | 0.035324 | 0.033472 | 0.029 | 0.029832 | 0.03236 | 0.038001 | 0.045594 | 0.054407 | 0.059932 | 0.063421 | 0.066373 | 0.067716 | 0.068496 | 0.067389 | 0.062411 | 0.057472 | 0.053187 | 0.046939 | 0.044269 | 0.044644 | 0.040982 | 0.038868 | 0.039508
Portfolio Adjusted1-in-10Size: 20 kW to 199.99 kWSouth of Lugo2018August Monthly Peak | Portfolio Adjusted | 1-in-10 | Size: 20 kW to 199.99 kW | South of Lugo | 2018 | August Monthly Peak | 8 | 15.4457 | 14.603 | 14.0958 | 13.9267 | 14.337 | 16.1887 | 18.6594 | 21.4576 | 25.8907 | 29.3381 | 32.3151 | 34.1027 | 34.7498 | 35.4456 | 35.6415 | 35.2822 | 34.1196 | 31.6678 | 28.0589 | 26.2104 | 25.1397 | 22.872 | 20.1783 | 17.3816 | 0 | 0 | 0 | 0 | 0 | 0 | 0 | 0 | 0 | 0 | 0 | 0 | 0 | 0 | 0.33978 | 0.34134 | 0.33877 | 0.24331 | 0 | 0 | 0 | 0 | 0 | 0 | 70.9944 | 70.3825 | 69.8883 | 69.4254 | 69.2198 | 69.4753 | 69.6053 | 69.8101 | 72.1363 | 76.1829 | 79.5294 | 83.3135 | 85.0732 | 86.0524 | 86.6107 | 88.4182 | 90.3812 | 92.1397 | 91.9864 | 87.9448 | 81.7794 | 78.0008 | 75.9984 | 73.7527 | 0.035606 | 0.036263 | 0.03431 | 0.02974 | 0.030448 | 0.033321 | 0.039616 | 0.047438 | 0.057168 | 0.063124 | 0.067246 | 0.07031 | 0.071727 | 0.072441 | 0.071269 | 0.066124 | 0.060826 | 0.056185 | 0.049263 | 0.046948 | 0.046677 | 0.042318 | 0.04025 | 0.040627
Portfolio Adjusted1-in-10Size: 20 kW to 199.99 kWSouth of Lugo2018September Monthly Peak | Portfolio Adjusted | 1-in-10 | Size: 20 kW to 199.99 kW | South of Lugo | 2018 | September Monthly Peak | 9 | 15.8717 | 15.0688 | 14.5503 | 14.3827 | 14.8507 | 16.7378 | 19.7116 | 22.2623 | 27.2998 | 30.895 | 33.64 | 35.5959 | 36.1312 | 36.77 | 36.7276 | 35.9997 | 34.4553 | 31.7086 | 27.862 | 26.6184 | 25.1073 | 22.9623 | 20.0944 | 17.4256 | 0 | 0 | 0 | 0 | 0 | 0 | 0 | 0 | 0 | 0 | 0 | 0 | 0 | 0 | 0.35013 | 0.34828 | 0.34211 | 0.24362 | 0 | 0 | 0 | 0 | 0 | 0 | 75.7762 | 75.1319 | 74.3899 | 73.5043 | 72.6795 | 72.3462 | 72.2957 | 72.5599 | 74.6682 | 78.7849 | 82.5677 | 86.5935 | 89.192 | 90.3696 | 90.076 | 90.4853 | 90.3939 | 89.7757 | 88.3227 | 84.3916 | 80.0201 | 76.873 | 74.6731 | 73.32 | 0.036588 | 0.03742 | 0.035416 | 0.030714 | 0.031539 | 0.034452 | 0.041849 | 0.049217 | 0.060279 | 0.066474 | 0.070003 | 0.073389 | 0.074578 | 0.075148 | 0.073441 | 0.067469 | 0.061425 | 0.056257 | 0.048917 | 0.047678 | 0.046616 | 0.042485 | 0.040083 | 0.04073
Portfolio Adjusted1-in-10Size: 20 kW to 199.99 kWSouth of Lugo2018October Monthly Peak | Portfolio Adjusted | 1-in-10 | Size: 20 kW to 199.99 kW | South of Lugo | 2018 | October Monthly Peak | 10 | 14.554 | 13.8496 | 13.376 | 13.1855 | 13.5864 | 15.1584 | 17.859 | 19.5715 | 23.4167 | 26.665 | 29.0811 | 30.9129 | 31.6666 | 32.5577 | 32.8204 | 32.2246 | 30.9514 | 28.3065 | 25.7553 | 24.3145 | 22.8657 | 20.9995 | 18.3083 | 16.0042 | 0 | 0 | 0 | 0 | 0 | 0 | 0 | 0 | 0 | 0 | 0 | 0 | 0 | 0 | 0.31288 | 0.31176 | 0.30732 | 0.21748 | 0 | 0 | 0 | 0 | 0 | 0 | 70.8298 | 69.8912 | 68.8215 | 67.7707 | 66.7243 | 66.4523 | 66.4892 | 66.4562 | 67.6737 | 70.7097 | 75.0434 | 79.9008 | 83.9881 | 85.7976 | 86.0102 | 86.0333 | 85.4754 | 84.5982 | 81.8548 | 77.9576 | 74.3889 | 72.248 | 70.6855 | 69.5847 | 0.03355 | 0.034392 | 0.032558 | 0.028157 | 0.028854 | 0.031201 | 0.037916 | 0.043268 | 0.051705 | 0.057373 | 0.060517 | 0.063734 | 0.065363 | 0.066539 | 0.065628 | 0.060393 | 0.055178 | 0.050221 | 0.045218 | 0.043552 | 0.042454 | 0.038853 | 0.03652 | 0.037408
Portfolio Adjusted1-in-10Size: 20 kW to 199.99 kWSouth of Lugo2018November Monthly Peak | Portfolio Adjusted | 1-in-10 | Size: 20 kW to 199.99 kW | South of Lugo | 2018 | November Monthly Peak | 11 | 13.6341 | 13.0262 | 12.669 | 12.6082 | 12.9548 | 14.601 | 16.4358 | 18.5623 | 22.2729 | 25.5498 | 27.8155 | 29.6124 | 30.4396 | 31.1419 | 31.0354 | 30.2692 | 28.794 | 27.3412 | 24.6064 | 22.8695 | 21.3901 | 19.3636 | 17.0051 | 14.99 | 0 | 0 | 0 | 0 | 0 | 0 | 0 | 0 | 0 | 0 | 0 | 0 | 0 | 0 | 0.29587 | 0.29284 | 0.28589 | 0.21006 | 0 | 0 | 0 | 0 | 0 | 0 | 68.6638 | 66.8664 | 66.1422 | 64.5805 | 63.8158 | 62.7615 | 62.1772 | 62.6984 | 65.6673 | 71.4981 | 78.2542 | 83.6639 | 85.7308 | 87.1795 | 87.6053 | 86.2204 | 84.0865 | 81.7204 | 79.3342 | 76.4377 | 74.552 | 72.8079 | 70.6929 | 69.1179 | 0.03143 | 0.032348 | 0.030837 | 0.026924 | 0.027512 | 0.030054 | 0.034895 | 0.041037 | 0.049179 | 0.054973 | 0.057883 | 0.061052 | 0.06283 | 0.063645 | 0.062059 | 0.056729 | 0.051332 | 0.048508 | 0.043201 | 0.040963 | 0.039715 | 0.035827 | 0.03392 | 0.035037
Portfolio Adjusted1-in-10Size: 20 kW to 199.99 kWSouth of Lugo2018December Monthly Peak | Portfolio Adjusted | 1-in-10 | Size: 20 kW to 199.99 kW | South of Lugo | 2018 | December Monthly Peak | 12 | 12.9857 | 12.5235 | 12.3178 | 12.4301 | 12.7615 | 14.5925 | 17.2071 | 18.6953 | 21.0417 | 22.0543 | 22.3144 | 22.3296 | 21.9931 | 22.1645 | 22.1569 | 21.6279 | 21.024 | 21.0415 | 20.1563 | 19.4263 | 18.6015 | 17.3024 | 15.7079 | 14.1342 | 0 | 0 | 0 | 0 | 0 | 0 | 0 | 0 | 0 | 0 | 0 | 0 | 0 | 0 | 0.21123 | 0.20924 | 0.20875 | 0.16166 | 0 | 0 | 0 | 0 | 0 | 0 | 48.1614 | 47.2375 | 46.8566 | 47.1304 | 47.6576 | 47.319 | 48.2721 | 48.3935 | 49.3296 | 50.8592 | 52.0664 | 53.4763 | 55.0006 | 54.6854 | 54.5947 | 54.3876 | 53.8224 | 52.4674 | 51.3655 | 49.4985 | 47.59 | 47.8444 | 47.7637 | 47.0172 | 0.029935 | 0.031099 | 0.029982 | 0.026544 | 0.027102 | 0.030036 | 0.036532 | 0.041331 | 0.046461 | 0.047452 | 0.046435 | 0.046037 | 0.045396 | 0.045298 | 0.044305 | 0.040534 | 0.03748 | 0.037332 | 0.035388 | 0.034796 | 0.034537 | 0.032013 | 0.031333 | 0.033037
Portfolio Adjusted1-in-10Size: 20 kW to 199.99 kWSouth of Lugo2018Typical Event Day | Portfolio Adjusted | 1-in-10 | Size: 20 kW to 199.99 kW | South of Lugo | 2018 | Typical Event Day | 8 | 15.2869 | 14.4545 | 13.9581 | 13.7939 | 14.1919 | 16.009 | 18.4259 | 21.1248 | 25.4187 | 28.7668 | 31.6683 | 33.4304 | 34.0781 | 34.7966 | 35.0295 | 34.6907 | 33.5783 | 31.1656 | 27.623 | 25.8221 | 24.7994 | 22.575 | 19.918 | 17.1677 | 0 | 0 | 0 | 0 | 0 | 0 | 0 | 0 | 0 | 0 | 0 | 0 | 0 | 0 | 0.33394 | 0.33561 | 0.3334 | 0.23945 | 0 | 0 | 0 | 0 | 0 | 0 | 70.6138 | 69.9018 | 69.5012 | 69.074 | 68.4724 | 68.1392 | 68.1129 | 68.7167 | 71.06 | 75.0257 | 79.1122 | 82.7785 | 83.9967 | 84.3889 | 85.2281 | 86.012 | 86.638 | 86.5994 | 85.881 | 82.3926 | 77.8348 | 74.6866 | 72.8615 | 71.597 | 0.03524 | 0.035895 | 0.033975 | 0.029456 | 0.03014 | 0.032952 | 0.03912 | 0.046702 | 0.056125 | 0.061895 | 0.0659 | 0.068924 | 0.07034 | 0.071115 | 0.070045 | 0.065015 | 0.059861 | 0.055294 | 0.048497 | 0.046252 | 0.046045 | 0.041768 | 0.039731 | 0.040128
Portfolio Adjusted1-in-10Size: 20 kW to 199.99 kWSouth of Lugo2019January Monthly Peak | Portfolio Adjusted | 1-in-10 | Size: 20 kW to 199.99 kW | South of Lugo | 2019 | January Monthly Peak | 1 | 13.1007 | 12.7992 | 12.637 | 12.6871 | 13.0171 | 14.669 | 17.3605 | 19.0696 | 21.1949 | 22.0362 | 22.3822 | 22.1215 | 21.5472 | 21.7033 | 21.6311 | 20.8741 | 20.0712 | 20.294 | 19.8563 | 19.1533 | 18.3345 | 17.0234 | 15.5084 | 13.9373 | 0 | 0 | 0 | 0 | 0 | 0 | 0 | 0 | 0 | 0 | 0 | 0 | 0 | 0 | 0.20621 | 0.20195 | 0.19929 | 0.15592 | 0 | 0 | 0 | 0 | 0 | 0 | 48.6203 | 47.7085 | 46.7043 | 46.3938 | 45.7862 | 45.9711 | 45.7356 | 45.4727 | 45.2812 | 48.3016 | 51.63 | 53.0752 | 54.7624 | 55.7954 | 55.6271 | 54.5039 | 52.9849 | 51.8304 | 50.349 | 48.5079 | 47.3096 | 46.3159 | 46.1274 | 45.6552 | 0.0302 | 0.031784 | 0.030759 | 0.027093 | 0.027645 | 0.030193 | 0.036858 | 0.042159 | 0.046799 | 0.047413 | 0.046577 | 0.045608 | 0.044475 | 0.044356 | 0.043254 | 0.039121 | 0.035782 | 0.036005 | 0.034861 | 0.034307 | 0.034041 | 0.031497 | 0.030935 | 0.032577
Portfolio Adjusted1-in-10Size: 20 kW to 199.99 kWSouth of Lugo2019February Monthly Peak | Portfolio Adjusted | 1-in-10 | Size: 20 kW to 199.99 kW | South of Lugo | 2019 | February Monthly Peak | 2 | 13.0444 | 12.5991 | 12.2968 | 12.2667 | 12.5496 | 13.8749 | 16.0029 | 17.4726 | 19.7098 | 21.3115 | 22.5552 | 23.3856 | 23.6911 | 24.347 | 24.4777 | 23.9185 | 22.9969 | 21.7218 | 20.8768 | 19.8293 | 18.8553 | 17.431 | 15.5894 | 13.879 | 0 | 0 | 0 | 0 | 0 | 0 | 0 | 0 | 0 | 0 | 0 | 0 | 0 | 0 | 0.23335 | 0.2314 | 0.22834 | 0.16689 | 0 | 0 | 0 | 0 | 0 | 0 | 54.4939 | 53.4935 | 52.3111 | 51.6248 | 51.8678 | 51.183 | 48.6733 | 51.3114 | 53.2832 | 55.7442 | 58.6251 | 59.4292 | 60.674 | 62.2153 | 63.1159 | 63.4531 | 62.6461 | 61.9887 | 60.6694 | 59.0052 | 57.4587 | 56.0901 | 55.429 | 53.9329 | 0.03007 | 0.031287 | 0.029931 | 0.026195 | 0.026652 | 0.028559 | 0.033976 | 0.038628 | 0.04352 | 0.045854 | 0.046936 | 0.048214 | 0.0489 | 0.049759 | 0.048946 | 0.044827 | 0.040998 | 0.038539 | 0.036653 | 0.035518 | 0.035008 | 0.032251 | 0.031096 | 0.03244
Portfolio Adjusted1-in-10Size: 20 kW to 199.99 kWSouth of Lugo2019March Monthly Peak | Portfolio Adjusted | 1-in-10 | Size: 20 kW to 199.99 kW | South of Lugo | 2019 | March Monthly Peak | 3 | 13.3172 | 12.8228 | 12.3941 | 12.2632 | 12.5853 | 13.7294 | 15.9869 | 17.3984 | 19.9906 | 22.4762 | 24.3136 | 25.7387 | 26.3646 | 27.2989 | 27.6619 | 27.2417 | 26.3978 | 24.5521 | 22.3823 | 21.534 | 20.4802 | 18.762 | 16.5898 | 14.5727 | 0 | 0 | 0 | 0 | 0 | 0 | 0 | 0 | 0 | 0 | 0 | 0 | 0 | 0 | 0.26371 | 0.26355 | 0.2621 | 0.18864 | 0 | 0 | 0 | 0 | 0 | 0 | 61.4642 | 59.899 | 58.8605 | 57.585 | 56.5972 | 55.6348 | 54.8893 | 54.6207 | 56.1592 | 59.9281 | 64.2076 | 68.4639 | 72.5055 | 73.8667 | 74.6043 | 74.1425 | 73.0617 | 71.4717 | 70.6819 | 69.1467 | 66.8062 | 64.2528 | 61.9032 | 60.1544 | 0.030699 | 0.031842 | 0.030168 | 0.026188 | 0.026727 | 0.028259 | 0.033942 | 0.038464 | 0.04414 | 0.04836 | 0.050596 | 0.053066 | 0.054419 | 0.055791 | 0.055313 | 0.051055 | 0.04706 | 0.04356 | 0.039296 | 0.038571 | 0.038025 | 0.034713 | 0.033092 | 0.034062
Portfolio Adjusted1-in-10Size: 20 kW to 199.99 kWSouth of Lugo2019April Monthly Peak | Portfolio Adjusted | 1-in-10 | Size: 20 kW to 199.99 kW | South of Lugo | 2019 | April Monthly Peak | 4 | 14.1142 | 13.4878 | 12.9689 | 12.7866 | 13.1802 | 14.4402 | 16.5219 | 18.5706 | 22.385 | 25.707 | 28.4431 | 30.3675 | 31.2372 | 32.0918 | 32.2531 | 31.8067 | 30.6137 | 28.2157 | 24.9194 | 23.7233 | 22.6545 | 20.6117 | 18.0937 | 15.6879 | 0 | 0 | 0 | 0 | 0 | 0 | 0 | 0 | 0 | 0 | 0 | 0 | 0 | 0 | 0.30747 | 0.30771 | 0.30396 | 0.21678 | 0 | 0 | 0 | 0 | 0 | 0 | 70.2366 | 69.2532 | 67.6769 | 66.0963 | 64.7401 | 63.8838 | 63.4959 | 63.576 | 66.2894 | 71.9069 | 77.2243 | 82.3192 | 85.3139 | 86.1566 | 85.2592 | 85.2006 | 85.1445 | 85.2123 | 83.8401 | 79.8078 | 75.0521 | 70.4282 | 68.1164 | 67.1315 | 0.032537 | 0.033494 | 0.031567 | 0.027305 | 0.027991 | 0.029723 | 0.035077 | 0.041055 | 0.049427 | 0.055312 | 0.059189 | 0.062609 | 0.064476 | 0.065587 | 0.064494 | 0.05961 | 0.054576 | 0.05006 | 0.04375 | 0.042493 | 0.042062 | 0.038136 | 0.036092 | 0.036669
Portfolio Adjusted1-in-10Size: 20 kW to 199.99 kWSouth of Lugo2019May Monthly Peak | Portfolio Adjusted | 1-in-10 | Size: 20 kW to 199.99 kW | South of Lugo | 2019 | May Monthly Peak | 5 | 14.3286 | 13.699 | 13.2324 | 13.0836 | 13.5253 | 14.8837 | 16.8004 | 19.4002 | 23.4227 | 26.8441 | 29.4755 | 31.3419 | 32.2139 | 32.8384 | 32.8613 | 32.2877 | 31.011 | 28.5993 | 25.3884 | 23.7929 | 23.1535 | 21.0706 | 18.4224 | 15.9659 | 0 | 0 | 0 | 0 | 0 | 0 | 0 | 0 | 0 | 0 | 0 | 0 | 0 | 0 | 0.31327 | 0.31237 | 0.30791 | 0.21973 | 0 | 0 | 0 | 0 | 0 | 0 | 70.8102 | 69.6561 | 68.4801 | 68.168 | 67.8138 | 67.4542 | 67.5708 | 67.6136 | 70.8909 | 76.1743 | 80.7728 | 84.1419 | 85.5046 | 85.7212 | 86.5252 | 86.6818 | 86.6986 | 85.765 | 85.2475 | 82.8174 | 78.5602 | 73.9634 | 71.4146 | 69.0446 | 0.033031 | 0.034018 | 0.032208 | 0.027939 | 0.028724 | 0.030636 | 0.035669 | 0.04289 | 0.051718 | 0.057758 | 0.061337 | 0.064618 | 0.066492 | 0.067113 | 0.06571 | 0.060512 | 0.055284 | 0.05074 | 0.044574 | 0.042617 | 0.042989 | 0.038985 | 0.036748 | 0.037318
Portfolio Adjusted1-in-10Size: 20 kW to 199.99 kWSouth of Lugo2019June Monthly Peak | Portfolio Adjusted | 1-in-10 | Size: 20 kW to 199.99 kW | South of Lugo | 2019 | June Monthly Peak | 6 | 14.3205 | 13.6966 | 13.263 | 13.1109 | 13.5038 | 14.8353 | 16.874 | 19.4314 | 23.3208 | 26.6435 | 29.1726 | 30.9043 | 31.5221 | 32.1674 | 32.2776 | 31.7923 | 30.6606 | 28.3572 | 25.2693 | 23.345 | 22.7006 | 20.8968 | 18.2874 | 15.8432 | 0 | 0 | 0 | 0 | 0 | 0 | 0 | 0 | 0 | 0 | 0 | 0 | 0 | 0 | 0.30771 | 0.30757 | 0.30443 | 0.21787 | 0 | 0 | 0 | 0 | 0 | 0 | 65.6851 | 65.3182 | 65.4994 | 65.5217 | 64.4731 | 63.5087 | 62.9732 | 63.9993 | 66.5782 | 70.201 | 74.9256 | 79.1983 | 80.9666 | 80.932 | 81.6056 | 82.0937 | 83.3595 | 82.6435 | 82.5592 | 78.4577 | 73.9875 | 70.9471 | 69.1111 | 68.3743 | 0.033012 | 0.034012 | 0.032283 | 0.027998 | 0.028678 | 0.030536 | 0.035825 | 0.042959 | 0.051493 | 0.057326 | 0.060707 | 0.063716 | 0.065064 | 0.065741 | 0.064543 | 0.059583 | 0.05466 | 0.050311 | 0.044365 | 0.041815 | 0.042148 | 0.038663 | 0.036478 | 0.037031
Portfolio Adjusted1-in-10Size: 20 kW to 199.99 kWSouth of Lugo2019July Monthly Peak | Portfolio Adjusted | 1-in-10 | Size: 20 kW to 199.99 kW | South of Lugo | 2019 | July Monthly Peak | 7 | 15.0569 | 14.2247 | 13.7515 | 13.5801 | 14.0473 | 15.7213 | 17.8988 | 20.6235 | 24.6403 | 27.8544 | 30.477 | 32.1931 | 32.8065 | 33.5154 | 33.7013 | 33.3012 | 32.238 | 29.9784 | 26.7356 | 24.7148 | 24.0451 | 22.15 | 19.4857 | 16.9029 | 0 | 0 | 0 | 0 | 0 | 0 | 0 | 0 | 0 | 0 | 0 | 0 | 0 | 0 | 0.32128 | 0.32217 | 0.32009 | 0.23033 | 0 | 0 | 0 | 0 | 0 | 0 | 69.9997 | 68.7744 | 68.2272 | 67.8446 | 67.5172 | 67.2266 | 67.5775 | 68.4975 | 70.8572 | 74.9339 | 79.426 | 82.0088 | 80.7548 | 80.2015 | 82.6202 | 83.0508 | 82.4174 | 81.8388 | 80.6557 | 78.7763 | 75.552 | 72.9254 | 71.6633 | 70.9408 | 0.03471 | 0.035324 | 0.033472 | 0.029 | 0.029832 | 0.03236 | 0.038001 | 0.045594 | 0.054407 | 0.059932 | 0.063421 | 0.066373 | 0.067716 | 0.068496 | 0.067389 | 0.062411 | 0.057472 | 0.053187 | 0.046939 | 0.044269 | 0.044644 | 0.040982 | 0.038868 | 0.039508
Portfolio Adjusted1-in-10Size: 20 kW to 199.99 kWSouth of Lugo2019August Monthly Peak | Portfolio Adjusted | 1-in-10 | Size: 20 kW to 199.99 kW | South of Lugo | 2019 | August Monthly Peak | 8 | 15.4457 | 14.603 | 14.0958 | 13.9267 | 14.337 | 16.1887 | 18.6594 | 21.4576 | 25.8907 | 29.3381 | 32.3151 | 34.1027 | 34.7498 | 35.4456 | 35.6415 | 35.2822 | 34.1196 | 31.6678 | 28.0589 | 26.2104 | 25.1397 | 22.872 | 20.1783 | 17.3816 | 0 | 0 | 0 | 0 | 0 | 0 | 0 | 0 | 0 | 0 | 0 | 0 | 0 | 0 | 0.33978 | 0.34134 | 0.33877 | 0.24331 | 0 | 0 | 0 | 0 | 0 | 0 | 70.9944 | 70.3825 | 69.8883 | 69.4254 | 69.2198 | 69.4753 | 69.6053 | 69.8101 | 72.1363 | 76.1829 | 79.5294 | 83.3135 | 85.0732 | 86.0524 | 86.6107 | 88.4182 | 90.3811 | 92.1397 | 91.9864 | 87.9448 | 81.7794 | 78.0008 | 75.9984 | 73.7527 | 0.035606 | 0.036263 | 0.03431 | 0.02974 | 0.030448 | 0.033321 | 0.039616 | 0.047438 | 0.057168 | 0.063124 | 0.067246 | 0.07031 | 0.071727 | 0.072441 | 0.071269 | 0.066124 | 0.060826 | 0.056185 | 0.049263 | 0.046948 | 0.046677 | 0.042318 | 0.04025 | 0.040627
Portfolio Adjusted1-in-10Size: 20 kW to 199.99 kWSouth of Lugo2019September Monthly Peak | Portfolio Adjusted | 1-in-10 | Size: 20 kW to 199.99 kW | South of Lugo | 2019 | September Monthly Peak | 9 | 15.8717 | 15.0688 | 14.5503 | 14.3827 | 14.8507 | 16.7378 | 19.7116 | 22.2623 | 27.2998 | 30.895 | 33.64 | 35.5959 | 36.1312 | 36.77 | 36.7276 | 35.9997 | 34.4553 | 31.7086 | 27.862 | 26.6184 | 25.1073 | 22.9623 | 20.0944 | 17.4256 | 0 | 0 | 0 | 0 | 0 | 0 | 0 | 0 | 0 | 0 | 0 | 0 | 0 | 0 | 0.35013 | 0.34828 | 0.34211 | 0.24362 | 0 | 0 | 0 | 0 | 0 | 0 | 75.7762 | 75.1319 | 74.3899 | 73.5043 | 72.6795 | 72.3462 | 72.2957 | 72.5599 | 74.6682 | 78.7849 | 82.5677 | 86.5935 | 89.192 | 90.3696 | 90.076 | 90.4853 | 90.3939 | 89.7757 | 88.3227 | 84.3916 | 80.0201 | 76.873 | 74.6731 | 73.32 | 0.036588 | 0.03742 | 0.035416 | 0.030714 | 0.031539 | 0.034452 | 0.041849 | 0.049217 | 0.060279 | 0.066474 | 0.070003 | 0.073389 | 0.074578 | 0.075148 | 0.073441 | 0.067469 | 0.061425 | 0.056257 | 0.048917 | 0.047678 | 0.046616 | 0.042485 | 0.040083 | 0.04073
Portfolio Adjusted1-in-10Size: 20 kW to 199.99 kWSouth of Lugo2019October Monthly Peak | Portfolio Adjusted | 1-in-10 | Size: 20 kW to 199.99 kW | South of Lugo | 2019 | October Monthly Peak | 10 | 14.554 | 13.8496 | 13.376 | 13.1855 | 13.5864 | 15.1584 | 17.859 | 19.5715 | 23.4167 | 26.665 | 29.0811 | 30.9129 | 31.6666 | 32.5577 | 32.8204 | 32.2246 | 30.9514 | 28.3065 | 25.7553 | 24.3145 | 22.8657 | 20.9995 | 18.3083 | 16.0042 | 0 | 0 | 0 | 0 | 0 | 0 | 0 | 0 | 0 | 0 | 0 | 0 | 0 | 0 | 0.31288 | 0.31176 | 0.30732 | 0.21748 | 0 | 0 | 0 | 0 | 0 | 0 | 70.8298 | 69.8912 | 68.8215 | 67.7707 | 66.7242 | 66.4523 | 66.4892 | 66.4563 | 67.6737 | 70.7097 | 75.0434 | 79.9008 | 83.9881 | 85.7976 | 86.0102 | 86.0333 | 85.4754 | 84.5982 | 81.8548 | 77.9576 | 74.3889 | 72.248 | 70.6855 | 69.5847 | 0.03355 | 0.034392 | 0.032558 | 0.028157 | 0.028854 | 0.031201 | 0.037916 | 0.043268 | 0.051705 | 0.057373 | 0.060517 | 0.063734 | 0.065363 | 0.066539 | 0.065628 | 0.060393 | 0.055178 | 0.050221 | 0.045218 | 0.043552 | 0.042454 | 0.038853 | 0.03652 | 0.037408
Portfolio Adjusted1-in-10Size: 20 kW to 199.99 kWSouth of Lugo2019November Monthly Peak | Portfolio Adjusted | 1-in-10 | Size: 20 kW to 199.99 kW | South of Lugo | 2019 | November Monthly Peak | 11 | 13.6341 | 13.0262 | 12.669 | 12.6082 | 12.9548 | 14.601 | 16.4358 | 18.5623 | 22.2729 | 25.5498 | 27.8155 | 29.6124 | 30.4396 | 31.1419 | 31.0354 | 30.2692 | 28.794 | 27.3412 | 24.6064 | 22.8695 | 21.3901 | 19.3636 | 17.0051 | 14.99 | 0 | 0 | 0 | 0 | 0 | 0 | 0 | 0 | 0 | 0 | 0 | 0 | 0 | 0 | 0.29587 | 0.29284 | 0.28589 | 0.21006 | 0 | 0 | 0 | 0 | 0 | 0 | 68.6638 | 66.8664 | 66.1422 | 64.5805 | 63.8158 | 62.7615 | 62.1772 | 62.6984 | 65.6673 | 71.4981 | 78.2542 | 83.6639 | 85.7308 | 87.1795 | 87.6053 | 86.2204 | 84.0865 | 81.7205 | 79.3342 | 76.4377 | 74.552 | 72.8079 | 70.6929 | 69.1179 | 0.03143 | 0.032348 | 0.030837 | 0.026924 | 0.027512 | 0.030054 | 0.034895 | 0.041037 | 0.049179 | 0.054973 | 0.057883 | 0.061052 | 0.06283 | 0.063645 | 0.062059 | 0.056729 | 0.051332 | 0.048508 | 0.043201 | 0.040963 | 0.039715 | 0.035827 | 0.03392 | 0.035037
Portfolio Adjusted1-in-10Size: 20 kW to 199.99 kWSouth of Lugo2019December Monthly Peak | Portfolio Adjusted | 1-in-10 | Size: 20 kW to 199.99 kW | South of Lugo | 2019 | December Monthly Peak | 12 | 12.9857 | 12.5235 | 12.3178 | 12.4301 | 12.7615 | 14.5925 | 17.2071 | 18.6953 | 21.0417 | 22.0543 | 22.3144 | 22.3296 | 21.9931 | 22.1645 | 22.1569 | 21.6279 | 21.024 | 21.0415 | 20.1563 | 19.4263 | 18.6015 | 17.3024 | 15.7079 | 14.1342 | 0 | 0 | 0 | 0 | 0 | 0 | 0 | 0 | 0 | 0 | 0 | 0 | 0 | 0 | 0.21123 | 0.20924 | 0.20875 | 0.16166 | 0 | 0 | 0 | 0 | 0 | 0 | 48.1614 | 47.2375 | 46.8566 | 47.1304 | 47.6576 | 47.319 | 48.2721 | 48.3935 | 49.3296 | 50.8592 | 52.0664 | 53.4763 | 55.0006 | 54.6854 | 54.5947 | 54.3876 | 53.8224 | 52.4674 | 51.3655 | 49.4985 | 47.59 | 47.8444 | 47.7637 | 47.0172 | 0.029935 | 0.031099 | 0.029982 | 0.026544 | 0.027102 | 0.030036 | 0.036532 | 0.041331 | 0.046461 | 0.047452 | 0.046435 | 0.046037 | 0.045396 | 0.045298 | 0.044305 | 0.040534 | 0.03748 | 0.037332 | 0.035388 | 0.034796 | 0.034537 | 0.032013 | 0.031333 | 0.033037
Portfolio Adjusted1-in-10Size: 20 kW to 199.99 kWSouth of Lugo2019Typical Event Day | Portfolio Adjusted | 1-in-10 | Size: 20 kW to 199.99 kW | South of Lugo | 2019 | Typical Event Day | 8 | 15.2869 | 14.4545 | 13.9581 | 13.7939 | 14.1919 | 16.009 | 18.4259 | 21.1248 | 25.4187 | 28.7668 | 31.6683 | 33.4304 | 34.0781 | 34.7966 | 35.0295 | 34.6907 | 33.5783 | 31.1656 | 27.623 | 25.8221 | 24.7994 | 22.575 | 19.918 | 17.1677 | 0 | 0 | 0 | 0 | 0 | 0 | 0 | 0 | 0 | 0 | 0 | 0 | 0 | 0 | 0.33394 | 0.33561 | 0.3334 | 0.23945 | 0 | 0 | 0 | 0 | 0 | 0 | 70.6138 | 69.9018 | 69.5012 | 69.074 | 68.4724 | 68.1392 | 68.1129 | 68.7167 | 71.06 | 75.0257 | 79.1122 | 82.7785 | 83.9967 | 84.3889 | 85.2281 | 86.012 | 86.638 | 86.5994 | 85.881 | 82.3926 | 77.8348 | 74.6866 | 72.8615 | 71.597 | 0.03524 | 0.035895 | 0.033975 | 0.029456 | 0.03014 | 0.032952 | 0.03912 | 0.046702 | 0.056125 | 0.061895 | 0.0659 | 0.068924 | 0.07034 | 0.071115 | 0.070045 | 0.065015 | 0.059861 | 0.055294 | 0.048497 | 0.046252 | 0.046045 | 0.041768 | 0.039731 | 0.040128
Portfolio Adjusted1-in-10Size: 20 kW to 199.99 kWSouth of Lugo2020January Monthly Peak | Portfolio Adjusted | 1-in-10 | Size: 20 kW to 199.99 kW | South of Lugo | 2020 | January Monthly Peak | 1 | 13.1007 | 12.7992 | 12.637 | 12.6871 | 13.0171 | 14.669 | 17.3605 | 19.0696 | 21.1949 | 22.0362 | 22.3822 | 22.1215 | 21.5472 | 21.7033 | 21.6311 | 20.8741 | 20.0712 | 20.294 | 19.8563 | 19.1533 | 18.3345 | 17.0234 | 15.5084 | 13.9373 | 0 | 0 | 0 | 0 | 0 | 0 | 0 | 0 | 0 | 0 | 0 | 0 | 0 | 0 | 0.20621 | 0.20195 | 0.19929 | 0.15592 | 0 | 0 | 0 | 0 | 0 | 0 | 48.6203 | 47.7085 | 46.7043 | 46.3938 | 45.7862 | 45.9711 | 45.7356 | 45.4727 | 45.2812 | 48.3016 | 51.63 | 53.0752 | 54.7624 | 55.7953 | 55.6271 | 54.5039 | 52.9849 | 51.8304 | 50.349 | 48.5079 | 47.3096 | 46.3159 | 46.1274 | 45.6552 | 0.0302 | 0.031784 | 0.030759 | 0.027093 | 0.027645 | 0.030193 | 0.036858 | 0.042159 | 0.046799 | 0.047413 | 0.046577 | 0.045608 | 0.044475 | 0.044356 | 0.043254 | 0.039121 | 0.035782 | 0.036005 | 0.034861 | 0.034307 | 0.034041 | 0.031497 | 0.030935 | 0.032577
Portfolio Adjusted1-in-10Size: 20 kW to 199.99 kWSouth of Lugo2020February Monthly Peak | Portfolio Adjusted | 1-in-10 | Size: 20 kW to 199.99 kW | South of Lugo | 2020 | February Monthly Peak | 2 | 13.0444 | 12.5991 | 12.2968 | 12.2667 | 12.5496 | 13.8749 | 16.0029 | 17.4726 | 19.7098 | 21.3115 | 22.5552 | 23.3856 | 23.6911 | 24.347 | 24.4777 | 23.9185 | 22.9969 | 21.7218 | 20.8768 | 19.8293 | 18.8553 | 17.431 | 15.5894 | 13.879 | 0 | 0 | 0 | 0 | 0 | 0 | 0 | 0 | 0 | 0 | 0 | 0 | 0 | 0 | 0.23335 | 0.2314 | 0.22834 | 0.16689 | 0 | 0 | 0 | 0 | 0 | 0 | 54.4939 | 53.4935 | 52.3111 | 51.6248 | 51.8678 | 51.183 | 48.6733 | 51.3114 | 53.2832 | 55.7442 | 58.6251 | 59.4292 | 60.674 | 62.2153 | 63.1159 | 63.4531 | 62.6461 | 61.9887 | 60.6694 | 59.0052 | 57.4587 | 56.0901 | 55.429 | 53.9329 | 0.03007 | 0.031287 | 0.029931 | 0.026195 | 0.026652 | 0.028559 | 0.033976 | 0.038628 | 0.04352 | 0.045854 | 0.046936 | 0.048214 | 0.0489 | 0.049759 | 0.048946 | 0.044827 | 0.040998 | 0.038539 | 0.036653 | 0.035518 | 0.035008 | 0.032251 | 0.031096 | 0.03244
Portfolio Adjusted1-in-10Size: 20 kW to 199.99 kWSouth of Lugo2020March Monthly Peak | Portfolio Adjusted | 1-in-10 | Size: 20 kW to 199.99 kW | South of Lugo | 2020 | March Monthly Peak | 3 | 13.3172 | 12.8228 | 12.3941 | 12.2632 | 12.5853 | 13.7294 | 15.9869 | 17.3984 | 19.9906 | 22.4762 | 24.3136 | 25.7388 | 26.3646 | 27.2989 | 27.6619 | 27.2417 | 26.3978 | 24.5521 | 22.3823 | 21.534 | 20.4802 | 18.762 | 16.5898 | 14.5727 | 0 | 0 | 0 | 0 | 0 | 0 | 0 | 0 | 0 | 0 | 0 | 0 | 0 | 0 | 0.26371 | 0.26355 | 0.2621 | 0.18864 | 0 | 0 | 0 | 0 | 0 | 0 | 61.4642 | 59.899 | 58.8605 | 57.585 | 56.5972 | 55.6348 | 54.8893 | 54.6207 | 56.1592 | 59.9281 | 64.2076 | 68.4639 | 72.5055 | 73.8667 | 74.6043 | 74.1425 | 73.0617 | 71.4717 | 70.6819 | 69.1467 | 66.8062 | 64.2528 | 61.9033 | 60.1544 | 0.030699 | 0.031842 | 0.030168 | 0.026188 | 0.026727 | 0.028259 | 0.033942 | 0.038464 | 0.04414 | 0.04836 | 0.050596 | 0.053066 | 0.054419 | 0.055791 | 0.055313 | 0.051055 | 0.04706 | 0.04356 | 0.039296 | 0.038571 | 0.038025 | 0.034713 | 0.033092 | 0.034062
Portfolio Adjusted1-in-10Size: 20 kW to 199.99 kWSouth of Lugo2020April Monthly Peak | Portfolio Adjusted | 1-in-10 | Size: 20 kW to 199.99 kW | South of Lugo | 2020 | April Monthly Peak | 4 | 14.1142 | 13.4878 | 12.9689 | 12.7866 | 13.1802 | 14.4402 | 16.5219 | 18.5706 | 22.385 | 25.707 | 28.4431 | 30.3675 | 31.2372 | 32.0918 | 32.2531 | 31.8067 | 30.6137 | 28.2157 | 24.9194 | 23.7233 | 22.6545 | 20.6117 | 18.0937 | 15.6879 | 0 | 0 | 0 | 0 | 0 | 0 | 0 | 0 | 0 | 0 | 0 | 0 | 0 | 0 | 0.30747 | 0.30771 | 0.30396 | 0.21678 | 0 | 0 | 0 | 0 | 0 | 0 | 70.2366 | 69.2532 | 67.6769 | 66.0963 | 64.7401 | 63.8838 | 63.4959 | 63.576 | 66.2894 | 71.9069 | 77.2243 | 82.3192 | 85.3139 | 86.1566 | 85.2592 | 85.2006 | 85.1445 | 85.2123 | 83.8401 | 79.8078 | 75.0521 | 70.4282 | 68.1164 | 67.1315 | 0.032537 | 0.033494 | 0.031567 | 0.027305 | 0.027991 | 0.029723 | 0.035077 | 0.041055 | 0.049427 | 0.055312 | 0.059189 | 0.062609 | 0.064476 | 0.065587 | 0.064494 | 0.05961 | 0.054576 | 0.05006 | 0.04375 | 0.042493 | 0.042062 | 0.038136 | 0.036092 | 0.036669
Portfolio Adjusted1-in-10Size: 20 kW to 199.99 kWSouth of Lugo2020May Monthly Peak | Portfolio Adjusted | 1-in-10 | Size: 20 kW to 199.99 kW | South of Lugo | 2020 | May Monthly Peak | 5 | 14.3286 | 13.699 | 13.2324 | 13.0836 | 13.5253 | 14.8837 | 16.8004 | 19.4002 | 23.4227 | 26.8441 | 29.4755 | 31.3419 | 32.2139 | 32.8384 | 32.8613 | 32.2877 | 31.011 | 28.5993 | 25.3884 | 23.7929 | 23.1535 | 21.0706 | 18.4224 | 15.9659 | 0 | 0 | 0 | 0 | 0 | 0 | 0 | 0 | 0 | 0 | 0 | 0 | 0 | 0 | 0.31327 | 0.31237 | 0.30791 | 0.21973 | 0 | 0 | 0 | 0 | 0 | 0 | 70.8102 | 69.6561 | 68.4801 | 68.168 | 67.8138 | 67.4542 | 67.5708 | 67.6136 | 70.8909 | 76.1743 | 80.7728 | 84.1419 | 85.5046 | 85.7212 | 86.5252 | 86.6818 | 86.6986 | 85.765 | 85.2475 | 82.8174 | 78.5602 | 73.9634 | 71.4146 | 69.0446 | 0.033031 | 0.034018 | 0.032208 | 0.027939 | 0.028724 | 0.030636 | 0.035669 | 0.04289 | 0.051718 | 0.057758 | 0.061337 | 0.064618 | 0.066492 | 0.067113 | 0.06571 | 0.060512 | 0.055284 | 0.05074 | 0.044574 | 0.042617 | 0.042989 | 0.038985 | 0.036748 | 0.037318
Portfolio Adjusted1-in-10Size: 20 kW to 199.99 kWSouth of Lugo2020June Monthly Peak | Portfolio Adjusted | 1-in-10 | Size: 20 kW to 199.99 kW | South of Lugo | 2020 | June Monthly Peak | 6 | 14.3205 | 13.6966 | 13.263 | 13.1109 | 13.5038 | 14.8353 | 16.874 | 19.4314 | 23.3208 | 26.6435 | 29.1726 | 30.9043 | 31.5221 | 32.1674 | 32.2776 | 31.7923 | 30.6606 | 28.3572 | 25.2693 | 23.345 | 22.7006 | 20.8968 | 18.2874 | 15.8432 | 0 | 0 | 0 | 0 | 0 | 0 | 0 | 0 | 0 | 0 | 0 | 0 | 0 | 0 | 0.30771 | 0.30757 | 0.30443 | 0.21787 | 0 | 0 | 0 | 0 | 0 | 0 | 65.6851 | 65.3182 | 65.4994 | 65.5217 | 64.4731 | 63.5087 | 62.9732 | 63.9993 | 66.5782 | 70.201 | 74.9256 | 79.1983 | 80.9666 | 80.932 | 81.6056 | 82.0937 | 83.3595 | 82.6435 | 82.5592 | 78.4577 | 73.9875 | 70.9471 | 69.1111 | 68.3743 | 0.033012 | 0.034012 | 0.032283 | 0.027998 | 0.028678 | 0.030536 | 0.035825 | 0.042959 | 0.051493 | 0.057326 | 0.060707 | 0.063716 | 0.065064 | 0.065741 | 0.064543 | 0.059583 | 0.05466 | 0.050311 | 0.044365 | 0.041815 | 0.042148 | 0.038663 | 0.036478 | 0.037031
Portfolio Adjusted1-in-10Size: 20 kW to 199.99 kWSouth of Lugo2020July Monthly Peak | Portfolio Adjusted | 1-in-10 | Size: 20 kW to 199.99 kW | South of Lugo | 2020 | July Monthly Peak | 7 | 15.0569 | 14.2247 | 13.7515 | 13.5801 | 14.0473 | 15.7213 | 17.8988 | 20.6235 | 24.6403 | 27.8544 | 30.477 | 32.1931 | 32.8065 | 33.5154 | 33.7013 | 33.3012 | 32.238 | 29.9784 | 26.7356 | 24.7148 | 24.0451 | 22.15 | 19.4857 | 16.9029 | 0 | 0 | 0 | 0 | 0 | 0 | 0 | 0 | 0 | 0 | 0 | 0 | 0 | 0 | 0.32128 | 0.32217 | 0.32009 | 0.23033 | 0 | 0 | 0 | 0 | 0 | 0 | 69.9997 | 68.7744 | 68.2272 | 67.8446 | 67.5172 | 67.2266 | 67.5775 | 68.4975 | 70.8572 | 74.9339 | 79.426 | 82.0088 | 80.7548 | 80.2015 | 82.6202 | 83.0508 | 82.4174 | 81.8388 | 80.6557 | 78.7763 | 75.552 | 72.9254 | 71.6633 | 70.9408 | 0.03471 | 0.035324 | 0.033472 | 0.029 | 0.029832 | 0.03236 | 0.038001 | 0.045594 | 0.054407 | 0.059932 | 0.063421 | 0.066373 | 0.067716 | 0.068496 | 0.067389 | 0.062411 | 0.057472 | 0.053187 | 0.046939 | 0.044269 | 0.044644 | 0.040982 | 0.038868 | 0.039508
Portfolio Adjusted1-in-10Size: 20 kW to 199.99 kWSouth of Lugo2020August Monthly Peak | Portfolio Adjusted | 1-in-10 | Size: 20 kW to 199.99 kW | South of Lugo | 2020 | August Monthly Peak | 8 | 15.4457 | 14.603 | 14.0958 | 13.9267 | 14.337 | 16.1887 | 18.6594 | 21.4576 | 25.8907 | 29.3381 | 32.3151 | 34.1027 | 34.7498 | 35.4456 | 35.6415 | 35.2822 | 34.1196 | 31.6678 | 28.0589 | 26.2104 | 25.1397 | 22.872 | 20.1783 | 17.3816 | 0 | 0 | 0 | 0 | 0 | 0 | 0 | 0 | 0 | 0 | 0 | 0 | 0 | 0 | 0.33978 | 0.34134 | 0.33877 | 0.24331 | 0 | 0 | 0 | 0 | 0 | 0 | 70.9944 | 70.3825 | 69.8883 | 69.4254 | 69.2198 | 69.4753 | 69.6053 | 69.8101 | 72.1363 | 76.1829 | 79.5294 | 83.3135 | 85.0732 | 86.0524 | 86.6107 | 88.4182 | 90.3811 | 92.1397 | 91.9864 | 87.9448 | 81.7794 | 78.0008 | 75.9984 | 73.7527 | 0.035606 | 0.036263 | 0.03431 | 0.02974 | 0.030448 | 0.033321 | 0.039616 | 0.047438 | 0.057168 | 0.063124 | 0.067246 | 0.07031 | 0.071727 | 0.072441 | 0.071269 | 0.066124 | 0.060826 | 0.056185 | 0.049263 | 0.046948 | 0.046677 | 0.042318 | 0.04025 | 0.040627
Portfolio Adjusted1-in-10Size: 20 kW to 199.99 kWSouth of Lugo2020September Monthly Peak | Portfolio Adjusted | 1-in-10 | Size: 20 kW to 199.99 kW | South of Lugo | 2020 | September Monthly Peak | 9 | 15.8717 | 15.0688 | 14.5503 | 14.3827 | 14.8507 | 16.7378 | 19.7116 | 22.2623 | 27.2998 | 30.895 | 33.64 | 35.5959 | 36.1312 | 36.77 | 36.7276 | 35.9997 | 34.4553 | 31.7086 | 27.862 | 26.6184 | 25.1073 | 22.9623 | 20.0944 | 17.4256 | 0 | 0 | 0 | 0 | 0 | 0 | 0 | 0 | 0 | 0 | 0 | 0 | 0 | 0 | 0.35013 | 0.34828 | 0.34211 | 0.24362 | 0 | 0 | 0 | 0 | 0 | 0 | 75.7762 | 75.1319 | 74.3899 | 73.5043 | 72.6795 | 72.3462 | 72.2957 | 72.5599 | 74.6682 | 78.7849 | 82.5677 | 86.5935 | 89.192 | 90.3696 | 90.076 | 90.4853 | 90.3939 | 89.7757 | 88.3227 | 84.3916 | 80.0201 | 76.873 | 74.6731 | 73.32 | 0.036588 | 0.03742 | 0.035416 | 0.030714 | 0.031539 | 0.034452 | 0.041849 | 0.049217 | 0.060279 | 0.066474 | 0.070003 | 0.073389 | 0.074578 | 0.075148 | 0.073441 | 0.067469 | 0.061425 | 0.056257 | 0.048917 | 0.047678 | 0.046616 | 0.042485 | 0.040083 | 0.04073
Portfolio Adjusted1-in-10Size: 20 kW to 199.99 kWSouth of Lugo2020October Monthly Peak | Portfolio Adjusted | 1-in-10 | Size: 20 kW to 199.99 kW | South of Lugo | 2020 | October Monthly Peak | 10 | 14.554 | 13.8496 | 13.376 | 13.1855 | 13.5864 | 15.1584 | 17.859 | 19.5715 | 23.4167 | 26.665 | 29.0811 | 30.9129 | 31.6666 | 32.5577 | 32.8204 | 32.2246 | 30.9514 | 28.3065 | 25.7553 | 24.3145 | 22.8657 | 20.9995 | 18.3083 | 16.0042 | 0 | 0 | 0 | 0 | 0 | 0 | 0 | 0 | 0 | 0 | 0 | 0 | 0 | 0 | 0.31288 | 0.31176 | 0.30732 | 0.21748 | 0 | 0 | 0 | 0 | 0 | 0 | 70.8298 | 69.8912 | 68.8215 | 67.7707 | 66.7242 | 66.4523 | 66.4892 | 66.4563 | 67.6737 | 70.7097 | 75.0434 | 79.9008 | 83.9881 | 85.7976 | 86.0102 | 86.0333 | 85.4754 | 84.5982 | 81.8548 | 77.9576 | 74.3889 | 72.248 | 70.6855 | 69.5847 | 0.03355 | 0.034392 | 0.032558 | 0.028157 | 0.028854 | 0.031201 | 0.037916 | 0.043268 | 0.051705 | 0.057373 | 0.060517 | 0.063734 | 0.065363 | 0.066539 | 0.065628 | 0.060393 | 0.055178 | 0.050221 | 0.045218 | 0.043552 | 0.042454 | 0.038853 | 0.03652 | 0.037408
Portfolio Adjusted1-in-10Size: 20 kW to 199.99 kWSouth of Lugo2020November Monthly Peak | Portfolio Adjusted | 1-in-10 | Size: 20 kW to 199.99 kW | South of Lugo | 2020 | November Monthly Peak | 11 | 13.6341 | 13.0262 | 12.669 | 12.6082 | 12.9548 | 14.601 | 16.4358 | 18.5623 | 22.2729 | 25.5498 | 27.8155 | 29.6124 | 30.4396 | 31.1419 | 31.0354 | 30.2692 | 28.794 | 27.3412 | 24.6064 | 22.8695 | 21.3901 | 19.3636 | 17.0051 | 14.99 | 0 | 0 | 0 | 0 | 0 | 0 | 0 | 0 | 0 | 0 | 0 | 0 | 0 | 0 | 0.29587 | 0.29284 | 0.28589 | 0.21006 | 0 | 0 | 0 | 0 | 0 | 0 | 68.6638 | 66.8664 | 66.1422 | 64.5805 | 63.8158 | 62.7615 | 62.1772 | 62.6984 | 65.6673 | 71.4981 | 78.2542 | 83.6639 | 85.7308 | 87.1795 | 87.6053 | 86.2204 | 84.0865 | 81.7205 | 79.3342 | 76.4377 | 74.552 | 72.8079 | 70.6929 | 69.1179 | 0.03143 | 0.032348 | 0.030837 | 0.026924 | 0.027512 | 0.030054 | 0.034895 | 0.041037 | 0.049179 | 0.054973 | 0.057883 | 0.061052 | 0.06283 | 0.063645 | 0.062059 | 0.056729 | 0.051332 | 0.048508 | 0.043201 | 0.040963 | 0.039715 | 0.035827 | 0.03392 | 0.035037
Portfolio Adjusted1-in-10Size: 20 kW to 199.99 kWSouth of Lugo2020December Monthly Peak | Portfolio Adjusted | 1-in-10 | Size: 20 kW to 199.99 kW | South of Lugo | 2020 | December Monthly Peak | 12 | 12.9857 | 12.5235 | 12.3178 | 12.4301 | 12.7615 | 14.5925 | 17.2071 | 18.6953 | 21.0417 | 22.0543 | 22.3144 | 22.3296 | 21.9931 | 22.1645 | 22.1569 | 21.6279 | 21.024 | 21.0415 | 20.1563 | 19.4263 | 18.6015 | 17.3024 | 15.7079 | 14.1342 | 0 | 0 | 0 | 0 | 0 | 0 | 0 | 0 | 0 | 0 | 0 | 0 | 0 | 0 | 0.21123 | 0.20924 | 0.20875 | 0.16166 | 0 | 0 | 0 | 0 | 0 | 0 | 48.1614 | 47.2375 | 46.8566 | 47.1304 | 47.6576 | 47.319 | 48.2721 | 48.3935 | 49.3296 | 50.8592 | 52.0664 | 53.4763 | 55.0006 | 54.6854 | 54.5947 | 54.3876 | 53.8224 | 52.4674 | 51.3655 | 49.4985 | 47.59 | 47.8444 | 47.7637 | 47.0172 | 0.029935 | 0.031099 | 0.029982 | 0.026544 | 0.027102 | 0.030036 | 0.036532 | 0.041331 | 0.046461 | 0.047452 | 0.046435 | 0.046037 | 0.045396 | 0.045298 | 0.044305 | 0.040534 | 0.03748 | 0.037332 | 0.035388 | 0.034796 | 0.034537 | 0.032013 | 0.031333 | 0.033037
Portfolio Adjusted1-in-10Size: 20 kW to 199.99 kWSouth of Lugo2020Typical Event Day | Portfolio Adjusted | 1-in-10 | Size: 20 kW to 199.99 kW | South of Lugo | 2020 | Typical Event Day | 8 | 15.2869 | 14.4545 | 13.9581 | 13.7939 | 14.1919 | 16.009 | 18.4259 | 21.1248 | 25.4187 | 28.7668 | 31.6683 | 33.4304 | 34.0781 | 34.7966 | 35.0295 | 34.6907 | 33.5783 | 31.1656 | 27.623 | 25.8221 | 24.7994 | 22.575 | 19.918 | 17.1677 | 0 | 0 | 0 | 0 | 0 | 0 | 0 | 0 | 0 | 0 | 0 | 0 | 0 | 0 | 0.33394 | 0.33561 | 0.3334 | 0.23945 | 0 | 0 | 0 | 0 | 0 | 0 | 70.6138 | 69.9018 | 69.5012 | 69.074 | 68.4724 | 68.1392 | 68.1129 | 68.7167 | 71.06 | 75.0257 | 79.1122 | 82.7785 | 83.9967 | 84.3889 | 85.2281 | 86.012 | 86.638 | 86.5994 | 85.881 | 82.3926 | 77.8348 | 74.6866 | 72.8615 | 71.597 | 0.03524 | 0.035895 | 0.033975 | 0.029456 | 0.03014 | 0.032952 | 0.03912 | 0.046702 | 0.056125 | 0.061895 | 0.0659 | 0.068924 | 0.07034 | 0.071115 | 0.070045 | 0.065015 | 0.059861 | 0.055294 | 0.048497 | 0.046252 | 0.046045 | 0.041768 | 0.039731 | 0.040128
Portfolio Adjusted1-in-10Size: 20 kW to 199.99 kWSouth of Lugo2021January Monthly Peak | Portfolio Adjusted | 1-in-10 | Size: 20 kW to 199.99 kW | South of Lugo | 2021 | January Monthly Peak | 1 | 13.1007 | 12.7992 | 12.637 | 12.6871 | 13.0171 | 14.669 | 17.3605 | 19.0696 | 21.1949 | 22.0362 | 22.3822 | 22.1215 | 21.5472 | 21.7033 | 21.6311 | 20.8741 | 20.0712 | 20.294 | 19.8563 | 19.1533 | 18.3345 | 17.0234 | 15.5084 | 13.9373 | 0 | 0 | 0 | 0 | 0 | 0 | 0 | 0 | 0 | 0 | 0 | 0 | 0 | 0 | 0.20621 | 0.20195 | 0.19929 | 0.15592 | 0 | 0 | 0 | 0 | 0 | 0 | 48.6203 | 47.7085 | 46.7043 | 46.3938 | 45.7862 | 45.9711 | 45.7356 | 45.4727 | 45.2812 | 48.3016 | 51.63 | 53.0752 | 54.7624 | 55.7953 | 55.6271 | 54.5039 | 52.9849 | 51.8304 | 50.349 | 48.5079 | 47.3096 | 46.3159 | 46.1274 | 45.6552 | 0.0302 | 0.031784 | 0.030759 | 0.027093 | 0.027645 | 0.030193 | 0.036858 | 0.042159 | 0.046799 | 0.047413 | 0.046577 | 0.045608 | 0.044475 | 0.044356 | 0.043254 | 0.039121 | 0.035782 | 0.036005 | 0.034861 | 0.034307 | 0.034041 | 0.031497 | 0.030935 | 0.032577
Portfolio Adjusted1-in-10Size: 20 kW to 199.99 kWSouth of Lugo2021February Monthly Peak | Portfolio Adjusted | 1-in-10 | Size: 20 kW to 199.99 kW | South of Lugo | 2021 | February Monthly Peak | 2 | 13.0444 | 12.5991 | 12.2968 | 12.2667 | 12.5496 | 13.8749 | 16.0029 | 17.4726 | 19.7098 | 21.3115 | 22.5552 | 23.3856 | 23.6911 | 24.347 | 24.4777 | 23.9185 | 22.9969 | 21.7218 | 20.8768 | 19.8293 | 18.8553 | 17.431 | 15.5894 | 13.879 | 0 | 0 | 0 | 0 | 0 | 0 | 0 | 0 | 0 | 0 | 0 | 0 | 0 | 0 | 0.23335 | 0.2314 | 0.22834 | 0.16689 | 0 | 0 | 0 | 0 | 0 | 0 | 54.4939 | 53.4935 | 52.3111 | 51.6248 | 51.8678 | 51.183 | 48.6733 | 51.3114 | 53.2832 | 55.7442 | 58.6251 | 59.4292 | 60.674 | 62.2153 | 63.1159 | 63.4531 | 62.6461 | 61.9887 | 60.6694 | 59.0052 | 57.4587 | 56.0901 | 55.429 | 53.9329 | 0.03007 | 0.031287 | 0.029931 | 0.026195 | 0.026652 | 0.028559 | 0.033976 | 0.038628 | 0.04352 | 0.045854 | 0.046936 | 0.048214 | 0.0489 | 0.049759 | 0.048946 | 0.044827 | 0.040998 | 0.038539 | 0.036653 | 0.035518 | 0.035008 | 0.032251 | 0.031096 | 0.03244
Portfolio Adjusted1-in-10Size: 20 kW to 199.99 kWSouth of Lugo2021March Monthly Peak | Portfolio Adjusted | 1-in-10 | Size: 20 kW to 199.99 kW | South of Lugo | 2021 | March Monthly Peak | 3 | 13.3172 | 12.8228 | 12.3941 | 12.2632 | 12.5853 | 13.7294 | 15.9869 | 17.3984 | 19.9906 | 22.4762 | 24.3136 | 25.7388 | 26.3646 | 27.2989 | 27.6619 | 27.2417 | 26.3978 | 24.5521 | 22.3823 | 21.534 | 20.4802 | 18.762 | 16.5898 | 14.5727 | 0 | 0 | 0 | 0 | 0 | 0 | 0 | 0 | 0 | 0 | 0 | 0 | 0 | 0 | 0.26371 | 0.26355 | 0.2621 | 0.18864 | 0 | 0 | 0 | 0 | 0 | 0 | 61.4642 | 59.899 | 58.8605 | 57.585 | 56.5972 | 55.6348 | 54.8893 | 54.6207 | 56.1592 | 59.9281 | 64.2076 | 68.4639 | 72.5055 | 73.8667 | 74.6043 | 74.1425 | 73.0617 | 71.4717 | 70.6819 | 69.1467 | 66.8062 | 64.2528 | 61.9033 | 60.1544 | 0.030699 | 0.031842 | 0.030168 | 0.026188 | 0.026727 | 0.028259 | 0.033942 | 0.038464 | 0.04414 | 0.04836 | 0.050596 | 0.053066 | 0.054419 | 0.055791 | 0.055313 | 0.051055 | 0.04706 | 0.04356 | 0.039296 | 0.038571 | 0.038025 | 0.034713 | 0.033092 | 0.034062
Portfolio Adjusted1-in-10Size: 20 kW to 199.99 kWSouth of Lugo2021April Monthly Peak | Portfolio Adjusted | 1-in-10 | Size: 20 kW to 199.99 kW | South of Lugo | 2021 | April Monthly Peak | 4 | 14.1142 | 13.4878 | 12.9689 | 12.7866 | 13.1802 | 14.4402 | 16.5219 | 18.5706 | 22.385 | 25.707 | 28.4431 | 30.3675 | 31.2372 | 32.0918 | 32.2531 | 31.8067 | 30.6137 | 28.2157 | 24.9194 | 23.7233 | 22.6545 | 20.6117 | 18.0937 | 15.6879 | 0 | 0 | 0 | 0 | 0 | 0 | 0 | 0 | 0 | 0 | 0 | 0 | 0 | 0 | 0.30747 | 0.30771 | 0.30396 | 0.21678 | 0 | 0 | 0 | 0 | 0 | 0 | 70.2366 | 69.2532 | 67.6769 | 66.0963 | 64.7401 | 63.8838 | 63.4959 | 63.576 | 66.2894 | 71.9069 | 77.2243 | 82.3192 | 85.3139 | 86.1566 | 85.2592 | 85.2006 | 85.1445 | 85.2123 | 83.8401 | 79.8078 | 75.0521 | 70.4282 | 68.1164 | 67.1315 | 0.032537 | 0.033494 | 0.031567 | 0.027305 | 0.027991 | 0.029723 | 0.035077 | 0.041055 | 0.049427 | 0.055312 | 0.059189 | 0.062609 | 0.064476 | 0.065587 | 0.064494 | 0.05961 | 0.054576 | 0.05006 | 0.04375 | 0.042493 | 0.042062 | 0.038136 | 0.036092 | 0.036669
Portfolio Adjusted1-in-10Size: 20 kW to 199.99 kWSouth of Lugo2021May Monthly Peak | Portfolio Adjusted | 1-in-10 | Size: 20 kW to 199.99 kW | South of Lugo | 2021 | May Monthly Peak | 5 | 14.3286 | 13.699 | 13.2324 | 13.0836 | 13.5253 | 14.8837 | 16.8004 | 19.4002 | 23.4227 | 26.8441 | 29.4755 | 31.3419 | 32.2139 | 32.8384 | 32.8613 | 32.2877 | 31.011 | 28.5993 | 25.3884 | 23.7929 | 23.1535 | 21.0706 | 18.4224 | 15.9659 | 0 | 0 | 0 | 0 | 0 | 0 | 0 | 0 | 0 | 0 | 0 | 0 | 0 | 0 | 0.31327 | 0.31237 | 0.30791 | 0.21973 | 0 | 0 | 0 | 0 | 0 | 0 | 70.8102 | 69.6561 | 68.4801 | 68.168 | 67.8138 | 67.4542 | 67.5708 | 67.6136 | 70.8909 | 76.1743 | 80.7728 | 84.1419 | 85.5046 | 85.7212 | 86.5252 | 86.6818 | 86.6986 | 85.765 | 85.2475 | 82.8174 | 78.5602 | 73.9634 | 71.4146 | 69.0446 | 0.033031 | 0.034018 | 0.032208 | 0.027939 | 0.028724 | 0.030636 | 0.035669 | 0.04289 | 0.051718 | 0.057758 | 0.061337 | 0.064618 | 0.066492 | 0.067113 | 0.06571 | 0.060512 | 0.055284 | 0.05074 | 0.044574 | 0.042617 | 0.042989 | 0.038985 | 0.036748 | 0.037318
Portfolio Adjusted1-in-10Size: 20 kW to 199.99 kWSouth of Lugo2021June Monthly Peak | Portfolio Adjusted | 1-in-10 | Size: 20 kW to 199.99 kW | South of Lugo | 2021 | June Monthly Peak | 6 | 14.3205 | 13.6966 | 13.263 | 13.1109 | 13.5038 | 14.8353 | 16.874 | 19.4314 | 23.3208 | 26.6435 | 29.1726 | 30.9043 | 31.5221 | 32.1674 | 32.2776 | 31.7923 | 30.6606 | 28.3572 | 25.2693 | 23.345 | 22.7006 | 20.8968 | 18.2874 | 15.8432 | 0 | 0 | 0 | 0 | 0 | 0 | 0 | 0 | 0 | 0 | 0 | 0 | 0 | 0 | 0.30771 | 0.30757 | 0.30443 | 0.21787 | 0 | 0 | 0 | 0 | 0 | 0 | 65.6851 | 65.3182 | 65.4994 | 65.5217 | 64.4731 | 63.5087 | 62.9732 | 63.9993 | 66.5782 | 70.201 | 74.9256 | 79.1983 | 80.9666 | 80.932 | 81.6056 | 82.0937 | 83.3595 | 82.6435 | 82.5592 | 78.4577 | 73.9875 | 70.9471 | 69.1111 | 68.3743 | 0.033012 | 0.034012 | 0.032283 | 0.027998 | 0.028678 | 0.030536 | 0.035825 | 0.042959 | 0.051493 | 0.057326 | 0.060707 | 0.063716 | 0.065064 | 0.065741 | 0.064543 | 0.059583 | 0.05466 | 0.050311 | 0.044365 | 0.041815 | 0.042148 | 0.038663 | 0.036478 | 0.037031
Portfolio Adjusted1-in-10Size: 20 kW to 199.99 kWSouth of Lugo2021July Monthly Peak | Portfolio Adjusted | 1-in-10 | Size: 20 kW to 199.99 kW | South of Lugo | 2021 | July Monthly Peak | 7 | 15.0569 | 14.2247 | 13.7515 | 13.5801 | 14.0473 | 15.7213 | 17.8988 | 20.6235 | 24.6403 | 27.8544 | 30.477 | 32.1931 | 32.8065 | 33.5154 | 33.7013 | 33.3012 | 32.238 | 29.9784 | 26.7356 | 24.7148 | 24.0451 | 22.15 | 19.4857 | 16.9029 | 0 | 0 | 0 | 0 | 0 | 0 | 0 | 0 | 0 | 0 | 0 | 0 | 0 | 0 | 0.32128 | 0.32217 | 0.32009 | 0.23033 | 0 | 0 | 0 | 0 | 0 | 0 | 69.9997 | 68.7744 | 68.2272 | 67.8446 | 67.5172 | 67.2266 | 67.5775 | 68.4975 | 70.8572 | 74.9339 | 79.426 | 82.0088 | 80.7548 | 80.2015 | 82.6202 | 83.0508 | 82.4174 | 81.8388 | 80.6557 | 78.7763 | 75.552 | 72.9254 | 71.6633 | 70.9408 | 0.03471 | 0.035324 | 0.033472 | 0.029 | 0.029832 | 0.03236 | 0.038001 | 0.045594 | 0.054407 | 0.059932 | 0.063421 | 0.066373 | 0.067716 | 0.068496 | 0.067389 | 0.062411 | 0.057472 | 0.053187 | 0.046939 | 0.044269 | 0.044644 | 0.040982 | 0.038868 | 0.039508
Portfolio Adjusted1-in-10Size: 20 kW to 199.99 kWSouth of Lugo2021August Monthly Peak | Portfolio Adjusted | 1-in-10 | Size: 20 kW to 199.99 kW | South of Lugo | 2021 | August Monthly Peak | 8 | 15.4457 | 14.603 | 14.0958 | 13.9267 | 14.337 | 16.1887 | 18.6594 | 21.4576 | 25.8907 | 29.3381 | 32.3151 | 34.1027 | 34.7498 | 35.4456 | 35.6415 | 35.2822 | 34.1196 | 31.6678 | 28.0589 | 26.2104 | 25.1397 | 22.872 | 20.1783 | 17.3816 | 0 | 0 | 0 | 0 | 0 | 0 | 0 | 0 | 0 | 0 | 0 | 0 | 0 | 0 | 0.33978 | 0.34134 | 0.33877 | 0.24331 | 0 | 0 | 0 | 0 | 0 | 0 | 70.9944 | 70.3825 | 69.8883 | 69.4254 | 69.2198 | 69.4753 | 69.6053 | 69.8101 | 72.1363 | 76.1829 | 79.5294 | 83.3135 | 85.0732 | 86.0524 | 86.6107 | 88.4182 | 90.3811 | 92.1397 | 91.9864 | 87.9448 | 81.7794 | 78.0008 | 75.9984 | 73.7527 | 0.035606 | 0.036263 | 0.03431 | 0.02974 | 0.030448 | 0.033321 | 0.039616 | 0.047438 | 0.057168 | 0.063124 | 0.067246 | 0.07031 | 0.071727 | 0.072441 | 0.071269 | 0.066124 | 0.060826 | 0.056185 | 0.049263 | 0.046948 | 0.046677 | 0.042318 | 0.04025 | 0.040627
Portfolio Adjusted1-in-10Size: 20 kW to 199.99 kWSouth of Lugo2021September Monthly Peak | Portfolio Adjusted | 1-in-10 | Size: 20 kW to 199.99 kW | South of Lugo | 2021 | September Monthly Peak | 9 | 15.8717 | 15.0688 | 14.5503 | 14.3827 | 14.8507 | 16.7378 | 19.7116 | 22.2623 | 27.2998 | 30.895 | 33.64 | 35.5959 | 36.1312 | 36.77 | 36.7276 | 35.9997 | 34.4553 | 31.7086 | 27.862 | 26.6184 | 25.1073 | 22.9623 | 20.0944 | 17.4256 | 0 | 0 | 0 | 0 | 0 | 0 | 0 | 0 | 0 | 0 | 0 | 0 | 0 | 0 | 0.35013 | 0.34828 | 0.34211 | 0.24362 | 0 | 0 | 0 | 0 | 0 | 0 | 75.7762 | 75.1319 | 74.3899 | 73.5043 | 72.6795 | 72.3462 | 72.2957 | 72.5599 | 74.6682 | 78.7849 | 82.5677 | 86.5935 | 89.192 | 90.3696 | 90.076 | 90.4853 | 90.3939 | 89.7757 | 88.3227 | 84.3916 | 80.0201 | 76.873 | 74.6731 | 73.32 | 0.036588 | 0.03742 | 0.035416 | 0.030714 | 0.031539 | 0.034452 | 0.041849 | 0.049217 | 0.060279 | 0.066474 | 0.070003 | 0.073389 | 0.074578 | 0.075148 | 0.073441 | 0.067469 | 0.061425 | 0.056257 | 0.048917 | 0.047678 | 0.046616 | 0.042485 | 0.040083 | 0.04073
Portfolio Adjusted1-in-10Size: 20 kW to 199.99 kWSouth of Lugo2021October Monthly Peak | Portfolio Adjusted | 1-in-10 | Size: 20 kW to 199.99 kW | South of Lugo | 2021 | October Monthly Peak | 10 | 14.554 | 13.8496 | 13.376 | 13.1855 | 13.5864 | 15.1584 | 17.859 | 19.5715 | 23.4167 | 26.665 | 29.0811 | 30.9129 | 31.6666 | 32.5577 | 32.8204 | 32.2246 | 30.9514 | 28.3065 | 25.7553 | 24.3145 | 22.8657 | 20.9995 | 18.3083 | 16.0042 | 0 | 0 | 0 | 0 | 0 | 0 | 0 | 0 | 0 | 0 | 0 | 0 | 0 | 0 | 0.31288 | 0.31176 | 0.30732 | 0.21748 | 0 | 0 | 0 | 0 | 0 | 0 | 70.8298 | 69.8912 | 68.8215 | 67.7707 | 66.7242 | 66.4523 | 66.4892 | 66.4563 | 67.6737 | 70.7097 | 75.0434 | 79.9008 | 83.9881 | 85.7976 | 86.0102 | 86.0333 | 85.4754 | 84.5982 | 81.8548 | 77.9576 | 74.3889 | 72.248 | 70.6855 | 69.5847 | 0.03355 | 0.034392 | 0.032558 | 0.028157 | 0.028854 | 0.031201 | 0.037916 | 0.043268 | 0.051705 | 0.057373 | 0.060517 | 0.063734 | 0.065363 | 0.066539 | 0.065628 | 0.060393 | 0.055178 | 0.050221 | 0.045218 | 0.043552 | 0.042454 | 0.038853 | 0.03652 | 0.037408
Portfolio Adjusted1-in-10Size: 20 kW to 199.99 kWSouth of Lugo2021November Monthly Peak | Portfolio Adjusted | 1-in-10 | Size: 20 kW to 199.99 kW | South of Lugo | 2021 | November Monthly Peak | 11 | 13.6341 | 13.0262 | 12.669 | 12.6082 | 12.9548 | 14.601 | 16.4358 | 18.5623 | 22.2729 | 25.5498 | 27.8155 | 29.6124 | 30.4396 | 31.1419 | 31.0354 | 30.2692 | 28.794 | 27.3412 | 24.6064 | 22.8695 | 21.3901 | 19.3636 | 17.0051 | 14.99 | 0 | 0 | 0 | 0 | 0 | 0 | 0 | 0 | 0 | 0 | 0 | 0 | 0 | 0 | 0.29587 | 0.29284 | 0.28589 | 0.21006 | 0 | 0 | 0 | 0 | 0 | 0 | 68.6638 | 66.8664 | 66.1422 | 64.5805 | 63.8158 | 62.7615 | 62.1772 | 62.6984 | 65.6673 | 71.4981 | 78.2542 | 83.6639 | 85.7308 | 87.1795 | 87.6053 | 86.2204 | 84.0865 | 81.7205 | 79.3342 | 76.4377 | 74.552 | 72.8079 | 70.6929 | 69.1179 | 0.03143 | 0.032348 | 0.030837 | 0.026924 | 0.027512 | 0.030054 | 0.034895 | 0.041037 | 0.049179 | 0.054973 | 0.057883 | 0.061052 | 0.06283 | 0.063645 | 0.062059 | 0.056729 | 0.051332 | 0.048508 | 0.043201 | 0.040963 | 0.039715 | 0.035827 | 0.03392 | 0.035037
Portfolio Adjusted1-in-10Size: 20 kW to 199.99 kWSouth of Lugo2021December Monthly Peak | Portfolio Adjusted | 1-in-10 | Size: 20 kW to 199.99 kW | South of Lugo | 2021 | December Monthly Peak | 12 | 12.9857 | 12.5235 | 12.3178 | 12.4301 | 12.7615 | 14.5925 | 17.2071 | 18.6953 | 21.0417 | 22.0543 | 22.3144 | 22.3296 | 21.9931 | 22.1645 | 22.1569 | 21.6279 | 21.024 | 21.0415 | 20.1563 | 19.4263 | 18.6015 | 17.3024 | 15.7079 | 14.1342 | 0 | 0 | 0 | 0 | 0 | 0 | 0 | 0 | 0 | 0 | 0 | 0 | 0 | 0 | 0.21123 | 0.20924 | 0.20875 | 0.16166 | 0 | 0 | 0 | 0 | 0 | 0 | 48.1614 | 47.2375 | 46.8566 | 47.1304 | 47.6576 | 47.319 | 48.2721 | 48.3935 | 49.3296 | 50.8592 | 52.0664 | 53.4763 | 55.0006 | 54.6854 | 54.5947 | 54.3876 | 53.8224 | 52.4674 | 51.3655 | 49.4985 | 47.59 | 47.8444 | 47.7637 | 47.0172 | 0.029935 | 0.031099 | 0.029982 | 0.026544 | 0.027102 | 0.030036 | 0.036532 | 0.041331 | 0.046461 | 0.047452 | 0.046435 | 0.046037 | 0.045396 | 0.045298 | 0.044305 | 0.040534 | 0.03748 | 0.037332 | 0.035388 | 0.034796 | 0.034537 | 0.032013 | 0.031333 | 0.033037
Portfolio Adjusted1-in-10Size: 20 kW to 199.99 kWSouth of Lugo2021Typical Event Day | Portfolio Adjusted | 1-in-10 | Size: 20 kW to 199.99 kW | South of Lugo | 2021 | Typical Event Day | 8 | 15.2869 | 14.4545 | 13.9581 | 13.7939 | 14.1919 | 16.009 | 18.4259 | 21.1248 | 25.4187 | 28.7668 | 31.6683 | 33.4304 | 34.0781 | 34.7966 | 35.0295 | 34.6907 | 33.5783 | 31.1656 | 27.623 | 25.8221 | 24.7994 | 22.575 | 19.918 | 17.1677 | 0 | 0 | 0 | 0 | 0 | 0 | 0 | 0 | 0 | 0 | 0 | 0 | 0 | 0 | 0.33394 | 0.33561 | 0.3334 | 0.23945 | 0 | 0 | 0 | 0 | 0 | 0 | 70.6138 | 69.9018 | 69.5012 | 69.074 | 68.4724 | 68.1392 | 68.1129 | 68.7167 | 71.06 | 75.0257 | 79.1122 | 82.7785 | 83.9967 | 84.3889 | 85.2281 | 86.012 | 86.638 | 86.5994 | 85.881 | 82.3926 | 77.8348 | 74.6866 | 72.8615 | 71.597 | 0.03524 | 0.035895 | 0.033975 | 0.029456 | 0.03014 | 0.032952 | 0.03912 | 0.046702 | 0.056125 | 0.061895 | 0.0659 | 0.068924 | 0.07034 | 0.071115 | 0.070045 | 0.065015 | 0.059861 | 0.055294 | 0.048497 | 0.046252 | 0.046045 | 0.041768 | 0.039731 | 0.040128
Portfolio Adjusted1-in-10Size: 20 kW to 199.99 kWSouth of Lugo2022January Monthly Peak | Portfolio Adjusted | 1-in-10 | Size: 20 kW to 199.99 kW | South of Lugo | 2022 | January Monthly Peak | 1 | 13.1007 | 12.7992 | 12.637 | 12.6871 | 13.0171 | 14.669 | 17.3605 | 19.0696 | 21.1949 | 22.0362 | 22.3822 | 22.1215 | 21.5472 | 21.7033 | 21.6311 | 20.8741 | 20.0712 | 20.294 | 19.8563 | 19.1533 | 18.3345 | 17.0234 | 15.5084 | 13.9373 | 0 | 0 | 0 | 0 | 0 | 0 | 0 | 0 | 0 | 0 | 0 | 0 | 0 | 0 | 0.20621 | 0.20195 | 0.19929 | 0.15592 | 0 | 0 | 0 | 0 | 0 | 0 | 48.6203 | 47.7085 | 46.7043 | 46.3938 | 45.7862 | 45.9711 | 45.7356 | 45.4727 | 45.2812 | 48.3016 | 51.63 | 53.0752 | 54.7624 | 55.7953 | 55.6271 | 54.5039 | 52.9849 | 51.8304 | 50.349 | 48.5079 | 47.3096 | 46.3159 | 46.1274 | 45.6552 | 0.0302 | 0.031784 | 0.030759 | 0.027093 | 0.027645 | 0.030193 | 0.036858 | 0.042159 | 0.046799 | 0.047413 | 0.046577 | 0.045608 | 0.044475 | 0.044356 | 0.043254 | 0.039121 | 0.035782 | 0.036005 | 0.034861 | 0.034307 | 0.034041 | 0.031497 | 0.030935 | 0.032577
Portfolio Adjusted1-in-10Size: 20 kW to 199.99 kWSouth of Lugo2022February Monthly Peak | Portfolio Adjusted | 1-in-10 | Size: 20 kW to 199.99 kW | South of Lugo | 2022 | February Monthly Peak | 2 | 13.0444 | 12.5991 | 12.2968 | 12.2667 | 12.5496 | 13.8749 | 16.0029 | 17.4726 | 19.7098 | 21.3115 | 22.5552 | 23.3856 | 23.6911 | 24.347 | 24.4777 | 23.9185 | 22.9969 | 21.7218 | 20.8768 | 19.8293 | 18.8553 | 17.431 | 15.5894 | 13.879 | 0 | 0 | 0 | 0 | 0 | 0 | 0 | 0 | 0 | 0 | 0 | 0 | 0 | 0 | 0.23335 | 0.2314 | 0.22834 | 0.16689 | 0 | 0 | 0 | 0 | 0 | 0 | 54.4939 | 53.4935 | 52.3111 | 51.6248 | 51.8678 | 51.183 | 48.6733 | 51.3114 | 53.2832 | 55.7442 | 58.6251 | 59.4292 | 60.674 | 62.2153 | 63.1159 | 63.4531 | 62.6461 | 61.9887 | 60.6694 | 59.0052 | 57.4587 | 56.0901 | 55.429 | 53.9329 | 0.03007 | 0.031287 | 0.029931 | 0.026195 | 0.026652 | 0.028559 | 0.033976 | 0.038628 | 0.04352 | 0.045854 | 0.046936 | 0.048214 | 0.0489 | 0.049759 | 0.048946 | 0.044827 | 0.040998 | 0.038539 | 0.036653 | 0.035518 | 0.035008 | 0.032251 | 0.031096 | 0.03244
Portfolio Adjusted1-in-10Size: 20 kW to 199.99 kWSouth of Lugo2022March Monthly Peak | Portfolio Adjusted | 1-in-10 | Size: 20 kW to 199.99 kW | South of Lugo | 2022 | March Monthly Peak | 3 | 13.3172 | 12.8228 | 12.3941 | 12.2632 | 12.5853 | 13.7294 | 15.9869 | 17.3984 | 19.9906 | 22.4762 | 24.3136 | 25.7388 | 26.3646 | 27.2989 | 27.6619 | 27.2417 | 26.3978 | 24.5521 | 22.3823 | 21.534 | 20.4802 | 18.762 | 16.5898 | 14.5727 | 0 | 0 | 0 | 0 | 0 | 0 | 0 | 0 | 0 | 0 | 0 | 0 | 0 | 0 | 0.26371 | 0.26355 | 0.2621 | 0.18864 | 0 | 0 | 0 | 0 | 0 | 0 | 61.4642 | 59.899 | 58.8605 | 57.585 | 56.5972 | 55.6348 | 54.8893 | 54.6207 | 56.1592 | 59.9281 | 64.2076 | 68.4639 | 72.5055 | 73.8667 | 74.6043 | 74.1425 | 73.0617 | 71.4717 | 70.6819 | 69.1467 | 66.8062 | 64.2528 | 61.9033 | 60.1544 | 0.030699 | 0.031842 | 0.030168 | 0.026188 | 0.026727 | 0.028259 | 0.033942 | 0.038464 | 0.04414 | 0.04836 | 0.050596 | 0.053066 | 0.054419 | 0.055791 | 0.055313 | 0.051055 | 0.04706 | 0.04356 | 0.039296 | 0.038571 | 0.038025 | 0.034713 | 0.033092 | 0.034062
Portfolio Adjusted1-in-10Size: 20 kW to 199.99 kWSouth of Lugo2022April Monthly Peak | Portfolio Adjusted | 1-in-10 | Size: 20 kW to 199.99 kW | South of Lugo | 2022 | April Monthly Peak | 4 | 14.1142 | 13.4878 | 12.9689 | 12.7866 | 13.1802 | 14.4402 | 16.5219 | 18.5706 | 22.385 | 25.707 | 28.4431 | 30.3675 | 31.2372 | 32.0918 | 32.2531 | 31.8067 | 30.6137 | 28.2157 | 24.9194 | 23.7233 | 22.6545 | 20.6117 | 18.0937 | 15.6879 | 0 | 0 | 0 | 0 | 0 | 0 | 0 | 0 | 0 | 0 | 0 | 0 | 0 | 0 | 0.30747 | 0.30771 | 0.30396 | 0.21678 | 0 | 0 | 0 | 0 | 0 | 0 | 70.2366 | 69.2532 | 67.6769 | 66.0963 | 64.7401 | 63.8838 | 63.4959 | 63.576 | 66.2894 | 71.9069 | 77.2243 | 82.3192 | 85.3139 | 86.1566 | 85.2592 | 85.2006 | 85.1445 | 85.2123 | 83.8401 | 79.8078 | 75.0521 | 70.4282 | 68.1164 | 67.1315 | 0.032537 | 0.033494 | 0.031567 | 0.027305 | 0.027991 | 0.029723 | 0.035077 | 0.041055 | 0.049427 | 0.055312 | 0.059189 | 0.062609 | 0.064476 | 0.065587 | 0.064494 | 0.05961 | 0.054576 | 0.05006 | 0.04375 | 0.042493 | 0.042062 | 0.038136 | 0.036092 | 0.036669
Portfolio Adjusted1-in-10Size: 20 kW to 199.99 kWSouth of Lugo2022May Monthly Peak | Portfolio Adjusted | 1-in-10 | Size: 20 kW to 199.99 kW | South of Lugo | 2022 | May Monthly Peak | 5 | 14.3286 | 13.699 | 13.2324 | 13.0836 | 13.5253 | 14.8837 | 16.8004 | 19.4002 | 23.4227 | 26.8441 | 29.4755 | 31.3419 | 32.2139 | 32.8384 | 32.8613 | 32.2877 | 31.011 | 28.5993 | 25.3884 | 23.7929 | 23.1535 | 21.0706 | 18.4224 | 15.9659 | 0 | 0 | 0 | 0 | 0 | 0 | 0 | 0 | 0 | 0 | 0 | 0 | 0 | 0 | 0.31327 | 0.31237 | 0.30791 | 0.21973 | 0 | 0 | 0 | 0 | 0 | 0 | 70.8102 | 69.6561 | 68.4801 | 68.168 | 67.8138 | 67.4542 | 67.5708 | 67.6136 | 70.8909 | 76.1743 | 80.7728 | 84.1419 | 85.5046 | 85.7212 | 86.5252 | 86.6818 | 86.6986 | 85.765 | 85.2475 | 82.8174 | 78.5602 | 73.9634 | 71.4146 | 69.0446 | 0.033031 | 0.034018 | 0.032208 | 0.027939 | 0.028724 | 0.030636 | 0.035669 | 0.04289 | 0.051718 | 0.057758 | 0.061337 | 0.064618 | 0.066492 | 0.067113 | 0.06571 | 0.060512 | 0.055284 | 0.05074 | 0.044574 | 0.042617 | 0.042989 | 0.038985 | 0.036748 | 0.037318
Portfolio Adjusted1-in-10Size: 20 kW to 199.99 kWSouth of Lugo2022June Monthly Peak | Portfolio Adjusted | 1-in-10 | Size: 20 kW to 199.99 kW | South of Lugo | 2022 | June Monthly Peak | 6 | 14.3205 | 13.6966 | 13.263 | 13.1109 | 13.5038 | 14.8353 | 16.874 | 19.4314 | 23.3208 | 26.6435 | 29.1726 | 30.9043 | 31.5221 | 32.1674 | 32.2776 | 31.7923 | 30.6606 | 28.3572 | 25.2693 | 23.345 | 22.7006 | 20.8968 | 18.2874 | 15.8432 | 0 | 0 | 0 | 0 | 0 | 0 | 0 | 0 | 0 | 0 | 0 | 0 | 0 | 0 | 0.30771 | 0.30757 | 0.30443 | 0.21787 | 0 | 0 | 0 | 0 | 0 | 0 | 65.6851 | 65.3182 | 65.4994 | 65.5217 | 64.4731 | 63.5087 | 62.9732 | 63.9993 | 66.5782 | 70.201 | 74.9256 | 79.1983 | 80.9666 | 80.932 | 81.6056 | 82.0937 | 83.3595 | 82.6435 | 82.5592 | 78.4577 | 73.9875 | 70.9471 | 69.1111 | 68.3743 | 0.033012 | 0.034012 | 0.032283 | 0.027998 | 0.028678 | 0.030536 | 0.035825 | 0.042959 | 0.051493 | 0.057326 | 0.060707 | 0.063716 | 0.065064 | 0.065741 | 0.064543 | 0.059583 | 0.05466 | 0.050311 | 0.044365 | 0.041815 | 0.042148 | 0.038663 | 0.036478 | 0.037031
Portfolio Adjusted1-in-10Size: 20 kW to 199.99 kWSouth of Lugo2022July Monthly Peak | Portfolio Adjusted | 1-in-10 | Size: 20 kW to 199.99 kW | South of Lugo | 2022 | July Monthly Peak | 7 | 15.0569 | 14.2247 | 13.7515 | 13.5801 | 14.0473 | 15.7213 | 17.8988 | 20.6235 | 24.6403 | 27.8544 | 30.477 | 32.1931 | 32.8065 | 33.5154 | 33.7013 | 33.3012 | 32.238 | 29.9784 | 26.7356 | 24.7148 | 24.0451 | 22.15 | 19.4857 | 16.9029 | 0 | 0 | 0 | 0 | 0 | 0 | 0 | 0 | 0 | 0 | 0 | 0 | 0 | 0 | 0.32128 | 0.32217 | 0.32009 | 0.23033 | 0 | 0 | 0 | 0 | 0 | 0 | 69.9997 | 68.7744 | 68.2272 | 67.8446 | 67.5172 | 67.2266 | 67.5775 | 68.4975 | 70.8572 | 74.9339 | 79.426 | 82.0088 | 80.7548 | 80.2015 | 82.6202 | 83.0508 | 82.4174 | 81.8388 | 80.6557 | 78.7763 | 75.552 | 72.9254 | 71.6633 | 70.9408 | 0.03471 | 0.035324 | 0.033472 | 0.029 | 0.029832 | 0.03236 | 0.038001 | 0.045594 | 0.054407 | 0.059932 | 0.063421 | 0.066373 | 0.067716 | 0.068496 | 0.067389 | 0.062411 | 0.057472 | 0.053187 | 0.046939 | 0.044269 | 0.044644 | 0.040982 | 0.038868 | 0.039508
Portfolio Adjusted1-in-10Size: 20 kW to 199.99 kWSouth of Lugo2022August Monthly Peak | Portfolio Adjusted | 1-in-10 | Size: 20 kW to 199.99 kW | South of Lugo | 2022 | August Monthly Peak | 8 | 15.4457 | 14.603 | 14.0958 | 13.9267 | 14.337 | 16.1887 | 18.6594 | 21.4576 | 25.8907 | 29.3381 | 32.3151 | 34.1027 | 34.7498 | 35.4456 | 35.6415 | 35.2822 | 34.1196 | 31.6678 | 28.0589 | 26.2104 | 25.1397 | 22.872 | 20.1783 | 17.3816 | 0 | 0 | 0 | 0 | 0 | 0 | 0 | 0 | 0 | 0 | 0 | 0 | 0 | 0 | 0.33978 | 0.34134 | 0.33877 | 0.24331 | 0 | 0 | 0 | 0 | 0 | 0 | 70.9944 | 70.3825 | 69.8883 | 69.4254 | 69.2198 | 69.4753 | 69.6053 | 69.8101 | 72.1363 | 76.1829 | 79.5294 | 83.3135 | 85.0732 | 86.0524 | 86.6107 | 88.4182 | 90.3811 | 92.1397 | 91.9864 | 87.9448 | 81.7794 | 78.0008 | 75.9984 | 73.7527 | 0.035606 | 0.036263 | 0.03431 | 0.02974 | 0.030448 | 0.033321 | 0.039616 | 0.047438 | 0.057168 | 0.063124 | 0.067246 | 0.07031 | 0.071727 | 0.072441 | 0.071269 | 0.066124 | 0.060826 | 0.056185 | 0.049263 | 0.046948 | 0.046677 | 0.042318 | 0.04025 | 0.040627
Portfolio Adjusted1-in-10Size: 20 kW to 199.99 kWSouth of Lugo2022September Monthly Peak | Portfolio Adjusted | 1-in-10 | Size: 20 kW to 199.99 kW | South of Lugo | 2022 | September Monthly Peak | 9 | 15.8717 | 15.0688 | 14.5503 | 14.3827 | 14.8507 | 16.7378 | 19.7116 | 22.2623 | 27.2998 | 30.895 | 33.64 | 35.5959 | 36.1312 | 36.77 | 36.7276 | 35.9997 | 34.4553 | 31.7086 | 27.862 | 26.6184 | 25.1073 | 22.9623 | 20.0944 | 17.4256 | 0 | 0 | 0 | 0 | 0 | 0 | 0 | 0 | 0 | 0 | 0 | 0 | 0 | 0 | 0.35013 | 0.34828 | 0.34211 | 0.24362 | 0 | 0 | 0 | 0 | 0 | 0 | 75.7762 | 75.1319 | 74.3899 | 73.5043 | 72.6795 | 72.3462 | 72.2957 | 72.5599 | 74.6682 | 78.7849 | 82.5677 | 86.5935 | 89.192 | 90.3696 | 90.076 | 90.4853 | 90.3939 | 89.7757 | 88.3227 | 84.3916 | 80.0201 | 76.873 | 74.6731 | 73.32 | 0.036588 | 0.03742 | 0.035416 | 0.030714 | 0.031539 | 0.034452 | 0.041849 | 0.049217 | 0.060279 | 0.066474 | 0.070003 | 0.073389 | 0.074578 | 0.075148 | 0.073441 | 0.067469 | 0.061425 | 0.056257 | 0.048917 | 0.047678 | 0.046616 | 0.042485 | 0.040083 | 0.04073
Portfolio Adjusted1-in-10Size: 20 kW to 199.99 kWSouth of Lugo2022October Monthly Peak | Portfolio Adjusted | 1-in-10 | Size: 20 kW to 199.99 kW | South of Lugo | 2022 | October Monthly Peak | 10 | 14.554 | 13.8496 | 13.376 | 13.1855 | 13.5864 | 15.1584 | 17.859 | 19.5715 | 23.4167 | 26.665 | 29.0811 | 30.9129 | 31.6666 | 32.5577 | 32.8204 | 32.2246 | 30.9514 | 28.3065 | 25.7553 | 24.3145 | 22.8657 | 20.9995 | 18.3083 | 16.0042 | 0 | 0 | 0 | 0 | 0 | 0 | 0 | 0 | 0 | 0 | 0 | 0 | 0 | 0 | 0.31288 | 0.31176 | 0.30732 | 0.21748 | 0 | 0 | 0 | 0 | 0 | 0 | 70.8298 | 69.8912 | 68.8215 | 67.7707 | 66.7242 | 66.4523 | 66.4892 | 66.4563 | 67.6737 | 70.7097 | 75.0434 | 79.9008 | 83.9881 | 85.7976 | 86.0102 | 86.0333 | 85.4754 | 84.5982 | 81.8548 | 77.9576 | 74.3889 | 72.248 | 70.6855 | 69.5847 | 0.03355 | 0.034392 | 0.032558 | 0.028157 | 0.028854 | 0.031201 | 0.037916 | 0.043268 | 0.051705 | 0.057373 | 0.060517 | 0.063734 | 0.065363 | 0.066539 | 0.065628 | 0.060393 | 0.055178 | 0.050221 | 0.045218 | 0.043552 | 0.042454 | 0.038853 | 0.03652 | 0.037408
Portfolio Adjusted1-in-10Size: 20 kW to 199.99 kWSouth of Lugo2022November Monthly Peak | Portfolio Adjusted | 1-in-10 | Size: 20 kW to 199.99 kW | South of Lugo | 2022 | November Monthly Peak | 11 | 13.6341 | 13.0262 | 12.669 | 12.6082 | 12.9548 | 14.601 | 16.4358 | 18.5623 | 22.2729 | 25.5498 | 27.8155 | 29.6124 | 30.4396 | 31.1419 | 31.0354 | 30.2692 | 28.794 | 27.3412 | 24.6064 | 22.8695 | 21.3901 | 19.3636 | 17.0051 | 14.99 | 0 | 0 | 0 | 0 | 0 | 0 | 0 | 0 | 0 | 0 | 0 | 0 | 0 | 0 | 0.29587 | 0.29284 | 0.28589 | 0.21006 | 0 | 0 | 0 | 0 | 0 | 0 | 68.6638 | 66.8664 | 66.1422 | 64.5805 | 63.8158 | 62.7615 | 62.1772 | 62.6984 | 65.6673 | 71.4981 | 78.2542 | 83.6639 | 85.7308 | 87.1795 | 87.6053 | 86.2204 | 84.0865 | 81.7205 | 79.3342 | 76.4377 | 74.552 | 72.8079 | 70.6929 | 69.1179 | 0.03143 | 0.032348 | 0.030837 | 0.026924 | 0.027512 | 0.030054 | 0.034895 | 0.041037 | 0.049179 | 0.054973 | 0.057883 | 0.061052 | 0.06283 | 0.063645 | 0.062059 | 0.056729 | 0.051332 | 0.048508 | 0.043201 | 0.040963 | 0.039715 | 0.035827 | 0.03392 | 0.035037
Portfolio Adjusted1-in-10Size: 20 kW to 199.99 kWSouth of Lugo2022December Monthly Peak | Portfolio Adjusted | 1-in-10 | Size: 20 kW to 199.99 kW | South of Lugo | 2022 | December Monthly Peak | 12 | 12.9857 | 12.5235 | 12.3178 | 12.4301 | 12.7615 | 14.5925 | 17.2071 | 18.6953 | 21.0417 | 22.0543 | 22.3144 | 22.3296 | 21.9931 | 22.1645 | 22.1569 | 21.6279 | 21.024 | 21.0415 | 20.1563 | 19.4263 | 18.6015 | 17.3024 | 15.7079 | 14.1342 | 0 | 0 | 0 | 0 | 0 | 0 | 0 | 0 | 0 | 0 | 0 | 0 | 0 | 0 | 0.21123 | 0.20924 | 0.20875 | 0.16166 | 0 | 0 | 0 | 0 | 0 | 0 | 48.1614 | 47.2375 | 46.8566 | 47.1304 | 47.6576 | 47.319 | 48.2721 | 48.3935 | 49.3296 | 50.8592 | 52.0664 | 53.4763 | 55.0006 | 54.6854 | 54.5947 | 54.3876 | 53.8224 | 52.4674 | 51.3655 | 49.4985 | 47.59 | 47.8444 | 47.7637 | 47.0172 | 0.029935 | 0.031099 | 0.029982 | 0.026544 | 0.027102 | 0.030036 | 0.036532 | 0.041331 | 0.046461 | 0.047452 | 0.046435 | 0.046037 | 0.045396 | 0.045298 | 0.044305 | 0.040534 | 0.03748 | 0.037332 | 0.035388 | 0.034796 | 0.034537 | 0.032013 | 0.031333 | 0.033037
Portfolio Adjusted1-in-10Size: 20 kW to 199.99 kWSouth of Lugo2022Typical Event Day | Portfolio Adjusted | 1-in-10 | Size: 20 kW to 199.99 kW | South of Lugo | 2022 | Typical Event Day | 8 | 15.2869 | 14.4545 | 13.9581 | 13.7939 | 14.1919 | 16.009 | 18.4259 | 21.1248 | 25.4187 | 28.7668 | 31.6683 | 33.4304 | 34.0781 | 34.7966 | 35.0295 | 34.6907 | 33.5783 | 31.1656 | 27.623 | 25.8221 | 24.7994 | 22.575 | 19.918 | 17.1677 | 0 | 0 | 0 | 0 | 0 | 0 | 0 | 0 | 0 | 0 | 0 | 0 | 0 | 0 | 0.33394 | 0.33561 | 0.3334 | 0.23945 | 0 | 0 | 0 | 0 | 0 | 0 | 70.6138 | 69.9018 | 69.5012 | 69.074 | 68.4724 | 68.1392 | 68.1129 | 68.7167 | 71.06 | 75.0257 | 79.1122 | 82.7785 | 83.9967 | 84.3889 | 85.2281 | 86.012 | 86.638 | 86.5994 | 85.881 | 82.3926 | 77.8348 | 74.6866 | 72.8615 | 71.597 | 0.03524 | 0.035895 | 0.033975 | 0.029456 | 0.03014 | 0.032952 | 0.03912 | 0.046702 | 0.056125 | 0.061895 | 0.0659 | 0.068924 | 0.07034 | 0.071115 | 0.070045 | 0.065015 | 0.059861 | 0.055294 | 0.048497 | 0.046252 | 0.046045 | 0.041768 | 0.039731 | 0.040128
Portfolio Adjusted1-in-10Size: 20 kW to 199.99 kWSouth of Lugo2023January Monthly Peak | Portfolio Adjusted | 1-in-10 | Size: 20 kW to 199.99 kW | South of Lugo | 2023 | January Monthly Peak | 1 | 13.1007 | 12.7992 | 12.637 | 12.6871 | 13.0171 | 14.669 | 17.3605 | 19.0696 | 21.1949 | 22.0362 | 22.3822 | 22.1215 | 21.5472 | 21.7033 | 21.6311 | 20.8741 | 20.0712 | 20.294 | 19.8563 | 19.1533 | 18.3345 | 17.0234 | 15.5084 | 13.9373 | 0 | 0 | 0 | 0 | 0 | 0 | 0 | 0 | 0 | 0 | 0 | 0 | 0 | 0 | 0.20621 | 0.20195 | 0.19929 | 0.15592 | 0 | 0 | 0 | 0 | 0 | 0 | 48.6203 | 47.7085 | 46.7043 | 46.3938 | 45.7862 | 45.9711 | 45.7356 | 45.4727 | 45.2812 | 48.3016 | 51.63 | 53.0752 | 54.7624 | 55.7953 | 55.6271 | 54.5039 | 52.9849 | 51.8304 | 50.349 | 48.5079 | 47.3096 | 46.3159 | 46.1274 | 45.6552 | 0.0302 | 0.031784 | 0.030759 | 0.027093 | 0.027645 | 0.030193 | 0.036858 | 0.042159 | 0.046799 | 0.047413 | 0.046577 | 0.045608 | 0.044475 | 0.044356 | 0.043254 | 0.039121 | 0.035782 | 0.036005 | 0.034861 | 0.034307 | 0.034041 | 0.031497 | 0.030935 | 0.032577
Portfolio Adjusted1-in-10Size: 20 kW to 199.99 kWSouth of Lugo2023February Monthly Peak | Portfolio Adjusted | 1-in-10 | Size: 20 kW to 199.99 kW | South of Lugo | 2023 | February Monthly Peak | 2 | 13.0444 | 12.5991 | 12.2968 | 12.2667 | 12.5496 | 13.8749 | 16.0029 | 17.4726 | 19.7098 | 21.3115 | 22.5552 | 23.3856 | 23.6911 | 24.347 | 24.4777 | 23.9185 | 22.9969 | 21.7218 | 20.8768 | 19.8293 | 18.8553 | 17.431 | 15.5894 | 13.879 | 0 | 0 | 0 | 0 | 0 | 0 | 0 | 0 | 0 | 0 | 0 | 0 | 0 | 0 | 0.23335 | 0.2314 | 0.22834 | 0.16689 | 0 | 0 | 0 | 0 | 0 | 0 | 54.4939 | 53.4935 | 52.3111 | 51.6248 | 51.8678 | 51.183 | 48.6733 | 51.3114 | 53.2832 | 55.7442 | 58.6251 | 59.4292 | 60.674 | 62.2153 | 63.1159 | 63.4531 | 62.6461 | 61.9887 | 60.6694 | 59.0052 | 57.4587 | 56.0901 | 55.429 | 53.9329 | 0.03007 | 0.031287 | 0.029931 | 0.026195 | 0.026652 | 0.028559 | 0.033976 | 0.038628 | 0.04352 | 0.045854 | 0.046936 | 0.048214 | 0.0489 | 0.049759 | 0.048946 | 0.044827 | 0.040998 | 0.038539 | 0.036653 | 0.035518 | 0.035008 | 0.032251 | 0.031096 | 0.03244
Portfolio Adjusted1-in-10Size: 20 kW to 199.99 kWSouth of Lugo2023March Monthly Peak | Portfolio Adjusted | 1-in-10 | Size: 20 kW to 199.99 kW | South of Lugo | 2023 | March Monthly Peak | 3 | 13.3172 | 12.8228 | 12.3941 | 12.2632 | 12.5853 | 13.7294 | 15.9869 | 17.3984 | 19.9906 | 22.4762 | 24.3136 | 25.7388 | 26.3646 | 27.2989 | 27.6619 | 27.2417 | 26.3978 | 24.5521 | 22.3823 | 21.534 | 20.4802 | 18.762 | 16.5898 | 14.5727 | 0 | 0 | 0 | 0 | 0 | 0 | 0 | 0 | 0 | 0 | 0 | 0 | 0 | 0 | 0.26371 | 0.26355 | 0.2621 | 0.18864 | 0 | 0 | 0 | 0 | 0 | 0 | 61.4642 | 59.899 | 58.8605 | 57.585 | 56.5972 | 55.6348 | 54.8893 | 54.6207 | 56.1592 | 59.9281 | 64.2076 | 68.4639 | 72.5055 | 73.8667 | 74.6043 | 74.1425 | 73.0617 | 71.4717 | 70.6819 | 69.1467 | 66.8062 | 64.2528 | 61.9033 | 60.1544 | 0.030699 | 0.031842 | 0.030168 | 0.026188 | 0.026727 | 0.028259 | 0.033942 | 0.038464 | 0.04414 | 0.04836 | 0.050596 | 0.053066 | 0.054419 | 0.055791 | 0.055313 | 0.051055 | 0.04706 | 0.04356 | 0.039296 | 0.038571 | 0.038025 | 0.034713 | 0.033092 | 0.034062
Portfolio Adjusted1-in-10Size: 20 kW to 199.99 kWSouth of Lugo2023April Monthly Peak | Portfolio Adjusted | 1-in-10 | Size: 20 kW to 199.99 kW | South of Lugo | 2023 | April Monthly Peak | 4 | 14.1142 | 13.4878 | 12.9689 | 12.7866 | 13.1802 | 14.4402 | 16.5219 | 18.5706 | 22.385 | 25.707 | 28.4431 | 30.3675 | 31.2372 | 32.0918 | 32.2531 | 31.8067 | 30.6137 | 28.2157 | 24.9194 | 23.7233 | 22.6545 | 20.6117 | 18.0937 | 15.6879 | 0 | 0 | 0 | 0 | 0 | 0 | 0 | 0 | 0 | 0 | 0 | 0 | 0 | 0 | 0.30747 | 0.30771 | 0.30396 | 0.21678 | 0 | 0 | 0 | 0 | 0 | 0 | 70.2366 | 69.2532 | 67.6769 | 66.0963 | 64.7401 | 63.8838 | 63.4959 | 63.576 | 66.2894 | 71.9069 | 77.2243 | 82.3192 | 85.3139 | 86.1566 | 85.2592 | 85.2006 | 85.1445 | 85.2123 | 83.8401 | 79.8078 | 75.0521 | 70.4282 | 68.1164 | 67.1315 | 0.032537 | 0.033494 | 0.031567 | 0.027305 | 0.027991 | 0.029723 | 0.035077 | 0.041055 | 0.049427 | 0.055312 | 0.059189 | 0.062609 | 0.064476 | 0.065587 | 0.064494 | 0.05961 | 0.054576 | 0.05006 | 0.04375 | 0.042493 | 0.042062 | 0.038136 | 0.036092 | 0.036669
Portfolio Adjusted1-in-10Size: 20 kW to 199.99 kWSouth of Lugo2023May Monthly Peak | Portfolio Adjusted | 1-in-10 | Size: 20 kW to 199.99 kW | South of Lugo | 2023 | May Monthly Peak | 5 | 14.3286 | 13.699 | 13.2324 | 13.0836 | 13.5253 | 14.8837 | 16.8004 | 19.4002 | 23.4227 | 26.8441 | 29.4755 | 31.3419 | 32.2139 | 32.8384 | 32.8613 | 32.2877 | 31.011 | 28.5993 | 25.3884 | 23.7929 | 23.1535 | 21.0706 | 18.4224 | 15.9659 | 0 | 0 | 0 | 0 | 0 | 0 | 0 | 0 | 0 | 0 | 0 | 0 | 0 | 0 | 0.31327 | 0.31237 | 0.30791 | 0.21973 | 0 | 0 | 0 | 0 | 0 | 0 | 70.8102 | 69.6561 | 68.4801 | 68.168 | 67.8138 | 67.4542 | 67.5708 | 67.6136 | 70.8909 | 76.1743 | 80.7728 | 84.1419 | 85.5046 | 85.7212 | 86.5252 | 86.6818 | 86.6986 | 85.765 | 85.2475 | 82.8174 | 78.5602 | 73.9634 | 71.4146 | 69.0446 | 0.033031 | 0.034018 | 0.032208 | 0.027939 | 0.028724 | 0.030636 | 0.035669 | 0.04289 | 0.051718 | 0.057758 | 0.061337 | 0.064618 | 0.066492 | 0.067113 | 0.06571 | 0.060512 | 0.055284 | 0.05074 | 0.044574 | 0.042617 | 0.042989 | 0.038985 | 0.036748 | 0.037318
Portfolio Adjusted1-in-10Size: 20 kW to 199.99 kWSouth of Lugo2023June Monthly Peak | Portfolio Adjusted | 1-in-10 | Size: 20 kW to 199.99 kW | South of Lugo | 2023 | June Monthly Peak | 6 | 14.3205 | 13.6966 | 13.263 | 13.1109 | 13.5038 | 14.8353 | 16.874 | 19.4314 | 23.3208 | 26.6435 | 29.1726 | 30.9043 | 31.5221 | 32.1674 | 32.2776 | 31.7923 | 30.6606 | 28.3572 | 25.2693 | 23.345 | 22.7006 | 20.8968 | 18.2874 | 15.8432 | 0 | 0 | 0 | 0 | 0 | 0 | 0 | 0 | 0 | 0 | 0 | 0 | 0 | 0 | 0.30771 | 0.30757 | 0.30443 | 0.21787 | 0 | 0 | 0 | 0 | 0 | 0 | 65.6851 | 65.3182 | 65.4994 | 65.5217 | 64.4731 | 63.5087 | 62.9732 | 63.9993 | 66.5782 | 70.201 | 74.9256 | 79.1983 | 80.9666 | 80.932 | 81.6056 | 82.0937 | 83.3595 | 82.6435 | 82.5592 | 78.4577 | 73.9875 | 70.9471 | 69.1111 | 68.3743 | 0.033012 | 0.034012 | 0.032283 | 0.027998 | 0.028678 | 0.030536 | 0.035825 | 0.042959 | 0.051493 | 0.057326 | 0.060707 | 0.063716 | 0.065064 | 0.065741 | 0.064543 | 0.059583 | 0.05466 | 0.050311 | 0.044365 | 0.041815 | 0.042148 | 0.038663 | 0.036478 | 0.037031
Portfolio Adjusted1-in-10Size: 20 kW to 199.99 kWSouth of Lugo2023July Monthly Peak | Portfolio Adjusted | 1-in-10 | Size: 20 kW to 199.99 kW | South of Lugo | 2023 | July Monthly Peak | 7 | 15.0569 | 14.2247 | 13.7515 | 13.5801 | 14.0473 | 15.7213 | 17.8988 | 20.6235 | 24.6403 | 27.8544 | 30.477 | 32.1931 | 32.8065 | 33.5154 | 33.7013 | 33.3012 | 32.238 | 29.9784 | 26.7356 | 24.7148 | 24.0451 | 22.15 | 19.4857 | 16.9029 | 0 | 0 | 0 | 0 | 0 | 0 | 0 | 0 | 0 | 0 | 0 | 0 | 0 | 0 | 0.32128 | 0.32217 | 0.32009 | 0.23033 | 0 | 0 | 0 | 0 | 0 | 0 | 69.9997 | 68.7744 | 68.2272 | 67.8446 | 67.5172 | 67.2266 | 67.5775 | 68.4975 | 70.8572 | 74.9339 | 79.426 | 82.0088 | 80.7548 | 80.2015 | 82.6202 | 83.0508 | 82.4174 | 81.8388 | 80.6557 | 78.7763 | 75.552 | 72.9254 | 71.6633 | 70.9408 | 0.03471 | 0.035324 | 0.033472 | 0.029 | 0.029832 | 0.03236 | 0.038001 | 0.045594 | 0.054407 | 0.059932 | 0.063421 | 0.066373 | 0.067716 | 0.068496 | 0.067389 | 0.062411 | 0.057472 | 0.053187 | 0.046939 | 0.044269 | 0.044644 | 0.040982 | 0.038868 | 0.039508
Portfolio Adjusted1-in-10Size: 20 kW to 199.99 kWSouth of Lugo2023August Monthly Peak | Portfolio Adjusted | 1-in-10 | Size: 20 kW to 199.99 kW | South of Lugo | 2023 | August Monthly Peak | 8 | 15.4457 | 14.603 | 14.0958 | 13.9267 | 14.337 | 16.1887 | 18.6594 | 21.4576 | 25.8907 | 29.3381 | 32.3151 | 34.1027 | 34.7498 | 35.4456 | 35.6415 | 35.2822 | 34.1196 | 31.6678 | 28.0589 | 26.2104 | 25.1397 | 22.872 | 20.1783 | 17.3816 | 0 | 0 | 0 | 0 | 0 | 0 | 0 | 0 | 0 | 0 | 0 | 0 | 0 | 0 | 0.33978 | 0.34134 | 0.33877 | 0.24331 | 0 | 0 | 0 | 0 | 0 | 0 | 70.9944 | 70.3825 | 69.8883 | 69.4254 | 69.2198 | 69.4753 | 69.6053 | 69.8101 | 72.1363 | 76.1829 | 79.5294 | 83.3135 | 85.0732 | 86.0524 | 86.6107 | 88.4182 | 90.3811 | 92.1397 | 91.9864 | 87.9448 | 81.7794 | 78.0008 | 75.9984 | 73.7527 | 0.035606 | 0.036263 | 0.03431 | 0.02974 | 0.030448 | 0.033321 | 0.039616 | 0.047438 | 0.057168 | 0.063124 | 0.067246 | 0.07031 | 0.071727 | 0.072441 | 0.071269 | 0.066124 | 0.060826 | 0.056185 | 0.049263 | 0.046948 | 0.046677 | 0.042318 | 0.04025 | 0.040627
Portfolio Adjusted1-in-10Size: 20 kW to 199.99 kWSouth of Lugo2023September Monthly Peak | Portfolio Adjusted | 1-in-10 | Size: 20 kW to 199.99 kW | South of Lugo | 2023 | September Monthly Peak | 9 | 15.8717 | 15.0688 | 14.5503 | 14.3827 | 14.8507 | 16.7378 | 19.7116 | 22.2623 | 27.2998 | 30.895 | 33.64 | 35.5959 | 36.1312 | 36.77 | 36.7276 | 35.9997 | 34.4553 | 31.7086 | 27.862 | 26.6184 | 25.1073 | 22.9623 | 20.0944 | 17.4256 | 0 | 0 | 0 | 0 | 0 | 0 | 0 | 0 | 0 | 0 | 0 | 0 | 0 | 0 | 0.35013 | 0.34828 | 0.34211 | 0.24362 | 0 | 0 | 0 | 0 | 0 | 0 | 75.7762 | 75.1319 | 74.3899 | 73.5043 | 72.6795 | 72.3462 | 72.2957 | 72.5599 | 74.6682 | 78.7849 | 82.5677 | 86.5935 | 89.192 | 90.3696 | 90.076 | 90.4853 | 90.3939 | 89.7757 | 88.3227 | 84.3916 | 80.0201 | 76.873 | 74.6731 | 73.32 | 0.036588 | 0.03742 | 0.035416 | 0.030714 | 0.031539 | 0.034452 | 0.041849 | 0.049217 | 0.060279 | 0.066474 | 0.070003 | 0.073389 | 0.074578 | 0.075148 | 0.073441 | 0.067469 | 0.061425 | 0.056257 | 0.048917 | 0.047678 | 0.046616 | 0.042485 | 0.040083 | 0.04073
Portfolio Adjusted1-in-10Size: 20 kW to 199.99 kWSouth of Lugo2023October Monthly Peak | Portfolio Adjusted | 1-in-10 | Size: 20 kW to 199.99 kW | South of Lugo | 2023 | October Monthly Peak | 10 | 14.554 | 13.8496 | 13.376 | 13.1855 | 13.5864 | 15.1584 | 17.859 | 19.5715 | 23.4167 | 26.665 | 29.0811 | 30.9129 | 31.6666 | 32.5577 | 32.8204 | 32.2246 | 30.9514 | 28.3065 | 25.7553 | 24.3145 | 22.8657 | 20.9995 | 18.3083 | 16.0042 | 0 | 0 | 0 | 0 | 0 | 0 | 0 | 0 | 0 | 0 | 0 | 0 | 0 | 0 | 0.31288 | 0.31176 | 0.30732 | 0.21748 | 0 | 0 | 0 | 0 | 0 | 0 | 70.8298 | 69.8912 | 68.8215 | 67.7707 | 66.7242 | 66.4523 | 66.4892 | 66.4563 | 67.6737 | 70.7097 | 75.0434 | 79.9008 | 83.9881 | 85.7976 | 86.0102 | 86.0333 | 85.4754 | 84.5982 | 81.8548 | 77.9576 | 74.3889 | 72.248 | 70.6855 | 69.5847 | 0.03355 | 0.034392 | 0.032558 | 0.028157 | 0.028854 | 0.031201 | 0.037916 | 0.043268 | 0.051705 | 0.057373 | 0.060517 | 0.063734 | 0.065363 | 0.066539 | 0.065628 | 0.060393 | 0.055178 | 0.050221 | 0.045218 | 0.043552 | 0.042454 | 0.038853 | 0.03652 | 0.037408
Portfolio Adjusted1-in-10Size: 20 kW to 199.99 kWSouth of Lugo2023November Monthly Peak | Portfolio Adjusted | 1-in-10 | Size: 20 kW to 199.99 kW | South of Lugo | 2023 | November Monthly Peak | 11 | 13.6341 | 13.0262 | 12.669 | 12.6082 | 12.9548 | 14.601 | 16.4358 | 18.5623 | 22.2729 | 25.5498 | 27.8155 | 29.6124 | 30.4396 | 31.1419 | 31.0354 | 30.2692 | 28.794 | 27.3412 | 24.6064 | 22.8695 | 21.3901 | 19.3636 | 17.0051 | 14.99 | 0 | 0 | 0 | 0 | 0 | 0 | 0 | 0 | 0 | 0 | 0 | 0 | 0 | 0 | 0.29587 | 0.29284 | 0.28589 | 0.21006 | 0 | 0 | 0 | 0 | 0 | 0 | 68.6638 | 66.8664 | 66.1422 | 64.5805 | 63.8158 | 62.7615 | 62.1772 | 62.6984 | 65.6673 | 71.4981 | 78.2542 | 83.6639 | 85.7308 | 87.1795 | 87.6053 | 86.2204 | 84.0865 | 81.7205 | 79.3342 | 76.4377 | 74.552 | 72.8079 | 70.6929 | 69.1179 | 0.03143 | 0.032348 | 0.030837 | 0.026924 | 0.027512 | 0.030054 | 0.034895 | 0.041037 | 0.049179 | 0.054973 | 0.057883 | 0.061052 | 0.06283 | 0.063645 | 0.062059 | 0.056729 | 0.051332 | 0.048508 | 0.043201 | 0.040963 | 0.039715 | 0.035827 | 0.03392 | 0.035037
Portfolio Adjusted1-in-10Size: 20 kW to 199.99 kWSouth of Lugo2023December Monthly Peak | Portfolio Adjusted | 1-in-10 | Size: 20 kW to 199.99 kW | South of Lugo | 2023 | December Monthly Peak | 12 | 12.9857 | 12.5235 | 12.3178 | 12.4301 | 12.7615 | 14.5925 | 17.2071 | 18.6953 | 21.0417 | 22.0543 | 22.3144 | 22.3296 | 21.9931 | 22.1645 | 22.1569 | 21.6279 | 21.024 | 21.0415 | 20.1563 | 19.4263 | 18.6015 | 17.3024 | 15.7079 | 14.1342 | 0 | 0 | 0 | 0 | 0 | 0 | 0 | 0 | 0 | 0 | 0 | 0 | 0 | 0 | 0.21123 | 0.20924 | 0.20875 | 0.16166 | 0 | 0 | 0 | 0 | 0 | 0 | 48.1614 | 47.2375 | 46.8566 | 47.1304 | 47.6576 | 47.319 | 48.2721 | 48.3935 | 49.3296 | 50.8592 | 52.0664 | 53.4763 | 55.0006 | 54.6854 | 54.5947 | 54.3876 | 53.8224 | 52.4674 | 51.3655 | 49.4985 | 47.59 | 47.8444 | 47.7637 | 47.0172 | 0.029935 | 0.031099 | 0.029982 | 0.026544 | 0.027102 | 0.030036 | 0.036532 | 0.041331 | 0.046461 | 0.047452 | 0.046435 | 0.046037 | 0.045396 | 0.045298 | 0.044305 | 0.040534 | 0.03748 | 0.037332 | 0.035388 | 0.034796 | 0.034537 | 0.032013 | 0.031333 | 0.033037
Portfolio Adjusted1-in-10Size: 20 kW to 199.99 kWSouth of Lugo2023Typical Event Day | Portfolio Adjusted | 1-in-10 | Size: 20 kW to 199.99 kW | South of Lugo | 2023 | Typical Event Day | 8 | 15.2869 | 14.4545 | 13.9581 | 13.7939 | 14.1919 | 16.009 | 18.4259 | 21.1248 | 25.4187 | 28.7668 | 31.6683 | 33.4304 | 34.0781 | 34.7966 | 35.0295 | 34.6907 | 33.5783 | 31.1656 | 27.623 | 25.8221 | 24.7994 | 22.575 | 19.918 | 17.1677 | 0 | 0 | 0 | 0 | 0 | 0 | 0 | 0 | 0 | 0 | 0 | 0 | 0 | 0 | 0.33394 | 0.33561 | 0.3334 | 0.23945 | 0 | 0 | 0 | 0 | 0 | 0 | 70.6138 | 69.9018 | 69.5012 | 69.074 | 68.4724 | 68.1392 | 68.1129 | 68.7167 | 71.06 | 75.0257 | 79.1122 | 82.7785 | 83.9967 | 84.3889 | 85.2281 | 86.012 | 86.638 | 86.5994 | 85.881 | 82.3926 | 77.8348 | 74.6866 | 72.8615 | 71.597 | 0.03524 | 0.035895 | 0.033975 | 0.029456 | 0.03014 | 0.032952 | 0.03912 | 0.046702 | 0.056125 | 0.061895 | 0.0659 | 0.068924 | 0.07034 | 0.071115 | 0.070045 | 0.065015 | 0.059861 | 0.055294 | 0.048497 | 0.046252 | 0.046045 | 0.041768 | 0.039731 | 0.040128
Portfolio Adjusted1-in-10Size: 20 kW to 199.99 kWSouth of Lugo2024January Monthly Peak | Portfolio Adjusted | 1-in-10 | Size: 20 kW to 199.99 kW | South of Lugo | 2024 | January Monthly Peak | 1 | 13.1007 | 12.7992 | 12.637 | 12.6871 | 13.0171 | 14.669 | 17.3605 | 19.0696 | 21.1949 | 22.0362 | 22.3822 | 22.1215 | 21.5472 | 21.7033 | 21.6311 | 20.8741 | 20.0712 | 20.294 | 19.8563 | 19.1533 | 18.3345 | 17.0234 | 15.5084 | 13.9373 | 0 | 0 | 0 | 0 | 0 | 0 | 0 | 0 | 0 | 0 | 0 | 0 | 0 | 0 | 0.20621 | 0.20195 | 0.19929 | 0.15592 | 0 | 0 | 0 | 0 | 0 | 0 | 48.6203 | 47.7085 | 46.7043 | 46.3938 | 45.7862 | 45.9711 | 45.7356 | 45.4727 | 45.2812 | 48.3016 | 51.63 | 53.0752 | 54.7624 | 55.7953 | 55.6271 | 54.5039 | 52.9849 | 51.8304 | 50.349 | 48.5079 | 47.3096 | 46.3159 | 46.1274 | 45.6552 | 0.0302 | 0.031784 | 0.030759 | 0.027093 | 0.027645 | 0.030193 | 0.036858 | 0.042159 | 0.046799 | 0.047413 | 0.046577 | 0.045608 | 0.044475 | 0.044356 | 0.043254 | 0.039121 | 0.035782 | 0.036005 | 0.034861 | 0.034307 | 0.034041 | 0.031497 | 0.030935 | 0.032577
Portfolio Adjusted1-in-10Size: 20 kW to 199.99 kWSouth of Lugo2024February Monthly Peak | Portfolio Adjusted | 1-in-10 | Size: 20 kW to 199.99 kW | South of Lugo | 2024 | February Monthly Peak | 2 | 13.0444 | 12.5991 | 12.2968 | 12.2667 | 12.5496 | 13.8749 | 16.0029 | 17.4726 | 19.7098 | 21.3115 | 22.5552 | 23.3856 | 23.6911 | 24.347 | 24.4777 | 23.9185 | 22.9969 | 21.7218 | 20.8768 | 19.8293 | 18.8553 | 17.431 | 15.5894 | 13.879 | 0 | 0 | 0 | 0 | 0 | 0 | 0 | 0 | 0 | 0 | 0 | 0 | 0 | 0 | 0.23335 | 0.2314 | 0.22834 | 0.16689 | 0 | 0 | 0 | 0 | 0 | 0 | 54.4939 | 53.4935 | 52.3111 | 51.6248 | 51.8678 | 51.183 | 48.6733 | 51.3114 | 53.2832 | 55.7442 | 58.6251 | 59.4292 | 60.674 | 62.2153 | 63.1159 | 63.4531 | 62.6461 | 61.9887 | 60.6694 | 59.0052 | 57.4587 | 56.0901 | 55.429 | 53.9329 | 0.03007 | 0.031287 | 0.029931 | 0.026195 | 0.026652 | 0.028559 | 0.033976 | 0.038628 | 0.04352 | 0.045854 | 0.046936 | 0.048214 | 0.0489 | 0.049759 | 0.048946 | 0.044827 | 0.040998 | 0.038539 | 0.036653 | 0.035518 | 0.035008 | 0.032251 | 0.031096 | 0.03244
Portfolio Adjusted1-in-10Size: 20 kW to 199.99 kWSouth of Lugo2024March Monthly Peak | Portfolio Adjusted | 1-in-10 | Size: 20 kW to 199.99 kW | South of Lugo | 2024 | March Monthly Peak | 3 | 13.3172 | 12.8228 | 12.3941 | 12.2632 | 12.5853 | 13.7294 | 15.9869 | 17.3984 | 19.9906 | 22.4762 | 24.3136 | 25.7388 | 26.3646 | 27.2989 | 27.6619 | 27.2417 | 26.3978 | 24.5521 | 22.3823 | 21.534 | 20.4802 | 18.762 | 16.5898 | 14.5727 | 0 | 0 | 0 | 0 | 0 | 0 | 0 | 0 | 0 | 0 | 0 | 0 | 0 | 0 | 0.26371 | 0.26355 | 0.2621 | 0.18864 | 0 | 0 | 0 | 0 | 0 | 0 | 61.4642 | 59.899 | 58.8605 | 57.585 | 56.5972 | 55.6348 | 54.8893 | 54.6207 | 56.1592 | 59.9281 | 64.2076 | 68.4639 | 72.5055 | 73.8667 | 74.6043 | 74.1425 | 73.0617 | 71.4717 | 70.6819 | 69.1467 | 66.8062 | 64.2528 | 61.9033 | 60.1544 | 0.030699 | 0.031842 | 0.030168 | 0.026188 | 0.026727 | 0.028259 | 0.033942 | 0.038464 | 0.04414 | 0.04836 | 0.050596 | 0.053066 | 0.054419 | 0.055791 | 0.055313 | 0.051055 | 0.04706 | 0.04356 | 0.039296 | 0.038571 | 0.038025 | 0.034713 | 0.033092 | 0.034062
Portfolio Adjusted1-in-10Size: 20 kW to 199.99 kWSouth of Lugo2024April Monthly Peak | Portfolio Adjusted | 1-in-10 | Size: 20 kW to 199.99 kW | South of Lugo | 2024 | April Monthly Peak | 4 | 14.1142 | 13.4878 | 12.9689 | 12.7866 | 13.1802 | 14.4402 | 16.5219 | 18.5706 | 22.385 | 25.707 | 28.4431 | 30.3675 | 31.2372 | 32.0918 | 32.2531 | 31.8067 | 30.6137 | 28.2157 | 24.9194 | 23.7233 | 22.6545 | 20.6117 | 18.0937 | 15.6879 | 0 | 0 | 0 | 0 | 0 | 0 | 0 | 0 | 0 | 0 | 0 | 0 | 0 | 0 | 0.30747 | 0.30771 | 0.30396 | 0.21678 | 0 | 0 | 0 | 0 | 0 | 0 | 70.2366 | 69.2532 | 67.6769 | 66.0963 | 64.7401 | 63.8838 | 63.4959 | 63.576 | 66.2894 | 71.9069 | 77.2243 | 82.3192 | 85.3139 | 86.1566 | 85.2592 | 85.2006 | 85.1445 | 85.2123 | 83.8401 | 79.8078 | 75.0521 | 70.4282 | 68.1164 | 67.1315 | 0.032537 | 0.033494 | 0.031567 | 0.027305 | 0.027991 | 0.029723 | 0.035077 | 0.041055 | 0.049427 | 0.055312 | 0.059189 | 0.062609 | 0.064476 | 0.065587 | 0.064494 | 0.05961 | 0.054576 | 0.05006 | 0.04375 | 0.042493 | 0.042062 | 0.038136 | 0.036092 | 0.036669
Portfolio Adjusted1-in-10Size: 20 kW to 199.99 kWSouth of Lugo2024May Monthly Peak | Portfolio Adjusted | 1-in-10 | Size: 20 kW to 199.99 kW | South of Lugo | 2024 | May Monthly Peak | 5 | 14.3286 | 13.699 | 13.2324 | 13.0836 | 13.5253 | 14.8837 | 16.8004 | 19.4002 | 23.4227 | 26.8441 | 29.4755 | 31.3419 | 32.2139 | 32.8384 | 32.8613 | 32.2877 | 31.011 | 28.5993 | 25.3884 | 23.7929 | 23.1535 | 21.0706 | 18.4224 | 15.9659 | 0 | 0 | 0 | 0 | 0 | 0 | 0 | 0 | 0 | 0 | 0 | 0 | 0 | 0 | 0.31327 | 0.31237 | 0.30791 | 0.21973 | 0 | 0 | 0 | 0 | 0 | 0 | 70.8102 | 69.6561 | 68.4801 | 68.168 | 67.8138 | 67.4542 | 67.5708 | 67.6136 | 70.8909 | 76.1743 | 80.7728 | 84.1419 | 85.5046 | 85.7212 | 86.5252 | 86.6818 | 86.6986 | 85.765 | 85.2475 | 82.8174 | 78.5602 | 73.9634 | 71.4146 | 69.0446 | 0.033031 | 0.034018 | 0.032208 | 0.027939 | 0.028724 | 0.030636 | 0.035669 | 0.04289 | 0.051718 | 0.057758 | 0.061337 | 0.064618 | 0.066492 | 0.067113 | 0.06571 | 0.060512 | 0.055284 | 0.05074 | 0.044574 | 0.042617 | 0.042989 | 0.038985 | 0.036748 | 0.037318
Portfolio Adjusted1-in-10Size: 20 kW to 199.99 kWSouth of Lugo2024June Monthly Peak | Portfolio Adjusted | 1-in-10 | Size: 20 kW to 199.99 kW | South of Lugo | 2024 | June Monthly Peak | 6 | 14.3205 | 13.6966 | 13.263 | 13.1109 | 13.5038 | 14.8353 | 16.874 | 19.4314 | 23.3208 | 26.6435 | 29.1726 | 30.9043 | 31.5221 | 32.1674 | 32.2776 | 31.7923 | 30.6606 | 28.3572 | 25.2693 | 23.345 | 22.7006 | 20.8968 | 18.2874 | 15.8432 | 0 | 0 | 0 | 0 | 0 | 0 | 0 | 0 | 0 | 0 | 0 | 0 | 0 | 0 | 0.30771 | 0.30757 | 0.30443 | 0.21787 | 0 | 0 | 0 | 0 | 0 | 0 | 65.6851 | 65.3182 | 65.4994 | 65.5217 | 64.4731 | 63.5087 | 62.9732 | 63.9993 | 66.5782 | 70.201 | 74.9256 | 79.1983 | 80.9666 | 80.932 | 81.6056 | 82.0937 | 83.3595 | 82.6435 | 82.5592 | 78.4577 | 73.9875 | 70.9471 | 69.1111 | 68.3743 | 0.033012 | 0.034012 | 0.032283 | 0.027998 | 0.028678 | 0.030536 | 0.035825 | 0.042959 | 0.051493 | 0.057326 | 0.060707 | 0.063716 | 0.065064 | 0.065741 | 0.064543 | 0.059583 | 0.05466 | 0.050311 | 0.044365 | 0.041815 | 0.042148 | 0.038663 | 0.036478 | 0.037031
Portfolio Adjusted1-in-10Size: 20 kW to 199.99 kWSouth of Lugo2024July Monthly Peak | Portfolio Adjusted | 1-in-10 | Size: 20 kW to 199.99 kW | South of Lugo | 2024 | July Monthly Peak | 7 | 15.0569 | 14.2247 | 13.7515 | 13.5801 | 14.0473 | 15.7213 | 17.8988 | 20.6235 | 24.6403 | 27.8544 | 30.477 | 32.1931 | 32.8065 | 33.5154 | 33.7013 | 33.3012 | 32.238 | 29.9784 | 26.7356 | 24.7148 | 24.0451 | 22.15 | 19.4857 | 16.9029 | 0 | 0 | 0 | 0 | 0 | 0 | 0 | 0 | 0 | 0 | 0 | 0 | 0 | 0 | 0.32128 | 0.32217 | 0.32009 | 0.23033 | 0 | 0 | 0 | 0 | 0 | 0 | 69.9997 | 68.7744 | 68.2272 | 67.8446 | 67.5172 | 67.2266 | 67.5775 | 68.4975 | 70.8572 | 74.9339 | 79.426 | 82.0088 | 80.7548 | 80.2015 | 82.6202 | 83.0508 | 82.4174 | 81.8388 | 80.6557 | 78.7763 | 75.552 | 72.9254 | 71.6633 | 70.9408 | 0.03471 | 0.035324 | 0.033472 | 0.029 | 0.029832 | 0.03236 | 0.038001 | 0.045594 | 0.054407 | 0.059932 | 0.063421 | 0.066373 | 0.067716 | 0.068496 | 0.067389 | 0.062411 | 0.057472 | 0.053187 | 0.046939 | 0.044269 | 0.044644 | 0.040982 | 0.038868 | 0.039508
Portfolio Adjusted1-in-10Size: 20 kW to 199.99 kWSouth of Lugo2024August Monthly Peak | Portfolio Adjusted | 1-in-10 | Size: 20 kW to 199.99 kW | South of Lugo | 2024 | August Monthly Peak | 8 | 15.4457 | 14.603 | 14.0958 | 13.9267 | 14.337 | 16.1887 | 18.6594 | 21.4576 | 25.8907 | 29.3381 | 32.3151 | 34.1027 | 34.7498 | 35.4456 | 35.6415 | 35.2822 | 34.1196 | 31.6678 | 28.0589 | 26.2104 | 25.1397 | 22.872 | 20.1783 | 17.3816 | 0 | 0 | 0 | 0 | 0 | 0 | 0 | 0 | 0 | 0 | 0 | 0 | 0 | 0 | 0.33978 | 0.34134 | 0.33877 | 0.24331 | 0 | 0 | 0 | 0 | 0 | 0 | 70.9944 | 70.3825 | 69.8883 | 69.4254 | 69.2198 | 69.4753 | 69.6053 | 69.8101 | 72.1363 | 76.1829 | 79.5294 | 83.3135 | 85.0732 | 86.0524 | 86.6107 | 88.4182 | 90.3811 | 92.1397 | 91.9864 | 87.9448 | 81.7794 | 78.0008 | 75.9984 | 73.7527 | 0.035606 | 0.036263 | 0.03431 | 0.02974 | 0.030448 | 0.033321 | 0.039616 | 0.047438 | 0.057168 | 0.063124 | 0.067246 | 0.07031 | 0.071727 | 0.072441 | 0.071269 | 0.066124 | 0.060826 | 0.056185 | 0.049263 | 0.046948 | 0.046677 | 0.042318 | 0.04025 | 0.040627
Portfolio Adjusted1-in-10Size: 20 kW to 199.99 kWSouth of Lugo2024September Monthly Peak | Portfolio Adjusted | 1-in-10 | Size: 20 kW to 199.99 kW | South of Lugo | 2024 | September Monthly Peak | 9 | 15.8717 | 15.0688 | 14.5503 | 14.3827 | 14.8507 | 16.7378 | 19.7116 | 22.2623 | 27.2998 | 30.895 | 33.64 | 35.5959 | 36.1312 | 36.77 | 36.7276 | 35.9997 | 34.4553 | 31.7086 | 27.862 | 26.6184 | 25.1073 | 22.9623 | 20.0944 | 17.4256 | 0 | 0 | 0 | 0 | 0 | 0 | 0 | 0 | 0 | 0 | 0 | 0 | 0 | 0 | 0.35013 | 0.34828 | 0.34211 | 0.24362 | 0 | 0 | 0 | 0 | 0 | 0 | 75.7762 | 75.1319 | 74.3899 | 73.5043 | 72.6795 | 72.3462 | 72.2957 | 72.5599 | 74.6682 | 78.7849 | 82.5677 | 86.5935 | 89.192 | 90.3696 | 90.076 | 90.4853 | 90.3939 | 89.7757 | 88.3227 | 84.3916 | 80.0201 | 76.873 | 74.6731 | 73.32 | 0.036588 | 0.03742 | 0.035416 | 0.030714 | 0.031539 | 0.034452 | 0.041849 | 0.049217 | 0.060279 | 0.066474 | 0.070003 | 0.073389 | 0.074578 | 0.075148 | 0.073441 | 0.067469 | 0.061425 | 0.056257 | 0.048917 | 0.047678 | 0.046616 | 0.042485 | 0.040083 | 0.04073
Portfolio Adjusted1-in-10Size: 20 kW to 199.99 kWSouth of Lugo2024October Monthly Peak | Portfolio Adjusted | 1-in-10 | Size: 20 kW to 199.99 kW | South of Lugo | 2024 | October Monthly Peak | 10 | 14.554 | 13.8496 | 13.376 | 13.1855 | 13.5864 | 15.1584 | 17.859 | 19.5715 | 23.4167 | 26.665 | 29.0811 | 30.9129 | 31.6666 | 32.5577 | 32.8204 | 32.2246 | 30.9514 | 28.3065 | 25.7553 | 24.3145 | 22.8657 | 20.9995 | 18.3083 | 16.0042 | 0 | 0 | 0 | 0 | 0 | 0 | 0 | 0 | 0 | 0 | 0 | 0 | 0 | 0 | 0.31288 | 0.31176 | 0.30732 | 0.21748 | 0 | 0 | 0 | 0 | 0 | 0 | 70.8298 | 69.8912 | 68.8215 | 67.7707 | 66.7242 | 66.4523 | 66.4892 | 66.4563 | 67.6737 | 70.7097 | 75.0434 | 79.9008 | 83.9881 | 85.7976 | 86.0102 | 86.0333 | 85.4754 | 84.5982 | 81.8548 | 77.9576 | 74.3889 | 72.248 | 70.6855 | 69.5847 | 0.03355 | 0.034392 | 0.032558 | 0.028157 | 0.028854 | 0.031201 | 0.037916 | 0.043268 | 0.051705 | 0.057373 | 0.060517 | 0.063734 | 0.065363 | 0.066539 | 0.065628 | 0.060393 | 0.055178 | 0.050221 | 0.045218 | 0.043552 | 0.042454 | 0.038853 | 0.03652 | 0.037408
Portfolio Adjusted1-in-10Size: 20 kW to 199.99 kWSouth of Lugo2024November Monthly Peak | Portfolio Adjusted | 1-in-10 | Size: 20 kW to 199.99 kW | South of Lugo | 2024 | November Monthly Peak | 11 | 13.6341 | 13.0262 | 12.669 | 12.6082 | 12.9548 | 14.601 | 16.4358 | 18.5623 | 22.2729 | 25.5498 | 27.8155 | 29.6124 | 30.4396 | 31.1419 | 31.0354 | 30.2692 | 28.794 | 27.3412 | 24.6064 | 22.8695 | 21.3901 | 19.3636 | 17.0051 | 14.99 | 0 | 0 | 0 | 0 | 0 | 0 | 0 | 0 | 0 | 0 | 0 | 0 | 0 | 0 | 0.29587 | 0.29284 | 0.28589 | 0.21006 | 0 | 0 | 0 | 0 | 0 | 0 | 68.6638 | 66.8664 | 66.1422 | 64.5805 | 63.8158 | 62.7615 | 62.1772 | 62.6984 | 65.6673 | 71.4981 | 78.2542 | 83.6639 | 85.7308 | 87.1795 | 87.6053 | 86.2204 | 84.0865 | 81.7205 | 79.3342 | 76.4377 | 74.552 | 72.8079 | 70.6929 | 69.1179 | 0.03143 | 0.032348 | 0.030837 | 0.026924 | 0.027512 | 0.030054 | 0.034895 | 0.041037 | 0.049179 | 0.054973 | 0.057883 | 0.061052 | 0.06283 | 0.063645 | 0.062059 | 0.056729 | 0.051332 | 0.048508 | 0.043201 | 0.040963 | 0.039715 | 0.035827 | 0.03392 | 0.035037
Portfolio Adjusted1-in-10Size: 20 kW to 199.99 kWSouth of Lugo2024December Monthly Peak | Portfolio Adjusted | 1-in-10 | Size: 20 kW to 199.99 kW | South of Lugo | 2024 | December Monthly Peak | 12 | 12.9857 | 12.5235 | 12.3178 | 12.4301 | 12.7615 | 14.5925 | 17.2071 | 18.6953 | 21.0417 | 22.0543 | 22.3144 | 22.3296 | 21.9931 | 22.1645 | 22.1569 | 21.6279 | 21.024 | 21.0415 | 20.1563 | 19.4263 | 18.6015 | 17.3024 | 15.7079 | 14.1342 | 0 | 0 | 0 | 0 | 0 | 0 | 0 | 0 | 0 | 0 | 0 | 0 | 0 | 0 | 0.21123 | 0.20924 | 0.20875 | 0.16166 | 0 | 0 | 0 | 0 | 0 | 0 | 48.1614 | 47.2375 | 46.8566 | 47.1304 | 47.6576 | 47.319 | 48.2721 | 48.3935 | 49.3296 | 50.8592 | 52.0664 | 53.4763 | 55.0006 | 54.6854 | 54.5947 | 54.3876 | 53.8224 | 52.4674 | 51.3655 | 49.4985 | 47.59 | 47.8444 | 47.7637 | 47.0172 | 0.029935 | 0.031099 | 0.029982 | 0.026544 | 0.027102 | 0.030036 | 0.036532 | 0.041331 | 0.046461 | 0.047452 | 0.046435 | 0.046037 | 0.045396 | 0.045298 | 0.044305 | 0.040534 | 0.03748 | 0.037332 | 0.035388 | 0.034796 | 0.034537 | 0.032013 | 0.031333 | 0.033037
Portfolio Adjusted1-in-10Size: 20 kW to 199.99 kWSouth of Lugo2024Typical Event Day | Portfolio Adjusted | 1-in-10 | Size: 20 kW to 199.99 kW | South of Lugo | 2024 | Typical Event Day | 8 | 15.2869 | 14.4545 | 13.9581 | 13.7939 | 14.1919 | 16.009 | 18.4259 | 21.1248 | 25.4187 | 28.7668 | 31.6683 | 33.4304 | 34.0781 | 34.7966 | 35.0295 | 34.6907 | 33.5783 | 31.1656 | 27.623 | 25.8221 | 24.7994 | 22.575 | 19.918 | 17.1677 | 0 | 0 | 0 | 0 | 0 | 0 | 0 | 0 | 0 | 0 | 0 | 0 | 0 | 0 | 0.33394 | 0.33561 | 0.3334 | 0.23945 | 0 | 0 | 0 | 0 | 0 | 0 | 70.6138 | 69.9018 | 69.5012 | 69.074 | 68.4724 | 68.1392 | 68.1129 | 68.7167 | 71.06 | 75.0257 | 79.1122 | 82.7785 | 83.9967 | 84.3889 | 85.2281 | 86.012 | 86.638 | 86.5994 | 85.881 | 82.3926 | 77.8348 | 74.6866 | 72.8615 | 71.597 | 0.03524 | 0.035895 | 0.033975 | 0.029456 | 0.03014 | 0.032952 | 0.03912 | 0.046702 | 0.056125 | 0.061895 | 0.0659 | 0.068924 | 0.07034 | 0.071115 | 0.070045 | 0.065015 | 0.059861 | 0.055294 | 0.048497 | 0.046252 | 0.046045 | 0.041768 | 0.039731 | 0.040128
Portfolio Adjusted1-in-10Size: 20 kW to 199.99 kWSouth of Lugo2025January Monthly Peak | Portfolio Adjusted | 1-in-10 | Size: 20 kW to 199.99 kW | South of Lugo | 2025 | January Monthly Peak | 1 | 13.1007 | 12.7992 | 12.637 | 12.6871 | 13.0171 | 14.669 | 17.3605 | 19.0696 | 21.1949 | 22.0362 | 22.3822 | 22.1215 | 21.5472 | 21.7033 | 21.6311 | 20.8741 | 20.0712 | 20.294 | 19.8563 | 19.1533 | 18.3345 | 17.0234 | 15.5084 | 13.9373 | 0 | 0 | 0 | 0 | 0 | 0 | 0 | 0 | 0 | 0 | 0 | 0 | 0 | 0 | 0.20621 | 0.20195 | 0.19929 | 0.15592 | 0 | 0 | 0 | 0 | 0 | 0 | 48.6203 | 47.7085 | 46.7043 | 46.3938 | 45.7862 | 45.9711 | 45.7356 | 45.4727 | 45.2812 | 48.3016 | 51.63 | 53.0752 | 54.7624 | 55.7953 | 55.6271 | 54.5039 | 52.9849 | 51.8304 | 50.349 | 48.5079 | 47.3096 | 46.3159 | 46.1274 | 45.6552 | 0.0302 | 0.031784 | 0.030759 | 0.027093 | 0.027645 | 0.030193 | 0.036858 | 0.042159 | 0.046799 | 0.047413 | 0.046577 | 0.045608 | 0.044475 | 0.044356 | 0.043254 | 0.039121 | 0.035782 | 0.036005 | 0.034861 | 0.034307 | 0.034041 | 0.031497 | 0.030935 | 0.032577
Portfolio Adjusted1-in-10Size: 20 kW to 199.99 kWSouth of Lugo2025February Monthly Peak | Portfolio Adjusted | 1-in-10 | Size: 20 kW to 199.99 kW | South of Lugo | 2025 | February Monthly Peak | 2 | 13.0444 | 12.5991 | 12.2968 | 12.2667 | 12.5496 | 13.8749 | 16.0029 | 17.4726 | 19.7098 | 21.3115 | 22.5552 | 23.3856 | 23.6911 | 24.347 | 24.4777 | 23.9185 | 22.9969 | 21.7218 | 20.8768 | 19.8293 | 18.8553 | 17.431 | 15.5894 | 13.879 | 0 | 0 | 0 | 0 | 0 | 0 | 0 | 0 | 0 | 0 | 0 | 0 | 0 | 0 | 0.23335 | 0.2314 | 0.22834 | 0.16689 | 0 | 0 | 0 | 0 | 0 | 0 | 54.4939 | 53.4935 | 52.3111 | 51.6248 | 51.8678 | 51.183 | 48.6733 | 51.3114 | 53.2832 | 55.7442 | 58.6251 | 59.4292 | 60.674 | 62.2153 | 63.1159 | 63.4531 | 62.6461 | 61.9887 | 60.6694 | 59.0052 | 57.4587 | 56.0901 | 55.429 | 53.9329 | 0.03007 | 0.031287 | 0.029931 | 0.026195 | 0.026652 | 0.028559 | 0.033976 | 0.038628 | 0.04352 | 0.045854 | 0.046936 | 0.048214 | 0.0489 | 0.049759 | 0.048946 | 0.044827 | 0.040998 | 0.038539 | 0.036653 | 0.035518 | 0.035008 | 0.032251 | 0.031096 | 0.03244
Portfolio Adjusted1-in-10Size: 20 kW to 199.99 kWSouth of Lugo2025March Monthly Peak | Portfolio Adjusted | 1-in-10 | Size: 20 kW to 199.99 kW | South of Lugo | 2025 | March Monthly Peak | 3 | 13.3172 | 12.8228 | 12.3941 | 12.2632 | 12.5853 | 13.7294 | 15.9869 | 17.3984 | 19.9906 | 22.4762 | 24.3136 | 25.7388 | 26.3646 | 27.2989 | 27.6619 | 27.2417 | 26.3978 | 24.5521 | 22.3823 | 21.534 | 20.4802 | 18.762 | 16.5898 | 14.5727 | 0 | 0 | 0 | 0 | 0 | 0 | 0 | 0 | 0 | 0 | 0 | 0 | 0 | 0 | 0.26371 | 0.26355 | 0.2621 | 0.18864 | 0 | 0 | 0 | 0 | 0 | 0 | 61.4642 | 59.899 | 58.8605 | 57.585 | 56.5972 | 55.6348 | 54.8893 | 54.6207 | 56.1592 | 59.9281 | 64.2076 | 68.4639 | 72.5055 | 73.8667 | 74.6043 | 74.1425 | 73.0617 | 71.4717 | 70.6819 | 69.1467 | 66.8062 | 64.2528 | 61.9033 | 60.1544 | 0.030699 | 0.031842 | 0.030168 | 0.026188 | 0.026727 | 0.028259 | 0.033942 | 0.038464 | 0.04414 | 0.04836 | 0.050596 | 0.053066 | 0.054419 | 0.055791 | 0.055313 | 0.051055 | 0.04706 | 0.04356 | 0.039296 | 0.038571 | 0.038025 | 0.034713 | 0.033092 | 0.034062
Portfolio Adjusted1-in-10Size: 20 kW to 199.99 kWSouth of Lugo2025April Monthly Peak | Portfolio Adjusted | 1-in-10 | Size: 20 kW to 199.99 kW | South of Lugo | 2025 | April Monthly Peak | 4 | 14.1142 | 13.4878 | 12.9689 | 12.7866 | 13.1802 | 14.4402 | 16.5219 | 18.5706 | 22.385 | 25.707 | 28.4431 | 30.3675 | 31.2372 | 32.0918 | 32.2531 | 31.8067 | 30.6137 | 28.2157 | 24.9194 | 23.7233 | 22.6545 | 20.6117 | 18.0937 | 15.6879 | 0 | 0 | 0 | 0 | 0 | 0 | 0 | 0 | 0 | 0 | 0 | 0 | 0 | 0 | 0.30747 | 0.30771 | 0.30396 | 0.21678 | 0 | 0 | 0 | 0 | 0 | 0 | 70.2366 | 69.2532 | 67.6769 | 66.0963 | 64.7401 | 63.8838 | 63.4959 | 63.576 | 66.2894 | 71.9069 | 77.2243 | 82.3192 | 85.3139 | 86.1566 | 85.2592 | 85.2006 | 85.1445 | 85.2123 | 83.8401 | 79.8078 | 75.0521 | 70.4282 | 68.1164 | 67.1315 | 0.032537 | 0.033494 | 0.031567 | 0.027305 | 0.027991 | 0.029723 | 0.035077 | 0.041055 | 0.049427 | 0.055312 | 0.059189 | 0.062609 | 0.064476 | 0.065587 | 0.064494 | 0.05961 | 0.054576 | 0.05006 | 0.04375 | 0.042493 | 0.042062 | 0.038136 | 0.036092 | 0.036669
Portfolio Adjusted1-in-10Size: 20 kW to 199.99 kWSouth of Lugo2025May Monthly Peak | Portfolio Adjusted | 1-in-10 | Size: 20 kW to 199.99 kW | South of Lugo | 2025 | May Monthly Peak | 5 | 14.3286 | 13.699 | 13.2324 | 13.0836 | 13.5253 | 14.8837 | 16.8004 | 19.4002 | 23.4227 | 26.8441 | 29.4755 | 31.3419 | 32.2139 | 32.8384 | 32.8613 | 32.2877 | 31.011 | 28.5993 | 25.3884 | 23.7929 | 23.1535 | 21.0706 | 18.4224 | 15.9659 | 0 | 0 | 0 | 0 | 0 | 0 | 0 | 0 | 0 | 0 | 0 | 0 | 0 | 0 | 0.31327 | 0.31237 | 0.30791 | 0.21973 | 0 | 0 | 0 | 0 | 0 | 0 | 70.8102 | 69.6561 | 68.4801 | 68.168 | 67.8138 | 67.4542 | 67.5708 | 67.6136 | 70.8909 | 76.1743 | 80.7728 | 84.1419 | 85.5046 | 85.7212 | 86.5252 | 86.6818 | 86.6986 | 85.765 | 85.2475 | 82.8174 | 78.5602 | 73.9634 | 71.4146 | 69.0446 | 0.033031 | 0.034018 | 0.032208 | 0.027939 | 0.028724 | 0.030636 | 0.035669 | 0.04289 | 0.051718 | 0.057758 | 0.061337 | 0.064618 | 0.066492 | 0.067113 | 0.06571 | 0.060512 | 0.055284 | 0.05074 | 0.044574 | 0.042617 | 0.042989 | 0.038985 | 0.036748 | 0.037318
Portfolio Adjusted1-in-10Size: 20 kW to 199.99 kWSouth of Lugo2025June Monthly Peak | Portfolio Adjusted | 1-in-10 | Size: 20 kW to 199.99 kW | South of Lugo | 2025 | June Monthly Peak | 6 | 14.3205 | 13.6966 | 13.263 | 13.1109 | 13.5038 | 14.8353 | 16.874 | 19.4314 | 23.3208 | 26.6435 | 29.1726 | 30.9043 | 31.5221 | 32.1674 | 32.2776 | 31.7923 | 30.6606 | 28.3572 | 25.2693 | 23.345 | 22.7006 | 20.8968 | 18.2874 | 15.8432 | 0 | 0 | 0 | 0 | 0 | 0 | 0 | 0 | 0 | 0 | 0 | 0 | 0 | 0 | 0.30771 | 0.30757 | 0.30443 | 0.21787 | 0 | 0 | 0 | 0 | 0 | 0 | 65.6851 | 65.3182 | 65.4994 | 65.5217 | 64.4731 | 63.5087 | 62.9732 | 63.9993 | 66.5782 | 70.201 | 74.9256 | 79.1983 | 80.9666 | 80.932 | 81.6056 | 82.0937 | 83.3595 | 82.6435 | 82.5592 | 78.4577 | 73.9875 | 70.9471 | 69.1111 | 68.3743 | 0.033012 | 0.034012 | 0.032283 | 0.027998 | 0.028678 | 0.030536 | 0.035825 | 0.042959 | 0.051493 | 0.057326 | 0.060707 | 0.063716 | 0.065064 | 0.065741 | 0.064543 | 0.059583 | 0.05466 | 0.050311 | 0.044365 | 0.041815 | 0.042148 | 0.038663 | 0.036478 | 0.037031
Portfolio Adjusted1-in-10Size: 20 kW to 199.99 kWSouth of Lugo2025July Monthly Peak | Portfolio Adjusted | 1-in-10 | Size: 20 kW to 199.99 kW | South of Lugo | 2025 | July Monthly Peak | 7 | 15.0569 | 14.2247 | 13.7515 | 13.5801 | 14.0473 | 15.7213 | 17.8988 | 20.6235 | 24.6403 | 27.8544 | 30.477 | 32.1931 | 32.8065 | 33.5154 | 33.7013 | 33.3012 | 32.238 | 29.9784 | 26.7356 | 24.7148 | 24.0451 | 22.15 | 19.4857 | 16.9029 | 0 | 0 | 0 | 0 | 0 | 0 | 0 | 0 | 0 | 0 | 0 | 0 | 0 | 0 | 0.32128 | 0.32217 | 0.32009 | 0.23033 | 0 | 0 | 0 | 0 | 0 | 0 | 69.9997 | 68.7744 | 68.2272 | 67.8446 | 67.5172 | 67.2266 | 67.5775 | 68.4975 | 70.8572 | 74.9339 | 79.426 | 82.0088 | 80.7548 | 80.2015 | 82.6202 | 83.0508 | 82.4174 | 81.8388 | 80.6557 | 78.7763 | 75.552 | 72.9254 | 71.6633 | 70.9408 | 0.03471 | 0.035324 | 0.033472 | 0.029 | 0.029832 | 0.03236 | 0.038001 | 0.045594 | 0.054407 | 0.059932 | 0.063421 | 0.066373 | 0.067716 | 0.068496 | 0.067389 | 0.062411 | 0.057472 | 0.053187 | 0.046939 | 0.044269 | 0.044644 | 0.040982 | 0.038868 | 0.039508
Portfolio Adjusted1-in-10Size: 20 kW to 199.99 kWSouth of Lugo2025August Monthly Peak | Portfolio Adjusted | 1-in-10 | Size: 20 kW to 199.99 kW | South of Lugo | 2025 | August Monthly Peak | 8 | 15.4457 | 14.603 | 14.0958 | 13.9267 | 14.337 | 16.1887 | 18.6594 | 21.4576 | 25.8907 | 29.3381 | 32.3151 | 34.1027 | 34.7498 | 35.4456 | 35.6415 | 35.2822 | 34.1196 | 31.6678 | 28.0589 | 26.2104 | 25.1397 | 22.872 | 20.1783 | 17.3816 | 0 | 0 | 0 | 0 | 0 | 0 | 0 | 0 | 0 | 0 | 0 | 0 | 0 | 0 | 0.33978 | 0.34134 | 0.33877 | 0.24331 | 0 | 0 | 0 | 0 | 0 | 0 | 70.9944 | 70.3825 | 69.8883 | 69.4254 | 69.2198 | 69.4753 | 69.6053 | 69.8101 | 72.1363 | 76.1829 | 79.5294 | 83.3135 | 85.0732 | 86.0524 | 86.6107 | 88.4182 | 90.3811 | 92.1397 | 91.9864 | 87.9448 | 81.7794 | 78.0008 | 75.9984 | 73.7527 | 0.035606 | 0.036263 | 0.03431 | 0.02974 | 0.030448 | 0.033321 | 0.039616 | 0.047438 | 0.057168 | 0.063124 | 0.067246 | 0.07031 | 0.071727 | 0.072441 | 0.071269 | 0.066124 | 0.060826 | 0.056185 | 0.049263 | 0.046948 | 0.046677 | 0.042318 | 0.04025 | 0.040627
Portfolio Adjusted1-in-10Size: 20 kW to 199.99 kWSouth of Lugo2025September Monthly Peak | Portfolio Adjusted | 1-in-10 | Size: 20 kW to 199.99 kW | South of Lugo | 2025 | September Monthly Peak | 9 | 15.8717 | 15.0688 | 14.5503 | 14.3827 | 14.8507 | 16.7378 | 19.7116 | 22.2623 | 27.2998 | 30.895 | 33.64 | 35.5959 | 36.1312 | 36.77 | 36.7276 | 35.9997 | 34.4553 | 31.7086 | 27.862 | 26.6184 | 25.1073 | 22.9623 | 20.0944 | 17.4256 | 0 | 0 | 0 | 0 | 0 | 0 | 0 | 0 | 0 | 0 | 0 | 0 | 0 | 0 | 0.35013 | 0.34828 | 0.34211 | 0.24362 | 0 | 0 | 0 | 0 | 0 | 0 | 75.7762 | 75.1319 | 74.3899 | 73.5043 | 72.6795 | 72.3462 | 72.2957 | 72.5599 | 74.6682 | 78.7849 | 82.5677 | 86.5935 | 89.192 | 90.3696 | 90.076 | 90.4853 | 90.3939 | 89.7757 | 88.3227 | 84.3916 | 80.0201 | 76.873 | 74.6731 | 73.32 | 0.036588 | 0.03742 | 0.035416 | 0.030714 | 0.031539 | 0.034452 | 0.041849 | 0.049217 | 0.060279 | 0.066474 | 0.070003 | 0.073389 | 0.074578 | 0.075148 | 0.073441 | 0.067469 | 0.061425 | 0.056257 | 0.048917 | 0.047678 | 0.046616 | 0.042485 | 0.040083 | 0.04073
Portfolio Adjusted1-in-10Size: 20 kW to 199.99 kWSouth of Lugo2025October Monthly Peak | Portfolio Adjusted | 1-in-10 | Size: 20 kW to 199.99 kW | South of Lugo | 2025 | October Monthly Peak | 10 | 14.554 | 13.8496 | 13.376 | 13.1855 | 13.5864 | 15.1584 | 17.859 | 19.5715 | 23.4167 | 26.665 | 29.0811 | 30.9129 | 31.6666 | 32.5577 | 32.8204 | 32.2246 | 30.9514 | 28.3065 | 25.7553 | 24.3145 | 22.8657 | 20.9995 | 18.3083 | 16.0042 | 0 | 0 | 0 | 0 | 0 | 0 | 0 | 0 | 0 | 0 | 0 | 0 | 0 | 0 | 0.31288 | 0.31176 | 0.30732 | 0.21748 | 0 | 0 | 0 | 0 | 0 | 0 | 70.8298 | 69.8912 | 68.8215 | 67.7707 | 66.7242 | 66.4523 | 66.4892 | 66.4563 | 67.6737 | 70.7097 | 75.0434 | 79.9008 | 83.9881 | 85.7976 | 86.0102 | 86.0333 | 85.4754 | 84.5982 | 81.8548 | 77.9576 | 74.3889 | 72.248 | 70.6855 | 69.5847 | 0.03355 | 0.034392 | 0.032558 | 0.028157 | 0.028854 | 0.031201 | 0.037916 | 0.043268 | 0.051705 | 0.057373 | 0.060517 | 0.063734 | 0.065363 | 0.066539 | 0.065628 | 0.060393 | 0.055178 | 0.050221 | 0.045218 | 0.043552 | 0.042454 | 0.038853 | 0.03652 | 0.037408
Portfolio Adjusted1-in-10Size: 20 kW to 199.99 kWSouth of Lugo2025November Monthly Peak | Portfolio Adjusted | 1-in-10 | Size: 20 kW to 199.99 kW | South of Lugo | 2025 | November Monthly Peak | 11 | 13.6341 | 13.0262 | 12.669 | 12.6082 | 12.9548 | 14.601 | 16.4358 | 18.5623 | 22.2729 | 25.5498 | 27.8155 | 29.6124 | 30.4396 | 31.1419 | 31.0354 | 30.2692 | 28.794 | 27.3412 | 24.6064 | 22.8695 | 21.3901 | 19.3636 | 17.0051 | 14.99 | 0 | 0 | 0 | 0 | 0 | 0 | 0 | 0 | 0 | 0 | 0 | 0 | 0 | 0 | 0.29587 | 0.29284 | 0.28589 | 0.21006 | 0 | 0 | 0 | 0 | 0 | 0 | 68.6638 | 66.8664 | 66.1422 | 64.5805 | 63.8158 | 62.7615 | 62.1772 | 62.6984 | 65.6673 | 71.4981 | 78.2542 | 83.6639 | 85.7308 | 87.1795 | 87.6053 | 86.2204 | 84.0865 | 81.7205 | 79.3342 | 76.4377 | 74.552 | 72.8079 | 70.6929 | 69.1179 | 0.03143 | 0.032348 | 0.030837 | 0.026924 | 0.027512 | 0.030054 | 0.034895 | 0.041037 | 0.049179 | 0.054973 | 0.057883 | 0.061052 | 0.06283 | 0.063645 | 0.062059 | 0.056729 | 0.051332 | 0.048508 | 0.043201 | 0.040963 | 0.039715 | 0.035827 | 0.03392 | 0.035037
Portfolio Adjusted1-in-10Size: 20 kW to 199.99 kWSouth of Lugo2025December Monthly Peak | Portfolio Adjusted | 1-in-10 | Size: 20 kW to 199.99 kW | South of Lugo | 2025 | December Monthly Peak | 12 | 12.9857 | 12.5235 | 12.3178 | 12.4301 | 12.7615 | 14.5925 | 17.2071 | 18.6953 | 21.0417 | 22.0543 | 22.3144 | 22.3296 | 21.9931 | 22.1645 | 22.1569 | 21.6279 | 21.024 | 21.0415 | 20.1563 | 19.4263 | 18.6015 | 17.3024 | 15.7079 | 14.1342 | 0 | 0 | 0 | 0 | 0 | 0 | 0 | 0 | 0 | 0 | 0 | 0 | 0 | 0 | 0.21123 | 0.20924 | 0.20875 | 0.16166 | 0 | 0 | 0 | 0 | 0 | 0 | 48.1614 | 47.2375 | 46.8566 | 47.1304 | 47.6576 | 47.319 | 48.2721 | 48.3935 | 49.3296 | 50.8592 | 52.0664 | 53.4763 | 55.0006 | 54.6854 | 54.5947 | 54.3876 | 53.8224 | 52.4674 | 51.3655 | 49.4985 | 47.59 | 47.8444 | 47.7637 | 47.0172 | 0.029935 | 0.031099 | 0.029982 | 0.026544 | 0.027102 | 0.030036 | 0.036532 | 0.041331 | 0.046461 | 0.047452 | 0.046435 | 0.046037 | 0.045396 | 0.045298 | 0.044305 | 0.040534 | 0.03748 | 0.037332 | 0.035388 | 0.034796 | 0.034537 | 0.032013 | 0.031333 | 0.033037
Portfolio Adjusted1-in-10Size: 20 kW to 199.99 kWSouth of Lugo2025Typical Event Day | Portfolio Adjusted | 1-in-10 | Size: 20 kW to 199.99 kW | South of Lugo | 2025 | Typical Event Day | 8 | 15.2869 | 14.4545 | 13.9581 | 13.7939 | 14.1919 | 16.009 | 18.4259 | 21.1248 | 25.4187 | 28.7668 | 31.6683 | 33.4304 | 34.0781 | 34.7966 | 35.0295 | 34.6907 | 33.5783 | 31.1656 | 27.623 | 25.8221 | 24.7994 | 22.575 | 19.918 | 17.1677 | 0 | 0 | 0 | 0 | 0 | 0 | 0 | 0 | 0 | 0 | 0 | 0 | 0 | 0 | 0.33394 | 0.33561 | 0.3334 | 0.23945 | 0 | 0 | 0 | 0 | 0 | 0 | 70.6138 | 69.9018 | 69.5012 | 69.074 | 68.4724 | 68.1392 | 68.1129 | 68.7167 | 71.06 | 75.0257 | 79.1122 | 82.7785 | 83.9967 | 84.3889 | 85.2281 | 86.012 | 86.638 | 86.5994 | 85.881 | 82.3926 | 77.8348 | 74.6866 | 72.8615 | 71.597 | 0.03524 | 0.035895 | 0.033975 | 0.029456 | 0.03014 | 0.032952 | 0.03912 | 0.046702 | 0.056125 | 0.061895 | 0.0659 | 0.068924 | 0.07034 | 0.071115 | 0.070045 | 0.065015 | 0.059861 | 0.055294 | 0.048497 | 0.046252 | 0.046045 | 0.041768 | 0.039731 | 0.040128
Portfolio Adjusted1-in-10Size: 20 kW to 199.99 kWSouth of Lugo2026January Monthly Peak | Portfolio Adjusted | 1-in-10 | Size: 20 kW to 199.99 kW | South of Lugo | 2026 | January Monthly Peak | 1 | 13.1007 | 12.7992 | 12.637 | 12.6871 | 13.0171 | 14.669 | 17.3605 | 19.0696 | 21.1949 | 22.0362 | 22.3822 | 22.1215 | 21.5472 | 21.7033 | 21.6311 | 20.8741 | 20.0712 | 20.294 | 19.8563 | 19.1533 | 18.3345 | 17.0234 | 15.5084 | 13.9373 | 0 | 0 | 0 | 0 | 0 | 0 | 0 | 0 | 0 | 0 | 0 | 0 | 0 | 0 | 0.20621 | 0.20195 | 0.19929 | 0.15592 | 0 | 0 | 0 | 0 | 0 | 0 | 48.6203 | 47.7085 | 46.7043 | 46.3938 | 45.7862 | 45.9711 | 45.7356 | 45.4727 | 45.2812 | 48.3016 | 51.63 | 53.0752 | 54.7624 | 55.7953 | 55.6271 | 54.5039 | 52.9849 | 51.8304 | 50.349 | 48.5079 | 47.3096 | 46.3159 | 46.1274 | 45.6552 | 0.0302 | 0.031784 | 0.030759 | 0.027093 | 0.027645 | 0.030193 | 0.036858 | 0.042159 | 0.046799 | 0.047413 | 0.046577 | 0.045608 | 0.044475 | 0.044356 | 0.043254 | 0.039121 | 0.035782 | 0.036005 | 0.034861 | 0.034307 | 0.034041 | 0.031497 | 0.030935 | 0.032577
Portfolio Adjusted1-in-10Size: 20 kW to 199.99 kWSouth of Lugo2026February Monthly Peak | Portfolio Adjusted | 1-in-10 | Size: 20 kW to 199.99 kW | South of Lugo | 2026 | February Monthly Peak | 2 | 13.0444 | 12.5991 | 12.2968 | 12.2667 | 12.5496 | 13.8749 | 16.0029 | 17.4726 | 19.7098 | 21.3115 | 22.5552 | 23.3856 | 23.6911 | 24.347 | 24.4777 | 23.9185 | 22.9969 | 21.7218 | 20.8768 | 19.8293 | 18.8553 | 17.431 | 15.5894 | 13.879 | 0 | 0 | 0 | 0 | 0 | 0 | 0 | 0 | 0 | 0 | 0 | 0 | 0 | 0 | 0.23335 | 0.2314 | 0.22834 | 0.16689 | 0 | 0 | 0 | 0 | 0 | 0 | 54.4939 | 53.4935 | 52.3111 | 51.6248 | 51.8678 | 51.183 | 48.6733 | 51.3114 | 53.2832 | 55.7442 | 58.6251 | 59.4292 | 60.674 | 62.2153 | 63.1159 | 63.4531 | 62.6461 | 61.9887 | 60.6694 | 59.0052 | 57.4587 | 56.0901 | 55.429 | 53.9329 | 0.03007 | 0.031287 | 0.029931 | 0.026195 | 0.026652 | 0.028559 | 0.033976 | 0.038628 | 0.04352 | 0.045854 | 0.046936 | 0.048214 | 0.0489 | 0.049759 | 0.048946 | 0.044827 | 0.040998 | 0.038539 | 0.036653 | 0.035518 | 0.035008 | 0.032251 | 0.031096 | 0.03244
Portfolio Adjusted1-in-10Size: 20 kW to 199.99 kWSouth of Lugo2026March Monthly Peak | Portfolio Adjusted | 1-in-10 | Size: 20 kW to 199.99 kW | South of Lugo | 2026 | March Monthly Peak | 3 | 13.3172 | 12.8228 | 12.3941 | 12.2632 | 12.5853 | 13.7294 | 15.9869 | 17.3984 | 19.9906 | 22.4762 | 24.3136 | 25.7388 | 26.3646 | 27.2989 | 27.6619 | 27.2417 | 26.3978 | 24.5521 | 22.3823 | 21.534 | 20.4802 | 18.762 | 16.5898 | 14.5727 | 0 | 0 | 0 | 0 | 0 | 0 | 0 | 0 | 0 | 0 | 0 | 0 | 0 | 0 | 0.26371 | 0.26355 | 0.2621 | 0.18864 | 0 | 0 | 0 | 0 | 0 | 0 | 61.4642 | 59.899 | 58.8605 | 57.585 | 56.5972 | 55.6348 | 54.8893 | 54.6207 | 56.1592 | 59.9281 | 64.2076 | 68.4639 | 72.5055 | 73.8667 | 74.6043 | 74.1425 | 73.0617 | 71.4717 | 70.6819 | 69.1467 | 66.8062 | 64.2528 | 61.9033 | 60.1544 | 0.030699 | 0.031842 | 0.030168 | 0.026188 | 0.026727 | 0.028259 | 0.033942 | 0.038464 | 0.04414 | 0.04836 | 0.050596 | 0.053066 | 0.054419 | 0.055791 | 0.055313 | 0.051055 | 0.04706 | 0.04356 | 0.039296 | 0.038571 | 0.038025 | 0.034713 | 0.033092 | 0.034062
Portfolio Adjusted1-in-10Size: 20 kW to 199.99 kWSouth of Lugo2026April Monthly Peak | Portfolio Adjusted | 1-in-10 | Size: 20 kW to 199.99 kW | South of Lugo | 2026 | April Monthly Peak | 4 | 14.1142 | 13.4878 | 12.9689 | 12.7866 | 13.1802 | 14.4402 | 16.5219 | 18.5706 | 22.385 | 25.707 | 28.4431 | 30.3675 | 31.2372 | 32.0918 | 32.2531 | 31.8067 | 30.6137 | 28.2157 | 24.9194 | 23.7233 | 22.6545 | 20.6117 | 18.0937 | 15.6879 | 0 | 0 | 0 | 0 | 0 | 0 | 0 | 0 | 0 | 0 | 0 | 0 | 0 | 0 | 0.30747 | 0.30771 | 0.30396 | 0.21678 | 0 | 0 | 0 | 0 | 0 | 0 | 70.2366 | 69.2532 | 67.6769 | 66.0963 | 64.7401 | 63.8838 | 63.4959 | 63.576 | 66.2894 | 71.9069 | 77.2243 | 82.3192 | 85.3139 | 86.1566 | 85.2592 | 85.2006 | 85.1445 | 85.2123 | 83.8401 | 79.8078 | 75.0521 | 70.4282 | 68.1164 | 67.1315 | 0.032537 | 0.033494 | 0.031567 | 0.027305 | 0.027991 | 0.029723 | 0.035077 | 0.041055 | 0.049427 | 0.055312 | 0.059189 | 0.062609 | 0.064476 | 0.065587 | 0.064494 | 0.05961 | 0.054576 | 0.05006 | 0.04375 | 0.042493 | 0.042062 | 0.038136 | 0.036092 | 0.036669
Portfolio Adjusted1-in-10Size: 20 kW to 199.99 kWSouth of Lugo2026May Monthly Peak | Portfolio Adjusted | 1-in-10 | Size: 20 kW to 199.99 kW | South of Lugo | 2026 | May Monthly Peak | 5 | 14.3286 | 13.699 | 13.2324 | 13.0836 | 13.5253 | 14.8837 | 16.8004 | 19.4002 | 23.4227 | 26.8441 | 29.4755 | 31.3419 | 32.2139 | 32.8384 | 32.8613 | 32.2877 | 31.011 | 28.5993 | 25.3884 | 23.7929 | 23.1535 | 21.0706 | 18.4224 | 15.9659 | 0 | 0 | 0 | 0 | 0 | 0 | 0 | 0 | 0 | 0 | 0 | 0 | 0 | 0 | 0.31327 | 0.31237 | 0.30791 | 0.21973 | 0 | 0 | 0 | 0 | 0 | 0 | 70.8102 | 69.6561 | 68.4801 | 68.168 | 67.8138 | 67.4542 | 67.5708 | 67.6136 | 70.8909 | 76.1743 | 80.7728 | 84.1419 | 85.5046 | 85.7212 | 86.5252 | 86.6818 | 86.6986 | 85.765 | 85.2475 | 82.8174 | 78.5602 | 73.9634 | 71.4146 | 69.0446 | 0.033031 | 0.034018 | 0.032208 | 0.027939 | 0.028724 | 0.030636 | 0.035669 | 0.04289 | 0.051718 | 0.057758 | 0.061337 | 0.064618 | 0.066492 | 0.067113 | 0.06571 | 0.060512 | 0.055284 | 0.05074 | 0.044574 | 0.042617 | 0.042989 | 0.038985 | 0.036748 | 0.037318
Portfolio Adjusted1-in-10Size: 20 kW to 199.99 kWSouth of Lugo2026June Monthly Peak | Portfolio Adjusted | 1-in-10 | Size: 20 kW to 199.99 kW | South of Lugo | 2026 | June Monthly Peak | 6 | 14.3205 | 13.6966 | 13.263 | 13.1109 | 13.5038 | 14.8353 | 16.874 | 19.4314 | 23.3208 | 26.6435 | 29.1726 | 30.9043 | 31.5221 | 32.1674 | 32.2776 | 31.7923 | 30.6606 | 28.3572 | 25.2693 | 23.345 | 22.7006 | 20.8968 | 18.2874 | 15.8432 | 0 | 0 | 0 | 0 | 0 | 0 | 0 | 0 | 0 | 0 | 0 | 0 | 0 | 0 | 0.30771 | 0.30757 | 0.30443 | 0.21787 | 0 | 0 | 0 | 0 | 0 | 0 | 65.6851 | 65.3182 | 65.4994 | 65.5217 | 64.4731 | 63.5087 | 62.9732 | 63.9993 | 66.5782 | 70.201 | 74.9256 | 79.1983 | 80.9666 | 80.932 | 81.6056 | 82.0937 | 83.3595 | 82.6435 | 82.5592 | 78.4577 | 73.9875 | 70.9471 | 69.1111 | 68.3743 | 0.033012 | 0.034012 | 0.032283 | 0.027998 | 0.028678 | 0.030536 | 0.035825 | 0.042959 | 0.051493 | 0.057326 | 0.060707 | 0.063716 | 0.065064 | 0.065741 | 0.064543 | 0.059583 | 0.05466 | 0.050311 | 0.044365 | 0.041815 | 0.042148 | 0.038663 | 0.036478 | 0.037031
Portfolio Adjusted1-in-10Size: 20 kW to 199.99 kWSouth of Lugo2026July Monthly Peak | Portfolio Adjusted | 1-in-10 | Size: 20 kW to 199.99 kW | South of Lugo | 2026 | July Monthly Peak | 7 | 15.0569 | 14.2247 | 13.7515 | 13.5801 | 14.0473 | 15.7213 | 17.8988 | 20.6235 | 24.6403 | 27.8544 | 30.477 | 32.1931 | 32.8065 | 33.5154 | 33.7013 | 33.3012 | 32.238 | 29.9784 | 26.7356 | 24.7148 | 24.0451 | 22.15 | 19.4857 | 16.9029 | 0 | 0 | 0 | 0 | 0 | 0 | 0 | 0 | 0 | 0 | 0 | 0 | 0 | 0 | 0.32128 | 0.32217 | 0.32009 | 0.23033 | 0 | 0 | 0 | 0 | 0 | 0 | 69.9997 | 68.7744 | 68.2272 | 67.8446 | 67.5172 | 67.2266 | 67.5775 | 68.4975 | 70.8572 | 74.9339 | 79.426 | 82.0088 | 80.7548 | 80.2015 | 82.6202 | 83.0508 | 82.4174 | 81.8388 | 80.6557 | 78.7763 | 75.552 | 72.9254 | 71.6633 | 70.9408 | 0.03471 | 0.035324 | 0.033472 | 0.029 | 0.029832 | 0.03236 | 0.038001 | 0.045594 | 0.054407 | 0.059932 | 0.063421 | 0.066373 | 0.067716 | 0.068496 | 0.067389 | 0.062411 | 0.057472 | 0.053187 | 0.046939 | 0.044269 | 0.044644 | 0.040982 | 0.038868 | 0.039508
Portfolio Adjusted1-in-10Size: 20 kW to 199.99 kWSouth of Lugo2026August Monthly Peak | Portfolio Adjusted | 1-in-10 | Size: 20 kW to 199.99 kW | South of Lugo | 2026 | August Monthly Peak | 8 | 15.4457 | 14.603 | 14.0958 | 13.9267 | 14.337 | 16.1887 | 18.6594 | 21.4576 | 25.8907 | 29.3381 | 32.3151 | 34.1027 | 34.7498 | 35.4456 | 35.6415 | 35.2822 | 34.1196 | 31.6678 | 28.0589 | 26.2104 | 25.1397 | 22.872 | 20.1783 | 17.3816 | 0 | 0 | 0 | 0 | 0 | 0 | 0 | 0 | 0 | 0 | 0 | 0 | 0 | 0 | 0.33978 | 0.34134 | 0.33877 | 0.24331 | 0 | 0 | 0 | 0 | 0 | 0 | 70.9944 | 70.3825 | 69.8883 | 69.4254 | 69.2198 | 69.4753 | 69.6053 | 69.8101 | 72.1363 | 76.1829 | 79.5294 | 83.3135 | 85.0732 | 86.0524 | 86.6107 | 88.4182 | 90.3811 | 92.1397 | 91.9864 | 87.9448 | 81.7794 | 78.0008 | 75.9984 | 73.7527 | 0.035606 | 0.036263 | 0.03431 | 0.02974 | 0.030448 | 0.033321 | 0.039616 | 0.047438 | 0.057168 | 0.063124 | 0.067246 | 0.07031 | 0.071727 | 0.072441 | 0.071269 | 0.066124 | 0.060826 | 0.056185 | 0.049263 | 0.046948 | 0.046677 | 0.042318 | 0.04025 | 0.040627
Portfolio Adjusted1-in-10Size: 20 kW to 199.99 kWSouth of Lugo2026September Monthly Peak | Portfolio Adjusted | 1-in-10 | Size: 20 kW to 199.99 kW | South of Lugo | 2026 | September Monthly Peak | 9 | 15.8717 | 15.0688 | 14.5503 | 14.3827 | 14.8507 | 16.7378 | 19.7116 | 22.2623 | 27.2998 | 30.895 | 33.64 | 35.5959 | 36.1312 | 36.77 | 36.7276 | 35.9997 | 34.4553 | 31.7086 | 27.862 | 26.6184 | 25.1073 | 22.9623 | 20.0944 | 17.4256 | 0 | 0 | 0 | 0 | 0 | 0 | 0 | 0 | 0 | 0 | 0 | 0 | 0 | 0 | 0.35013 | 0.34828 | 0.34211 | 0.24362 | 0 | 0 | 0 | 0 | 0 | 0 | 75.7762 | 75.1319 | 74.3899 | 73.5043 | 72.6795 | 72.3462 | 72.2957 | 72.5599 | 74.6682 | 78.7849 | 82.5677 | 86.5935 | 89.192 | 90.3696 | 90.076 | 90.4853 | 90.3939 | 89.7757 | 88.3227 | 84.3916 | 80.0201 | 76.873 | 74.6731 | 73.32 | 0.036588 | 0.03742 | 0.035416 | 0.030714 | 0.031539 | 0.034452 | 0.041849 | 0.049217 | 0.060279 | 0.066474 | 0.070003 | 0.073389 | 0.074578 | 0.075148 | 0.073441 | 0.067469 | 0.061425 | 0.056257 | 0.048917 | 0.047678 | 0.046616 | 0.042485 | 0.040083 | 0.04073
Portfolio Adjusted1-in-10Size: 20 kW to 199.99 kWSouth of Lugo2026October Monthly Peak | Portfolio Adjusted | 1-in-10 | Size: 20 kW to 199.99 kW | South of Lugo | 2026 | October Monthly Peak | 10 | 14.554 | 13.8496 | 13.376 | 13.1855 | 13.5864 | 15.1584 | 17.859 | 19.5715 | 23.4167 | 26.665 | 29.0811 | 30.9129 | 31.6666 | 32.5577 | 32.8204 | 32.2246 | 30.9514 | 28.3065 | 25.7553 | 24.3145 | 22.8657 | 20.9995 | 18.3083 | 16.0042 | 0 | 0 | 0 | 0 | 0 | 0 | 0 | 0 | 0 | 0 | 0 | 0 | 0 | 0 | 0.31288 | 0.31176 | 0.30732 | 0.21748 | 0 | 0 | 0 | 0 | 0 | 0 | 70.8298 | 69.8912 | 68.8215 | 67.7707 | 66.7242 | 66.4523 | 66.4892 | 66.4563 | 67.6737 | 70.7097 | 75.0434 | 79.9008 | 83.9881 | 85.7976 | 86.0102 | 86.0333 | 85.4754 | 84.5982 | 81.8548 | 77.9576 | 74.3889 | 72.248 | 70.6855 | 69.5847 | 0.03355 | 0.034392 | 0.032558 | 0.028157 | 0.028854 | 0.031201 | 0.037916 | 0.043268 | 0.051705 | 0.057373 | 0.060517 | 0.063734 | 0.065363 | 0.066539 | 0.065628 | 0.060393 | 0.055178 | 0.050221 | 0.045218 | 0.043552 | 0.042454 | 0.038853 | 0.03652 | 0.037408
Portfolio Adjusted1-in-10Size: 20 kW to 199.99 kWSouth of Lugo2026November Monthly Peak | Portfolio Adjusted | 1-in-10 | Size: 20 kW to 199.99 kW | South of Lugo | 2026 | November Monthly Peak | 11 | 13.6341 | 13.0262 | 12.669 | 12.6082 | 12.9548 | 14.601 | 16.4358 | 18.5623 | 22.2729 | 25.5498 | 27.8155 | 29.6124 | 30.4396 | 31.1419 | 31.0354 | 30.2692 | 28.794 | 27.3412 | 24.6064 | 22.8695 | 21.3901 | 19.3636 | 17.0051 | 14.99 | 0 | 0 | 0 | 0 | 0 | 0 | 0 | 0 | 0 | 0 | 0 | 0 | 0 | 0 | 0.29587 | 0.29284 | 0.28589 | 0.21006 | 0 | 0 | 0 | 0 | 0 | 0 | 68.6638 | 66.8664 | 66.1422 | 64.5805 | 63.8158 | 62.7615 | 62.1772 | 62.6984 | 65.6673 | 71.4981 | 78.2542 | 83.6639 | 85.7308 | 87.1795 | 87.6053 | 86.2204 | 84.0865 | 81.7205 | 79.3342 | 76.4377 | 74.552 | 72.8079 | 70.6929 | 69.1179 | 0.03143 | 0.032348 | 0.030837 | 0.026924 | 0.027512 | 0.030054 | 0.034895 | 0.041037 | 0.049179 | 0.054973 | 0.057883 | 0.061052 | 0.06283 | 0.063645 | 0.062059 | 0.056729 | 0.051332 | 0.048508 | 0.043201 | 0.040963 | 0.039715 | 0.035827 | 0.03392 | 0.035037
Portfolio Adjusted1-in-10Size: 20 kW to 199.99 kWSouth of Lugo2026December Monthly Peak | Portfolio Adjusted | 1-in-10 | Size: 20 kW to 199.99 kW | South of Lugo | 2026 | December Monthly Peak | 12 | 12.9857 | 12.5235 | 12.3178 | 12.4301 | 12.7615 | 14.5925 | 17.2071 | 18.6953 | 21.0417 | 22.0543 | 22.3144 | 22.3296 | 21.9931 | 22.1645 | 22.1569 | 21.6279 | 21.024 | 21.0415 | 20.1563 | 19.4263 | 18.6015 | 17.3024 | 15.7079 | 14.1342 | 0 | 0 | 0 | 0 | 0 | 0 | 0 | 0 | 0 | 0 | 0 | 0 | 0 | 0 | 0.21123 | 0.20924 | 0.20875 | 0.16166 | 0 | 0 | 0 | 0 | 0 | 0 | 48.1614 | 47.2375 | 46.8566 | 47.1304 | 47.6576 | 47.319 | 48.2721 | 48.3935 | 49.3296 | 50.8592 | 52.0664 | 53.4763 | 55.0006 | 54.6854 | 54.5947 | 54.3876 | 53.8224 | 52.4674 | 51.3655 | 49.4985 | 47.59 | 47.8444 | 47.7637 | 47.0172 | 0.029935 | 0.031099 | 0.029982 | 0.026544 | 0.027102 | 0.030036 | 0.036532 | 0.041331 | 0.046461 | 0.047452 | 0.046435 | 0.046037 | 0.045396 | 0.045298 | 0.044305 | 0.040534 | 0.03748 | 0.037332 | 0.035388 | 0.034796 | 0.034537 | 0.032013 | 0.031333 | 0.033037
Portfolio Adjusted1-in-10Size: 20 kW to 199.99 kWSouth of Lugo2026Typical Event Day | Portfolio Adjusted | 1-in-10 | Size: 20 kW to 199.99 kW | South of Lugo | 2026 | Typical Event Day | 8 | 15.2869 | 14.4545 | 13.9581 | 13.7939 | 14.1919 | 16.009 | 18.4259 | 21.1248 | 25.4187 | 28.7668 | 31.6683 | 33.4304 | 34.0781 | 34.7966 | 35.0295 | 34.6907 | 33.5783 | 31.1656 | 27.623 | 25.8221 | 24.7994 | 22.575 | 19.918 | 17.1677 | 0 | 0 | 0 | 0 | 0 | 0 | 0 | 0 | 0 | 0 | 0 | 0 | 0 | 0 | 0.33394 | 0.33561 | 0.3334 | 0.23945 | 0 | 0 | 0 | 0 | 0 | 0 | 70.6138 | 69.9018 | 69.5012 | 69.074 | 68.4724 | 68.1392 | 68.1129 | 68.7167 | 71.06 | 75.0257 | 79.1122 | 82.7785 | 83.9967 | 84.3889 | 85.2281 | 86.012 | 86.638 | 86.5994 | 85.881 | 82.3926 | 77.8348 | 74.6866 | 72.8615 | 71.597 | 0.03524 | 0.035895 | 0.033975 | 0.029456 | 0.03014 | 0.032952 | 0.03912 | 0.046702 | 0.056125 | 0.061895 | 0.0659 | 0.068924 | 0.07034 | 0.071115 | 0.070045 | 0.065015 | 0.059861 | 0.055294 | 0.048497 | 0.046252 | 0.046045 | 0.041768 | 0.039731 | 0.040128
Portfolio Adjusted1-in-2Size: 20 kW to 199.99 kWSouth of Lugo2015January Monthly Peak | Portfolio Adjusted | 1-in-2 | Size: 20 kW to 199.99 kW | South of Lugo | 2015 | January Monthly Peak | 1
Portfolio Adjusted1-in-2Size: 20 kW to 199.99 kWSouth of Lugo2015February Monthly Peak | Portfolio Adjusted | 1-in-2 | Size: 20 kW to 199.99 kW | South of Lugo | 2015 | February Monthly Peak | 2
Portfolio Adjusted1-in-2Size: 20 kW to 199.99 kWSouth of Lugo2015March Monthly Peak | Portfolio Adjusted | 1-in-2 | Size: 20 kW to 199.99 kW | South of Lugo | 2015 | March Monthly Peak | 3
Portfolio Adjusted1-in-2Size: 20 kW to 199.99 kWSouth of Lugo2015April Monthly Peak | Portfolio Adjusted | 1-in-2 | Size: 20 kW to 199.99 kW | South of Lugo | 2015 | April Monthly Peak | 4
Portfolio Adjusted1-in-2Size: 20 kW to 199.99 kWSouth of Lugo2015May Monthly Peak | Portfolio Adjusted | 1-in-2 | Size: 20 kW to 199.99 kW | South of Lugo | 2015 | May Monthly Peak | 5
Portfolio Adjusted1-in-2Size: 20 kW to 199.99 kWSouth of Lugo2015June Monthly Peak | Portfolio Adjusted | 1-in-2 | Size: 20 kW to 199.99 kW | South of Lugo | 2015 | June Monthly Peak | 6
Portfolio Adjusted1-in-2Size: 20 kW to 199.99 kWSouth of Lugo2015July Monthly Peak | Portfolio Adjusted | 1-in-2 | Size: 20 kW to 199.99 kW | South of Lugo | 2015 | July Monthly Peak | 7
Portfolio Adjusted1-in-2Size: 20 kW to 199.99 kWSouth of Lugo2015August Monthly Peak | Portfolio Adjusted | 1-in-2 | Size: 20 kW to 199.99 kW | South of Lugo | 2015 | August Monthly Peak | 8
Portfolio Adjusted1-in-2Size: 20 kW to 199.99 kWSouth of Lugo2015September Monthly Peak | Portfolio Adjusted | 1-in-2 | Size: 20 kW to 199.99 kW | South of Lugo | 2015 | September Monthly Peak | 9
Portfolio Adjusted1-in-2Size: 20 kW to 199.99 kWSouth of Lugo2015October Monthly Peak | Portfolio Adjusted | 1-in-2 | Size: 20 kW to 199.99 kW | South of Lugo | 2015 | October Monthly Peak | 10
Portfolio Adjusted1-in-2Size: 20 kW to 199.99 kWSouth of Lugo2015November Monthly Peak | Portfolio Adjusted | 1-in-2 | Size: 20 kW to 199.99 kW | South of Lugo | 2015 | November Monthly Peak | 11
Portfolio Adjusted1-in-2Size: 20 kW to 199.99 kWSouth of Lugo2015December Monthly Peak | Portfolio Adjusted | 1-in-2 | Size: 20 kW to 199.99 kW | South of Lugo | 2015 | December Monthly Peak | 12
Portfolio Adjusted1-in-2Size: 20 kW to 199.99 kWSouth of Lugo2015Typical Event Day | Portfolio Adjusted | 1-in-2 | Size: 20 kW to 199.99 kW | South of Lugo | 2015 | Typical Event Day | 8
Portfolio Adjusted1-in-2Size: 20 kW to 199.99 kWSouth of Lugo2016January Monthly Peak | Portfolio Adjusted | 1-in-2 | Size: 20 kW to 199.99 kW | South of Lugo | 2016 | January Monthly Peak | 1
Portfolio Adjusted1-in-2Size: 20 kW to 199.99 kWSouth of Lugo2016February Monthly Peak | Portfolio Adjusted | 1-in-2 | Size: 20 kW to 199.99 kW | South of Lugo | 2016 | February Monthly Peak | 2
Portfolio Adjusted1-in-2Size: 20 kW to 199.99 kWSouth of Lugo2016March Monthly Peak | Portfolio Adjusted | 1-in-2 | Size: 20 kW to 199.99 kW | South of Lugo | 2016 | March Monthly Peak | 3
Portfolio Adjusted1-in-2Size: 20 kW to 199.99 kWSouth of Lugo2016April Monthly Peak | Portfolio Adjusted | 1-in-2 | Size: 20 kW to 199.99 kW | South of Lugo | 2016 | April Monthly Peak | 4
Portfolio Adjusted1-in-2Size: 20 kW to 199.99 kWSouth of Lugo2016May Monthly Peak | Portfolio Adjusted | 1-in-2 | Size: 20 kW to 199.99 kW | South of Lugo | 2016 | May Monthly Peak | 5
Portfolio Adjusted1-in-2Size: 20 kW to 199.99 kWSouth of Lugo2016June Monthly Peak | Portfolio Adjusted | 1-in-2 | Size: 20 kW to 199.99 kW | South of Lugo | 2016 | June Monthly Peak | 6
Portfolio Adjusted1-in-2Size: 20 kW to 199.99 kWSouth of Lugo2016July Monthly Peak | Portfolio Adjusted | 1-in-2 | Size: 20 kW to 199.99 kW | South of Lugo | 2016 | July Monthly Peak | 7
Portfolio Adjusted1-in-2Size: 20 kW to 199.99 kWSouth of Lugo2016August Monthly Peak | Portfolio Adjusted | 1-in-2 | Size: 20 kW to 199.99 kW | South of Lugo | 2016 | August Monthly Peak | 8
Portfolio Adjusted1-in-2Size: 20 kW to 199.99 kWSouth of Lugo2016September Monthly Peak | Portfolio Adjusted | 1-in-2 | Size: 20 kW to 199.99 kW | South of Lugo | 2016 | September Monthly Peak | 9
Portfolio Adjusted1-in-2Size: 20 kW to 199.99 kWSouth of Lugo2016October Monthly Peak | Portfolio Adjusted | 1-in-2 | Size: 20 kW to 199.99 kW | South of Lugo | 2016 | October Monthly Peak | 10
Portfolio Adjusted1-in-2Size: 20 kW to 199.99 kWSouth of Lugo2016November Monthly Peak | Portfolio Adjusted | 1-in-2 | Size: 20 kW to 199.99 kW | South of Lugo | 2016 | November Monthly Peak | 11
Portfolio Adjusted1-in-2Size: 20 kW to 199.99 kWSouth of Lugo2016December Monthly Peak | Portfolio Adjusted | 1-in-2 | Size: 20 kW to 199.99 kW | South of Lugo | 2016 | December Monthly Peak | 12
Portfolio Adjusted1-in-2Size: 20 kW to 199.99 kWSouth of Lugo2016Typical Event Day | Portfolio Adjusted | 1-in-2 | Size: 20 kW to 199.99 kW | South of Lugo | 2016 | Typical Event Day | 8
Portfolio Adjusted1-in-2Size: 20 kW to 199.99 kWSouth of Lugo2017January Monthly Peak | Portfolio Adjusted | 1-in-2 | Size: 20 kW to 199.99 kW | South of Lugo | 2017 | January Monthly Peak | 1
Portfolio Adjusted1-in-2Size: 20 kW to 199.99 kWSouth of Lugo2017February Monthly Peak | Portfolio Adjusted | 1-in-2 | Size: 20 kW to 199.99 kW | South of Lugo | 2017 | February Monthly Peak | 2
Portfolio Adjusted1-in-2Size: 20 kW to 199.99 kWSouth of Lugo2017March Monthly Peak | Portfolio Adjusted | 1-in-2 | Size: 20 kW to 199.99 kW | South of Lugo | 2017 | March Monthly Peak | 3
Portfolio Adjusted1-in-2Size: 20 kW to 199.99 kWSouth of Lugo2017April Monthly Peak | Portfolio Adjusted | 1-in-2 | Size: 20 kW to 199.99 kW | South of Lugo | 2017 | April Monthly Peak | 4
Portfolio Adjusted1-in-2Size: 20 kW to 199.99 kWSouth of Lugo2017May Monthly Peak | Portfolio Adjusted | 1-in-2 | Size: 20 kW to 199.99 kW | South of Lugo | 2017 | May Monthly Peak | 5
Portfolio Adjusted1-in-2Size: 20 kW to 199.99 kWSouth of Lugo2017June Monthly Peak | Portfolio Adjusted | 1-in-2 | Size: 20 kW to 199.99 kW | South of Lugo | 2017 | June Monthly Peak | 6
Portfolio Adjusted1-in-2Size: 20 kW to 199.99 kWSouth of Lugo2017July Monthly Peak | Portfolio Adjusted | 1-in-2 | Size: 20 kW to 199.99 kW | South of Lugo | 2017 | July Monthly Peak | 7
Portfolio Adjusted1-in-2Size: 20 kW to 199.99 kWSouth of Lugo2017August Monthly Peak | Portfolio Adjusted | 1-in-2 | Size: 20 kW to 199.99 kW | South of Lugo | 2017 | August Monthly Peak | 8
Portfolio Adjusted1-in-2Size: 20 kW to 199.99 kWSouth of Lugo2017September Monthly Peak | Portfolio Adjusted | 1-in-2 | Size: 20 kW to 199.99 kW | South of Lugo | 2017 | September Monthly Peak | 9
Portfolio Adjusted1-in-2Size: 20 kW to 199.99 kWSouth of Lugo2017October Monthly Peak | Portfolio Adjusted | 1-in-2 | Size: 20 kW to 199.99 kW | South of Lugo | 2017 | October Monthly Peak | 10
Portfolio Adjusted1-in-2Size: 20 kW to 199.99 kWSouth of Lugo2017November Monthly Peak | Portfolio Adjusted | 1-in-2 | Size: 20 kW to 199.99 kW | South of Lugo | 2017 | November Monthly Peak | 11
Portfolio Adjusted1-in-2Size: 20 kW to 199.99 kWSouth of Lugo2017December Monthly Peak | Portfolio Adjusted | 1-in-2 | Size: 20 kW to 199.99 kW | South of Lugo | 2017 | December Monthly Peak | 12
Portfolio Adjusted1-in-2Size: 20 kW to 199.99 kWSouth of Lugo2017Typical Event Day | Portfolio Adjusted | 1-in-2 | Size: 20 kW to 199.99 kW | South of Lugo | 2017 | Typical Event Day | 8
Portfolio Adjusted1-in-2Size: 20 kW to 199.99 kWSouth of Lugo2018January Monthly Peak | Portfolio Adjusted | 1-in-2 | Size: 20 kW to 199.99 kW | South of Lugo | 2018 | January Monthly Peak | 1
Portfolio Adjusted1-in-2Size: 20 kW to 199.99 kWSouth of Lugo2018February Monthly Peak | Portfolio Adjusted | 1-in-2 | Size: 20 kW to 199.99 kW | South of Lugo | 2018 | February Monthly Peak | 2
Portfolio Adjusted1-in-2Size: 20 kW to 199.99 kWSouth of Lugo2018March Monthly Peak | Portfolio Adjusted | 1-in-2 | Size: 20 kW to 199.99 kW | South of Lugo | 2018 | March Monthly Peak | 3
Portfolio Adjusted1-in-2Size: 20 kW to 199.99 kWSouth of Lugo2018April Monthly Peak | Portfolio Adjusted | 1-in-2 | Size: 20 kW to 199.99 kW | South of Lugo | 2018 | April Monthly Peak | 4 | 13.3134 | 12.7712 | 12.3288 | 12.2007 | 12.5365 | 13.6927 | 15.5849 | 17.182 | 20.2007 | 22.7139 | 24.7635 | 26.206 | 26.834 | 27.6535 | 27.9725 | 27.629 | 26.7534 | 24.7954 | 22.1681 | 21.368 | 20.6168 | 18.8974 | 16.6926 | 14.577 | 0 | 0 | 0 | 0 | 0 | 0 | 0 | 0 | 0 | 0 | 0 | 0 | 0 | 0 | 0.26667 | 0.2673 | 0.26563 | 0.1905 | 0 | 0 | 0 | 0 | 0 | 0 | 60.8042 | 60.3017 | 59.7131 | 59.3146 | 58.5281 | 57.9947 | 57.6998 | 57.7722 | 59.3779 | 62.5443 | 66.4505 | 70.2182 | 73.1439 | 73.8191 | 73.6162 | 72.9692 | 71.4743 | 70.2561 | 69.0013 | 67.3842 | 64.9377 | 64.6247 | 63.5308 | 61.5237 | 0.03069 | 0.031714 | 0.030009 | 0.026054 | 0.026624 | 0.028184 | 0.033088 | 0.037985 | 0.044604 | 0.048871 | 0.051532 | 0.054029 | 0.055388 | 0.056516 | 0.055934 | 0.051781 | 0.047694 | 0.043992 | 0.03892 | 0.038274 | 0.038279 | 0.034964 | 0.033297 | 0.034072
Portfolio Adjusted1-in-2Size: 20 kW to 199.99 kWSouth of Lugo2018May Monthly Peak | Portfolio Adjusted | 1-in-2 | Size: 20 kW to 199.99 kW | South of Lugo | 2018 | May Monthly Peak | 5 | 13.3656 | 12.8227 | 12.4375 | 12.3404 | 12.7107 | 13.9117 | 15.5623 | 17.5963 | 20.7056 | 23.2973 | 25.2447 | 26.6955 | 27.3902 | 28.0419 | 28.2676 | 27.8182 | 26.8934 | 24.8981 | 22.3364 | 21.1449 | 20.8523 | 19.1099 | 16.7787 | 14.6452 | 0 | 0 | 0 | 0 | 0 | 0 | 0 | 0 | 0 | 0 | 0 | 0 | 0 | 0 | 0.26948 | 0.26913 | 0.26702 | 0.19129 | 0 | 0 | 0 | 0 | 0 | 0 | 62.793 | 61.8998 | 61.0429 | 60.6571 | 60.4166 | 59.7751 | 59.7405 | 60.3519 | 62.4027 | 65.0732 | 68.4415 | 71.9282 | 74.3242 | 74.6296 | 74.423 | 74.5779 | 75.3113 | 75.3053 | 74.0662 | 71.6067 | 68.0986 | 65.496 | 64.719 | 64.0048 | 0.030811 | 0.031842 | 0.030273 | 0.026352 | 0.026994 | 0.028635 | 0.03304 | 0.038901 | 0.045719 | 0.050127 | 0.052533 | 0.055039 | 0.056536 | 0.05731 | 0.056524 | 0.052135 | 0.047944 | 0.044174 | 0.039216 | 0.037874 | 0.038716 | 0.035357 | 0.033469 | 0.034231
Portfolio Adjusted1-in-2Size: 20 kW to 199.99 kWSouth of Lugo2018June Monthly Peak | Portfolio Adjusted | 1-in-2 | Size: 20 kW to 199.99 kW | South of Lugo | 2018 | June Monthly Peak | 6 | 14.0251 | 13.4302 | 13.0233 | 12.8893 | 13.2606 | 14.549 | 16.5124 | 18.8999 | 22.5022 | 25.5471 | 27.8435 | 29.4211 | 29.9661 | 30.6084 | 30.7787 | 30.3314 | 29.3125 | 27.1551 | 24.2915 | 22.5029 | 21.9706 | 20.279 | 17.7766 | 15.4356 | 0 | 0 | 0 | 0 | 0 | 0 | 0 | 0 | 0 | 0 | 0 | 0 | 0 | 0 | 0.29342 | 0.29344 | 0.29104 | 0.20863 | 0 | 0 | 0 | 0 | 0 | 0 | 64.8774 | 64.3033 | 63.527 | 63.1242 | 62.8957 | 62.68 | 62.4879 | 62.875 | 64.9988 | 68.3228 | 71.2282 | 73.426 | 74.1085 | 74.7816 | 75.0674 | 76.2425 | 77.5229 | 77.8219 | 77.577 | 75.016 | 71.9993 | 68.5524 | 66.6979 | 66.1232 | 0.032331 | 0.033351 | 0.031699 | 0.027525 | 0.028162 | 0.029947 | 0.035057 | 0.041783 | 0.049686 | 0.054967 | 0.057941 | 0.060658 | 0.061853 | 0.062555 | 0.061545 | 0.056845 | 0.052257 | 0.048178 | 0.042648 | 0.040307 | 0.040792 | 0.03752 | 0.035459 | 0.036079
Portfolio Adjusted1-in-2Size: 20 kW to 199.99 kWSouth of Lugo2018July Monthly Peak | Portfolio Adjusted | 1-in-2 | Size: 20 kW to 199.99 kW | South of Lugo | 2018 | July Monthly Peak | 7 | 14.736 | 13.9296 | 13.4813 | 13.3243 | 13.7673 | 15.382 | 17.4628 | 19.9941 | 23.7158 | 26.6835 | 29.108 | 30.7202 | 31.2984 | 32.0309 | 32.2872 | 31.9285 | 30.9764 | 28.8318 | 25.7726 | 23.8712 | 23.3097 | 21.5179 | 18.9466 | 16.466 | 0 | 0 | 0 | 0 | 0 | 0 | 0 | 0 | 0 | 0 | 0 | 0 | 0 | 0 | 0.3078 | 0.30889 | 0.30756 | 0.22152 | 0 | 0 | 0 | 0 | 0 | 0 | 65.312 | 65.2229 | 65.3564 | 65.5839 | 65.5308 | 65.2818 | 65.1074 | 65.4431 | 67.4682 | 70.4633 | 74.2704 | 77.2266 | 78.5634 | 79.3182 | 80.4492 | 80.9908 | 81.7847 | 81.5892 | 80.6755 | 78.0897 | 74.2444 | 71.0326 | 69.6083 | 68.7562 | 0.03397 | 0.034591 | 0.032814 | 0.028454 | 0.029238 | 0.031661 | 0.037075 | 0.044203 | 0.052365 | 0.057412 | 0.060573 | 0.063336 | 0.064603 | 0.065462 | 0.064562 | 0.059839 | 0.055223 | 0.051153 | 0.045248 | 0.042758 | 0.043279 | 0.039812 | 0.037793 | 0.038487
Portfolio Adjusted1-in-2Size: 20 kW to 199.99 kWSouth of Lugo2018August Monthly Peak | Portfolio Adjusted | 1-in-2 | Size: 20 kW to 199.99 kW | South of Lugo | 2018 | August Monthly Peak | 8 | 15.4107 | 14.5702 | 14.0654 | 13.8973 | 14.3048 | 16.1488 | 18.6075 | 21.3837 | 25.7862 | 29.2123 | 32.1732 | 33.9558 | 34.6034 | 35.3044 | 35.5086 | 35.1538 | 34.0021 | 31.5585 | 27.9637 | 26.1255 | 25.0652 | 22.8068 | 20.121 | 17.3345 | 0 | 0 | 0 | 0 | 0 | 0 | 0 | 0 | 0 | 0 | 0 | 0 | 0 | 0 | 0.33851 | 0.34009 | 0.33761 | 0.24247 | 0 | 0 | 0 | 0 | 0 | 0 | 71.6871 | 70.8474 | 70.152 | 69.07 | 68.7346 | 68.2254 | 67.9772 | 68.3546 | 70.7332 | 75.453 | 80.7306 | 84.4722 | 85.8392 | 86.4665 | 87.4565 | 87.4351 | 88.6137 | 87.6379 | 86.2458 | 83.5082 | 78.2419 | 75.2275 | 73.8795 | 72.8683 | 0.035525 | 0.036182 | 0.034236 | 0.029677 | 0.030379 | 0.033239 | 0.039505 | 0.047275 | 0.056937 | 0.062853 | 0.066951 | 0.070007 | 0.071424 | 0.072153 | 0.071003 | 0.065883 | 0.060617 | 0.055991 | 0.049095 | 0.046795 | 0.046538 | 0.042197 | 0.040136 | 0.040517
Portfolio Adjusted1-in-2Size: 20 kW to 199.99 kWSouth of Lugo2018September Monthly Peak | Portfolio Adjusted | 1-in-2 | Size: 20 kW to 199.99 kW | South of Lugo | 2018 | September Monthly Peak | 9 | 14.9206 | 14.1787 | 13.723 | 13.584 | 13.9783 | 15.6553 | 18.3026 | 20.2563 | 24.4648 | 27.4794 | 29.7855 | 31.6048 | 32.1545 | 32.9359 | 33.1161 | 32.5115 | 31.265 | 28.7411 | 25.2761 | 24.3106 | 23.0839 | 21.194 | 18.5397 | 16.1466 | 0 | 0 | 0 | 0 | 0 | 0 | 0 | 0 | 0 | 0 | 0 | 0 | 0 | 0 | 0.3157 | 0.31453 | 0.31043 | 0.22082 | 0 | 0 | 0 | 0 | 0 | 0 | 68.1157 | 67.3973 | 66.7846 | 65.909 | 65.4385 | 65.2151 | 65.1629 | 64.9516 | 66.7444 | 70.6871 | 75.141 | 79.5956 | 83.0964 | 84.8531 | 85.8412 | 85.7531 | 85.6175 | 84.4767 | 82.1594 | 79.6072 | 77.0824 | 75.73 | 74.7812 | 73.8687 | 0.034396 | 0.03521 | 0.033402 | 0.029008 | 0.029686 | 0.032224 | 0.038858 | 0.044782 | 0.054019 | 0.059125 | 0.061982 | 0.06516 | 0.06637 | 0.067312 | 0.066219 | 0.060931 | 0.055737 | 0.050992 | 0.044377 | 0.043545 | 0.042859 | 0.039213 | 0.036981 | 0.037741
Portfolio Adjusted1-in-2Size: 20 kW to 199.99 kWSouth of Lugo2018October Monthly Peak | Portfolio Adjusted | 1-in-2 | Size: 20 kW to 199.99 kW | South of Lugo | 2018 | October Monthly Peak | 10 | 14.4601 | 13.7627 | 13.2961 | 13.1093 | 13.5031 | 15.0566 | 17.7276 | 19.3826 | 23.1431 | 26.3245 | 28.6878 | 30.495 | 31.2425 | 32.1429 | 32.4267 | 31.843 | 30.6012 | 27.986 | 25.4829 | 24.0744 | 22.656 | 20.8183 | 18.1521 | 15.877 | 0 | 0 | 0 | 0 | 0 | 0 | 0 | 0 | 0 | 0 | 0 | 0 | 0 | 0 | 0.30913 | 0.30806 | 0.30384 | 0.21502 | 0 | 0 | 0 | 0 | 0 | 0 | 68.1385 | 67.5882 | 66.62 | 65.7049 | 65.2261 | 63.9648 | 63.5046 | 63.6195 | 65.1485 | 69.7122 | 76.071 | 81.7237 | 85.1291 | 86.7486 | 88.4596 | 87.501 | 85.9777 | 83.1961 | 81.0753 | 78.5948 | 76.1607 | 74.1921 | 72.5716 | 70.7518 | 0.033334 | 0.034177 | 0.032363 | 0.027994 | 0.028677 | 0.030991 | 0.037637 | 0.042851 | 0.051101 | 0.05664 | 0.059698 | 0.062872 | 0.064487 | 0.065691 | 0.064841 | 0.059678 | 0.054554 | 0.049652 | 0.04474 | 0.043122 | 0.042065 | 0.038518 | 0.036208 | 0.037111
Portfolio Adjusted1-in-2Size: 20 kW to 199.99 kWSouth of Lugo2018November Monthly Peak | Portfolio Adjusted | 1-in-2 | Size: 20 kW to 199.99 kW | South of Lugo | 2018 | November Monthly Peak | 11 | 12.8071 | 12.2933 | 12.02 | 12.0217 | 12.3096 | 13.8641 | 15.5213 | 17.1923 | 20.0607 | 22.4342 | 23.9236 | 25.1447 | 25.6685 | 26.3014 | 26.3513 | 25.6913 | 24.558 | 23.6133 | 21.6433 | 20.3498 | 19.2148 | 17.5455 | 15.5388 | 13.8357 | 0 | 0 | 0 | 0 | 0 | 0 | 0 | 0 | 0 | 0 | 0 | 0 | 0 | 0 | 0.25121 | 0.24855 | 0.24384 | 0.18142 | 0 | 0 | 0 | 0 | 0 | 0 | 58.0559 | 56.9468 | 56.2049 | 55.4865 | 54.6743 | 54.088 | 53.5364 | 53.7562 | 57.2392 | 60.4191 | 65.9334 | 71.1237 | 74.9649 | 76.2174 | 75.7218 | 74.9035 | 72.2207 | 68.3813 | 64.9633 | 63.5659 | 62.5294 | 61.2241 | 60.1697 | 59.4764 | 0.029524 | 0.030528 | 0.029257 | 0.025672 | 0.026142 | 0.028537 | 0.032953 | 0.038008 | 0.044295 | 0.04827 | 0.049784 | 0.051841 | 0.052982 | 0.053753 | 0.052692 | 0.048149 | 0.043781 | 0.041894 | 0.037999 | 0.03645 | 0.035676 | 0.032463 | 0.030995 | 0.032339
Portfolio Adjusted1-in-2Size: 20 kW to 199.99 kWSouth of Lugo2018December Monthly Peak | Portfolio Adjusted | 1-in-2 | Size: 20 kW to 199.99 kW | South of Lugo | 2018 | December Monthly Peak | 12 | 12.9691 | 12.5034 | 12.2955 | 12.4042 | 12.7337 | 14.5509 | 17.1479 | 18.6186 | 20.964 | 22.011 | 22.3075 | 22.3713 | 22.0703 | 22.2658 | 22.2662 | 21.7395 | 21.1315 | 21.1178 | 20.1909 | 19.4433 | 18.6126 | 17.3028 | 15.6936 | 14.1166 | 0 | 0 | 0 | 0 | 0 | 0 | 0 | 0 | 0 | 0 | 0 | 0 | 0 | 0 | 0.21227 | 0.21032 | 0.20981 | 0.16225 | 0 | 0 | 0 | 0 | 0 | 0 | 51.3127 | 49.8721 | 47.919 | 47.038 | 46.2378 | 45.5631 | 45.6108 | 45.4224 | 46.1913 | 49.3934 | 52.7125 | 54.7848 | 56.1147 | 56.4542 | 57.2787 | 57.3059 | 56.4702 | 55.261 | 53.9495 | 53.3516 | 52.6342 | 51.4357 | 50.4905 | 49.3723 | 0.029897 | 0.031049 | 0.029928 | 0.026489 | 0.027043 | 0.02995 | 0.036406 | 0.041161 | 0.046289 | 0.047359 | 0.046421 | 0.046123 | 0.045555 | 0.045505 | 0.044524 | 0.040743 | 0.037672 | 0.037467 | 0.035449 | 0.034826 | 0.034558 | 0.032014 | 0.031304 | 0.032996
Portfolio Adjusted1-in-2Size: 20 kW to 199.99 kWSouth of Lugo2018Typical Event Day | Portfolio Adjusted | 1-in-2 | Size: 20 kW to 199.99 kW | South of Lugo | 2018 | Typical Event Day | 8 | 14.89 | 14.0872 | 13.6198 | 13.4713 | 13.8391 | 15.5775 | 17.8686 | 20.3246 | 24.2606 | 27.3271 | 30.0064 | 31.6665 | 32.289 | 33.0479 | 33.37 | 33.0826 | 32.1027 | 29.8139 | 26.4733 | 24.8084 | 23.914 | 21.8094 | 19.2579 | 16.6298 | 0 | 0 | 0 | 0 | 0 | 0 | 0 | 0 | 0 | 0 | 0 | 0 | 0 | 0 | 0.31812 | 0.32006 | 0.31875 | 0.22906 | 0 | 0 | 0 | 0 | 0 | 0 | 67.498 | 66.9427 | 66.455 | 65.9218 | 65.6499 | 65.3506 | 65.1838 | 65.4061 | 67.4861 | 71.2315 | 75.3426 | 78.6801 | 80.4019 | 81.3549 | 82.2036 | 82.6054 | 83.3847 | 82.8815 | 81.6644 | 79.0553 | 75.392 | 72.6356 | 71.2417 | 70.4041 | 0.034325 | 0.034982 | 0.033151 | 0.028767 | 0.02939 | 0.032064 | 0.037937 | 0.044933 | 0.053568 | 0.058797 | 0.062442 | 0.065287 | 0.066647 | 0.067541 | 0.066727 | 0.062002 | 0.057231 | 0.052896 | 0.046479 | 0.044436 | 0.044401 | 0.040352 | 0.038414 | 0.03887
Portfolio Adjusted1-in-2Size: 20 kW to 199.99 kWSouth of Lugo2019January Monthly Peak | Portfolio Adjusted | 1-in-2 | Size: 20 kW to 199.99 kW | South of Lugo | 2019 | January Monthly Peak | 1 | 12.9156 | 12.5409 | 12.3299 | 12.3078 | 12.6121 | 14.0342 | 16.4413 | 17.9022 | 20.1186 | 21.6745 | 22.7549 | 23.4164 | 23.5009 | 24.0864 | 24.1346 | 23.4037 | 22.4867 | 22.1 | 20.8374 | 19.7699 | 18.8044 | 17.2622 | 15.4437 | 13.7763 | 0 | 0 | 0 | 0 | 0 | 0 | 0 | 0 | 0 | 0 | 0 | 0 | 0 | 0 | 0.23008 | 0.22642 | 0.22327 | 0.1698 | 0 | 0 | 0 | 0 | 0 | 0 | 56.7369 | 55.9771 | 55.5882 | 55.2763 | 54.22 | 54.127 | 55.0227 | 55.2951 | 55.9558 | 57.1292 | 58.5896 | 59.0756 | 60.142 | 61.1058 | 61.6782 | 61.3592 | 61.7606 | 61.5124 | 60.2068 | 59.0739 | 58.5434 | 58.1685 | 57.2731 | 56.177 | 0.029774 | 0.031142 | 0.030012 | 0.026283 | 0.026785 | 0.028887 | 0.034906 | 0.039578 | 0.044423 | 0.046635 | 0.047352 | 0.048278 | 0.048508 | 0.049226 | 0.04826 | 0.043862 | 0.040088 | 0.039209 | 0.036584 | 0.035412 | 0.034914 | 0.031938 | 0.030806 | 0.032201
Portfolio Adjusted1-in-2Size: 20 kW to 199.99 kWSouth of Lugo2019February Monthly Peak | Portfolio Adjusted | 1-in-2 | Size: 20 kW to 199.99 kW | South of Lugo | 2019 | February Monthly Peak | 2 | 13.0431 | 12.5952 | 12.2911 | 12.2585 | 12.5411 | 13.8601 | 15.9807 | 17.4455 | 19.6895 | 21.3163 | 22.585 | 23.445 | 23.7711 | 24.4398 | 24.5732 | 24.0142 | 23.0877 | 21.7924 | 20.9198 | 19.8595 | 18.8796 | 17.4469 | 15.5947 | 13.88 | 0 | 0 | 0 | 0 | 0 | 0 | 0 | 0 | 0 | 0 | 0 | 0 | 0 | 0 | 0.23426 | 0.23233 | 0.22924 | 0.16743 | 0 | 0 | 0 | 0 | 0 | 0 | 52.3266 | 51.5752 | 51.1868 | 50.7411 | 50.3501 | 49.9244 | 49.5073 | 49.6741 | 51.135 | 54.8445 | 59.1483 | 63.2677 | 64.9306 | 65.8271 | 65.8279 | 64.6469 | 64.0005 | 63.6799 | 61.0782 | 59.0915 | 58.3057 | 57.3116 | 56.2709 | 55.0283 | 0.030067 | 0.031277 | 0.029917 | 0.026178 | 0.026634 | 0.028529 | 0.033928 | 0.038568 | 0.043475 | 0.045864 | 0.046999 | 0.048337 | 0.049066 | 0.049948 | 0.049137 | 0.045006 | 0.041159 | 0.038664 | 0.036728 | 0.035572 | 0.035053 | 0.03228 | 0.031107 | 0.032443
Portfolio Adjusted1-in-2Size: 20 kW to 199.99 kWSouth of Lugo2019March Monthly Peak | Portfolio Adjusted | 1-in-2 | Size: 20 kW to 199.99 kW | South of Lugo | 2019 | March Monthly Peak | 3 | 13.1726 | 12.7374 | 12.354 | 12.2731 | 12.5906 | 13.8135 | 16.1509 | 17.5492 | 19.8673 | 21.7793 | 23.0691 | 23.917 | 24.1603 | 24.8807 | 25.2324 | 24.8297 | 24.132 | 22.7031 | 21.1186 | 20.5581 | 19.666 | 18.1513 | 16.2139 | 14.3267 | 0 | 0 | 0 | 0 | 0 | 0 | 0 | 0 | 0 | 0 | 0 | 0 | 0 | 0 | 0.24054 | 0.24021 | 0.23961 | 0.17443 | 0 | 0 | 0 | 0 | 0 | 0 | 54.3552 | 53.2185 | 52.6726 | 52.682 | 52.2909 | 51.795 | 51.4124 | 51.8006 | 53.2193 | 54.8088 | 57.139 | 59.8709 | 62.2834 | 64.191 | 65.0314 | 65.3676 | 64.615 | 63.4359 | 60.6877 | 58.5253 | 57.7334 | 56.7795 | 55.5313 | 54.0301 | 0.030366 | 0.03163 | 0.03007 | 0.026209 | 0.026739 | 0.028433 | 0.03429 | 0.038797 | 0.043868 | 0.04686 | 0.048006 | 0.04931 | 0.049869 | 0.050849 | 0.050455 | 0.046535 | 0.043021 | 0.04028 | 0.037078 | 0.036823 | 0.036514 | 0.033583 | 0.032342 | 0.033487
Portfolio Adjusted1-in-2Size: 20 kW to 199.99 kWSouth of Lugo2019April Monthly Peak | Portfolio Adjusted | 1-in-2 | Size: 20 kW to 199.99 kW | South of Lugo | 2019 | April Monthly Peak | 4 | 13.3134 | 12.7712 | 12.3288 | 12.2007 | 12.5365 | 13.6927 | 15.5849 | 17.182 | 20.2007 | 22.7139 | 24.7635 | 26.206 | 26.834 | 27.6535 | 27.9725 | 27.629 | 26.7534 | 24.7954 | 22.1681 | 21.368 | 20.6168 | 18.8974 | 16.6926 | 14.577 | 0 | 0 | 0 | 0 | 0 | 0 | 0 | 0 | 0 | 0 | 0 | 0 | 0 | 0 | 0.26667 | 0.2673 | 0.26563 | 0.1905 | 0 | 0 | 0 | 0 | 0 | 0 | 60.8042 | 60.3017 | 59.7131 | 59.3146 | 58.5281 | 57.9947 | 57.6998 | 57.7722 | 59.3779 | 62.5443 | 66.4505 | 70.2182 | 73.1439 | 73.8191 | 73.6162 | 72.9692 | 71.4743 | 70.2561 | 69.0013 | 67.3842 | 64.9377 | 64.6247 | 63.5308 | 61.5237 | 0.03069 | 0.031714 | 0.030009 | 0.026054 | 0.026624 | 0.028184 | 0.033088 | 0.037985 | 0.044604 | 0.048871 | 0.051532 | 0.054029 | 0.055388 | 0.056516 | 0.055934 | 0.051781 | 0.047694 | 0.043992 | 0.03892 | 0.038274 | 0.038279 | 0.034964 | 0.033297 | 0.034072
Portfolio Adjusted1-in-2Size: 20 kW to 199.99 kWSouth of Lugo2019May Monthly Peak | Portfolio Adjusted | 1-in-2 | Size: 20 kW to 199.99 kW | South of Lugo | 2019 | May Monthly Peak | 5 | 13.3656 | 12.8227 | 12.4375 | 12.3404 | 12.7107 | 13.9117 | 15.5623 | 17.5963 | 20.7056 | 23.2973 | 25.2447 | 26.6955 | 27.3902 | 28.0419 | 28.2676 | 27.8182 | 26.8934 | 24.8981 | 22.3364 | 21.1449 | 20.8523 | 19.1099 | 16.7787 | 14.6452 | 0 | 0 | 0 | 0 | 0 | 0 | 0 | 0 | 0 | 0 | 0 | 0 | 0 | 0 | 0.26948 | 0.26913 | 0.26702 | 0.19129 | 0 | 0 | 0 | 0 | 0 | 0 | 62.793 | 61.8998 | 61.0429 | 60.6571 | 60.4166 | 59.7751 | 59.7405 | 60.3519 | 62.4027 | 65.0732 | 68.4415 | 71.9282 | 74.3243 | 74.6296 | 74.423 | 74.5779 | 75.3113 | 75.3053 | 74.0662 | 71.6067 | 68.0986 | 65.496 | 64.7191 | 64.0048 | 0.030811 | 0.031842 | 0.030273 | 0.026352 | 0.026994 | 0.028635 | 0.03304 | 0.038901 | 0.045719 | 0.050127 | 0.052533 | 0.055039 | 0.056536 | 0.05731 | 0.056524 | 0.052135 | 0.047944 | 0.044174 | 0.039216 | 0.037874 | 0.038716 | 0.035357 | 0.033469 | 0.034231
Portfolio Adjusted1-in-2Size: 20 kW to 199.99 kWSouth of Lugo2019June Monthly Peak | Portfolio Adjusted | 1-in-2 | Size: 20 kW to 199.99 kW | South of Lugo | 2019 | June Monthly Peak | 6 | 14.0251 | 13.4302 | 13.0233 | 12.8893 | 13.2606 | 14.549 | 16.5124 | 18.8999 | 22.5022 | 25.5471 | 27.8435 | 29.4211 | 29.9661 | 30.6084 | 30.7787 | 30.3314 | 29.3125 | 27.1551 | 24.2915 | 22.5028 | 21.9706 | 20.279 | 17.7766 | 15.4356 | 0 | 0 | 0 | 0 | 0 | 0 | 0 | 0 | 0 | 0 | 0 | 0 | 0 | 0 | 0.29342 | 0.29344 | 0.29104 | 0.20863 | 0 | 0 | 0 | 0 | 0 | 0 | 64.8774 | 64.3033 | 63.527 | 63.1242 | 62.8957 | 62.68 | 62.4879 | 62.875 | 64.9988 | 68.3228 | 71.2282 | 73.426 | 74.1085 | 74.7816 | 75.0674 | 76.2425 | 77.5229 | 77.822 | 77.577 | 75.016 | 71.9993 | 68.5525 | 66.6979 | 66.1232 | 0.032331 | 0.033351 | 0.031699 | 0.027525 | 0.028162 | 0.029947 | 0.035057 | 0.041783 | 0.049686 | 0.054967 | 0.057941 | 0.060658 | 0.061853 | 0.062555 | 0.061545 | 0.056845 | 0.052257 | 0.048178 | 0.042648 | 0.040307 | 0.040792 | 0.03752 | 0.035459 | 0.036079
Portfolio Adjusted1-in-2Size: 20 kW to 199.99 kWSouth of Lugo2019July Monthly Peak | Portfolio Adjusted | 1-in-2 | Size: 20 kW to 199.99 kW | South of Lugo | 2019 | July Monthly Peak | 7 | 14.736 | 13.9296 | 13.4813 | 13.3243 | 13.7673 | 15.382 | 17.4628 | 19.9941 | 23.7158 | 26.6835 | 29.108 | 30.7202 | 31.2984 | 32.0309 | 32.2872 | 31.9285 | 30.9764 | 28.8318 | 25.7726 | 23.8712 | 23.3097 | 21.5179 | 18.9466 | 16.466 | 0 | 0 | 0 | 0 | 0 | 0 | 0 | 0 | 0 | 0 | 0 | 0 | 0 | 0 | 0.3078 | 0.30889 | 0.30756 | 0.22152 | 0 | 0 | 0 | 0 | 0 | 0 | 65.312 | 65.2228 | 65.3564 | 65.5839 | 65.5308 | 65.2818 | 65.1074 | 65.4431 | 67.4682 | 70.4633 | 74.2704 | 77.2266 | 78.5634 | 79.3182 | 80.4492 | 80.9908 | 81.7847 | 81.5892 | 80.6755 | 78.0897 | 74.2444 | 71.0326 | 69.6083 | 68.7562 | 0.03397 | 0.034591 | 0.032814 | 0.028454 | 0.029238 | 0.031661 | 0.037075 | 0.044203 | 0.052365 | 0.057412 | 0.060573 | 0.063336 | 0.064603 | 0.065462 | 0.064562 | 0.059839 | 0.055223 | 0.051153 | 0.045248 | 0.042758 | 0.043279 | 0.039812 | 0.037793 | 0.038487
Portfolio Adjusted1-in-2Size: 20 kW to 199.99 kWSouth of Lugo2019August Monthly Peak | Portfolio Adjusted | 1-in-2 | Size: 20 kW to 199.99 kW | South of Lugo | 2019 | August Monthly Peak | 8 | 15.4107 | 14.5702 | 14.0654 | 13.8973 | 14.3048 | 16.1488 | 18.6075 | 21.3837 | 25.7862 | 29.2123 | 32.1732 | 33.9558 | 34.6034 | 35.3044 | 35.5086 | 35.1538 | 34.0021 | 31.5585 | 27.9637 | 26.1255 | 25.0652 | 22.8068 | 20.121 | 17.3345 | 0 | 0 | 0 | 0 | 0 | 0 | 0 | 0 | 0 | 0 | 0 | 0 | 0 | 0 | 0.33851 | 0.34009 | 0.33761 | 0.24247 | 0 | 0 | 0 | 0 | 0 | 0 | 71.6871 | 70.8474 | 70.152 | 69.07 | 68.7346 | 68.2254 | 67.9772 | 68.3546 | 70.7332 | 75.453 | 80.7306 | 84.4722 | 85.8392 | 86.4665 | 87.4565 | 87.4351 | 88.6137 | 87.6379 | 86.2458 | 83.5082 | 78.2419 | 75.2275 | 73.8795 | 72.8683 | 0.035525 | 0.036182 | 0.034236 | 0.029677 | 0.030379 | 0.033239 | 0.039505 | 0.047275 | 0.056937 | 0.062853 | 0.066951 | 0.070007 | 0.071424 | 0.072153 | 0.071003 | 0.065883 | 0.060617 | 0.055991 | 0.049095 | 0.046795 | 0.046538 | 0.042197 | 0.040136 | 0.040517
Portfolio Adjusted1-in-2Size: 20 kW to 199.99 kWSouth of Lugo2019September Monthly Peak | Portfolio Adjusted | 1-in-2 | Size: 20 kW to 199.99 kW | South of Lugo | 2019 | September Monthly Peak | 9 | 14.9206 | 14.1787 | 13.723 | 13.584 | 13.9783 | 15.6553 | 18.3026 | 20.2563 | 24.4648 | 27.4794 | 29.7855 | 31.6048 | 32.1545 | 32.9359 | 33.1161 | 32.5115 | 31.265 | 28.7411 | 25.2761 | 24.3106 | 23.0839 | 21.194 | 18.5397 | 16.1466 | 0 | 0 | 0 | 0 | 0 | 0 | 0 | 0 | 0 | 0 | 0 | 0 | 0 | 0 | 0.3157 | 0.31453 | 0.31043 | 0.22082 | 0 | 0 | 0 | 0 | 0 | 0 | 68.1157 | 67.3973 | 66.7846 | 65.909 | 65.4385 | 65.2151 | 65.1629 | 64.9516 | 66.7444 | 70.6871 | 75.141 | 79.5956 | 83.0964 | 84.8531 | 85.8412 | 85.7531 | 85.6175 | 84.4767 | 82.1594 | 79.6072 | 77.0824 | 75.73 | 74.7812 | 73.8687 | 0.034396 | 0.03521 | 0.033402 | 0.029008 | 0.029686 | 0.032224 | 0.038858 | 0.044782 | 0.054019 | 0.059125 | 0.061982 | 0.06516 | 0.06637 | 0.067312 | 0.066219 | 0.060931 | 0.055737 | 0.050992 | 0.044377 | 0.043545 | 0.042859 | 0.039213 | 0.036981 | 0.037741
Portfolio Adjusted1-in-2Size: 20 kW to 199.99 kWSouth of Lugo2019October Monthly Peak | Portfolio Adjusted | 1-in-2 | Size: 20 kW to 199.99 kW | South of Lugo | 2019 | October Monthly Peak | 10 | 14.4601 | 13.7627 | 13.2961 | 13.1093 | 13.5031 | 15.0566 | 17.7276 | 19.3826 | 23.1431 | 26.3245 | 28.6878 | 30.495 | 31.2425 | 32.1429 | 32.4267 | 31.843 | 30.6012 | 27.986 | 25.4829 | 24.0744 | 22.656 | 20.8183 | 18.1521 | 15.877 | 0 | 0 | 0 | 0 | 0 | 0 | 0 | 0 | 0 | 0 | 0 | 0 | 0 | 0 | 0.30913 | 0.30806 | 0.30384 | 0.21502 | 0 | 0 | 0 | 0 | 0 | 0 | 68.1385 | 67.5882 | 66.62 | 65.7049 | 65.2261 | 63.9648 | 63.5046 | 63.6195 | 65.1485 | 69.7122 | 76.071 | 81.7237 | 85.1291 | 86.7486 | 88.4596 | 87.501 | 85.9777 | 83.1961 | 81.0753 | 78.5948 | 76.1607 | 74.1921 | 72.5716 | 70.7517 | 0.033334 | 0.034177 | 0.032363 | 0.027994 | 0.028677 | 0.030991 | 0.037637 | 0.042851 | 0.051101 | 0.05664 | 0.059698 | 0.062872 | 0.064487 | 0.065691 | 0.064841 | 0.059678 | 0.054554 | 0.049652 | 0.04474 | 0.043122 | 0.042065 | 0.038518 | 0.036208 | 0.037111
Portfolio Adjusted1-in-2Size: 20 kW to 199.99 kWSouth of Lugo2019November Monthly Peak | Portfolio Adjusted | 1-in-2 | Size: 20 kW to 199.99 kW | South of Lugo | 2019 | November Monthly Peak | 11 | 12.8071 | 12.2933 | 12.02 | 12.0217 | 12.3096 | 13.8641 | 15.5213 | 17.1923 | 20.0607 | 22.4342 | 23.9236 | 25.1447 | 25.6685 | 26.3014 | 26.3513 | 25.6913 | 24.558 | 23.6133 | 21.6433 | 20.3498 | 19.2148 | 17.5455 | 15.5388 | 13.8357 | 0 | 0 | 0 | 0 | 0 | 0 | 0 | 0 | 0 | 0 | 0 | 0 | 0 | 0 | 0.25121 | 0.24855 | 0.24384 | 0.18142 | 0 | 0 | 0 | 0 | 0 | 0 | 58.0559 | 56.9468 | 56.2049 | 55.4865 | 54.6743 | 54.088 | 53.5364 | 53.7562 | 57.2392 | 60.4191 | 65.9334 | 71.1237 | 74.9649 | 76.2174 | 75.7218 | 74.9035 | 72.2207 | 68.3813 | 64.9633 | 63.5659 | 62.5294 | 61.2241 | 60.1697 | 59.4764 | 0.029524 | 0.030528 | 0.029257 | 0.025672 | 0.026142 | 0.028537 | 0.032953 | 0.038008 | 0.044295 | 0.04827 | 0.049784 | 0.051841 | 0.052982 | 0.053753 | 0.052692 | 0.048149 | 0.043781 | 0.041894 | 0.037999 | 0.03645 | 0.035676 | 0.032463 | 0.030995 | 0.032339
Portfolio Adjusted1-in-2Size: 20 kW to 199.99 kWSouth of Lugo2019December Monthly Peak | Portfolio Adjusted | 1-in-2 | Size: 20 kW to 199.99 kW | South of Lugo | 2019 | December Monthly Peak | 12 | 12.9691 | 12.5034 | 12.2955 | 12.4042 | 12.7337 | 14.5509 | 17.1479 | 18.6186 | 20.964 | 22.011 | 22.3075 | 22.3713 | 22.0703 | 22.2658 | 22.2662 | 21.7395 | 21.1315 | 21.1178 | 20.1909 | 19.4433 | 18.6126 | 17.3028 | 15.6936 | 14.1166 | 0 | 0 | 0 | 0 | 0 | 0 | 0 | 0 | 0 | 0 | 0 | 0 | 0 | 0 | 0.21227 | 0.21032 | 0.20981 | 0.16225 | 0 | 0 | 0 | 0 | 0 | 0 | 51.3127 | 49.8721 | 47.919 | 47.0381 | 46.2378 | 45.5631 | 45.6108 | 45.4224 | 46.1913 | 49.3934 | 52.7125 | 54.7848 | 56.1147 | 56.4542 | 57.2787 | 57.3059 | 56.4702 | 55.261 | 53.9495 | 53.3516 | 52.6342 | 51.4357 | 50.4905 | 49.3723 | 0.029897 | 0.031049 | 0.029928 | 0.026489 | 0.027043 | 0.02995 | 0.036406 | 0.041161 | 0.046289 | 0.047359 | 0.046421 | 0.046123 | 0.045555 | 0.045505 | 0.044524 | 0.040743 | 0.037672 | 0.037467 | 0.035449 | 0.034826 | 0.034558 | 0.032014 | 0.031304 | 0.032996
Portfolio Adjusted1-in-2Size: 20 kW to 199.99 kWSouth of Lugo2019Typical Event Day | Portfolio Adjusted | 1-in-2 | Size: 20 kW to 199.99 kW | South of Lugo | 2019 | Typical Event Day | 8 | 14.89 | 14.0872 | 13.6198 | 13.4713 | 13.8391 | 15.5775 | 17.8686 | 20.3246 | 24.2606 | 27.3271 | 30.0064 | 31.6665 | 32.289 | 33.0479 | 33.37 | 33.0826 | 32.1027 | 29.8139 | 26.4733 | 24.8084 | 23.914 | 21.8094 | 19.2579 | 16.6298 | 0 | 0 | 0 | 0 | 0 | 0 | 0 | 0 | 0 | 0 | 0 | 0 | 0 | 0 | 0.31812 | 0.32006 | 0.31875 | 0.22906 | 0 | 0 | 0 | 0 | 0 | 0 | 67.498 | 66.9427 | 66.455 | 65.9218 | 65.6499 | 65.3506 | 65.1838 | 65.4061 | 67.4861 | 71.2315 | 75.3426 | 78.6801 | 80.4019 | 81.3549 | 82.2036 | 82.6054 | 83.3847 | 82.8815 | 81.6644 | 79.0553 | 75.392 | 72.6356 | 71.2417 | 70.4041 | 0.034325 | 0.034982 | 0.033151 | 0.028767 | 0.02939 | 0.032063 | 0.037937 | 0.044933 | 0.053568 | 0.058797 | 0.062442 | 0.065287 | 0.066647 | 0.067541 | 0.066727 | 0.062002 | 0.057231 | 0.052896 | 0.046479 | 0.044436 | 0.044401 | 0.040352 | 0.038414 | 0.03887
Portfolio Adjusted1-in-2Size: 20 kW to 199.99 kWSouth of Lugo2020January Monthly Peak | Portfolio Adjusted | 1-in-2 | Size: 20 kW to 199.99 kW | South of Lugo | 2020 | January Monthly Peak | 1 | 12.9156 | 12.5409 | 12.3299 | 12.3078 | 12.6121 | 14.0342 | 16.4413 | 17.9022 | 20.1186 | 21.6745 | 22.7549 | 23.4164 | 23.5009 | 24.0864 | 24.1346 | 23.4037 | 22.4867 | 22.1 | 20.8374 | 19.7699 | 18.8044 | 17.2622 | 15.4437 | 13.7763 | 0 | 0 | 0 | 0 | 0 | 0 | 0 | 0 | 0 | 0 | 0 | 0 | 0 | 0 | 0.23008 | 0.22642 | 0.22327 | 0.1698 | 0 | 0 | 0 | 0 | 0 | 0 | 56.7369 | 55.9771 | 55.5882 | 55.2763 | 54.22 | 54.127 | 55.0227 | 55.2951 | 55.9558 | 57.1292 | 58.5896 | 59.0756 | 60.142 | 61.1058 | 61.6782 | 61.3592 | 61.7606 | 61.5124 | 60.2068 | 59.0739 | 58.5434 | 58.1685 | 57.2731 | 56.177 | 0.029774 | 0.031142 | 0.030012 | 0.026283 | 0.026785 | 0.028887 | 0.034906 | 0.039578 | 0.044423 | 0.046635 | 0.047352 | 0.048278 | 0.048508 | 0.049226 | 0.04826 | 0.043862 | 0.040088 | 0.039209 | 0.036584 | 0.035412 | 0.034914 | 0.031938 | 0.030806 | 0.032201
Portfolio Adjusted1-in-2Size: 20 kW to 199.99 kWSouth of Lugo2020February Monthly Peak | Portfolio Adjusted | 1-in-2 | Size: 20 kW to 199.99 kW | South of Lugo | 2020 | February Monthly Peak | 2 | 13.0431 | 12.5952 | 12.2911 | 12.2585 | 12.5411 | 13.8601 | 15.9807 | 17.4455 | 19.6895 | 21.3163 | 22.585 | 23.445 | 23.7711 | 24.4398 | 24.5732 | 24.0142 | 23.0877 | 21.7924 | 20.9198 | 19.8595 | 18.8796 | 17.4469 | 15.5947 | 13.88 | 0 | 0 | 0 | 0 | 0 | 0 | 0 | 0 | 0 | 0 | 0 | 0 | 0 | 0 | 0.23426 | 0.23233 | 0.22924 | 0.16743 | 0 | 0 | 0 | 0 | 0 | 0 | 52.3266 | 51.5752 | 51.1868 | 50.7411 | 50.3501 | 49.9244 | 49.5073 | 49.6741 | 51.135 | 54.8445 | 59.1483 | 63.2677 | 64.9306 | 65.8271 | 65.8279 | 64.6469 | 64.0005 | 63.6799 | 61.0782 | 59.0915 | 58.3057 | 57.3116 | 56.2709 | 55.0283 | 0.030067 | 0.031277 | 0.029917 | 0.026178 | 0.026634 | 0.028529 | 0.033928 | 0.038568 | 0.043475 | 0.045864 | 0.046999 | 0.048337 | 0.049066 | 0.049948 | 0.049137 | 0.045006 | 0.041159 | 0.038664 | 0.036728 | 0.035572 | 0.035053 | 0.03228 | 0.031107 | 0.032443
Portfolio Adjusted1-in-2Size: 20 kW to 199.99 kWSouth of Lugo2020March Monthly Peak | Portfolio Adjusted | 1-in-2 | Size: 20 kW to 199.99 kW | South of Lugo | 2020 | March Monthly Peak | 3 | 13.1725 | 12.7374 | 12.354 | 12.2731 | 12.5906 | 13.8135 | 16.1509 | 17.5492 | 19.8673 | 21.7793 | 23.0691 | 23.917 | 24.1603 | 24.8807 | 25.2324 | 24.8297 | 24.132 | 22.7031 | 21.1186 | 20.5581 | 19.666 | 18.1513 | 16.2139 | 14.3267 | 0 | 0 | 0 | 0 | 0 | 0 | 0 | 0 | 0 | 0 | 0 | 0 | 0 | 0 | 0.24054 | 0.24021 | 0.23961 | 0.17443 | 0 | 0 | 0 | 0 | 0 | 0 | 54.3552 | 53.2185 | 52.6726 | 52.682 | 52.2909 | 51.795 | 51.4124 | 51.8006 | 53.2193 | 54.8088 | 57.139 | 59.8709 | 62.2834 | 64.191 | 65.0314 | 65.3676 | 64.615 | 63.4359 | 60.6877 | 58.5253 | 57.7334 | 56.7795 | 55.5313 | 54.0301 | 0.030366 | 0.03163 | 0.03007 | 0.026209 | 0.026739 | 0.028433 | 0.03429 | 0.038797 | 0.043868 | 0.04686 | 0.048006 | 0.04931 | 0.049869 | 0.050849 | 0.050455 | 0.046535 | 0.043021 | 0.04028 | 0.037078 | 0.036823 | 0.036514 | 0.033583 | 0.032342 | 0.033487
Portfolio Adjusted1-in-2Size: 20 kW to 199.99 kWSouth of Lugo2020April Monthly Peak | Portfolio Adjusted | 1-in-2 | Size: 20 kW to 199.99 kW | South of Lugo | 2020 | April Monthly Peak | 4 | 13.3134 | 12.7712 | 12.3288 | 12.2007 | 12.5365 | 13.6927 | 15.5849 | 17.182 | 20.2007 | 22.7139 | 24.7635 | 26.206 | 26.834 | 27.6535 | 27.9725 | 27.629 | 26.7534 | 24.7954 | 22.1681 | 21.368 | 20.6168 | 18.8974 | 16.6926 | 14.577 | 0 | 0 | 0 | 0 | 0 | 0 | 0 | 0 | 0 | 0 | 0 | 0 | 0 | 0 | 0.26667 | 0.2673 | 0.26563 | 0.1905 | 0 | 0 | 0 | 0 | 0 | 0 | 60.8042 | 60.3017 | 59.7131 | 59.3146 | 58.5281 | 57.9947 | 57.6998 | 57.7722 | 59.3779 | 62.5443 | 66.4505 | 70.2182 | 73.1439 | 73.8191 | 73.6162 | 72.9692 | 71.4743 | 70.2561 | 69.0013 | 67.3842 | 64.9377 | 64.6247 | 63.5308 | 61.5237 | 0.03069 | 0.031714 | 0.030009 | 0.026054 | 0.026624 | 0.028184 | 0.033088 | 0.037985 | 0.044604 | 0.048871 | 0.051532 | 0.054029 | 0.055388 | 0.056516 | 0.055934 | 0.051781 | 0.047694 | 0.043992 | 0.03892 | 0.038274 | 0.038279 | 0.034964 | 0.033297 | 0.034072
Portfolio Adjusted1-in-2Size: 20 kW to 199.99 kWSouth of Lugo2020May Monthly Peak | Portfolio Adjusted | 1-in-2 | Size: 20 kW to 199.99 kW | South of Lugo | 2020 | May Monthly Peak | 5 | 13.3656 | 12.8227 | 12.4375 | 12.3404 | 12.7107 | 13.9117 | 15.5623 | 17.5963 | 20.7056 | 23.2973 | 25.2447 | 26.6955 | 27.3902 | 28.0419 | 28.2676 | 27.8182 | 26.8934 | 24.8981 | 22.3364 | 21.1449 | 20.8523 | 19.1099 | 16.7787 | 14.6452 | 0 | 0 | 0 | 0 | 0 | 0 | 0 | 0 | 0 | 0 | 0 | 0 | 0 | 0 | 0.26948 | 0.26913 | 0.26702 | 0.19129 | 0 | 0 | 0 | 0 | 0 | 0 | 62.793 | 61.8998 | 61.0429 | 60.6571 | 60.4166 | 59.7751 | 59.7405 | 60.3519 | 62.4027 | 65.0732 | 68.4415 | 71.9282 | 74.3243 | 74.6296 | 74.423 | 74.5779 | 75.3113 | 75.3053 | 74.0662 | 71.6067 | 68.0986 | 65.496 | 64.7191 | 64.0048 | 0.030811 | 0.031842 | 0.030273 | 0.026352 | 0.026994 | 0.028635 | 0.03304 | 0.038901 | 0.045719 | 0.050127 | 0.052533 | 0.055039 | 0.056536 | 0.05731 | 0.056524 | 0.052135 | 0.047944 | 0.044174 | 0.039216 | 0.037874 | 0.038716 | 0.035357 | 0.033469 | 0.034231
Portfolio Adjusted1-in-2Size: 20 kW to 199.99 kWSouth of Lugo2020June Monthly Peak | Portfolio Adjusted | 1-in-2 | Size: 20 kW to 199.99 kW | South of Lugo | 2020 | June Monthly Peak | 6 | 14.0251 | 13.4302 | 13.0233 | 12.8893 | 13.2606 | 14.549 | 16.5124 | 18.8999 | 22.5022 | 25.5471 | 27.8435 | 29.4211 | 29.9661 | 30.6084 | 30.7787 | 30.3314 | 29.3125 | 27.1551 | 24.2915 | 22.5028 | 21.9706 | 20.279 | 17.7766 | 15.4356 | 0 | 0 | 0 | 0 | 0 | 0 | 0 | 0 | 0 | 0 | 0 | 0 | 0 | 0 | 0.29342 | 0.29344 | 0.29104 | 0.20863 | 0 | 0 | 0 | 0 | 0 | 0 | 64.8774 | 64.3033 | 63.527 | 63.1242 | 62.8957 | 62.68 | 62.4879 | 62.875 | 64.9988 | 68.3228 | 71.2282 | 73.426 | 74.1085 | 74.7816 | 75.0674 | 76.2425 | 77.5229 | 77.822 | 77.577 | 75.016 | 71.9993 | 68.5525 | 66.6979 | 66.1232 | 0.032331 | 0.033351 | 0.031699 | 0.027525 | 0.028162 | 0.029947 | 0.035057 | 0.041783 | 0.049686 | 0.054967 | 0.057941 | 0.060658 | 0.061853 | 0.062555 | 0.061545 | 0.056845 | 0.052257 | 0.048178 | 0.042648 | 0.040307 | 0.040792 | 0.03752 | 0.035459 | 0.036079
Portfolio Adjusted1-in-2Size: 20 kW to 199.99 kWSouth of Lugo2020July Monthly Peak | Portfolio Adjusted | 1-in-2 | Size: 20 kW to 199.99 kW | South of Lugo | 2020 | July Monthly Peak | 7 | 14.736 | 13.9296 | 13.4813 | 13.3243 | 13.7673 | 15.382 | 17.4628 | 19.9941 | 23.7158 | 26.6835 | 29.108 | 30.7202 | 31.2984 | 32.0309 | 32.2872 | 31.9285 | 30.9764 | 28.8318 | 25.7726 | 23.8712 | 23.3097 | 21.5179 | 18.9466 | 16.466 | 0 | 0 | 0 | 0 | 0 | 0 | 0 | 0 | 0 | 0 | 0 | 0 | 0 | 0 | 0.3078 | 0.30889 | 0.30756 | 0.22152 | 0 | 0 | 0 | 0 | 0 | 0 | 65.312 | 65.2228 | 65.3564 | 65.5839 | 65.5308 | 65.2818 | 65.1074 | 65.4431 | 67.4682 | 70.4633 | 74.2704 | 77.2266 | 78.5634 | 79.3182 | 80.4492 | 80.9908 | 81.7847 | 81.5892 | 80.6755 | 78.0897 | 74.2444 | 71.0326 | 69.6083 | 68.7562 | 0.03397 | 0.034591 | 0.032814 | 0.028454 | 0.029238 | 0.031661 | 0.037075 | 0.044203 | 0.052365 | 0.057412 | 0.060573 | 0.063336 | 0.064603 | 0.065462 | 0.064562 | 0.059839 | 0.055223 | 0.051153 | 0.045248 | 0.042758 | 0.043279 | 0.039812 | 0.037793 | 0.038487
Portfolio Adjusted1-in-2Size: 20 kW to 199.99 kWSouth of Lugo2020August Monthly Peak | Portfolio Adjusted | 1-in-2 | Size: 20 kW to 199.99 kW | South of Lugo | 2020 | August Monthly Peak | 8 | 15.4107 | 14.5702 | 14.0654 | 13.8973 | 14.3048 | 16.1488 | 18.6075 | 21.3837 | 25.7862 | 29.2123 | 32.1732 | 33.9558 | 34.6034 | 35.3044 | 35.5086 | 35.1538 | 34.0021 | 31.5585 | 27.9637 | 26.1255 | 25.0652 | 22.8068 | 20.121 | 17.3345 | 0 | 0 | 0 | 0 | 0 | 0 | 0 | 0 | 0 | 0 | 0 | 0 | 0 | 0 | 0.33851 | 0.34009 | 0.33761 | 0.24247 | 0 | 0 | 0 | 0 | 0 | 0 | 71.6871 | 70.8474 | 70.152 | 69.07 | 68.7346 | 68.2254 | 67.9772 | 68.3546 | 70.7332 | 75.453 | 80.7306 | 84.4722 | 85.8392 | 86.4665 | 87.4565 | 87.4351 | 88.6137 | 87.6379 | 86.2458 | 83.5082 | 78.2419 | 75.2275 | 73.8795 | 72.8683 | 0.035525 | 0.036182 | 0.034236 | 0.029677 | 0.030379 | 0.033239 | 0.039505 | 0.047275 | 0.056937 | 0.062853 | 0.066951 | 0.070007 | 0.071424 | 0.072153 | 0.071003 | 0.065883 | 0.060617 | 0.055991 | 0.049095 | 0.046795 | 0.046538 | 0.042197 | 0.040136 | 0.040517
Portfolio Adjusted1-in-2Size: 20 kW to 199.99 kWSouth of Lugo2020September Monthly Peak | Portfolio Adjusted | 1-in-2 | Size: 20 kW to 199.99 kW | South of Lugo | 2020 | September Monthly Peak | 9 | 14.9206 | 14.1787 | 13.723 | 13.584 | 13.9783 | 15.6553 | 18.3026 | 20.2563 | 24.4648 | 27.4794 | 29.7855 | 31.6048 | 32.1545 | 32.9359 | 33.1161 | 32.5115 | 31.265 | 28.7411 | 25.2761 | 24.3106 | 23.0839 | 21.194 | 18.5397 | 16.1466 | 0 | 0 | 0 | 0 | 0 | 0 | 0 | 0 | 0 | 0 | 0 | 0 | 0 | 0 | 0.3157 | 0.31453 | 0.31043 | 0.22082 | 0 | 0 | 0 | 0 | 0 | 0 | 68.1157 | 67.3973 | 66.7846 | 65.909 | 65.4385 | 65.2151 | 65.1629 | 64.9516 | 66.7444 | 70.6871 | 75.141 | 79.5956 | 83.0964 | 84.8531 | 85.8412 | 85.7531 | 85.6175 | 84.4767 | 82.1594 | 79.6072 | 77.0824 | 75.73 | 74.7812 | 73.8687 | 0.034396 | 0.03521 | 0.033402 | 0.029008 | 0.029686 | 0.032224 | 0.038858 | 0.044782 | 0.054019 | 0.059125 | 0.061982 | 0.06516 | 0.06637 | 0.067312 | 0.066219 | 0.060931 | 0.055737 | 0.050992 | 0.044377 | 0.043545 | 0.042859 | 0.039213 | 0.036981 | 0.037741
Portfolio Adjusted1-in-2Size: 20 kW to 199.99 kWSouth of Lugo2020October Monthly Peak | Portfolio Adjusted | 1-in-2 | Size: 20 kW to 199.99 kW | South of Lugo | 2020 | October Monthly Peak | 10 | 14.4601 | 13.7627 | 13.2961 | 13.1093 | 13.5031 | 15.0566 | 17.7276 | 19.3826 | 23.1431 | 26.3245 | 28.6878 | 30.495 | 31.2425 | 32.1429 | 32.4267 | 31.843 | 30.6012 | 27.986 | 25.4829 | 24.0744 | 22.656 | 20.8183 | 18.1521 | 15.877 | 0 | 0 | 0 | 0 | 0 | 0 | 0 | 0 | 0 | 0 | 0 | 0 | 0 | 0 | 0.30913 | 0.30806 | 0.30384 | 0.21502 | 0 | 0 | 0 | 0 | 0 | 0 | 68.1385 | 67.5882 | 66.62 | 65.7049 | 65.2261 | 63.9648 | 63.5046 | 63.6195 | 65.1485 | 69.7122 | 76.071 | 81.7237 | 85.1291 | 86.7486 | 88.4596 | 87.501 | 85.9777 | 83.1961 | 81.0753 | 78.5948 | 76.1607 | 74.1921 | 72.5716 | 70.7517 | 0.033334 | 0.034177 | 0.032363 | 0.027994 | 0.028677 | 0.030991 | 0.037637 | 0.042851 | 0.051101 | 0.05664 | 0.059698 | 0.062872 | 0.064487 | 0.065691 | 0.064841 | 0.059678 | 0.054554 | 0.049652 | 0.04474 | 0.043122 | 0.042065 | 0.038518 | 0.036208 | 0.037111
Portfolio Adjusted1-in-2Size: 20 kW to 199.99 kWSouth of Lugo2020November Monthly Peak | Portfolio Adjusted | 1-in-2 | Size: 20 kW to 199.99 kW | South of Lugo | 2020 | November Monthly Peak | 11 | 12.8071 | 12.2933 | 12.02 | 12.0217 | 12.3096 | 13.8641 | 15.5213 | 17.1923 | 20.0607 | 22.4342 | 23.9236 | 25.1447 | 25.6685 | 26.3014 | 26.3513 | 25.6913 | 24.558 | 23.6133 | 21.6433 | 20.3498 | 19.2148 | 17.5455 | 15.5388 | 13.8357 | 0 | 0 | 0 | 0 | 0 | 0 | 0 | 0 | 0 | 0 | 0 | 0 | 0 | 0 | 0.25121 | 0.24855 | 0.24384 | 0.18142 | 0 | 0 | 0 | 0 | 0 | 0 | 58.0559 | 56.9468 | 56.2049 | 55.4865 | 54.6743 | 54.088 | 53.5364 | 53.7562 | 57.2392 | 60.4191 | 65.9334 | 71.1237 | 74.9649 | 76.2174 | 75.7218 | 74.9035 | 72.2207 | 68.3813 | 64.9633 | 63.5659 | 62.5294 | 61.2241 | 60.1697 | 59.4764 | 0.029524 | 0.030528 | 0.029257 | 0.025672 | 0.026142 | 0.028537 | 0.032953 | 0.038008 | 0.044295 | 0.04827 | 0.049784 | 0.051841 | 0.052982 | 0.053753 | 0.052692 | 0.048149 | 0.043781 | 0.041894 | 0.037999 | 0.03645 | 0.035676 | 0.032463 | 0.030995 | 0.032339
Portfolio Adjusted1-in-2Size: 20 kW to 199.99 kWSouth of Lugo2020December Monthly Peak | Portfolio Adjusted | 1-in-2 | Size: 20 kW to 199.99 kW | South of Lugo | 2020 | December Monthly Peak | 12 | 12.9691 | 12.5034 | 12.2955 | 12.4042 | 12.7337 | 14.5509 | 17.1479 | 18.6186 | 20.964 | 22.011 | 22.3075 | 22.3713 | 22.0703 | 22.2658 | 22.2662 | 21.7395 | 21.1315 | 21.1178 | 20.1909 | 19.4433 | 18.6126 | 17.3028 | 15.6936 | 14.1166 | 0 | 0 | 0 | 0 | 0 | 0 | 0 | 0 | 0 | 0 | 0 | 0 | 0 | 0 | 0.21227 | 0.21032 | 0.20981 | 0.16225 | 0 | 0 | 0 | 0 | 0 | 0 | 51.3127 | 49.8721 | 47.919 | 47.0381 | 46.2378 | 45.5631 | 45.6108 | 45.4224 | 46.1913 | 49.3934 | 52.7125 | 54.7848 | 56.1147 | 56.4542 | 57.2787 | 57.3059 | 56.4702 | 55.261 | 53.9495 | 53.3516 | 52.6342 | 51.4357 | 50.4905 | 49.3723 | 0.029897 | 0.031049 | 0.029928 | 0.026489 | 0.027043 | 0.02995 | 0.036406 | 0.041161 | 0.046289 | 0.047359 | 0.046421 | 0.046123 | 0.045555 | 0.045505 | 0.044524 | 0.040743 | 0.037672 | 0.037467 | 0.035449 | 0.034826 | 0.034558 | 0.032014 | 0.031304 | 0.032996
Portfolio Adjusted1-in-2Size: 20 kW to 199.99 kWSouth of Lugo2020Typical Event Day | Portfolio Adjusted | 1-in-2 | Size: 20 kW to 199.99 kW | South of Lugo | 2020 | Typical Event Day | 8 | 14.89 | 14.0872 | 13.6198 | 13.4713 | 13.8391 | 15.5775 | 17.8686 | 20.3246 | 24.2606 | 27.3271 | 30.0064 | 31.6665 | 32.289 | 33.0479 | 33.37 | 33.0826 | 32.1027 | 29.8139 | 26.4733 | 24.8084 | 23.914 | 21.8094 | 19.2579 | 16.6298 | 0 | 0 | 0 | 0 | 0 | 0 | 0 | 0 | 0 | 0 | 0 | 0 | 0 | 0 | 0.31812 | 0.32006 | 0.31875 | 0.22906 | 0 | 0 | 0 | 0 | 0 | 0 | 67.498 | 66.9427 | 66.455 | 65.9218 | 65.6499 | 65.3506 | 65.1838 | 65.4061 | 67.4861 | 71.2315 | 75.3426 | 78.6801 | 80.4019 | 81.3549 | 82.2036 | 82.6054 | 83.3847 | 82.8815 | 81.6644 | 79.0553 | 75.392 | 72.6356 | 71.2417 | 70.4041 | 0.034325 | 0.034982 | 0.033151 | 0.028767 | 0.02939 | 0.032063 | 0.037937 | 0.044933 | 0.053568 | 0.058797 | 0.062442 | 0.065287 | 0.066647 | 0.067541 | 0.066727 | 0.062002 | 0.057231 | 0.052896 | 0.046479 | 0.044436 | 0.044401 | 0.040352 | 0.038414 | 0.03887
Portfolio Adjusted1-in-2Size: 20 kW to 199.99 kWSouth of Lugo2021January Monthly Peak | Portfolio Adjusted | 1-in-2 | Size: 20 kW to 199.99 kW | South of Lugo | 2021 | January Monthly Peak | 1 | 12.9156 | 12.5409 | 12.3299 | 12.3078 | 12.6121 | 14.0342 | 16.4413 | 17.9022 | 20.1186 | 21.6745 | 22.7549 | 23.4164 | 23.5009 | 24.0864 | 24.1346 | 23.4037 | 22.4867 | 22.1 | 20.8374 | 19.7699 | 18.8044 | 17.2622 | 15.4437 | 13.7763 | 0 | 0 | 0 | 0 | 0 | 0 | 0 | 0 | 0 | 0 | 0 | 0 | 0 | 0 | 0.23008 | 0.22642 | 0.22327 | 0.1698 | 0 | 0 | 0 | 0 | 0 | 0 | 56.7369 | 55.9771 | 55.5882 | 55.2763 | 54.22 | 54.127 | 55.0227 | 55.2951 | 55.9558 | 57.1292 | 58.5896 | 59.0756 | 60.142 | 61.1058 | 61.6782 | 61.3592 | 61.7606 | 61.5124 | 60.2068 | 59.0739 | 58.5434 | 58.1685 | 57.2731 | 56.177 | 0.029774 | 0.031142 | 0.030012 | 0.026283 | 0.026785 | 0.028887 | 0.034906 | 0.039578 | 0.044423 | 0.046635 | 0.047352 | 0.048278 | 0.048508 | 0.049226 | 0.04826 | 0.043862 | 0.040088 | 0.039209 | 0.036584 | 0.035412 | 0.034914 | 0.031938 | 0.030806 | 0.032201
Portfolio Adjusted1-in-2Size: 20 kW to 199.99 kWSouth of Lugo2021February Monthly Peak | Portfolio Adjusted | 1-in-2 | Size: 20 kW to 199.99 kW | South of Lugo | 2021 | February Monthly Peak | 2 | 13.0431 | 12.5952 | 12.2911 | 12.2585 | 12.5411 | 13.8601 | 15.9807 | 17.4455 | 19.6895 | 21.3163 | 22.585 | 23.445 | 23.7711 | 24.4398 | 24.5732 | 24.0142 | 23.0877 | 21.7924 | 20.9198 | 19.8595 | 18.8796 | 17.4469 | 15.5947 | 13.88 | 0 | 0 | 0 | 0 | 0 | 0 | 0 | 0 | 0 | 0 | 0 | 0 | 0 | 0 | 0.23426 | 0.23233 | 0.22924 | 0.16743 | 0 | 0 | 0 | 0 | 0 | 0 | 52.3266 | 51.5752 | 51.1868 | 50.7411 | 50.3501 | 49.9244 | 49.5073 | 49.6741 | 51.135 | 54.8445 | 59.1483 | 63.2677 | 64.9306 | 65.8271 | 65.8279 | 64.6469 | 64.0005 | 63.6799 | 61.0782 | 59.0915 | 58.3057 | 57.3116 | 56.2709 | 55.0283 | 0.030067 | 0.031277 | 0.029917 | 0.026178 | 0.026634 | 0.028529 | 0.033928 | 0.038568 | 0.043475 | 0.045864 | 0.046999 | 0.048337 | 0.049066 | 0.049948 | 0.049137 | 0.045006 | 0.041159 | 0.038664 | 0.036728 | 0.035572 | 0.035053 | 0.03228 | 0.031107 | 0.032443
Portfolio Adjusted1-in-2Size: 20 kW to 199.99 kWSouth of Lugo2021March Monthly Peak | Portfolio Adjusted | 1-in-2 | Size: 20 kW to 199.99 kW | South of Lugo | 2021 | March Monthly Peak | 3 | 13.1725 | 12.7374 | 12.354 | 12.2731 | 12.5906 | 13.8135 | 16.1509 | 17.5492 | 19.8673 | 21.7793 | 23.0691 | 23.917 | 24.1603 | 24.8807 | 25.2324 | 24.8297 | 24.132 | 22.7031 | 21.1186 | 20.5581 | 19.666 | 18.1513 | 16.2139 | 14.3267 | 0 | 0 | 0 | 0 | 0 | 0 | 0 | 0 | 0 | 0 | 0 | 0 | 0 | 0 | 0.24054 | 0.24021 | 0.23961 | 0.17443 | 0 | 0 | 0 | 0 | 0 | 0 | 54.3552 | 53.2185 | 52.6726 | 52.682 | 52.2909 | 51.795 | 51.4124 | 51.8006 | 53.2193 | 54.8088 | 57.139 | 59.8709 | 62.2834 | 64.191 | 65.0314 | 65.3676 | 64.615 | 63.4359 | 60.6877 | 58.5253 | 57.7334 | 56.7795 | 55.5313 | 54.0301 | 0.030366 | 0.03163 | 0.03007 | 0.026209 | 0.026739 | 0.028433 | 0.03429 | 0.038797 | 0.043868 | 0.04686 | 0.048006 | 0.04931 | 0.049869 | 0.050849 | 0.050455 | 0.046535 | 0.043021 | 0.04028 | 0.037078 | 0.036823 | 0.036514 | 0.033583 | 0.032342 | 0.033487
Portfolio Adjusted1-in-2Size: 20 kW to 199.99 kWSouth of Lugo2021April Monthly Peak | Portfolio Adjusted | 1-in-2 | Size: 20 kW to 199.99 kW | South of Lugo | 2021 | April Monthly Peak | 4 | 13.3134 | 12.7712 | 12.3288 | 12.2007 | 12.5365 | 13.6927 | 15.5849 | 17.182 | 20.2007 | 22.7139 | 24.7635 | 26.206 | 26.834 | 27.6535 | 27.9725 | 27.629 | 26.7534 | 24.7954 | 22.1681 | 21.368 | 20.6168 | 18.8974 | 16.6926 | 14.577 | 0 | 0 | 0 | 0 | 0 | 0 | 0 | 0 | 0 | 0 | 0 | 0 | 0 | 0 | 0.26667 | 0.2673 | 0.26563 | 0.1905 | 0 | 0 | 0 | 0 | 0 | 0 | 60.8042 | 60.3017 | 59.7131 | 59.3146 | 58.5281 | 57.9947 | 57.6998 | 57.7722 | 59.3779 | 62.5443 | 66.4505 | 70.2182 | 73.1439 | 73.8191 | 73.6162 | 72.9692 | 71.4743 | 70.2561 | 69.0013 | 67.3842 | 64.9377 | 64.6247 | 63.5308 | 61.5237 | 0.03069 | 0.031714 | 0.030009 | 0.026054 | 0.026624 | 0.028184 | 0.033088 | 0.037985 | 0.044604 | 0.048871 | 0.051532 | 0.054029 | 0.055388 | 0.056516 | 0.055934 | 0.051781 | 0.047694 | 0.043992 | 0.03892 | 0.038274 | 0.038279 | 0.034964 | 0.033297 | 0.034072
Portfolio Adjusted1-in-2Size: 20 kW to 199.99 kWSouth of Lugo2021May Monthly Peak | Portfolio Adjusted | 1-in-2 | Size: 20 kW to 199.99 kW | South of Lugo | 2021 | May Monthly Peak | 5 | 13.3656 | 12.8227 | 12.4375 | 12.3404 | 12.7107 | 13.9117 | 15.5623 | 17.5963 | 20.7056 | 23.2973 | 25.2447 | 26.6955 | 27.3902 | 28.0419 | 28.2676 | 27.8182 | 26.8934 | 24.8981 | 22.3364 | 21.1449 | 20.8523 | 19.1099 | 16.7787 | 14.6452 | 0 | 0 | 0 | 0 | 0 | 0 | 0 | 0 | 0 | 0 | 0 | 0 | 0 | 0 | 0.26948 | 0.26913 | 0.26702 | 0.19129 | 0 | 0 | 0 | 0 | 0 | 0 | 62.793 | 61.8998 | 61.0429 | 60.6571 | 60.4166 | 59.7751 | 59.7405 | 60.3519 | 62.4027 | 65.0732 | 68.4415 | 71.9282 | 74.3243 | 74.6296 | 74.423 | 74.5779 | 75.3113 | 75.3053 | 74.0662 | 71.6067 | 68.0986 | 65.496 | 64.7191 | 64.0048 | 0.030811 | 0.031842 | 0.030273 | 0.026352 | 0.026994 | 0.028635 | 0.03304 | 0.038901 | 0.045719 | 0.050127 | 0.052533 | 0.055039 | 0.056536 | 0.05731 | 0.056524 | 0.052135 | 0.047944 | 0.044174 | 0.039216 | 0.037874 | 0.038716 | 0.035357 | 0.033469 | 0.034231
Portfolio Adjusted1-in-2Size: 20 kW to 199.99 kWSouth of Lugo2021June Monthly Peak | Portfolio Adjusted | 1-in-2 | Size: 20 kW to 199.99 kW | South of Lugo | 2021 | June Monthly Peak | 6 | 14.0251 | 13.4302 | 13.0233 | 12.8893 | 13.2606 | 14.549 | 16.5124 | 18.8999 | 22.5022 | 25.5471 | 27.8435 | 29.4211 | 29.9661 | 30.6084 | 30.7787 | 30.3314 | 29.3125 | 27.1551 | 24.2915 | 22.5028 | 21.9706 | 20.279 | 17.7766 | 15.4356 | 0 | 0 | 0 | 0 | 0 | 0 | 0 | 0 | 0 | 0 | 0 | 0 | 0 | 0 | 0.29342 | 0.29344 | 0.29104 | 0.20863 | 0 | 0 | 0 | 0 | 0 | 0 | 64.8774 | 64.3033 | 63.527 | 63.1242 | 62.8957 | 62.68 | 62.4879 | 62.875 | 64.9988 | 68.3228 | 71.2282 | 73.426 | 74.1085 | 74.7816 | 75.0674 | 76.2425 | 77.5229 | 77.822 | 77.577 | 75.016 | 71.9993 | 68.5525 | 66.6979 | 66.1232 | 0.032331 | 0.033351 | 0.031699 | 0.027525 | 0.028162 | 0.029947 | 0.035057 | 0.041783 | 0.049686 | 0.054967 | 0.057941 | 0.060658 | 0.061853 | 0.062555 | 0.061545 | 0.056845 | 0.052257 | 0.048178 | 0.042648 | 0.040307 | 0.040792 | 0.03752 | 0.035459 | 0.036079
Portfolio Adjusted1-in-2Size: 20 kW to 199.99 kWSouth of Lugo2021July Monthly Peak | Portfolio Adjusted | 1-in-2 | Size: 20 kW to 199.99 kW | South of Lugo | 2021 | July Monthly Peak | 7 | 14.736 | 13.9296 | 13.4813 | 13.3243 | 13.7673 | 15.382 | 17.4628 | 19.9941 | 23.7158 | 26.6835 | 29.108 | 30.7202 | 31.2984 | 32.0309 | 32.2872 | 31.9285 | 30.9764 | 28.8318 | 25.7726 | 23.8712 | 23.3097 | 21.5179 | 18.9466 | 16.466 | 0 | 0 | 0 | 0 | 0 | 0 | 0 | 0 | 0 | 0 | 0 | 0 | 0 | 0 | 0.3078 | 0.30889 | 0.30756 | 0.22152 | 0 | 0 | 0 | 0 | 0 | 0 | 65.312 | 65.2228 | 65.3564 | 65.5839 | 65.5308 | 65.2818 | 65.1074 | 65.4431 | 67.4682 | 70.4633 | 74.2704 | 77.2266 | 78.5634 | 79.3182 | 80.4492 | 80.9908 | 81.7847 | 81.5892 | 80.6755 | 78.0897 | 74.2444 | 71.0326 | 69.6083 | 68.7562 | 0.03397 | 0.034591 | 0.032814 | 0.028454 | 0.029238 | 0.031661 | 0.037075 | 0.044203 | 0.052365 | 0.057412 | 0.060573 | 0.063336 | 0.064603 | 0.065462 | 0.064562 | 0.059839 | 0.055223 | 0.051153 | 0.045248 | 0.042758 | 0.043279 | 0.039812 | 0.037793 | 0.038487
Portfolio Adjusted1-in-2Size: 20 kW to 199.99 kWSouth of Lugo2021August Monthly Peak | Portfolio Adjusted | 1-in-2 | Size: 20 kW to 199.99 kW | South of Lugo | 2021 | August Monthly Peak | 8 | 15.4107 | 14.5702 | 14.0654 | 13.8973 | 14.3048 | 16.1488 | 18.6075 | 21.3837 | 25.7862 | 29.2123 | 32.1732 | 33.9558 | 34.6034 | 35.3044 | 35.5086 | 35.1538 | 34.0021 | 31.5585 | 27.9637 | 26.1255 | 25.0652 | 22.8068 | 20.121 | 17.3345 | 0 | 0 | 0 | 0 | 0 | 0 | 0 | 0 | 0 | 0 | 0 | 0 | 0 | 0 | 0.33851 | 0.34009 | 0.33761 | 0.24247 | 0 | 0 | 0 | 0 | 0 | 0 | 71.6871 | 70.8474 | 70.152 | 69.07 | 68.7346 | 68.2254 | 67.9772 | 68.3546 | 70.7332 | 75.453 | 80.7306 | 84.4722 | 85.8392 | 86.4665 | 87.4565 | 87.4351 | 88.6137 | 87.6379 | 86.2458 | 83.5082 | 78.2419 | 75.2275 | 73.8795 | 72.8683 | 0.035525 | 0.036182 | 0.034236 | 0.029677 | 0.030379 | 0.033239 | 0.039505 | 0.047275 | 0.056937 | 0.062853 | 0.066951 | 0.070007 | 0.071424 | 0.072153 | 0.071003 | 0.065883 | 0.060617 | 0.055991 | 0.049095 | 0.046795 | 0.046538 | 0.042197 | 0.040136 | 0.040517
Portfolio Adjusted1-in-2Size: 20 kW to 199.99 kWSouth of Lugo2021September Monthly Peak | Portfolio Adjusted | 1-in-2 | Size: 20 kW to 199.99 kW | South of Lugo | 2021 | September Monthly Peak | 9 | 14.9206 | 14.1787 | 13.723 | 13.584 | 13.9783 | 15.6553 | 18.3026 | 20.2563 | 24.4648 | 27.4794 | 29.7855 | 31.6048 | 32.1545 | 32.9359 | 33.1161 | 32.5115 | 31.265 | 28.7411 | 25.2761 | 24.3106 | 23.0839 | 21.194 | 18.5397 | 16.1466 | 0 | 0 | 0 | 0 | 0 | 0 | 0 | 0 | 0 | 0 | 0 | 0 | 0 | 0 | 0.3157 | 0.31453 | 0.31043 | 0.22082 | 0 | 0 | 0 | 0 | 0 | 0 | 68.1157 | 67.3973 | 66.7846 | 65.909 | 65.4385 | 65.2151 | 65.1629 | 64.9516 | 66.7444 | 70.6871 | 75.141 | 79.5956 | 83.0964 | 84.8531 | 85.8412 | 85.7531 | 85.6175 | 84.4767 | 82.1594 | 79.6072 | 77.0824 | 75.73 | 74.7812 | 73.8687 | 0.034396 | 0.03521 | 0.033402 | 0.029008 | 0.029686 | 0.032224 | 0.038858 | 0.044782 | 0.054019 | 0.059125 | 0.061982 | 0.06516 | 0.06637 | 0.067312 | 0.066219 | 0.060931 | 0.055737 | 0.050992 | 0.044377 | 0.043545 | 0.042859 | 0.039213 | 0.036981 | 0.037741
Portfolio Adjusted1-in-2Size: 20 kW to 199.99 kWSouth of Lugo2021October Monthly Peak | Portfolio Adjusted | 1-in-2 | Size: 20 kW to 199.99 kW | South of Lugo | 2021 | October Monthly Peak | 10 | 14.4601 | 13.7627 | 13.2961 | 13.1093 | 13.5031 | 15.0566 | 17.7276 | 19.3826 | 23.1431 | 26.3245 | 28.6878 | 30.495 | 31.2425 | 32.1429 | 32.4267 | 31.843 | 30.6012 | 27.986 | 25.4829 | 24.0744 | 22.656 | 20.8183 | 18.1521 | 15.877 | 0 | 0 | 0 | 0 | 0 | 0 | 0 | 0 | 0 | 0 | 0 | 0 | 0 | 0 | 0.30913 | 0.30806 | 0.30384 | 0.21502 | 0 | 0 | 0 | 0 | 0 | 0 | 68.1385 | 67.5882 | 66.62 | 65.7049 | 65.2261 | 63.9648 | 63.5046 | 63.6195 | 65.1485 | 69.7122 | 76.071 | 81.7237 | 85.1291 | 86.7486 | 88.4596 | 87.501 | 85.9777 | 83.1961 | 81.0753 | 78.5948 | 76.1607 | 74.1921 | 72.5716 | 70.7517 | 0.033334 | 0.034177 | 0.032363 | 0.027994 | 0.028677 | 0.030991 | 0.037637 | 0.042851 | 0.051101 | 0.05664 | 0.059698 | 0.062872 | 0.064487 | 0.065691 | 0.064841 | 0.059678 | 0.054554 | 0.049652 | 0.04474 | 0.043122 | 0.042065 | 0.038518 | 0.036208 | 0.037111
Portfolio Adjusted1-in-2Size: 20 kW to 199.99 kWSouth of Lugo2021November Monthly Peak | Portfolio Adjusted | 1-in-2 | Size: 20 kW to 199.99 kW | South of Lugo | 2021 | November Monthly Peak | 11 | 12.8071 | 12.2933 | 12.02 | 12.0217 | 12.3096 | 13.8641 | 15.5213 | 17.1923 | 20.0607 | 22.4342 | 23.9236 | 25.1447 | 25.6685 | 26.3014 | 26.3513 | 25.6913 | 24.558 | 23.6133 | 21.6433 | 20.3498 | 19.2148 | 17.5455 | 15.5388 | 13.8357 | 0 | 0 | 0 | 0 | 0 | 0 | 0 | 0 | 0 | 0 | 0 | 0 | 0 | 0 | 0.25121 | 0.24855 | 0.24384 | 0.18142 | 0 | 0 | 0 | 0 | 0 | 0 | 58.0559 | 56.9468 | 56.2049 | 55.4865 | 54.6743 | 54.088 | 53.5364 | 53.7562 | 57.2392 | 60.4191 | 65.9334 | 71.1237 | 74.9649 | 76.2174 | 75.7218 | 74.9035 | 72.2207 | 68.3813 | 64.9633 | 63.5659 | 62.5294 | 61.2241 | 60.1697 | 59.4764 | 0.029524 | 0.030528 | 0.029257 | 0.025672 | 0.026142 | 0.028537 | 0.032953 | 0.038008 | 0.044295 | 0.04827 | 0.049784 | 0.051841 | 0.052982 | 0.053753 | 0.052692 | 0.048149 | 0.043781 | 0.041894 | 0.037999 | 0.03645 | 0.035676 | 0.032463 | 0.030995 | 0.032339
Portfolio Adjusted1-in-2Size: 20 kW to 199.99 kWSouth of Lugo2021December Monthly Peak | Portfolio Adjusted | 1-in-2 | Size: 20 kW to 199.99 kW | South of Lugo | 2021 | December Monthly Peak | 12 | 12.9691 | 12.5034 | 12.2955 | 12.4042 | 12.7337 | 14.5509 | 17.1479 | 18.6186 | 20.964 | 22.011 | 22.3075 | 22.3713 | 22.0703 | 22.2658 | 22.2662 | 21.7395 | 21.1315 | 21.1178 | 20.1909 | 19.4433 | 18.6126 | 17.3028 | 15.6936 | 14.1166 | 0 | 0 | 0 | 0 | 0 | 0 | 0 | 0 | 0 | 0 | 0 | 0 | 0 | 0 | 0.21227 | 0.21032 | 0.20981 | 0.16225 | 0 | 0 | 0 | 0 | 0 | 0 | 51.3127 | 49.8721 | 47.919 | 47.0381 | 46.2378 | 45.5631 | 45.6108 | 45.4224 | 46.1913 | 49.3934 | 52.7125 | 54.7848 | 56.1147 | 56.4542 | 57.2787 | 57.3059 | 56.4702 | 55.261 | 53.9495 | 53.3516 | 52.6342 | 51.4357 | 50.4905 | 49.3723 | 0.029897 | 0.031049 | 0.029928 | 0.026489 | 0.027043 | 0.02995 | 0.036406 | 0.041161 | 0.046289 | 0.047359 | 0.046421 | 0.046123 | 0.045555 | 0.045505 | 0.044524 | 0.040743 | 0.037672 | 0.037467 | 0.035449 | 0.034826 | 0.034558 | 0.032014 | 0.031304 | 0.032996
Portfolio Adjusted1-in-2Size: 20 kW to 199.99 kWSouth of Lugo2021Typical Event Day | Portfolio Adjusted | 1-in-2 | Size: 20 kW to 199.99 kW | South of Lugo | 2021 | Typical Event Day | 8 | 14.89 | 14.0872 | 13.6198 | 13.4713 | 13.8391 | 15.5775 | 17.8686 | 20.3246 | 24.2606 | 27.3271 | 30.0064 | 31.6665 | 32.289 | 33.0479 | 33.37 | 33.0826 | 32.1027 | 29.8139 | 26.4733 | 24.8084 | 23.914 | 21.8094 | 19.2579 | 16.6298 | 0 | 0 | 0 | 0 | 0 | 0 | 0 | 0 | 0 | 0 | 0 | 0 | 0 | 0 | 0.31812 | 0.32006 | 0.31875 | 0.22906 | 0 | 0 | 0 | 0 | 0 | 0 | 67.498 | 66.9427 | 66.455 | 65.9218 | 65.6499 | 65.3506 | 65.1838 | 65.4061 | 67.4861 | 71.2315 | 75.3426 | 78.6801 | 80.4019 | 81.3549 | 82.2036 | 82.6054 | 83.3847 | 82.8815 | 81.6644 | 79.0553 | 75.392 | 72.6356 | 71.2417 | 70.4041 | 0.034325 | 0.034982 | 0.033151 | 0.028767 | 0.02939 | 0.032063 | 0.037937 | 0.044933 | 0.053568 | 0.058797 | 0.062442 | 0.065287 | 0.066647 | 0.067541 | 0.066727 | 0.062002 | 0.057231 | 0.052896 | 0.046479 | 0.044436 | 0.044401 | 0.040352 | 0.038414 | 0.03887
Portfolio Adjusted1-in-2Size: 20 kW to 199.99 kWSouth of Lugo2022January Monthly Peak | Portfolio Adjusted | 1-in-2 | Size: 20 kW to 199.99 kW | South of Lugo | 2022 | January Monthly Peak | 1 | 12.9156 | 12.5409 | 12.3299 | 12.3078 | 12.6121 | 14.0342 | 16.4413 | 17.9022 | 20.1186 | 21.6745 | 22.7549 | 23.4164 | 23.5009 | 24.0864 | 24.1346 | 23.4037 | 22.4867 | 22.1 | 20.8374 | 19.7699 | 18.8044 | 17.2622 | 15.4437 | 13.7763 | 0 | 0 | 0 | 0 | 0 | 0 | 0 | 0 | 0 | 0 | 0 | 0 | 0 | 0 | 0.23008 | 0.22642 | 0.22327 | 0.1698 | 0 | 0 | 0 | 0 | 0 | 0 | 56.7369 | 55.9771 | 55.5882 | 55.2763 | 54.22 | 54.127 | 55.0227 | 55.2951 | 55.9558 | 57.1292 | 58.5896 | 59.0756 | 60.142 | 61.1058 | 61.6782 | 61.3592 | 61.7606 | 61.5124 | 60.2068 | 59.0739 | 58.5434 | 58.1685 | 57.2731 | 56.177 | 0.029774 | 0.031142 | 0.030012 | 0.026283 | 0.026785 | 0.028887 | 0.034906 | 0.039578 | 0.044423 | 0.046635 | 0.047352 | 0.048278 | 0.048508 | 0.049226 | 0.04826 | 0.043862 | 0.040088 | 0.039209 | 0.036584 | 0.035412 | 0.034914 | 0.031938 | 0.030806 | 0.032201
Portfolio Adjusted1-in-2Size: 20 kW to 199.99 kWSouth of Lugo2022February Monthly Peak | Portfolio Adjusted | 1-in-2 | Size: 20 kW to 199.99 kW | South of Lugo | 2022 | February Monthly Peak | 2 | 13.0431 | 12.5952 | 12.2911 | 12.2585 | 12.5411 | 13.8601 | 15.9807 | 17.4455 | 19.6895 | 21.3163 | 22.585 | 23.445 | 23.7711 | 24.4398 | 24.5732 | 24.0142 | 23.0877 | 21.7924 | 20.9198 | 19.8595 | 18.8796 | 17.4469 | 15.5947 | 13.88 | 0 | 0 | 0 | 0 | 0 | 0 | 0 | 0 | 0 | 0 | 0 | 0 | 0 | 0 | 0.23426 | 0.23233 | 0.22924 | 0.16743 | 0 | 0 | 0 | 0 | 0 | 0 | 52.3266 | 51.5752 | 51.1868 | 50.7411 | 50.3501 | 49.9244 | 49.5073 | 49.6741 | 51.135 | 54.8445 | 59.1483 | 63.2677 | 64.9306 | 65.8271 | 65.8279 | 64.6469 | 64.0005 | 63.6799 | 61.0782 | 59.0915 | 58.3057 | 57.3116 | 56.2709 | 55.0283 | 0.030067 | 0.031277 | 0.029917 | 0.026178 | 0.026634 | 0.028529 | 0.033928 | 0.038568 | 0.043475 | 0.045864 | 0.046999 | 0.048337 | 0.049066 | 0.049948 | 0.049137 | 0.045006 | 0.041159 | 0.038664 | 0.036728 | 0.035572 | 0.035053 | 0.03228 | 0.031107 | 0.032443
Portfolio Adjusted1-in-2Size: 20 kW to 199.99 kWSouth of Lugo2022March Monthly Peak | Portfolio Adjusted | 1-in-2 | Size: 20 kW to 199.99 kW | South of Lugo | 2022 | March Monthly Peak | 3 | 13.1725 | 12.7374 | 12.354 | 12.2731 | 12.5906 | 13.8135 | 16.1509 | 17.5492 | 19.8673 | 21.7793 | 23.0691 | 23.917 | 24.1603 | 24.8807 | 25.2324 | 24.8297 | 24.132 | 22.7031 | 21.1186 | 20.5581 | 19.666 | 18.1513 | 16.2139 | 14.3267 | 0 | 0 | 0 | 0 | 0 | 0 | 0 | 0 | 0 | 0 | 0 | 0 | 0 | 0 | 0.24054 | 0.24021 | 0.23961 | 0.17443 | 0 | 0 | 0 | 0 | 0 | 0 | 54.3552 | 53.2185 | 52.6726 | 52.682 | 52.2909 | 51.795 | 51.4124 | 51.8006 | 53.2193 | 54.8088 | 57.139 | 59.8709 | 62.2834 | 64.191 | 65.0314 | 65.3676 | 64.615 | 63.4359 | 60.6877 | 58.5253 | 57.7334 | 56.7795 | 55.5313 | 54.0301 | 0.030366 | 0.03163 | 0.03007 | 0.026209 | 0.026739 | 0.028433 | 0.03429 | 0.038797 | 0.043868 | 0.04686 | 0.048006 | 0.04931 | 0.049869 | 0.050849 | 0.050455 | 0.046535 | 0.043021 | 0.04028 | 0.037078 | 0.036823 | 0.036514 | 0.033583 | 0.032342 | 0.033487
Portfolio Adjusted1-in-2Size: 20 kW to 199.99 kWSouth of Lugo2022April Monthly Peak | Portfolio Adjusted | 1-in-2 | Size: 20 kW to 199.99 kW | South of Lugo | 2022 | April Monthly Peak | 4 | 13.3134 | 12.7712 | 12.3288 | 12.2007 | 12.5365 | 13.6927 | 15.5849 | 17.182 | 20.2007 | 22.7139 | 24.7635 | 26.206 | 26.834 | 27.6535 | 27.9725 | 27.629 | 26.7534 | 24.7954 | 22.1681 | 21.368 | 20.6168 | 18.8974 | 16.6926 | 14.577 | 0 | 0 | 0 | 0 | 0 | 0 | 0 | 0 | 0 | 0 | 0 | 0 | 0 | 0 | 0.26667 | 0.2673 | 0.26563 | 0.1905 | 0 | 0 | 0 | 0 | 0 | 0 | 60.8042 | 60.3017 | 59.7131 | 59.3146 | 58.5281 | 57.9947 | 57.6998 | 57.7722 | 59.3779 | 62.5443 | 66.4505 | 70.2182 | 73.1439 | 73.8191 | 73.6162 | 72.9692 | 71.4743 | 70.2561 | 69.0013 | 67.3842 | 64.9377 | 64.6247 | 63.5308 | 61.5237 | 0.03069 | 0.031714 | 0.030009 | 0.026054 | 0.026624 | 0.028184 | 0.033088 | 0.037985 | 0.044604 | 0.048871 | 0.051532 | 0.054029 | 0.055388 | 0.056516 | 0.055934 | 0.051781 | 0.047694 | 0.043992 | 0.03892 | 0.038274 | 0.038279 | 0.034964 | 0.033297 | 0.034072
Portfolio Adjusted1-in-2Size: 20 kW to 199.99 kWSouth of Lugo2022May Monthly Peak | Portfolio Adjusted | 1-in-2 | Size: 20 kW to 199.99 kW | South of Lugo | 2022 | May Monthly Peak | 5 | 13.3656 | 12.8227 | 12.4375 | 12.3404 | 12.7107 | 13.9117 | 15.5623 | 17.5963 | 20.7056 | 23.2973 | 25.2447 | 26.6955 | 27.3902 | 28.0419 | 28.2676 | 27.8182 | 26.8934 | 24.8981 | 22.3364 | 21.1449 | 20.8523 | 19.1099 | 16.7787 | 14.6452 | 0 | 0 | 0 | 0 | 0 | 0 | 0 | 0 | 0 | 0 | 0 | 0 | 0 | 0 | 0.26948 | 0.26913 | 0.26702 | 0.19129 | 0 | 0 | 0 | 0 | 0 | 0 | 62.793 | 61.8998 | 61.0429 | 60.6571 | 60.4166 | 59.7751 | 59.7405 | 60.3519 | 62.4027 | 65.0732 | 68.4415 | 71.9282 | 74.3243 | 74.6296 | 74.423 | 74.5779 | 75.3113 | 75.3053 | 74.0662 | 71.6067 | 68.0986 | 65.496 | 64.7191 | 64.0048 | 0.030811 | 0.031842 | 0.030273 | 0.026352 | 0.026994 | 0.028635 | 0.03304 | 0.038901 | 0.045719 | 0.050127 | 0.052533 | 0.055039 | 0.056536 | 0.05731 | 0.056524 | 0.052135 | 0.047944 | 0.044174 | 0.039216 | 0.037874 | 0.038716 | 0.035357 | 0.033469 | 0.034231
Portfolio Adjusted1-in-2Size: 20 kW to 199.99 kWSouth of Lugo2022June Monthly Peak | Portfolio Adjusted | 1-in-2 | Size: 20 kW to 199.99 kW | South of Lugo | 2022 | June Monthly Peak | 6 | 14.0251 | 13.4302 | 13.0233 | 12.8893 | 13.2606 | 14.549 | 16.5124 | 18.8999 | 22.5022 | 25.5471 | 27.8435 | 29.4211 | 29.9661 | 30.6084 | 30.7787 | 30.3314 | 29.3125 | 27.1551 | 24.2915 | 22.5028 | 21.9706 | 20.279 | 17.7766 | 15.4356 | 0 | 0 | 0 | 0 | 0 | 0 | 0 | 0 | 0 | 0 | 0 | 0 | 0 | 0 | 0.29342 | 0.29344 | 0.29104 | 0.20863 | 0 | 0 | 0 | 0 | 0 | 0 | 64.8774 | 64.3033 | 63.527 | 63.1242 | 62.8957 | 62.68 | 62.4879 | 62.875 | 64.9988 | 68.3228 | 71.2282 | 73.426 | 74.1085 | 74.7816 | 75.0674 | 76.2425 | 77.5229 | 77.822 | 77.577 | 75.016 | 71.9993 | 68.5525 | 66.6979 | 66.1232 | 0.032331 | 0.033351 | 0.031699 | 0.027525 | 0.028162 | 0.029947 | 0.035057 | 0.041783 | 0.049686 | 0.054967 | 0.057941 | 0.060658 | 0.061853 | 0.062555 | 0.061545 | 0.056845 | 0.052257 | 0.048178 | 0.042648 | 0.040307 | 0.040792 | 0.03752 | 0.035459 | 0.036079
Portfolio Adjusted1-in-2Size: 20 kW to 199.99 kWSouth of Lugo2022July Monthly Peak | Portfolio Adjusted | 1-in-2 | Size: 20 kW to 199.99 kW | South of Lugo | 2022 | July Monthly Peak | 7 | 14.736 | 13.9296 | 13.4813 | 13.3243 | 13.7673 | 15.382 | 17.4628 | 19.9941 | 23.7158 | 26.6835 | 29.108 | 30.7202 | 31.2984 | 32.0309 | 32.2872 | 31.9285 | 30.9764 | 28.8318 | 25.7726 | 23.8712 | 23.3097 | 21.5179 | 18.9466 | 16.466 | 0 | 0 | 0 | 0 | 0 | 0 | 0 | 0 | 0 | 0 | 0 | 0 | 0 | 0 | 0.3078 | 0.30889 | 0.30756 | 0.22152 | 0 | 0 | 0 | 0 | 0 | 0 | 65.312 | 65.2228 | 65.3564 | 65.5839 | 65.5308 | 65.2818 | 65.1074 | 65.4431 | 67.4682 | 70.4633 | 74.2704 | 77.2266 | 78.5634 | 79.3182 | 80.4492 | 80.9908 | 81.7847 | 81.5892 | 80.6755 | 78.0897 | 74.2444 | 71.0326 | 69.6083 | 68.7562 | 0.03397 | 0.034591 | 0.032814 | 0.028454 | 0.029238 | 0.031661 | 0.037075 | 0.044203 | 0.052365 | 0.057412 | 0.060573 | 0.063336 | 0.064603 | 0.065462 | 0.064562 | 0.059839 | 0.055223 | 0.051153 | 0.045248 | 0.042758 | 0.043279 | 0.039812 | 0.037793 | 0.038487
Portfolio Adjusted1-in-2Size: 20 kW to 199.99 kWSouth of Lugo2022August Monthly Peak | Portfolio Adjusted | 1-in-2 | Size: 20 kW to 199.99 kW | South of Lugo | 2022 | August Monthly Peak | 8 | 15.4107 | 14.5702 | 14.0654 | 13.8973 | 14.3048 | 16.1488 | 18.6075 | 21.3837 | 25.7862 | 29.2123 | 32.1732 | 33.9558 | 34.6034 | 35.3044 | 35.5086 | 35.1538 | 34.0021 | 31.5585 | 27.9637 | 26.1255 | 25.0652 | 22.8068 | 20.121 | 17.3345 | 0 | 0 | 0 | 0 | 0 | 0 | 0 | 0 | 0 | 0 | 0 | 0 | 0 | 0 | 0.33851 | 0.34009 | 0.33761 | 0.24247 | 0 | 0 | 0 | 0 | 0 | 0 | 71.6871 | 70.8474 | 70.152 | 69.07 | 68.7346 | 68.2254 | 67.9772 | 68.3546 | 70.7332 | 75.453 | 80.7306 | 84.4722 | 85.8392 | 86.4665 | 87.4565 | 87.4351 | 88.6137 | 87.6379 | 86.2458 | 83.5082 | 78.2419 | 75.2275 | 73.8795 | 72.8683 | 0.035525 | 0.036182 | 0.034236 | 0.029677 | 0.030379 | 0.033239 | 0.039505 | 0.047275 | 0.056937 | 0.062853 | 0.066951 | 0.070007 | 0.071424 | 0.072153 | 0.071003 | 0.065883 | 0.060617 | 0.055991 | 0.049095 | 0.046795 | 0.046538 | 0.042197 | 0.040136 | 0.040517
Portfolio Adjusted1-in-2Size: 20 kW to 199.99 kWSouth of Lugo2022September Monthly Peak | Portfolio Adjusted | 1-in-2 | Size: 20 kW to 199.99 kW | South of Lugo | 2022 | September Monthly Peak | 9 | 14.9206 | 14.1787 | 13.723 | 13.584 | 13.9783 | 15.6553 | 18.3026 | 20.2563 | 24.4648 | 27.4794 | 29.7855 | 31.6048 | 32.1545 | 32.9359 | 33.1161 | 32.5115 | 31.265 | 28.7411 | 25.2761 | 24.3106 | 23.0839 | 21.194 | 18.5397 | 16.1466 | 0 | 0 | 0 | 0 | 0 | 0 | 0 | 0 | 0 | 0 | 0 | 0 | 0 | 0 | 0.3157 | 0.31453 | 0.31043 | 0.22082 | 0 | 0 | 0 | 0 | 0 | 0 | 68.1157 | 67.3973 | 66.7846 | 65.909 | 65.4385 | 65.2151 | 65.1629 | 64.9516 | 66.7444 | 70.6871 | 75.141 | 79.5956 | 83.0964 | 84.8531 | 85.8412 | 85.7531 | 85.6175 | 84.4767 | 82.1594 | 79.6072 | 77.0824 | 75.73 | 74.7812 | 73.8687 | 0.034396 | 0.03521 | 0.033402 | 0.029008 | 0.029686 | 0.032224 | 0.038858 | 0.044782 | 0.054019 | 0.059125 | 0.061982 | 0.06516 | 0.06637 | 0.067312 | 0.066219 | 0.060931 | 0.055737 | 0.050992 | 0.044377 | 0.043545 | 0.042859 | 0.039213 | 0.036981 | 0.037741
Portfolio Adjusted1-in-2Size: 20 kW to 199.99 kWSouth of Lugo2022October Monthly Peak | Portfolio Adjusted | 1-in-2 | Size: 20 kW to 199.99 kW | South of Lugo | 2022 | October Monthly Peak | 10 | 14.4601 | 13.7627 | 13.2961 | 13.1093 | 13.5031 | 15.0566 | 17.7276 | 19.3826 | 23.1431 | 26.3245 | 28.6878 | 30.495 | 31.2425 | 32.1429 | 32.4267 | 31.843 | 30.6012 | 27.986 | 25.4829 | 24.0744 | 22.656 | 20.8183 | 18.1521 | 15.877 | 0 | 0 | 0 | 0 | 0 | 0 | 0 | 0 | 0 | 0 | 0 | 0 | 0 | 0 | 0.30913 | 0.30806 | 0.30384 | 0.21502 | 0 | 0 | 0 | 0 | 0 | 0 | 68.1385 | 67.5882 | 66.62 | 65.7049 | 65.2261 | 63.9648 | 63.5046 | 63.6195 | 65.1485 | 69.7122 | 76.071 | 81.7237 | 85.1291 | 86.7486 | 88.4596 | 87.501 | 85.9777 | 83.1961 | 81.0753 | 78.5948 | 76.1607 | 74.1921 | 72.5716 | 70.7517 | 0.033334 | 0.034177 | 0.032363 | 0.027994 | 0.028677 | 0.030991 | 0.037637 | 0.042851 | 0.051101 | 0.05664 | 0.059698 | 0.062872 | 0.064487 | 0.065691 | 0.064841 | 0.059678 | 0.054554 | 0.049652 | 0.04474 | 0.043122 | 0.042065 | 0.038518 | 0.036208 | 0.037111
Portfolio Adjusted1-in-2Size: 20 kW to 199.99 kWSouth of Lugo2022November Monthly Peak | Portfolio Adjusted | 1-in-2 | Size: 20 kW to 199.99 kW | South of Lugo | 2022 | November Monthly Peak | 11 | 12.8071 | 12.2933 | 12.02 | 12.0217 | 12.3096 | 13.8641 | 15.5213 | 17.1923 | 20.0607 | 22.4342 | 23.9236 | 25.1447 | 25.6685 | 26.3014 | 26.3513 | 25.6913 | 24.558 | 23.6133 | 21.6433 | 20.3498 | 19.2148 | 17.5455 | 15.5388 | 13.8357 | 0 | 0 | 0 | 0 | 0 | 0 | 0 | 0 | 0 | 0 | 0 | 0 | 0 | 0 | 0.25121 | 0.24855 | 0.24384 | 0.18142 | 0 | 0 | 0 | 0 | 0 | 0 | 58.0559 | 56.9468 | 56.2049 | 55.4865 | 54.6743 | 54.088 | 53.5364 | 53.7562 | 57.2392 | 60.4191 | 65.9334 | 71.1237 | 74.9649 | 76.2174 | 75.7218 | 74.9035 | 72.2207 | 68.3813 | 64.9633 | 63.5659 | 62.5294 | 61.2241 | 60.1697 | 59.4764 | 0.029524 | 0.030528 | 0.029257 | 0.025672 | 0.026142 | 0.028537 | 0.032953 | 0.038008 | 0.044295 | 0.04827 | 0.049784 | 0.051841 | 0.052982 | 0.053753 | 0.052692 | 0.048149 | 0.043781 | 0.041894 | 0.037999 | 0.03645 | 0.035676 | 0.032463 | 0.030995 | 0.032339
Portfolio Adjusted1-in-2Size: 20 kW to 199.99 kWSouth of Lugo2022December Monthly Peak | Portfolio Adjusted | 1-in-2 | Size: 20 kW to 199.99 kW | South of Lugo | 2022 | December Monthly Peak | 12 | 12.9691 | 12.5034 | 12.2955 | 12.4042 | 12.7337 | 14.5509 | 17.1479 | 18.6186 | 20.964 | 22.011 | 22.3075 | 22.3713 | 22.0703 | 22.2658 | 22.2662 | 21.7395 | 21.1315 | 21.1178 | 20.1909 | 19.4433 | 18.6126 | 17.3028 | 15.6936 | 14.1166 | 0 | 0 | 0 | 0 | 0 | 0 | 0 | 0 | 0 | 0 | 0 | 0 | 0 | 0 | 0.21227 | 0.21032 | 0.20981 | 0.16225 | 0 | 0 | 0 | 0 | 0 | 0 | 51.3127 | 49.8721 | 47.919 | 47.0381 | 46.2378 | 45.5631 | 45.6108 | 45.4224 | 46.1913 | 49.3934 | 52.7125 | 54.7848 | 56.1147 | 56.4542 | 57.2787 | 57.3059 | 56.4702 | 55.261 | 53.9495 | 53.3516 | 52.6342 | 51.4357 | 50.4905 | 49.3723 | 0.029897 | 0.031049 | 0.029928 | 0.026489 | 0.027043 | 0.02995 | 0.036406 | 0.041161 | 0.046289 | 0.047359 | 0.046421 | 0.046123 | 0.045555 | 0.045505 | 0.044524 | 0.040743 | 0.037672 | 0.037467 | 0.035449 | 0.034826 | 0.034558 | 0.032014 | 0.031304 | 0.032996
Portfolio Adjusted1-in-2Size: 20 kW to 199.99 kWSouth of Lugo2022Typical Event Day | Portfolio Adjusted | 1-in-2 | Size: 20 kW to 199.99 kW | South of Lugo | 2022 | Typical Event Day | 8 | 14.89 | 14.0872 | 13.6198 | 13.4713 | 13.8391 | 15.5775 | 17.8686 | 20.3246 | 24.2606 | 27.3271 | 30.0064 | 31.6665 | 32.289 | 33.0479 | 33.37 | 33.0826 | 32.1027 | 29.8139 | 26.4733 | 24.8084 | 23.914 | 21.8094 | 19.2579 | 16.6298 | 0 | 0 | 0 | 0 | 0 | 0 | 0 | 0 | 0 | 0 | 0 | 0 | 0 | 0 | 0.31812 | 0.32006 | 0.31875 | 0.22906 | 0 | 0 | 0 | 0 | 0 | 0 | 67.498 | 66.9427 | 66.455 | 65.9218 | 65.6499 | 65.3506 | 65.1838 | 65.4061 | 67.4861 | 71.2315 | 75.3426 | 78.6801 | 80.4019 | 81.3549 | 82.2036 | 82.6054 | 83.3847 | 82.8815 | 81.6644 | 79.0553 | 75.392 | 72.6356 | 71.2417 | 70.4041 | 0.034325 | 0.034982 | 0.033151 | 0.028767 | 0.02939 | 0.032063 | 0.037937 | 0.044933 | 0.053568 | 0.058797 | 0.062442 | 0.065287 | 0.066647 | 0.067541 | 0.066727 | 0.062002 | 0.057231 | 0.052896 | 0.046479 | 0.044436 | 0.044401 | 0.040352 | 0.038414 | 0.03887
Portfolio Adjusted1-in-2Size: 20 kW to 199.99 kWSouth of Lugo2023January Monthly Peak | Portfolio Adjusted | 1-in-2 | Size: 20 kW to 199.99 kW | South of Lugo | 2023 | January Monthly Peak | 1 | 12.9156 | 12.5409 | 12.3299 | 12.3078 | 12.6121 | 14.0342 | 16.4413 | 17.9022 | 20.1186 | 21.6745 | 22.7549 | 23.4164 | 23.5009 | 24.0864 | 24.1346 | 23.4037 | 22.4867 | 22.1 | 20.8374 | 19.7699 | 18.8044 | 17.2622 | 15.4437 | 13.7763 | 0 | 0 | 0 | 0 | 0 | 0 | 0 | 0 | 0 | 0 | 0 | 0 | 0 | 0 | 0.23008 | 0.22642 | 0.22327 | 0.1698 | 0 | 0 | 0 | 0 | 0 | 0 | 56.7369 | 55.9771 | 55.5882 | 55.2763 | 54.22 | 54.127 | 55.0227 | 55.2951 | 55.9558 | 57.1292 | 58.5896 | 59.0756 | 60.142 | 61.1058 | 61.6782 | 61.3592 | 61.7606 | 61.5124 | 60.2068 | 59.0739 | 58.5434 | 58.1685 | 57.2731 | 56.177 | 0.029774 | 0.031142 | 0.030012 | 0.026283 | 0.026785 | 0.028887 | 0.034906 | 0.039578 | 0.044423 | 0.046635 | 0.047352 | 0.048278 | 0.048508 | 0.049226 | 0.04826 | 0.043862 | 0.040088 | 0.039209 | 0.036584 | 0.035412 | 0.034914 | 0.031938 | 0.030806 | 0.032201
Portfolio Adjusted1-in-2Size: 20 kW to 199.99 kWSouth of Lugo2023February Monthly Peak | Portfolio Adjusted | 1-in-2 | Size: 20 kW to 199.99 kW | South of Lugo | 2023 | February Monthly Peak | 2 | 13.0431 | 12.5952 | 12.2911 | 12.2585 | 12.5411 | 13.8601 | 15.9807 | 17.4455 | 19.6895 | 21.3163 | 22.585 | 23.445 | 23.7711 | 24.4398 | 24.5732 | 24.0142 | 23.0877 | 21.7924 | 20.9198 | 19.8595 | 18.8796 | 17.4469 | 15.5947 | 13.88 | 0 | 0 | 0 | 0 | 0 | 0 | 0 | 0 | 0 | 0 | 0 | 0 | 0 | 0 | 0.23426 | 0.23233 | 0.22924 | 0.16743 | 0 | 0 | 0 | 0 | 0 | 0 | 52.3266 | 51.5752 | 51.1868 | 50.7411 | 50.3501 | 49.9244 | 49.5073 | 49.6741 | 51.135 | 54.8445 | 59.1483 | 63.2677 | 64.9306 | 65.8271 | 65.8279 | 64.6469 | 64.0005 | 63.6799 | 61.0782 | 59.0915 | 58.3057 | 57.3116 | 56.2709 | 55.0283 | 0.030067 | 0.031277 | 0.029917 | 0.026178 | 0.026634 | 0.028529 | 0.033928 | 0.038568 | 0.043475 | 0.045864 | 0.046999 | 0.048337 | 0.049066 | 0.049948 | 0.049137 | 0.045006 | 0.041159 | 0.038664 | 0.036728 | 0.035572 | 0.035053 | 0.03228 | 0.031107 | 0.032443
Portfolio Adjusted1-in-2Size: 20 kW to 199.99 kWSouth of Lugo2023March Monthly Peak | Portfolio Adjusted | 1-in-2 | Size: 20 kW to 199.99 kW | South of Lugo | 2023 | March Monthly Peak | 3 | 13.1725 | 12.7374 | 12.354 | 12.2731 | 12.5906 | 13.8135 | 16.1509 | 17.5492 | 19.8673 | 21.7793 | 23.0691 | 23.917 | 24.1603 | 24.8807 | 25.2324 | 24.8297 | 24.132 | 22.7031 | 21.1186 | 20.5581 | 19.666 | 18.1513 | 16.2139 | 14.3267 | 0 | 0 | 0 | 0 | 0 | 0 | 0 | 0 | 0 | 0 | 0 | 0 | 0 | 0 | 0.24054 | 0.24021 | 0.23961 | 0.17443 | 0 | 0 | 0 | 0 | 0 | 0 | 54.3552 | 53.2185 | 52.6726 | 52.682 | 52.2909 | 51.795 | 51.4124 | 51.8006 | 53.2193 | 54.8088 | 57.139 | 59.8709 | 62.2834 | 64.191 | 65.0314 | 65.3676 | 64.615 | 63.4359 | 60.6877 | 58.5253 | 57.7334 | 56.7795 | 55.5313 | 54.0301 | 0.030366 | 0.03163 | 0.03007 | 0.026209 | 0.026739 | 0.028433 | 0.03429 | 0.038797 | 0.043868 | 0.04686 | 0.048006 | 0.04931 | 0.049869 | 0.050849 | 0.050455 | 0.046535 | 0.043021 | 0.04028 | 0.037078 | 0.036823 | 0.036514 | 0.033583 | 0.032342 | 0.033487
Portfolio Adjusted1-in-2Size: 20 kW to 199.99 kWSouth of Lugo2023April Monthly Peak | Portfolio Adjusted | 1-in-2 | Size: 20 kW to 199.99 kW | South of Lugo | 2023 | April Monthly Peak | 4 | 13.3134 | 12.7712 | 12.3288 | 12.2007 | 12.5365 | 13.6927 | 15.5849 | 17.182 | 20.2007 | 22.7139 | 24.7635 | 26.206 | 26.834 | 27.6535 | 27.9725 | 27.629 | 26.7534 | 24.7954 | 22.1681 | 21.368 | 20.6168 | 18.8974 | 16.6926 | 14.577 | 0 | 0 | 0 | 0 | 0 | 0 | 0 | 0 | 0 | 0 | 0 | 0 | 0 | 0 | 0.26667 | 0.2673 | 0.26563 | 0.1905 | 0 | 0 | 0 | 0 | 0 | 0 | 60.8042 | 60.3017 | 59.7131 | 59.3146 | 58.5281 | 57.9947 | 57.6998 | 57.7722 | 59.3779 | 62.5443 | 66.4505 | 70.2182 | 73.1439 | 73.8191 | 73.6162 | 72.9692 | 71.4743 | 70.2561 | 69.0013 | 67.3842 | 64.9377 | 64.6247 | 63.5308 | 61.5237 | 0.03069 | 0.031714 | 0.030009 | 0.026054 | 0.026624 | 0.028184 | 0.033088 | 0.037985 | 0.044604 | 0.048871 | 0.051532 | 0.054029 | 0.055388 | 0.056516 | 0.055934 | 0.051781 | 0.047694 | 0.043992 | 0.03892 | 0.038274 | 0.038279 | 0.034964 | 0.033297 | 0.034072
Portfolio Adjusted1-in-2Size: 20 kW to 199.99 kWSouth of Lugo2023May Monthly Peak | Portfolio Adjusted | 1-in-2 | Size: 20 kW to 199.99 kW | South of Lugo | 2023 | May Monthly Peak | 5 | 13.3656 | 12.8227 | 12.4375 | 12.3404 | 12.7107 | 13.9117 | 15.5623 | 17.5963 | 20.7056 | 23.2973 | 25.2447 | 26.6955 | 27.3902 | 28.0419 | 28.2676 | 27.8182 | 26.8934 | 24.8981 | 22.3364 | 21.1449 | 20.8523 | 19.1099 | 16.7787 | 14.6452 | 0 | 0 | 0 | 0 | 0 | 0 | 0 | 0 | 0 | 0 | 0 | 0 | 0 | 0 | 0.26948 | 0.26913 | 0.26702 | 0.19129 | 0 | 0 | 0 | 0 | 0 | 0 | 62.793 | 61.8998 | 61.0429 | 60.6571 | 60.4166 | 59.7751 | 59.7405 | 60.3519 | 62.4027 | 65.0732 | 68.4415 | 71.9282 | 74.3243 | 74.6296 | 74.423 | 74.5779 | 75.3113 | 75.3053 | 74.0662 | 71.6067 | 68.0986 | 65.496 | 64.7191 | 64.0048 | 0.030811 | 0.031842 | 0.030273 | 0.026352 | 0.026994 | 0.028635 | 0.03304 | 0.038901 | 0.045719 | 0.050127 | 0.052533 | 0.055039 | 0.056536 | 0.05731 | 0.056524 | 0.052135 | 0.047944 | 0.044174 | 0.039216 | 0.037874 | 0.038716 | 0.035357 | 0.033469 | 0.034231
Portfolio Adjusted1-in-2Size: 20 kW to 199.99 kWSouth of Lugo2023June Monthly Peak | Portfolio Adjusted | 1-in-2 | Size: 20 kW to 199.99 kW | South of Lugo | 2023 | June Monthly Peak | 6 | 14.0251 | 13.4302 | 13.0233 | 12.8893 | 13.2606 | 14.549 | 16.5124 | 18.8999 | 22.5022 | 25.5471 | 27.8435 | 29.4211 | 29.9661 | 30.6084 | 30.7787 | 30.3314 | 29.3125 | 27.1551 | 24.2915 | 22.5028 | 21.9706 | 20.279 | 17.7766 | 15.4356 | 0 | 0 | 0 | 0 | 0 | 0 | 0 | 0 | 0 | 0 | 0 | 0 | 0 | 0 | 0.29342 | 0.29344 | 0.29104 | 0.20863 | 0 | 0 | 0 | 0 | 0 | 0 | 64.8774 | 64.3033 | 63.527 | 63.1242 | 62.8957 | 62.68 | 62.4879 | 62.875 | 64.9988 | 68.3228 | 71.2282 | 73.426 | 74.1085 | 74.7816 | 75.0674 | 76.2425 | 77.5229 | 77.822 | 77.577 | 75.016 | 71.9993 | 68.5525 | 66.6979 | 66.1232 | 0.032331 | 0.033351 | 0.031699 | 0.027525 | 0.028162 | 0.029947 | 0.035057 | 0.041783 | 0.049686 | 0.054967 | 0.057941 | 0.060658 | 0.061853 | 0.062555 | 0.061545 | 0.056845 | 0.052257 | 0.048178 | 0.042648 | 0.040307 | 0.040792 | 0.03752 | 0.035459 | 0.036079
Portfolio Adjusted1-in-2Size: 20 kW to 199.99 kWSouth of Lugo2023July Monthly Peak | Portfolio Adjusted | 1-in-2 | Size: 20 kW to 199.99 kW | South of Lugo | 2023 | July Monthly Peak | 7 | 14.736 | 13.9296 | 13.4813 | 13.3243 | 13.7673 | 15.382 | 17.4628 | 19.9941 | 23.7158 | 26.6835 | 29.108 | 30.7202 | 31.2984 | 32.0309 | 32.2872 | 31.9285 | 30.9764 | 28.8318 | 25.7726 | 23.8712 | 23.3097 | 21.5179 | 18.9466 | 16.466 | 0 | 0 | 0 | 0 | 0 | 0 | 0 | 0 | 0 | 0 | 0 | 0 | 0 | 0 | 0.3078 | 0.30889 | 0.30756 | 0.22152 | 0 | 0 | 0 | 0 | 0 | 0 | 65.312 | 65.2228 | 65.3564 | 65.5839 | 65.5308 | 65.2818 | 65.1074 | 65.4431 | 67.4682 | 70.4633 | 74.2704 | 77.2266 | 78.5634 | 79.3182 | 80.4492 | 80.9908 | 81.7847 | 81.5892 | 80.6755 | 78.0897 | 74.2444 | 71.0326 | 69.6083 | 68.7562 | 0.03397 | 0.034591 | 0.032814 | 0.028454 | 0.029238 | 0.031661 | 0.037075 | 0.044203 | 0.052365 | 0.057412 | 0.060573 | 0.063336 | 0.064603 | 0.065462 | 0.064562 | 0.059839 | 0.055223 | 0.051153 | 0.045248 | 0.042758 | 0.043279 | 0.039812 | 0.037793 | 0.038487
Portfolio Adjusted1-in-2Size: 20 kW to 199.99 kWSouth of Lugo2023August Monthly Peak | Portfolio Adjusted | 1-in-2 | Size: 20 kW to 199.99 kW | South of Lugo | 2023 | August Monthly Peak | 8 | 15.4107 | 14.5702 | 14.0654 | 13.8973 | 14.3048 | 16.1488 | 18.6075 | 21.3837 | 25.7862 | 29.2123 | 32.1732 | 33.9558 | 34.6034 | 35.3044 | 35.5086 | 35.1538 | 34.0021 | 31.5585 | 27.9637 | 26.1255 | 25.0652 | 22.8068 | 20.121 | 17.3345 | 0 | 0 | 0 | 0 | 0 | 0 | 0 | 0 | 0 | 0 | 0 | 0 | 0 | 0 | 0.33851 | 0.34009 | 0.33761 | 0.24247 | 0 | 0 | 0 | 0 | 0 | 0 | 71.6871 | 70.8474 | 70.152 | 69.07 | 68.7346 | 68.2254 | 67.9772 | 68.3546 | 70.7332 | 75.453 | 80.7306 | 84.4722 | 85.8392 | 86.4665 | 87.4565 | 87.4351 | 88.6137 | 87.6379 | 86.2458 | 83.5082 | 78.2419 | 75.2275 | 73.8795 | 72.8683 | 0.035525 | 0.036182 | 0.034236 | 0.029677 | 0.030379 | 0.033239 | 0.039505 | 0.047275 | 0.056937 | 0.062853 | 0.066951 | 0.070007 | 0.071424 | 0.072153 | 0.071003 | 0.065883 | 0.060617 | 0.055991 | 0.049095 | 0.046795 | 0.046538 | 0.042197 | 0.040136 | 0.040517
Portfolio Adjusted1-in-2Size: 20 kW to 199.99 kWSouth of Lugo2023September Monthly Peak | Portfolio Adjusted | 1-in-2 | Size: 20 kW to 199.99 kW | South of Lugo | 2023 | September Monthly Peak | 9 | 14.9206 | 14.1787 | 13.723 | 13.584 | 13.9783 | 15.6553 | 18.3026 | 20.2563 | 24.4648 | 27.4794 | 29.7855 | 31.6048 | 32.1545 | 32.9359 | 33.1161 | 32.5115 | 31.265 | 28.7411 | 25.2761 | 24.3106 | 23.0839 | 21.194 | 18.5397 | 16.1466 | 0 | 0 | 0 | 0 | 0 | 0 | 0 | 0 | 0 | 0 | 0 | 0 | 0 | 0 | 0.3157 | 0.31453 | 0.31043 | 0.22082 | 0 | 0 | 0 | 0 | 0 | 0 | 68.1157 | 67.3973 | 66.7846 | 65.909 | 65.4385 | 65.2151 | 65.1629 | 64.9516 | 66.7444 | 70.6871 | 75.141 | 79.5956 | 83.0964 | 84.8531 | 85.8412 | 85.7531 | 85.6175 | 84.4767 | 82.1594 | 79.6072 | 77.0824 | 75.73 | 74.7812 | 73.8687 | 0.034396 | 0.03521 | 0.033402 | 0.029008 | 0.029686 | 0.032224 | 0.038858 | 0.044782 | 0.054019 | 0.059125 | 0.061982 | 0.06516 | 0.06637 | 0.067312 | 0.066219 | 0.060931 | 0.055737 | 0.050992 | 0.044377 | 0.043545 | 0.042859 | 0.039213 | 0.036981 | 0.037741
Portfolio Adjusted1-in-2Size: 20 kW to 199.99 kWSouth of Lugo2023October Monthly Peak | Portfolio Adjusted | 1-in-2 | Size: 20 kW to 199.99 kW | South of Lugo | 2023 | October Monthly Peak | 10 | 14.4601 | 13.7627 | 13.2961 | 13.1093 | 13.5031 | 15.0566 | 17.7276 | 19.3826 | 23.1431 | 26.3245 | 28.6878 | 30.495 | 31.2425 | 32.1429 | 32.4267 | 31.843 | 30.6012 | 27.986 | 25.4829 | 24.0744 | 22.656 | 20.8183 | 18.1521 | 15.877 | 0 | 0 | 0 | 0 | 0 | 0 | 0 | 0 | 0 | 0 | 0 | 0 | 0 | 0 | 0.30913 | 0.30806 | 0.30384 | 0.21502 | 0 | 0 | 0 | 0 | 0 | 0 | 68.1385 | 67.5882 | 66.62 | 65.7049 | 65.2261 | 63.9648 | 63.5046 | 63.6195 | 65.1485 | 69.7122 | 76.071 | 81.7237 | 85.1291 | 86.7486 | 88.4596 | 87.501 | 85.9777 | 83.1961 | 81.0753 | 78.5948 | 76.1607 | 74.1921 | 72.5716 | 70.7517 | 0.033334 | 0.034177 | 0.032363 | 0.027994 | 0.028677 | 0.030991 | 0.037637 | 0.042851 | 0.051101 | 0.05664 | 0.059698 | 0.062872 | 0.064487 | 0.065691 | 0.064841 | 0.059678 | 0.054554 | 0.049652 | 0.04474 | 0.043122 | 0.042065 | 0.038518 | 0.036208 | 0.037111
Portfolio Adjusted1-in-2Size: 20 kW to 199.99 kWSouth of Lugo2023November Monthly Peak | Portfolio Adjusted | 1-in-2 | Size: 20 kW to 199.99 kW | South of Lugo | 2023 | November Monthly Peak | 11 | 12.8071 | 12.2933 | 12.02 | 12.0217 | 12.3096 | 13.8641 | 15.5213 | 17.1923 | 20.0607 | 22.4342 | 23.9236 | 25.1447 | 25.6685 | 26.3014 | 26.3513 | 25.6913 | 24.558 | 23.6133 | 21.6433 | 20.3498 | 19.2148 | 17.5455 | 15.5388 | 13.8357 | 0 | 0 | 0 | 0 | 0 | 0 | 0 | 0 | 0 | 0 | 0 | 0 | 0 | 0 | 0.25121 | 0.24855 | 0.24384 | 0.18142 | 0 | 0 | 0 | 0 | 0 | 0 | 58.0559 | 56.9468 | 56.2049 | 55.4865 | 54.6743 | 54.088 | 53.5364 | 53.7562 | 57.2392 | 60.4191 | 65.9334 | 71.1237 | 74.9649 | 76.2174 | 75.7218 | 74.9035 | 72.2207 | 68.3813 | 64.9633 | 63.5659 | 62.5294 | 61.2241 | 60.1697 | 59.4764 | 0.029524 | 0.030528 | 0.029257 | 0.025672 | 0.026142 | 0.028537 | 0.032953 | 0.038008 | 0.044295 | 0.04827 | 0.049784 | 0.051841 | 0.052982 | 0.053753 | 0.052692 | 0.048149 | 0.043781 | 0.041894 | 0.037999 | 0.03645 | 0.035676 | 0.032463 | 0.030995 | 0.032339
Portfolio Adjusted1-in-2Size: 20 kW to 199.99 kWSouth of Lugo2023December Monthly Peak | Portfolio Adjusted | 1-in-2 | Size: 20 kW to 199.99 kW | South of Lugo | 2023 | December Monthly Peak | 12 | 12.9691 | 12.5034 | 12.2955 | 12.4042 | 12.7337 | 14.5509 | 17.1479 | 18.6186 | 20.964 | 22.011 | 22.3075 | 22.3713 | 22.0703 | 22.2658 | 22.2662 | 21.7395 | 21.1315 | 21.1178 | 20.1909 | 19.4433 | 18.6126 | 17.3028 | 15.6936 | 14.1166 | 0 | 0 | 0 | 0 | 0 | 0 | 0 | 0 | 0 | 0 | 0 | 0 | 0 | 0 | 0.21227 | 0.21032 | 0.20981 | 0.16225 | 0 | 0 | 0 | 0 | 0 | 0 | 51.3127 | 49.8721 | 47.919 | 47.0381 | 46.2378 | 45.5631 | 45.6108 | 45.4224 | 46.1913 | 49.3934 | 52.7125 | 54.7848 | 56.1147 | 56.4542 | 57.2787 | 57.3059 | 56.4702 | 55.261 | 53.9495 | 53.3516 | 52.6342 | 51.4357 | 50.4905 | 49.3723 | 0.029897 | 0.031049 | 0.029928 | 0.026489 | 0.027043 | 0.02995 | 0.036406 | 0.041161 | 0.046289 | 0.047359 | 0.046421 | 0.046123 | 0.045555 | 0.045505 | 0.044524 | 0.040743 | 0.037672 | 0.037467 | 0.035449 | 0.034826 | 0.034558 | 0.032014 | 0.031304 | 0.032996
Portfolio Adjusted1-in-2Size: 20 kW to 199.99 kWSouth of Lugo2023Typical Event Day | Portfolio Adjusted | 1-in-2 | Size: 20 kW to 199.99 kW | South of Lugo | 2023 | Typical Event Day | 8 | 14.89 | 14.0872 | 13.6198 | 13.4713 | 13.8391 | 15.5775 | 17.8686 | 20.3246 | 24.2606 | 27.3271 | 30.0064 | 31.6665 | 32.289 | 33.0479 | 33.37 | 33.0826 | 32.1027 | 29.8139 | 26.4733 | 24.8084 | 23.914 | 21.8094 | 19.2579 | 16.6298 | 0 | 0 | 0 | 0 | 0 | 0 | 0 | 0 | 0 | 0 | 0 | 0 | 0 | 0 | 0.31812 | 0.32006 | 0.31875 | 0.22906 | 0 | 0 | 0 | 0 | 0 | 0 | 67.498 | 66.9427 | 66.455 | 65.9218 | 65.6499 | 65.3506 | 65.1838 | 65.4061 | 67.4861 | 71.2315 | 75.3426 | 78.6801 | 80.4019 | 81.3549 | 82.2036 | 82.6054 | 83.3847 | 82.8815 | 81.6644 | 79.0553 | 75.392 | 72.6356 | 71.2417 | 70.4041 | 0.034325 | 0.034982 | 0.033151 | 0.028767 | 0.02939 | 0.032063 | 0.037937 | 0.044933 | 0.053568 | 0.058797 | 0.062442 | 0.065287 | 0.066647 | 0.067541 | 0.066727 | 0.062002 | 0.057231 | 0.052896 | 0.046479 | 0.044436 | 0.044401 | 0.040352 | 0.038414 | 0.03887
Portfolio Adjusted1-in-2Size: 20 kW to 199.99 kWSouth of Lugo2024January Monthly Peak | Portfolio Adjusted | 1-in-2 | Size: 20 kW to 199.99 kW | South of Lugo | 2024 | January Monthly Peak | 1 | 12.9156 | 12.5409 | 12.3299 | 12.3078 | 12.6121 | 14.0342 | 16.4413 | 17.9022 | 20.1186 | 21.6745 | 22.7549 | 23.4164 | 23.5009 | 24.0864 | 24.1346 | 23.4037 | 22.4867 | 22.1 | 20.8374 | 19.7699 | 18.8044 | 17.2622 | 15.4437 | 13.7763 | 0 | 0 | 0 | 0 | 0 | 0 | 0 | 0 | 0 | 0 | 0 | 0 | 0 | 0 | 0.23008 | 0.22642 | 0.22327 | 0.1698 | 0 | 0 | 0 | 0 | 0 | 0 | 56.7369 | 55.9771 | 55.5882 | 55.2763 | 54.22 | 54.127 | 55.0227 | 55.2951 | 55.9558 | 57.1292 | 58.5896 | 59.0756 | 60.142 | 61.1058 | 61.6782 | 61.3592 | 61.7606 | 61.5124 | 60.2068 | 59.0739 | 58.5434 | 58.1685 | 57.2731 | 56.177 | 0.029774 | 0.031142 | 0.030012 | 0.026283 | 0.026785 | 0.028887 | 0.034906 | 0.039578 | 0.044423 | 0.046635 | 0.047352 | 0.048278 | 0.048508 | 0.049226 | 0.04826 | 0.043862 | 0.040088 | 0.039209 | 0.036584 | 0.035412 | 0.034914 | 0.031938 | 0.030806 | 0.032201
Portfolio Adjusted1-in-2Size: 20 kW to 199.99 kWSouth of Lugo2024February Monthly Peak | Portfolio Adjusted | 1-in-2 | Size: 20 kW to 199.99 kW | South of Lugo | 2024 | February Monthly Peak | 2 | 13.0431 | 12.5952 | 12.2911 | 12.2585 | 12.5411 | 13.8601 | 15.9807 | 17.4455 | 19.6895 | 21.3163 | 22.585 | 23.445 | 23.7711 | 24.4398 | 24.5732 | 24.0142 | 23.0877 | 21.7924 | 20.9198 | 19.8595 | 18.8796 | 17.4469 | 15.5947 | 13.88 | 0 | 0 | 0 | 0 | 0 | 0 | 0 | 0 | 0 | 0 | 0 | 0 | 0 | 0 | 0.23426 | 0.23233 | 0.22924 | 0.16743 | 0 | 0 | 0 | 0 | 0 | 0 | 52.3266 | 51.5752 | 51.1868 | 50.7411 | 50.3501 | 49.9244 | 49.5073 | 49.6741 | 51.135 | 54.8445 | 59.1483 | 63.2677 | 64.9306 | 65.8271 | 65.8279 | 64.6469 | 64.0005 | 63.6799 | 61.0782 | 59.0915 | 58.3057 | 57.3116 | 56.2709 | 55.0283 | 0.030067 | 0.031277 | 0.029917 | 0.026178 | 0.026634 | 0.028529 | 0.033928 | 0.038568 | 0.043475 | 0.045864 | 0.046999 | 0.048337 | 0.049066 | 0.049948 | 0.049137 | 0.045006 | 0.041159 | 0.038664 | 0.036728 | 0.035572 | 0.035053 | 0.03228 | 0.031107 | 0.032443
Portfolio Adjusted1-in-2Size: 20 kW to 199.99 kWSouth of Lugo2024March Monthly Peak | Portfolio Adjusted | 1-in-2 | Size: 20 kW to 199.99 kW | South of Lugo | 2024 | March Monthly Peak | 3 | 13.1725 | 12.7374 | 12.354 | 12.2731 | 12.5906 | 13.8135 | 16.1509 | 17.5492 | 19.8673 | 21.7793 | 23.0691 | 23.917 | 24.1603 | 24.8807 | 25.2324 | 24.8297 | 24.132 | 22.7031 | 21.1186 | 20.5581 | 19.666 | 18.1513 | 16.2139 | 14.3267 | 0 | 0 | 0 | 0 | 0 | 0 | 0 | 0 | 0 | 0 | 0 | 0 | 0 | 0 | 0.24054 | 0.24021 | 0.23961 | 0.17443 | 0 | 0 | 0 | 0 | 0 | 0 | 54.3552 | 53.2185 | 52.6726 | 52.682 | 52.2909 | 51.795 | 51.4124 | 51.8006 | 53.2193 | 54.8088 | 57.139 | 59.8709 | 62.2834 | 64.191 | 65.0314 | 65.3676 | 64.615 | 63.4359 | 60.6877 | 58.5253 | 57.7334 | 56.7795 | 55.5313 | 54.0301 | 0.030366 | 0.03163 | 0.03007 | 0.026209 | 0.026739 | 0.028433 | 0.03429 | 0.038797 | 0.043868 | 0.04686 | 0.048006 | 0.04931 | 0.049869 | 0.050849 | 0.050455 | 0.046535 | 0.043021 | 0.04028 | 0.037078 | 0.036823 | 0.036514 | 0.033583 | 0.032342 | 0.033487
Portfolio Adjusted1-in-2Size: 20 kW to 199.99 kWSouth of Lugo2024April Monthly Peak | Portfolio Adjusted | 1-in-2 | Size: 20 kW to 199.99 kW | South of Lugo | 2024 | April Monthly Peak | 4 | 13.3134 | 12.7712 | 12.3288 | 12.2007 | 12.5365 | 13.6927 | 15.5849 | 17.182 | 20.2007 | 22.7139 | 24.7635 | 26.206 | 26.834 | 27.6535 | 27.9725 | 27.629 | 26.7534 | 24.7954 | 22.1681 | 21.368 | 20.6168 | 18.8974 | 16.6926 | 14.577 | 0 | 0 | 0 | 0 | 0 | 0 | 0 | 0 | 0 | 0 | 0 | 0 | 0 | 0 | 0.26667 | 0.2673 | 0.26563 | 0.1905 | 0 | 0 | 0 | 0 | 0 | 0 | 60.8042 | 60.3017 | 59.7131 | 59.3146 | 58.5281 | 57.9947 | 57.6998 | 57.7722 | 59.3779 | 62.5443 | 66.4505 | 70.2182 | 73.1439 | 73.8191 | 73.6162 | 72.9692 | 71.4743 | 70.2561 | 69.0013 | 67.3842 | 64.9377 | 64.6247 | 63.5308 | 61.5237 | 0.03069 | 0.031714 | 0.030009 | 0.026054 | 0.026624 | 0.028184 | 0.033088 | 0.037985 | 0.044604 | 0.048871 | 0.051532 | 0.054029 | 0.055388 | 0.056516 | 0.055934 | 0.051781 | 0.047694 | 0.043992 | 0.03892 | 0.038274 | 0.038279 | 0.034964 | 0.033297 | 0.034072
Portfolio Adjusted1-in-2Size: 20 kW to 199.99 kWSouth of Lugo2024May Monthly Peak | Portfolio Adjusted | 1-in-2 | Size: 20 kW to 199.99 kW | South of Lugo | 2024 | May Monthly Peak | 5 | 13.3656 | 12.8227 | 12.4375 | 12.3404 | 12.7107 | 13.9117 | 15.5623 | 17.5963 | 20.7056 | 23.2973 | 25.2447 | 26.6955 | 27.3902 | 28.0419 | 28.2676 | 27.8182 | 26.8934 | 24.8981 | 22.3364 | 21.1449 | 20.8523 | 19.1099 | 16.7787 | 14.6452 | 0 | 0 | 0 | 0 | 0 | 0 | 0 | 0 | 0 | 0 | 0 | 0 | 0 | 0 | 0.26948 | 0.26913 | 0.26702 | 0.19129 | 0 | 0 | 0 | 0 | 0 | 0 | 62.793 | 61.8998 | 61.0429 | 60.6571 | 60.4166 | 59.7751 | 59.7405 | 60.3519 | 62.4027 | 65.0732 | 68.4415 | 71.9282 | 74.3243 | 74.6296 | 74.423 | 74.5779 | 75.3113 | 75.3053 | 74.0662 | 71.6067 | 68.0986 | 65.496 | 64.7191 | 64.0048 | 0.030811 | 0.031842 | 0.030273 | 0.026352 | 0.026994 | 0.028635 | 0.03304 | 0.038901 | 0.045719 | 0.050127 | 0.052533 | 0.055039 | 0.056536 | 0.05731 | 0.056524 | 0.052135 | 0.047944 | 0.044174 | 0.039216 | 0.037874 | 0.038716 | 0.035357 | 0.033469 | 0.034231
Portfolio Adjusted1-in-2Size: 20 kW to 199.99 kWSouth of Lugo2024June Monthly Peak | Portfolio Adjusted | 1-in-2 | Size: 20 kW to 199.99 kW | South of Lugo | 2024 | June Monthly Peak | 6 | 14.0251 | 13.4302 | 13.0233 | 12.8893 | 13.2606 | 14.549 | 16.5124 | 18.8999 | 22.5022 | 25.5471 | 27.8435 | 29.4211 | 29.9661 | 30.6084 | 30.7787 | 30.3314 | 29.3125 | 27.1551 | 24.2915 | 22.5028 | 21.9706 | 20.279 | 17.7766 | 15.4356 | 0 | 0 | 0 | 0 | 0 | 0 | 0 | 0 | 0 | 0 | 0 | 0 | 0 | 0 | 0.29342 | 0.29344 | 0.29104 | 0.20863 | 0 | 0 | 0 | 0 | 0 | 0 | 64.8774 | 64.3033 | 63.527 | 63.1242 | 62.8957 | 62.68 | 62.4879 | 62.875 | 64.9988 | 68.3228 | 71.2282 | 73.426 | 74.1085 | 74.7816 | 75.0674 | 76.2425 | 77.5229 | 77.822 | 77.577 | 75.016 | 71.9993 | 68.5525 | 66.6979 | 66.1232 | 0.032331 | 0.033351 | 0.031699 | 0.027525 | 0.028162 | 0.029947 | 0.035057 | 0.041783 | 0.049686 | 0.054967 | 0.057941 | 0.060658 | 0.061853 | 0.062555 | 0.061545 | 0.056845 | 0.052257 | 0.048178 | 0.042648 | 0.040307 | 0.040792 | 0.03752 | 0.035459 | 0.036079
Portfolio Adjusted1-in-2Size: 20 kW to 199.99 kWSouth of Lugo2024July Monthly Peak | Portfolio Adjusted | 1-in-2 | Size: 20 kW to 199.99 kW | South of Lugo | 2024 | July Monthly Peak | 7 | 14.736 | 13.9296 | 13.4813 | 13.3243 | 13.7673 | 15.382 | 17.4628 | 19.9941 | 23.7158 | 26.6835 | 29.108 | 30.7202 | 31.2984 | 32.0309 | 32.2872 | 31.9285 | 30.9764 | 28.8318 | 25.7726 | 23.8712 | 23.3097 | 21.5179 | 18.9466 | 16.466 | 0 | 0 | 0 | 0 | 0 | 0 | 0 | 0 | 0 | 0 | 0 | 0 | 0 | 0 | 0.3078 | 0.30889 | 0.30756 | 0.22152 | 0 | 0 | 0 | 0 | 0 | 0 | 65.312 | 65.2228 | 65.3564 | 65.5839 | 65.5308 | 65.2818 | 65.1074 | 65.4431 | 67.4682 | 70.4633 | 74.2704 | 77.2266 | 78.5634 | 79.3182 | 80.4492 | 80.9908 | 81.7847 | 81.5892 | 80.6755 | 78.0897 | 74.2444 | 71.0326 | 69.6083 | 68.7562 | 0.03397 | 0.034591 | 0.032814 | 0.028454 | 0.029238 | 0.031661 | 0.037075 | 0.044203 | 0.052365 | 0.057412 | 0.060573 | 0.063336 | 0.064603 | 0.065462 | 0.064562 | 0.059839 | 0.055223 | 0.051153 | 0.045248 | 0.042758 | 0.043279 | 0.039812 | 0.037793 | 0.038487
Portfolio Adjusted1-in-2Size: 20 kW to 199.99 kWSouth of Lugo2024August Monthly Peak | Portfolio Adjusted | 1-in-2 | Size: 20 kW to 199.99 kW | South of Lugo | 2024 | August Monthly Peak | 8 | 15.4107 | 14.5702 | 14.0654 | 13.8973 | 14.3048 | 16.1488 | 18.6075 | 21.3837 | 25.7862 | 29.2123 | 32.1732 | 33.9558 | 34.6034 | 35.3044 | 35.5086 | 35.1538 | 34.0021 | 31.5585 | 27.9637 | 26.1255 | 25.0652 | 22.8068 | 20.121 | 17.3345 | 0 | 0 | 0 | 0 | 0 | 0 | 0 | 0 | 0 | 0 | 0 | 0 | 0 | 0 | 0.33851 | 0.34009 | 0.33761 | 0.24247 | 0 | 0 | 0 | 0 | 0 | 0 | 71.6871 | 70.8474 | 70.152 | 69.07 | 68.7346 | 68.2254 | 67.9772 | 68.3546 | 70.7332 | 75.453 | 80.7306 | 84.4722 | 85.8392 | 86.4665 | 87.4565 | 87.4351 | 88.6137 | 87.6379 | 86.2458 | 83.5082 | 78.2419 | 75.2275 | 73.8795 | 72.8683 | 0.035525 | 0.036182 | 0.034236 | 0.029677 | 0.030379 | 0.033239 | 0.039505 | 0.047275 | 0.056937 | 0.062853 | 0.066951 | 0.070007 | 0.071424 | 0.072153 | 0.071003 | 0.065883 | 0.060617 | 0.055991 | 0.049095 | 0.046795 | 0.046538 | 0.042197 | 0.040136 | 0.040517
Portfolio Adjusted1-in-2Size: 20 kW to 199.99 kWSouth of Lugo2024September Monthly Peak | Portfolio Adjusted | 1-in-2 | Size: 20 kW to 199.99 kW | South of Lugo | 2024 | September Monthly Peak | 9 | 14.9206 | 14.1787 | 13.723 | 13.584 | 13.9783 | 15.6553 | 18.3026 | 20.2563 | 24.4648 | 27.4794 | 29.7855 | 31.6048 | 32.1545 | 32.9359 | 33.1161 | 32.5115 | 31.265 | 28.7411 | 25.2761 | 24.3106 | 23.0839 | 21.194 | 18.5397 | 16.1466 | 0 | 0 | 0 | 0 | 0 | 0 | 0 | 0 | 0 | 0 | 0 | 0 | 0 | 0 | 0.3157 | 0.31453 | 0.31043 | 0.22082 | 0 | 0 | 0 | 0 | 0 | 0 | 68.1157 | 67.3973 | 66.7846 | 65.909 | 65.4385 | 65.2151 | 65.1629 | 64.9516 | 66.7444 | 70.6871 | 75.141 | 79.5956 | 83.0964 | 84.8531 | 85.8412 | 85.7531 | 85.6175 | 84.4767 | 82.1594 | 79.6072 | 77.0824 | 75.73 | 74.7812 | 73.8687 | 0.034396 | 0.03521 | 0.033402 | 0.029008 | 0.029686 | 0.032224 | 0.038858 | 0.044782 | 0.054019 | 0.059125 | 0.061982 | 0.06516 | 0.06637 | 0.067312 | 0.066219 | 0.060931 | 0.055737 | 0.050992 | 0.044377 | 0.043545 | 0.042859 | 0.039213 | 0.036981 | 0.037741
Portfolio Adjusted1-in-2Size: 20 kW to 199.99 kWSouth of Lugo2024October Monthly Peak | Portfolio Adjusted | 1-in-2 | Size: 20 kW to 199.99 kW | South of Lugo | 2024 | October Monthly Peak | 10 | 14.4601 | 13.7627 | 13.2961 | 13.1093 | 13.5031 | 15.0566 | 17.7276 | 19.3826 | 23.1431 | 26.3245 | 28.6878 | 30.495 | 31.2425 | 32.1429 | 32.4267 | 31.843 | 30.6012 | 27.986 | 25.4829 | 24.0744 | 22.656 | 20.8183 | 18.1521 | 15.877 | 0 | 0 | 0 | 0 | 0 | 0 | 0 | 0 | 0 | 0 | 0 | 0 | 0 | 0 | 0.30913 | 0.30806 | 0.30384 | 0.21502 | 0 | 0 | 0 | 0 | 0 | 0 | 68.1385 | 67.5882 | 66.62 | 65.7049 | 65.2261 | 63.9648 | 63.5046 | 63.6195 | 65.1485 | 69.7122 | 76.071 | 81.7237 | 85.1291 | 86.7486 | 88.4596 | 87.501 | 85.9777 | 83.1961 | 81.0753 | 78.5948 | 76.1607 | 74.1921 | 72.5716 | 70.7517 | 0.033334 | 0.034177 | 0.032363 | 0.027994 | 0.028677 | 0.030991 | 0.037637 | 0.042851 | 0.051101 | 0.05664 | 0.059698 | 0.062872 | 0.064487 | 0.065691 | 0.064841 | 0.059678 | 0.054554 | 0.049652 | 0.04474 | 0.043122 | 0.042065 | 0.038518 | 0.036208 | 0.037111
Portfolio Adjusted1-in-2Size: 20 kW to 199.99 kWSouth of Lugo2024November Monthly Peak | Portfolio Adjusted | 1-in-2 | Size: 20 kW to 199.99 kW | South of Lugo | 2024 | November Monthly Peak | 11 | 12.8071 | 12.2933 | 12.02 | 12.0217 | 12.3096 | 13.8641 | 15.5213 | 17.1923 | 20.0607 | 22.4342 | 23.9236 | 25.1447 | 25.6685 | 26.3014 | 26.3513 | 25.6913 | 24.558 | 23.6133 | 21.6433 | 20.3498 | 19.2148 | 17.5455 | 15.5388 | 13.8357 | 0 | 0 | 0 | 0 | 0 | 0 | 0 | 0 | 0 | 0 | 0 | 0 | 0 | 0 | 0.25121 | 0.24855 | 0.24384 | 0.18142 | 0 | 0 | 0 | 0 | 0 | 0 | 58.0559 | 56.9468 | 56.2049 | 55.4865 | 54.6743 | 54.088 | 53.5364 | 53.7562 | 57.2392 | 60.4191 | 65.9334 | 71.1237 | 74.9649 | 76.2174 | 75.7218 | 74.9035 | 72.2207 | 68.3813 | 64.9633 | 63.5659 | 62.5294 | 61.2241 | 60.1697 | 59.4764 | 0.029524 | 0.030528 | 0.029257 | 0.025672 | 0.026142 | 0.028537 | 0.032953 | 0.038008 | 0.044295 | 0.04827 | 0.049784 | 0.051841 | 0.052982 | 0.053753 | 0.052692 | 0.048149 | 0.043781 | 0.041894 | 0.037999 | 0.03645 | 0.035676 | 0.032463 | 0.030995 | 0.032339
Portfolio Adjusted1-in-2Size: 20 kW to 199.99 kWSouth of Lugo2024December Monthly Peak | Portfolio Adjusted | 1-in-2 | Size: 20 kW to 199.99 kW | South of Lugo | 2024 | December Monthly Peak | 12 | 12.9691 | 12.5034 | 12.2955 | 12.4042 | 12.7337 | 14.5509 | 17.1479 | 18.6186 | 20.964 | 22.011 | 22.3075 | 22.3713 | 22.0703 | 22.2658 | 22.2662 | 21.7395 | 21.1315 | 21.1178 | 20.1909 | 19.4433 | 18.6126 | 17.3028 | 15.6936 | 14.1166 | 0 | 0 | 0 | 0 | 0 | 0 | 0 | 0 | 0 | 0 | 0 | 0 | 0 | 0 | 0.21227 | 0.21032 | 0.20981 | 0.16225 | 0 | 0 | 0 | 0 | 0 | 0 | 51.3127 | 49.8721 | 47.919 | 47.0381 | 46.2378 | 45.5631 | 45.6108 | 45.4224 | 46.1913 | 49.3934 | 52.7125 | 54.7848 | 56.1147 | 56.4542 | 57.2787 | 57.3059 | 56.4702 | 55.261 | 53.9495 | 53.3516 | 52.6342 | 51.4357 | 50.4905 | 49.3723 | 0.029897 | 0.031049 | 0.029928 | 0.026489 | 0.027043 | 0.02995 | 0.036406 | 0.041161 | 0.046289 | 0.047359 | 0.046421 | 0.046123 | 0.045555 | 0.045505 | 0.044524 | 0.040743 | 0.037672 | 0.037467 | 0.035449 | 0.034826 | 0.034558 | 0.032014 | 0.031304 | 0.032996
Portfolio Adjusted1-in-2Size: 20 kW to 199.99 kWSouth of Lugo2024Typical Event Day | Portfolio Adjusted | 1-in-2 | Size: 20 kW to 199.99 kW | South of Lugo | 2024 | Typical Event Day | 8 | 14.89 | 14.0872 | 13.6198 | 13.4713 | 13.8391 | 15.5775 | 17.8686 | 20.3246 | 24.2606 | 27.3271 | 30.0064 | 31.6665 | 32.289 | 33.0479 | 33.37 | 33.0826 | 32.1027 | 29.8139 | 26.4733 | 24.8084 | 23.914 | 21.8094 | 19.2579 | 16.6298 | 0 | 0 | 0 | 0 | 0 | 0 | 0 | 0 | 0 | 0 | 0 | 0 | 0 | 0 | 0.31812 | 0.32006 | 0.31875 | 0.22906 | 0 | 0 | 0 | 0 | 0 | 0 | 67.498 | 66.9427 | 66.455 | 65.9218 | 65.6499 | 65.3506 | 65.1838 | 65.4061 | 67.4861 | 71.2315 | 75.3426 | 78.6801 | 80.4019 | 81.3549 | 82.2036 | 82.6054 | 83.3847 | 82.8815 | 81.6644 | 79.0553 | 75.392 | 72.6356 | 71.2417 | 70.4041 | 0.034325 | 0.034982 | 0.033151 | 0.028767 | 0.02939 | 0.032063 | 0.037937 | 0.044933 | 0.053568 | 0.058797 | 0.062442 | 0.065287 | 0.066647 | 0.067541 | 0.066727 | 0.062002 | 0.057231 | 0.052896 | 0.046479 | 0.044436 | 0.044401 | 0.040352 | 0.038414 | 0.03887
Portfolio Adjusted1-in-2Size: 20 kW to 199.99 kWSouth of Lugo2025January Monthly Peak | Portfolio Adjusted | 1-in-2 | Size: 20 kW to 199.99 kW | South of Lugo | 2025 | January Monthly Peak | 1 | 12.9156 | 12.5409 | 12.3299 | 12.3078 | 12.6121 | 14.0342 | 16.4413 | 17.9022 | 20.1186 | 21.6745 | 22.7549 | 23.4164 | 23.5009 | 24.0864 | 24.1346 | 23.4037 | 22.4867 | 22.1 | 20.8374 | 19.7699 | 18.8044 | 17.2622 | 15.4437 | 13.7763 | 0 | 0 | 0 | 0 | 0 | 0 | 0 | 0 | 0 | 0 | 0 | 0 | 0 | 0 | 0.23008 | 0.22642 | 0.22327 | 0.1698 | 0 | 0 | 0 | 0 | 0 | 0 | 56.7369 | 55.9771 | 55.5882 | 55.2763 | 54.22 | 54.127 | 55.0227 | 55.2951 | 55.9558 | 57.1292 | 58.5896 | 59.0756 | 60.142 | 61.1058 | 61.6782 | 61.3592 | 61.7606 | 61.5124 | 60.2068 | 59.0739 | 58.5434 | 58.1685 | 57.2731 | 56.177 | 0.029774 | 0.031142 | 0.030012 | 0.026283 | 0.026785 | 0.028887 | 0.034906 | 0.039578 | 0.044423 | 0.046635 | 0.047352 | 0.048278 | 0.048508 | 0.049226 | 0.04826 | 0.043862 | 0.040088 | 0.039209 | 0.036584 | 0.035412 | 0.034914 | 0.031938 | 0.030806 | 0.032201
Portfolio Adjusted1-in-2Size: 20 kW to 199.99 kWSouth of Lugo2025February Monthly Peak | Portfolio Adjusted | 1-in-2 | Size: 20 kW to 199.99 kW | South of Lugo | 2025 | February Monthly Peak | 2 | 13.0431 | 12.5952 | 12.2911 | 12.2585 | 12.5411 | 13.8601 | 15.9807 | 17.4455 | 19.6895 | 21.3163 | 22.585 | 23.445 | 23.7711 | 24.4398 | 24.5732 | 24.0142 | 23.0877 | 21.7924 | 20.9198 | 19.8595 | 18.8796 | 17.4469 | 15.5947 | 13.88 | 0 | 0 | 0 | 0 | 0 | 0 | 0 | 0 | 0 | 0 | 0 | 0 | 0 | 0 | 0.23426 | 0.23233 | 0.22924 | 0.16743 | 0 | 0 | 0 | 0 | 0 | 0 | 52.3266 | 51.5752 | 51.1868 | 50.7411 | 50.3501 | 49.9244 | 49.5073 | 49.6741 | 51.135 | 54.8445 | 59.1483 | 63.2677 | 64.9306 | 65.8271 | 65.8279 | 64.6469 | 64.0005 | 63.6799 | 61.0782 | 59.0915 | 58.3057 | 57.3116 | 56.2709 | 55.0283 | 0.030067 | 0.031277 | 0.029917 | 0.026178 | 0.026634 | 0.028529 | 0.033928 | 0.038568 | 0.043475 | 0.045864 | 0.046999 | 0.048337 | 0.049066 | 0.049948 | 0.049137 | 0.045006 | 0.041159 | 0.038664 | 0.036728 | 0.035572 | 0.035053 | 0.03228 | 0.031107 | 0.032443
Portfolio Adjusted1-in-2Size: 20 kW to 199.99 kWSouth of Lugo2025March Monthly Peak | Portfolio Adjusted | 1-in-2 | Size: 20 kW to 199.99 kW | South of Lugo | 2025 | March Monthly Peak | 3 | 13.1725 | 12.7374 | 12.354 | 12.2731 | 12.5906 | 13.8135 | 16.1509 | 17.5492 | 19.8673 | 21.7793 | 23.0691 | 23.917 | 24.1603 | 24.8807 | 25.2324 | 24.8297 | 24.132 | 22.7031 | 21.1186 | 20.5581 | 19.666 | 18.1513 | 16.2139 | 14.3267 | 0 | 0 | 0 | 0 | 0 | 0 | 0 | 0 | 0 | 0 | 0 | 0 | 0 | 0 | 0.24054 | 0.24021 | 0.23961 | 0.17443 | 0 | 0 | 0 | 0 | 0 | 0 | 54.3552 | 53.2185 | 52.6726 | 52.682 | 52.2909 | 51.795 | 51.4124 | 51.8006 | 53.2193 | 54.8088 | 57.139 | 59.8709 | 62.2834 | 64.191 | 65.0314 | 65.3676 | 64.615 | 63.4359 | 60.6877 | 58.5253 | 57.7334 | 56.7795 | 55.5313 | 54.0301 | 0.030366 | 0.03163 | 0.03007 | 0.026209 | 0.026739 | 0.028433 | 0.03429 | 0.038797 | 0.043868 | 0.04686 | 0.048006 | 0.04931 | 0.049869 | 0.050849 | 0.050455 | 0.046535 | 0.043021 | 0.04028 | 0.037078 | 0.036823 | 0.036514 | 0.033583 | 0.032342 | 0.033487
Portfolio Adjusted1-in-2Size: 20 kW to 199.99 kWSouth of Lugo2025April Monthly Peak | Portfolio Adjusted | 1-in-2 | Size: 20 kW to 199.99 kW | South of Lugo | 2025 | April Monthly Peak | 4 | 13.3134 | 12.7712 | 12.3288 | 12.2007 | 12.5365 | 13.6927 | 15.5849 | 17.182 | 20.2007 | 22.7139 | 24.7635 | 26.206 | 26.834 | 27.6535 | 27.9725 | 27.629 | 26.7534 | 24.7954 | 22.1681 | 21.368 | 20.6168 | 18.8974 | 16.6926 | 14.577 | 0 | 0 | 0 | 0 | 0 | 0 | 0 | 0 | 0 | 0 | 0 | 0 | 0 | 0 | 0.26667 | 0.2673 | 0.26563 | 0.1905 | 0 | 0 | 0 | 0 | 0 | 0 | 60.8042 | 60.3017 | 59.7131 | 59.3146 | 58.5281 | 57.9947 | 57.6998 | 57.7722 | 59.3779 | 62.5443 | 66.4505 | 70.2182 | 73.1439 | 73.8191 | 73.6162 | 72.9692 | 71.4743 | 70.2561 | 69.0013 | 67.3842 | 64.9377 | 64.6247 | 63.5308 | 61.5237 | 0.03069 | 0.031714 | 0.030009 | 0.026054 | 0.026624 | 0.028184 | 0.033088 | 0.037985 | 0.044604 | 0.048871 | 0.051532 | 0.054029 | 0.055388 | 0.056516 | 0.055934 | 0.051781 | 0.047694 | 0.043992 | 0.03892 | 0.038274 | 0.038279 | 0.034964 | 0.033297 | 0.034072
Portfolio Adjusted1-in-2Size: 20 kW to 199.99 kWSouth of Lugo2025May Monthly Peak | Portfolio Adjusted | 1-in-2 | Size: 20 kW to 199.99 kW | South of Lugo | 2025 | May Monthly Peak | 5 | 13.3656 | 12.8227 | 12.4375 | 12.3404 | 12.7107 | 13.9117 | 15.5623 | 17.5963 | 20.7056 | 23.2973 | 25.2447 | 26.6955 | 27.3902 | 28.0419 | 28.2676 | 27.8182 | 26.8934 | 24.8981 | 22.3364 | 21.1449 | 20.8523 | 19.1099 | 16.7787 | 14.6452 | 0 | 0 | 0 | 0 | 0 | 0 | 0 | 0 | 0 | 0 | 0 | 0 | 0 | 0 | 0.26948 | 0.26913 | 0.26702 | 0.19129 | 0 | 0 | 0 | 0 | 0 | 0 | 62.793 | 61.8998 | 61.0429 | 60.6571 | 60.4166 | 59.7751 | 59.7405 | 60.3519 | 62.4027 | 65.0732 | 68.4415 | 71.9282 | 74.3243 | 74.6296 | 74.423 | 74.5779 | 75.3113 | 75.3053 | 74.0662 | 71.6067 | 68.0986 | 65.496 | 64.7191 | 64.0048 | 0.030811 | 0.031842 | 0.030273 | 0.026352 | 0.026994 | 0.028635 | 0.03304 | 0.038901 | 0.045719 | 0.050127 | 0.052533 | 0.055039 | 0.056536 | 0.05731 | 0.056524 | 0.052135 | 0.047944 | 0.044174 | 0.039216 | 0.037874 | 0.038716 | 0.035357 | 0.033469 | 0.034231
Portfolio Adjusted1-in-2Size: 20 kW to 199.99 kWSouth of Lugo2025June Monthly Peak | Portfolio Adjusted | 1-in-2 | Size: 20 kW to 199.99 kW | South of Lugo | 2025 | June Monthly Peak | 6 | 14.0251 | 13.4302 | 13.0233 | 12.8893 | 13.2606 | 14.549 | 16.5124 | 18.8999 | 22.5022 | 25.5471 | 27.8435 | 29.4211 | 29.9661 | 30.6084 | 30.7787 | 30.3314 | 29.3125 | 27.1551 | 24.2915 | 22.5028 | 21.9706 | 20.279 | 17.7766 | 15.4356 | 0 | 0 | 0 | 0 | 0 | 0 | 0 | 0 | 0 | 0 | 0 | 0 | 0 | 0 | 0.29342 | 0.29344 | 0.29104 | 0.20863 | 0 | 0 | 0 | 0 | 0 | 0 | 64.8774 | 64.3033 | 63.527 | 63.1242 | 62.8957 | 62.68 | 62.4879 | 62.875 | 64.9988 | 68.3228 | 71.2282 | 73.426 | 74.1085 | 74.7816 | 75.0674 | 76.2425 | 77.5229 | 77.822 | 77.577 | 75.016 | 71.9993 | 68.5525 | 66.6979 | 66.1232 | 0.032331 | 0.033351 | 0.031699 | 0.027525 | 0.028162 | 0.029947 | 0.035057 | 0.041783 | 0.049686 | 0.054967 | 0.057941 | 0.060658 | 0.061853 | 0.062555 | 0.061545 | 0.056845 | 0.052257 | 0.048178 | 0.042648 | 0.040307 | 0.040792 | 0.03752 | 0.035459 | 0.036079
Portfolio Adjusted1-in-2Size: 20 kW to 199.99 kWSouth of Lugo2025July Monthly Peak | Portfolio Adjusted | 1-in-2 | Size: 20 kW to 199.99 kW | South of Lugo | 2025 | July Monthly Peak | 7 | 14.736 | 13.9296 | 13.4813 | 13.3243 | 13.7673 | 15.382 | 17.4628 | 19.9941 | 23.7158 | 26.6835 | 29.108 | 30.7202 | 31.2984 | 32.0309 | 32.2872 | 31.9285 | 30.9764 | 28.8318 | 25.7726 | 23.8712 | 23.3097 | 21.5179 | 18.9466 | 16.466 | 0 | 0 | 0 | 0 | 0 | 0 | 0 | 0 | 0 | 0 | 0 | 0 | 0 | 0 | 0.3078 | 0.30889 | 0.30756 | 0.22152 | 0 | 0 | 0 | 0 | 0 | 0 | 65.312 | 65.2228 | 65.3564 | 65.5839 | 65.5308 | 65.2818 | 65.1074 | 65.4431 | 67.4682 | 70.4633 | 74.2704 | 77.2266 | 78.5634 | 79.3182 | 80.4492 | 80.9908 | 81.7847 | 81.5892 | 80.6755 | 78.0897 | 74.2444 | 71.0326 | 69.6083 | 68.7562 | 0.03397 | 0.034591 | 0.032814 | 0.028454 | 0.029238 | 0.031661 | 0.037075 | 0.044203 | 0.052365 | 0.057412 | 0.060573 | 0.063336 | 0.064603 | 0.065462 | 0.064562 | 0.059839 | 0.055223 | 0.051153 | 0.045248 | 0.042758 | 0.043279 | 0.039812 | 0.037793 | 0.038487
Portfolio Adjusted1-in-2Size: 20 kW to 199.99 kWSouth of Lugo2025August Monthly Peak | Portfolio Adjusted | 1-in-2 | Size: 20 kW to 199.99 kW | South of Lugo | 2025 | August Monthly Peak | 8 | 15.4107 | 14.5702 | 14.0654 | 13.8973 | 14.3048 | 16.1488 | 18.6075 | 21.3837 | 25.7862 | 29.2123 | 32.1732 | 33.9558 | 34.6034 | 35.3044 | 35.5086 | 35.1538 | 34.0021 | 31.5585 | 27.9637 | 26.1255 | 25.0652 | 22.8068 | 20.121 | 17.3345 | 0 | 0 | 0 | 0 | 0 | 0 | 0 | 0 | 0 | 0 | 0 | 0 | 0 | 0 | 0.33851 | 0.34009 | 0.33761 | 0.24247 | 0 | 0 | 0 | 0 | 0 | 0 | 71.6871 | 70.8474 | 70.152 | 69.07 | 68.7346 | 68.2254 | 67.9772 | 68.3546 | 70.7332 | 75.453 | 80.7306 | 84.4722 | 85.8392 | 86.4665 | 87.4565 | 87.4351 | 88.6137 | 87.6379 | 86.2458 | 83.5082 | 78.2419 | 75.2275 | 73.8795 | 72.8683 | 0.035525 | 0.036182 | 0.034236 | 0.029677 | 0.030379 | 0.033239 | 0.039505 | 0.047275 | 0.056937 | 0.062853 | 0.066951 | 0.070007 | 0.071424 | 0.072153 | 0.071003 | 0.065883 | 0.060617 | 0.055991 | 0.049095 | 0.046795 | 0.046538 | 0.042197 | 0.040136 | 0.040517
Portfolio Adjusted1-in-2Size: 20 kW to 199.99 kWSouth of Lugo2025September Monthly Peak | Portfolio Adjusted | 1-in-2 | Size: 20 kW to 199.99 kW | South of Lugo | 2025 | September Monthly Peak | 9 | 14.9206 | 14.1787 | 13.723 | 13.584 | 13.9783 | 15.6553 | 18.3026 | 20.2563 | 24.4648 | 27.4794 | 29.7855 | 31.6048 | 32.1545 | 32.9359 | 33.1161 | 32.5115 | 31.265 | 28.7411 | 25.2761 | 24.3106 | 23.0839 | 21.194 | 18.5397 | 16.1466 | 0 | 0 | 0 | 0 | 0 | 0 | 0 | 0 | 0 | 0 | 0 | 0 | 0 | 0 | 0.3157 | 0.31453 | 0.31043 | 0.22082 | 0 | 0 | 0 | 0 | 0 | 0 | 68.1157 | 67.3973 | 66.7846 | 65.909 | 65.4385 | 65.2151 | 65.1629 | 64.9516 | 66.7444 | 70.6871 | 75.141 | 79.5956 | 83.0964 | 84.8531 | 85.8412 | 85.7531 | 85.6175 | 84.4767 | 82.1594 | 79.6072 | 77.0824 | 75.73 | 74.7812 | 73.8687 | 0.034396 | 0.03521 | 0.033402 | 0.029008 | 0.029686 | 0.032224 | 0.038858 | 0.044782 | 0.054019 | 0.059125 | 0.061982 | 0.06516 | 0.06637 | 0.067312 | 0.066219 | 0.060931 | 0.055737 | 0.050992 | 0.044377 | 0.043545 | 0.042859 | 0.039213 | 0.036981 | 0.037741
Portfolio Adjusted1-in-2Size: 20 kW to 199.99 kWSouth of Lugo2025October Monthly Peak | Portfolio Adjusted | 1-in-2 | Size: 20 kW to 199.99 kW | South of Lugo | 2025 | October Monthly Peak | 10 | 14.4601 | 13.7627 | 13.2961 | 13.1093 | 13.5031 | 15.0566 | 17.7276 | 19.3826 | 23.1431 | 26.3245 | 28.6878 | 30.495 | 31.2425 | 32.1429 | 32.4267 | 31.843 | 30.6012 | 27.986 | 25.4829 | 24.0744 | 22.656 | 20.8183 | 18.1521 | 15.877 | 0 | 0 | 0 | 0 | 0 | 0 | 0 | 0 | 0 | 0 | 0 | 0 | 0 | 0 | 0.30913 | 0.30806 | 0.30384 | 0.21502 | 0 | 0 | 0 | 0 | 0 | 0 | 68.1385 | 67.5882 | 66.62 | 65.7049 | 65.2261 | 63.9648 | 63.5046 | 63.6195 | 65.1485 | 69.7122 | 76.071 | 81.7237 | 85.1291 | 86.7486 | 88.4596 | 87.501 | 85.9777 | 83.1961 | 81.0753 | 78.5948 | 76.1607 | 74.1921 | 72.5716 | 70.7517 | 0.033334 | 0.034177 | 0.032363 | 0.027994 | 0.028677 | 0.030991 | 0.037637 | 0.042851 | 0.051101 | 0.05664 | 0.059698 | 0.062872 | 0.064487 | 0.065691 | 0.064841 | 0.059678 | 0.054554 | 0.049652 | 0.04474 | 0.043122 | 0.042065 | 0.038518 | 0.036208 | 0.037111
Portfolio Adjusted1-in-2Size: 20 kW to 199.99 kWSouth of Lugo2025November Monthly Peak | Portfolio Adjusted | 1-in-2 | Size: 20 kW to 199.99 kW | South of Lugo | 2025 | November Monthly Peak | 11 | 12.8071 | 12.2933 | 12.02 | 12.0217 | 12.3096 | 13.8641 | 15.5213 | 17.1923 | 20.0607 | 22.4342 | 23.9236 | 25.1447 | 25.6685 | 26.3014 | 26.3513 | 25.6913 | 24.558 | 23.6133 | 21.6433 | 20.3498 | 19.2148 | 17.5455 | 15.5388 | 13.8357 | 0 | 0 | 0 | 0 | 0 | 0 | 0 | 0 | 0 | 0 | 0 | 0 | 0 | 0 | 0.25121 | 0.24855 | 0.24384 | 0.18142 | 0 | 0 | 0 | 0 | 0 | 0 | 58.0559 | 56.9468 | 56.2049 | 55.4865 | 54.6743 | 54.088 | 53.5364 | 53.7562 | 57.2392 | 60.4191 | 65.9334 | 71.1237 | 74.9649 | 76.2174 | 75.7218 | 74.9035 | 72.2207 | 68.3813 | 64.9633 | 63.5659 | 62.5294 | 61.2241 | 60.1697 | 59.4764 | 0.029524 | 0.030528 | 0.029257 | 0.025672 | 0.026142 | 0.028537 | 0.032953 | 0.038008 | 0.044295 | 0.04827 | 0.049784 | 0.051841 | 0.052982 | 0.053753 | 0.052692 | 0.048149 | 0.043781 | 0.041894 | 0.037999 | 0.03645 | 0.035676 | 0.032463 | 0.030995 | 0.032339
Portfolio Adjusted1-in-2Size: 20 kW to 199.99 kWSouth of Lugo2025December Monthly Peak | Portfolio Adjusted | 1-in-2 | Size: 20 kW to 199.99 kW | South of Lugo | 2025 | December Monthly Peak | 12 | 12.9691 | 12.5034 | 12.2955 | 12.4042 | 12.7337 | 14.5509 | 17.1479 | 18.6186 | 20.964 | 22.011 | 22.3075 | 22.3713 | 22.0703 | 22.2658 | 22.2662 | 21.7395 | 21.1315 | 21.1178 | 20.1909 | 19.4433 | 18.6126 | 17.3028 | 15.6936 | 14.1166 | 0 | 0 | 0 | 0 | 0 | 0 | 0 | 0 | 0 | 0 | 0 | 0 | 0 | 0 | 0.21227 | 0.21032 | 0.20981 | 0.16225 | 0 | 0 | 0 | 0 | 0 | 0 | 51.3127 | 49.8721 | 47.919 | 47.0381 | 46.2378 | 45.5631 | 45.6108 | 45.4224 | 46.1913 | 49.3934 | 52.7125 | 54.7848 | 56.1147 | 56.4542 | 57.2787 | 57.3059 | 56.4702 | 55.261 | 53.9495 | 53.3516 | 52.6342 | 51.4357 | 50.4905 | 49.3723 | 0.029897 | 0.031049 | 0.029928 | 0.026489 | 0.027043 | 0.02995 | 0.036406 | 0.041161 | 0.046289 | 0.047359 | 0.046421 | 0.046123 | 0.045555 | 0.045505 | 0.044524 | 0.040743 | 0.037672 | 0.037467 | 0.035449 | 0.034826 | 0.034558 | 0.032014 | 0.031304 | 0.032996
Portfolio Adjusted1-in-2Size: 20 kW to 199.99 kWSouth of Lugo2025Typical Event Day | Portfolio Adjusted | 1-in-2 | Size: 20 kW to 199.99 kW | South of Lugo | 2025 | Typical Event Day | 8 | 14.89 | 14.0872 | 13.6198 | 13.4713 | 13.8391 | 15.5775 | 17.8686 | 20.3246 | 24.2606 | 27.3271 | 30.0064 | 31.6665 | 32.289 | 33.0479 | 33.37 | 33.0826 | 32.1027 | 29.8139 | 26.4733 | 24.8084 | 23.914 | 21.8094 | 19.2579 | 16.6298 | 0 | 0 | 0 | 0 | 0 | 0 | 0 | 0 | 0 | 0 | 0 | 0 | 0 | 0 | 0.31812 | 0.32006 | 0.31875 | 0.22906 | 0 | 0 | 0 | 0 | 0 | 0 | 67.498 | 66.9427 | 66.455 | 65.9218 | 65.6499 | 65.3506 | 65.1838 | 65.4061 | 67.4861 | 71.2315 | 75.3426 | 78.6801 | 80.4019 | 81.3549 | 82.2036 | 82.6054 | 83.3847 | 82.8815 | 81.6644 | 79.0553 | 75.392 | 72.6356 | 71.2417 | 70.4041 | 0.034325 | 0.034982 | 0.033151 | 0.028767 | 0.02939 | 0.032063 | 0.037937 | 0.044933 | 0.053568 | 0.058797 | 0.062442 | 0.065287 | 0.066647 | 0.067541 | 0.066727 | 0.062002 | 0.057231 | 0.052896 | 0.046479 | 0.044436 | 0.044401 | 0.040352 | 0.038414 | 0.03887
Portfolio Adjusted1-in-2Size: 20 kW to 199.99 kWSouth of Lugo2026January Monthly Peak | Portfolio Adjusted | 1-in-2 | Size: 20 kW to 199.99 kW | South of Lugo | 2026 | January Monthly Peak | 1 | 12.9156 | 12.5409 | 12.3299 | 12.3078 | 12.6121 | 14.0342 | 16.4413 | 17.9022 | 20.1186 | 21.6745 | 22.7549 | 23.4164 | 23.5009 | 24.0864 | 24.1346 | 23.4037 | 22.4867 | 22.1 | 20.8374 | 19.7699 | 18.8044 | 17.2622 | 15.4437 | 13.7763 | 0 | 0 | 0 | 0 | 0 | 0 | 0 | 0 | 0 | 0 | 0 | 0 | 0 | 0 | 0.23008 | 0.22642 | 0.22327 | 0.1698 | 0 | 0 | 0 | 0 | 0 | 0 | 56.7369 | 55.9771 | 55.5882 | 55.2763 | 54.22 | 54.127 | 55.0227 | 55.2951 | 55.9558 | 57.1292 | 58.5896 | 59.0756 | 60.142 | 61.1058 | 61.6782 | 61.3592 | 61.7606 | 61.5124 | 60.2068 | 59.0739 | 58.5434 | 58.1685 | 57.2731 | 56.177 | 0.029774 | 0.031142 | 0.030012 | 0.026283 | 0.026785 | 0.028887 | 0.034906 | 0.039578 | 0.044423 | 0.046635 | 0.047352 | 0.048278 | 0.048508 | 0.049226 | 0.04826 | 0.043862 | 0.040088 | 0.039209 | 0.036584 | 0.035412 | 0.034914 | 0.031938 | 0.030806 | 0.032201
Portfolio Adjusted1-in-2Size: 20 kW to 199.99 kWSouth of Lugo2026February Monthly Peak | Portfolio Adjusted | 1-in-2 | Size: 20 kW to 199.99 kW | South of Lugo | 2026 | February Monthly Peak | 2 | 13.0431 | 12.5952 | 12.2911 | 12.2585 | 12.5411 | 13.8601 | 15.9807 | 17.4455 | 19.6895 | 21.3163 | 22.585 | 23.445 | 23.7711 | 24.4398 | 24.5732 | 24.0142 | 23.0877 | 21.7924 | 20.9198 | 19.8595 | 18.8796 | 17.4469 | 15.5947 | 13.88 | 0 | 0 | 0 | 0 | 0 | 0 | 0 | 0 | 0 | 0 | 0 | 0 | 0 | 0 | 0.23426 | 0.23233 | 0.22924 | 0.16743 | 0 | 0 | 0 | 0 | 0 | 0 | 52.3266 | 51.5752 | 51.1868 | 50.7411 | 50.3501 | 49.9244 | 49.5073 | 49.6741 | 51.135 | 54.8445 | 59.1483 | 63.2677 | 64.9306 | 65.8271 | 65.8279 | 64.6469 | 64.0005 | 63.6799 | 61.0782 | 59.0915 | 58.3057 | 57.3116 | 56.2709 | 55.0283 | 0.030067 | 0.031277 | 0.029917 | 0.026178 | 0.026634 | 0.028529 | 0.033928 | 0.038568 | 0.043475 | 0.045864 | 0.046999 | 0.048337 | 0.049066 | 0.049948 | 0.049137 | 0.045006 | 0.041159 | 0.038664 | 0.036728 | 0.035572 | 0.035053 | 0.03228 | 0.031107 | 0.032443
Portfolio Adjusted1-in-2Size: 20 kW to 199.99 kWSouth of Lugo2026March Monthly Peak | Portfolio Adjusted | 1-in-2 | Size: 20 kW to 199.99 kW | South of Lugo | 2026 | March Monthly Peak | 3 | 13.1725 | 12.7374 | 12.354 | 12.2731 | 12.5906 | 13.8135 | 16.1509 | 17.5492 | 19.8673 | 21.7793 | 23.0691 | 23.917 | 24.1603 | 24.8807 | 25.2324 | 24.8297 | 24.132 | 22.7031 | 21.1186 | 20.5581 | 19.666 | 18.1513 | 16.2139 | 14.3267 | 0 | 0 | 0 | 0 | 0 | 0 | 0 | 0 | 0 | 0 | 0 | 0 | 0 | 0 | 0.24054 | 0.24021 | 0.23961 | 0.17443 | 0 | 0 | 0 | 0 | 0 | 0 | 54.3552 | 53.2185 | 52.6726 | 52.682 | 52.2909 | 51.795 | 51.4124 | 51.8006 | 53.2193 | 54.8088 | 57.139 | 59.8709 | 62.2834 | 64.191 | 65.0314 | 65.3676 | 64.615 | 63.4359 | 60.6877 | 58.5253 | 57.7334 | 56.7795 | 55.5313 | 54.0301 | 0.030366 | 0.03163 | 0.03007 | 0.026209 | 0.026739 | 0.028433 | 0.03429 | 0.038797 | 0.043868 | 0.04686 | 0.048006 | 0.04931 | 0.049869 | 0.050849 | 0.050455 | 0.046535 | 0.043021 | 0.04028 | 0.037078 | 0.036823 | 0.036514 | 0.033583 | 0.032342 | 0.033487
Portfolio Adjusted1-in-2Size: 20 kW to 199.99 kWSouth of Lugo2026April Monthly Peak | Portfolio Adjusted | 1-in-2 | Size: 20 kW to 199.99 kW | South of Lugo | 2026 | April Monthly Peak | 4 | 13.3134 | 12.7712 | 12.3288 | 12.2007 | 12.5365 | 13.6927 | 15.5849 | 17.182 | 20.2007 | 22.7139 | 24.7635 | 26.206 | 26.834 | 27.6535 | 27.9725 | 27.629 | 26.7534 | 24.7954 | 22.1681 | 21.368 | 20.6168 | 18.8974 | 16.6926 | 14.577 | 0 | 0 | 0 | 0 | 0 | 0 | 0 | 0 | 0 | 0 | 0 | 0 | 0 | 0 | 0.26667 | 0.2673 | 0.26563 | 0.1905 | 0 | 0 | 0 | 0 | 0 | 0 | 60.8042 | 60.3017 | 59.7131 | 59.3146 | 58.5281 | 57.9947 | 57.6998 | 57.7722 | 59.3779 | 62.5443 | 66.4505 | 70.2182 | 73.1439 | 73.8191 | 73.6162 | 72.9692 | 71.4743 | 70.2561 | 69.0013 | 67.3842 | 64.9377 | 64.6247 | 63.5308 | 61.5237 | 0.03069 | 0.031714 | 0.030009 | 0.026054 | 0.026624 | 0.028184 | 0.033088 | 0.037985 | 0.044604 | 0.048871 | 0.051532 | 0.054029 | 0.055388 | 0.056516 | 0.055934 | 0.051781 | 0.047694 | 0.043992 | 0.03892 | 0.038274 | 0.038279 | 0.034964 | 0.033297 | 0.034072
Portfolio Adjusted1-in-2Size: 20 kW to 199.99 kWSouth of Lugo2026May Monthly Peak | Portfolio Adjusted | 1-in-2 | Size: 20 kW to 199.99 kW | South of Lugo | 2026 | May Monthly Peak | 5 | 13.3656 | 12.8227 | 12.4375 | 12.3404 | 12.7107 | 13.9117 | 15.5623 | 17.5963 | 20.7056 | 23.2973 | 25.2447 | 26.6955 | 27.3902 | 28.0419 | 28.2676 | 27.8182 | 26.8934 | 24.8981 | 22.3364 | 21.1449 | 20.8523 | 19.1099 | 16.7787 | 14.6452 | 0 | 0 | 0 | 0 | 0 | 0 | 0 | 0 | 0 | 0 | 0 | 0 | 0 | 0 | 0.26948 | 0.26913 | 0.26702 | 0.19129 | 0 | 0 | 0 | 0 | 0 | 0 | 62.793 | 61.8998 | 61.0429 | 60.6571 | 60.4166 | 59.7751 | 59.7405 | 60.3519 | 62.4027 | 65.0732 | 68.4415 | 71.9282 | 74.3243 | 74.6296 | 74.423 | 74.5779 | 75.3113 | 75.3053 | 74.0662 | 71.6067 | 68.0986 | 65.496 | 64.7191 | 64.0048 | 0.030811 | 0.031842 | 0.030273 | 0.026352 | 0.026994 | 0.028635 | 0.03304 | 0.038901 | 0.045719 | 0.050127 | 0.052533 | 0.055039 | 0.056536 | 0.05731 | 0.056524 | 0.052135 | 0.047944 | 0.044174 | 0.039216 | 0.037874 | 0.038716 | 0.035357 | 0.033469 | 0.034231
Portfolio Adjusted1-in-2Size: 20 kW to 199.99 kWSouth of Lugo2026June Monthly Peak | Portfolio Adjusted | 1-in-2 | Size: 20 kW to 199.99 kW | South of Lugo | 2026 | June Monthly Peak | 6 | 14.0251 | 13.4302 | 13.0233 | 12.8893 | 13.2606 | 14.549 | 16.5124 | 18.8999 | 22.5022 | 25.5471 | 27.8435 | 29.4211 | 29.9661 | 30.6084 | 30.7787 | 30.3314 | 29.3125 | 27.1551 | 24.2915 | 22.5028 | 21.9706 | 20.279 | 17.7766 | 15.4356 | 0 | 0 | 0 | 0 | 0 | 0 | 0 | 0 | 0 | 0 | 0 | 0 | 0 | 0 | 0.29342 | 0.29344 | 0.29104 | 0.20863 | 0 | 0 | 0 | 0 | 0 | 0 | 64.8774 | 64.3033 | 63.527 | 63.1242 | 62.8957 | 62.68 | 62.4879 | 62.875 | 64.9988 | 68.3228 | 71.2282 | 73.426 | 74.1085 | 74.7816 | 75.0674 | 76.2425 | 77.5229 | 77.822 | 77.577 | 75.016 | 71.9993 | 68.5525 | 66.6979 | 66.1232 | 0.032331 | 0.033351 | 0.031699 | 0.027525 | 0.028162 | 0.029947 | 0.035057 | 0.041783 | 0.049686 | 0.054967 | 0.057941 | 0.060658 | 0.061853 | 0.062555 | 0.061545 | 0.056845 | 0.052257 | 0.048178 | 0.042648 | 0.040307 | 0.040792 | 0.03752 | 0.035459 | 0.036079
Portfolio Adjusted1-in-2Size: 20 kW to 199.99 kWSouth of Lugo2026July Monthly Peak | Portfolio Adjusted | 1-in-2 | Size: 20 kW to 199.99 kW | South of Lugo | 2026 | July Monthly Peak | 7 | 14.736 | 13.9296 | 13.4813 | 13.3243 | 13.7673 | 15.382 | 17.4628 | 19.9941 | 23.7158 | 26.6835 | 29.108 | 30.7202 | 31.2984 | 32.0309 | 32.2872 | 31.9285 | 30.9764 | 28.8318 | 25.7726 | 23.8712 | 23.3097 | 21.5179 | 18.9466 | 16.466 | 0 | 0 | 0 | 0 | 0 | 0 | 0 | 0 | 0 | 0 | 0 | 0 | 0 | 0 | 0.3078 | 0.30889 | 0.30756 | 0.22152 | 0 | 0 | 0 | 0 | 0 | 0 | 65.312 | 65.2228 | 65.3564 | 65.5839 | 65.5308 | 65.2818 | 65.1074 | 65.4431 | 67.4682 | 70.4633 | 74.2704 | 77.2266 | 78.5634 | 79.3182 | 80.4492 | 80.9908 | 81.7847 | 81.5892 | 80.6755 | 78.0897 | 74.2444 | 71.0326 | 69.6083 | 68.7562 | 0.03397 | 0.034591 | 0.032814 | 0.028454 | 0.029238 | 0.031661 | 0.037075 | 0.044203 | 0.052365 | 0.057412 | 0.060573 | 0.063336 | 0.064603 | 0.065462 | 0.064562 | 0.059839 | 0.055223 | 0.051153 | 0.045248 | 0.042758 | 0.043279 | 0.039812 | 0.037793 | 0.038487
Portfolio Adjusted1-in-2Size: 20 kW to 199.99 kWSouth of Lugo2026August Monthly Peak | Portfolio Adjusted | 1-in-2 | Size: 20 kW to 199.99 kW | South of Lugo | 2026 | August Monthly Peak | 8 | 15.4107 | 14.5702 | 14.0654 | 13.8973 | 14.3048 | 16.1488 | 18.6075 | 21.3837 | 25.7862 | 29.2123 | 32.1732 | 33.9558 | 34.6034 | 35.3044 | 35.5086 | 35.1538 | 34.0021 | 31.5585 | 27.9637 | 26.1255 | 25.0652 | 22.8068 | 20.121 | 17.3345 | 0 | 0 | 0 | 0 | 0 | 0 | 0 | 0 | 0 | 0 | 0 | 0 | 0 | 0 | 0.33851 | 0.34009 | 0.33761 | 0.24247 | 0 | 0 | 0 | 0 | 0 | 0 | 71.6871 | 70.8474 | 70.152 | 69.07 | 68.7346 | 68.2254 | 67.9772 | 68.3546 | 70.7332 | 75.453 | 80.7306 | 84.4722 | 85.8392 | 86.4665 | 87.4565 | 87.4351 | 88.6137 | 87.6379 | 86.2458 | 83.5082 | 78.2419 | 75.2275 | 73.8795 | 72.8683 | 0.035525 | 0.036182 | 0.034236 | 0.029677 | 0.030379 | 0.033239 | 0.039505 | 0.047275 | 0.056937 | 0.062853 | 0.066951 | 0.070007 | 0.071424 | 0.072153 | 0.071003 | 0.065883 | 0.060617 | 0.055991 | 0.049095 | 0.046795 | 0.046538 | 0.042197 | 0.040136 | 0.040517
Portfolio Adjusted1-in-2Size: 20 kW to 199.99 kWSouth of Lugo2026September Monthly Peak | Portfolio Adjusted | 1-in-2 | Size: 20 kW to 199.99 kW | South of Lugo | 2026 | September Monthly Peak | 9 | 14.9206 | 14.1787 | 13.723 | 13.584 | 13.9783 | 15.6553 | 18.3026 | 20.2563 | 24.4648 | 27.4794 | 29.7855 | 31.6048 | 32.1545 | 32.9359 | 33.1161 | 32.5115 | 31.265 | 28.7411 | 25.2761 | 24.3106 | 23.0839 | 21.194 | 18.5397 | 16.1466 | 0 | 0 | 0 | 0 | 0 | 0 | 0 | 0 | 0 | 0 | 0 | 0 | 0 | 0 | 0.3157 | 0.31453 | 0.31043 | 0.22082 | 0 | 0 | 0 | 0 | 0 | 0 | 68.1157 | 67.3973 | 66.7846 | 65.909 | 65.4385 | 65.2151 | 65.1629 | 64.9516 | 66.7444 | 70.6871 | 75.141 | 79.5956 | 83.0964 | 84.8531 | 85.8412 | 85.7531 | 85.6175 | 84.4767 | 82.1594 | 79.6072 | 77.0824 | 75.73 | 74.7812 | 73.8687 | 0.034396 | 0.03521 | 0.033402 | 0.029008 | 0.029686 | 0.032224 | 0.038858 | 0.044782 | 0.054019 | 0.059125 | 0.061982 | 0.06516 | 0.06637 | 0.067312 | 0.066219 | 0.060931 | 0.055737 | 0.050992 | 0.044377 | 0.043545 | 0.042859 | 0.039213 | 0.036981 | 0.037741
Portfolio Adjusted1-in-2Size: 20 kW to 199.99 kWSouth of Lugo2026October Monthly Peak | Portfolio Adjusted | 1-in-2 | Size: 20 kW to 199.99 kW | South of Lugo | 2026 | October Monthly Peak | 10 | 14.4601 | 13.7627 | 13.2961 | 13.1093 | 13.5031 | 15.0566 | 17.7276 | 19.3826 | 23.1431 | 26.3245 | 28.6878 | 30.495 | 31.2425 | 32.1429 | 32.4267 | 31.843 | 30.6012 | 27.986 | 25.4829 | 24.0744 | 22.656 | 20.8183 | 18.1521 | 15.877 | 0 | 0 | 0 | 0 | 0 | 0 | 0 | 0 | 0 | 0 | 0 | 0 | 0 | 0 | 0.30913 | 0.30806 | 0.30384 | 0.21502 | 0 | 0 | 0 | 0 | 0 | 0 | 68.1385 | 67.5882 | 66.62 | 65.7049 | 65.2261 | 63.9648 | 63.5046 | 63.6195 | 65.1485 | 69.7122 | 76.071 | 81.7237 | 85.1291 | 86.7486 | 88.4596 | 87.501 | 85.9777 | 83.1961 | 81.0753 | 78.5948 | 76.1607 | 74.1921 | 72.5716 | 70.7517 | 0.033334 | 0.034177 | 0.032363 | 0.027994 | 0.028677 | 0.030991 | 0.037637 | 0.042851 | 0.051101 | 0.05664 | 0.059698 | 0.062872 | 0.064487 | 0.065691 | 0.064841 | 0.059678 | 0.054554 | 0.049652 | 0.04474 | 0.043122 | 0.042065 | 0.038518 | 0.036208 | 0.037111
Portfolio Adjusted1-in-2Size: 20 kW to 199.99 kWSouth of Lugo2026November Monthly Peak | Portfolio Adjusted | 1-in-2 | Size: 20 kW to 199.99 kW | South of Lugo | 2026 | November Monthly Peak | 11 | 12.8071 | 12.2933 | 12.02 | 12.0217 | 12.3096 | 13.8641 | 15.5213 | 17.1923 | 20.0607 | 22.4342 | 23.9236 | 25.1447 | 25.6685 | 26.3014 | 26.3513 | 25.6913 | 24.558 | 23.6133 | 21.6433 | 20.3498 | 19.2148 | 17.5455 | 15.5388 | 13.8357 | 0 | 0 | 0 | 0 | 0 | 0 | 0 | 0 | 0 | 0 | 0 | 0 | 0 | 0 | 0.25121 | 0.24855 | 0.24384 | 0.18142 | 0 | 0 | 0 | 0 | 0 | 0 | 58.0559 | 56.9468 | 56.2049 | 55.4865 | 54.6743 | 54.088 | 53.5364 | 53.7562 | 57.2392 | 60.4191 | 65.9334 | 71.1237 | 74.9649 | 76.2174 | 75.7218 | 74.9035 | 72.2207 | 68.3813 | 64.9633 | 63.5659 | 62.5294 | 61.2241 | 60.1697 | 59.4764 | 0.029524 | 0.030528 | 0.029257 | 0.025672 | 0.026142 | 0.028537 | 0.032953 | 0.038008 | 0.044295 | 0.04827 | 0.049784 | 0.051841 | 0.052982 | 0.053753 | 0.052692 | 0.048149 | 0.043781 | 0.041894 | 0.037999 | 0.03645 | 0.035676 | 0.032463 | 0.030995 | 0.032339
Portfolio Adjusted1-in-2Size: 20 kW to 199.99 kWSouth of Lugo2026December Monthly Peak | Portfolio Adjusted | 1-in-2 | Size: 20 kW to 199.99 kW | South of Lugo | 2026 | December Monthly Peak | 12 | 12.9691 | 12.5034 | 12.2955 | 12.4042 | 12.7337 | 14.5509 | 17.1479 | 18.6186 | 20.964 | 22.011 | 22.3075 | 22.3713 | 22.0703 | 22.2658 | 22.2662 | 21.7395 | 21.1315 | 21.1178 | 20.1909 | 19.4433 | 18.6126 | 17.3028 | 15.6936 | 14.1166 | 0 | 0 | 0 | 0 | 0 | 0 | 0 | 0 | 0 | 0 | 0 | 0 | 0 | 0 | 0.21227 | 0.21032 | 0.20981 | 0.16225 | 0 | 0 | 0 | 0 | 0 | 0 | 51.3127 | 49.8721 | 47.919 | 47.0381 | 46.2378 | 45.5631 | 45.6108 | 45.4224 | 46.1913 | 49.3934 | 52.7125 | 54.7848 | 56.1147 | 56.4542 | 57.2787 | 57.3059 | 56.4702 | 55.261 | 53.9495 | 53.3516 | 52.6342 | 51.4357 | 50.4905 | 49.3723 | 0.029897 | 0.031049 | 0.029928 | 0.026489 | 0.027043 | 0.02995 | 0.036406 | 0.041161 | 0.046289 | 0.047359 | 0.046421 | 0.046123 | 0.045555 | 0.045505 | 0.044524 | 0.040743 | 0.037672 | 0.037467 | 0.035449 | 0.034826 | 0.034558 | 0.032014 | 0.031304 | 0.032996
Portfolio Adjusted1-in-2Size: 20 kW to 199.99 kWSouth of Lugo2026Typical Event Day | Portfolio Adjusted | 1-in-2 | Size: 20 kW to 199.99 kW | South of Lugo | 2026 | Typical Event Day | 8 | 14.89 | 14.0872 | 13.6198 | 13.4713 | 13.8391 | 15.5775 | 17.8686 | 20.3246 | 24.2606 | 27.3271 | 30.0064 | 31.6665 | 32.289 | 33.0479 | 33.37 | 33.0826 | 32.1027 | 29.8139 | 26.4733 | 24.8084 | 23.914 | 21.8094 | 19.2579 | 16.6298 | 0 | 0 | 0 | 0 | 0 | 0 | 0 | 0 | 0 | 0 | 0 | 0 | 0 | 0 | 0.31812 | 0.32006 | 0.31875 | 0.22906 | 0 | 0 | 0 | 0 | 0 | 0 | 67.498 | 66.9427 | 66.455 | 65.9218 | 65.6499 | 65.3506 | 65.1838 | 65.4061 | 67.4861 | 71.2315 | 75.3426 | 78.6801 | 80.4019 | 81.3549 | 82.2036 | 82.6054 | 83.3847 | 82.8815 | 81.6644 | 79.0553 | 75.392 | 72.6356 | 71.2417 | 70.4041 | 0.034325 | 0.034982 | 0.033151 | 0.028767 | 0.02939 | 0.032063 | 0.037937 | 0.044933 | 0.053568 | 0.058797 | 0.062442 | 0.065287 | 0.066647 | 0.067541 | 0.066727 | 0.062002 | 0.057231 | 0.052896 | 0.046479 | 0.044436 | 0.044401 | 0.040352 | 0.038414 | 0.03887
Portfolio Adjusted1-in-10Size: 20 kW to 199.99 kWOther2015January Monthly Peak | Portfolio Adjusted | 1-in-10 | Size: 20 kW to 199.99 kW | Other | 2015 | January Monthly Peak | 1
Portfolio Adjusted1-in-10Size: 20 kW to 199.99 kWOther2015February Monthly Peak | Portfolio Adjusted | 1-in-10 | Size: 20 kW to 199.99 kW | Other | 2015 | February Monthly Peak | 2
Portfolio Adjusted1-in-10Size: 20 kW to 199.99 kWOther2015March Monthly Peak | Portfolio Adjusted | 1-in-10 | Size: 20 kW to 199.99 kW | Other | 2015 | March Monthly Peak | 3
Portfolio Adjusted1-in-10Size: 20 kW to 199.99 kWOther2015April Monthly Peak | Portfolio Adjusted | 1-in-10 | Size: 20 kW to 199.99 kW | Other | 2015 | April Monthly Peak | 4
Portfolio Adjusted1-in-10Size: 20 kW to 199.99 kWOther2015May Monthly Peak | Portfolio Adjusted | 1-in-10 | Size: 20 kW to 199.99 kW | Other | 2015 | May Monthly Peak | 5
Portfolio Adjusted1-in-10Size: 20 kW to 199.99 kWOther2015June Monthly Peak | Portfolio Adjusted | 1-in-10 | Size: 20 kW to 199.99 kW | Other | 2015 | June Monthly Peak | 6
Portfolio Adjusted1-in-10Size: 20 kW to 199.99 kWOther2015July Monthly Peak | Portfolio Adjusted | 1-in-10 | Size: 20 kW to 199.99 kW | Other | 2015 | July Monthly Peak | 7
Portfolio Adjusted1-in-10Size: 20 kW to 199.99 kWOther2015August Monthly Peak | Portfolio Adjusted | 1-in-10 | Size: 20 kW to 199.99 kW | Other | 2015 | August Monthly Peak | 8
Portfolio Adjusted1-in-10Size: 20 kW to 199.99 kWOther2015September Monthly Peak | Portfolio Adjusted | 1-in-10 | Size: 20 kW to 199.99 kW | Other | 2015 | September Monthly Peak | 9
Portfolio Adjusted1-in-10Size: 20 kW to 199.99 kWOther2015October Monthly Peak | Portfolio Adjusted | 1-in-10 | Size: 20 kW to 199.99 kW | Other | 2015 | October Monthly Peak | 10
Portfolio Adjusted1-in-10Size: 20 kW to 199.99 kWOther2015November Monthly Peak | Portfolio Adjusted | 1-in-10 | Size: 20 kW to 199.99 kW | Other | 2015 | November Monthly Peak | 11
Portfolio Adjusted1-in-10Size: 20 kW to 199.99 kWOther2015December Monthly Peak | Portfolio Adjusted | 1-in-10 | Size: 20 kW to 199.99 kW | Other | 2015 | December Monthly Peak | 12
Portfolio Adjusted1-in-10Size: 20 kW to 199.99 kWOther2015Typical Event Day | Portfolio Adjusted | 1-in-10 | Size: 20 kW to 199.99 kW | Other | 2015 | Typical Event Day | 8
Portfolio Adjusted1-in-10Size: 20 kW to 199.99 kWOther2016January Monthly Peak | Portfolio Adjusted | 1-in-10 | Size: 20 kW to 199.99 kW | Other | 2016 | January Monthly Peak | 1
Portfolio Adjusted1-in-10Size: 20 kW to 199.99 kWOther2016February Monthly Peak | Portfolio Adjusted | 1-in-10 | Size: 20 kW to 199.99 kW | Other | 2016 | February Monthly Peak | 2
Portfolio Adjusted1-in-10Size: 20 kW to 199.99 kWOther2016March Monthly Peak | Portfolio Adjusted | 1-in-10 | Size: 20 kW to 199.99 kW | Other | 2016 | March Monthly Peak | 3
Portfolio Adjusted1-in-10Size: 20 kW to 199.99 kWOther2016April Monthly Peak | Portfolio Adjusted | 1-in-10 | Size: 20 kW to 199.99 kW | Other | 2016 | April Monthly Peak | 4
Portfolio Adjusted1-in-10Size: 20 kW to 199.99 kWOther2016May Monthly Peak | Portfolio Adjusted | 1-in-10 | Size: 20 kW to 199.99 kW | Other | 2016 | May Monthly Peak | 5
Portfolio Adjusted1-in-10Size: 20 kW to 199.99 kWOther2016June Monthly Peak | Portfolio Adjusted | 1-in-10 | Size: 20 kW to 199.99 kW | Other | 2016 | June Monthly Peak | 6
Portfolio Adjusted1-in-10Size: 20 kW to 199.99 kWOther2016July Monthly Peak | Portfolio Adjusted | 1-in-10 | Size: 20 kW to 199.99 kW | Other | 2016 | July Monthly Peak | 7
Portfolio Adjusted1-in-10Size: 20 kW to 199.99 kWOther2016August Monthly Peak | Portfolio Adjusted | 1-in-10 | Size: 20 kW to 199.99 kW | Other | 2016 | August Monthly Peak | 8
Portfolio Adjusted1-in-10Size: 20 kW to 199.99 kWOther2016September Monthly Peak | Portfolio Adjusted | 1-in-10 | Size: 20 kW to 199.99 kW | Other | 2016 | September Monthly Peak | 9
Portfolio Adjusted1-in-10Size: 20 kW to 199.99 kWOther2016October Monthly Peak | Portfolio Adjusted | 1-in-10 | Size: 20 kW to 199.99 kW | Other | 2016 | October Monthly Peak | 10
Portfolio Adjusted1-in-10Size: 20 kW to 199.99 kWOther2016November Monthly Peak | Portfolio Adjusted | 1-in-10 | Size: 20 kW to 199.99 kW | Other | 2016 | November Monthly Peak | 11
Portfolio Adjusted1-in-10Size: 20 kW to 199.99 kWOther2016December Monthly Peak | Portfolio Adjusted | 1-in-10 | Size: 20 kW to 199.99 kW | Other | 2016 | December Monthly Peak | 12
Portfolio Adjusted1-in-10Size: 20 kW to 199.99 kWOther2016Typical Event Day | Portfolio Adjusted | 1-in-10 | Size: 20 kW to 199.99 kW | Other | 2016 | Typical Event Day | 8
Portfolio Adjusted1-in-10Size: 20 kW to 199.99 kWOther2017January Monthly Peak | Portfolio Adjusted | 1-in-10 | Size: 20 kW to 199.99 kW | Other | 2017 | January Monthly Peak | 1
Portfolio Adjusted1-in-10Size: 20 kW to 199.99 kWOther2017February Monthly Peak | Portfolio Adjusted | 1-in-10 | Size: 20 kW to 199.99 kW | Other | 2017 | February Monthly Peak | 2
Portfolio Adjusted1-in-10Size: 20 kW to 199.99 kWOther2017March Monthly Peak | Portfolio Adjusted | 1-in-10 | Size: 20 kW to 199.99 kW | Other | 2017 | March Monthly Peak | 3
Portfolio Adjusted1-in-10Size: 20 kW to 199.99 kWOther2017April Monthly Peak | Portfolio Adjusted | 1-in-10 | Size: 20 kW to 199.99 kW | Other | 2017 | April Monthly Peak | 4
Portfolio Adjusted1-in-10Size: 20 kW to 199.99 kWOther2017May Monthly Peak | Portfolio Adjusted | 1-in-10 | Size: 20 kW to 199.99 kW | Other | 2017 | May Monthly Peak | 5
Portfolio Adjusted1-in-10Size: 20 kW to 199.99 kWOther2017June Monthly Peak | Portfolio Adjusted | 1-in-10 | Size: 20 kW to 199.99 kW | Other | 2017 | June Monthly Peak | 6
Portfolio Adjusted1-in-10Size: 20 kW to 199.99 kWOther2017July Monthly Peak | Portfolio Adjusted | 1-in-10 | Size: 20 kW to 199.99 kW | Other | 2017 | July Monthly Peak | 7
Portfolio Adjusted1-in-10Size: 20 kW to 199.99 kWOther2017August Monthly Peak | Portfolio Adjusted | 1-in-10 | Size: 20 kW to 199.99 kW | Other | 2017 | August Monthly Peak | 8
Portfolio Adjusted1-in-10Size: 20 kW to 199.99 kWOther2017September Monthly Peak | Portfolio Adjusted | 1-in-10 | Size: 20 kW to 199.99 kW | Other | 2017 | September Monthly Peak | 9
Portfolio Adjusted1-in-10Size: 20 kW to 199.99 kWOther2017October Monthly Peak | Portfolio Adjusted | 1-in-10 | Size: 20 kW to 199.99 kW | Other | 2017 | October Monthly Peak | 10
Portfolio Adjusted1-in-10Size: 20 kW to 199.99 kWOther2017November Monthly Peak | Portfolio Adjusted | 1-in-10 | Size: 20 kW to 199.99 kW | Other | 2017 | November Monthly Peak | 11
Portfolio Adjusted1-in-10Size: 20 kW to 199.99 kWOther2017December Monthly Peak | Portfolio Adjusted | 1-in-10 | Size: 20 kW to 199.99 kW | Other | 2017 | December Monthly Peak | 12
Portfolio Adjusted1-in-10Size: 20 kW to 199.99 kWOther2017Typical Event Day | Portfolio Adjusted | 1-in-10 | Size: 20 kW to 199.99 kW | Other | 2017 | Typical Event Day | 8
Portfolio Adjusted1-in-10Size: 20 kW to 199.99 kWOther2018January Monthly Peak | Portfolio Adjusted | 1-in-10 | Size: 20 kW to 199.99 kW | Other | 2018 | January Monthly Peak | 1
Portfolio Adjusted1-in-10Size: 20 kW to 199.99 kWOther2018February Monthly Peak | Portfolio Adjusted | 1-in-10 | Size: 20 kW to 199.99 kW | Other | 2018 | February Monthly Peak | 2
Portfolio Adjusted1-in-10Size: 20 kW to 199.99 kWOther2018March Monthly Peak | Portfolio Adjusted | 1-in-10 | Size: 20 kW to 199.99 kW | Other | 2018 | March Monthly Peak | 3
Portfolio Adjusted1-in-10Size: 20 kW to 199.99 kWOther2018April Monthly Peak | Portfolio Adjusted | 1-in-10 | Size: 20 kW to 199.99 kW | Other | 2018 | April Monthly Peak | 4 | 13.4903 | 12.8064 | 12.408 | 12.3866 | 12.8571 | 13.9968 | 15.8145 | 17.8418 | 20.905 | 23.4293 | 25.5522 | 26.9623 | 27.8185 | 28.5142 | 28.6738 | 28.194 | 26.9266 | 24.9282 | 22.7462 | 22.2099 | 21.2481 | 19.5244 | 17.1081 | 15.1499 | 0 | 0 | 0 | 0 | 0 | 0 | 0 | 0 | 0 | 0 | 0 | 0 | 0 | 0 | 0.27335 | 0.27276 | 0.26735 | 0.19152 | 0 | 0 | 0 | 0 | 0 | 0 | 66.9273 | 65.498 | 63.8219 | 62.6264 | 61.4734 | 60.3576 | 59.7403 | 59.6921 | 63.1361 | 69.5057 | 75.8598 | 81.1435 | 84.2907 | 86.3332 | 87.5612 | 88.2366 | 88.0744 | 87.3945 | 85.3463 | 82.2399 | 78.1228 | 74.378 | 71.5874 | 69.9234 | 0.031098 | 0.031802 | 0.030202 | 0.026451 | 0.027305 | 0.02881 | 0.033576 | 0.039444 | 0.046159 | 0.050411 | 0.053173 | 0.055589 | 0.05742 | 0.058275 | 0.057336 | 0.05284 | 0.048003 | 0.044227 | 0.039935 | 0.039782 | 0.039451 | 0.036124 | 0.034126 | 0.035411
Portfolio Adjusted1-in-10Size: 20 kW to 199.99 kWOther2018May Monthly Peak | Portfolio Adjusted | 1-in-10 | Size: 20 kW to 199.99 kW | Other | 2018 | May Monthly Peak | 5 | 14.3067 | 13.5545 | 13.1239 | 13.0721 | 13.5854 | 14.8382 | 16.5044 | 19.1256 | 22.7659 | 25.5946 | 27.8849 | 29.3484 | 30.1041 | 30.6825 | 30.7257 | 30.1683 | 28.7958 | 26.6724 | 24.2232 | 23.2057 | 22.528 | 20.7804 | 18.1991 | 16.1338 | 0 | 0 | 0 | 0 | 0 | 0 | 0 | 0 | 0 | 0 | 0 | 0 | 0 | 0 | 0.29291 | 0.29186 | 0.28591 | 0.20493 | 0 | 0 | 0 | 0 | 0 | 0 | 73.3949 | 71.3487 | 69.8892 | 68.6042 | 67.2345 | 66.0258 | 65.2475 | 65.5759 | 69.2524 | 74.7363 | 80.0234 | 83.6304 | 86.9943 | 89.2176 | 90.3865 | 90.7356 | 90.2613 | 89.1713 | 87.7609 | 85.2641 | 81.3132 | 77.6613 | 75.0831 | 72.5722 | 0.03298 | 0.03366 | 0.031944 | 0.027915 | 0.028852 | 0.030542 | 0.03504 | 0.042282 | 0.050268 | 0.05507 | 0.058027 | 0.060508 | 0.062137 | 0.062707 | 0.061439 | 0.05654 | 0.051336 | 0.047322 | 0.042528 | 0.041566 | 0.041827 | 0.038448 | 0.036302 | 0.037711
Portfolio Adjusted1-in-10Size: 20 kW to 199.99 kWOther2018June Monthly Peak | Portfolio Adjusted | 1-in-10 | Size: 20 kW to 199.99 kW | Other | 2018 | June Monthly Peak | 6 | 15.0365 | 14.2624 | 13.7557 | 13.6716 | 14.0869 | 15.4251 | 17.3641 | 20.4554 | 24.3389 | 27.4244 | 29.7408 | 31.2747 | 31.9871 | 32.6216 | 32.6762 | 32.0491 | 30.7847 | 28.5681 | 25.927 | 24.3737 | 23.5592 | 21.7967 | 19.1269 | 16.9613 | 0 | 0 | 0 | 0 | 0 | 0 | 0 | 0 | 0 | 0 | 0 | 0 | 0 | 0 | 0.31151 | 0.31006 | 0.30566 | 0.21949 | 0 | 0 | 0 | 0 | 0 | 0 | 73.3065 | 71.7274 | 70.6113 | 69.2776 | 68.2814 | 66.7287 | 65.9052 | 66.8848 | 70.9816 | 76.1633 | 81.2595 | 85.2257 | 87.9872 | 89.6843 | 90.9114 | 91.6337 | 92.0346 | 91.4167 | 90.2872 | 88.1677 | 85.0991 | 81.2626 | 78.7311 | 76.7466 | 0.034663 | 0.035417 | 0.033482 | 0.029195 | 0.029917 | 0.03175 | 0.036866 | 0.045222 | 0.053741 | 0.059007 | 0.06189 | 0.064479 | 0.066024 | 0.06667 | 0.065339 | 0.060065 | 0.054881 | 0.050685 | 0.045519 | 0.043658 | 0.043742 | 0.040328 | 0.038153 | 0.039645
Portfolio Adjusted1-in-10Size: 20 kW to 199.99 kWOther2018July Monthly Peak | Portfolio Adjusted | 1-in-10 | Size: 20 kW to 199.99 kW | Other | 2018 | July Monthly Peak | 7 | 15.9127 | 15.0822 | 14.5633 | 14.4541 | 14.8873 | 16.5652 | 18.9508 | 22.1645 | 26.2395 | 29.4496 | 31.8498 | 33.4579 | 34.2113 | 34.8384 | 34.8851 | 34.145 | 32.8649 | 30.5141 | 27.4914 | 25.7524 | 24.8619 | 23.0139 | 20.245 | 17.9618 | 0 | 0 | 0 | 0 | 0 | 0 | 0 | 0 | 0 | 0 | 0 | 0 | 0 | 0 | 0.33257 | 0.33033 | 0.32631 | 0.23444 | 0 | 0 | 0 | 0 | 0 | 0 | 77.1198 | 75.8704 | 74.6459 | 73.4952 | 72.5835 | 71.5647 | 70.7294 | 71.0034 | 74.0823 | 79.0421 | 83.6624 | 87.4076 | 90.082 | 91.8327 | 93.161 | 93.7901 | 93.694 | 93.1803 | 92.2179 | 89.9301 | 86.2569 | 82.7038 | 80.3712 | 78.6642 | 0.036683 | 0.037453 | 0.035448 | 0.030866 | 0.031616 | 0.034097 | 0.040234 | 0.049001 | 0.057938 | 0.063364 | 0.066278 | 0.068981 | 0.070615 | 0.0712 | 0.069756 | 0.063993 | 0.05859 | 0.054138 | 0.048266 | 0.046127 | 0.046161 | 0.04258 | 0.040383 | 0.041984
Portfolio Adjusted1-in-10Size: 20 kW to 199.99 kWOther2018August Monthly Peak | Portfolio Adjusted | 1-in-10 | Size: 20 kW to 199.99 kW | Other | 2018 | August Monthly Peak | 8 | 16.0417 | 15.1961 | 14.6746 | 14.5918 | 15.0596 | 16.7036 | 19.1596 | 22.2129 | 26.4507 | 29.8006 | 32.3144 | 33.9597 | 34.7213 | 35.3353 | 35.3298 | 34.5529 | 33.2215 | 30.7506 | 27.5763 | 26.1454 | 25.1273 | 23.101 | 20.3322 | 17.9704 | 0 | 0 | 0 | 0 | 0 | 0 | 0 | 0 | 0 | 0 | 0 | 0 | 0 | 0 | 0.33681 | 0.33428 | 0.32986 | 0.23626 | 0 | 0 | 0 | 0 | 0 | 0 | 76.3078 | 75.1157 | 73.9021 | 72.9423 | 71.8143 | 71.0876 | 70.5473 | 70.6419 | 73.3791 | 78.9027 | 83.9482 | 88.4747 | 91.602 | 93.6984 | 95.1853 | 96.1195 | 96.1758 | 95.2276 | 94.1481 | 91.7826 | 88.1314 | 85.2652 | 83.3313 | 81.5165 | 0.03698 | 0.037736 | 0.035719 | 0.03116 | 0.031982 | 0.034381 | 0.040678 | 0.049108 | 0.058404 | 0.064119 | 0.067245 | 0.070015 | 0.071668 | 0.072216 | 0.070646 | 0.064757 | 0.059225 | 0.054557 | 0.048415 | 0.046831 | 0.046654 | 0.042741 | 0.040557 | 0.042004
Portfolio Adjusted1-in-10Size: 20 kW to 199.99 kWOther2018September Monthly Peak | Portfolio Adjusted | 1-in-10 | Size: 20 kW to 199.99 kW | Other | 2018 | September Monthly Peak | 9 | 15.7374 | 14.988 | 14.5025 | 14.4055 | 14.9151 | 16.5339 | 19.1973 | 21.8681 | 26.0255 | 29.3755 | 31.9321 | 33.5297 | 34.323 | 34.9297 | 34.8311 | 33.9566 | 32.4936 | 29.8997 | 26.9435 | 26.1175 | 24.4826 | 22.4402 | 19.6525 | 17.5169 | 0 | 0 | 0 | 0 | 0 | 0 | 0 | 0 | 0 | 0 | 0 | 0 | 0 | 0 | 0.33205 | 0.32851 | 0.32263 | 0.22972 | 0 | 0 | 0 | 0 | 0 | 0 | 76.119 | 74.8537 | 73.6209 | 72.7724 | 71.884 | 71.0412 | 70.3398 | 70.0837 | 72.2301 | 77.2491 | 82.6041 | 87.1592 | 90.5146 | 92.9226 | 93.7485 | 93.9192 | 93.5793 | 92.5693 | 90.89 | 87.8972 | 83.9981 | 81.0681 | 78.6652 | 76.9879 | 0.036278 | 0.037219 | 0.0353 | 0.030762 | 0.031675 | 0.034032 | 0.040757 | 0.048345 | 0.057465 | 0.063205 | 0.06645 | 0.069129 | 0.070846 | 0.071387 | 0.069648 | 0.06364 | 0.057928 | 0.053048 | 0.047304 | 0.046781 | 0.045457 | 0.041519 | 0.039201 | 0.040944
Portfolio Adjusted1-in-10Size: 20 kW to 199.99 kWOther2018October Monthly Peak | Portfolio Adjusted | 1-in-10 | Size: 20 kW to 199.99 kW | Other | 2018 | October Monthly Peak | 10 | 14.268 | 13.573 | 13.1969 | 13.1471 | 13.6192 | 14.9615 | 17.4302 | 19.4033 | 22.4839 | 25.3598 | 27.5296 | 29.0376 | 29.7805 | 30.4561 | 30.5537 | 29.8782 | 28.4438 | 26.2409 | 24.6266 | 23.6481 | 22.0387 | 20.2128 | 17.7131 | 15.8137 | 0 | 0 | 0 | 0 | 0 | 0 | 0 | 0 | 0 | 0 | 0 | 0 | 0 | 0 | 0.29127 | 0.28906 | 0.28242 | 0.20161 | 0 | 0 | 0 | 0 | 0 | 0 | 70.5906 | 69.1469 | 68.2525 | 67.0381 | 66.0174 | 64.9711 | 64.4564 | 63.8407 | 64.55 | 69.4049 | 75.6027 | 81.444 | 85.8773 | 88.7645 | 89.8745 | 90.5338 | 90.5173 | 89.5883 | 87.16 | 82.9015 | 78.8141 | 75.7428 | 73.3789 | 71.65 | 0.032891 | 0.033705 | 0.032122 | 0.028075 | 0.028923 | 0.030796 | 0.037006 | 0.042896 | 0.049645 | 0.054564 | 0.057288 | 0.059867 | 0.061469 | 0.062244 | 0.061095 | 0.055996 | 0.050708 | 0.046556 | 0.043236 | 0.042358 | 0.040919 | 0.037398 | 0.035333 | 0.036963
Portfolio Adjusted1-in-10Size: 20 kW to 199.99 kWOther2018November Monthly Peak | Portfolio Adjusted | 1-in-10 | Size: 20 kW to 199.99 kW | Other | 2018 | November Monthly Peak | 11 | 13.0642 | 12.4227 | 12.1735 | 12.152 | 12.7005 | 13.7706 | 15.3074 | 17.242 | 20.0307 | 22.2605 | 24.0807 | 25.2093 | 25.9013 | 26.3852 | 26.3889 | 25.7553 | 24.65 | 24.0316 | 22.2168 | 21.0245 | 19.7038 | 18.1423 | 16.0224 | 14.3429 | 0 | 0 | 0 | 0 | 0 | 0 | 0 | 0 | 0 | 0 | 0 | 0 | 0 | 0 | 0.25157 | 0.24917 | 0.24475 | 0.18464 | 0 | 0 | 0 | 0 | 0 | 0 | 65.1715 | 63.8076 | 62.7767 | 61.3902 | 60.5203 | 59.6747 | 58.9627 | 58.6885 | 61.232 | 66.4204 | 72.6614 | 77.6218 | 80.79 | 82.4675 | 83.4963 | 83.6811 | 82.453 | 79.8619 | 76.3953 | 72.6426 | 70.0935 | 68.1518 | 66.4454 | 65.2393 | 0.030116 | 0.030849 | 0.029631 | 0.02595 | 0.026972 | 0.028344 | 0.032499 | 0.038118 | 0.044229 | 0.047896 | 0.050111 | 0.051974 | 0.053463 | 0.053924 | 0.052767 | 0.048269 | 0.043945 | 0.042637 | 0.039006 | 0.037659 | 0.036584 | 0.033567 | 0.03196 | 0.033525
Portfolio Adjusted1-in-10Size: 20 kW to 199.99 kWOther2018December Monthly Peak | Portfolio Adjusted | 1-in-10 | Size: 20 kW to 199.99 kW | Other | 2018 | December Monthly Peak | 12 | 12.0232 | 11.8335 | 11.7342 | 11.8525 | 12.2657 | 14.3354 | 17.4043 | 19.184 | 21.3973 | 22.2997 | 22.2143 | 21.9208 | 21.1382 | 20.8956 | 20.3028 | 19.2567 | 19.1573 | 19.1185 | 17.9035 | 17.0843 | 16.4041 | 15.439 | 14.3997 | 13.1477 | 0 | 0 | 0 | 0 | 0 | 0 | 0 | 0 | 0 | 0 | 0 | 0 | 0 | 0 | 0.19355 | 0.1863 | 0.19021 | 0.14689 | 0 | 0 | 0 | 0 | 0 | 0 | 42.2045 | 41.5663 | 41.3422 | 41.0714 | 40.7525 | 40.5801 | 40.7923 | 40.8529 | 41.5431 | 43.6081 | 45.8304 | 47.7392 | 48.8716 | 49.3992 | 49.3902 | 49.2988 | 48.9063 | 47.6591 | 46.4052 | 45.3527 | 44.4776 | 43.6177 | 43.2493 | 42.5435 | 0.027716 | 0.029386 | 0.028561 | 0.02531 | 0.026049 | 0.029507 | 0.036951 | 0.042412 | 0.047246 | 0.04798 | 0.046227 | 0.045195 | 0.043631 | 0.042705 | 0.040598 | 0.03609 | 0.034152 | 0.03392 | 0.031433 | 0.030601 | 0.030457 | 0.028565 | 0.028723 | 0.030731
Portfolio Adjusted1-in-10Size: 20 kW to 199.99 kWOther2018Typical Event Day | Portfolio Adjusted | 1-in-10 | Size: 20 kW to 199.99 kW | Other | 2018 | Typical Event Day | 8 | 15.8512 | 15.0075 | 14.4965 | 14.4172 | 14.8882 | 16.4604 | 18.816 | 21.7693 | 25.8564 | 29.1007 | 31.5551 | 33.1663 | 33.956 | 34.5949 | 34.6332 | 33.9132 | 32.6043 | 30.2045 | 27.1294 | 25.7457 | 24.7649 | 22.7755 | 20.034 | 17.7098 | 0 | 0 | 0 | 0 | 0 | 0 | 0 | 0 | 0 | 0 | 0 | 0 | 0 | 0 | 0.33016 | 0.32809 | 0.32373 | 0.23206 | 0 | 0 | 0 | 0 | 0 | 0 | 75.7132 | 74.3918 | 73.195 | 72.1219 | 71.1408 | 70.1055 | 69.3804 | 69.6534 | 72.6683 | 77.8393 | 82.8686 | 87.0668 | 90.0465 | 92.0345 | 93.2515 | 93.8656 | 93.8709 | 93.0985 | 91.8858 | 89.4444 | 85.8714 | 82.5749 | 80.2747 | 78.4788 | 0.036541 | 0.037268 | 0.035285 | 0.030787 | 0.031618 | 0.033881 | 0.039948 | 0.048127 | 0.057092 | 0.062613 | 0.065665 | 0.068379 | 0.070088 | 0.070703 | 0.069253 | 0.063558 | 0.058125 | 0.053588 | 0.047631 | 0.046115 | 0.045981 | 0.042139 | 0.039962 | 0.041395
Portfolio Adjusted1-in-10Size: 20 kW to 199.99 kWOther2019January Monthly Peak | Portfolio Adjusted | 1-in-10 | Size: 20 kW to 199.99 kW | Other | 2019 | January Monthly Peak | 1 | 11.4389 | 11.4317 | 11.3563 | 11.5386 | 11.7654 | 14.4758 | 18.4105 | 20.3033 | 22.5042 | 23.3935 | 22.99 | 22.7158 | 21.5726 | 21.3137 | 20.4946 | 19.0663 | 18.7975 | 18.4891 | 17.1718 | 16.1694 | 15.5469 | 14.4336 | 13.5526 | 12.5024 | 0 | 0 | 0 | 0 | 0 | 0 | 0 | 0 | 0 | 0 | 0 | 0 | 0 | 0 | 0.19538 | 0.18446 | 0.18664 | 0.14205 | 0 | 0 | 0 | 0 | 0 | 0 | 41.101 | 40.4657 | 39.9104 | 39.4724 | 39.3175 | 38.9724 | 38.5986 | 38.4712 | 39.0482 | 41.1499 | 43.6265 | 46.19 | 48.1282 | 49.0655 | 49.5596 | 49.4564 | 48.8851 | 47.8572 | 45.7232 | 44.0224 | 42.5976 | 41.4759 | 40.5867 | 39.8243 | 0.026369 | 0.028388 | 0.027642 | 0.02464 | 0.024986 | 0.029796 | 0.039087 | 0.044886 | 0.04969 | 0.050334 | 0.047841 | 0.046834 | 0.044528 | 0.043559 | 0.040981 | 0.035733 | 0.033511 | 0.032803 | 0.030148 | 0.028962 | 0.028866 | 0.026705 | 0.027034 | 0.029223
Portfolio Adjusted1-in-10Size: 20 kW to 199.99 kWOther2019February Monthly Peak | Portfolio Adjusted | 1-in-10 | Size: 20 kW to 199.99 kW | Other | 2019 | February Monthly Peak | 2 | 11.856 | 11.5284 | 11.3679 | 11.5217 | 11.934 | 13.6638 | 16.2571 | 17.7515 | 19.9219 | 21.1537 | 21.7028 | 22.02 | 21.8475 | 22.0494 | 21.833 | 21.0741 | 20.3117 | 19.616 | 18.9748 | 17.9338 | 17.0382 | 15.7423 | 14.2279 | 12.9032 | 0 | 0 | 0 | 0 | 0 | 0 | 0 | 0 | 0 | 0 | 0 | 0 | 0 | 0 | 0.20814 | 0.20388 | 0.20167 | 0.15071 | 0 | 0 | 0 | 0 | 0 | 0 | 48.9832 | 48.5193 | 48.0268 | 47.4858 | 46.9706 | 46.1252 | 45.7477 | 45.7345 | 46.6041 | 48.7826 | 50.9188 | 52.8123 | 54.3842 | 55.4407 | 56.4282 | 56.9739 | 56.5065 | 55.6794 | 53.6149 | 51.4834 | 49.7285 | 48.3025 | 47.414 | 46.4239 | 0.027331 | 0.028628 | 0.02767 | 0.024604 | 0.025344 | 0.028124 | 0.034515 | 0.039245 | 0.043988 | 0.045515 | 0.045163 | 0.045399 | 0.045095 | 0.045063 | 0.043657 | 0.039496 | 0.03621 | 0.034802 | 0.033314 | 0.032123 | 0.031635 | 0.029126 | 0.028381 | 0.03016
Portfolio Adjusted1-in-10Size: 20 kW to 199.99 kWOther2019March Monthly Peak | Portfolio Adjusted | 1-in-10 | Size: 20 kW to 199.99 kW | Other | 2019 | March Monthly Peak | 3 | 12.4791 | 11.9142 | 11.6362 | 11.6838 | 12.1272 | 13.3539 | 15.5626 | 17.0377 | 19.1495 | 20.9133 | 22.2297 | 23.1439 | 23.741 | 24.3894 | 24.5824 | 24.1469 | 23.1927 | 21.7402 | 20.4413 | 20.0441 | 18.9862 | 17.4662 | 15.4295 | 13.7998 | 0 | 0 | 0 | 0 | 0 | 0 | 0 | 0 | 0 | 0 | 0 | 0 | 0 | 0 | 0.23435 | 0.23361 | 0.23028 | 0.16703 | 0 | 0 | 0 | 0 | 0 | 0 | 56.3513 | 54.9144 | 54.0492 | 53.5855 | 52.603 | 51.8994 | 51.1941 | 51.015 | 52.3146 | 56.8088 | 62.3782 | 67.161 | 70.5123 | 72.3992 | 73.6734 | 74.4615 | 74.479 | 73.4039 | 71.6538 | 68.961 | 65.4992 | 62.4971 | 60.2399 | 58.552 | 0.028767 | 0.029586 | 0.028323 | 0.02495 | 0.025755 | 0.027487 | 0.033041 | 0.037667 | 0.042283 | 0.044997 | 0.046259 | 0.047716 | 0.049003 | 0.049845 | 0.049155 | 0.045255 | 0.041347 | 0.038571 | 0.035888 | 0.035903 | 0.035251 | 0.032316 | 0.030778 | 0.032255
Portfolio Adjusted1-in-10Size: 20 kW to 199.99 kWOther2019April Monthly Peak | Portfolio Adjusted | 1-in-10 | Size: 20 kW to 199.99 kW | Other | 2019 | April Monthly Peak | 4 | 13.4903 | 12.8064 | 12.408 | 12.3866 | 12.8571 | 13.9968 | 15.8145 | 17.8418 | 20.905 | 23.4293 | 25.5522 | 26.9623 | 27.8185 | 28.5142 | 28.6738 | 28.194 | 26.9266 | 24.9282 | 22.7462 | 22.2099 | 21.2481 | 19.5244 | 17.1081 | 15.1499 | 0 | 0 | 0 | 0 | 0 | 0 | 0 | 0 | 0 | 0 | 0 | 0 | 0 | 0 | 0.27335 | 0.27276 | 0.26735 | 0.19152 | 0 | 0 | 0 | 0 | 0 | 0 | 66.9273 | 65.498 | 63.8219 | 62.6264 | 61.4734 | 60.3576 | 59.7403 | 59.6921 | 63.1361 | 69.5057 | 75.8598 | 81.1435 | 84.2907 | 86.3332 | 87.5612 | 88.2366 | 88.0744 | 87.3945 | 85.3463 | 82.2399 | 78.1228 | 74.378 | 71.5874 | 69.9234 | 0.031098 | 0.031802 | 0.030202 | 0.026451 | 0.027305 | 0.02881 | 0.033576 | 0.039444 | 0.046159 | 0.050411 | 0.053173 | 0.055589 | 0.05742 | 0.058275 | 0.057336 | 0.05284 | 0.048003 | 0.044227 | 0.039935 | 0.039782 | 0.039451 | 0.036124 | 0.034126 | 0.035411
Portfolio Adjusted1-in-10Size: 20 kW to 199.99 kWOther2019May Monthly Peak | Portfolio Adjusted | 1-in-10 | Size: 20 kW to 199.99 kW | Other | 2019 | May Monthly Peak | 5 | 14.3067 | 13.5545 | 13.1239 | 13.0721 | 13.5854 | 14.8382 | 16.5044 | 19.1256 | 22.7659 | 25.5946 | 27.8849 | 29.3484 | 30.1041 | 30.6825 | 30.7257 | 30.1683 | 28.7958 | 26.6724 | 24.2232 | 23.2057 | 22.528 | 20.7804 | 18.1991 | 16.1338 | 0 | 0 | 0 | 0 | 0 | 0 | 0 | 0 | 0 | 0 | 0 | 0 | 0 | 0 | 0.29291 | 0.29186 | 0.28591 | 0.20493 | 0 | 0 | 0 | 0 | 0 | 0 | 73.3949 | 71.3487 | 69.8892 | 68.6042 | 67.2345 | 66.0258 | 65.2475 | 65.5759 | 69.2524 | 74.7363 | 80.0233 | 83.6304 | 86.9943 | 89.2176 | 90.3865 | 90.7356 | 90.2613 | 89.1713 | 87.7609 | 85.2641 | 81.3132 | 77.6613 | 75.0831 | 72.5722 | 0.03298 | 0.03366 | 0.031944 | 0.027915 | 0.028852 | 0.030542 | 0.03504 | 0.042282 | 0.050268 | 0.05507 | 0.058027 | 0.060508 | 0.062137 | 0.062707 | 0.061439 | 0.05654 | 0.051336 | 0.047322 | 0.042528 | 0.041566 | 0.041827 | 0.038448 | 0.036302 | 0.037711
Portfolio Adjusted1-in-10Size: 20 kW to 199.99 kWOther2019June Monthly Peak | Portfolio Adjusted | 1-in-10 | Size: 20 kW to 199.99 kW | Other | 2019 | June Monthly Peak | 6 | 15.0365 | 14.2624 | 13.7557 | 13.6716 | 14.0869 | 15.4251 | 17.3641 | 20.4554 | 24.3389 | 27.4244 | 29.7408 | 31.2747 | 31.9871 | 32.6216 | 32.6762 | 32.0491 | 30.7847 | 28.5681 | 25.927 | 24.3737 | 23.5592 | 21.7967 | 19.1269 | 16.9613 | 0 | 0 | 0 | 0 | 0 | 0 | 0 | 0 | 0 | 0 | 0 | 0 | 0 | 0 | 0.31151 | 0.31006 | 0.30566 | 0.21949 | 0 | 0 | 0 | 0 | 0 | 0 | 73.3065 | 71.7274 | 70.6113 | 69.2776 | 68.2814 | 66.7287 | 65.9052 | 66.8848 | 70.9816 | 76.1633 | 81.2595 | 85.2257 | 87.9872 | 89.6843 | 90.9114 | 91.6337 | 92.0346 | 91.4167 | 90.2872 | 88.1677 | 85.0991 | 81.2626 | 78.7311 | 76.7466 | 0.034663 | 0.035417 | 0.033482 | 0.029195 | 0.029917 | 0.03175 | 0.036866 | 0.045222 | 0.053741 | 0.059007 | 0.06189 | 0.064479 | 0.066024 | 0.06667 | 0.065339 | 0.060065 | 0.054881 | 0.050685 | 0.045519 | 0.043658 | 0.043742 | 0.040328 | 0.038153 | 0.039645
Portfolio Adjusted1-in-10Size: 20 kW to 199.99 kWOther2019July Monthly Peak | Portfolio Adjusted | 1-in-10 | Size: 20 kW to 199.99 kW | Other | 2019 | July Monthly Peak | 7 | 15.9127 | 15.0822 | 14.5633 | 14.4541 | 14.8873 | 16.5652 | 18.9508 | 22.1645 | 26.2395 | 29.4496 | 31.8498 | 33.4579 | 34.2113 | 34.8384 | 34.8851 | 34.145 | 32.8649 | 30.5141 | 27.4914 | 25.7524 | 24.8619 | 23.0139 | 20.245 | 17.9618 | 0 | 0 | 0 | 0 | 0 | 0 | 0 | 0 | 0 | 0 | 0 | 0 | 0 | 0 | 0.33257 | 0.33033 | 0.32631 | 0.23444 | 0 | 0 | 0 | 0 | 0 | 0 | 77.1198 | 75.8704 | 74.6459 | 73.4952 | 72.5835 | 71.5647 | 70.7294 | 71.0034 | 74.0823 | 79.0421 | 83.6624 | 87.4076 | 90.082 | 91.8327 | 93.161 | 93.7901 | 93.694 | 93.1803 | 92.2178 | 89.9301 | 86.257 | 82.7038 | 80.3712 | 78.6642 | 0.036683 | 0.037453 | 0.035448 | 0.030866 | 0.031616 | 0.034097 | 0.040234 | 0.049001 | 0.057938 | 0.063364 | 0.066278 | 0.068981 | 0.070615 | 0.0712 | 0.069756 | 0.063993 | 0.05859 | 0.054138 | 0.048266 | 0.046127 | 0.046161 | 0.04258 | 0.040383 | 0.041984
Portfolio Adjusted1-in-10Size: 20 kW to 199.99 kWOther2019August Monthly Peak | Portfolio Adjusted | 1-in-10 | Size: 20 kW to 199.99 kW | Other | 2019 | August Monthly Peak | 8 | 16.0417 | 15.1961 | 14.6746 | 14.5918 | 15.0596 | 16.7036 | 19.1596 | 22.2129 | 26.4507 | 29.8006 | 32.3144 | 33.9597 | 34.7213 | 35.3353 | 35.3298 | 34.5529 | 33.2215 | 30.7506 | 27.5763 | 26.1454 | 25.1273 | 23.101 | 20.3322 | 17.9704 | 0 | 0 | 0 | 0 | 0 | 0 | 0 | 0 | 0 | 0 | 0 | 0 | 0 | 0 | 0.33681 | 0.33428 | 0.32986 | 0.23626 | 0 | 0 | 0 | 0 | 0 | 0 | 76.3078 | 75.1157 | 73.9021 | 72.9423 | 71.8143 | 71.0876 | 70.5473 | 70.6419 | 73.3791 | 78.9027 | 83.9482 | 88.4747 | 91.602 | 93.6984 | 95.1853 | 96.1195 | 96.1758 | 95.2276 | 94.1481 | 91.7826 | 88.1314 | 85.2652 | 83.3313 | 81.5165 | 0.03698 | 0.037736 | 0.035719 | 0.03116 | 0.031982 | 0.034381 | 0.040678 | 0.049108 | 0.058404 | 0.064119 | 0.067245 | 0.070015 | 0.071668 | 0.072216 | 0.070646 | 0.064757 | 0.059225 | 0.054557 | 0.048415 | 0.046831 | 0.046654 | 0.042741 | 0.040557 | 0.042004
Portfolio Adjusted1-in-10Size: 20 kW to 199.99 kWOther2019September Monthly Peak | Portfolio Adjusted | 1-in-10 | Size: 20 kW to 199.99 kW | Other | 2019 | September Monthly Peak | 9 | 15.7374 | 14.988 | 14.5025 | 14.4055 | 14.9151 | 16.5339 | 19.1973 | 21.8681 | 26.0255 | 29.3755 | 31.9321 | 33.5297 | 34.323 | 34.9297 | 34.8311 | 33.9566 | 32.4936 | 29.8997 | 26.9435 | 26.1175 | 24.4826 | 22.4402 | 19.6525 | 17.5169 | 0 | 0 | 0 | 0 | 0 | 0 | 0 | 0 | 0 | 0 | 0 | 0 | 0 | 0 | 0.33205 | 0.32851 | 0.32263 | 0.22972 | 0 | 0 | 0 | 0 | 0 | 0 | 76.119 | 74.8537 | 73.6209 | 72.7724 | 71.884 | 71.0412 | 70.3398 | 70.0837 | 72.2301 | 77.2491 | 82.6041 | 87.1592 | 90.5146 | 92.9226 | 93.7485 | 93.9192 | 93.5793 | 92.5693 | 90.8899 | 87.8972 | 83.9981 | 81.0681 | 78.6652 | 76.9879 | 0.036278 | 0.037219 | 0.0353 | 0.030762 | 0.031675 | 0.034032 | 0.040757 | 0.048345 | 0.057465 | 0.063205 | 0.06645 | 0.069129 | 0.070846 | 0.071387 | 0.069648 | 0.06364 | 0.057928 | 0.053048 | 0.047304 | 0.046781 | 0.045457 | 0.041519 | 0.039201 | 0.040944
Portfolio Adjusted1-in-10Size: 20 kW to 199.99 kWOther2019October Monthly Peak | Portfolio Adjusted | 1-in-10 | Size: 20 kW to 199.99 kW | Other | 2019 | October Monthly Peak | 10 | 14.268 | 13.573 | 13.1969 | 13.1471 | 13.6192 | 14.9615 | 17.4302 | 19.4033 | 22.4839 | 25.3598 | 27.5296 | 29.0376 | 29.7805 | 30.4561 | 30.5537 | 29.8782 | 28.4438 | 26.2409 | 24.6266 | 23.6481 | 22.0387 | 20.2128 | 17.7131 | 15.8137 | 0 | 0 | 0 | 0 | 0 | 0 | 0 | 0 | 0 | 0 | 0 | 0 | 0 | 0 | 0.29127 | 0.28906 | 0.28242 | 0.20161 | 0 | 0 | 0 | 0 | 0 | 0 | 70.5906 | 69.1469 | 68.2525 | 67.0381 | 66.0174 | 64.9711 | 64.4564 | 63.8407 | 64.55 | 69.405 | 75.6027 | 81.444 | 85.8773 | 88.7645 | 89.8745 | 90.5338 | 90.5173 | 89.5883 | 87.16 | 82.9015 | 78.8141 | 75.7428 | 73.3789 | 71.65 | 0.032891 | 0.033705 | 0.032122 | 0.028075 | 0.028923 | 0.030796 | 0.037006 | 0.042896 | 0.049645 | 0.054564 | 0.057288 | 0.059867 | 0.061469 | 0.062244 | 0.061095 | 0.055996 | 0.050708 | 0.046556 | 0.043236 | 0.042358 | 0.040919 | 0.037398 | 0.035333 | 0.036963
Portfolio Adjusted1-in-10Size: 20 kW to 199.99 kWOther2019November Monthly Peak | Portfolio Adjusted | 1-in-10 | Size: 20 kW to 199.99 kW | Other | 2019 | November Monthly Peak | 11 | 13.0642 | 12.4227 | 12.1735 | 12.152 | 12.7005 | 13.7706 | 15.3074 | 17.242 | 20.0307 | 22.2605 | 24.0807 | 25.2093 | 25.9013 | 26.3852 | 26.3889 | 25.7553 | 24.65 | 24.0316 | 22.2168 | 21.0245 | 19.7038 | 18.1423 | 16.0224 | 14.3429 | 0 | 0 | 0 | 0 | 0 | 0 | 0 | 0 | 0 | 0 | 0 | 0 | 0 | 0 | 0.25157 | 0.24917 | 0.24475 | 0.18464 | 0 | 0 | 0 | 0 | 0 | 0 | 65.1715 | 63.8076 | 62.7767 | 61.3902 | 60.5203 | 59.6747 | 58.9627 | 58.6885 | 61.232 | 66.4204 | 72.6614 | 77.6218 | 80.79 | 82.4675 | 83.4963 | 83.6811 | 82.453 | 79.8619 | 76.3953 | 72.6426 | 70.0935 | 68.1518 | 66.4454 | 65.2393 | 0.030116 | 0.030849 | 0.029631 | 0.02595 | 0.026972 | 0.028344 | 0.032499 | 0.038118 | 0.044229 | 0.047896 | 0.050111 | 0.051974 | 0.053463 | 0.053924 | 0.052767 | 0.048269 | 0.043945 | 0.042637 | 0.039006 | 0.037659 | 0.036584 | 0.033567 | 0.03196 | 0.033525
Portfolio Adjusted1-in-10Size: 20 kW to 199.99 kWOther2019December Monthly Peak | Portfolio Adjusted | 1-in-10 | Size: 20 kW to 199.99 kW | Other | 2019 | December Monthly Peak | 12 | 12.0232 | 11.8335 | 11.7342 | 11.8525 | 12.2657 | 14.3354 | 17.4043 | 19.184 | 21.3973 | 22.2997 | 22.2143 | 21.9208 | 21.1382 | 20.8956 | 20.3028 | 19.2567 | 19.1573 | 19.1185 | 17.9035 | 17.0843 | 16.4041 | 15.439 | 14.3997 | 13.1477 | 0 | 0 | 0 | 0 | 0 | 0 | 0 | 0 | 0 | 0 | 0 | 0 | 0 | 0 | 0.19355 | 0.1863 | 0.19021 | 0.14689 | 0 | 0 | 0 | 0 | 0 | 0 | 42.2045 | 41.5663 | 41.3422 | 41.0714 | 40.7525 | 40.5801 | 40.7923 | 40.8529 | 41.5431 | 43.6081 | 45.8304 | 47.7392 | 48.8716 | 49.3992 | 49.3902 | 49.2988 | 48.9063 | 47.6591 | 46.4052 | 45.3527 | 44.4776 | 43.6177 | 43.2493 | 42.5435 | 0.027716 | 0.029386 | 0.028561 | 0.02531 | 0.026049 | 0.029507 | 0.036951 | 0.042412 | 0.047246 | 0.04798 | 0.046227 | 0.045195 | 0.043631 | 0.042705 | 0.040598 | 0.03609 | 0.034152 | 0.03392 | 0.031433 | 0.030601 | 0.030457 | 0.028565 | 0.028723 | 0.030731
Portfolio Adjusted1-in-10Size: 20 kW to 199.99 kWOther2019Typical Event Day | Portfolio Adjusted | 1-in-10 | Size: 20 kW to 199.99 kW | Other | 2019 | Typical Event Day | 8 | 15.8512 | 15.0075 | 14.4965 | 14.4172 | 14.8882 | 16.4604 | 18.816 | 21.7693 | 25.8564 | 29.1007 | 31.5551 | 33.1663 | 33.956 | 34.5949 | 34.6332 | 33.9132 | 32.6043 | 30.2045 | 27.1294 | 25.7457 | 24.7649 | 22.7755 | 20.034 | 17.7098 | 0 | 0 | 0 | 0 | 0 | 0 | 0 | 0 | 0 | 0 | 0 | 0 | 0 | 0 | 0.33016 | 0.32809 | 0.32373 | 0.23206 | 0 | 0 | 0 | 0 | 0 | 0 | 75.7132 | 74.3918 | 73.195 | 72.1219 | 71.1408 | 70.1055 | 69.3804 | 69.6534 | 72.6683 | 77.8393 | 82.8686 | 87.0668 | 90.0465 | 92.0345 | 93.2515 | 93.8656 | 93.8709 | 93.0985 | 91.8858 | 89.4444 | 85.8714 | 82.5749 | 80.2747 | 78.4788 | 0.036541 | 0.037268 | 0.035285 | 0.030787 | 0.031618 | 0.033881 | 0.039948 | 0.048127 | 0.057092 | 0.062613 | 0.065665 | 0.068379 | 0.070088 | 0.070703 | 0.069253 | 0.063558 | 0.058125 | 0.053588 | 0.047631 | 0.046115 | 0.045981 | 0.042139 | 0.039962 | 0.041395
Portfolio Adjusted1-in-10Size: 20 kW to 199.99 kWOther2020January Monthly Peak | Portfolio Adjusted | 1-in-10 | Size: 20 kW to 199.99 kW | Other | 2020 | January Monthly Peak | 1 | 11.4389 | 11.4317 | 11.3563 | 11.5386 | 11.7654 | 14.4758 | 18.4105 | 20.3033 | 22.5042 | 23.3935 | 22.99 | 22.7158 | 21.5726 | 21.3137 | 20.4946 | 19.0663 | 18.7975 | 18.4891 | 17.1718 | 16.1694 | 15.5469 | 14.4336 | 13.5526 | 12.5024 | 0 | 0 | 0 | 0 | 0 | 0 | 0 | 0 | 0 | 0 | 0 | 0 | 0 | 0 | 0.19538 | 0.18446 | 0.18664 | 0.14205 | 0 | 0 | 0 | 0 | 0 | 0 | 41.101 | 40.4657 | 39.9104 | 39.4724 | 39.3175 | 38.9724 | 38.5986 | 38.4712 | 39.0482 | 41.1499 | 43.6265 | 46.19 | 48.1282 | 49.0655 | 49.5596 | 49.4564 | 48.8851 | 47.8572 | 45.7232 | 44.0224 | 42.5976 | 41.4759 | 40.5867 | 39.8243 | 0.026369 | 0.028388 | 0.027642 | 0.02464 | 0.024986 | 0.029796 | 0.039087 | 0.044886 | 0.04969 | 0.050334 | 0.047841 | 0.046834 | 0.044528 | 0.043559 | 0.040981 | 0.035733 | 0.033511 | 0.032803 | 0.030148 | 0.028962 | 0.028866 | 0.026705 | 0.027034 | 0.029223
Portfolio Adjusted1-in-10Size: 20 kW to 199.99 kWOther2020February Monthly Peak | Portfolio Adjusted | 1-in-10 | Size: 20 kW to 199.99 kW | Other | 2020 | February Monthly Peak | 2 | 11.856 | 11.5284 | 11.3679 | 11.5217 | 11.934 | 13.6638 | 16.2571 | 17.7515 | 19.9219 | 21.1537 | 21.7029 | 22.02 | 21.8475 | 22.0494 | 21.833 | 21.0741 | 20.3117 | 19.616 | 18.9748 | 17.9338 | 17.0382 | 15.7423 | 14.2279 | 12.9032 | 0 | 0 | 0 | 0 | 0 | 0 | 0 | 0 | 0 | 0 | 0 | 0 | 0 | 0 | 0.20814 | 0.20388 | 0.20167 | 0.15071 | 0 | 0 | 0 | 0 | 0 | 0 | 48.9832 | 48.5193 | 48.0268 | 47.4858 | 46.9706 | 46.1252 | 45.7477 | 45.7345 | 46.6041 | 48.7826 | 50.9188 | 52.8123 | 54.3842 | 55.4407 | 56.4282 | 56.9739 | 56.5064 | 55.6794 | 53.6149 | 51.4834 | 49.7285 | 48.3025 | 47.414 | 46.4239 | 0.027331 | 0.028628 | 0.02767 | 0.024604 | 0.025344 | 0.028124 | 0.034515 | 0.039245 | 0.043988 | 0.045515 | 0.045163 | 0.045399 | 0.045095 | 0.045063 | 0.043657 | 0.039496 | 0.03621 | 0.034802 | 0.033314 | 0.032123 | 0.031635 | 0.029126 | 0.028381 | 0.03016
Portfolio Adjusted1-in-10Size: 20 kW to 199.99 kWOther2020March Monthly Peak | Portfolio Adjusted | 1-in-10 | Size: 20 kW to 199.99 kW | Other | 2020 | March Monthly Peak | 3 | 12.4791 | 11.9142 | 11.6362 | 11.6838 | 12.1272 | 13.3539 | 15.5626 | 17.0377 | 19.1495 | 20.9133 | 22.2297 | 23.1439 | 23.741 | 24.3894 | 24.5824 | 24.1469 | 23.1927 | 21.7402 | 20.4413 | 20.0441 | 18.9862 | 17.4662 | 15.4295 | 13.7998 | 0 | 0 | 0 | 0 | 0 | 0 | 0 | 0 | 0 | 0 | 0 | 0 | 0 | 0 | 0.23435 | 0.23361 | 0.23028 | 0.16703 | 0 | 0 | 0 | 0 | 0 | 0 | 56.3513 | 54.9144 | 54.0492 | 53.5855 | 52.603 | 51.8994 | 51.1941 | 51.015 | 52.3146 | 56.8088 | 62.3782 | 67.161 | 70.5123 | 72.3992 | 73.6734 | 74.4615 | 74.479 | 73.4039 | 71.6538 | 68.961 | 65.4992 | 62.4971 | 60.2399 | 58.552 | 0.028767 | 0.029586 | 0.028323 | 0.02495 | 0.025755 | 0.027487 | 0.033041 | 0.037667 | 0.042283 | 0.044997 | 0.046259 | 0.047716 | 0.049003 | 0.049845 | 0.049155 | 0.045255 | 0.041347 | 0.038571 | 0.035888 | 0.035903 | 0.035251 | 0.032316 | 0.030778 | 0.032255
Portfolio Adjusted1-in-10Size: 20 kW to 199.99 kWOther2020April Monthly Peak | Portfolio Adjusted | 1-in-10 | Size: 20 kW to 199.99 kW | Other | 2020 | April Monthly Peak | 4 | 13.4903 | 12.8064 | 12.408 | 12.3866 | 12.8571 | 13.9968 | 15.8145 | 17.8418 | 20.905 | 23.4293 | 25.5522 | 26.9623 | 27.8185 | 28.5142 | 28.6738 | 28.194 | 26.9266 | 24.9282 | 22.7462 | 22.2099 | 21.2481 | 19.5244 | 17.1081 | 15.1499 | 0 | 0 | 0 | 0 | 0 | 0 | 0 | 0 | 0 | 0 | 0 | 0 | 0 | 0 | 0.27335 | 0.27276 | 0.26735 | 0.19152 | 0 | 0 | 0 | 0 | 0 | 0 | 66.9273 | 65.498 | 63.8219 | 62.6264 | 61.4734 | 60.3576 | 59.7403 | 59.6921 | 63.1361 | 69.5057 | 75.8598 | 81.1435 | 84.2907 | 86.3332 | 87.5612 | 88.2366 | 88.0744 | 87.3945 | 85.3463 | 82.2399 | 78.1228 | 74.378 | 71.5874 | 69.9234 | 0.031098 | 0.031802 | 0.030202 | 0.026451 | 0.027305 | 0.02881 | 0.033576 | 0.039444 | 0.046159 | 0.050411 | 0.053173 | 0.055589 | 0.05742 | 0.058275 | 0.057336 | 0.05284 | 0.048003 | 0.044227 | 0.039935 | 0.039782 | 0.039451 | 0.036124 | 0.034126 | 0.035411
Portfolio Adjusted1-in-10Size: 20 kW to 199.99 kWOther2020May Monthly Peak | Portfolio Adjusted | 1-in-10 | Size: 20 kW to 199.99 kW | Other | 2020 | May Monthly Peak | 5 | 14.3067 | 13.5545 | 13.1239 | 13.0721 | 13.5854 | 14.8382 | 16.5044 | 19.1256 | 22.7659 | 25.5946 | 27.8849 | 29.3484 | 30.1041 | 30.6825 | 30.7257 | 30.1683 | 28.7958 | 26.6724 | 24.2232 | 23.2057 | 22.528 | 20.7804 | 18.1991 | 16.1338 | 0 | 0 | 0 | 0 | 0 | 0 | 0 | 0 | 0 | 0 | 0 | 0 | 0 | 0 | 0.29291 | 0.29186 | 0.28591 | 0.20493 | 0 | 0 | 0 | 0 | 0 | 0 | 73.3949 | 71.3487 | 69.8892 | 68.6042 | 67.2345 | 66.0258 | 65.2475 | 65.5759 | 69.2524 | 74.7363 | 80.0233 | 83.6304 | 86.9943 | 89.2176 | 90.3865 | 90.7356 | 90.2613 | 89.1713 | 87.7609 | 85.2641 | 81.3132 | 77.6613 | 75.0831 | 72.5722 | 0.03298 | 0.03366 | 0.031944 | 0.027915 | 0.028852 | 0.030542 | 0.03504 | 0.042282 | 0.050268 | 0.05507 | 0.058027 | 0.060508 | 0.062137 | 0.062707 | 0.061439 | 0.05654 | 0.051336 | 0.047322 | 0.042528 | 0.041566 | 0.041827 | 0.038448 | 0.036302 | 0.037711
Portfolio Adjusted1-in-10Size: 20 kW to 199.99 kWOther2020June Monthly Peak | Portfolio Adjusted | 1-in-10 | Size: 20 kW to 199.99 kW | Other | 2020 | June Monthly Peak | 6 | 15.0365 | 14.2624 | 13.7557 | 13.6716 | 14.0869 | 15.4251 | 17.3641 | 20.4554 | 24.3389 | 27.4244 | 29.7408 | 31.2747 | 31.9871 | 32.6216 | 32.6762 | 32.0491 | 30.7847 | 28.5681 | 25.927 | 24.3737 | 23.5592 | 21.7967 | 19.1269 | 16.9613 | 0 | 0 | 0 | 0 | 0 | 0 | 0 | 0 | 0 | 0 | 0 | 0 | 0 | 0 | 0.31151 | 0.31006 | 0.30566 | 0.21949 | 0 | 0 | 0 | 0 | 0 | 0 | 73.3065 | 71.7274 | 70.6113 | 69.2776 | 68.2814 | 66.7287 | 65.9052 | 66.8848 | 70.9816 | 76.1633 | 81.2595 | 85.2257 | 87.9872 | 89.6843 | 90.9114 | 91.6337 | 92.0346 | 91.4167 | 90.2872 | 88.1677 | 85.0991 | 81.2626 | 78.7311 | 76.7466 | 0.034663 | 0.035417 | 0.033482 | 0.029195 | 0.029917 | 0.03175 | 0.036866 | 0.045222 | 0.053741 | 0.059007 | 0.06189 | 0.064479 | 0.066024 | 0.06667 | 0.065339 | 0.060065 | 0.054881 | 0.050685 | 0.045519 | 0.043658 | 0.043742 | 0.040328 | 0.038153 | 0.039645
Portfolio Adjusted1-in-10Size: 20 kW to 199.99 kWOther2020July Monthly Peak | Portfolio Adjusted | 1-in-10 | Size: 20 kW to 199.99 kW | Other | 2020 | July Monthly Peak | 7 | 15.9127 | 15.0822 | 14.5633 | 14.4541 | 14.8873 | 16.5652 | 18.9508 | 22.1645 | 26.2395 | 29.4496 | 31.8498 | 33.4579 | 34.2113 | 34.8384 | 34.8851 | 34.145 | 32.8649 | 30.5141 | 27.4914 | 25.7524 | 24.8619 | 23.0139 | 20.245 | 17.9618 | 0 | 0 | 0 | 0 | 0 | 0 | 0 | 0 | 0 | 0 | 0 | 0 | 0 | 0 | 0.33257 | 0.33033 | 0.32631 | 0.23444 | 0 | 0 | 0 | 0 | 0 | 0 | 77.1198 | 75.8704 | 74.6459 | 73.4952 | 72.5835 | 71.5647 | 70.7294 | 71.0034 | 74.0823 | 79.0421 | 83.6624 | 87.4076 | 90.082 | 91.8327 | 93.161 | 93.7901 | 93.694 | 93.1803 | 92.2178 | 89.9301 | 86.257 | 82.7038 | 80.3712 | 78.6642 | 0.036683 | 0.037453 | 0.035448 | 0.030866 | 0.031616 | 0.034097 | 0.040234 | 0.049001 | 0.057938 | 0.063364 | 0.066278 | 0.068981 | 0.070615 | 0.0712 | 0.069756 | 0.063993 | 0.05859 | 0.054138 | 0.048266 | 0.046127 | 0.046161 | 0.04258 | 0.040383 | 0.041984
Portfolio Adjusted1-in-10Size: 20 kW to 199.99 kWOther2020August Monthly Peak | Portfolio Adjusted | 1-in-10 | Size: 20 kW to 199.99 kW | Other | 2020 | August Monthly Peak | 8 | 16.0417 | 15.1961 | 14.6746 | 14.5918 | 15.0596 | 16.7036 | 19.1596 | 22.2129 | 26.4507 | 29.8006 | 32.3144 | 33.9597 | 34.7213 | 35.3353 | 35.3298 | 34.5529 | 33.2215 | 30.7506 | 27.5763 | 26.1454 | 25.1273 | 23.101 | 20.3322 | 17.9704 | 0 | 0 | 0 | 0 | 0 | 0 | 0 | 0 | 0 | 0 | 0 | 0 | 0 | 0 | 0.33681 | 0.33428 | 0.32986 | 0.23626 | 0 | 0 | 0 | 0 | 0 | 0 | 76.3078 | 75.1157 | 73.9021 | 72.9423 | 71.8143 | 71.0876 | 70.5473 | 70.6419 | 73.3791 | 78.9027 | 83.9482 | 88.4747 | 91.602 | 93.6984 | 95.1853 | 96.1195 | 96.1758 | 95.2276 | 94.1481 | 91.7826 | 88.1314 | 85.2652 | 83.3313 | 81.5165 | 0.03698 | 0.037736 | 0.035719 | 0.03116 | 0.031982 | 0.034381 | 0.040678 | 0.049108 | 0.058404 | 0.064119 | 0.067245 | 0.070015 | 0.071668 | 0.072216 | 0.070646 | 0.064757 | 0.059225 | 0.054557 | 0.048415 | 0.046831 | 0.046654 | 0.042741 | 0.040557 | 0.042004
Portfolio Adjusted1-in-10Size: 20 kW to 199.99 kWOther2020September Monthly Peak | Portfolio Adjusted | 1-in-10 | Size: 20 kW to 199.99 kW | Other | 2020 | September Monthly Peak | 9 | 15.7374 | 14.988 | 14.5025 | 14.4055 | 14.9151 | 16.5339 | 19.1973 | 21.8681 | 26.0255 | 29.3755 | 31.9321 | 33.5297 | 34.323 | 34.9297 | 34.8311 | 33.9566 | 32.4936 | 29.8997 | 26.9435 | 26.1175 | 24.4826 | 22.4402 | 19.6525 | 17.5169 | 0 | 0 | 0 | 0 | 0 | 0 | 0 | 0 | 0 | 0 | 0 | 0 | 0 | 0 | 0.33205 | 0.32851 | 0.32263 | 0.22972 | 0 | 0 | 0 | 0 | 0 | 0 | 76.119 | 74.8537 | 73.6209 | 72.7724 | 71.884 | 71.0412 | 70.3398 | 70.0837 | 72.2301 | 77.2491 | 82.6041 | 87.1592 | 90.5146 | 92.9226 | 93.7485 | 93.9192 | 93.5793 | 92.5693 | 90.8899 | 87.8972 | 83.9981 | 81.0681 | 78.6652 | 76.9879 | 0.036278 | 0.037219 | 0.0353 | 0.030762 | 0.031675 | 0.034032 | 0.040757 | 0.048345 | 0.057465 | 0.063205 | 0.06645 | 0.069129 | 0.070846 | 0.071387 | 0.069648 | 0.06364 | 0.057928 | 0.053048 | 0.047304 | 0.046781 | 0.045457 | 0.041519 | 0.039201 | 0.040944
Portfolio Adjusted1-in-10Size: 20 kW to 199.99 kWOther2020October Monthly Peak | Portfolio Adjusted | 1-in-10 | Size: 20 kW to 199.99 kW | Other | 2020 | October Monthly Peak | 10 | 14.268 | 13.573 | 13.1969 | 13.1471 | 13.6192 | 14.9615 | 17.4302 | 19.4033 | 22.4839 | 25.3598 | 27.5296 | 29.0376 | 29.7805 | 30.4561 | 30.5537 | 29.8782 | 28.4438 | 26.2409 | 24.6266 | 23.6481 | 22.0387 | 20.2128 | 17.7131 | 15.8137 | 0 | 0 | 0 | 0 | 0 | 0 | 0 | 0 | 0 | 0 | 0 | 0 | 0 | 0 | 0.29127 | 0.28906 | 0.28242 | 0.20161 | 0 | 0 | 0 | 0 | 0 | 0 | 70.5906 | 69.1469 | 68.2525 | 67.0381 | 66.0174 | 64.9711 | 64.4564 | 63.8407 | 64.55 | 69.405 | 75.6027 | 81.444 | 85.8773 | 88.7645 | 89.8745 | 90.5338 | 90.5173 | 89.5883 | 87.16 | 82.9015 | 78.8141 | 75.7428 | 73.3789 | 71.65 | 0.032891 | 0.033705 | 0.032122 | 0.028075 | 0.028923 | 0.030796 | 0.037006 | 0.042896 | 0.049645 | 0.054564 | 0.057288 | 0.059867 | 0.061469 | 0.062244 | 0.061095 | 0.055996 | 0.050708 | 0.046556 | 0.043236 | 0.042358 | 0.040919 | 0.037398 | 0.035333 | 0.036963
Portfolio Adjusted1-in-10Size: 20 kW to 199.99 kWOther2020November Monthly Peak | Portfolio Adjusted | 1-in-10 | Size: 20 kW to 199.99 kW | Other | 2020 | November Monthly Peak | 11 | 13.0642 | 12.4227 | 12.1735 | 12.152 | 12.7005 | 13.7706 | 15.3074 | 17.242 | 20.0307 | 22.2605 | 24.0807 | 25.2093 | 25.9013 | 26.3852 | 26.3889 | 25.7553 | 24.65 | 24.0316 | 22.2168 | 21.0245 | 19.7038 | 18.1423 | 16.0224 | 14.3429 | 0 | 0 | 0 | 0 | 0 | 0 | 0 | 0 | 0 | 0 | 0 | 0 | 0 | 0 | 0.25157 | 0.24917 | 0.24475 | 0.18464 | 0 | 0 | 0 | 0 | 0 | 0 | 65.1715 | 63.8076 | 62.7767 | 61.3902 | 60.5203 | 59.6747 | 58.9627 | 58.6885 | 61.232 | 66.4204 | 72.6614 | 77.6218 | 80.79 | 82.4675 | 83.4963 | 83.6811 | 82.453 | 79.8619 | 76.3953 | 72.6426 | 70.0935 | 68.1518 | 66.4454 | 65.2393 | 0.030116 | 0.030849 | 0.029631 | 0.02595 | 0.026972 | 0.028344 | 0.032499 | 0.038118 | 0.044229 | 0.047896 | 0.050111 | 0.051974 | 0.053463 | 0.053924 | 0.052767 | 0.048269 | 0.043945 | 0.042637 | 0.039006 | 0.037659 | 0.036584 | 0.033567 | 0.03196 | 0.033525
Portfolio Adjusted1-in-10Size: 20 kW to 199.99 kWOther2020December Monthly Peak | Portfolio Adjusted | 1-in-10 | Size: 20 kW to 199.99 kW | Other | 2020 | December Monthly Peak | 12 | 12.0232 | 11.8335 | 11.7342 | 11.8525 | 12.2657 | 14.3354 | 17.4043 | 19.184 | 21.3973 | 22.2997 | 22.2143 | 21.9208 | 21.1382 | 20.8956 | 20.3028 | 19.2567 | 19.1573 | 19.1185 | 17.9035 | 17.0843 | 16.4041 | 15.439 | 14.3997 | 13.1477 | 0 | 0 | 0 | 0 | 0 | 0 | 0 | 0 | 0 | 0 | 0 | 0 | 0 | 0 | 0.19355 | 0.1863 | 0.19021 | 0.14689 | 0 | 0 | 0 | 0 | 0 | 0 | 42.2045 | 41.5663 | 41.3422 | 41.0714 | 40.7525 | 40.5801 | 40.7923 | 40.8529 | 41.5431 | 43.6081 | 45.8304 | 47.7392 | 48.8716 | 49.3992 | 49.3902 | 49.2988 | 48.9063 | 47.6591 | 46.4052 | 45.3527 | 44.4776 | 43.6177 | 43.2493 | 42.5435 | 0.027716 | 0.029386 | 0.028561 | 0.02531 | 0.026049 | 0.029507 | 0.036951 | 0.042412 | 0.047246 | 0.04798 | 0.046227 | 0.045195 | 0.043631 | 0.042705 | 0.040598 | 0.03609 | 0.034152 | 0.03392 | 0.031433 | 0.030601 | 0.030457 | 0.028565 | 0.028723 | 0.030731
Portfolio Adjusted1-in-10Size: 20 kW to 199.99 kWOther2020Typical Event Day | Portfolio Adjusted | 1-in-10 | Size: 20 kW to 199.99 kW | Other | 2020 | Typical Event Day | 8 | 15.8512 | 15.0075 | 14.4965 | 14.4172 | 14.8882 | 16.4604 | 18.816 | 21.7693 | 25.8564 | 29.1007 | 31.5551 | 33.1663 | 33.956 | 34.5949 | 34.6332 | 33.9132 | 32.6043 | 30.2045 | 27.1294 | 25.7457 | 24.7649 | 22.7755 | 20.034 | 17.7098 | 0 | 0 | 0 | 0 | 0 | 0 | 0 | 0 | 0 | 0 | 0 | 0 | 0 | 0 | 0.33016 | 0.32809 | 0.32373 | 0.23206 | 0 | 0 | 0 | 0 | 0 | 0 | 75.7132 | 74.3918 | 73.195 | 72.1219 | 71.1408 | 70.1055 | 69.3804 | 69.6534 | 72.6683 | 77.8393 | 82.8686 | 87.0668 | 90.0465 | 92.0345 | 93.2515 | 93.8656 | 93.8709 | 93.0985 | 91.8858 | 89.4444 | 85.8714 | 82.5749 | 80.2747 | 78.4788 | 0.036541 | 0.037268 | 0.035285 | 0.030787 | 0.031618 | 0.033881 | 0.039948 | 0.048127 | 0.057092 | 0.062613 | 0.065665 | 0.068379 | 0.070088 | 0.070703 | 0.069253 | 0.063558 | 0.058125 | 0.053588 | 0.047631 | 0.046115 | 0.045981 | 0.042139 | 0.039962 | 0.041395
Portfolio Adjusted1-in-10Size: 20 kW to 199.99 kWOther2021January Monthly Peak | Portfolio Adjusted | 1-in-10 | Size: 20 kW to 199.99 kW | Other | 2021 | January Monthly Peak | 1 | 11.4389 | 11.4317 | 11.3563 | 11.5386 | 11.7654 | 14.4758 | 18.4105 | 20.3033 | 22.5042 | 23.3935 | 22.99 | 22.7158 | 21.5726 | 21.3137 | 20.4946 | 19.0663 | 18.7975 | 18.4891 | 17.1718 | 16.1694 | 15.5469 | 14.4336 | 13.5526 | 12.5024 | 0 | 0 | 0 | 0 | 0 | 0 | 0 | 0 | 0 | 0 | 0 | 0 | 0 | 0 | 0.19538 | 0.18446 | 0.18664 | 0.14205 | 0 | 0 | 0 | 0 | 0 | 0 | 41.101 | 40.4657 | 39.9104 | 39.4724 | 39.3175 | 38.9724 | 38.5986 | 38.4712 | 39.0482 | 41.1499 | 43.6265 | 46.19 | 48.1282 | 49.0655 | 49.5596 | 49.4564 | 48.8851 | 47.8572 | 45.7232 | 44.0224 | 42.5976 | 41.4759 | 40.5867 | 39.8243 | 0.026369 | 0.028388 | 0.027642 | 0.02464 | 0.024986 | 0.029796 | 0.039087 | 0.044886 | 0.04969 | 0.050334 | 0.047841 | 0.046834 | 0.044528 | 0.043559 | 0.040981 | 0.035733 | 0.033511 | 0.032803 | 0.030148 | 0.028962 | 0.028866 | 0.026705 | 0.027034 | 0.029223
Portfolio Adjusted1-in-10Size: 20 kW to 199.99 kWOther2021February Monthly Peak | Portfolio Adjusted | 1-in-10 | Size: 20 kW to 199.99 kW | Other | 2021 | February Monthly Peak | 2 | 11.856 | 11.5284 | 11.3679 | 11.5217 | 11.934 | 13.6638 | 16.2571 | 17.7515 | 19.9219 | 21.1537 | 21.7029 | 22.02 | 21.8475 | 22.0494 | 21.833 | 21.0741 | 20.3117 | 19.616 | 18.9748 | 17.9338 | 17.0382 | 15.7423 | 14.2279 | 12.9032 | 0 | 0 | 0 | 0 | 0 | 0 | 0 | 0 | 0 | 0 | 0 | 0 | 0 | 0 | 0.20814 | 0.20388 | 0.20167 | 0.15071 | 0 | 0 | 0 | 0 | 0 | 0 | 48.9832 | 48.5193 | 48.0268 | 47.4858 | 46.9706 | 46.1252 | 45.7477 | 45.7345 | 46.6041 | 48.7826 | 50.9188 | 52.8123 | 54.3842 | 55.4407 | 56.4282 | 56.9739 | 56.5064 | 55.6794 | 53.6149 | 51.4834 | 49.7285 | 48.3025 | 47.414 | 46.4239 | 0.027331 | 0.028628 | 0.02767 | 0.024604 | 0.025344 | 0.028124 | 0.034515 | 0.039245 | 0.043988 | 0.045515 | 0.045163 | 0.045399 | 0.045095 | 0.045063 | 0.043657 | 0.039496 | 0.03621 | 0.034802 | 0.033314 | 0.032123 | 0.031635 | 0.029126 | 0.028381 | 0.03016
Portfolio Adjusted1-in-10Size: 20 kW to 199.99 kWOther2021March Monthly Peak | Portfolio Adjusted | 1-in-10 | Size: 20 kW to 199.99 kW | Other | 2021 | March Monthly Peak | 3 | 12.4791 | 11.9142 | 11.6362 | 11.6838 | 12.1272 | 13.3539 | 15.5626 | 17.0377 | 19.1495 | 20.9133 | 22.2297 | 23.1439 | 23.741 | 24.3894 | 24.5824 | 24.1469 | 23.1927 | 21.7402 | 20.4413 | 20.0441 | 18.9862 | 17.4662 | 15.4295 | 13.7998 | 0 | 0 | 0 | 0 | 0 | 0 | 0 | 0 | 0 | 0 | 0 | 0 | 0 | 0 | 0.23435 | 0.23361 | 0.23028 | 0.16703 | 0 | 0 | 0 | 0 | 0 | 0 | 56.3513 | 54.9144 | 54.0492 | 53.5855 | 52.603 | 51.8994 | 51.1941 | 51.015 | 52.3146 | 56.8088 | 62.3782 | 67.161 | 70.5123 | 72.3992 | 73.6734 | 74.4615 | 74.479 | 73.4039 | 71.6538 | 68.961 | 65.4992 | 62.4971 | 60.2399 | 58.552 | 0.028767 | 0.029586 | 0.028323 | 0.02495 | 0.025755 | 0.027487 | 0.033041 | 0.037667 | 0.042283 | 0.044997 | 0.046259 | 0.047716 | 0.049003 | 0.049845 | 0.049155 | 0.045255 | 0.041347 | 0.038571 | 0.035888 | 0.035903 | 0.035251 | 0.032316 | 0.030778 | 0.032255
Portfolio Adjusted1-in-10Size: 20 kW to 199.99 kWOther2021April Monthly Peak | Portfolio Adjusted | 1-in-10 | Size: 20 kW to 199.99 kW | Other | 2021 | April Monthly Peak | 4 | 13.4903 | 12.8064 | 12.408 | 12.3866 | 12.8571 | 13.9968 | 15.8145 | 17.8418 | 20.905 | 23.4293 | 25.5522 | 26.9623 | 27.8185 | 28.5142 | 28.6738 | 28.194 | 26.9266 | 24.9282 | 22.7462 | 22.2099 | 21.2481 | 19.5244 | 17.1081 | 15.1499 | 0 | 0 | 0 | 0 | 0 | 0 | 0 | 0 | 0 | 0 | 0 | 0 | 0 | 0 | 0.27335 | 0.27276 | 0.26735 | 0.19152 | 0 | 0 | 0 | 0 | 0 | 0 | 66.9273 | 65.498 | 63.8219 | 62.6264 | 61.4734 | 60.3576 | 59.7403 | 59.6921 | 63.1361 | 69.5057 | 75.8598 | 81.1435 | 84.2907 | 86.3332 | 87.5612 | 88.2366 | 88.0744 | 87.3945 | 85.3463 | 82.2399 | 78.1228 | 74.378 | 71.5874 | 69.9234 | 0.031098 | 0.031802 | 0.030202 | 0.026451 | 0.027305 | 0.02881 | 0.033576 | 0.039444 | 0.046159 | 0.050411 | 0.053173 | 0.055589 | 0.05742 | 0.058275 | 0.057336 | 0.05284 | 0.048003 | 0.044227 | 0.039935 | 0.039782 | 0.039451 | 0.036124 | 0.034126 | 0.035411
Portfolio Adjusted1-in-10Size: 20 kW to 199.99 kWOther2021May Monthly Peak | Portfolio Adjusted | 1-in-10 | Size: 20 kW to 199.99 kW | Other | 2021 | May Monthly Peak | 5 | 14.3067 | 13.5545 | 13.1239 | 13.0721 | 13.5854 | 14.8382 | 16.5044 | 19.1256 | 22.7659 | 25.5946 | 27.8849 | 29.3484 | 30.1041 | 30.6825 | 30.7257 | 30.1683 | 28.7958 | 26.6724 | 24.2232 | 23.2057 | 22.528 | 20.7804 | 18.1991 | 16.1338 | 0 | 0 | 0 | 0 | 0 | 0 | 0 | 0 | 0 | 0 | 0 | 0 | 0 | 0 | 0.29291 | 0.29186 | 0.28591 | 0.20493 | 0 | 0 | 0 | 0 | 0 | 0 | 73.3949 | 71.3487 | 69.8892 | 68.6042 | 67.2345 | 66.0258 | 65.2475 | 65.5759 | 69.2524 | 74.7363 | 80.0233 | 83.6304 | 86.9943 | 89.2176 | 90.3865 | 90.7356 | 90.2613 | 89.1713 | 87.7609 | 85.2641 | 81.3132 | 77.6613 | 75.0831 | 72.5722 | 0.03298 | 0.03366 | 0.031944 | 0.027915 | 0.028852 | 0.030542 | 0.03504 | 0.042282 | 0.050268 | 0.05507 | 0.058027 | 0.060508 | 0.062137 | 0.062707 | 0.061439 | 0.05654 | 0.051336 | 0.047322 | 0.042528 | 0.041566 | 0.041827 | 0.038448 | 0.036302 | 0.037711
Portfolio Adjusted1-in-10Size: 20 kW to 199.99 kWOther2021June Monthly Peak | Portfolio Adjusted | 1-in-10 | Size: 20 kW to 199.99 kW | Other | 2021 | June Monthly Peak | 6 | 15.0365 | 14.2624 | 13.7557 | 13.6716 | 14.0869 | 15.4251 | 17.3641 | 20.4554 | 24.3389 | 27.4244 | 29.7408 | 31.2747 | 31.9871 | 32.6216 | 32.6762 | 32.0491 | 30.7847 | 28.5681 | 25.927 | 24.3737 | 23.5592 | 21.7967 | 19.1269 | 16.9613 | 0 | 0 | 0 | 0 | 0 | 0 | 0 | 0 | 0 | 0 | 0 | 0 | 0 | 0 | 0.31151 | 0.31006 | 0.30566 | 0.21949 | 0 | 0 | 0 | 0 | 0 | 0 | 73.3065 | 71.7274 | 70.6113 | 69.2776 | 68.2814 | 66.7287 | 65.9052 | 66.8848 | 70.9816 | 76.1633 | 81.2595 | 85.2257 | 87.9872 | 89.6843 | 90.9114 | 91.6337 | 92.0346 | 91.4167 | 90.2872 | 88.1677 | 85.0991 | 81.2626 | 78.7311 | 76.7466 | 0.034663 | 0.035417 | 0.033482 | 0.029195 | 0.029917 | 0.03175 | 0.036866 | 0.045222 | 0.053741 | 0.059007 | 0.06189 | 0.064479 | 0.066024 | 0.06667 | 0.065339 | 0.060065 | 0.054881 | 0.050685 | 0.045519 | 0.043658 | 0.043742 | 0.040328 | 0.038153 | 0.039645
Portfolio Adjusted1-in-10Size: 20 kW to 199.99 kWOther2021July Monthly Peak | Portfolio Adjusted | 1-in-10 | Size: 20 kW to 199.99 kW | Other | 2021 | July Monthly Peak | 7 | 15.9127 | 15.0822 | 14.5633 | 14.4541 | 14.8873 | 16.5652 | 18.9508 | 22.1645 | 26.2395 | 29.4496 | 31.8498 | 33.4579 | 34.2113 | 34.8384 | 34.8851 | 34.145 | 32.8649 | 30.5141 | 27.4914 | 25.7524 | 24.8619 | 23.0139 | 20.245 | 17.9618 | 0 | 0 | 0 | 0 | 0 | 0 | 0 | 0 | 0 | 0 | 0 | 0 | 0 | 0 | 0.33257 | 0.33033 | 0.32631 | 0.23444 | 0 | 0 | 0 | 0 | 0 | 0 | 77.1198 | 75.8704 | 74.6459 | 73.4952 | 72.5835 | 71.5647 | 70.7294 | 71.0034 | 74.0823 | 79.0421 | 83.6624 | 87.4076 | 90.082 | 91.8327 | 93.161 | 93.7901 | 93.694 | 93.1803 | 92.2178 | 89.9301 | 86.257 | 82.7038 | 80.3712 | 78.6642 | 0.036683 | 0.037453 | 0.035448 | 0.030866 | 0.031616 | 0.034097 | 0.040234 | 0.049001 | 0.057938 | 0.063364 | 0.066278 | 0.068981 | 0.070615 | 0.0712 | 0.069756 | 0.063993 | 0.05859 | 0.054138 | 0.048266 | 0.046127 | 0.046161 | 0.04258 | 0.040383 | 0.041984
Portfolio Adjusted1-in-10Size: 20 kW to 199.99 kWOther2021August Monthly Peak | Portfolio Adjusted | 1-in-10 | Size: 20 kW to 199.99 kW | Other | 2021 | August Monthly Peak | 8 | 16.0417 | 15.1961 | 14.6746 | 14.5918 | 15.0596 | 16.7036 | 19.1596 | 22.2129 | 26.4507 | 29.8006 | 32.3144 | 33.9597 | 34.7213 | 35.3353 | 35.3298 | 34.5529 | 33.2215 | 30.7506 | 27.5763 | 26.1454 | 25.1273 | 23.101 | 20.3322 | 17.9704 | 0 | 0 | 0 | 0 | 0 | 0 | 0 | 0 | 0 | 0 | 0 | 0 | 0 | 0 | 0.33681 | 0.33428 | 0.32986 | 0.23626 | 0 | 0 | 0 | 0 | 0 | 0 | 76.3078 | 75.1157 | 73.9021 | 72.9423 | 71.8143 | 71.0876 | 70.5473 | 70.6419 | 73.3791 | 78.9027 | 83.9482 | 88.4747 | 91.602 | 93.6984 | 95.1853 | 96.1195 | 96.1758 | 95.2276 | 94.1481 | 91.7826 | 88.1314 | 85.2652 | 83.3313 | 81.5165 | 0.03698 | 0.037736 | 0.035719 | 0.03116 | 0.031982 | 0.034381 | 0.040678 | 0.049108 | 0.058404 | 0.064119 | 0.067245 | 0.070015 | 0.071668 | 0.072216 | 0.070646 | 0.064757 | 0.059225 | 0.054557 | 0.048415 | 0.046831 | 0.046654 | 0.042741 | 0.040557 | 0.042004
Portfolio Adjusted1-in-10Size: 20 kW to 199.99 kWOther2021September Monthly Peak | Portfolio Adjusted | 1-in-10 | Size: 20 kW to 199.99 kW | Other | 2021 | September Monthly Peak | 9 | 15.7374 | 14.988 | 14.5025 | 14.4055 | 14.9151 | 16.5339 | 19.1973 | 21.8681 | 26.0255 | 29.3755 | 31.9321 | 33.5297 | 34.323 | 34.9297 | 34.8311 | 33.9566 | 32.4936 | 29.8997 | 26.9435 | 26.1175 | 24.4826 | 22.4402 | 19.6525 | 17.5169 | 0 | 0 | 0 | 0 | 0 | 0 | 0 | 0 | 0 | 0 | 0 | 0 | 0 | 0 | 0.33205 | 0.32851 | 0.32263 | 0.22972 | 0 | 0 | 0 | 0 | 0 | 0 | 76.119 | 74.8537 | 73.6209 | 72.7724 | 71.884 | 71.0412 | 70.3398 | 70.0837 | 72.2301 | 77.2491 | 82.6041 | 87.1592 | 90.5146 | 92.9226 | 93.7485 | 93.9192 | 93.5793 | 92.5693 | 90.8899 | 87.8972 | 83.9981 | 81.0681 | 78.6652 | 76.9879 | 0.036278 | 0.037219 | 0.0353 | 0.030762 | 0.031675 | 0.034032 | 0.040757 | 0.048345 | 0.057465 | 0.063205 | 0.06645 | 0.069129 | 0.070846 | 0.071387 | 0.069648 | 0.06364 | 0.057928 | 0.053048 | 0.047304 | 0.046781 | 0.045457 | 0.041519 | 0.039201 | 0.040944
Portfolio Adjusted1-in-10Size: 20 kW to 199.99 kWOther2021October Monthly Peak | Portfolio Adjusted | 1-in-10 | Size: 20 kW to 199.99 kW | Other | 2021 | October Monthly Peak | 10 | 14.268 | 13.573 | 13.1969 | 13.1471 | 13.6192 | 14.9615 | 17.4302 | 19.4033 | 22.4839 | 25.3598 | 27.5296 | 29.0376 | 29.7805 | 30.4561 | 30.5537 | 29.8782 | 28.4438 | 26.2409 | 24.6266 | 23.6481 | 22.0387 | 20.2128 | 17.7131 | 15.8137 | 0 | 0 | 0 | 0 | 0 | 0 | 0 | 0 | 0 | 0 | 0 | 0 | 0 | 0 | 0.29127 | 0.28906 | 0.28242 | 0.20161 | 0 | 0 | 0 | 0 | 0 | 0 | 70.5906 | 69.1469 | 68.2525 | 67.0381 | 66.0174 | 64.9711 | 64.4564 | 63.8407 | 64.55 | 69.405 | 75.6027 | 81.444 | 85.8773 | 88.7645 | 89.8745 | 90.5338 | 90.5173 | 89.5883 | 87.16 | 82.9015 | 78.8141 | 75.7428 | 73.3789 | 71.65 | 0.032891 | 0.033705 | 0.032122 | 0.028075 | 0.028923 | 0.030796 | 0.037006 | 0.042896 | 0.049645 | 0.054564 | 0.057288 | 0.059867 | 0.061469 | 0.062244 | 0.061095 | 0.055996 | 0.050708 | 0.046556 | 0.043236 | 0.042358 | 0.040919 | 0.037398 | 0.035333 | 0.036963
Portfolio Adjusted1-in-10Size: 20 kW to 199.99 kWOther2021November Monthly Peak | Portfolio Adjusted | 1-in-10 | Size: 20 kW to 199.99 kW | Other | 2021 | November Monthly Peak | 11 | 13.0642 | 12.4227 | 12.1735 | 12.152 | 12.7005 | 13.7706 | 15.3074 | 17.242 | 20.0307 | 22.2605 | 24.0807 | 25.2093 | 25.9013 | 26.3852 | 26.3889 | 25.7553 | 24.65 | 24.0316 | 22.2168 | 21.0245 | 19.7038 | 18.1423 | 16.0224 | 14.3429 | 0 | 0 | 0 | 0 | 0 | 0 | 0 | 0 | 0 | 0 | 0 | 0 | 0 | 0 | 0.25157 | 0.24917 | 0.24475 | 0.18464 | 0 | 0 | 0 | 0 | 0 | 0 | 65.1715 | 63.8076 | 62.7767 | 61.3902 | 60.5203 | 59.6747 | 58.9627 | 58.6885 | 61.232 | 66.4204 | 72.6614 | 77.6218 | 80.79 | 82.4675 | 83.4963 | 83.6811 | 82.453 | 79.8619 | 76.3953 | 72.6426 | 70.0935 | 68.1518 | 66.4454 | 65.2393 | 0.030116 | 0.030849 | 0.029631 | 0.02595 | 0.026972 | 0.028344 | 0.032499 | 0.038118 | 0.044229 | 0.047896 | 0.050111 | 0.051974 | 0.053463 | 0.053924 | 0.052767 | 0.048269 | 0.043945 | 0.042637 | 0.039006 | 0.037659 | 0.036584 | 0.033567 | 0.03196 | 0.033525
Portfolio Adjusted1-in-10Size: 20 kW to 199.99 kWOther2021December Monthly Peak | Portfolio Adjusted | 1-in-10 | Size: 20 kW to 199.99 kW | Other | 2021 | December Monthly Peak | 12 | 12.0232 | 11.8335 | 11.7342 | 11.8525 | 12.2657 | 14.3354 | 17.4043 | 19.184 | 21.3973 | 22.2997 | 22.2143 | 21.9208 | 21.1382 | 20.8956 | 20.3028 | 19.2567 | 19.1573 | 19.1185 | 17.9035 | 17.0843 | 16.4041 | 15.439 | 14.3997 | 13.1477 | 0 | 0 | 0 | 0 | 0 | 0 | 0 | 0 | 0 | 0 | 0 | 0 | 0 | 0 | 0.19355 | 0.1863 | 0.19021 | 0.14689 | 0 | 0 | 0 | 0 | 0 | 0 | 42.2045 | 41.5663 | 41.3422 | 41.0714 | 40.7525 | 40.5801 | 40.7923 | 40.8529 | 41.5431 | 43.6081 | 45.8304 | 47.7392 | 48.8716 | 49.3992 | 49.3902 | 49.2988 | 48.9063 | 47.6591 | 46.4052 | 45.3527 | 44.4776 | 43.6177 | 43.2493 | 42.5435 | 0.027716 | 0.029386 | 0.028561 | 0.02531 | 0.026049 | 0.029507 | 0.036951 | 0.042412 | 0.047246 | 0.04798 | 0.046227 | 0.045195 | 0.043631 | 0.042705 | 0.040598 | 0.03609 | 0.034152 | 0.03392 | 0.031433 | 0.030601 | 0.030457 | 0.028565 | 0.028723 | 0.030731
Portfolio Adjusted1-in-10Size: 20 kW to 199.99 kWOther2021Typical Event Day | Portfolio Adjusted | 1-in-10 | Size: 20 kW to 199.99 kW | Other | 2021 | Typical Event Day | 8 | 15.8512 | 15.0075 | 14.4965 | 14.4172 | 14.8882 | 16.4604 | 18.816 | 21.7693 | 25.8564 | 29.1007 | 31.5551 | 33.1663 | 33.956 | 34.5949 | 34.6332 | 33.9132 | 32.6043 | 30.2045 | 27.1294 | 25.7457 | 24.7649 | 22.7755 | 20.034 | 17.7098 | 0 | 0 | 0 | 0 | 0 | 0 | 0 | 0 | 0 | 0 | 0 | 0 | 0 | 0 | 0.33016 | 0.32809 | 0.32373 | 0.23206 | 0 | 0 | 0 | 0 | 0 | 0 | 75.7132 | 74.3918 | 73.195 | 72.1219 | 71.1408 | 70.1055 | 69.3804 | 69.6534 | 72.6683 | 77.8393 | 82.8686 | 87.0668 | 90.0465 | 92.0345 | 93.2515 | 93.8656 | 93.8709 | 93.0985 | 91.8858 | 89.4444 | 85.8714 | 82.5749 | 80.2747 | 78.4788 | 0.036541 | 0.037268 | 0.035285 | 0.030787 | 0.031618 | 0.033881 | 0.039948 | 0.048127 | 0.057092 | 0.062613 | 0.065665 | 0.068379 | 0.070088 | 0.070703 | 0.069253 | 0.063558 | 0.058125 | 0.053588 | 0.047631 | 0.046115 | 0.045981 | 0.042139 | 0.039962 | 0.041395
Portfolio Adjusted1-in-10Size: 20 kW to 199.99 kWOther2022January Monthly Peak | Portfolio Adjusted | 1-in-10 | Size: 20 kW to 199.99 kW | Other | 2022 | January Monthly Peak | 1 | 11.4389 | 11.4317 | 11.3563 | 11.5386 | 11.7654 | 14.4758 | 18.4105 | 20.3033 | 22.5042 | 23.3935 | 22.99 | 22.7158 | 21.5726 | 21.3137 | 20.4946 | 19.0663 | 18.7975 | 18.4891 | 17.1718 | 16.1694 | 15.5469 | 14.4336 | 13.5526 | 12.5024 | 0 | 0 | 0 | 0 | 0 | 0 | 0 | 0 | 0 | 0 | 0 | 0 | 0 | 0 | 0.19538 | 0.18446 | 0.18664 | 0.14205 | 0 | 0 | 0 | 0 | 0 | 0 | 41.101 | 40.4657 | 39.9104 | 39.4724 | 39.3175 | 38.9724 | 38.5986 | 38.4712 | 39.0482 | 41.1499 | 43.6265 | 46.19 | 48.1282 | 49.0655 | 49.5596 | 49.4564 | 48.8851 | 47.8572 | 45.7232 | 44.0224 | 42.5976 | 41.4759 | 40.5867 | 39.8243 | 0.026369 | 0.028388 | 0.027642 | 0.02464 | 0.024986 | 0.029796 | 0.039087 | 0.044886 | 0.04969 | 0.050334 | 0.047841 | 0.046834 | 0.044528 | 0.043559 | 0.040981 | 0.035733 | 0.033511 | 0.032803 | 0.030148 | 0.028962 | 0.028866 | 0.026705 | 0.027034 | 0.029223
Portfolio Adjusted1-in-10Size: 20 kW to 199.99 kWOther2022February Monthly Peak | Portfolio Adjusted | 1-in-10 | Size: 20 kW to 199.99 kW | Other | 2022 | February Monthly Peak | 2 | 11.856 | 11.5284 | 11.3679 | 11.5217 | 11.934 | 13.6638 | 16.2571 | 17.7515 | 19.9219 | 21.1537 | 21.7029 | 22.02 | 21.8475 | 22.0494 | 21.833 | 21.0741 | 20.3117 | 19.616 | 18.9748 | 17.9338 | 17.0382 | 15.7423 | 14.2279 | 12.9032 | 0 | 0 | 0 | 0 | 0 | 0 | 0 | 0 | 0 | 0 | 0 | 0 | 0 | 0 | 0.20814 | 0.20388 | 0.20167 | 0.15071 | 0 | 0 | 0 | 0 | 0 | 0 | 48.9832 | 48.5193 | 48.0268 | 47.4858 | 46.9706 | 46.1252 | 45.7477 | 45.7345 | 46.6041 | 48.7826 | 50.9188 | 52.8123 | 54.3842 | 55.4407 | 56.4282 | 56.9739 | 56.5064 | 55.6794 | 53.6149 | 51.4834 | 49.7285 | 48.3025 | 47.414 | 46.4239 | 0.027331 | 0.028628 | 0.02767 | 0.024604 | 0.025344 | 0.028124 | 0.034515 | 0.039245 | 0.043988 | 0.045515 | 0.045163 | 0.045399 | 0.045095 | 0.045063 | 0.043657 | 0.039496 | 0.03621 | 0.034802 | 0.033314 | 0.032123 | 0.031635 | 0.029126 | 0.028381 | 0.03016
Portfolio Adjusted1-in-10Size: 20 kW to 199.99 kWOther2022March Monthly Peak | Portfolio Adjusted | 1-in-10 | Size: 20 kW to 199.99 kW | Other | 2022 | March Monthly Peak | 3 | 12.4791 | 11.9142 | 11.6362 | 11.6838 | 12.1272 | 13.3539 | 15.5626 | 17.0377 | 19.1495 | 20.9133 | 22.2297 | 23.1439 | 23.741 | 24.3894 | 24.5824 | 24.1469 | 23.1927 | 21.7402 | 20.4413 | 20.0441 | 18.9862 | 17.4662 | 15.4295 | 13.7998 | 0 | 0 | 0 | 0 | 0 | 0 | 0 | 0 | 0 | 0 | 0 | 0 | 0 | 0 | 0.23435 | 0.23361 | 0.23028 | 0.16703 | 0 | 0 | 0 | 0 | 0 | 0 | 56.3513 | 54.9144 | 54.0492 | 53.5855 | 52.603 | 51.8994 | 51.1941 | 51.015 | 52.3146 | 56.8088 | 62.3782 | 67.161 | 70.5123 | 72.3992 | 73.6734 | 74.4615 | 74.479 | 73.4039 | 71.6538 | 68.961 | 65.4992 | 62.4971 | 60.2399 | 58.552 | 0.028767 | 0.029586 | 0.028323 | 0.02495 | 0.025755 | 0.027487 | 0.033041 | 0.037667 | 0.042283 | 0.044997 | 0.046259 | 0.047716 | 0.049003 | 0.049845 | 0.049155 | 0.045255 | 0.041347 | 0.038571 | 0.035888 | 0.035903 | 0.035251 | 0.032316 | 0.030778 | 0.032255
Portfolio Adjusted1-in-10Size: 20 kW to 199.99 kWOther2022April Monthly Peak | Portfolio Adjusted | 1-in-10 | Size: 20 kW to 199.99 kW | Other | 2022 | April Monthly Peak | 4 | 13.4903 | 12.8064 | 12.408 | 12.3866 | 12.8571 | 13.9968 | 15.8145 | 17.8418 | 20.905 | 23.4293 | 25.5522 | 26.9623 | 27.8185 | 28.5142 | 28.6738 | 28.194 | 26.9266 | 24.9282 | 22.7462 | 22.2099 | 21.2481 | 19.5244 | 17.1081 | 15.1499 | 0 | 0 | 0 | 0 | 0 | 0 | 0 | 0 | 0 | 0 | 0 | 0 | 0 | 0 | 0.27335 | 0.27276 | 0.26735 | 0.19152 | 0 | 0 | 0 | 0 | 0 | 0 | 66.9273 | 65.498 | 63.8219 | 62.6264 | 61.4734 | 60.3576 | 59.7403 | 59.6921 | 63.1361 | 69.5057 | 75.8598 | 81.1435 | 84.2907 | 86.3332 | 87.5612 | 88.2366 | 88.0744 | 87.3945 | 85.3463 | 82.2399 | 78.1228 | 74.378 | 71.5874 | 69.9234 | 0.031098 | 0.031802 | 0.030202 | 0.026451 | 0.027305 | 0.02881 | 0.033576 | 0.039444 | 0.046159 | 0.050411 | 0.053173 | 0.055589 | 0.05742 | 0.058275 | 0.057336 | 0.05284 | 0.048003 | 0.044227 | 0.039935 | 0.039782 | 0.039451 | 0.036124 | 0.034126 | 0.035411
Portfolio Adjusted1-in-10Size: 20 kW to 199.99 kWOther2022May Monthly Peak | Portfolio Adjusted | 1-in-10 | Size: 20 kW to 199.99 kW | Other | 2022 | May Monthly Peak | 5 | 14.3067 | 13.5545 | 13.1239 | 13.0721 | 13.5854 | 14.8382 | 16.5044 | 19.1256 | 22.7659 | 25.5946 | 27.8849 | 29.3484 | 30.1041 | 30.6825 | 30.7257 | 30.1683 | 28.7958 | 26.6724 | 24.2232 | 23.2057 | 22.528 | 20.7804 | 18.1991 | 16.1338 | 0 | 0 | 0 | 0 | 0 | 0 | 0 | 0 | 0 | 0 | 0 | 0 | 0 | 0 | 0.29291 | 0.29186 | 0.28591 | 0.20493 | 0 | 0 | 0 | 0 | 0 | 0 | 73.3949 | 71.3487 | 69.8892 | 68.6042 | 67.2345 | 66.0258 | 65.2475 | 65.5759 | 69.2524 | 74.7363 | 80.0233 | 83.6304 | 86.9943 | 89.2176 | 90.3865 | 90.7356 | 90.2613 | 89.1713 | 87.7609 | 85.2641 | 81.3132 | 77.6613 | 75.0831 | 72.5722 | 0.03298 | 0.03366 | 0.031944 | 0.027915 | 0.028852 | 0.030542 | 0.03504 | 0.042282 | 0.050268 | 0.05507 | 0.058027 | 0.060508 | 0.062137 | 0.062707 | 0.061439 | 0.05654 | 0.051336 | 0.047322 | 0.042528 | 0.041566 | 0.041827 | 0.038448 | 0.036302 | 0.037711
Portfolio Adjusted1-in-10Size: 20 kW to 199.99 kWOther2022June Monthly Peak | Portfolio Adjusted | 1-in-10 | Size: 20 kW to 199.99 kW | Other | 2022 | June Monthly Peak | 6 | 15.0365 | 14.2624 | 13.7557 | 13.6716 | 14.0869 | 15.4251 | 17.3641 | 20.4554 | 24.3389 | 27.4244 | 29.7408 | 31.2747 | 31.9871 | 32.6216 | 32.6762 | 32.0491 | 30.7847 | 28.5681 | 25.927 | 24.3737 | 23.5592 | 21.7967 | 19.1269 | 16.9613 | 0 | 0 | 0 | 0 | 0 | 0 | 0 | 0 | 0 | 0 | 0 | 0 | 0 | 0 | 0.31151 | 0.31006 | 0.30566 | 0.21949 | 0 | 0 | 0 | 0 | 0 | 0 | 73.3065 | 71.7274 | 70.6113 | 69.2776 | 68.2814 | 66.7287 | 65.9052 | 66.8848 | 70.9816 | 76.1633 | 81.2595 | 85.2257 | 87.9872 | 89.6843 | 90.9114 | 91.6337 | 92.0346 | 91.4167 | 90.2872 | 88.1677 | 85.0991 | 81.2626 | 78.7311 | 76.7466 | 0.034663 | 0.035417 | 0.033482 | 0.029195 | 0.029917 | 0.03175 | 0.036866 | 0.045222 | 0.053741 | 0.059007 | 0.06189 | 0.064479 | 0.066024 | 0.06667 | 0.065339 | 0.060065 | 0.054881 | 0.050685 | 0.045519 | 0.043658 | 0.043742 | 0.040328 | 0.038153 | 0.039645
Portfolio Adjusted1-in-10Size: 20 kW to 199.99 kWOther2022July Monthly Peak | Portfolio Adjusted | 1-in-10 | Size: 20 kW to 199.99 kW | Other | 2022 | July Monthly Peak | 7 | 15.9127 | 15.0822 | 14.5633 | 14.4541 | 14.8873 | 16.5652 | 18.9508 | 22.1645 | 26.2395 | 29.4496 | 31.8498 | 33.4579 | 34.2113 | 34.8384 | 34.8851 | 34.145 | 32.8649 | 30.5141 | 27.4914 | 25.7524 | 24.8619 | 23.0139 | 20.245 | 17.9618 | 0 | 0 | 0 | 0 | 0 | 0 | 0 | 0 | 0 | 0 | 0 | 0 | 0 | 0 | 0.33257 | 0.33033 | 0.32631 | 0.23444 | 0 | 0 | 0 | 0 | 0 | 0 | 77.1198 | 75.8704 | 74.6459 | 73.4952 | 72.5835 | 71.5647 | 70.7294 | 71.0034 | 74.0823 | 79.0421 | 83.6624 | 87.4076 | 90.082 | 91.8327 | 93.161 | 93.7901 | 93.694 | 93.1803 | 92.2178 | 89.9301 | 86.257 | 82.7038 | 80.3712 | 78.6642 | 0.036683 | 0.037453 | 0.035448 | 0.030866 | 0.031616 | 0.034097 | 0.040234 | 0.049001 | 0.057938 | 0.063364 | 0.066278 | 0.068981 | 0.070615 | 0.0712 | 0.069756 | 0.063993 | 0.05859 | 0.054138 | 0.048266 | 0.046127 | 0.046161 | 0.04258 | 0.040383 | 0.041984
Portfolio Adjusted1-in-10Size: 20 kW to 199.99 kWOther2022August Monthly Peak | Portfolio Adjusted | 1-in-10 | Size: 20 kW to 199.99 kW | Other | 2022 | August Monthly Peak | 8 | 16.0417 | 15.1961 | 14.6746 | 14.5918 | 15.0596 | 16.7036 | 19.1596 | 22.2129 | 26.4507 | 29.8006 | 32.3144 | 33.9597 | 34.7213 | 35.3353 | 35.3298 | 34.5529 | 33.2215 | 30.7506 | 27.5763 | 26.1454 | 25.1273 | 23.101 | 20.3322 | 17.9704 | 0 | 0 | 0 | 0 | 0 | 0 | 0 | 0 | 0 | 0 | 0 | 0 | 0 | 0 | 0.33681 | 0.33428 | 0.32986 | 0.23626 | 0 | 0 | 0 | 0 | 0 | 0 | 76.3078 | 75.1157 | 73.9021 | 72.9423 | 71.8143 | 71.0876 | 70.5473 | 70.6419 | 73.3791 | 78.9027 | 83.9482 | 88.4747 | 91.602 | 93.6984 | 95.1853 | 96.1195 | 96.1758 | 95.2276 | 94.1481 | 91.7826 | 88.1314 | 85.2652 | 83.3313 | 81.5165 | 0.03698 | 0.037736 | 0.035719 | 0.03116 | 0.031982 | 0.034381 | 0.040678 | 0.049108 | 0.058404 | 0.064119 | 0.067245 | 0.070015 | 0.071668 | 0.072216 | 0.070646 | 0.064757 | 0.059225 | 0.054557 | 0.048415 | 0.046831 | 0.046654 | 0.042741 | 0.040557 | 0.042004
Portfolio Adjusted1-in-10Size: 20 kW to 199.99 kWOther2022September Monthly Peak | Portfolio Adjusted | 1-in-10 | Size: 20 kW to 199.99 kW | Other | 2022 | September Monthly Peak | 9 | 15.7374 | 14.988 | 14.5025 | 14.4055 | 14.9151 | 16.5339 | 19.1973 | 21.8681 | 26.0255 | 29.3755 | 31.9321 | 33.5297 | 34.323 | 34.9297 | 34.8311 | 33.9566 | 32.4936 | 29.8997 | 26.9435 | 26.1175 | 24.4826 | 22.4402 | 19.6525 | 17.5169 | 0 | 0 | 0 | 0 | 0 | 0 | 0 | 0 | 0 | 0 | 0 | 0 | 0 | 0 | 0.33205 | 0.32851 | 0.32263 | 0.22972 | 0 | 0 | 0 | 0 | 0 | 0 | 76.119 | 74.8537 | 73.6209 | 72.7724 | 71.884 | 71.0412 | 70.3398 | 70.0837 | 72.2301 | 77.2491 | 82.6041 | 87.1592 | 90.5146 | 92.9226 | 93.7485 | 93.9192 | 93.5793 | 92.5693 | 90.8899 | 87.8972 | 83.9981 | 81.0681 | 78.6652 | 76.9879 | 0.036278 | 0.037219 | 0.0353 | 0.030762 | 0.031675 | 0.034032 | 0.040757 | 0.048345 | 0.057465 | 0.063205 | 0.06645 | 0.069129 | 0.070846 | 0.071387 | 0.069648 | 0.06364 | 0.057928 | 0.053048 | 0.047304 | 0.046781 | 0.045457 | 0.041519 | 0.039201 | 0.040944
Portfolio Adjusted1-in-10Size: 20 kW to 199.99 kWOther2022October Monthly Peak | Portfolio Adjusted | 1-in-10 | Size: 20 kW to 199.99 kW | Other | 2022 | October Monthly Peak | 10 | 14.268 | 13.573 | 13.1969 | 13.1471 | 13.6192 | 14.9615 | 17.4302 | 19.4033 | 22.4839 | 25.3598 | 27.5296 | 29.0376 | 29.7805 | 30.4561 | 30.5537 | 29.8782 | 28.4438 | 26.2409 | 24.6266 | 23.6481 | 22.0387 | 20.2128 | 17.7131 | 15.8137 | 0 | 0 | 0 | 0 | 0 | 0 | 0 | 0 | 0 | 0 | 0 | 0 | 0 | 0 | 0.29127 | 0.28906 | 0.28242 | 0.20161 | 0 | 0 | 0 | 0 | 0 | 0 | 70.5906 | 69.1469 | 68.2525 | 67.0381 | 66.0174 | 64.9711 | 64.4564 | 63.8407 | 64.55 | 69.405 | 75.6027 | 81.444 | 85.8773 | 88.7645 | 89.8745 | 90.5338 | 90.5173 | 89.5883 | 87.16 | 82.9015 | 78.8141 | 75.7428 | 73.3789 | 71.65 | 0.032891 | 0.033705 | 0.032122 | 0.028075 | 0.028923 | 0.030796 | 0.037006 | 0.042896 | 0.049645 | 0.054564 | 0.057288 | 0.059867 | 0.061469 | 0.062244 | 0.061095 | 0.055996 | 0.050708 | 0.046556 | 0.043236 | 0.042358 | 0.040919 | 0.037398 | 0.035333 | 0.036963
Portfolio Adjusted1-in-10Size: 20 kW to 199.99 kWOther2022November Monthly Peak | Portfolio Adjusted | 1-in-10 | Size: 20 kW to 199.99 kW | Other | 2022 | November Monthly Peak | 11 | 13.0642 | 12.4227 | 12.1735 | 12.152 | 12.7005 | 13.7706 | 15.3074 | 17.242 | 20.0307 | 22.2605 | 24.0807 | 25.2093 | 25.9013 | 26.3852 | 26.3889 | 25.7553 | 24.65 | 24.0316 | 22.2168 | 21.0245 | 19.7038 | 18.1423 | 16.0224 | 14.3429 | 0 | 0 | 0 | 0 | 0 | 0 | 0 | 0 | 0 | 0 | 0 | 0 | 0 | 0 | 0.25157 | 0.24917 | 0.24475 | 0.18464 | 0 | 0 | 0 | 0 | 0 | 0 | 65.1715 | 63.8076 | 62.7767 | 61.3902 | 60.5203 | 59.6747 | 58.9627 | 58.6885 | 61.232 | 66.4204 | 72.6614 | 77.6218 | 80.79 | 82.4675 | 83.4963 | 83.6811 | 82.453 | 79.8619 | 76.3953 | 72.6426 | 70.0935 | 68.1518 | 66.4454 | 65.2393 | 0.030116 | 0.030849 | 0.029631 | 0.02595 | 0.026972 | 0.028344 | 0.032499 | 0.038118 | 0.044229 | 0.047896 | 0.050111 | 0.051974 | 0.053463 | 0.053924 | 0.052767 | 0.048269 | 0.043945 | 0.042637 | 0.039006 | 0.037659 | 0.036584 | 0.033567 | 0.03196 | 0.033525
Portfolio Adjusted1-in-10Size: 20 kW to 199.99 kWOther2022December Monthly Peak | Portfolio Adjusted | 1-in-10 | Size: 20 kW to 199.99 kW | Other | 2022 | December Monthly Peak | 12 | 12.0232 | 11.8335 | 11.7342 | 11.8525 | 12.2657 | 14.3354 | 17.4043 | 19.184 | 21.3973 | 22.2997 | 22.2143 | 21.9208 | 21.1382 | 20.8956 | 20.3028 | 19.2567 | 19.1573 | 19.1185 | 17.9035 | 17.0843 | 16.4041 | 15.439 | 14.3997 | 13.1477 | 0 | 0 | 0 | 0 | 0 | 0 | 0 | 0 | 0 | 0 | 0 | 0 | 0 | 0 | 0.19355 | 0.1863 | 0.19021 | 0.14689 | 0 | 0 | 0 | 0 | 0 | 0 | 42.2045 | 41.5663 | 41.3422 | 41.0714 | 40.7525 | 40.5801 | 40.7923 | 40.8529 | 41.5431 | 43.6081 | 45.8304 | 47.7392 | 48.8716 | 49.3992 | 49.3902 | 49.2988 | 48.9063 | 47.6591 | 46.4052 | 45.3527 | 44.4776 | 43.6177 | 43.2493 | 42.5435 | 0.027716 | 0.029386 | 0.028561 | 0.02531 | 0.026049 | 0.029507 | 0.036951 | 0.042412 | 0.047246 | 0.04798 | 0.046227 | 0.045195 | 0.043631 | 0.042705 | 0.040598 | 0.03609 | 0.034152 | 0.03392 | 0.031433 | 0.030601 | 0.030457 | 0.028565 | 0.028723 | 0.030731
Portfolio Adjusted1-in-10Size: 20 kW to 199.99 kWOther2022Typical Event Day | Portfolio Adjusted | 1-in-10 | Size: 20 kW to 199.99 kW | Other | 2022 | Typical Event Day | 8 | 15.8512 | 15.0075 | 14.4965 | 14.4172 | 14.8882 | 16.4604 | 18.816 | 21.7693 | 25.8564 | 29.1007 | 31.5551 | 33.1663 | 33.956 | 34.5949 | 34.6332 | 33.9132 | 32.6043 | 30.2045 | 27.1294 | 25.7457 | 24.7649 | 22.7755 | 20.034 | 17.7098 | 0 | 0 | 0 | 0 | 0 | 0 | 0 | 0 | 0 | 0 | 0 | 0 | 0 | 0 | 0.33016 | 0.32809 | 0.32373 | 0.23206 | 0 | 0 | 0 | 0 | 0 | 0 | 75.7132 | 74.3918 | 73.195 | 72.1219 | 71.1408 | 70.1055 | 69.3804 | 69.6534 | 72.6683 | 77.8393 | 82.8686 | 87.0668 | 90.0465 | 92.0345 | 93.2515 | 93.8656 | 93.8709 | 93.0985 | 91.8858 | 89.4444 | 85.8714 | 82.5749 | 80.2747 | 78.4788 | 0.036541 | 0.037268 | 0.035285 | 0.030787 | 0.031618 | 0.033881 | 0.039948 | 0.048127 | 0.057092 | 0.062613 | 0.065665 | 0.068379 | 0.070088 | 0.070703 | 0.069253 | 0.063558 | 0.058125 | 0.053588 | 0.047631 | 0.046115 | 0.045981 | 0.042139 | 0.039962 | 0.041395
Portfolio Adjusted1-in-10Size: 20 kW to 199.99 kWOther2023January Monthly Peak | Portfolio Adjusted | 1-in-10 | Size: 20 kW to 199.99 kW | Other | 2023 | January Monthly Peak | 1 | 11.4389 | 11.4317 | 11.3563 | 11.5386 | 11.7654 | 14.4758 | 18.4105 | 20.3033 | 22.5042 | 23.3935 | 22.99 | 22.7158 | 21.5726 | 21.3137 | 20.4946 | 19.0663 | 18.7975 | 18.4891 | 17.1718 | 16.1694 | 15.5469 | 14.4336 | 13.5526 | 12.5024 | 0 | 0 | 0 | 0 | 0 | 0 | 0 | 0 | 0 | 0 | 0 | 0 | 0 | 0 | 0.19538 | 0.18446 | 0.18664 | 0.14205 | 0 | 0 | 0 | 0 | 0 | 0 | 41.101 | 40.4657 | 39.9104 | 39.4724 | 39.3175 | 38.9724 | 38.5986 | 38.4712 | 39.0482 | 41.1499 | 43.6265 | 46.19 | 48.1282 | 49.0655 | 49.5596 | 49.4564 | 48.8851 | 47.8572 | 45.7232 | 44.0224 | 42.5976 | 41.4759 | 40.5867 | 39.8243 | 0.026369 | 0.028388 | 0.027642 | 0.02464 | 0.024986 | 0.029796 | 0.039087 | 0.044886 | 0.04969 | 0.050334 | 0.047841 | 0.046834 | 0.044528 | 0.043559 | 0.040981 | 0.035733 | 0.033511 | 0.032803 | 0.030148 | 0.028962 | 0.028866 | 0.026705 | 0.027034 | 0.029223
Portfolio Adjusted1-in-10Size: 20 kW to 199.99 kWOther2023February Monthly Peak | Portfolio Adjusted | 1-in-10 | Size: 20 kW to 199.99 kW | Other | 2023 | February Monthly Peak | 2 | 11.856 | 11.5284 | 11.3679 | 11.5217 | 11.934 | 13.6638 | 16.2571 | 17.7515 | 19.9219 | 21.1537 | 21.7029 | 22.02 | 21.8475 | 22.0494 | 21.833 | 21.0741 | 20.3117 | 19.616 | 18.9748 | 17.9338 | 17.0382 | 15.7423 | 14.2279 | 12.9032 | 0 | 0 | 0 | 0 | 0 | 0 | 0 | 0 | 0 | 0 | 0 | 0 | 0 | 0 | 0.20814 | 0.20388 | 0.20167 | 0.15071 | 0 | 0 | 0 | 0 | 0 | 0 | 48.9832 | 48.5193 | 48.0268 | 47.4858 | 46.9706 | 46.1252 | 45.7477 | 45.7345 | 46.6041 | 48.7826 | 50.9188 | 52.8123 | 54.3842 | 55.4407 | 56.4282 | 56.9739 | 56.5064 | 55.6794 | 53.6149 | 51.4834 | 49.7285 | 48.3025 | 47.414 | 46.4239 | 0.027331 | 0.028628 | 0.02767 | 0.024604 | 0.025344 | 0.028124 | 0.034515 | 0.039245 | 0.043988 | 0.045515 | 0.045163 | 0.045399 | 0.045095 | 0.045063 | 0.043657 | 0.039496 | 0.03621 | 0.034802 | 0.033314 | 0.032123 | 0.031635 | 0.029126 | 0.028381 | 0.03016
Portfolio Adjusted1-in-10Size: 20 kW to 199.99 kWOther2023March Monthly Peak | Portfolio Adjusted | 1-in-10 | Size: 20 kW to 199.99 kW | Other | 2023 | March Monthly Peak | 3 | 12.4791 | 11.9142 | 11.6362 | 11.6838 | 12.1272 | 13.3539 | 15.5626 | 17.0377 | 19.1495 | 20.9133 | 22.2297 | 23.1439 | 23.741 | 24.3894 | 24.5824 | 24.1469 | 23.1927 | 21.7402 | 20.4413 | 20.0441 | 18.9862 | 17.4662 | 15.4295 | 13.7998 | 0 | 0 | 0 | 0 | 0 | 0 | 0 | 0 | 0 | 0 | 0 | 0 | 0 | 0 | 0.23435 | 0.23361 | 0.23028 | 0.16703 | 0 | 0 | 0 | 0 | 0 | 0 | 56.3513 | 54.9144 | 54.0492 | 53.5855 | 52.603 | 51.8994 | 51.1941 | 51.015 | 52.3146 | 56.8088 | 62.3782 | 67.161 | 70.5123 | 72.3992 | 73.6734 | 74.4615 | 74.479 | 73.4039 | 71.6538 | 68.961 | 65.4992 | 62.4971 | 60.2399 | 58.552 | 0.028767 | 0.029586 | 0.028323 | 0.02495 | 0.025755 | 0.027487 | 0.033041 | 0.037667 | 0.042283 | 0.044997 | 0.046259 | 0.047716 | 0.049003 | 0.049845 | 0.049155 | 0.045255 | 0.041347 | 0.038571 | 0.035888 | 0.035903 | 0.035251 | 0.032316 | 0.030778 | 0.032255
Portfolio Adjusted1-in-10Size: 20 kW to 199.99 kWOther2023April Monthly Peak | Portfolio Adjusted | 1-in-10 | Size: 20 kW to 199.99 kW | Other | 2023 | April Monthly Peak | 4 | 13.4903 | 12.8064 | 12.408 | 12.3866 | 12.8571 | 13.9968 | 15.8145 | 17.8418 | 20.905 | 23.4293 | 25.5522 | 26.9623 | 27.8185 | 28.5142 | 28.6738 | 28.194 | 26.9266 | 24.9282 | 22.7462 | 22.2099 | 21.2481 | 19.5244 | 17.1081 | 15.1499 | 0 | 0 | 0 | 0 | 0 | 0 | 0 | 0 | 0 | 0 | 0 | 0 | 0 | 0 | 0.27335 | 0.27276 | 0.26735 | 0.19152 | 0 | 0 | 0 | 0 | 0 | 0 | 66.9273 | 65.498 | 63.8219 | 62.6264 | 61.4734 | 60.3576 | 59.7403 | 59.6921 | 63.1361 | 69.5057 | 75.8598 | 81.1435 | 84.2907 | 86.3332 | 87.5612 | 88.2366 | 88.0744 | 87.3945 | 85.3463 | 82.2399 | 78.1228 | 74.378 | 71.5874 | 69.9234 | 0.031098 | 0.031802 | 0.030202 | 0.026451 | 0.027305 | 0.02881 | 0.033576 | 0.039444 | 0.046159 | 0.050411 | 0.053173 | 0.055589 | 0.05742 | 0.058275 | 0.057336 | 0.05284 | 0.048003 | 0.044227 | 0.039935 | 0.039782 | 0.039451 | 0.036124 | 0.034126 | 0.035411
Portfolio Adjusted1-in-10Size: 20 kW to 199.99 kWOther2023May Monthly Peak | Portfolio Adjusted | 1-in-10 | Size: 20 kW to 199.99 kW | Other | 2023 | May Monthly Peak | 5 | 14.3067 | 13.5545 | 13.1239 | 13.0721 | 13.5854 | 14.8382 | 16.5044 | 19.1256 | 22.7659 | 25.5946 | 27.8849 | 29.3484 | 30.1041 | 30.6825 | 30.7257 | 30.1683 | 28.7958 | 26.6724 | 24.2232 | 23.2057 | 22.528 | 20.7804 | 18.1991 | 16.1338 | 0 | 0 | 0 | 0 | 0 | 0 | 0 | 0 | 0 | 0 | 0 | 0 | 0 | 0 | 0.29291 | 0.29186 | 0.28591 | 0.20493 | 0 | 0 | 0 | 0 | 0 | 0 | 73.3949 | 71.3487 | 69.8892 | 68.6042 | 67.2345 | 66.0258 | 65.2475 | 65.5759 | 69.2524 | 74.7363 | 80.0233 | 83.6304 | 86.9943 | 89.2176 | 90.3865 | 90.7356 | 90.2613 | 89.1713 | 87.7609 | 85.2641 | 81.3132 | 77.6613 | 75.0831 | 72.5722 | 0.03298 | 0.03366 | 0.031944 | 0.027915 | 0.028852 | 0.030542 | 0.03504 | 0.042282 | 0.050268 | 0.05507 | 0.058027 | 0.060508 | 0.062137 | 0.062707 | 0.061439 | 0.05654 | 0.051336 | 0.047322 | 0.042528 | 0.041566 | 0.041827 | 0.038448 | 0.036302 | 0.037711
Portfolio Adjusted1-in-10Size: 20 kW to 199.99 kWOther2023June Monthly Peak | Portfolio Adjusted | 1-in-10 | Size: 20 kW to 199.99 kW | Other | 2023 | June Monthly Peak | 6 | 15.0365 | 14.2624 | 13.7557 | 13.6716 | 14.0869 | 15.4251 | 17.3641 | 20.4554 | 24.3389 | 27.4244 | 29.7408 | 31.2747 | 31.9871 | 32.6216 | 32.6762 | 32.0491 | 30.7847 | 28.5681 | 25.927 | 24.3737 | 23.5592 | 21.7967 | 19.1269 | 16.9613 | 0 | 0 | 0 | 0 | 0 | 0 | 0 | 0 | 0 | 0 | 0 | 0 | 0 | 0 | 0.31151 | 0.31006 | 0.30566 | 0.21949 | 0 | 0 | 0 | 0 | 0 | 0 | 73.3065 | 71.7274 | 70.6113 | 69.2776 | 68.2814 | 66.7287 | 65.9052 | 66.8848 | 70.9816 | 76.1633 | 81.2595 | 85.2257 | 87.9872 | 89.6843 | 90.9114 | 91.6337 | 92.0346 | 91.4167 | 90.2872 | 88.1677 | 85.0991 | 81.2626 | 78.7311 | 76.7466 | 0.034663 | 0.035417 | 0.033482 | 0.029195 | 0.029917 | 0.03175 | 0.036866 | 0.045222 | 0.053741 | 0.059007 | 0.06189 | 0.064479 | 0.066024 | 0.06667 | 0.065339 | 0.060065 | 0.054881 | 0.050685 | 0.045519 | 0.043658 | 0.043742 | 0.040328 | 0.038153 | 0.039645
Portfolio Adjusted1-in-10Size: 20 kW to 199.99 kWOther2023July Monthly Peak | Portfolio Adjusted | 1-in-10 | Size: 20 kW to 199.99 kW | Other | 2023 | July Monthly Peak | 7 | 15.9127 | 15.0822 | 14.5633 | 14.4541 | 14.8873 | 16.5652 | 18.9508 | 22.1645 | 26.2395 | 29.4496 | 31.8498 | 33.4579 | 34.2113 | 34.8384 | 34.8851 | 34.145 | 32.8649 | 30.5141 | 27.4914 | 25.7524 | 24.8619 | 23.0139 | 20.245 | 17.9618 | 0 | 0 | 0 | 0 | 0 | 0 | 0 | 0 | 0 | 0 | 0 | 0 | 0 | 0 | 0.33257 | 0.33033 | 0.32631 | 0.23444 | 0 | 0 | 0 | 0 | 0 | 0 | 77.1198 | 75.8704 | 74.6459 | 73.4952 | 72.5835 | 71.5647 | 70.7294 | 71.0034 | 74.0823 | 79.0421 | 83.6624 | 87.4076 | 90.082 | 91.8327 | 93.161 | 93.7901 | 93.694 | 93.1803 | 92.2178 | 89.9301 | 86.257 | 82.7038 | 80.3712 | 78.6642 | 0.036683 | 0.037453 | 0.035448 | 0.030866 | 0.031616 | 0.034097 | 0.040234 | 0.049001 | 0.057938 | 0.063364 | 0.066278 | 0.068981 | 0.070615 | 0.0712 | 0.069756 | 0.063993 | 0.05859 | 0.054138 | 0.048266 | 0.046127 | 0.046161 | 0.04258 | 0.040383 | 0.041984
Portfolio Adjusted1-in-10Size: 20 kW to 199.99 kWOther2023August Monthly Peak | Portfolio Adjusted | 1-in-10 | Size: 20 kW to 199.99 kW | Other | 2023 | August Monthly Peak | 8 | 16.0417 | 15.1961 | 14.6746 | 14.5918 | 15.0596 | 16.7036 | 19.1596 | 22.2129 | 26.4507 | 29.8006 | 32.3144 | 33.9597 | 34.7213 | 35.3353 | 35.3298 | 34.5529 | 33.2215 | 30.7506 | 27.5763 | 26.1454 | 25.1273 | 23.101 | 20.3322 | 17.9704 | 0 | 0 | 0 | 0 | 0 | 0 | 0 | 0 | 0 | 0 | 0 | 0 | 0 | 0 | 0.33681 | 0.33428 | 0.32986 | 0.23626 | 0 | 0 | 0 | 0 | 0 | 0 | 76.3078 | 75.1157 | 73.9021 | 72.9423 | 71.8143 | 71.0876 | 70.5473 | 70.6419 | 73.3791 | 78.9027 | 83.9482 | 88.4747 | 91.602 | 93.6984 | 95.1853 | 96.1195 | 96.1758 | 95.2276 | 94.1481 | 91.7826 | 88.1314 | 85.2652 | 83.3313 | 81.5165 | 0.03698 | 0.037736 | 0.035719 | 0.03116 | 0.031982 | 0.034381 | 0.040678 | 0.049108 | 0.058404 | 0.064119 | 0.067245 | 0.070015 | 0.071668 | 0.072216 | 0.070646 | 0.064757 | 0.059225 | 0.054557 | 0.048415 | 0.046831 | 0.046654 | 0.042741 | 0.040557 | 0.042004
Portfolio Adjusted1-in-10Size: 20 kW to 199.99 kWOther2023September Monthly Peak | Portfolio Adjusted | 1-in-10 | Size: 20 kW to 199.99 kW | Other | 2023 | September Monthly Peak | 9 | 15.7374 | 14.988 | 14.5025 | 14.4055 | 14.9151 | 16.5339 | 19.1973 | 21.8681 | 26.0255 | 29.3755 | 31.9321 | 33.5297 | 34.323 | 34.9297 | 34.8311 | 33.9566 | 32.4936 | 29.8997 | 26.9435 | 26.1175 | 24.4826 | 22.4402 | 19.6525 | 17.5169 | 0 | 0 | 0 | 0 | 0 | 0 | 0 | 0 | 0 | 0 | 0 | 0 | 0 | 0 | 0.33205 | 0.32851 | 0.32263 | 0.22972 | 0 | 0 | 0 | 0 | 0 | 0 | 76.119 | 74.8537 | 73.6209 | 72.7724 | 71.884 | 71.0412 | 70.3398 | 70.0837 | 72.2301 | 77.2491 | 82.6041 | 87.1592 | 90.5146 | 92.9226 | 93.7485 | 93.9192 | 93.5793 | 92.5693 | 90.8899 | 87.8972 | 83.9981 | 81.0681 | 78.6652 | 76.9879 | 0.036278 | 0.037219 | 0.0353 | 0.030762 | 0.031675 | 0.034032 | 0.040757 | 0.048345 | 0.057465 | 0.063205 | 0.06645 | 0.069129 | 0.070846 | 0.071387 | 0.069648 | 0.06364 | 0.057928 | 0.053048 | 0.047304 | 0.046781 | 0.045457 | 0.041519 | 0.039201 | 0.040944
Portfolio Adjusted1-in-10Size: 20 kW to 199.99 kWOther2023October Monthly Peak | Portfolio Adjusted | 1-in-10 | Size: 20 kW to 199.99 kW | Other | 2023 | October Monthly Peak | 10 | 14.268 | 13.573 | 13.1969 | 13.1471 | 13.6192 | 14.9615 | 17.4302 | 19.4033 | 22.4839 | 25.3598 | 27.5296 | 29.0376 | 29.7805 | 30.4561 | 30.5537 | 29.8782 | 28.4438 | 26.2409 | 24.6266 | 23.6481 | 22.0387 | 20.2128 | 17.7131 | 15.8137 | 0 | 0 | 0 | 0 | 0 | 0 | 0 | 0 | 0 | 0 | 0 | 0 | 0 | 0 | 0.29127 | 0.28906 | 0.28242 | 0.20161 | 0 | 0 | 0 | 0 | 0 | 0 | 70.5906 | 69.1469 | 68.2525 | 67.0381 | 66.0174 | 64.9711 | 64.4564 | 63.8407 | 64.55 | 69.405 | 75.6027 | 81.444 | 85.8773 | 88.7645 | 89.8745 | 90.5338 | 90.5173 | 89.5883 | 87.16 | 82.9015 | 78.8141 | 75.7428 | 73.3789 | 71.65 | 0.032891 | 0.033705 | 0.032122 | 0.028075 | 0.028923 | 0.030796 | 0.037006 | 0.042896 | 0.049645 | 0.054564 | 0.057288 | 0.059867 | 0.061469 | 0.062244 | 0.061095 | 0.055996 | 0.050708 | 0.046556 | 0.043236 | 0.042358 | 0.040919 | 0.037398 | 0.035333 | 0.036963
Portfolio Adjusted1-in-10Size: 20 kW to 199.99 kWOther2023November Monthly Peak | Portfolio Adjusted | 1-in-10 | Size: 20 kW to 199.99 kW | Other | 2023 | November Monthly Peak | 11 | 13.0642 | 12.4227 | 12.1735 | 12.152 | 12.7005 | 13.7706 | 15.3074 | 17.242 | 20.0307 | 22.2605 | 24.0807 | 25.2093 | 25.9013 | 26.3852 | 26.3889 | 25.7553 | 24.65 | 24.0316 | 22.2168 | 21.0245 | 19.7038 | 18.1423 | 16.0224 | 14.3429 | 0 | 0 | 0 | 0 | 0 | 0 | 0 | 0 | 0 | 0 | 0 | 0 | 0 | 0 | 0.25157 | 0.24917 | 0.24475 | 0.18464 | 0 | 0 | 0 | 0 | 0 | 0 | 65.1715 | 63.8076 | 62.7767 | 61.3902 | 60.5203 | 59.6747 | 58.9627 | 58.6885 | 61.232 | 66.4204 | 72.6614 | 77.6218 | 80.79 | 82.4675 | 83.4963 | 83.6811 | 82.453 | 79.8619 | 76.3953 | 72.6426 | 70.0935 | 68.1518 | 66.4454 | 65.2393 | 0.030116 | 0.030849 | 0.029631 | 0.02595 | 0.026972 | 0.028344 | 0.032499 | 0.038118 | 0.044229 | 0.047896 | 0.050111 | 0.051974 | 0.053463 | 0.053924 | 0.052767 | 0.048269 | 0.043945 | 0.042637 | 0.039006 | 0.037659 | 0.036584 | 0.033567 | 0.03196 | 0.033525
Portfolio Adjusted1-in-10Size: 20 kW to 199.99 kWOther2023December Monthly Peak | Portfolio Adjusted | 1-in-10 | Size: 20 kW to 199.99 kW | Other | 2023 | December Monthly Peak | 12 | 12.0232 | 11.8335 | 11.7342 | 11.8525 | 12.2657 | 14.3354 | 17.4043 | 19.184 | 21.3973 | 22.2997 | 22.2143 | 21.9208 | 21.1382 | 20.8956 | 20.3028 | 19.2567 | 19.1573 | 19.1185 | 17.9035 | 17.0843 | 16.4041 | 15.439 | 14.3997 | 13.1477 | 0 | 0 | 0 | 0 | 0 | 0 | 0 | 0 | 0 | 0 | 0 | 0 | 0 | 0 | 0.19355 | 0.1863 | 0.19021 | 0.14689 | 0 | 0 | 0 | 0 | 0 | 0 | 42.2045 | 41.5663 | 41.3422 | 41.0714 | 40.7525 | 40.5801 | 40.7923 | 40.8529 | 41.5431 | 43.6081 | 45.8304 | 47.7392 | 48.8716 | 49.3992 | 49.3902 | 49.2988 | 48.9063 | 47.6591 | 46.4052 | 45.3527 | 44.4776 | 43.6177 | 43.2493 | 42.5435 | 0.027716 | 0.029386 | 0.028561 | 0.02531 | 0.026049 | 0.029507 | 0.036951 | 0.042412 | 0.047246 | 0.04798 | 0.046227 | 0.045195 | 0.043631 | 0.042705 | 0.040598 | 0.03609 | 0.034152 | 0.03392 | 0.031433 | 0.030601 | 0.030457 | 0.028565 | 0.028723 | 0.030731
Portfolio Adjusted1-in-10Size: 20 kW to 199.99 kWOther2023Typical Event Day | Portfolio Adjusted | 1-in-10 | Size: 20 kW to 199.99 kW | Other | 2023 | Typical Event Day | 8 | 15.8512 | 15.0075 | 14.4965 | 14.4172 | 14.8882 | 16.4604 | 18.816 | 21.7693 | 25.8564 | 29.1007 | 31.5551 | 33.1663 | 33.956 | 34.5949 | 34.6332 | 33.9132 | 32.6043 | 30.2045 | 27.1294 | 25.7457 | 24.7649 | 22.7755 | 20.034 | 17.7098 | 0 | 0 | 0 | 0 | 0 | 0 | 0 | 0 | 0 | 0 | 0 | 0 | 0 | 0 | 0.33016 | 0.32809 | 0.32373 | 0.23206 | 0 | 0 | 0 | 0 | 0 | 0 | 75.7132 | 74.3918 | 73.195 | 72.1219 | 71.1408 | 70.1055 | 69.3804 | 69.6534 | 72.6683 | 77.8393 | 82.8686 | 87.0668 | 90.0465 | 92.0345 | 93.2515 | 93.8656 | 93.8709 | 93.0985 | 91.8858 | 89.4444 | 85.8714 | 82.5749 | 80.2747 | 78.4788 | 0.036541 | 0.037268 | 0.035285 | 0.030787 | 0.031618 | 0.033881 | 0.039948 | 0.048127 | 0.057092 | 0.062613 | 0.065665 | 0.068379 | 0.070088 | 0.070703 | 0.069253 | 0.063558 | 0.058125 | 0.053588 | 0.047631 | 0.046115 | 0.045981 | 0.042139 | 0.039962 | 0.041395
Portfolio Adjusted1-in-10Size: 20 kW to 199.99 kWOther2024January Monthly Peak | Portfolio Adjusted | 1-in-10 | Size: 20 kW to 199.99 kW | Other | 2024 | January Monthly Peak | 1 | 11.4389 | 11.4317 | 11.3563 | 11.5386 | 11.7654 | 14.4758 | 18.4105 | 20.3033 | 22.5042 | 23.3935 | 22.99 | 22.7158 | 21.5726 | 21.3137 | 20.4946 | 19.0663 | 18.7975 | 18.4891 | 17.1718 | 16.1694 | 15.5469 | 14.4336 | 13.5526 | 12.5024 | 0 | 0 | 0 | 0 | 0 | 0 | 0 | 0 | 0 | 0 | 0 | 0 | 0 | 0 | 0.19538 | 0.18446 | 0.18664 | 0.14205 | 0 | 0 | 0 | 0 | 0 | 0 | 41.101 | 40.4657 | 39.9104 | 39.4724 | 39.3175 | 38.9724 | 38.5986 | 38.4712 | 39.0482 | 41.1499 | 43.6265 | 46.19 | 48.1282 | 49.0655 | 49.5596 | 49.4564 | 48.8851 | 47.8572 | 45.7232 | 44.0224 | 42.5976 | 41.4759 | 40.5867 | 39.8243 | 0.026369 | 0.028388 | 0.027642 | 0.02464 | 0.024986 | 0.029796 | 0.039087 | 0.044886 | 0.04969 | 0.050334 | 0.047841 | 0.046834 | 0.044528 | 0.043559 | 0.040981 | 0.035733 | 0.033511 | 0.032803 | 0.030148 | 0.028962 | 0.028866 | 0.026705 | 0.027034 | 0.029223
Portfolio Adjusted1-in-10Size: 20 kW to 199.99 kWOther2024February Monthly Peak | Portfolio Adjusted | 1-in-10 | Size: 20 kW to 199.99 kW | Other | 2024 | February Monthly Peak | 2 | 11.856 | 11.5284 | 11.3679 | 11.5217 | 11.934 | 13.6638 | 16.2571 | 17.7515 | 19.9219 | 21.1537 | 21.7029 | 22.02 | 21.8475 | 22.0494 | 21.833 | 21.0741 | 20.3117 | 19.616 | 18.9748 | 17.9338 | 17.0382 | 15.7423 | 14.2279 | 12.9032 | 0 | 0 | 0 | 0 | 0 | 0 | 0 | 0 | 0 | 0 | 0 | 0 | 0 | 0 | 0.20814 | 0.20388 | 0.20167 | 0.15071 | 0 | 0 | 0 | 0 | 0 | 0 | 48.9832 | 48.5193 | 48.0268 | 47.4858 | 46.9706 | 46.1252 | 45.7477 | 45.7345 | 46.6041 | 48.7826 | 50.9188 | 52.8123 | 54.3842 | 55.4407 | 56.4282 | 56.9739 | 56.5064 | 55.6794 | 53.6149 | 51.4834 | 49.7285 | 48.3025 | 47.414 | 46.4239 | 0.027331 | 0.028628 | 0.02767 | 0.024604 | 0.025344 | 0.028124 | 0.034515 | 0.039245 | 0.043988 | 0.045515 | 0.045163 | 0.045399 | 0.045095 | 0.045063 | 0.043657 | 0.039496 | 0.03621 | 0.034802 | 0.033314 | 0.032123 | 0.031635 | 0.029126 | 0.028381 | 0.03016
Portfolio Adjusted1-in-10Size: 20 kW to 199.99 kWOther2024March Monthly Peak | Portfolio Adjusted | 1-in-10 | Size: 20 kW to 199.99 kW | Other | 2024 | March Monthly Peak | 3 | 12.4791 | 11.9142 | 11.6362 | 11.6838 | 12.1272 | 13.3539 | 15.5626 | 17.0377 | 19.1495 | 20.9133 | 22.2297 | 23.1439 | 23.741 | 24.3894 | 24.5824 | 24.1469 | 23.1927 | 21.7402 | 20.4413 | 20.0441 | 18.9862 | 17.4662 | 15.4295 | 13.7998 | 0 | 0 | 0 | 0 | 0 | 0 | 0 | 0 | 0 | 0 | 0 | 0 | 0 | 0 | 0.23435 | 0.23361 | 0.23028 | 0.16703 | 0 | 0 | 0 | 0 | 0 | 0 | 56.3513 | 54.9144 | 54.0492 | 53.5855 | 52.603 | 51.8994 | 51.1941 | 51.015 | 52.3146 | 56.8088 | 62.3782 | 67.161 | 70.5123 | 72.3992 | 73.6734 | 74.4615 | 74.479 | 73.4039 | 71.6538 | 68.961 | 65.4992 | 62.4971 | 60.2399 | 58.552 | 0.028767 | 0.029586 | 0.028323 | 0.02495 | 0.025755 | 0.027487 | 0.033041 | 0.037667 | 0.042283 | 0.044997 | 0.046259 | 0.047716 | 0.049003 | 0.049845 | 0.049155 | 0.045255 | 0.041347 | 0.038571 | 0.035888 | 0.035903 | 0.035251 | 0.032316 | 0.030778 | 0.032255
Portfolio Adjusted1-in-10Size: 20 kW to 199.99 kWOther2024April Monthly Peak | Portfolio Adjusted | 1-in-10 | Size: 20 kW to 199.99 kW | Other | 2024 | April Monthly Peak | 4 | 13.4903 | 12.8064 | 12.408 | 12.3866 | 12.8571 | 13.9968 | 15.8145 | 17.8418 | 20.905 | 23.4293 | 25.5522 | 26.9623 | 27.8185 | 28.5142 | 28.6738 | 28.194 | 26.9266 | 24.9282 | 22.7462 | 22.2099 | 21.2481 | 19.5244 | 17.1081 | 15.1499 | 0 | 0 | 0 | 0 | 0 | 0 | 0 | 0 | 0 | 0 | 0 | 0 | 0 | 0 | 0.27335 | 0.27276 | 0.26735 | 0.19152 | 0 | 0 | 0 | 0 | 0 | 0 | 66.9273 | 65.498 | 63.8219 | 62.6264 | 61.4734 | 60.3576 | 59.7403 | 59.6921 | 63.1361 | 69.5057 | 75.8598 | 81.1435 | 84.2907 | 86.3332 | 87.5612 | 88.2366 | 88.0744 | 87.3945 | 85.3463 | 82.2399 | 78.1228 | 74.378 | 71.5874 | 69.9234 | 0.031098 | 0.031802 | 0.030202 | 0.026451 | 0.027305 | 0.02881 | 0.033576 | 0.039444 | 0.046159 | 0.050411 | 0.053173 | 0.055589 | 0.05742 | 0.058275 | 0.057336 | 0.05284 | 0.048003 | 0.044227 | 0.039935 | 0.039782 | 0.039451 | 0.036124 | 0.034126 | 0.035411
Portfolio Adjusted1-in-10Size: 20 kW to 199.99 kWOther2024May Monthly Peak | Portfolio Adjusted | 1-in-10 | Size: 20 kW to 199.99 kW | Other | 2024 | May Monthly Peak | 5 | 14.3067 | 13.5545 | 13.1239 | 13.0721 | 13.5854 | 14.8382 | 16.5044 | 19.1256 | 22.7659 | 25.5946 | 27.8849 | 29.3484 | 30.1041 | 30.6825 | 30.7257 | 30.1683 | 28.7958 | 26.6724 | 24.2232 | 23.2057 | 22.528 | 20.7804 | 18.1991 | 16.1338 | 0 | 0 | 0 | 0 | 0 | 0 | 0 | 0 | 0 | 0 | 0 | 0 | 0 | 0 | 0.29291 | 0.29186 | 0.28591 | 0.20493 | 0 | 0 | 0 | 0 | 0 | 0 | 73.3949 | 71.3487 | 69.8892 | 68.6042 | 67.2345 | 66.0258 | 65.2475 | 65.5759 | 69.2524 | 74.7363 | 80.0233 | 83.6304 | 86.9943 | 89.2176 | 90.3865 | 90.7356 | 90.2613 | 89.1713 | 87.7609 | 85.2641 | 81.3132 | 77.6613 | 75.0831 | 72.5722 | 0.03298 | 0.03366 | 0.031944 | 0.027915 | 0.028852 | 0.030542 | 0.03504 | 0.042282 | 0.050268 | 0.05507 | 0.058027 | 0.060508 | 0.062137 | 0.062707 | 0.061439 | 0.05654 | 0.051336 | 0.047322 | 0.042528 | 0.041566 | 0.041827 | 0.038448 | 0.036302 | 0.037711
Portfolio Adjusted1-in-10Size: 20 kW to 199.99 kWOther2024June Monthly Peak | Portfolio Adjusted | 1-in-10 | Size: 20 kW to 199.99 kW | Other | 2024 | June Monthly Peak | 6 | 15.0365 | 14.2624 | 13.7557 | 13.6716 | 14.0869 | 15.4251 | 17.3641 | 20.4554 | 24.3389 | 27.4244 | 29.7408 | 31.2747 | 31.9871 | 32.6216 | 32.6762 | 32.0491 | 30.7847 | 28.5681 | 25.927 | 24.3737 | 23.5592 | 21.7967 | 19.1269 | 16.9613 | 0 | 0 | 0 | 0 | 0 | 0 | 0 | 0 | 0 | 0 | 0 | 0 | 0 | 0 | 0.31151 | 0.31006 | 0.30566 | 0.21949 | 0 | 0 | 0 | 0 | 0 | 0 | 73.3065 | 71.7274 | 70.6113 | 69.2776 | 68.2814 | 66.7287 | 65.9052 | 66.8848 | 70.9816 | 76.1633 | 81.2595 | 85.2257 | 87.9872 | 89.6843 | 90.9114 | 91.6337 | 92.0346 | 91.4167 | 90.2872 | 88.1677 | 85.0991 | 81.2626 | 78.7311 | 76.7466 | 0.034663 | 0.035417 | 0.033482 | 0.029195 | 0.029917 | 0.03175 | 0.036866 | 0.045222 | 0.053741 | 0.059007 | 0.06189 | 0.064479 | 0.066024 | 0.06667 | 0.065339 | 0.060065 | 0.054881 | 0.050685 | 0.045519 | 0.043658 | 0.043742 | 0.040328 | 0.038153 | 0.039645
Portfolio Adjusted1-in-10Size: 20 kW to 199.99 kWOther2024July Monthly Peak | Portfolio Adjusted | 1-in-10 | Size: 20 kW to 199.99 kW | Other | 2024 | July Monthly Peak | 7 | 15.9127 | 15.0822 | 14.5633 | 14.4541 | 14.8873 | 16.5652 | 18.9508 | 22.1645 | 26.2395 | 29.4496 | 31.8498 | 33.4579 | 34.2113 | 34.8384 | 34.8851 | 34.145 | 32.8649 | 30.5141 | 27.4914 | 25.7524 | 24.8619 | 23.0139 | 20.245 | 17.9618 | 0 | 0 | 0 | 0 | 0 | 0 | 0 | 0 | 0 | 0 | 0 | 0 | 0 | 0 | 0.33257 | 0.33033 | 0.32631 | 0.23444 | 0 | 0 | 0 | 0 | 0 | 0 | 77.1198 | 75.8704 | 74.6459 | 73.4952 | 72.5835 | 71.5647 | 70.7294 | 71.0034 | 74.0823 | 79.0421 | 83.6624 | 87.4076 | 90.082 | 91.8327 | 93.161 | 93.7901 | 93.694 | 93.1803 | 92.2178 | 89.9301 | 86.257 | 82.7038 | 80.3712 | 78.6642 | 0.036683 | 0.037453 | 0.035448 | 0.030866 | 0.031616 | 0.034097 | 0.040234 | 0.049001 | 0.057938 | 0.063364 | 0.066278 | 0.068981 | 0.070615 | 0.0712 | 0.069756 | 0.063993 | 0.05859 | 0.054138 | 0.048266 | 0.046127 | 0.046161 | 0.04258 | 0.040383 | 0.041984
Portfolio Adjusted1-in-10Size: 20 kW to 199.99 kWOther2024August Monthly Peak | Portfolio Adjusted | 1-in-10 | Size: 20 kW to 199.99 kW | Other | 2024 | August Monthly Peak | 8 | 16.0417 | 15.1961 | 14.6746 | 14.5918 | 15.0596 | 16.7036 | 19.1596 | 22.2129 | 26.4507 | 29.8006 | 32.3144 | 33.9597 | 34.7213 | 35.3353 | 35.3298 | 34.5529 | 33.2215 | 30.7506 | 27.5763 | 26.1454 | 25.1273 | 23.101 | 20.3322 | 17.9704 | 0 | 0 | 0 | 0 | 0 | 0 | 0 | 0 | 0 | 0 | 0 | 0 | 0 | 0 | 0.33681 | 0.33428 | 0.32986 | 0.23626 | 0 | 0 | 0 | 0 | 0 | 0 | 76.3078 | 75.1157 | 73.9021 | 72.9423 | 71.8143 | 71.0876 | 70.5473 | 70.6419 | 73.3791 | 78.9027 | 83.9482 | 88.4747 | 91.602 | 93.6984 | 95.1853 | 96.1195 | 96.1758 | 95.2276 | 94.1481 | 91.7826 | 88.1314 | 85.2652 | 83.3313 | 81.5165 | 0.03698 | 0.037736 | 0.035719 | 0.03116 | 0.031982 | 0.034381 | 0.040678 | 0.049108 | 0.058404 | 0.064119 | 0.067245 | 0.070015 | 0.071668 | 0.072216 | 0.070646 | 0.064757 | 0.059225 | 0.054557 | 0.048415 | 0.046831 | 0.046654 | 0.042741 | 0.040557 | 0.042004
Portfolio Adjusted1-in-10Size: 20 kW to 199.99 kWOther2024September Monthly Peak | Portfolio Adjusted | 1-in-10 | Size: 20 kW to 199.99 kW | Other | 2024 | September Monthly Peak | 9 | 15.7374 | 14.988 | 14.5025 | 14.4055 | 14.9151 | 16.5339 | 19.1973 | 21.8681 | 26.0255 | 29.3755 | 31.9321 | 33.5297 | 34.323 | 34.9297 | 34.8311 | 33.9566 | 32.4936 | 29.8997 | 26.9435 | 26.1175 | 24.4826 | 22.4402 | 19.6525 | 17.5169 | 0 | 0 | 0 | 0 | 0 | 0 | 0 | 0 | 0 | 0 | 0 | 0 | 0 | 0 | 0.33205 | 0.32851 | 0.32263 | 0.22972 | 0 | 0 | 0 | 0 | 0 | 0 | 76.119 | 74.8537 | 73.6209 | 72.7724 | 71.884 | 71.0412 | 70.3398 | 70.0837 | 72.2301 | 77.2491 | 82.6041 | 87.1592 | 90.5146 | 92.9226 | 93.7485 | 93.9192 | 93.5793 | 92.5693 | 90.8899 | 87.8972 | 83.9981 | 81.0681 | 78.6652 | 76.9879 | 0.036278 | 0.037219 | 0.0353 | 0.030762 | 0.031675 | 0.034032 | 0.040757 | 0.048345 | 0.057465 | 0.063205 | 0.06645 | 0.069129 | 0.070846 | 0.071387 | 0.069648 | 0.06364 | 0.057928 | 0.053048 | 0.047304 | 0.046781 | 0.045457 | 0.041519 | 0.039201 | 0.040944
Portfolio Adjusted1-in-10Size: 20 kW to 199.99 kWOther2024October Monthly Peak | Portfolio Adjusted | 1-in-10 | Size: 20 kW to 199.99 kW | Other | 2024 | October Monthly Peak | 10 | 14.268 | 13.573 | 13.1969 | 13.1471 | 13.6192 | 14.9615 | 17.4302 | 19.4033 | 22.4839 | 25.3598 | 27.5296 | 29.0376 | 29.7805 | 30.4561 | 30.5537 | 29.8782 | 28.4438 | 26.2409 | 24.6266 | 23.6481 | 22.0387 | 20.2128 | 17.7131 | 15.8137 | 0 | 0 | 0 | 0 | 0 | 0 | 0 | 0 | 0 | 0 | 0 | 0 | 0 | 0 | 0.29127 | 0.28906 | 0.28242 | 0.20161 | 0 | 0 | 0 | 0 | 0 | 0 | 70.5906 | 69.1469 | 68.2525 | 67.0381 | 66.0174 | 64.9711 | 64.4564 | 63.8407 | 64.55 | 69.405 | 75.6027 | 81.444 | 85.8773 | 88.7645 | 89.8745 | 90.5338 | 90.5173 | 89.5883 | 87.16 | 82.9015 | 78.8141 | 75.7428 | 73.3789 | 71.65 | 0.032891 | 0.033705 | 0.032122 | 0.028075 | 0.028923 | 0.030796 | 0.037006 | 0.042896 | 0.049645 | 0.054564 | 0.057288 | 0.059867 | 0.061469 | 0.062244 | 0.061095 | 0.055996 | 0.050708 | 0.046556 | 0.043236 | 0.042358 | 0.040919 | 0.037398 | 0.035333 | 0.036963
Portfolio Adjusted1-in-10Size: 20 kW to 199.99 kWOther2024November Monthly Peak | Portfolio Adjusted | 1-in-10 | Size: 20 kW to 199.99 kW | Other | 2024 | November Monthly Peak | 11 | 13.0642 | 12.4227 | 12.1735 | 12.152 | 12.7005 | 13.7706 | 15.3074 | 17.242 | 20.0307 | 22.2605 | 24.0807 | 25.2093 | 25.9013 | 26.3852 | 26.3889 | 25.7553 | 24.65 | 24.0316 | 22.2168 | 21.0245 | 19.7038 | 18.1423 | 16.0224 | 14.3429 | 0 | 0 | 0 | 0 | 0 | 0 | 0 | 0 | 0 | 0 | 0 | 0 | 0 | 0 | 0.25157 | 0.24917 | 0.24475 | 0.18464 | 0 | 0 | 0 | 0 | 0 | 0 | 65.1715 | 63.8076 | 62.7767 | 61.3902 | 60.5203 | 59.6747 | 58.9627 | 58.6885 | 61.232 | 66.4204 | 72.6614 | 77.6218 | 80.79 | 82.4675 | 83.4963 | 83.6811 | 82.453 | 79.8619 | 76.3953 | 72.6426 | 70.0935 | 68.1518 | 66.4454 | 65.2393 | 0.030116 | 0.030849 | 0.029631 | 0.02595 | 0.026972 | 0.028344 | 0.032499 | 0.038118 | 0.044229 | 0.047896 | 0.050111 | 0.051974 | 0.053463 | 0.053924 | 0.052767 | 0.048269 | 0.043945 | 0.042637 | 0.039006 | 0.037659 | 0.036584 | 0.033567 | 0.03196 | 0.033525
Portfolio Adjusted1-in-10Size: 20 kW to 199.99 kWOther2024December Monthly Peak | Portfolio Adjusted | 1-in-10 | Size: 20 kW to 199.99 kW | Other | 2024 | December Monthly Peak | 12 | 12.0232 | 11.8335 | 11.7342 | 11.8525 | 12.2657 | 14.3354 | 17.4043 | 19.184 | 21.3973 | 22.2997 | 22.2143 | 21.9208 | 21.1382 | 20.8956 | 20.3028 | 19.2567 | 19.1573 | 19.1185 | 17.9035 | 17.0843 | 16.4041 | 15.439 | 14.3997 | 13.1477 | 0 | 0 | 0 | 0 | 0 | 0 | 0 | 0 | 0 | 0 | 0 | 0 | 0 | 0 | 0.19355 | 0.1863 | 0.19021 | 0.14689 | 0 | 0 | 0 | 0 | 0 | 0 | 42.2045 | 41.5663 | 41.3422 | 41.0714 | 40.7525 | 40.5801 | 40.7923 | 40.8529 | 41.5431 | 43.6081 | 45.8304 | 47.7392 | 48.8716 | 49.3992 | 49.3902 | 49.2988 | 48.9063 | 47.6591 | 46.4052 | 45.3527 | 44.4776 | 43.6177 | 43.2493 | 42.5435 | 0.027716 | 0.029386 | 0.028561 | 0.02531 | 0.026049 | 0.029507 | 0.036951 | 0.042412 | 0.047246 | 0.04798 | 0.046227 | 0.045195 | 0.043631 | 0.042705 | 0.040598 | 0.03609 | 0.034152 | 0.03392 | 0.031433 | 0.030601 | 0.030457 | 0.028565 | 0.028723 | 0.030731
Portfolio Adjusted1-in-10Size: 20 kW to 199.99 kWOther2024Typical Event Day | Portfolio Adjusted | 1-in-10 | Size: 20 kW to 199.99 kW | Other | 2024 | Typical Event Day | 8 | 15.8512 | 15.0075 | 14.4965 | 14.4172 | 14.8882 | 16.4604 | 18.816 | 21.7693 | 25.8564 | 29.1007 | 31.5551 | 33.1663 | 33.956 | 34.5949 | 34.6332 | 33.9132 | 32.6043 | 30.2045 | 27.1294 | 25.7457 | 24.7649 | 22.7755 | 20.034 | 17.7098 | 0 | 0 | 0 | 0 | 0 | 0 | 0 | 0 | 0 | 0 | 0 | 0 | 0 | 0 | 0.33016 | 0.32809 | 0.32373 | 0.23206 | 0 | 0 | 0 | 0 | 0 | 0 | 75.7132 | 74.3918 | 73.195 | 72.1219 | 71.1408 | 70.1055 | 69.3804 | 69.6534 | 72.6683 | 77.8393 | 82.8686 | 87.0668 | 90.0465 | 92.0345 | 93.2515 | 93.8656 | 93.8709 | 93.0985 | 91.8858 | 89.4444 | 85.8714 | 82.5749 | 80.2747 | 78.4788 | 0.036541 | 0.037268 | 0.035285 | 0.030787 | 0.031618 | 0.033881 | 0.039948 | 0.048127 | 0.057092 | 0.062613 | 0.065665 | 0.068379 | 0.070088 | 0.070703 | 0.069253 | 0.063558 | 0.058125 | 0.053588 | 0.047631 | 0.046115 | 0.045981 | 0.042139 | 0.039962 | 0.041395
Portfolio Adjusted1-in-10Size: 20 kW to 199.99 kWOther2025January Monthly Peak | Portfolio Adjusted | 1-in-10 | Size: 20 kW to 199.99 kW | Other | 2025 | January Monthly Peak | 1 | 11.4389 | 11.4317 | 11.3563 | 11.5386 | 11.7654 | 14.4758 | 18.4105 | 20.3033 | 22.5042 | 23.3935 | 22.99 | 22.7158 | 21.5726 | 21.3137 | 20.4946 | 19.0663 | 18.7975 | 18.4891 | 17.1718 | 16.1694 | 15.5469 | 14.4336 | 13.5526 | 12.5024 | 0 | 0 | 0 | 0 | 0 | 0 | 0 | 0 | 0 | 0 | 0 | 0 | 0 | 0 | 0.19538 | 0.18446 | 0.18664 | 0.14205 | 0 | 0 | 0 | 0 | 0 | 0 | 41.101 | 40.4657 | 39.9104 | 39.4724 | 39.3175 | 38.9724 | 38.5986 | 38.4712 | 39.0482 | 41.1499 | 43.6265 | 46.19 | 48.1282 | 49.0655 | 49.5596 | 49.4564 | 48.8851 | 47.8572 | 45.7232 | 44.0224 | 42.5976 | 41.4759 | 40.5867 | 39.8243 | 0.026369 | 0.028388 | 0.027642 | 0.02464 | 0.024986 | 0.029796 | 0.039087 | 0.044886 | 0.04969 | 0.050334 | 0.047841 | 0.046834 | 0.044528 | 0.043559 | 0.040981 | 0.035733 | 0.033511 | 0.032803 | 0.030148 | 0.028962 | 0.028866 | 0.026705 | 0.027034 | 0.029223
Portfolio Adjusted1-in-10Size: 20 kW to 199.99 kWOther2025February Monthly Peak | Portfolio Adjusted | 1-in-10 | Size: 20 kW to 199.99 kW | Other | 2025 | February Monthly Peak | 2 | 11.856 | 11.5284 | 11.3679 | 11.5217 | 11.934 | 13.6638 | 16.2571 | 17.7515 | 19.9219 | 21.1537 | 21.7029 | 22.02 | 21.8475 | 22.0494 | 21.833 | 21.0741 | 20.3117 | 19.616 | 18.9748 | 17.9338 | 17.0382 | 15.7423 | 14.2279 | 12.9032 | 0 | 0 | 0 | 0 | 0 | 0 | 0 | 0 | 0 | 0 | 0 | 0 | 0 | 0 | 0.20814 | 0.20388 | 0.20167 | 0.15071 | 0 | 0 | 0 | 0 | 0 | 0 | 48.9832 | 48.5193 | 48.0268 | 47.4858 | 46.9706 | 46.1252 | 45.7477 | 45.7345 | 46.6041 | 48.7826 | 50.9188 | 52.8123 | 54.3842 | 55.4407 | 56.4282 | 56.9739 | 56.5064 | 55.6794 | 53.6149 | 51.4834 | 49.7285 | 48.3025 | 47.414 | 46.4239 | 0.027331 | 0.028628 | 0.02767 | 0.024604 | 0.025344 | 0.028124 | 0.034515 | 0.039245 | 0.043988 | 0.045515 | 0.045163 | 0.045399 | 0.045095 | 0.045063 | 0.043657 | 0.039496 | 0.03621 | 0.034802 | 0.033314 | 0.032123 | 0.031635 | 0.029126 | 0.028381 | 0.03016
Portfolio Adjusted1-in-10Size: 20 kW to 199.99 kWOther2025March Monthly Peak | Portfolio Adjusted | 1-in-10 | Size: 20 kW to 199.99 kW | Other | 2025 | March Monthly Peak | 3 | 12.4791 | 11.9142 | 11.6362 | 11.6838 | 12.1272 | 13.3539 | 15.5626 | 17.0377 | 19.1495 | 20.9133 | 22.2297 | 23.1439 | 23.741 | 24.3894 | 24.5824 | 24.1469 | 23.1927 | 21.7402 | 20.4413 | 20.0441 | 18.9862 | 17.4662 | 15.4295 | 13.7998 | 0 | 0 | 0 | 0 | 0 | 0 | 0 | 0 | 0 | 0 | 0 | 0 | 0 | 0 | 0.23435 | 0.23361 | 0.23028 | 0.16703 | 0 | 0 | 0 | 0 | 0 | 0 | 56.3513 | 54.9144 | 54.0492 | 53.5855 | 52.603 | 51.8994 | 51.1941 | 51.015 | 52.3146 | 56.8088 | 62.3782 | 67.161 | 70.5123 | 72.3992 | 73.6734 | 74.4615 | 74.479 | 73.4039 | 71.6538 | 68.961 | 65.4992 | 62.4971 | 60.2399 | 58.552 | 0.028767 | 0.029586 | 0.028323 | 0.02495 | 0.025755 | 0.027487 | 0.033041 | 0.037667 | 0.042283 | 0.044997 | 0.046259 | 0.047716 | 0.049003 | 0.049845 | 0.049155 | 0.045255 | 0.041347 | 0.038571 | 0.035888 | 0.035903 | 0.035251 | 0.032316 | 0.030778 | 0.032255
Portfolio Adjusted1-in-10Size: 20 kW to 199.99 kWOther2025April Monthly Peak | Portfolio Adjusted | 1-in-10 | Size: 20 kW to 199.99 kW | Other | 2025 | April Monthly Peak | 4 | 13.4903 | 12.8064 | 12.408 | 12.3866 | 12.8571 | 13.9968 | 15.8145 | 17.8418 | 20.905 | 23.4293 | 25.5522 | 26.9623 | 27.8185 | 28.5142 | 28.6738 | 28.194 | 26.9266 | 24.9282 | 22.7462 | 22.2099 | 21.2481 | 19.5244 | 17.1081 | 15.1499 | 0 | 0 | 0 | 0 | 0 | 0 | 0 | 0 | 0 | 0 | 0 | 0 | 0 | 0 | 0.27335 | 0.27276 | 0.26735 | 0.19152 | 0 | 0 | 0 | 0 | 0 | 0 | 66.9273 | 65.498 | 63.8219 | 62.6264 | 61.4734 | 60.3576 | 59.7403 | 59.6921 | 63.1361 | 69.5057 | 75.8598 | 81.1435 | 84.2907 | 86.3332 | 87.5612 | 88.2366 | 88.0744 | 87.3945 | 85.3463 | 82.2399 | 78.1228 | 74.378 | 71.5874 | 69.9234 | 0.031098 | 0.031802 | 0.030202 | 0.026451 | 0.027305 | 0.02881 | 0.033576 | 0.039444 | 0.046159 | 0.050411 | 0.053173 | 0.055589 | 0.05742 | 0.058275 | 0.057336 | 0.05284 | 0.048003 | 0.044227 | 0.039935 | 0.039782 | 0.039451 | 0.036124 | 0.034126 | 0.035411
Portfolio Adjusted1-in-10Size: 20 kW to 199.99 kWOther2025May Monthly Peak | Portfolio Adjusted | 1-in-10 | Size: 20 kW to 199.99 kW | Other | 2025 | May Monthly Peak | 5 | 14.3067 | 13.5545 | 13.1239 | 13.0721 | 13.5854 | 14.8382 | 16.5044 | 19.1256 | 22.7659 | 25.5946 | 27.8849 | 29.3484 | 30.1041 | 30.6825 | 30.7257 | 30.1683 | 28.7958 | 26.6724 | 24.2232 | 23.2057 | 22.528 | 20.7804 | 18.1991 | 16.1338 | 0 | 0 | 0 | 0 | 0 | 0 | 0 | 0 | 0 | 0 | 0 | 0 | 0 | 0 | 0.29291 | 0.29186 | 0.28591 | 0.20493 | 0 | 0 | 0 | 0 | 0 | 0 | 73.3949 | 71.3487 | 69.8892 | 68.6042 | 67.2345 | 66.0258 | 65.2475 | 65.5759 | 69.2524 | 74.7363 | 80.0233 | 83.6304 | 86.9943 | 89.2176 | 90.3865 | 90.7356 | 90.2613 | 89.1713 | 87.7609 | 85.2641 | 81.3132 | 77.6613 | 75.0831 | 72.5722 | 0.03298 | 0.03366 | 0.031944 | 0.027915 | 0.028852 | 0.030542 | 0.03504 | 0.042282 | 0.050268 | 0.05507 | 0.058027 | 0.060508 | 0.062137 | 0.062707 | 0.061439 | 0.05654 | 0.051336 | 0.047322 | 0.042528 | 0.041566 | 0.041827 | 0.038448 | 0.036302 | 0.037711
Portfolio Adjusted1-in-10Size: 20 kW to 199.99 kWOther2025June Monthly Peak | Portfolio Adjusted | 1-in-10 | Size: 20 kW to 199.99 kW | Other | 2025 | June Monthly Peak | 6 | 15.0365 | 14.2624 | 13.7557 | 13.6716 | 14.0869 | 15.4251 | 17.3641 | 20.4554 | 24.3389 | 27.4244 | 29.7408 | 31.2747 | 31.9871 | 32.6216 | 32.6762 | 32.0491 | 30.7847 | 28.5681 | 25.927 | 24.3737 | 23.5592 | 21.7967 | 19.1269 | 16.9613 | 0 | 0 | 0 | 0 | 0 | 0 | 0 | 0 | 0 | 0 | 0 | 0 | 0 | 0 | 0.31151 | 0.31006 | 0.30566 | 0.21949 | 0 | 0 | 0 | 0 | 0 | 0 | 73.3065 | 71.7274 | 70.6113 | 69.2776 | 68.2814 | 66.7287 | 65.9052 | 66.8848 | 70.9816 | 76.1633 | 81.2595 | 85.2257 | 87.9872 | 89.6843 | 90.9114 | 91.6337 | 92.0346 | 91.4167 | 90.2872 | 88.1677 | 85.0991 | 81.2626 | 78.7311 | 76.7466 | 0.034663 | 0.035417 | 0.033482 | 0.029195 | 0.029917 | 0.03175 | 0.036866 | 0.045222 | 0.053741 | 0.059007 | 0.06189 | 0.064479 | 0.066024 | 0.06667 | 0.065339 | 0.060065 | 0.054881 | 0.050685 | 0.045519 | 0.043658 | 0.043742 | 0.040328 | 0.038153 | 0.039645
Portfolio Adjusted1-in-10Size: 20 kW to 199.99 kWOther2025July Monthly Peak | Portfolio Adjusted | 1-in-10 | Size: 20 kW to 199.99 kW | Other | 2025 | July Monthly Peak | 7 | 15.9127 | 15.0822 | 14.5633 | 14.4541 | 14.8873 | 16.5652 | 18.9508 | 22.1645 | 26.2395 | 29.4496 | 31.8498 | 33.4579 | 34.2113 | 34.8384 | 34.8851 | 34.145 | 32.8649 | 30.5141 | 27.4914 | 25.7524 | 24.8619 | 23.0139 | 20.245 | 17.9618 | 0 | 0 | 0 | 0 | 0 | 0 | 0 | 0 | 0 | 0 | 0 | 0 | 0 | 0 | 0.33257 | 0.33033 | 0.32631 | 0.23444 | 0 | 0 | 0 | 0 | 0 | 0 | 77.1198 | 75.8704 | 74.6459 | 73.4952 | 72.5835 | 71.5647 | 70.7294 | 71.0034 | 74.0823 | 79.0421 | 83.6624 | 87.4076 | 90.082 | 91.8327 | 93.161 | 93.7901 | 93.694 | 93.1803 | 92.2178 | 89.9301 | 86.257 | 82.7038 | 80.3712 | 78.6642 | 0.036683 | 0.037453 | 0.035448 | 0.030866 | 0.031616 | 0.034097 | 0.040234 | 0.049001 | 0.057938 | 0.063364 | 0.066278 | 0.068981 | 0.070615 | 0.0712 | 0.069756 | 0.063993 | 0.05859 | 0.054138 | 0.048266 | 0.046127 | 0.046161 | 0.04258 | 0.040383 | 0.041984
Portfolio Adjusted1-in-10Size: 20 kW to 199.99 kWOther2025August Monthly Peak | Portfolio Adjusted | 1-in-10 | Size: 20 kW to 199.99 kW | Other | 2025 | August Monthly Peak | 8 | 16.0417 | 15.1961 | 14.6746 | 14.5918 | 15.0596 | 16.7036 | 19.1596 | 22.2129 | 26.4507 | 29.8006 | 32.3144 | 33.9597 | 34.7213 | 35.3353 | 35.3298 | 34.5529 | 33.2215 | 30.7506 | 27.5763 | 26.1454 | 25.1273 | 23.101 | 20.3322 | 17.9704 | 0 | 0 | 0 | 0 | 0 | 0 | 0 | 0 | 0 | 0 | 0 | 0 | 0 | 0 | 0.33681 | 0.33428 | 0.32986 | 0.23626 | 0 | 0 | 0 | 0 | 0 | 0 | 76.3078 | 75.1157 | 73.9021 | 72.9423 | 71.8143 | 71.0876 | 70.5473 | 70.6419 | 73.3791 | 78.9027 | 83.9482 | 88.4747 | 91.602 | 93.6984 | 95.1853 | 96.1195 | 96.1758 | 95.2276 | 94.1481 | 91.7826 | 88.1314 | 85.2652 | 83.3313 | 81.5165 | 0.03698 | 0.037736 | 0.035719 | 0.03116 | 0.031982 | 0.034381 | 0.040678 | 0.049108 | 0.058404 | 0.064119 | 0.067245 | 0.070015 | 0.071668 | 0.072216 | 0.070646 | 0.064757 | 0.059225 | 0.054557 | 0.048415 | 0.046831 | 0.046654 | 0.042741 | 0.040557 | 0.042004
Portfolio Adjusted1-in-10Size: 20 kW to 199.99 kWOther2025September Monthly Peak | Portfolio Adjusted | 1-in-10 | Size: 20 kW to 199.99 kW | Other | 2025 | September Monthly Peak | 9 | 15.7374 | 14.988 | 14.5025 | 14.4055 | 14.9151 | 16.5339 | 19.1973 | 21.8681 | 26.0255 | 29.3755 | 31.9321 | 33.5297 | 34.323 | 34.9297 | 34.8311 | 33.9566 | 32.4936 | 29.8997 | 26.9435 | 26.1175 | 24.4826 | 22.4402 | 19.6525 | 17.5169 | 0 | 0 | 0 | 0 | 0 | 0 | 0 | 0 | 0 | 0 | 0 | 0 | 0 | 0 | 0.33205 | 0.32851 | 0.32263 | 0.22972 | 0 | 0 | 0 | 0 | 0 | 0 | 76.119 | 74.8537 | 73.6209 | 72.7724 | 71.884 | 71.0412 | 70.3398 | 70.0837 | 72.2301 | 77.2491 | 82.6041 | 87.1592 | 90.5146 | 92.9226 | 93.7485 | 93.9192 | 93.5793 | 92.5693 | 90.8899 | 87.8972 | 83.9981 | 81.0681 | 78.6652 | 76.9879 | 0.036278 | 0.037219 | 0.0353 | 0.030762 | 0.031675 | 0.034032 | 0.040757 | 0.048345 | 0.057465 | 0.063205 | 0.06645 | 0.069129 | 0.070846 | 0.071387 | 0.069648 | 0.06364 | 0.057928 | 0.053048 | 0.047304 | 0.046781 | 0.045457 | 0.041519 | 0.039201 | 0.040944
Portfolio Adjusted1-in-10Size: 20 kW to 199.99 kWOther2025October Monthly Peak | Portfolio Adjusted | 1-in-10 | Size: 20 kW to 199.99 kW | Other | 2025 | October Monthly Peak | 10 | 14.268 | 13.573 | 13.1969 | 13.1471 | 13.6192 | 14.9615 | 17.4302 | 19.4033 | 22.4839 | 25.3598 | 27.5296 | 29.0376 | 29.7805 | 30.4561 | 30.5537 | 29.8782 | 28.4438 | 26.2409 | 24.6266 | 23.6481 | 22.0387 | 20.2128 | 17.7131 | 15.8137 | 0 | 0 | 0 | 0 | 0 | 0 | 0 | 0 | 0 | 0 | 0 | 0 | 0 | 0 | 0.29127 | 0.28906 | 0.28242 | 0.20161 | 0 | 0 | 0 | 0 | 0 | 0 | 70.5906 | 69.1469 | 68.2525 | 67.0381 | 66.0174 | 64.9711 | 64.4564 | 63.8407 | 64.55 | 69.405 | 75.6027 | 81.444 | 85.8773 | 88.7645 | 89.8745 | 90.5338 | 90.5173 | 89.5883 | 87.16 | 82.9015 | 78.8141 | 75.7428 | 73.3789 | 71.65 | 0.032891 | 0.033705 | 0.032122 | 0.028075 | 0.028923 | 0.030796 | 0.037006 | 0.042896 | 0.049645 | 0.054564 | 0.057288 | 0.059867 | 0.061469 | 0.062244 | 0.061095 | 0.055996 | 0.050708 | 0.046556 | 0.043236 | 0.042358 | 0.040919 | 0.037398 | 0.035333 | 0.036963
Portfolio Adjusted1-in-10Size: 20 kW to 199.99 kWOther2025November Monthly Peak | Portfolio Adjusted | 1-in-10 | Size: 20 kW to 199.99 kW | Other | 2025 | November Monthly Peak | 11 | 13.0642 | 12.4227 | 12.1735 | 12.152 | 12.7005 | 13.7706 | 15.3074 | 17.242 | 20.0307 | 22.2605 | 24.0807 | 25.2093 | 25.9013 | 26.3852 | 26.3889 | 25.7553 | 24.65 | 24.0316 | 22.2168 | 21.0245 | 19.7038 | 18.1423 | 16.0224 | 14.3429 | 0 | 0 | 0 | 0 | 0 | 0 | 0 | 0 | 0 | 0 | 0 | 0 | 0 | 0 | 0.25157 | 0.24917 | 0.24475 | 0.18464 | 0 | 0 | 0 | 0 | 0 | 0 | 65.1715 | 63.8076 | 62.7767 | 61.3902 | 60.5203 | 59.6747 | 58.9627 | 58.6885 | 61.232 | 66.4204 | 72.6614 | 77.6218 | 80.79 | 82.4675 | 83.4963 | 83.6811 | 82.453 | 79.8619 | 76.3953 | 72.6426 | 70.0935 | 68.1518 | 66.4454 | 65.2393 | 0.030116 | 0.030849 | 0.029631 | 0.02595 | 0.026972 | 0.028344 | 0.032499 | 0.038118 | 0.044229 | 0.047896 | 0.050111 | 0.051974 | 0.053463 | 0.053924 | 0.052767 | 0.048269 | 0.043945 | 0.042637 | 0.039006 | 0.037659 | 0.036584 | 0.033567 | 0.03196 | 0.033525
Portfolio Adjusted1-in-10Size: 20 kW to 199.99 kWOther2025December Monthly Peak | Portfolio Adjusted | 1-in-10 | Size: 20 kW to 199.99 kW | Other | 2025 | December Monthly Peak | 12 | 12.0232 | 11.8335 | 11.7342 | 11.8525 | 12.2657 | 14.3354 | 17.4043 | 19.184 | 21.3973 | 22.2997 | 22.2143 | 21.9208 | 21.1382 | 20.8956 | 20.3028 | 19.2567 | 19.1573 | 19.1185 | 17.9035 | 17.0843 | 16.4041 | 15.439 | 14.3997 | 13.1477 | 0 | 0 | 0 | 0 | 0 | 0 | 0 | 0 | 0 | 0 | 0 | 0 | 0 | 0 | 0.19355 | 0.1863 | 0.19021 | 0.14689 | 0 | 0 | 0 | 0 | 0 | 0 | 42.2045 | 41.5663 | 41.3422 | 41.0714 | 40.7525 | 40.5801 | 40.7923 | 40.8529 | 41.5431 | 43.6081 | 45.8304 | 47.7392 | 48.8716 | 49.3992 | 49.3902 | 49.2988 | 48.9063 | 47.6591 | 46.4052 | 45.3527 | 44.4776 | 43.6177 | 43.2493 | 42.5435 | 0.027716 | 0.029386 | 0.028561 | 0.02531 | 0.026049 | 0.029507 | 0.036951 | 0.042412 | 0.047246 | 0.04798 | 0.046227 | 0.045195 | 0.043631 | 0.042705 | 0.040598 | 0.03609 | 0.034152 | 0.03392 | 0.031433 | 0.030601 | 0.030457 | 0.028565 | 0.028723 | 0.030731
Portfolio Adjusted1-in-10Size: 20 kW to 199.99 kWOther2025Typical Event Day | Portfolio Adjusted | 1-in-10 | Size: 20 kW to 199.99 kW | Other | 2025 | Typical Event Day | 8 | 15.8512 | 15.0075 | 14.4965 | 14.4172 | 14.8882 | 16.4604 | 18.816 | 21.7693 | 25.8564 | 29.1007 | 31.5551 | 33.1663 | 33.956 | 34.5949 | 34.6332 | 33.9132 | 32.6043 | 30.2045 | 27.1294 | 25.7457 | 24.7649 | 22.7755 | 20.034 | 17.7098 | 0 | 0 | 0 | 0 | 0 | 0 | 0 | 0 | 0 | 0 | 0 | 0 | 0 | 0 | 0.33016 | 0.32809 | 0.32373 | 0.23206 | 0 | 0 | 0 | 0 | 0 | 0 | 75.7132 | 74.3918 | 73.195 | 72.1219 | 71.1408 | 70.1055 | 69.3804 | 69.6534 | 72.6683 | 77.8393 | 82.8686 | 87.0668 | 90.0465 | 92.0345 | 93.2515 | 93.8656 | 93.8709 | 93.0985 | 91.8858 | 89.4444 | 85.8714 | 82.5749 | 80.2747 | 78.4788 | 0.036541 | 0.037268 | 0.035285 | 0.030787 | 0.031618 | 0.033881 | 0.039948 | 0.048127 | 0.057092 | 0.062613 | 0.065665 | 0.068379 | 0.070088 | 0.070703 | 0.069253 | 0.063558 | 0.058125 | 0.053588 | 0.047631 | 0.046115 | 0.045981 | 0.042139 | 0.039962 | 0.041395
Portfolio Adjusted1-in-10Size: 20 kW to 199.99 kWOther2026January Monthly Peak | Portfolio Adjusted | 1-in-10 | Size: 20 kW to 199.99 kW | Other | 2026 | January Monthly Peak | 1 | 11.4389 | 11.4317 | 11.3563 | 11.5386 | 11.7654 | 14.4758 | 18.4105 | 20.3033 | 22.5042 | 23.3935 | 22.99 | 22.7158 | 21.5726 | 21.3137 | 20.4946 | 19.0663 | 18.7975 | 18.4891 | 17.1718 | 16.1694 | 15.5469 | 14.4336 | 13.5526 | 12.5024 | 0 | 0 | 0 | 0 | 0 | 0 | 0 | 0 | 0 | 0 | 0 | 0 | 0 | 0 | 0.19538 | 0.18446 | 0.18664 | 0.14205 | 0 | 0 | 0 | 0 | 0 | 0 | 41.101 | 40.4657 | 39.9104 | 39.4724 | 39.3175 | 38.9724 | 38.5986 | 38.4712 | 39.0482 | 41.1499 | 43.6265 | 46.19 | 48.1282 | 49.0655 | 49.5596 | 49.4564 | 48.8851 | 47.8572 | 45.7232 | 44.0224 | 42.5976 | 41.4759 | 40.5867 | 39.8243 | 0.026369 | 0.028388 | 0.027642 | 0.02464 | 0.024986 | 0.029796 | 0.039087 | 0.044886 | 0.04969 | 0.050334 | 0.047841 | 0.046834 | 0.044528 | 0.043559 | 0.040981 | 0.035733 | 0.033511 | 0.032803 | 0.030148 | 0.028962 | 0.028866 | 0.026705 | 0.027034 | 0.029223
Portfolio Adjusted1-in-10Size: 20 kW to 199.99 kWOther2026February Monthly Peak | Portfolio Adjusted | 1-in-10 | Size: 20 kW to 199.99 kW | Other | 2026 | February Monthly Peak | 2 | 11.856 | 11.5284 | 11.3679 | 11.5217 | 11.934 | 13.6638 | 16.2571 | 17.7515 | 19.9219 | 21.1537 | 21.7029 | 22.02 | 21.8475 | 22.0494 | 21.833 | 21.0741 | 20.3117 | 19.616 | 18.9748 | 17.9338 | 17.0382 | 15.7423 | 14.2279 | 12.9032 | 0 | 0 | 0 | 0 | 0 | 0 | 0 | 0 | 0 | 0 | 0 | 0 | 0 | 0 | 0.20814 | 0.20388 | 0.20167 | 0.15071 | 0 | 0 | 0 | 0 | 0 | 0 | 48.9832 | 48.5193 | 48.0268 | 47.4858 | 46.9706 | 46.1252 | 45.7477 | 45.7345 | 46.6041 | 48.7826 | 50.9188 | 52.8123 | 54.3842 | 55.4407 | 56.4282 | 56.9739 | 56.5064 | 55.6794 | 53.6149 | 51.4834 | 49.7285 | 48.3025 | 47.414 | 46.4239 | 0.027331 | 0.028628 | 0.02767 | 0.024604 | 0.025344 | 0.028124 | 0.034515 | 0.039245 | 0.043988 | 0.045515 | 0.045163 | 0.045399 | 0.045095 | 0.045063 | 0.043657 | 0.039496 | 0.03621 | 0.034802 | 0.033314 | 0.032123 | 0.031635 | 0.029126 | 0.028381 | 0.03016
Portfolio Adjusted1-in-10Size: 20 kW to 199.99 kWOther2026March Monthly Peak | Portfolio Adjusted | 1-in-10 | Size: 20 kW to 199.99 kW | Other | 2026 | March Monthly Peak | 3 | 12.4791 | 11.9142 | 11.6362 | 11.6838 | 12.1272 | 13.3539 | 15.5626 | 17.0377 | 19.1495 | 20.9133 | 22.2297 | 23.1439 | 23.741 | 24.3894 | 24.5824 | 24.1469 | 23.1927 | 21.7402 | 20.4413 | 20.0441 | 18.9862 | 17.4662 | 15.4295 | 13.7998 | 0 | 0 | 0 | 0 | 0 | 0 | 0 | 0 | 0 | 0 | 0 | 0 | 0 | 0 | 0.23435 | 0.23361 | 0.23028 | 0.16703 | 0 | 0 | 0 | 0 | 0 | 0 | 56.3513 | 54.9144 | 54.0492 | 53.5855 | 52.603 | 51.8994 | 51.1941 | 51.015 | 52.3146 | 56.8088 | 62.3782 | 67.161 | 70.5123 | 72.3992 | 73.6734 | 74.4615 | 74.479 | 73.4039 | 71.6538 | 68.961 | 65.4992 | 62.4971 | 60.2399 | 58.552 | 0.028767 | 0.029586 | 0.028323 | 0.02495 | 0.025755 | 0.027487 | 0.033041 | 0.037667 | 0.042283 | 0.044997 | 0.046259 | 0.047716 | 0.049003 | 0.049845 | 0.049155 | 0.045255 | 0.041347 | 0.038571 | 0.035888 | 0.035903 | 0.035251 | 0.032316 | 0.030778 | 0.032255
Portfolio Adjusted1-in-10Size: 20 kW to 199.99 kWOther2026April Monthly Peak | Portfolio Adjusted | 1-in-10 | Size: 20 kW to 199.99 kW | Other | 2026 | April Monthly Peak | 4 | 13.4903 | 12.8064 | 12.408 | 12.3866 | 12.8571 | 13.9968 | 15.8145 | 17.8418 | 20.905 | 23.4293 | 25.5522 | 26.9623 | 27.8185 | 28.5142 | 28.6738 | 28.194 | 26.9266 | 24.9282 | 22.7462 | 22.2099 | 21.2481 | 19.5244 | 17.1081 | 15.1499 | 0 | 0 | 0 | 0 | 0 | 0 | 0 | 0 | 0 | 0 | 0 | 0 | 0 | 0 | 0.27335 | 0.27276 | 0.26735 | 0.19152 | 0 | 0 | 0 | 0 | 0 | 0 | 66.9273 | 65.498 | 63.8219 | 62.6264 | 61.4734 | 60.3576 | 59.7403 | 59.6921 | 63.1361 | 69.5057 | 75.8598 | 81.1435 | 84.2907 | 86.3332 | 87.5612 | 88.2366 | 88.0744 | 87.3945 | 85.3463 | 82.2399 | 78.1228 | 74.378 | 71.5874 | 69.9234 | 0.031098 | 0.031802 | 0.030202 | 0.026451 | 0.027305 | 0.02881 | 0.033576 | 0.039444 | 0.046159 | 0.050411 | 0.053173 | 0.055589 | 0.05742 | 0.058275 | 0.057336 | 0.05284 | 0.048003 | 0.044227 | 0.039935 | 0.039782 | 0.039451 | 0.036124 | 0.034126 | 0.035411
Portfolio Adjusted1-in-10Size: 20 kW to 199.99 kWOther2026May Monthly Peak | Portfolio Adjusted | 1-in-10 | Size: 20 kW to 199.99 kW | Other | 2026 | May Monthly Peak | 5 | 14.3067 | 13.5545 | 13.1239 | 13.0721 | 13.5854 | 14.8382 | 16.5044 | 19.1256 | 22.7659 | 25.5946 | 27.8849 | 29.3484 | 30.1041 | 30.6825 | 30.7257 | 30.1683 | 28.7958 | 26.6724 | 24.2232 | 23.2057 | 22.528 | 20.7804 | 18.1991 | 16.1338 | 0 | 0 | 0 | 0 | 0 | 0 | 0 | 0 | 0 | 0 | 0 | 0 | 0 | 0 | 0.29291 | 0.29186 | 0.28591 | 0.20493 | 0 | 0 | 0 | 0 | 0 | 0 | 73.3949 | 71.3487 | 69.8892 | 68.6042 | 67.2345 | 66.0258 | 65.2475 | 65.5759 | 69.2524 | 74.7363 | 80.0233 | 83.6304 | 86.9943 | 89.2176 | 90.3865 | 90.7356 | 90.2613 | 89.1713 | 87.7609 | 85.2641 | 81.3132 | 77.6613 | 75.0831 | 72.5722 | 0.03298 | 0.03366 | 0.031944 | 0.027915 | 0.028852 | 0.030542 | 0.03504 | 0.042282 | 0.050268 | 0.05507 | 0.058027 | 0.060508 | 0.062137 | 0.062707 | 0.061439 | 0.05654 | 0.051336 | 0.047322 | 0.042528 | 0.041566 | 0.041827 | 0.038448 | 0.036302 | 0.037711
Portfolio Adjusted1-in-10Size: 20 kW to 199.99 kWOther2026June Monthly Peak | Portfolio Adjusted | 1-in-10 | Size: 20 kW to 199.99 kW | Other | 2026 | June Monthly Peak | 6 | 15.0365 | 14.2624 | 13.7557 | 13.6716 | 14.0869 | 15.4251 | 17.3641 | 20.4554 | 24.3389 | 27.4244 | 29.7408 | 31.2747 | 31.9871 | 32.6216 | 32.6762 | 32.0491 | 30.7847 | 28.5681 | 25.927 | 24.3737 | 23.5592 | 21.7967 | 19.1269 | 16.9613 | 0 | 0 | 0 | 0 | 0 | 0 | 0 | 0 | 0 | 0 | 0 | 0 | 0 | 0 | 0.31151 | 0.31006 | 0.30566 | 0.21949 | 0 | 0 | 0 | 0 | 0 | 0 | 73.3065 | 71.7274 | 70.6113 | 69.2776 | 68.2814 | 66.7287 | 65.9052 | 66.8848 | 70.9816 | 76.1633 | 81.2595 | 85.2257 | 87.9872 | 89.6843 | 90.9114 | 91.6337 | 92.0346 | 91.4167 | 90.2872 | 88.1677 | 85.0991 | 81.2626 | 78.7311 | 76.7466 | 0.034663 | 0.035417 | 0.033482 | 0.029195 | 0.029917 | 0.03175 | 0.036866 | 0.045222 | 0.053741 | 0.059007 | 0.06189 | 0.064479 | 0.066024 | 0.06667 | 0.065339 | 0.060065 | 0.054881 | 0.050685 | 0.045519 | 0.043658 | 0.043742 | 0.040328 | 0.038153 | 0.039645
Portfolio Adjusted1-in-10Size: 20 kW to 199.99 kWOther2026July Monthly Peak | Portfolio Adjusted | 1-in-10 | Size: 20 kW to 199.99 kW | Other | 2026 | July Monthly Peak | 7 | 15.9127 | 15.0822 | 14.5633 | 14.4541 | 14.8873 | 16.5652 | 18.9508 | 22.1645 | 26.2395 | 29.4496 | 31.8498 | 33.4579 | 34.2113 | 34.8384 | 34.8851 | 34.145 | 32.8649 | 30.5141 | 27.4914 | 25.7524 | 24.8619 | 23.0139 | 20.245 | 17.9618 | 0 | 0 | 0 | 0 | 0 | 0 | 0 | 0 | 0 | 0 | 0 | 0 | 0 | 0 | 0.33257 | 0.33033 | 0.32631 | 0.23444 | 0 | 0 | 0 | 0 | 0 | 0 | 77.1198 | 75.8704 | 74.6459 | 73.4952 | 72.5835 | 71.5647 | 70.7294 | 71.0034 | 74.0823 | 79.0421 | 83.6624 | 87.4076 | 90.082 | 91.8327 | 93.161 | 93.7901 | 93.694 | 93.1803 | 92.2178 | 89.9301 | 86.257 | 82.7038 | 80.3712 | 78.6642 | 0.036683 | 0.037453 | 0.035448 | 0.030866 | 0.031616 | 0.034097 | 0.040234 | 0.049001 | 0.057938 | 0.063364 | 0.066278 | 0.068981 | 0.070615 | 0.0712 | 0.069756 | 0.063993 | 0.05859 | 0.054138 | 0.048266 | 0.046127 | 0.046161 | 0.04258 | 0.040383 | 0.041984
Portfolio Adjusted1-in-10Size: 20 kW to 199.99 kWOther2026August Monthly Peak | Portfolio Adjusted | 1-in-10 | Size: 20 kW to 199.99 kW | Other | 2026 | August Monthly Peak | 8 | 16.0417 | 15.1961 | 14.6746 | 14.5918 | 15.0596 | 16.7036 | 19.1596 | 22.2129 | 26.4507 | 29.8006 | 32.3144 | 33.9597 | 34.7213 | 35.3353 | 35.3298 | 34.5529 | 33.2215 | 30.7506 | 27.5763 | 26.1454 | 25.1273 | 23.101 | 20.3322 | 17.9704 | 0 | 0 | 0 | 0 | 0 | 0 | 0 | 0 | 0 | 0 | 0 | 0 | 0 | 0 | 0.33681 | 0.33428 | 0.32986 | 0.23626 | 0 | 0 | 0 | 0 | 0 | 0 | 76.3078 | 75.1157 | 73.9021 | 72.9423 | 71.8143 | 71.0876 | 70.5473 | 70.6419 | 73.3791 | 78.9027 | 83.9482 | 88.4747 | 91.602 | 93.6984 | 95.1853 | 96.1195 | 96.1758 | 95.2276 | 94.1481 | 91.7826 | 88.1314 | 85.2652 | 83.3313 | 81.5165 | 0.03698 | 0.037736 | 0.035719 | 0.03116 | 0.031982 | 0.034381 | 0.040678 | 0.049108 | 0.058404 | 0.064119 | 0.067245 | 0.070015 | 0.071668 | 0.072216 | 0.070646 | 0.064757 | 0.059225 | 0.054557 | 0.048415 | 0.046831 | 0.046654 | 0.042741 | 0.040557 | 0.042004
Portfolio Adjusted1-in-10Size: 20 kW to 199.99 kWOther2026September Monthly Peak | Portfolio Adjusted | 1-in-10 | Size: 20 kW to 199.99 kW | Other | 2026 | September Monthly Peak | 9 | 15.7374 | 14.988 | 14.5025 | 14.4055 | 14.9151 | 16.5339 | 19.1973 | 21.8681 | 26.0255 | 29.3755 | 31.9321 | 33.5297 | 34.323 | 34.9297 | 34.8311 | 33.9566 | 32.4936 | 29.8997 | 26.9435 | 26.1175 | 24.4826 | 22.4402 | 19.6525 | 17.5169 | 0 | 0 | 0 | 0 | 0 | 0 | 0 | 0 | 0 | 0 | 0 | 0 | 0 | 0 | 0.33205 | 0.32851 | 0.32263 | 0.22972 | 0 | 0 | 0 | 0 | 0 | 0 | 76.119 | 74.8537 | 73.6209 | 72.7724 | 71.884 | 71.0412 | 70.3398 | 70.0837 | 72.2301 | 77.2491 | 82.6041 | 87.1592 | 90.5146 | 92.9226 | 93.7485 | 93.9192 | 93.5793 | 92.5693 | 90.8899 | 87.8972 | 83.9981 | 81.0681 | 78.6652 | 76.9879 | 0.036278 | 0.037219 | 0.0353 | 0.030762 | 0.031675 | 0.034032 | 0.040757 | 0.048345 | 0.057465 | 0.063205 | 0.06645 | 0.069129 | 0.070846 | 0.071387 | 0.069648 | 0.06364 | 0.057928 | 0.053048 | 0.047304 | 0.046781 | 0.045457 | 0.041519 | 0.039201 | 0.040944
Portfolio Adjusted1-in-10Size: 20 kW to 199.99 kWOther2026October Monthly Peak | Portfolio Adjusted | 1-in-10 | Size: 20 kW to 199.99 kW | Other | 2026 | October Monthly Peak | 10 | 14.268 | 13.573 | 13.1969 | 13.1471 | 13.6192 | 14.9615 | 17.4302 | 19.4033 | 22.4839 | 25.3598 | 27.5296 | 29.0376 | 29.7805 | 30.4561 | 30.5537 | 29.8782 | 28.4438 | 26.2409 | 24.6266 | 23.6481 | 22.0387 | 20.2128 | 17.7131 | 15.8137 | 0 | 0 | 0 | 0 | 0 | 0 | 0 | 0 | 0 | 0 | 0 | 0 | 0 | 0 | 0.29127 | 0.28906 | 0.28242 | 0.20161 | 0 | 0 | 0 | 0 | 0 | 0 | 70.5906 | 69.1469 | 68.2525 | 67.0381 | 66.0174 | 64.9711 | 64.4564 | 63.8407 | 64.55 | 69.405 | 75.6027 | 81.444 | 85.8773 | 88.7645 | 89.8745 | 90.5338 | 90.5173 | 89.5883 | 87.16 | 82.9015 | 78.8141 | 75.7428 | 73.3789 | 71.65 | 0.032891 | 0.033705 | 0.032122 | 0.028075 | 0.028923 | 0.030796 | 0.037006 | 0.042896 | 0.049645 | 0.054564 | 0.057288 | 0.059867 | 0.061469 | 0.062244 | 0.061095 | 0.055996 | 0.050708 | 0.046556 | 0.043236 | 0.042358 | 0.040919 | 0.037398 | 0.035333 | 0.036963
Portfolio Adjusted1-in-10Size: 20 kW to 199.99 kWOther2026November Monthly Peak | Portfolio Adjusted | 1-in-10 | Size: 20 kW to 199.99 kW | Other | 2026 | November Monthly Peak | 11 | 13.0642 | 12.4227 | 12.1735 | 12.152 | 12.7005 | 13.7706 | 15.3074 | 17.242 | 20.0307 | 22.2605 | 24.0807 | 25.2093 | 25.9013 | 26.3852 | 26.3889 | 25.7553 | 24.65 | 24.0316 | 22.2168 | 21.0245 | 19.7038 | 18.1423 | 16.0224 | 14.3429 | 0 | 0 | 0 | 0 | 0 | 0 | 0 | 0 | 0 | 0 | 0 | 0 | 0 | 0 | 0.25157 | 0.24917 | 0.24475 | 0.18464 | 0 | 0 | 0 | 0 | 0 | 0 | 65.1715 | 63.8076 | 62.7767 | 61.3902 | 60.5203 | 59.6747 | 58.9627 | 58.6885 | 61.232 | 66.4204 | 72.6614 | 77.6218 | 80.79 | 82.4675 | 83.4963 | 83.6811 | 82.453 | 79.8619 | 76.3953 | 72.6426 | 70.0935 | 68.1518 | 66.4454 | 65.2393 | 0.030116 | 0.030849 | 0.029631 | 0.02595 | 0.026972 | 0.028344 | 0.032499 | 0.038118 | 0.044229 | 0.047896 | 0.050111 | 0.051974 | 0.053463 | 0.053924 | 0.052767 | 0.048269 | 0.043945 | 0.042637 | 0.039006 | 0.037659 | 0.036584 | 0.033567 | 0.03196 | 0.033525
Portfolio Adjusted1-in-10Size: 20 kW to 199.99 kWOther2026December Monthly Peak | Portfolio Adjusted | 1-in-10 | Size: 20 kW to 199.99 kW | Other | 2026 | December Monthly Peak | 12 | 12.0232 | 11.8335 | 11.7342 | 11.8525 | 12.2657 | 14.3354 | 17.4043 | 19.184 | 21.3973 | 22.2997 | 22.2143 | 21.9208 | 21.1382 | 20.8956 | 20.3028 | 19.2567 | 19.1573 | 19.1185 | 17.9035 | 17.0843 | 16.4041 | 15.439 | 14.3997 | 13.1477 | 0 | 0 | 0 | 0 | 0 | 0 | 0 | 0 | 0 | 0 | 0 | 0 | 0 | 0 | 0.19355 | 0.1863 | 0.19021 | 0.14689 | 0 | 0 | 0 | 0 | 0 | 0 | 42.2045 | 41.5663 | 41.3422 | 41.0714 | 40.7525 | 40.5801 | 40.7923 | 40.8529 | 41.5431 | 43.6081 | 45.8304 | 47.7392 | 48.8716 | 49.3992 | 49.3902 | 49.2988 | 48.9063 | 47.6591 | 46.4052 | 45.3527 | 44.4776 | 43.6177 | 43.2493 | 42.5435 | 0.027716 | 0.029386 | 0.028561 | 0.02531 | 0.026049 | 0.029507 | 0.036951 | 0.042412 | 0.047246 | 0.04798 | 0.046227 | 0.045195 | 0.043631 | 0.042705 | 0.040598 | 0.03609 | 0.034152 | 0.03392 | 0.031433 | 0.030601 | 0.030457 | 0.028565 | 0.028723 | 0.030731
Portfolio Adjusted1-in-10Size: 20 kW to 199.99 kWOther2026Typical Event Day | Portfolio Adjusted | 1-in-10 | Size: 20 kW to 199.99 kW | Other | 2026 | Typical Event Day | 8 | 15.8512 | 15.0075 | 14.4965 | 14.4172 | 14.8882 | 16.4604 | 18.816 | 21.7693 | 25.8564 | 29.1007 | 31.5551 | 33.1663 | 33.956 | 34.5949 | 34.6332 | 33.9132 | 32.6043 | 30.2045 | 27.1294 | 25.7457 | 24.7649 | 22.7755 | 20.034 | 17.7098 | 0 | 0 | 0 | 0 | 0 | 0 | 0 | 0 | 0 | 0 | 0 | 0 | 0 | 0 | 0.33016 | 0.32809 | 0.32373 | 0.23206 | 0 | 0 | 0 | 0 | 0 | 0 | 75.7132 | 74.3918 | 73.195 | 72.1219 | 71.1408 | 70.1055 | 69.3804 | 69.6534 | 72.6683 | 77.8393 | 82.8686 | 87.0668 | 90.0465 | 92.0345 | 93.2515 | 93.8656 | 93.8709 | 93.0985 | 91.8858 | 89.4444 | 85.8714 | 82.5749 | 80.2747 | 78.4788 | 0.036541 | 0.037268 | 0.035285 | 0.030787 | 0.031618 | 0.033881 | 0.039948 | 0.048127 | 0.057092 | 0.062613 | 0.065665 | 0.068379 | 0.070088 | 0.070703 | 0.069253 | 0.063558 | 0.058125 | 0.053588 | 0.047631 | 0.046115 | 0.045981 | 0.042139 | 0.039962 | 0.041395
Portfolio Adjusted1-in-2Size: 20 kW to 199.99 kWOther2015January Monthly Peak | Portfolio Adjusted | 1-in-2 | Size: 20 kW to 199.99 kW | Other | 2015 | January Monthly Peak | 1
Portfolio Adjusted1-in-2Size: 20 kW to 199.99 kWOther2015February Monthly Peak | Portfolio Adjusted | 1-in-2 | Size: 20 kW to 199.99 kW | Other | 2015 | February Monthly Peak | 2
Portfolio Adjusted1-in-2Size: 20 kW to 199.99 kWOther2015March Monthly Peak | Portfolio Adjusted | 1-in-2 | Size: 20 kW to 199.99 kW | Other | 2015 | March Monthly Peak | 3
Portfolio Adjusted1-in-2Size: 20 kW to 199.99 kWOther2015April Monthly Peak | Portfolio Adjusted | 1-in-2 | Size: 20 kW to 199.99 kW | Other | 2015 | April Monthly Peak | 4
Portfolio Adjusted1-in-2Size: 20 kW to 199.99 kWOther2015May Monthly Peak | Portfolio Adjusted | 1-in-2 | Size: 20 kW to 199.99 kW | Other | 2015 | May Monthly Peak | 5
Portfolio Adjusted1-in-2Size: 20 kW to 199.99 kWOther2015June Monthly Peak | Portfolio Adjusted | 1-in-2 | Size: 20 kW to 199.99 kW | Other | 2015 | June Monthly Peak | 6
Portfolio Adjusted1-in-2Size: 20 kW to 199.99 kWOther2015July Monthly Peak | Portfolio Adjusted | 1-in-2 | Size: 20 kW to 199.99 kW | Other | 2015 | July Monthly Peak | 7
Portfolio Adjusted1-in-2Size: 20 kW to 199.99 kWOther2015August Monthly Peak | Portfolio Adjusted | 1-in-2 | Size: 20 kW to 199.99 kW | Other | 2015 | August Monthly Peak | 8
Portfolio Adjusted1-in-2Size: 20 kW to 199.99 kWOther2015September Monthly Peak | Portfolio Adjusted | 1-in-2 | Size: 20 kW to 199.99 kW | Other | 2015 | September Monthly Peak | 9
Portfolio Adjusted1-in-2Size: 20 kW to 199.99 kWOther2015October Monthly Peak | Portfolio Adjusted | 1-in-2 | Size: 20 kW to 199.99 kW | Other | 2015 | October Monthly Peak | 10
Portfolio Adjusted1-in-2Size: 20 kW to 199.99 kWOther2015November Monthly Peak | Portfolio Adjusted | 1-in-2 | Size: 20 kW to 199.99 kW | Other | 2015 | November Monthly Peak | 11
Portfolio Adjusted1-in-2Size: 20 kW to 199.99 kWOther2015December Monthly Peak | Portfolio Adjusted | 1-in-2 | Size: 20 kW to 199.99 kW | Other | 2015 | December Monthly Peak | 12
Portfolio Adjusted1-in-2Size: 20 kW to 199.99 kWOther2015Typical Event Day | Portfolio Adjusted | 1-in-2 | Size: 20 kW to 199.99 kW | Other | 2015 | Typical Event Day | 8
Portfolio Adjusted1-in-2Size: 20 kW to 199.99 kWOther2016January Monthly Peak | Portfolio Adjusted | 1-in-2 | Size: 20 kW to 199.99 kW | Other | 2016 | January Monthly Peak | 1
Portfolio Adjusted1-in-2Size: 20 kW to 199.99 kWOther2016February Monthly Peak | Portfolio Adjusted | 1-in-2 | Size: 20 kW to 199.99 kW | Other | 2016 | February Monthly Peak | 2
Portfolio Adjusted1-in-2Size: 20 kW to 199.99 kWOther2016March Monthly Peak | Portfolio Adjusted | 1-in-2 | Size: 20 kW to 199.99 kW | Other | 2016 | March Monthly Peak | 3
Portfolio Adjusted1-in-2Size: 20 kW to 199.99 kWOther2016April Monthly Peak | Portfolio Adjusted | 1-in-2 | Size: 20 kW to 199.99 kW | Other | 2016 | April Monthly Peak | 4
Portfolio Adjusted1-in-2Size: 20 kW to 199.99 kWOther2016May Monthly Peak | Portfolio Adjusted | 1-in-2 | Size: 20 kW to 199.99 kW | Other | 2016 | May Monthly Peak | 5
Portfolio Adjusted1-in-2Size: 20 kW to 199.99 kWOther2016June Monthly Peak | Portfolio Adjusted | 1-in-2 | Size: 20 kW to 199.99 kW | Other | 2016 | June Monthly Peak | 6
Portfolio Adjusted1-in-2Size: 20 kW to 199.99 kWOther2016July Monthly Peak | Portfolio Adjusted | 1-in-2 | Size: 20 kW to 199.99 kW | Other | 2016 | July Monthly Peak | 7
Portfolio Adjusted1-in-2Size: 20 kW to 199.99 kWOther2016August Monthly Peak | Portfolio Adjusted | 1-in-2 | Size: 20 kW to 199.99 kW | Other | 2016 | August Monthly Peak | 8
Portfolio Adjusted1-in-2Size: 20 kW to 199.99 kWOther2016September Monthly Peak | Portfolio Adjusted | 1-in-2 | Size: 20 kW to 199.99 kW | Other | 2016 | September Monthly Peak | 9
Portfolio Adjusted1-in-2Size: 20 kW to 199.99 kWOther2016October Monthly Peak | Portfolio Adjusted | 1-in-2 | Size: 20 kW to 199.99 kW | Other | 2016 | October Monthly Peak | 10
Portfolio Adjusted1-in-2Size: 20 kW to 199.99 kWOther2016November Monthly Peak | Portfolio Adjusted | 1-in-2 | Size: 20 kW to 199.99 kW | Other | 2016 | November Monthly Peak | 11
Portfolio Adjusted1-in-2Size: 20 kW to 199.99 kWOther2016December Monthly Peak | Portfolio Adjusted | 1-in-2 | Size: 20 kW to 199.99 kW | Other | 2016 | December Monthly Peak | 12
Portfolio Adjusted1-in-2Size: 20 kW to 199.99 kWOther2016Typical Event Day | Portfolio Adjusted | 1-in-2 | Size: 20 kW to 199.99 kW | Other | 2016 | Typical Event Day | 8
Portfolio Adjusted1-in-2Size: 20 kW to 199.99 kWOther2017January Monthly Peak | Portfolio Adjusted | 1-in-2 | Size: 20 kW to 199.99 kW | Other | 2017 | January Monthly Peak | 1
Portfolio Adjusted1-in-2Size: 20 kW to 199.99 kWOther2017February Monthly Peak | Portfolio Adjusted | 1-in-2 | Size: 20 kW to 199.99 kW | Other | 2017 | February Monthly Peak | 2
Portfolio Adjusted1-in-2Size: 20 kW to 199.99 kWOther2017March Monthly Peak | Portfolio Adjusted | 1-in-2 | Size: 20 kW to 199.99 kW | Other | 2017 | March Monthly Peak | 3
Portfolio Adjusted1-in-2Size: 20 kW to 199.99 kWOther2017April Monthly Peak | Portfolio Adjusted | 1-in-2 | Size: 20 kW to 199.99 kW | Other | 2017 | April Monthly Peak | 4
Portfolio Adjusted1-in-2Size: 20 kW to 199.99 kWOther2017May Monthly Peak | Portfolio Adjusted | 1-in-2 | Size: 20 kW to 199.99 kW | Other | 2017 | May Monthly Peak | 5
Portfolio Adjusted1-in-2Size: 20 kW to 199.99 kWOther2017June Monthly Peak | Portfolio Adjusted | 1-in-2 | Size: 20 kW to 199.99 kW | Other | 2017 | June Monthly Peak | 6
Portfolio Adjusted1-in-2Size: 20 kW to 199.99 kWOther2017July Monthly Peak | Portfolio Adjusted | 1-in-2 | Size: 20 kW to 199.99 kW | Other | 2017 | July Monthly Peak | 7
Portfolio Adjusted1-in-2Size: 20 kW to 199.99 kWOther2017August Monthly Peak | Portfolio Adjusted | 1-in-2 | Size: 20 kW to 199.99 kW | Other | 2017 | August Monthly Peak | 8
Portfolio Adjusted1-in-2Size: 20 kW to 199.99 kWOther2017September Monthly Peak | Portfolio Adjusted | 1-in-2 | Size: 20 kW to 199.99 kW | Other | 2017 | September Monthly Peak | 9
Portfolio Adjusted1-in-2Size: 20 kW to 199.99 kWOther2017October Monthly Peak | Portfolio Adjusted | 1-in-2 | Size: 20 kW to 199.99 kW | Other | 2017 | October Monthly Peak | 10
Portfolio Adjusted1-in-2Size: 20 kW to 199.99 kWOther2017November Monthly Peak | Portfolio Adjusted | 1-in-2 | Size: 20 kW to 199.99 kW | Other | 2017 | November Monthly Peak | 11
Portfolio Adjusted1-in-2Size: 20 kW to 199.99 kWOther2017December Monthly Peak | Portfolio Adjusted | 1-in-2 | Size: 20 kW to 199.99 kW | Other | 2017 | December Monthly Peak | 12
Portfolio Adjusted1-in-2Size: 20 kW to 199.99 kWOther2017Typical Event Day | Portfolio Adjusted | 1-in-2 | Size: 20 kW to 199.99 kW | Other | 2017 | Typical Event Day | 8
Portfolio Adjusted1-in-2Size: 20 kW to 199.99 kWOther2018January Monthly Peak | Portfolio Adjusted | 1-in-2 | Size: 20 kW to 199.99 kW | Other | 2018 | January Monthly Peak | 1
Portfolio Adjusted1-in-2Size: 20 kW to 199.99 kWOther2018February Monthly Peak | Portfolio Adjusted | 1-in-2 | Size: 20 kW to 199.99 kW | Other | 2018 | February Monthly Peak | 2
Portfolio Adjusted1-in-2Size: 20 kW to 199.99 kWOther2018March Monthly Peak | Portfolio Adjusted | 1-in-2 | Size: 20 kW to 199.99 kW | Other | 2018 | March Monthly Peak | 3
Portfolio Adjusted1-in-2Size: 20 kW to 199.99 kWOther2018April Monthly Peak | Portfolio Adjusted | 1-in-2 | Size: 20 kW to 199.99 kW | Other | 2018 | April Monthly Peak | 4 | 12.9781 | 12.3429 | 11.9812 | 11.9778 | 12.4352 | 13.5245 | 15.2468 | 17.0705 | 19.7805 | 21.9871 | 23.8261 | 25.0516 | 25.8342 | 26.5176 | 26.7102 | 26.298 | 25.1412 | 23.3281 | 21.4067 | 20.999 | 20.1682 | 18.5661 | 16.3014 | 14.4683 | 0 | 0 | 0 | 0 | 0 | 0 | 0 | 0 | 0 | 0 | 0 | 0 | 0 | 0 | 0.25463 | 0.25442 | 0.24963 | 0.17923 | 0 | 0 | 0 | 0 | 0 | 0 | 63.3292 | 62.0799 | 60.9174 | 59.8279 | 58.8656 | 58.0467 | 57.382 | 57.2576 | 59.5472 | 63.8594 | 69.3509 | 74.0899 | 77.4569 | 79.3983 | 80.6442 | 81.3496 | 81.3988 | 80.9217 | 79.9538 | 77.9724 | 74.3298 | 71.3445 | 68.882 | 66.7423 | 0.029918 | 0.030651 | 0.029163 | 0.025578 | 0.026409 | 0.027838 | 0.03237 | 0.037739 | 0.043676 | 0.047308 | 0.049581 | 0.051649 | 0.053324 | 0.054195 | 0.05341 | 0.049286 | 0.04482 | 0.041388 | 0.037583 | 0.037613 | 0.037446 | 0.034351 | 0.032517 | 0.033818
Portfolio Adjusted1-in-2Size: 20 kW to 199.99 kWOther2018May Monthly Peak | Portfolio Adjusted | 1-in-2 | Size: 20 kW to 199.99 kW | Other | 2018 | May Monthly Peak | 5 | 13.4792 | 12.776 | 12.3992 | 12.3707 | 12.8773 | 13.9523 | 15.3461 | 17.594 | 20.6284 | 22.9668 | 24.8826 | 26.1106 | 26.8484 | 27.4609 | 27.6145 | 27.2241 | 25.9965 | 24.1763 | 22.1523 | 21.3415 | 20.8547 | 19.2885 | 16.8992 | 15.0197 | 0 | 0 | 0 | 0 | 0 | 0 | 0 | 0 | 0 | 0 | 0 | 0 | 0 | 0 | 0.26325 | 0.26338 | 0.25812 | 0.18575 | 0 | 0 | 0 | 0 | 0 | 0 | 65.628 | 64.2971 | 63.114 | 61.9102 | 60.914 | 59.8336 | 58.7662 | 59.8507 | 63.909 | 68.4654 | 72.6951 | 76.5125 | 79.6871 | 82.0613 | 83.6474 | 84.5129 | 84.5996 | 84.0043 | 82.6594 | 80.6161 | 76.7938 | 73.206 | 70.8052 | 68.703 | 0.031073 | 0.031726 | 0.03018 | 0.026417 | 0.027348 | 0.028718 | 0.032581 | 0.038896 | 0.045548 | 0.049416 | 0.05178 | 0.053833 | 0.055417 | 0.056123 | 0.055218 | 0.051022 | 0.046345 | 0.042893 | 0.038892 | 0.038226 | 0.038721 | 0.035688 | 0.033709 | 0.035107
Portfolio Adjusted1-in-2Size: 20 kW to 199.99 kWOther2018June Monthly Peak | Portfolio Adjusted | 1-in-2 | Size: 20 kW to 199.99 kW | Other | 2018 | June Monthly Peak | 6 | 14.35 | 13.6074 | 13.1435 | 13.077 | 13.4913 | 14.652 | 16.3282 | 19.096 | 22.466 | 25.1518 | 27.1838 | 28.5419 | 29.2707 | 29.9503 | 30.1143 | 29.6438 | 28.489 | 26.5253 | 24.2381 | 22.8559 | 22.1933 | 20.5767 | 18.0496 | 16.0331 | 0 | 0 | 0 | 0 | 0 | 0 | 0 | 0 | 0 | 0 | 0 | 0 | 0 | 0 | 0.28709 | 0.28679 | 0.28287 | 0.20379 | 0 | 0 | 0 | 0 | 0 | 0 | 68.2921 | 66.6114 | 65.307 | 64.2836 | 63.0017 | 62.0102 | 61.2794 | 62.2688 | 66.2635 | 70.9058 | 75.3713 | 79.2955 | 82.4154 | 84.5112 | 85.7656 | 86.3834 | 86.6566 | 86.3228 | 85.1205 | 83.1371 | 80.219 | 76.4232 | 73.4873 | 71.3833 | 0.03308 | 0.033791 | 0.031992 | 0.027925 | 0.028652 | 0.030159 | 0.034666 | 0.042217 | 0.049606 | 0.054117 | 0.056568 | 0.058845 | 0.060417 | 0.06121 | 0.060217 | 0.055557 | 0.050788 | 0.047061 | 0.042554 | 0.040939 | 0.041206 | 0.038071 | 0.036004 | 0.037476
Portfolio Adjusted1-in-2Size: 20 kW to 199.99 kWOther2018July Monthly Peak | Portfolio Adjusted | 1-in-2 | Size: 20 kW to 199.99 kW | Other | 2018 | July Monthly Peak | 7 | 15.2002 | 14.3856 | 13.9079 | 13.8137 | 14.2541 | 15.6931 | 17.7388 | 20.5918 | 24.1136 | 26.922 | 29.0746 | 30.5359 | 31.3637 | 32.068 | 32.2608 | 31.716 | 30.5304 | 28.4443 | 25.7913 | 24.2292 | 23.4846 | 21.7796 | 19.1287 | 16.9911 | 0 | 0 | 0 | 0 | 0 | 0 | 0 | 0 | 0 | 0 | 0 | 0 | 0 | 0 | 0.30755 | 0.30684 | 0.30314 | 0.21854 | 0 | 0 | 0 | 0 | 0 | 0 | 71.684 | 70.6968 | 69.6555 | 68.5406 | 67.3847 | 66.6052 | 65.913 | 66.2849 | 69.3202 | 73.9122 | 78.3398 | 81.9561 | 84.8695 | 87.2976 | 89.0847 | 89.9869 | 90.1321 | 89.4267 | 88.0289 | 86.48 | 83.3493 | 79.4708 | 76.8047 | 75.0691 | 0.03504 | 0.035723 | 0.033852 | 0.029499 | 0.030272 | 0.032301 | 0.037661 | 0.045524 | 0.053244 | 0.057926 | 0.060503 | 0.062956 | 0.064737 | 0.065538 | 0.064509 | 0.05944 | 0.054428 | 0.050466 | 0.045281 | 0.043399 | 0.043603 | 0.040297 | 0.038156 | 0.039715
Portfolio Adjusted1-in-2Size: 20 kW to 199.99 kWOther2018August Monthly Peak | Portfolio Adjusted | 1-in-2 | Size: 20 kW to 199.99 kW | Other | 2018 | August Monthly Peak | 8 | 15.5739 | 14.7353 | 14.2402 | 14.1665 | 14.6408 | 16.1166 | 18.3356 | 21.1469 | 25.0174 | 28.1063 | 30.4674 | 32.0237 | 32.846 | 33.5169 | 33.6141 | 32.9722 | 31.6989 | 29.4022 | 26.4712 | 25.1563 | 24.2315 | 22.2972 | 19.5997 | 17.3316 | 0 | 0 | 0 | 0 | 0 | 0 | 0 | 0 | 0 | 0 | 0 | 0 | 0 | 0 | 0.32045 | 0.31899 | 0.31474 | 0.2259 | 0 | 0 | 0 | 0 | 0 | 0 | 73.9205 | 72.6102 | 71.2027 | 69.9903 | 68.9525 | 67.9802 | 67.206 | 66.9173 | 70.0891 | 75.8632 | 81.1289 | 85.0505 | 88.4167 | 90.9248 | 92.1475 | 92.7653 | 92.686 | 91.9321 | 90.3796 | 88.0093 | 84.4459 | 81.1716 | 78.7893 | 77.0085 | 0.035902 | 0.036592 | 0.034661 | 0.030252 | 0.031093 | 0.033173 | 0.038928 | 0.046751 | 0.055239 | 0.060474 | 0.063401 | 0.066024 | 0.067797 | 0.068499 | 0.067215 | 0.061795 | 0.056511 | 0.052165 | 0.046475 | 0.045059 | 0.04499 | 0.041254 | 0.039096 | 0.04051
Portfolio Adjusted1-in-2Size: 20 kW to 199.99 kWOther2018September Monthly Peak | Portfolio Adjusted | 1-in-2 | Size: 20 kW to 199.99 kW | Other | 2018 | September Monthly Peak | 9 | 14.775 | 14.0568 | 13.6287 | 13.5539 | 14.0684 | 15.3959 | 17.6387 | 19.8367 | 23.2585 | 26.0585 | 28.2534 | 29.6323 | 30.4932 | 31.1868 | 31.2669 | 30.6373 | 29.313 | 27.0752 | 24.6172 | 24.0304 | 22.5993 | 20.7548 | 18.1437 | 16.21 | 0 | 0 | 0 | 0 | 0 | 0 | 0 | 0 | 0 | 0 | 0 | 0 | 0 | 0 | 0.29807 | 0.2964 | 0.29105 | 0.20802 | 0 | 0 | 0 | 0 | 0 | 0 | 68.521 | 67.2986 | 65.9749 | 64.6402 | 63.6507 | 62.6229 | 62.1109 | 61.7362 | 63.8728 | 69.4193 | 75.8085 | 81.662 | 85.4554 | 87.7216 | 88.8239 | 89.6094 | 89.5488 | 88.8107 | 87.005 | 83.7772 | 79.878 | 77.0602 | 74.9112 | 73.5787 | 0.03406 | 0.034907 | 0.033173 | 0.028944 | 0.029877 | 0.03169 | 0.037449 | 0.043854 | 0.051356 | 0.056068 | 0.058794 | 0.061093 | 0.062941 | 0.063737 | 0.062521 | 0.057419 | 0.052258 | 0.048037 | 0.04322 | 0.043043 | 0.04196 | 0.0384 | 0.036192 | 0.037889
Portfolio Adjusted1-in-2Size: 20 kW to 199.99 kWOther2018October Monthly Peak | Portfolio Adjusted | 1-in-2 | Size: 20 kW to 199.99 kW | Other | 2018 | October Monthly Peak | 10 | 14.0148 | 13.3338 | 12.974 | 12.9312 | 13.4017 | 14.6865 | 17.0681 | 18.9256 | 21.8198 | 24.5463 | 26.6042 | 28.0422 | 28.7828 | 29.4706 | 29.6038 | 28.9812 | 27.5901 | 25.4801 | 23.996 | 23.0806 | 21.529 | 19.7581 | 17.3155 | 15.4725 | 0 | 0 | 0 | 0 | 0 | 0 | 0 | 0 | 0 | 0 | 0 | 0 | 0 | 0 | 0.28222 | 0.28038 | 0.27394 | 0.19576 | 0 | 0 | 0 | 0 | 0 | 0 | 68.074 | 67.3095 | 66.0672 | 65.2715 | 64.3199 | 63.7102 | 63.0385 | 62.5629 | 63.4709 | 68.1266 | 74.4537 | 79.8808 | 83.442 | 85.787 | 87.1274 | 87.4673 | 86.9786 | 85.8893 | 83.7026 | 80.0185 | 75.7319 | 72.6095 | 70.2892 | 68.3348 | 0.032308 | 0.033112 | 0.031579 | 0.027614 | 0.028461 | 0.03023 | 0.036237 | 0.04184 | 0.048179 | 0.052814 | 0.055362 | 0.057815 | 0.05941 | 0.06023 | 0.059196 | 0.054315 | 0.049186 | 0.045206 | 0.042129 | 0.041342 | 0.039973 | 0.036556 | 0.034539 | 0.036165
Portfolio Adjusted1-in-2Size: 20 kW to 199.99 kWOther2018November Monthly Peak | Portfolio Adjusted | 1-in-2 | Size: 20 kW to 199.99 kW | Other | 2018 | November Monthly Peak | 11 | 12.3867 | 11.8438 | 11.6495 | 11.6584 | 12.1729 | 13.2875 | 14.8345 | 16.5507 | 18.913 | 20.6959 | 22.0439 | 22.8558 | 23.334 | 23.7398 | 23.721 | 23.1101 | 22.1903 | 21.8125 | 20.3376 | 19.3165 | 18.1933 | 16.8097 | 14.9516 | 13.4562 | 0 | 0 | 0 | 0 | 0 | 0 | 0 | 0 | 0 | 0 | 0 | 0 | 0 | 0 | 0.22614 | 0.22358 | 0.22033 | 0.16759 | 0 | 0 | 0 | 0 | 0 | 0 | 55.695 | 54.8938 | 53.7466 | 52.7244 | 51.8847 | 51.4207 | 50.7494 | 50.7458 | 54.1773 | 60.1779 | 66.7832 | 71.8193 | 75.1302 | 76.8139 | 77.6891 | 77.5878 | 75.922 | 72.33 | 67.922 | 64.6735 | 62.257 | 60.2114 | 59.2336 | 58.0303 | 0.028554 | 0.029411 | 0.028355 | 0.024896 | 0.025852 | 0.02735 | 0.031495 | 0.03659 | 0.041761 | 0.044529 | 0.045873 | 0.047122 | 0.048163 | 0.048518 | 0.047433 | 0.043312 | 0.039559 | 0.038699 | 0.035706 | 0.034599 | 0.033779 | 0.031101 | 0.029824 | 0.031452
Portfolio Adjusted1-in-2Size: 20 kW to 199.99 kWOther2018December Monthly Peak | Portfolio Adjusted | 1-in-2 | Size: 20 kW to 199.99 kW | Other | 2018 | December Monthly Peak | 12 | 12.0232 | 11.8342 | 11.735 | 11.8534 | 12.2663 | 14.3383 | 17.4098 | 19.1907 | 21.4047 | 22.3066 | 22.2193 | 21.9244 | 21.1394 | 20.8956 | 20.3015 | 19.2541 | 19.1554 | 19.1165 | 17.9014 | 17.0823 | 16.4025 | 15.4377 | 14.3996 | 13.148 | 0 | 0 | 0 | 0 | 0 | 0 | 0 | 0 | 0 | 0 | 0 | 0 | 0 | 0 | 0.19354 | 0.18627 | 0.19019 | 0.14687 | 0 | 0 | 0 | 0 | 0 | 0 | 43.0566 | 42.5933 | 41.7391 | 40.9853 | 40.2507 | 39.703 | 39.7035 | 39.7033 | 40.0993 | 42.8086 | 45.4947 | 47.4965 | 48.8299 | 49.655 | 50.3848 | 50.6148 | 50.2586 | 48.8082 | 47.0106 | 45.6899 | 44.7301 | 43.8469 | 42.949 | 42.0436 | 0.027716 | 0.029388 | 0.028564 | 0.025313 | 0.02605 | 0.029513 | 0.036963 | 0.042426 | 0.047262 | 0.047995 | 0.046238 | 0.045202 | 0.043634 | 0.042705 | 0.040595 | 0.036085 | 0.034149 | 0.033916 | 0.031429 | 0.030597 | 0.030454 | 0.028563 | 0.028723 | 0.030732
Portfolio Adjusted1-in-2Size: 20 kW to 199.99 kWOther2018Typical Event Day | Portfolio Adjusted | 1-in-2 | Size: 20 kW to 199.99 kW | Other | 2018 | Typical Event Day | 8 | 15.1375 | 14.3139 | 13.845 | 13.7816 | 14.2577 | 15.6043 | 17.6364 | 20.2346 | 23.7726 | 26.6113 | 28.8057 | 30.2609 | 31.1106 | 31.8193 | 31.9957 | 31.4631 | 30.2537 | 28.1184 | 25.4131 | 24.2068 | 23.3751 | 21.531 | 18.9154 | 16.7393 | 0 | 0 | 0 | 0 | 0 | 0 | 0 | 0 | 0 | 0 | 0 | 0 | 0 | 0 | 0.30502 | 0.30439 | 0.30039 | 0.21604 | 0 | 0 | 0 | 0 | 0 | 0 | 70.6044 | 69.3042 | 68.035 | 66.8637 | 65.7474 | 64.8046 | 64.1273 | 64.3018 | 67.3864 | 72.5252 | 77.6621 | 81.991 | 85.2893 | 87.6138 | 88.9554 | 89.6863 | 89.7559 | 89.1231 | 87.6335 | 85.3509 | 81.973 | 78.5315 | 75.9981 | 74.2599 | 0.034895 | 0.035545 | 0.033699 | 0.02943 | 0.030279 | 0.032119 | 0.037444 | 0.044734 | 0.052491 | 0.057257 | 0.059944 | 0.062389 | 0.064215 | 0.06503 | 0.063979 | 0.058966 | 0.053935 | 0.049887 | 0.044617 | 0.043359 | 0.0434 | 0.039837 | 0.037731 | 0.039126
Portfolio Adjusted1-in-2Size: 20 kW to 199.99 kWOther2019January Monthly Peak | Portfolio Adjusted | 1-in-2 | Size: 20 kW to 199.99 kW | Other | 2019 | January Monthly Peak | 1 | 11.471 | 11.2954 | 11.1865 | 11.3359 | 11.6443 | 13.8202 | 17.1008 | 18.7598 | 20.7858 | 21.8235 | 21.9063 | 21.9943 | 21.4186 | 21.4606 | 20.9589 | 19.8489 | 19.384 | 19.0859 | 17.7755 | 16.7589 | 16.0121 | 14.8079 | 13.6216 | 12.4728 | 0 | 0 | 0 | 0 | 0 | 0 | 0 | 0 | 0 | 0 | 0 | 0 | 0 | 0 | 0.1998 | 0.19203 | 0.19246 | 0.14664 | 0 | 0 | 0 | 0 | 0 | 0 | 46.61 | 46.1993 | 46.0099 | 45.6418 | 45.3456 | 45.1934 | 45.132 | 44.8475 | 45.1047 | 46.8686 | 49.1472 | 51.2479 | 52.8929 | 53.8624 | 54.4459 | 54.3451 | 54.1173 | 53.2092 | 51.4973 | 50.2095 | 49.3953 | 48.8985 | 48.0721 | 47.3186 | 0.026443 | 0.02805 | 0.027229 | 0.024207 | 0.024729 | 0.028446 | 0.036307 | 0.041474 | 0.045896 | 0.046956 | 0.045586 | 0.045346 | 0.04421 | 0.04386 | 0.041909 | 0.0372 | 0.034557 | 0.033862 | 0.031208 | 0.030018 | 0.029729 | 0.027398 | 0.027171 | 0.029154
Portfolio Adjusted1-in-2Size: 20 kW to 199.99 kWOther2019February Monthly Peak | Portfolio Adjusted | 1-in-2 | Size: 20 kW to 199.99 kW | Other | 2019 | February Monthly Peak | 2 | 11.9355 | 11.5435 | 11.3666 | 11.5066 | 11.9488 | 13.5014 | 15.8826 | 17.3239 | 19.4813 | 20.8065 | 21.5608 | 22.0272 | 22.0597 | 22.3667 | 22.2551 | 21.5965 | 20.7519 | 20.035 | 19.3613 | 18.2983 | 17.3424 | 15.9991 | 14.3594 | 12.9841 | 0 | 0 | 0 | 0 | 0 | 0 | 0 | 0 | 0 | 0 | 0 | 0 | 0 | 0 | 0.21216 | 0.20894 | 0.20605 | 0.15393 | 0 | 0 | 0 | 0 | 0 | 0 | 48.6913 | 48.0986 | 47.6149 | 47.2486 | 47.3881 | 47.0024 | 46.5304 | 46.9852 | 48.2087 | 51.6612 | 55.544 | 58.3312 | 60.0902 | 60.9525 | 61.5312 | 62.0289 | 62.0271 | 61.1085 | 58.9603 | 56.4508 | 54.879 | 53.5483 | 52.4787 | 51.1069 | 0.027514 | 0.028666 | 0.027667 | 0.024572 | 0.025376 | 0.02779 | 0.03372 | 0.038299 | 0.043015 | 0.044768 | 0.044867 | 0.045414 | 0.045533 | 0.045711 | 0.044501 | 0.040475 | 0.036995 | 0.035546 | 0.033992 | 0.032776 | 0.032199 | 0.029601 | 0.028643 | 0.030349
Portfolio Adjusted1-in-2Size: 20 kW to 199.99 kWOther2019March Monthly Peak | Portfolio Adjusted | 1-in-2 | Size: 20 kW to 199.99 kW | Other | 2019 | March Monthly Peak | 3 | 12.0956 | 11.6764 | 11.4464 | 11.5285 | 11.9088 | 13.4529 | 16.0265 | 17.5119 | 19.4894 | 20.9304 | 21.7246 | 22.2688 | 22.4388 | 22.8797 | 22.8863 | 22.2883 | 21.542 | 20.2138 | 19.0947 | 18.7978 | 17.9148 | 16.5408 | 14.8132 | 13.3371 | 0 | 0 | 0 | 0 | 0 | 0 | 0 | 0 | 0 | 0 | 0 | 0 | 0 | 0 | 0.21818 | 0.21563 | 0.21389 | 0.1553 | 0 | 0 | 0 | 0 | 0 | 0 | 50.4946 | 49.7343 | 48.9508 | 48.381 | 47.8145 | 47.437 | 47.0096 | 46.9968 | 49.1685 | 52.1678 | 55.0618 | 57.5999 | 59.9609 | 61.4251 | 62.3657 | 63.039 | 62.7938 | 62.0049 | 59.8847 | 56.9133 | 54.773 | 53.1951 | 51.7786 | 50.67 | 0.027883 | 0.028996 | 0.027861 | 0.024619 | 0.025291 | 0.027691 | 0.034026 | 0.038715 | 0.043033 | 0.045034 | 0.045208 | 0.045912 | 0.046316 | 0.04676 | 0.045763 | 0.041772 | 0.038404 | 0.035863 | 0.033524 | 0.03367 | 0.033262 | 0.030604 | 0.029548 | 0.031174
Portfolio Adjusted1-in-2Size: 20 kW to 199.99 kWOther2019April Monthly Peak | Portfolio Adjusted | 1-in-2 | Size: 20 kW to 199.99 kW | Other | 2019 | April Monthly Peak | 4 | 12.9781 | 12.3429 | 11.9812 | 11.9778 | 12.4352 | 13.5245 | 15.2468 | 17.0705 | 19.7805 | 21.9871 | 23.8261 | 25.0516 | 25.8342 | 26.5176 | 26.7102 | 26.298 | 25.1412 | 23.3281 | 21.4067 | 20.999 | 20.1682 | 18.5661 | 16.3014 | 14.4683 | 0 | 0 | 0 | 0 | 0 | 0 | 0 | 0 | 0 | 0 | 0 | 0 | 0 | 0 | 0.25463 | 0.25442 | 0.24963 | 0.17923 | 0 | 0 | 0 | 0 | 0 | 0 | 63.3292 | 62.0799 | 60.9174 | 59.8279 | 58.8656 | 58.0467 | 57.382 | 57.2576 | 59.5472 | 63.8594 | 69.3509 | 74.0899 | 77.4569 | 79.3983 | 80.6442 | 81.3496 | 81.3988 | 80.9217 | 79.9538 | 77.9724 | 74.3298 | 71.3445 | 68.882 | 66.7423 | 0.029918 | 0.030651 | 0.029163 | 0.025578 | 0.026409 | 0.027838 | 0.03237 | 0.037739 | 0.043676 | 0.047308 | 0.049581 | 0.051649 | 0.053324 | 0.054195 | 0.05341 | 0.049286 | 0.04482 | 0.041388 | 0.037583 | 0.037613 | 0.037446 | 0.034351 | 0.032517 | 0.033818
Portfolio Adjusted1-in-2Size: 20 kW to 199.99 kWOther2019May Monthly Peak | Portfolio Adjusted | 1-in-2 | Size: 20 kW to 199.99 kW | Other | 2019 | May Monthly Peak | 5 | 13.4792 | 12.776 | 12.3992 | 12.3707 | 12.8773 | 13.9523 | 15.3461 | 17.594 | 20.6284 | 22.9668 | 24.8827 | 26.1106 | 26.8484 | 27.4609 | 27.6145 | 27.2241 | 25.9965 | 24.1763 | 22.1523 | 21.3415 | 20.8547 | 19.2885 | 16.8992 | 15.0197 | 0 | 0 | 0 | 0 | 0 | 0 | 0 | 0 | 0 | 0 | 0 | 0 | 0 | 0 | 0.26325 | 0.26338 | 0.25812 | 0.18575 | 0 | 0 | 0 | 0 | 0 | 0 | 65.628 | 64.2971 | 63.114 | 61.9102 | 60.914 | 59.8336 | 58.7662 | 59.8507 | 63.909 | 68.4654 | 72.6951 | 76.5125 | 79.6871 | 82.0613 | 83.6474 | 84.5129 | 84.5996 | 84.0043 | 82.6594 | 80.6161 | 76.7938 | 73.206 | 70.8052 | 68.703 | 0.031073 | 0.031726 | 0.03018 | 0.026417 | 0.027348 | 0.028718 | 0.032581 | 0.038896 | 0.045548 | 0.049416 | 0.05178 | 0.053833 | 0.055417 | 0.056123 | 0.055218 | 0.051022 | 0.046345 | 0.042893 | 0.038892 | 0.038226 | 0.038721 | 0.035688 | 0.033709 | 0.035107
Portfolio Adjusted1-in-2Size: 20 kW to 199.99 kWOther2019June Monthly Peak | Portfolio Adjusted | 1-in-2 | Size: 20 kW to 199.99 kW | Other | 2019 | June Monthly Peak | 6 | 14.35 | 13.6074 | 13.1435 | 13.077 | 13.4913 | 14.652 | 16.3282 | 19.096 | 22.466 | 25.1518 | 27.1838 | 28.5419 | 29.2707 | 29.9503 | 30.1143 | 29.6438 | 28.489 | 26.5252 | 24.2381 | 22.8559 | 22.1933 | 20.5767 | 18.0496 | 16.0331 | 0 | 0 | 0 | 0 | 0 | 0 | 0 | 0 | 0 | 0 | 0 | 0 | 0 | 0 | 0.28709 | 0.28679 | 0.28287 | 0.20379 | 0 | 0 | 0 | 0 | 0 | 0 | 68.2921 | 66.6114 | 65.307 | 64.2836 | 63.0017 | 62.0102 | 61.2794 | 62.2688 | 66.2635 | 70.9058 | 75.3713 | 79.2955 | 82.4154 | 84.5112 | 85.7656 | 86.3834 | 86.6566 | 86.3228 | 85.1205 | 83.1371 | 80.219 | 76.4232 | 73.4873 | 71.3833 | 0.03308 | 0.033791 | 0.031992 | 0.027925 | 0.028652 | 0.030159 | 0.034666 | 0.042217 | 0.049606 | 0.054117 | 0.056568 | 0.058845 | 0.060417 | 0.06121 | 0.060217 | 0.055557 | 0.050788 | 0.047061 | 0.042554 | 0.040939 | 0.041206 | 0.038071 | 0.036004 | 0.037476
Portfolio Adjusted1-in-2Size: 20 kW to 199.99 kWOther2019July Monthly Peak | Portfolio Adjusted | 1-in-2 | Size: 20 kW to 199.99 kW | Other | 2019 | July Monthly Peak | 7 | 15.2002 | 14.3856 | 13.9079 | 13.8137 | 14.2541 | 15.6931 | 17.7388 | 20.5918 | 24.1136 | 26.922 | 29.0746 | 30.5359 | 31.3637 | 32.068 | 32.2608 | 31.716 | 30.5304 | 28.4443 | 25.7913 | 24.2292 | 23.4846 | 21.7796 | 19.1287 | 16.9911 | 0 | 0 | 0 | 0 | 0 | 0 | 0 | 0 | 0 | 0 | 0 | 0 | 0 | 0 | 0.30755 | 0.30684 | 0.30314 | 0.21854 | 0 | 0 | 0 | 0 | 0 | 0 | 71.684 | 70.6968 | 69.6555 | 68.5406 | 67.3847 | 66.6052 | 65.913 | 66.2849 | 69.3202 | 73.9122 | 78.3398 | 81.9561 | 84.8695 | 87.2976 | 89.0847 | 89.9869 | 90.1321 | 89.4267 | 88.0289 | 86.48 | 83.3493 | 79.4708 | 76.8047 | 75.0691 | 0.03504 | 0.035723 | 0.033852 | 0.029499 | 0.030272 | 0.032301 | 0.037661 | 0.045524 | 0.053244 | 0.057926 | 0.060503 | 0.062956 | 0.064737 | 0.065538 | 0.064509 | 0.05944 | 0.054428 | 0.050466 | 0.045281 | 0.043399 | 0.043603 | 0.040297 | 0.038156 | 0.039715
Portfolio Adjusted1-in-2Size: 20 kW to 199.99 kWOther2019August Monthly Peak | Portfolio Adjusted | 1-in-2 | Size: 20 kW to 199.99 kW | Other | 2019 | August Monthly Peak | 8 | 15.5739 | 14.7353 | 14.2402 | 14.1666 | 14.6408 | 16.1166 | 18.3356 | 21.1469 | 25.0174 | 28.1063 | 30.4674 | 32.0237 | 32.846 | 33.517 | 33.6141 | 32.9722 | 31.6989 | 29.4022 | 26.4712 | 25.1563 | 24.2315 | 22.2972 | 19.5997 | 17.3316 | 0 | 0 | 0 | 0 | 0 | 0 | 0 | 0 | 0 | 0 | 0 | 0 | 0 | 0 | 0.32045 | 0.31899 | 0.31474 | 0.2259 | 0 | 0 | 0 | 0 | 0 | 0 | 73.9205 | 72.6102 | 71.2027 | 69.9903 | 68.9525 | 67.9802 | 67.206 | 66.9173 | 70.0891 | 75.8632 | 81.1289 | 85.0505 | 88.4167 | 90.9248 | 92.1475 | 92.7652 | 92.686 | 91.9321 | 90.3796 | 88.0093 | 84.4459 | 81.1716 | 78.7893 | 77.0085 | 0.035902 | 0.036592 | 0.034661 | 0.030252 | 0.031093 | 0.033173 | 0.038928 | 0.046751 | 0.055239 | 0.060474 | 0.063401 | 0.066024 | 0.067797 | 0.068499 | 0.067215 | 0.061795 | 0.056511 | 0.052165 | 0.046475 | 0.045059 | 0.04499 | 0.041254 | 0.039096 | 0.04051
Portfolio Adjusted1-in-2Size: 20 kW to 199.99 kWOther2019September Monthly Peak | Portfolio Adjusted | 1-in-2 | Size: 20 kW to 199.99 kW | Other | 2019 | September Monthly Peak | 9 | 14.775 | 14.0568 | 13.6287 | 13.5539 | 14.0684 | 15.3959 | 17.6387 | 19.8367 | 23.2585 | 26.0585 | 28.2534 | 29.6323 | 30.4932 | 31.1868 | 31.2669 | 30.6373 | 29.313 | 27.0752 | 24.6172 | 24.0304 | 22.5993 | 20.7548 | 18.1437 | 16.21 | 0 | 0 | 0 | 0 | 0 | 0 | 0 | 0 | 0 | 0 | 0 | 0 | 0 | 0 | 0.29807 | 0.2964 | 0.29105 | 0.20802 | 0 | 0 | 0 | 0 | 0 | 0 | 68.521 | 67.2986 | 65.9749 | 64.6402 | 63.6507 | 62.6229 | 62.1109 | 61.7362 | 63.8728 | 69.4193 | 75.8085 | 81.662 | 85.4554 | 87.7216 | 88.8239 | 89.6094 | 89.5489 | 88.8107 | 87.005 | 83.7772 | 79.878 | 77.0602 | 74.9112 | 73.5787 | 0.03406 | 0.034907 | 0.033173 | 0.028944 | 0.029877 | 0.03169 | 0.037449 | 0.043854 | 0.051356 | 0.056068 | 0.058794 | 0.061093 | 0.062941 | 0.063737 | 0.062521 | 0.057419 | 0.052258 | 0.048037 | 0.04322 | 0.043043 | 0.04196 | 0.0384 | 0.036192 | 0.037889
Portfolio Adjusted1-in-2Size: 20 kW to 199.99 kWOther2019October Monthly Peak | Portfolio Adjusted | 1-in-2 | Size: 20 kW to 199.99 kW | Other | 2019 | October Monthly Peak | 10 | 14.0148 | 13.3338 | 12.974 | 12.9312 | 13.4017 | 14.6865 | 17.0681 | 18.9256 | 21.8198 | 24.5463 | 26.6042 | 28.0422 | 28.7828 | 29.4706 | 29.6038 | 28.9812 | 27.5901 | 25.4801 | 23.996 | 23.0806 | 21.529 | 19.7581 | 17.3155 | 15.4725 | 0 | 0 | 0 | 0 | 0 | 0 | 0 | 0 | 0 | 0 | 0 | 0 | 0 | 0 | 0.28222 | 0.28038 | 0.27394 | 0.19576 | 0 | 0 | 0 | 0 | 0 | 0 | 68.074 | 67.3095 | 66.0672 | 65.2715 | 64.32 | 63.7102 | 63.0385 | 62.5629 | 63.4709 | 68.1266 | 74.4537 | 79.8808 | 83.442 | 85.787 | 87.1274 | 87.4673 | 86.9786 | 85.8893 | 83.7026 | 80.0185 | 75.7319 | 72.6095 | 70.2892 | 68.3348 | 0.032308 | 0.033112 | 0.031579 | 0.027614 | 0.028461 | 0.03023 | 0.036237 | 0.04184 | 0.048179 | 0.052814 | 0.055362 | 0.057815 | 0.05941 | 0.06023 | 0.059196 | 0.054315 | 0.049186 | 0.045206 | 0.042129 | 0.041342 | 0.039973 | 0.036556 | 0.034539 | 0.036165
Portfolio Adjusted1-in-2Size: 20 kW to 199.99 kWOther2019November Monthly Peak | Portfolio Adjusted | 1-in-2 | Size: 20 kW to 199.99 kW | Other | 2019 | November Monthly Peak | 11 | 12.3867 | 11.8438 | 11.6495 | 11.6584 | 12.1729 | 13.2875 | 14.8345 | 16.5507 | 18.913 | 20.6959 | 22.0439 | 22.8558 | 23.334 | 23.7398 | 23.721 | 23.1101 | 22.1903 | 21.8125 | 20.3376 | 19.3165 | 18.1933 | 16.8097 | 14.9516 | 13.4562 | 0 | 0 | 0 | 0 | 0 | 0 | 0 | 0 | 0 | 0 | 0 | 0 | 0 | 0 | 0.22614 | 0.22358 | 0.22033 | 0.16759 | 0 | 0 | 0 | 0 | 0 | 0 | 55.695 | 54.8938 | 53.7466 | 52.7244 | 51.8847 | 51.4207 | 50.7494 | 50.7458 | 54.1773 | 60.1779 | 66.7832 | 71.8193 | 75.1302 | 76.8139 | 77.6891 | 77.5878 | 75.922 | 72.33 | 67.922 | 64.6735 | 62.257 | 60.2114 | 59.2336 | 58.0303 | 0.028554 | 0.029411 | 0.028355 | 0.024896 | 0.025852 | 0.02735 | 0.031495 | 0.03659 | 0.041761 | 0.044529 | 0.045873 | 0.047122 | 0.048163 | 0.048518 | 0.047433 | 0.043312 | 0.039559 | 0.038699 | 0.035706 | 0.034599 | 0.033779 | 0.031101 | 0.029824 | 0.031452
Portfolio Adjusted1-in-2Size: 20 kW to 199.99 kWOther2019December Monthly Peak | Portfolio Adjusted | 1-in-2 | Size: 20 kW to 199.99 kW | Other | 2019 | December Monthly Peak | 12 | 12.0232 | 11.8342 | 11.735 | 11.8534 | 12.2663 | 14.3383 | 17.4098 | 19.1907 | 21.4047 | 22.3066 | 22.2193 | 21.9244 | 21.1394 | 20.8956 | 20.3015 | 19.2541 | 19.1554 | 19.1165 | 17.9014 | 17.0823 | 16.4025 | 15.4377 | 14.3996 | 13.148 | 0 | 0 | 0 | 0 | 0 | 0 | 0 | 0 | 0 | 0 | 0 | 0 | 0 | 0 | 0.19354 | 0.18627 | 0.19019 | 0.14687 | 0 | 0 | 0 | 0 | 0 | 0 | 43.0566 | 42.5933 | 41.7391 | 40.9853 | 40.2507 | 39.703 | 39.7035 | 39.7033 | 40.0993 | 42.8086 | 45.4947 | 47.4965 | 48.8299 | 49.655 | 50.3848 | 50.6148 | 50.2586 | 48.8082 | 47.0106 | 45.6899 | 44.7301 | 43.8469 | 42.949 | 42.0436 | 0.027716 | 0.029388 | 0.028564 | 0.025313 | 0.02605 | 0.029513 | 0.036963 | 0.042426 | 0.047262 | 0.047995 | 0.046238 | 0.045202 | 0.043634 | 0.042705 | 0.040595 | 0.036085 | 0.034149 | 0.033916 | 0.031429 | 0.030597 | 0.030454 | 0.028563 | 0.028723 | 0.030732
Portfolio Adjusted1-in-2Size: 20 kW to 199.99 kWOther2019Typical Event Day | Portfolio Adjusted | 1-in-2 | Size: 20 kW to 199.99 kW | Other | 2019 | Typical Event Day | 8 | 15.1375 | 14.3139 | 13.845 | 13.7816 | 14.2577 | 15.6043 | 17.6364 | 20.2346 | 23.7726 | 26.6113 | 28.8057 | 30.2609 | 31.1106 | 31.8193 | 31.9957 | 31.4631 | 30.2537 | 28.1184 | 25.4131 | 24.2068 | 23.3751 | 21.531 | 18.9154 | 16.7393 | 0 | 0 | 0 | 0 | 0 | 0 | 0 | 0 | 0 | 0 | 0 | 0 | 0 | 0 | 0.30502 | 0.30439 | 0.30039 | 0.21604 | 0 | 0 | 0 | 0 | 0 | 0 | 70.6044 | 69.3042 | 68.035 | 66.8637 | 65.7474 | 64.8046 | 64.1273 | 64.3018 | 67.3864 | 72.5252 | 77.6621 | 81.991 | 85.2893 | 87.6138 | 88.9554 | 89.6863 | 89.7559 | 89.1231 | 87.6335 | 85.3509 | 81.973 | 78.5315 | 75.9981 | 74.2599 | 0.034895 | 0.035545 | 0.033699 | 0.02943 | 0.030279 | 0.032119 | 0.037444 | 0.044734 | 0.052491 | 0.057257 | 0.059944 | 0.062389 | 0.064215 | 0.06503 | 0.063979 | 0.058966 | 0.053935 | 0.049887 | 0.044617 | 0.043359 | 0.0434 | 0.039837 | 0.037731 | 0.039126
Portfolio Adjusted1-in-2Size: 20 kW to 199.99 kWOther2020January Monthly Peak | Portfolio Adjusted | 1-in-2 | Size: 20 kW to 199.99 kW | Other | 2020 | January Monthly Peak | 1 | 11.471 | 11.2954 | 11.1865 | 11.3359 | 11.6443 | 13.8202 | 17.1008 | 18.7598 | 20.7858 | 21.8235 | 21.9063 | 21.9943 | 21.4186 | 21.4606 | 20.9589 | 19.8489 | 19.384 | 19.0859 | 17.7755 | 16.7589 | 16.0121 | 14.8079 | 13.6216 | 12.4728 | 0 | 0 | 0 | 0 | 0 | 0 | 0 | 0 | 0 | 0 | 0 | 0 | 0 | 0 | 0.1998 | 0.19203 | 0.19246 | 0.14664 | 0 | 0 | 0 | 0 | 0 | 0 | 46.61 | 46.1994 | 46.0099 | 45.6418 | 45.3456 | 45.1934 | 45.132 | 44.8475 | 45.1047 | 46.8686 | 49.1472 | 51.2479 | 52.8929 | 53.8624 | 54.4459 | 54.3451 | 54.1173 | 53.2092 | 51.4973 | 50.2095 | 49.3953 | 48.8985 | 48.0721 | 47.3186 | 0.026443 | 0.02805 | 0.027229 | 0.024207 | 0.024729 | 0.028446 | 0.036307 | 0.041474 | 0.045896 | 0.046956 | 0.045586 | 0.045346 | 0.04421 | 0.04386 | 0.041909 | 0.0372 | 0.034557 | 0.033862 | 0.031208 | 0.030018 | 0.029729 | 0.027398 | 0.027171 | 0.029154
Portfolio Adjusted1-in-2Size: 20 kW to 199.99 kWOther2020February Monthly Peak | Portfolio Adjusted | 1-in-2 | Size: 20 kW to 199.99 kW | Other | 2020 | February Monthly Peak | 2 | 11.9355 | 11.5435 | 11.3666 | 11.5066 | 11.9488 | 13.5014 | 15.8826 | 17.3239 | 19.4813 | 20.8065 | 21.5608 | 22.0272 | 22.0597 | 22.3667 | 22.2551 | 21.5965 | 20.7519 | 20.035 | 19.3613 | 18.2983 | 17.3424 | 15.9991 | 14.3594 | 12.9841 | 0 | 0 | 0 | 0 | 0 | 0 | 0 | 0 | 0 | 0 | 0 | 0 | 0 | 0 | 0.21216 | 0.20894 | 0.20605 | 0.15393 | 0 | 0 | 0 | 0 | 0 | 0 | 48.6913 | 48.0986 | 47.6149 | 47.2486 | 47.3881 | 47.0024 | 46.5304 | 46.9852 | 48.2087 | 51.6612 | 55.544 | 58.3312 | 60.0902 | 60.9525 | 61.5312 | 62.0289 | 62.0271 | 61.1085 | 58.9603 | 56.4508 | 54.879 | 53.5483 | 52.4787 | 51.1069 | 0.027514 | 0.028666 | 0.027667 | 0.024572 | 0.025376 | 0.02779 | 0.03372 | 0.038299 | 0.043015 | 0.044768 | 0.044867 | 0.045414 | 0.045533 | 0.045711 | 0.044501 | 0.040475 | 0.036995 | 0.035546 | 0.033992 | 0.032776 | 0.032199 | 0.029601 | 0.028643 | 0.030349
Portfolio Adjusted1-in-2Size: 20 kW to 199.99 kWOther2020March Monthly Peak | Portfolio Adjusted | 1-in-2 | Size: 20 kW to 199.99 kW | Other | 2020 | March Monthly Peak | 3 | 12.0956 | 11.6764 | 11.4464 | 11.5285 | 11.9088 | 13.4529 | 16.0265 | 17.5119 | 19.4894 | 20.9304 | 21.7246 | 22.2688 | 22.4388 | 22.8797 | 22.8863 | 22.2883 | 21.542 | 20.2138 | 19.0947 | 18.7978 | 17.9148 | 16.5408 | 14.8132 | 13.3371 | 0 | 0 | 0 | 0 | 0 | 0 | 0 | 0 | 0 | 0 | 0 | 0 | 0 | 0 | 0.21818 | 0.21563 | 0.21389 | 0.1553 | 0 | 0 | 0 | 0 | 0 | 0 | 50.4946 | 49.7343 | 48.9508 | 48.381 | 47.8145 | 47.437 | 47.0096 | 46.9968 | 49.1685 | 52.1678 | 55.0618 | 57.5999 | 59.9609 | 61.4251 | 62.3657 | 63.039 | 62.7938 | 62.0049 | 59.8847 | 56.9133 | 54.773 | 53.1951 | 51.7786 | 50.67 | 0.027883 | 0.028996 | 0.027861 | 0.024619 | 0.025291 | 0.027691 | 0.034026 | 0.038715 | 0.043033 | 0.045034 | 0.045208 | 0.045912 | 0.046316 | 0.04676 | 0.045763 | 0.041772 | 0.038404 | 0.035863 | 0.033524 | 0.03367 | 0.033262 | 0.030604 | 0.029548 | 0.031174
Portfolio Adjusted1-in-2Size: 20 kW to 199.99 kWOther2020April Monthly Peak | Portfolio Adjusted | 1-in-2 | Size: 20 kW to 199.99 kW | Other | 2020 | April Monthly Peak | 4 | 12.9781 | 12.3429 | 11.9812 | 11.9778 | 12.4352 | 13.5245 | 15.2468 | 17.0705 | 19.7805 | 21.9871 | 23.8261 | 25.0516 | 25.8342 | 26.5176 | 26.7102 | 26.298 | 25.1412 | 23.3281 | 21.4067 | 20.999 | 20.1682 | 18.5661 | 16.3014 | 14.4683 | 0 | 0 | 0 | 0 | 0 | 0 | 0 | 0 | 0 | 0 | 0 | 0 | 0 | 0 | 0.25463 | 0.25442 | 0.24963 | 0.17923 | 0 | 0 | 0 | 0 | 0 | 0 | 63.3292 | 62.0799 | 60.9174 | 59.8279 | 58.8656 | 58.0467 | 57.382 | 57.2576 | 59.5472 | 63.8594 | 69.3509 | 74.0899 | 77.4569 | 79.3983 | 80.6442 | 81.3496 | 81.3988 | 80.9217 | 79.9538 | 77.9724 | 74.3298 | 71.3445 | 68.882 | 66.7423 | 0.029918 | 0.030651 | 0.029163 | 0.025578 | 0.026409 | 0.027838 | 0.03237 | 0.037739 | 0.043676 | 0.047308 | 0.049581 | 0.051649 | 0.053324 | 0.054195 | 0.05341 | 0.049286 | 0.04482 | 0.041388 | 0.037583 | 0.037613 | 0.037446 | 0.034351 | 0.032517 | 0.033818
Portfolio Adjusted1-in-2Size: 20 kW to 199.99 kWOther2020May Monthly Peak | Portfolio Adjusted | 1-in-2 | Size: 20 kW to 199.99 kW | Other | 2020 | May Monthly Peak | 5 | 13.4792 | 12.776 | 12.3992 | 12.3707 | 12.8773 | 13.9523 | 15.3461 | 17.594 | 20.6284 | 22.9668 | 24.8827 | 26.1106 | 26.8484 | 27.4609 | 27.6145 | 27.2241 | 25.9965 | 24.1763 | 22.1523 | 21.3415 | 20.8547 | 19.2885 | 16.8992 | 15.0197 | 0 | 0 | 0 | 0 | 0 | 0 | 0 | 0 | 0 | 0 | 0 | 0 | 0 | 0 | 0.26325 | 0.26338 | 0.25812 | 0.18575 | 0 | 0 | 0 | 0 | 0 | 0 | 65.628 | 64.2971 | 63.114 | 61.9102 | 60.914 | 59.8336 | 58.7662 | 59.8507 | 63.909 | 68.4654 | 72.6951 | 76.5125 | 79.6871 | 82.0613 | 83.6474 | 84.5129 | 84.5996 | 84.0043 | 82.6594 | 80.6161 | 76.7938 | 73.206 | 70.8052 | 68.703 | 0.031073 | 0.031726 | 0.03018 | 0.026417 | 0.027348 | 0.028718 | 0.032581 | 0.038896 | 0.045548 | 0.049416 | 0.05178 | 0.053833 | 0.055417 | 0.056123 | 0.055218 | 0.051022 | 0.046345 | 0.042893 | 0.038892 | 0.038226 | 0.038721 | 0.035688 | 0.033709 | 0.035107
Portfolio Adjusted1-in-2Size: 20 kW to 199.99 kWOther2020June Monthly Peak | Portfolio Adjusted | 1-in-2 | Size: 20 kW to 199.99 kW | Other | 2020 | June Monthly Peak | 6 | 14.35 | 13.6074 | 13.1435 | 13.077 | 13.4913 | 14.652 | 16.3282 | 19.096 | 22.466 | 25.1518 | 27.1838 | 28.5419 | 29.2707 | 29.9503 | 30.1143 | 29.6438 | 28.489 | 26.5252 | 24.2381 | 22.8559 | 22.1933 | 20.5767 | 18.0496 | 16.0331 | 0 | 0 | 0 | 0 | 0 | 0 | 0 | 0 | 0 | 0 | 0 | 0 | 0 | 0 | 0.28709 | 0.28679 | 0.28287 | 0.20379 | 0 | 0 | 0 | 0 | 0 | 0 | 68.2921 | 66.6114 | 65.307 | 64.2836 | 63.0017 | 62.0102 | 61.2794 | 62.2688 | 66.2635 | 70.9058 | 75.3713 | 79.2955 | 82.4154 | 84.5112 | 85.7656 | 86.3834 | 86.6566 | 86.3228 | 85.1205 | 83.1371 | 80.219 | 76.4232 | 73.4873 | 71.3833 | 0.03308 | 0.033791 | 0.031992 | 0.027925 | 0.028652 | 0.030159 | 0.034666 | 0.042217 | 0.049606 | 0.054117 | 0.056568 | 0.058845 | 0.060417 | 0.06121 | 0.060217 | 0.055557 | 0.050788 | 0.047061 | 0.042554 | 0.040939 | 0.041206 | 0.038071 | 0.036004 | 0.037476
Portfolio Adjusted1-in-2Size: 20 kW to 199.99 kWOther2020July Monthly Peak | Portfolio Adjusted | 1-in-2 | Size: 20 kW to 199.99 kW | Other | 2020 | July Monthly Peak | 7 | 15.2002 | 14.3856 | 13.9079 | 13.8137 | 14.2541 | 15.6931 | 17.7388 | 20.5918 | 24.1136 | 26.922 | 29.0746 | 30.5359 | 31.3637 | 32.068 | 32.2608 | 31.716 | 30.5304 | 28.4443 | 25.7913 | 24.2292 | 23.4846 | 21.7796 | 19.1287 | 16.9911 | 0 | 0 | 0 | 0 | 0 | 0 | 0 | 0 | 0 | 0 | 0 | 0 | 0 | 0 | 0.30755 | 0.30684 | 0.30314 | 0.21854 | 0 | 0 | 0 | 0 | 0 | 0 | 71.684 | 70.6968 | 69.6555 | 68.5406 | 67.3847 | 66.6052 | 65.913 | 66.2849 | 69.3202 | 73.9122 | 78.3398 | 81.9561 | 84.8695 | 87.2976 | 89.0847 | 89.9869 | 90.1321 | 89.4267 | 88.0289 | 86.48 | 83.3493 | 79.4708 | 76.8047 | 75.0691 | 0.03504 | 0.035723 | 0.033852 | 0.029499 | 0.030272 | 0.032301 | 0.037661 | 0.045524 | 0.053244 | 0.057926 | 0.060503 | 0.062956 | 0.064737 | 0.065538 | 0.064509 | 0.05944 | 0.054428 | 0.050466 | 0.045281 | 0.043399 | 0.043603 | 0.040297 | 0.038156 | 0.039715
Portfolio Adjusted1-in-2Size: 20 kW to 199.99 kWOther2020August Monthly Peak | Portfolio Adjusted | 1-in-2 | Size: 20 kW to 199.99 kW | Other | 2020 | August Monthly Peak | 8 | 15.5739 | 14.7353 | 14.2402 | 14.1666 | 14.6408 | 16.1166 | 18.3356 | 21.1469 | 25.0174 | 28.1063 | 30.4674 | 32.0237 | 32.846 | 33.517 | 33.6141 | 32.9722 | 31.6989 | 29.4022 | 26.4712 | 25.1563 | 24.2315 | 22.2972 | 19.5997 | 17.3316 | 0 | 0 | 0 | 0 | 0 | 0 | 0 | 0 | 0 | 0 | 0 | 0 | 0 | 0 | 0.32045 | 0.31899 | 0.31474 | 0.2259 | 0 | 0 | 0 | 0 | 0 | 0 | 73.9205 | 72.6102 | 71.2027 | 69.9903 | 68.9525 | 67.9802 | 67.206 | 66.9173 | 70.0891 | 75.8632 | 81.1289 | 85.0505 | 88.4167 | 90.9248 | 92.1475 | 92.7652 | 92.686 | 91.9321 | 90.3796 | 88.0093 | 84.4459 | 81.1716 | 78.7893 | 77.0085 | 0.035902 | 0.036592 | 0.034661 | 0.030252 | 0.031093 | 0.033173 | 0.038928 | 0.046751 | 0.055239 | 0.060474 | 0.063401 | 0.066024 | 0.067797 | 0.068499 | 0.067215 | 0.061795 | 0.056511 | 0.052165 | 0.046475 | 0.045059 | 0.04499 | 0.041254 | 0.039096 | 0.04051
Portfolio Adjusted1-in-2Size: 20 kW to 199.99 kWOther2020September Monthly Peak | Portfolio Adjusted | 1-in-2 | Size: 20 kW to 199.99 kW | Other | 2020 | September Monthly Peak | 9 | 14.775 | 14.0568 | 13.6287 | 13.5539 | 14.0684 | 15.3959 | 17.6387 | 19.8367 | 23.2585 | 26.0585 | 28.2534 | 29.6323 | 30.4932 | 31.1868 | 31.2669 | 30.6373 | 29.313 | 27.0752 | 24.6172 | 24.0304 | 22.5993 | 20.7548 | 18.1437 | 16.21 | 0 | 0 | 0 | 0 | 0 | 0 | 0 | 0 | 0 | 0 | 0 | 0 | 0 | 0 | 0.29807 | 0.2964 | 0.29105 | 0.20802 | 0 | 0 | 0 | 0 | 0 | 0 | 68.521 | 67.2986 | 65.9749 | 64.6402 | 63.6507 | 62.6229 | 62.1109 | 61.7362 | 63.8728 | 69.4193 | 75.8085 | 81.662 | 85.4554 | 87.7216 | 88.8239 | 89.6094 | 89.5489 | 88.8107 | 87.005 | 83.7772 | 79.878 | 77.0602 | 74.9112 | 73.5787 | 0.03406 | 0.034907 | 0.033173 | 0.028944 | 0.029877 | 0.03169 | 0.037449 | 0.043854 | 0.051356 | 0.056068 | 0.058794 | 0.061093 | 0.062941 | 0.063737 | 0.062521 | 0.057419 | 0.052258 | 0.048037 | 0.04322 | 0.043043 | 0.04196 | 0.0384 | 0.036192 | 0.037889
Portfolio Adjusted1-in-2Size: 20 kW to 199.99 kWOther2020October Monthly Peak | Portfolio Adjusted | 1-in-2 | Size: 20 kW to 199.99 kW | Other | 2020 | October Monthly Peak | 10 | 14.0148 | 13.3338 | 12.974 | 12.9312 | 13.4017 | 14.6865 | 17.0681 | 18.9256 | 21.8198 | 24.5463 | 26.6042 | 28.0422 | 28.7828 | 29.4706 | 29.6038 | 28.9812 | 27.5901 | 25.4801 | 23.996 | 23.0806 | 21.529 | 19.7581 | 17.3155 | 15.4725 | 0 | 0 | 0 | 0 | 0 | 0 | 0 | 0 | 0 | 0 | 0 | 0 | 0 | 0 | 0.28222 | 0.28038 | 0.27394 | 0.19576 | 0 | 0 | 0 | 0 | 0 | 0 | 68.074 | 67.3095 | 66.0672 | 65.2715 | 64.32 | 63.7102 | 63.0385 | 62.5629 | 63.4709 | 68.1266 | 74.4537 | 79.8808 | 83.442 | 85.787 | 87.1274 | 87.4673 | 86.9786 | 85.8893 | 83.7026 | 80.0185 | 75.7319 | 72.6095 | 70.2892 | 68.3348 | 0.032308 | 0.033112 | 0.031579 | 0.027614 | 0.028461 | 0.03023 | 0.036237 | 0.04184 | 0.048179 | 0.052814 | 0.055362 | 0.057815 | 0.05941 | 0.06023 | 0.059196 | 0.054315 | 0.049186 | 0.045206 | 0.042129 | 0.041342 | 0.039973 | 0.036556 | 0.034539 | 0.036165
Portfolio Adjusted1-in-2Size: 20 kW to 199.99 kWOther2020November Monthly Peak | Portfolio Adjusted | 1-in-2 | Size: 20 kW to 199.99 kW | Other | 2020 | November Monthly Peak | 11 | 12.3867 | 11.8438 | 11.6495 | 11.6584 | 12.1729 | 13.2875 | 14.8345 | 16.5507 | 18.913 | 20.6959 | 22.0439 | 22.8558 | 23.334 | 23.7398 | 23.721 | 23.1101 | 22.1903 | 21.8125 | 20.3376 | 19.3165 | 18.1933 | 16.8097 | 14.9516 | 13.4562 | 0 | 0 | 0 | 0 | 0 | 0 | 0 | 0 | 0 | 0 | 0 | 0 | 0 | 0 | 0.22614 | 0.22358 | 0.22033 | 0.16759 | 0 | 0 | 0 | 0 | 0 | 0 | 55.695 | 54.8938 | 53.7466 | 52.7244 | 51.8847 | 51.4207 | 50.7494 | 50.7458 | 54.1773 | 60.1779 | 66.7832 | 71.8193 | 75.1302 | 76.8139 | 77.6891 | 77.5878 | 75.922 | 72.33 | 67.922 | 64.6735 | 62.257 | 60.2114 | 59.2336 | 58.0303 | 0.028554 | 0.029411 | 0.028355 | 0.024896 | 0.025852 | 0.02735 | 0.031495 | 0.03659 | 0.041761 | 0.044529 | 0.045873 | 0.047122 | 0.048163 | 0.048518 | 0.047433 | 0.043312 | 0.039559 | 0.038699 | 0.035706 | 0.034599 | 0.033779 | 0.031101 | 0.029824 | 0.031452
Portfolio Adjusted1-in-2Size: 20 kW to 199.99 kWOther2020December Monthly Peak | Portfolio Adjusted | 1-in-2 | Size: 20 kW to 199.99 kW | Other | 2020 | December Monthly Peak | 12 | 12.0232 | 11.8342 | 11.735 | 11.8534 | 12.2663 | 14.3383 | 17.4098 | 19.1907 | 21.4047 | 22.3066 | 22.2193 | 21.9244 | 21.1394 | 20.8956 | 20.3015 | 19.2541 | 19.1554 | 19.1165 | 17.9014 | 17.0823 | 16.4025 | 15.4377 | 14.3996 | 13.148 | 0 | 0 | 0 | 0 | 0 | 0 | 0 | 0 | 0 | 0 | 0 | 0 | 0 | 0 | 0.19354 | 0.18627 | 0.19019 | 0.14687 | 0 | 0 | 0 | 0 | 0 | 0 | 43.0566 | 42.5933 | 41.7391 | 40.9853 | 40.2507 | 39.703 | 39.7035 | 39.7033 | 40.0993 | 42.8086 | 45.4947 | 47.4965 | 48.8299 | 49.655 | 50.3848 | 50.6148 | 50.2586 | 48.8082 | 47.0106 | 45.6899 | 44.7301 | 43.8469 | 42.949 | 42.0436 | 0.027716 | 0.029388 | 0.028564 | 0.025313 | 0.02605 | 0.029513 | 0.036963 | 0.042426 | 0.047262 | 0.047995 | 0.046238 | 0.045202 | 0.043634 | 0.042705 | 0.040595 | 0.036085 | 0.034149 | 0.033916 | 0.031429 | 0.030597 | 0.030454 | 0.028563 | 0.028723 | 0.030732
Portfolio Adjusted1-in-2Size: 20 kW to 199.99 kWOther2020Typical Event Day | Portfolio Adjusted | 1-in-2 | Size: 20 kW to 199.99 kW | Other | 2020 | Typical Event Day | 8 | 15.1375 | 14.3139 | 13.845 | 13.7816 | 14.2577 | 15.6043 | 17.6364 | 20.2346 | 23.7726 | 26.6113 | 28.8057 | 30.2609 | 31.1106 | 31.8193 | 31.9957 | 31.4631 | 30.2537 | 28.1184 | 25.4131 | 24.2068 | 23.3751 | 21.531 | 18.9154 | 16.7393 | 0 | 0 | 0 | 0 | 0 | 0 | 0 | 0 | 0 | 0 | 0 | 0 | 0 | 0 | 0.30502 | 0.30439 | 0.30039 | 0.21604 | 0 | 0 | 0 | 0 | 0 | 0 | 70.6044 | 69.3042 | 68.035 | 66.8637 | 65.7474 | 64.8046 | 64.1273 | 64.3018 | 67.3864 | 72.5252 | 77.6621 | 81.991 | 85.2893 | 87.6138 | 88.9554 | 89.6863 | 89.7559 | 89.1231 | 87.6335 | 85.3509 | 81.973 | 78.5315 | 75.9981 | 74.2599 | 0.034895 | 0.035545 | 0.033699 | 0.02943 | 0.030279 | 0.032119 | 0.037444 | 0.044734 | 0.052491 | 0.057257 | 0.059944 | 0.062389 | 0.064215 | 0.06503 | 0.063979 | 0.058966 | 0.053935 | 0.049887 | 0.044617 | 0.043359 | 0.0434 | 0.039837 | 0.037731 | 0.039126
Portfolio Adjusted1-in-2Size: 20 kW to 199.99 kWOther2021January Monthly Peak | Portfolio Adjusted | 1-in-2 | Size: 20 kW to 199.99 kW | Other | 2021 | January Monthly Peak | 1 | 11.471 | 11.2954 | 11.1865 | 11.3359 | 11.6443 | 13.8202 | 17.1008 | 18.7598 | 20.7858 | 21.8235 | 21.9063 | 21.9943 | 21.4186 | 21.4606 | 20.9589 | 19.8489 | 19.384 | 19.0859 | 17.7755 | 16.7589 | 16.0121 | 14.8079 | 13.6216 | 12.4728 | 0 | 0 | 0 | 0 | 0 | 0 | 0 | 0 | 0 | 0 | 0 | 0 | 0 | 0 | 0.1998 | 0.19203 | 0.19246 | 0.14664 | 0 | 0 | 0 | 0 | 0 | 0 | 46.61 | 46.1994 | 46.0099 | 45.6418 | 45.3456 | 45.1934 | 45.132 | 44.8475 | 45.1047 | 46.8686 | 49.1472 | 51.2479 | 52.8929 | 53.8624 | 54.4459 | 54.3451 | 54.1173 | 53.2092 | 51.4973 | 50.2095 | 49.3953 | 48.8985 | 48.0721 | 47.3186 | 0.026443 | 0.02805 | 0.027229 | 0.024207 | 0.024729 | 0.028446 | 0.036307 | 0.041474 | 0.045896 | 0.046956 | 0.045586 | 0.045346 | 0.04421 | 0.04386 | 0.041909 | 0.0372 | 0.034557 | 0.033862 | 0.031208 | 0.030018 | 0.029729 | 0.027398 | 0.027171 | 0.029154
Portfolio Adjusted1-in-2Size: 20 kW to 199.99 kWOther2021February Monthly Peak | Portfolio Adjusted | 1-in-2 | Size: 20 kW to 199.99 kW | Other | 2021 | February Monthly Peak | 2 | 11.9355 | 11.5435 | 11.3666 | 11.5066 | 11.9488 | 13.5014 | 15.8826 | 17.3239 | 19.4813 | 20.8065 | 21.5608 | 22.0272 | 22.0597 | 22.3667 | 22.2551 | 21.5965 | 20.7519 | 20.035 | 19.3613 | 18.2983 | 17.3424 | 15.9991 | 14.3594 | 12.9841 | 0 | 0 | 0 | 0 | 0 | 0 | 0 | 0 | 0 | 0 | 0 | 0 | 0 | 0 | 0.21216 | 0.20894 | 0.20605 | 0.15393 | 0 | 0 | 0 | 0 | 0 | 0 | 48.6913 | 48.0986 | 47.6149 | 47.2486 | 47.3881 | 47.0024 | 46.5304 | 46.9852 | 48.2087 | 51.6612 | 55.544 | 58.3312 | 60.0902 | 60.9525 | 61.5312 | 62.0289 | 62.0271 | 61.1085 | 58.9603 | 56.4508 | 54.879 | 53.5483 | 52.4787 | 51.1069 | 0.027514 | 0.028666 | 0.027667 | 0.024572 | 0.025376 | 0.02779 | 0.03372 | 0.038299 | 0.043015 | 0.044768 | 0.044867 | 0.045414 | 0.045533 | 0.045711 | 0.044501 | 0.040475 | 0.036995 | 0.035546 | 0.033992 | 0.032776 | 0.032199 | 0.029601 | 0.028643 | 0.030349
Portfolio Adjusted1-in-2Size: 20 kW to 199.99 kWOther2021March Monthly Peak | Portfolio Adjusted | 1-in-2 | Size: 20 kW to 199.99 kW | Other | 2021 | March Monthly Peak | 3 | 12.0956 | 11.6764 | 11.4464 | 11.5285 | 11.9088 | 13.4529 | 16.0265 | 17.5119 | 19.4894 | 20.9304 | 21.7246 | 22.2688 | 22.4388 | 22.8797 | 22.8863 | 22.2883 | 21.542 | 20.2138 | 19.0947 | 18.7978 | 17.9148 | 16.5408 | 14.8132 | 13.3371 | 0 | 0 | 0 | 0 | 0 | 0 | 0 | 0 | 0 | 0 | 0 | 0 | 0 | 0 | 0.21818 | 0.21563 | 0.21389 | 0.1553 | 0 | 0 | 0 | 0 | 0 | 0 | 50.4946 | 49.7343 | 48.9508 | 48.381 | 47.8145 | 47.437 | 47.0096 | 46.9968 | 49.1685 | 52.1678 | 55.0618 | 57.5999 | 59.9609 | 61.4251 | 62.3657 | 63.039 | 62.7938 | 62.0049 | 59.8847 | 56.9133 | 54.773 | 53.1951 | 51.7786 | 50.67 | 0.027883 | 0.028996 | 0.027861 | 0.024619 | 0.025291 | 0.027691 | 0.034026 | 0.038715 | 0.043033 | 0.045034 | 0.045208 | 0.045912 | 0.046316 | 0.04676 | 0.045763 | 0.041772 | 0.038404 | 0.035863 | 0.033524 | 0.03367 | 0.033262 | 0.030604 | 0.029548 | 0.031174
Portfolio Adjusted1-in-2Size: 20 kW to 199.99 kWOther2021April Monthly Peak | Portfolio Adjusted | 1-in-2 | Size: 20 kW to 199.99 kW | Other | 2021 | April Monthly Peak | 4 | 12.9781 | 12.3429 | 11.9812 | 11.9778 | 12.4352 | 13.5245 | 15.2468 | 17.0705 | 19.7805 | 21.9871 | 23.8261 | 25.0516 | 25.8342 | 26.5176 | 26.7102 | 26.298 | 25.1412 | 23.3281 | 21.4067 | 20.999 | 20.1682 | 18.5661 | 16.3014 | 14.4683 | 0 | 0 | 0 | 0 | 0 | 0 | 0 | 0 | 0 | 0 | 0 | 0 | 0 | 0 | 0.25463 | 0.25442 | 0.24963 | 0.17923 | 0 | 0 | 0 | 0 | 0 | 0 | 63.3292 | 62.0799 | 60.9174 | 59.8279 | 58.8656 | 58.0467 | 57.382 | 57.2576 | 59.5472 | 63.8594 | 69.3509 | 74.0899 | 77.4569 | 79.3983 | 80.6442 | 81.3496 | 81.3988 | 80.9217 | 79.9538 | 77.9724 | 74.3298 | 71.3445 | 68.882 | 66.7423 | 0.029918 | 0.030651 | 0.029163 | 0.025578 | 0.026409 | 0.027838 | 0.03237 | 0.037739 | 0.043676 | 0.047308 | 0.049581 | 0.051649 | 0.053324 | 0.054195 | 0.05341 | 0.049286 | 0.04482 | 0.041388 | 0.037583 | 0.037613 | 0.037446 | 0.034351 | 0.032517 | 0.033818
Portfolio Adjusted1-in-2Size: 20 kW to 199.99 kWOther2021May Monthly Peak | Portfolio Adjusted | 1-in-2 | Size: 20 kW to 199.99 kW | Other | 2021 | May Monthly Peak | 5 | 13.4792 | 12.776 | 12.3992 | 12.3707 | 12.8773 | 13.9523 | 15.3461 | 17.594 | 20.6284 | 22.9668 | 24.8827 | 26.1106 | 26.8484 | 27.4609 | 27.6145 | 27.2241 | 25.9965 | 24.1763 | 22.1523 | 21.3415 | 20.8547 | 19.2885 | 16.8992 | 15.0197 | 0 | 0 | 0 | 0 | 0 | 0 | 0 | 0 | 0 | 0 | 0 | 0 | 0 | 0 | 0.26325 | 0.26338 | 0.25812 | 0.18575 | 0 | 0 | 0 | 0 | 0 | 0 | 65.628 | 64.2971 | 63.114 | 61.9102 | 60.914 | 59.8336 | 58.7662 | 59.8507 | 63.909 | 68.4654 | 72.6951 | 76.5125 | 79.6871 | 82.0613 | 83.6474 | 84.5129 | 84.5996 | 84.0043 | 82.6594 | 80.6161 | 76.7938 | 73.206 | 70.8052 | 68.703 | 0.031073 | 0.031726 | 0.03018 | 0.026417 | 0.027348 | 0.028718 | 0.032581 | 0.038896 | 0.045548 | 0.049416 | 0.05178 | 0.053833 | 0.055417 | 0.056123 | 0.055218 | 0.051022 | 0.046345 | 0.042893 | 0.038892 | 0.038226 | 0.038721 | 0.035688 | 0.033709 | 0.035107
Portfolio Adjusted1-in-2Size: 20 kW to 199.99 kWOther2021June Monthly Peak | Portfolio Adjusted | 1-in-2 | Size: 20 kW to 199.99 kW | Other | 2021 | June Monthly Peak | 6 | 14.35 | 13.6074 | 13.1435 | 13.077 | 13.4913 | 14.652 | 16.3282 | 19.096 | 22.466 | 25.1518 | 27.1838 | 28.5419 | 29.2707 | 29.9503 | 30.1143 | 29.6438 | 28.489 | 26.5252 | 24.2381 | 22.8559 | 22.1933 | 20.5767 | 18.0496 | 16.0331 | 0 | 0 | 0 | 0 | 0 | 0 | 0 | 0 | 0 | 0 | 0 | 0 | 0 | 0 | 0.28709 | 0.28679 | 0.28287 | 0.20379 | 0 | 0 | 0 | 0 | 0 | 0 | 68.2921 | 66.6114 | 65.307 | 64.2836 | 63.0017 | 62.0102 | 61.2794 | 62.2688 | 66.2635 | 70.9058 | 75.3713 | 79.2955 | 82.4154 | 84.5112 | 85.7656 | 86.3834 | 86.6566 | 86.3228 | 85.1205 | 83.1371 | 80.219 | 76.4232 | 73.4873 | 71.3833 | 0.03308 | 0.033791 | 0.031992 | 0.027925 | 0.028652 | 0.030159 | 0.034666 | 0.042217 | 0.049606 | 0.054117 | 0.056568 | 0.058845 | 0.060417 | 0.06121 | 0.060217 | 0.055557 | 0.050788 | 0.047061 | 0.042554 | 0.040939 | 0.041206 | 0.038071 | 0.036004 | 0.037476
Portfolio Adjusted1-in-2Size: 20 kW to 199.99 kWOther2021July Monthly Peak | Portfolio Adjusted | 1-in-2 | Size: 20 kW to 199.99 kW | Other | 2021 | July Monthly Peak | 7 | 15.2002 | 14.3856 | 13.9079 | 13.8137 | 14.2541 | 15.6931 | 17.7388 | 20.5918 | 24.1136 | 26.922 | 29.0746 | 30.5359 | 31.3637 | 32.068 | 32.2608 | 31.716 | 30.5304 | 28.4443 | 25.7913 | 24.2292 | 23.4846 | 21.7796 | 19.1287 | 16.9911 | 0 | 0 | 0 | 0 | 0 | 0 | 0 | 0 | 0 | 0 | 0 | 0 | 0 | 0 | 0.30755 | 0.30684 | 0.30314 | 0.21854 | 0 | 0 | 0 | 0 | 0 | 0 | 71.684 | 70.6968 | 69.6555 | 68.5406 | 67.3847 | 66.6052 | 65.913 | 66.2849 | 69.3202 | 73.9122 | 78.3398 | 81.9561 | 84.8695 | 87.2976 | 89.0847 | 89.9869 | 90.1321 | 89.4267 | 88.0289 | 86.48 | 83.3493 | 79.4708 | 76.8047 | 75.0691 | 0.03504 | 0.035723 | 0.033852 | 0.029499 | 0.030272 | 0.032301 | 0.037661 | 0.045524 | 0.053244 | 0.057926 | 0.060503 | 0.062956 | 0.064737 | 0.065538 | 0.064509 | 0.05944 | 0.054428 | 0.050466 | 0.045281 | 0.043399 | 0.043603 | 0.040297 | 0.038156 | 0.039715
Portfolio Adjusted1-in-2Size: 20 kW to 199.99 kWOther2021August Monthly Peak | Portfolio Adjusted | 1-in-2 | Size: 20 kW to 199.99 kW | Other | 2021 | August Monthly Peak | 8 | 15.5739 | 14.7353 | 14.2402 | 14.1666 | 14.6408 | 16.1166 | 18.3356 | 21.1469 | 25.0174 | 28.1063 | 30.4674 | 32.0237 | 32.846 | 33.517 | 33.6141 | 32.9722 | 31.6989 | 29.4022 | 26.4712 | 25.1563 | 24.2315 | 22.2972 | 19.5997 | 17.3316 | 0 | 0 | 0 | 0 | 0 | 0 | 0 | 0 | 0 | 0 | 0 | 0 | 0 | 0 | 0.32045 | 0.31899 | 0.31474 | 0.2259 | 0 | 0 | 0 | 0 | 0 | 0 | 73.9205 | 72.6102 | 71.2027 | 69.9903 | 68.9525 | 67.9802 | 67.206 | 66.9173 | 70.0891 | 75.8632 | 81.1289 | 85.0505 | 88.4167 | 90.9248 | 92.1475 | 92.7652 | 92.686 | 91.9321 | 90.3796 | 88.0093 | 84.4459 | 81.1716 | 78.7893 | 77.0085 | 0.035902 | 0.036592 | 0.034661 | 0.030252 | 0.031093 | 0.033173 | 0.038928 | 0.046751 | 0.055239 | 0.060474 | 0.063401 | 0.066024 | 0.067797 | 0.068499 | 0.067215 | 0.061795 | 0.056511 | 0.052165 | 0.046475 | 0.045059 | 0.04499 | 0.041254 | 0.039096 | 0.04051
Portfolio Adjusted1-in-2Size: 20 kW to 199.99 kWOther2021September Monthly Peak | Portfolio Adjusted | 1-in-2 | Size: 20 kW to 199.99 kW | Other | 2021 | September Monthly Peak | 9 | 14.775 | 14.0568 | 13.6287 | 13.5539 | 14.0684 | 15.3959 | 17.6387 | 19.8367 | 23.2585 | 26.0585 | 28.2534 | 29.6323 | 30.4932 | 31.1868 | 31.2669 | 30.6373 | 29.313 | 27.0752 | 24.6172 | 24.0304 | 22.5993 | 20.7548 | 18.1437 | 16.21 | 0 | 0 | 0 | 0 | 0 | 0 | 0 | 0 | 0 | 0 | 0 | 0 | 0 | 0 | 0.29807 | 0.2964 | 0.29105 | 0.20802 | 0 | 0 | 0 | 0 | 0 | 0 | 68.521 | 67.2986 | 65.9749 | 64.6402 | 63.6507 | 62.6229 | 62.1109 | 61.7362 | 63.8728 | 69.4193 | 75.8085 | 81.662 | 85.4554 | 87.7216 | 88.8239 | 89.6094 | 89.5489 | 88.8107 | 87.005 | 83.7772 | 79.878 | 77.0602 | 74.9112 | 73.5787 | 0.03406 | 0.034907 | 0.033173 | 0.028944 | 0.029877 | 0.03169 | 0.037449 | 0.043854 | 0.051356 | 0.056068 | 0.058794 | 0.061093 | 0.062941 | 0.063737 | 0.062521 | 0.057419 | 0.052258 | 0.048037 | 0.04322 | 0.043043 | 0.04196 | 0.0384 | 0.036192 | 0.037889
Portfolio Adjusted1-in-2Size: 20 kW to 199.99 kWOther2021October Monthly Peak | Portfolio Adjusted | 1-in-2 | Size: 20 kW to 199.99 kW | Other | 2021 | October Monthly Peak | 10 | 14.0148 | 13.3338 | 12.974 | 12.9312 | 13.4017 | 14.6865 | 17.0681 | 18.9256 | 21.8198 | 24.5463 | 26.6042 | 28.0422 | 28.7828 | 29.4706 | 29.6038 | 28.9812 | 27.5901 | 25.4801 | 23.996 | 23.0806 | 21.529 | 19.7581 | 17.3155 | 15.4725 | 0 | 0 | 0 | 0 | 0 | 0 | 0 | 0 | 0 | 0 | 0 | 0 | 0 | 0 | 0.28222 | 0.28038 | 0.27394 | 0.19576 | 0 | 0 | 0 | 0 | 0 | 0 | 68.074 | 67.3095 | 66.0672 | 65.2715 | 64.32 | 63.7102 | 63.0385 | 62.5629 | 63.4709 | 68.1266 | 74.4537 | 79.8808 | 83.442 | 85.787 | 87.1274 | 87.4673 | 86.9786 | 85.8893 | 83.7026 | 80.0185 | 75.7319 | 72.6095 | 70.2892 | 68.3348 | 0.032308 | 0.033112 | 0.031579 | 0.027614 | 0.028461 | 0.03023 | 0.036237 | 0.04184 | 0.048179 | 0.052814 | 0.055362 | 0.057815 | 0.05941 | 0.06023 | 0.059196 | 0.054315 | 0.049186 | 0.045206 | 0.042129 | 0.041342 | 0.039973 | 0.036556 | 0.034539 | 0.036165
Portfolio Adjusted1-in-2Size: 20 kW to 199.99 kWOther2021November Monthly Peak | Portfolio Adjusted | 1-in-2 | Size: 20 kW to 199.99 kW | Other | 2021 | November Monthly Peak | 11 | 12.3867 | 11.8438 | 11.6495 | 11.6584 | 12.1729 | 13.2875 | 14.8345 | 16.5507 | 18.913 | 20.6959 | 22.0439 | 22.8558 | 23.334 | 23.7398 | 23.721 | 23.1101 | 22.1903 | 21.8125 | 20.3376 | 19.3165 | 18.1933 | 16.8097 | 14.9516 | 13.4562 | 0 | 0 | 0 | 0 | 0 | 0 | 0 | 0 | 0 | 0 | 0 | 0 | 0 | 0 | 0.22614 | 0.22358 | 0.22033 | 0.16759 | 0 | 0 | 0 | 0 | 0 | 0 | 55.695 | 54.8938 | 53.7466 | 52.7244 | 51.8847 | 51.4207 | 50.7494 | 50.7458 | 54.1773 | 60.1779 | 66.7832 | 71.8193 | 75.1302 | 76.8139 | 77.6891 | 77.5878 | 75.922 | 72.33 | 67.922 | 64.6735 | 62.257 | 60.2114 | 59.2336 | 58.0303 | 0.028554 | 0.029411 | 0.028355 | 0.024896 | 0.025852 | 0.02735 | 0.031495 | 0.03659 | 0.041761 | 0.044529 | 0.045873 | 0.047122 | 0.048163 | 0.048518 | 0.047433 | 0.043312 | 0.039559 | 0.038699 | 0.035706 | 0.034599 | 0.033779 | 0.031101 | 0.029824 | 0.031452
Portfolio Adjusted1-in-2Size: 20 kW to 199.99 kWOther2021December Monthly Peak | Portfolio Adjusted | 1-in-2 | Size: 20 kW to 199.99 kW | Other | 2021 | December Monthly Peak | 12 | 12.0232 | 11.8342 | 11.735 | 11.8534 | 12.2663 | 14.3383 | 17.4098 | 19.1907 | 21.4047 | 22.3066 | 22.2193 | 21.9244 | 21.1394 | 20.8956 | 20.3015 | 19.2541 | 19.1554 | 19.1165 | 17.9014 | 17.0823 | 16.4025 | 15.4377 | 14.3996 | 13.148 | 0 | 0 | 0 | 0 | 0 | 0 | 0 | 0 | 0 | 0 | 0 | 0 | 0 | 0 | 0.19354 | 0.18627 | 0.19019 | 0.14687 | 0 | 0 | 0 | 0 | 0 | 0 | 43.0566 | 42.5933 | 41.7391 | 40.9853 | 40.2507 | 39.703 | 39.7035 | 39.7033 | 40.0993 | 42.8086 | 45.4947 | 47.4965 | 48.8299 | 49.655 | 50.3848 | 50.6148 | 50.2586 | 48.8082 | 47.0106 | 45.6899 | 44.7301 | 43.8469 | 42.949 | 42.0436 | 0.027716 | 0.029388 | 0.028564 | 0.025313 | 0.02605 | 0.029513 | 0.036963 | 0.042426 | 0.047262 | 0.047995 | 0.046238 | 0.045202 | 0.043634 | 0.042705 | 0.040595 | 0.036085 | 0.034149 | 0.033916 | 0.031429 | 0.030597 | 0.030454 | 0.028563 | 0.028723 | 0.030732
Portfolio Adjusted1-in-2Size: 20 kW to 199.99 kWOther2021Typical Event Day | Portfolio Adjusted | 1-in-2 | Size: 20 kW to 199.99 kW | Other | 2021 | Typical Event Day | 8 | 15.1375 | 14.3139 | 13.845 | 13.7816 | 14.2577 | 15.6043 | 17.6364 | 20.2346 | 23.7726 | 26.6113 | 28.8057 | 30.2609 | 31.1106 | 31.8193 | 31.9957 | 31.4631 | 30.2537 | 28.1184 | 25.4131 | 24.2068 | 23.3751 | 21.531 | 18.9154 | 16.7393 | 0 | 0 | 0 | 0 | 0 | 0 | 0 | 0 | 0 | 0 | 0 | 0 | 0 | 0 | 0.30502 | 0.30439 | 0.30039 | 0.21604 | 0 | 0 | 0 | 0 | 0 | 0 | 70.6044 | 69.3042 | 68.035 | 66.8637 | 65.7474 | 64.8046 | 64.1273 | 64.3018 | 67.3864 | 72.5252 | 77.6621 | 81.991 | 85.2893 | 87.6138 | 88.9554 | 89.6863 | 89.7559 | 89.1231 | 87.6335 | 85.3509 | 81.973 | 78.5315 | 75.9981 | 74.2599 | 0.034895 | 0.035545 | 0.033699 | 0.02943 | 0.030279 | 0.032119 | 0.037444 | 0.044734 | 0.052491 | 0.057257 | 0.059944 | 0.062389 | 0.064215 | 0.06503 | 0.063979 | 0.058966 | 0.053935 | 0.049887 | 0.044617 | 0.043359 | 0.0434 | 0.039837 | 0.037731 | 0.039126
Portfolio Adjusted1-in-2Size: 20 kW to 199.99 kWOther2022January Monthly Peak | Portfolio Adjusted | 1-in-2 | Size: 20 kW to 199.99 kW | Other | 2022 | January Monthly Peak | 1 | 11.471 | 11.2954 | 11.1865 | 11.3359 | 11.6443 | 13.8202 | 17.1008 | 18.7598 | 20.7858 | 21.8235 | 21.9063 | 21.9943 | 21.4186 | 21.4606 | 20.9589 | 19.8489 | 19.384 | 19.0859 | 17.7755 | 16.7589 | 16.0121 | 14.8079 | 13.6216 | 12.4728 | 0 | 0 | 0 | 0 | 0 | 0 | 0 | 0 | 0 | 0 | 0 | 0 | 0 | 0 | 0.1998 | 0.19203 | 0.19246 | 0.14664 | 0 | 0 | 0 | 0 | 0 | 0 | 46.61 | 46.1994 | 46.0099 | 45.6418 | 45.3456 | 45.1934 | 45.132 | 44.8475 | 45.1047 | 46.8686 | 49.1472 | 51.2479 | 52.8929 | 53.8624 | 54.4459 | 54.3451 | 54.1173 | 53.2092 | 51.4973 | 50.2095 | 49.3953 | 48.8985 | 48.0721 | 47.3186 | 0.026443 | 0.02805 | 0.027229 | 0.024207 | 0.024729 | 0.028446 | 0.036307 | 0.041474 | 0.045896 | 0.046956 | 0.045586 | 0.045346 | 0.04421 | 0.04386 | 0.041909 | 0.0372 | 0.034557 | 0.033862 | 0.031208 | 0.030018 | 0.029729 | 0.027398 | 0.027171 | 0.029154
Portfolio Adjusted1-in-2Size: 20 kW to 199.99 kWOther2022February Monthly Peak | Portfolio Adjusted | 1-in-2 | Size: 20 kW to 199.99 kW | Other | 2022 | February Monthly Peak | 2 | 11.9355 | 11.5435 | 11.3666 | 11.5066 | 11.9488 | 13.5014 | 15.8826 | 17.3239 | 19.4813 | 20.8065 | 21.5608 | 22.0272 | 22.0597 | 22.3667 | 22.2551 | 21.5965 | 20.7519 | 20.035 | 19.3613 | 18.2983 | 17.3424 | 15.9991 | 14.3594 | 12.9841 | 0 | 0 | 0 | 0 | 0 | 0 | 0 | 0 | 0 | 0 | 0 | 0 | 0 | 0 | 0.21216 | 0.20894 | 0.20605 | 0.15393 | 0 | 0 | 0 | 0 | 0 | 0 | 48.6913 | 48.0986 | 47.6149 | 47.2486 | 47.3881 | 47.0024 | 46.5304 | 46.9852 | 48.2087 | 51.6612 | 55.544 | 58.3312 | 60.0902 | 60.9525 | 61.5312 | 62.0289 | 62.0271 | 61.1085 | 58.9603 | 56.4508 | 54.879 | 53.5483 | 52.4787 | 51.1069 | 0.027514 | 0.028666 | 0.027667 | 0.024572 | 0.025376 | 0.02779 | 0.03372 | 0.038299 | 0.043015 | 0.044768 | 0.044867 | 0.045414 | 0.045533 | 0.045711 | 0.044501 | 0.040475 | 0.036995 | 0.035546 | 0.033992 | 0.032776 | 0.032199 | 0.029601 | 0.028643 | 0.030349
Portfolio Adjusted1-in-2Size: 20 kW to 199.99 kWOther2022March Monthly Peak | Portfolio Adjusted | 1-in-2 | Size: 20 kW to 199.99 kW | Other | 2022 | March Monthly Peak | 3 | 12.0956 | 11.6764 | 11.4464 | 11.5285 | 11.9088 | 13.4529 | 16.0265 | 17.5119 | 19.4894 | 20.9304 | 21.7246 | 22.2688 | 22.4388 | 22.8797 | 22.8863 | 22.2883 | 21.542 | 20.2138 | 19.0947 | 18.7978 | 17.9148 | 16.5408 | 14.8132 | 13.3371 | 0 | 0 | 0 | 0 | 0 | 0 | 0 | 0 | 0 | 0 | 0 | 0 | 0 | 0 | 0.21818 | 0.21563 | 0.21389 | 0.1553 | 0 | 0 | 0 | 0 | 0 | 0 | 50.4946 | 49.7343 | 48.9508 | 48.381 | 47.8145 | 47.437 | 47.0096 | 46.9968 | 49.1685 | 52.1678 | 55.0618 | 57.5999 | 59.9609 | 61.4251 | 62.3657 | 63.039 | 62.7938 | 62.0049 | 59.8847 | 56.9133 | 54.773 | 53.1951 | 51.7786 | 50.67 | 0.027883 | 0.028996 | 0.027861 | 0.024619 | 0.025291 | 0.027691 | 0.034026 | 0.038715 | 0.043033 | 0.045034 | 0.045208 | 0.045912 | 0.046316 | 0.04676 | 0.045763 | 0.041772 | 0.038404 | 0.035863 | 0.033524 | 0.03367 | 0.033262 | 0.030604 | 0.029548 | 0.031174
Portfolio Adjusted1-in-2Size: 20 kW to 199.99 kWOther2022April Monthly Peak | Portfolio Adjusted | 1-in-2 | Size: 20 kW to 199.99 kW | Other | 2022 | April Monthly Peak | 4 | 12.9781 | 12.3429 | 11.9812 | 11.9778 | 12.4352 | 13.5245 | 15.2468 | 17.0705 | 19.7805 | 21.9871 | 23.8261 | 25.0516 | 25.8342 | 26.5176 | 26.7102 | 26.298 | 25.1412 | 23.3281 | 21.4067 | 20.999 | 20.1682 | 18.5661 | 16.3014 | 14.4683 | 0 | 0 | 0 | 0 | 0 | 0 | 0 | 0 | 0 | 0 | 0 | 0 | 0 | 0 | 0.25463 | 0.25442 | 0.24963 | 0.17923 | 0 | 0 | 0 | 0 | 0 | 0 | 63.3292 | 62.0799 | 60.9174 | 59.8279 | 58.8656 | 58.0467 | 57.382 | 57.2576 | 59.5472 | 63.8594 | 69.3509 | 74.0899 | 77.4569 | 79.3983 | 80.6442 | 81.3496 | 81.3988 | 80.9217 | 79.9538 | 77.9724 | 74.3298 | 71.3445 | 68.882 | 66.7423 | 0.029918 | 0.030651 | 0.029163 | 0.025578 | 0.026409 | 0.027838 | 0.03237 | 0.037739 | 0.043676 | 0.047308 | 0.049581 | 0.051649 | 0.053324 | 0.054195 | 0.05341 | 0.049286 | 0.04482 | 0.041388 | 0.037583 | 0.037613 | 0.037446 | 0.034351 | 0.032517 | 0.033818
Portfolio Adjusted1-in-2Size: 20 kW to 199.99 kWOther2022May Monthly Peak | Portfolio Adjusted | 1-in-2 | Size: 20 kW to 199.99 kW | Other | 2022 | May Monthly Peak | 5 | 13.4792 | 12.776 | 12.3992 | 12.3707 | 12.8773 | 13.9523 | 15.3461 | 17.594 | 20.6284 | 22.9668 | 24.8827 | 26.1106 | 26.8484 | 27.4609 | 27.6145 | 27.2241 | 25.9965 | 24.1763 | 22.1523 | 21.3415 | 20.8547 | 19.2885 | 16.8992 | 15.0197 | 0 | 0 | 0 | 0 | 0 | 0 | 0 | 0 | 0 | 0 | 0 | 0 | 0 | 0 | 0.26325 | 0.26338 | 0.25812 | 0.18575 | 0 | 0 | 0 | 0 | 0 | 0 | 65.628 | 64.2971 | 63.114 | 61.9102 | 60.914 | 59.8336 | 58.7662 | 59.8507 | 63.909 | 68.4654 | 72.6951 | 76.5125 | 79.6871 | 82.0613 | 83.6474 | 84.5129 | 84.5996 | 84.0043 | 82.6594 | 80.6161 | 76.7938 | 73.206 | 70.8052 | 68.703 | 0.031073 | 0.031726 | 0.03018 | 0.026417 | 0.027348 | 0.028718 | 0.032581 | 0.038896 | 0.045548 | 0.049416 | 0.05178 | 0.053833 | 0.055417 | 0.056123 | 0.055218 | 0.051022 | 0.046345 | 0.042893 | 0.038892 | 0.038226 | 0.038721 | 0.035688 | 0.033709 | 0.035107
Portfolio Adjusted1-in-2Size: 20 kW to 199.99 kWOther2022June Monthly Peak | Portfolio Adjusted | 1-in-2 | Size: 20 kW to 199.99 kW | Other | 2022 | June Monthly Peak | 6 | 14.35 | 13.6074 | 13.1435 | 13.077 | 13.4913 | 14.652 | 16.3282 | 19.096 | 22.466 | 25.1518 | 27.1838 | 28.5419 | 29.2707 | 29.9503 | 30.1143 | 29.6438 | 28.489 | 26.5252 | 24.2381 | 22.8559 | 22.1933 | 20.5767 | 18.0496 | 16.0331 | 0 | 0 | 0 | 0 | 0 | 0 | 0 | 0 | 0 | 0 | 0 | 0 | 0 | 0 | 0.28709 | 0.28679 | 0.28287 | 0.20379 | 0 | 0 | 0 | 0 | 0 | 0 | 68.2921 | 66.6114 | 65.307 | 64.2836 | 63.0017 | 62.0102 | 61.2794 | 62.2688 | 66.2635 | 70.9058 | 75.3713 | 79.2955 | 82.4154 | 84.5112 | 85.7656 | 86.3834 | 86.6566 | 86.3228 | 85.1205 | 83.1371 | 80.219 | 76.4232 | 73.4873 | 71.3833 | 0.03308 | 0.033791 | 0.031992 | 0.027925 | 0.028652 | 0.030159 | 0.034666 | 0.042217 | 0.049606 | 0.054117 | 0.056568 | 0.058845 | 0.060417 | 0.06121 | 0.060217 | 0.055557 | 0.050788 | 0.047061 | 0.042554 | 0.040939 | 0.041206 | 0.038071 | 0.036004 | 0.037476
Portfolio Adjusted1-in-2Size: 20 kW to 199.99 kWOther2022July Monthly Peak | Portfolio Adjusted | 1-in-2 | Size: 20 kW to 199.99 kW | Other | 2022 | July Monthly Peak | 7 | 15.2002 | 14.3856 | 13.9079 | 13.8137 | 14.2541 | 15.6931 | 17.7388 | 20.5918 | 24.1136 | 26.922 | 29.0746 | 30.5359 | 31.3637 | 32.068 | 32.2608 | 31.716 | 30.5304 | 28.4443 | 25.7913 | 24.2292 | 23.4846 | 21.7796 | 19.1287 | 16.9911 | 0 | 0 | 0 | 0 | 0 | 0 | 0 | 0 | 0 | 0 | 0 | 0 | 0 | 0 | 0.30755 | 0.30684 | 0.30314 | 0.21854 | 0 | 0 | 0 | 0 | 0 | 0 | 71.684 | 70.6968 | 69.6555 | 68.5406 | 67.3847 | 66.6052 | 65.913 | 66.2849 | 69.3202 | 73.9122 | 78.3398 | 81.9561 | 84.8695 | 87.2976 | 89.0847 | 89.9869 | 90.1321 | 89.4267 | 88.0289 | 86.48 | 83.3493 | 79.4708 | 76.8047 | 75.0691 | 0.03504 | 0.035723 | 0.033852 | 0.029499 | 0.030272 | 0.032301 | 0.037661 | 0.045524 | 0.053244 | 0.057926 | 0.060503 | 0.062956 | 0.064737 | 0.065538 | 0.064509 | 0.05944 | 0.054428 | 0.050466 | 0.045281 | 0.043399 | 0.043603 | 0.040297 | 0.038156 | 0.039715
Portfolio Adjusted1-in-2Size: 20 kW to 199.99 kWOther2022August Monthly Peak | Portfolio Adjusted | 1-in-2 | Size: 20 kW to 199.99 kW | Other | 2022 | August Monthly Peak | 8 | 15.5739 | 14.7353 | 14.2402 | 14.1666 | 14.6408 | 16.1166 | 18.3356 | 21.1469 | 25.0174 | 28.1063 | 30.4674 | 32.0237 | 32.846 | 33.517 | 33.6141 | 32.9722 | 31.6989 | 29.4022 | 26.4712 | 25.1563 | 24.2315 | 22.2972 | 19.5997 | 17.3316 | 0 | 0 | 0 | 0 | 0 | 0 | 0 | 0 | 0 | 0 | 0 | 0 | 0 | 0 | 0.32045 | 0.31899 | 0.31474 | 0.2259 | 0 | 0 | 0 | 0 | 0 | 0 | 73.9205 | 72.6102 | 71.2027 | 69.9903 | 68.9525 | 67.9802 | 67.206 | 66.9173 | 70.0891 | 75.8632 | 81.1289 | 85.0505 | 88.4167 | 90.9248 | 92.1475 | 92.7652 | 92.686 | 91.9321 | 90.3796 | 88.0093 | 84.4459 | 81.1716 | 78.7893 | 77.0085 | 0.035902 | 0.036592 | 0.034661 | 0.030252 | 0.031093 | 0.033173 | 0.038928 | 0.046751 | 0.055239 | 0.060474 | 0.063401 | 0.066024 | 0.067797 | 0.068499 | 0.067215 | 0.061795 | 0.056511 | 0.052165 | 0.046475 | 0.045059 | 0.04499 | 0.041254 | 0.039096 | 0.04051
Portfolio Adjusted1-in-2Size: 20 kW to 199.99 kWOther2022September Monthly Peak | Portfolio Adjusted | 1-in-2 | Size: 20 kW to 199.99 kW | Other | 2022 | September Monthly Peak | 9 | 14.775 | 14.0568 | 13.6287 | 13.5539 | 14.0684 | 15.3959 | 17.6387 | 19.8367 | 23.2585 | 26.0585 | 28.2534 | 29.6323 | 30.4932 | 31.1868 | 31.2669 | 30.6373 | 29.313 | 27.0752 | 24.6172 | 24.0304 | 22.5993 | 20.7548 | 18.1437 | 16.21 | 0 | 0 | 0 | 0 | 0 | 0 | 0 | 0 | 0 | 0 | 0 | 0 | 0 | 0 | 0.29807 | 0.2964 | 0.29105 | 0.20802 | 0 | 0 | 0 | 0 | 0 | 0 | 68.521 | 67.2986 | 65.9749 | 64.6402 | 63.6507 | 62.6229 | 62.1109 | 61.7362 | 63.8728 | 69.4193 | 75.8085 | 81.662 | 85.4554 | 87.7216 | 88.8239 | 89.6094 | 89.5489 | 88.8107 | 87.005 | 83.7772 | 79.878 | 77.0602 | 74.9112 | 73.5787 | 0.03406 | 0.034907 | 0.033173 | 0.028944 | 0.029877 | 0.03169 | 0.037449 | 0.043854 | 0.051356 | 0.056068 | 0.058794 | 0.061093 | 0.062941 | 0.063737 | 0.062521 | 0.057419 | 0.052258 | 0.048037 | 0.04322 | 0.043043 | 0.04196 | 0.0384 | 0.036192 | 0.037889
Portfolio Adjusted1-in-2Size: 20 kW to 199.99 kWOther2022October Monthly Peak | Portfolio Adjusted | 1-in-2 | Size: 20 kW to 199.99 kW | Other | 2022 | October Monthly Peak | 10 | 14.0148 | 13.3338 | 12.974 | 12.9312 | 13.4017 | 14.6865 | 17.0681 | 18.9256 | 21.8198 | 24.5463 | 26.6042 | 28.0422 | 28.7828 | 29.4706 | 29.6038 | 28.9812 | 27.5901 | 25.4801 | 23.996 | 23.0806 | 21.529 | 19.7581 | 17.3155 | 15.4725 | 0 | 0 | 0 | 0 | 0 | 0 | 0 | 0 | 0 | 0 | 0 | 0 | 0 | 0 | 0.28222 | 0.28038 | 0.27394 | 0.19576 | 0 | 0 | 0 | 0 | 0 | 0 | 68.074 | 67.3095 | 66.0672 | 65.2715 | 64.32 | 63.7102 | 63.0385 | 62.5629 | 63.4709 | 68.1266 | 74.4537 | 79.8808 | 83.442 | 85.787 | 87.1274 | 87.4673 | 86.9786 | 85.8893 | 83.7026 | 80.0185 | 75.7319 | 72.6095 | 70.2892 | 68.3348 | 0.032308 | 0.033112 | 0.031579 | 0.027614 | 0.028461 | 0.03023 | 0.036237 | 0.04184 | 0.048179 | 0.052814 | 0.055362 | 0.057815 | 0.05941 | 0.06023 | 0.059196 | 0.054315 | 0.049186 | 0.045206 | 0.042129 | 0.041342 | 0.039973 | 0.036556 | 0.034539 | 0.036165
Portfolio Adjusted1-in-2Size: 20 kW to 199.99 kWOther2022November Monthly Peak | Portfolio Adjusted | 1-in-2 | Size: 20 kW to 199.99 kW | Other | 2022 | November Monthly Peak | 11 | 12.3867 | 11.8438 | 11.6495 | 11.6584 | 12.1729 | 13.2875 | 14.8345 | 16.5507 | 18.913 | 20.6959 | 22.0439 | 22.8558 | 23.334 | 23.7398 | 23.721 | 23.1101 | 22.1903 | 21.8125 | 20.3376 | 19.3165 | 18.1933 | 16.8097 | 14.9516 | 13.4562 | 0 | 0 | 0 | 0 | 0 | 0 | 0 | 0 | 0 | 0 | 0 | 0 | 0 | 0 | 0.22614 | 0.22358 | 0.22033 | 0.16759 | 0 | 0 | 0 | 0 | 0 | 0 | 55.695 | 54.8938 | 53.7466 | 52.7244 | 51.8847 | 51.4207 | 50.7494 | 50.7458 | 54.1773 | 60.1779 | 66.7832 | 71.8193 | 75.1302 | 76.8139 | 77.6891 | 77.5878 | 75.922 | 72.33 | 67.922 | 64.6735 | 62.257 | 60.2114 | 59.2336 | 58.0303 | 0.028554 | 0.029411 | 0.028355 | 0.024896 | 0.025852 | 0.02735 | 0.031495 | 0.03659 | 0.041761 | 0.044529 | 0.045873 | 0.047122 | 0.048163 | 0.048518 | 0.047433 | 0.043312 | 0.039559 | 0.038699 | 0.035706 | 0.034599 | 0.033779 | 0.031101 | 0.029824 | 0.031452
Portfolio Adjusted1-in-2Size: 20 kW to 199.99 kWOther2022December Monthly Peak | Portfolio Adjusted | 1-in-2 | Size: 20 kW to 199.99 kW | Other | 2022 | December Monthly Peak | 12 | 12.0232 | 11.8342 | 11.735 | 11.8534 | 12.2663 | 14.3383 | 17.4098 | 19.1907 | 21.4047 | 22.3066 | 22.2193 | 21.9244 | 21.1394 | 20.8956 | 20.3015 | 19.2541 | 19.1554 | 19.1165 | 17.9014 | 17.0823 | 16.4025 | 15.4377 | 14.3996 | 13.148 | 0 | 0 | 0 | 0 | 0 | 0 | 0 | 0 | 0 | 0 | 0 | 0 | 0 | 0 | 0.19354 | 0.18627 | 0.19019 | 0.14687 | 0 | 0 | 0 | 0 | 0 | 0 | 43.0566 | 42.5933 | 41.7391 | 40.9853 | 40.2507 | 39.703 | 39.7035 | 39.7033 | 40.0993 | 42.8086 | 45.4947 | 47.4965 | 48.8299 | 49.655 | 50.3848 | 50.6148 | 50.2586 | 48.8082 | 47.0106 | 45.6899 | 44.7301 | 43.8469 | 42.949 | 42.0436 | 0.027716 | 0.029388 | 0.028564 | 0.025313 | 0.02605 | 0.029513 | 0.036963 | 0.042426 | 0.047262 | 0.047995 | 0.046238 | 0.045202 | 0.043634 | 0.042705 | 0.040595 | 0.036085 | 0.034149 | 0.033916 | 0.031429 | 0.030597 | 0.030454 | 0.028563 | 0.028723 | 0.030732
Portfolio Adjusted1-in-2Size: 20 kW to 199.99 kWOther2022Typical Event Day | Portfolio Adjusted | 1-in-2 | Size: 20 kW to 199.99 kW | Other | 2022 | Typical Event Day | 8 | 15.1375 | 14.3139 | 13.845 | 13.7816 | 14.2577 | 15.6043 | 17.6364 | 20.2346 | 23.7726 | 26.6113 | 28.8057 | 30.2609 | 31.1106 | 31.8193 | 31.9957 | 31.4631 | 30.2537 | 28.1184 | 25.4131 | 24.2068 | 23.3751 | 21.531 | 18.9154 | 16.7393 | 0 | 0 | 0 | 0 | 0 | 0 | 0 | 0 | 0 | 0 | 0 | 0 | 0 | 0 | 0.30502 | 0.30439 | 0.30039 | 0.21604 | 0 | 0 | 0 | 0 | 0 | 0 | 70.6044 | 69.3042 | 68.035 | 66.8637 | 65.7474 | 64.8046 | 64.1273 | 64.3018 | 67.3864 | 72.5252 | 77.6621 | 81.991 | 85.2893 | 87.6138 | 88.9554 | 89.6863 | 89.7559 | 89.1231 | 87.6335 | 85.3509 | 81.973 | 78.5315 | 75.9981 | 74.2599 | 0.034895 | 0.035545 | 0.033699 | 0.02943 | 0.030279 | 0.032119 | 0.037444 | 0.044734 | 0.052491 | 0.057257 | 0.059944 | 0.062389 | 0.064215 | 0.06503 | 0.063979 | 0.058966 | 0.053935 | 0.049887 | 0.044617 | 0.043359 | 0.0434 | 0.039837 | 0.037731 | 0.039126
Portfolio Adjusted1-in-2Size: 20 kW to 199.99 kWOther2023January Monthly Peak | Portfolio Adjusted | 1-in-2 | Size: 20 kW to 199.99 kW | Other | 2023 | January Monthly Peak | 1 | 11.471 | 11.2954 | 11.1865 | 11.3359 | 11.6443 | 13.8202 | 17.1008 | 18.7598 | 20.7858 | 21.8235 | 21.9063 | 21.9943 | 21.4186 | 21.4606 | 20.9589 | 19.8489 | 19.384 | 19.0859 | 17.7755 | 16.7589 | 16.0121 | 14.8079 | 13.6216 | 12.4728 | 0 | 0 | 0 | 0 | 0 | 0 | 0 | 0 | 0 | 0 | 0 | 0 | 0 | 0 | 0.1998 | 0.19203 | 0.19246 | 0.14664 | 0 | 0 | 0 | 0 | 0 | 0 | 46.61 | 46.1994 | 46.0099 | 45.6418 | 45.3456 | 45.1934 | 45.132 | 44.8475 | 45.1047 | 46.8686 | 49.1472 | 51.2479 | 52.8929 | 53.8624 | 54.4459 | 54.3451 | 54.1173 | 53.2092 | 51.4973 | 50.2095 | 49.3953 | 48.8985 | 48.0721 | 47.3186 | 0.026443 | 0.02805 | 0.027229 | 0.024207 | 0.024729 | 0.028446 | 0.036307 | 0.041474 | 0.045896 | 0.046956 | 0.045586 | 0.045346 | 0.04421 | 0.04386 | 0.041909 | 0.0372 | 0.034557 | 0.033862 | 0.031208 | 0.030018 | 0.029729 | 0.027398 | 0.027171 | 0.029154
Portfolio Adjusted1-in-2Size: 20 kW to 199.99 kWOther2023February Monthly Peak | Portfolio Adjusted | 1-in-2 | Size: 20 kW to 199.99 kW | Other | 2023 | February Monthly Peak | 2 | 11.9355 | 11.5435 | 11.3666 | 11.5066 | 11.9488 | 13.5014 | 15.8826 | 17.3239 | 19.4813 | 20.8065 | 21.5608 | 22.0272 | 22.0597 | 22.3667 | 22.2551 | 21.5965 | 20.7519 | 20.035 | 19.3613 | 18.2983 | 17.3424 | 15.9991 | 14.3594 | 12.9841 | 0 | 0 | 0 | 0 | 0 | 0 | 0 | 0 | 0 | 0 | 0 | 0 | 0 | 0 | 0.21216 | 0.20894 | 0.20605 | 0.15393 | 0 | 0 | 0 | 0 | 0 | 0 | 48.6913 | 48.0986 | 47.6149 | 47.2486 | 47.3881 | 47.0024 | 46.5304 | 46.9852 | 48.2087 | 51.6612 | 55.544 | 58.3312 | 60.0902 | 60.9525 | 61.5312 | 62.0289 | 62.0271 | 61.1085 | 58.9603 | 56.4508 | 54.879 | 53.5483 | 52.4787 | 51.1069 | 0.027514 | 0.028666 | 0.027667 | 0.024572 | 0.025376 | 0.02779 | 0.03372 | 0.038299 | 0.043015 | 0.044768 | 0.044867 | 0.045414 | 0.045533 | 0.045711 | 0.044501 | 0.040475 | 0.036995 | 0.035546 | 0.033992 | 0.032776 | 0.032199 | 0.029601 | 0.028643 | 0.030349
Portfolio Adjusted1-in-2Size: 20 kW to 199.99 kWOther2023March Monthly Peak | Portfolio Adjusted | 1-in-2 | Size: 20 kW to 199.99 kW | Other | 2023 | March Monthly Peak | 3 | 12.0956 | 11.6764 | 11.4464 | 11.5285 | 11.9088 | 13.4529 | 16.0265 | 17.5119 | 19.4894 | 20.9304 | 21.7246 | 22.2688 | 22.4388 | 22.8797 | 22.8863 | 22.2883 | 21.542 | 20.2138 | 19.0947 | 18.7978 | 17.9148 | 16.5408 | 14.8132 | 13.3371 | 0 | 0 | 0 | 0 | 0 | 0 | 0 | 0 | 0 | 0 | 0 | 0 | 0 | 0 | 0.21818 | 0.21563 | 0.21389 | 0.1553 | 0 | 0 | 0 | 0 | 0 | 0 | 50.4946 | 49.7343 | 48.9508 | 48.381 | 47.8145 | 47.437 | 47.0096 | 46.9968 | 49.1685 | 52.1678 | 55.0618 | 57.5999 | 59.9609 | 61.4251 | 62.3657 | 63.039 | 62.7938 | 62.0049 | 59.8847 | 56.9133 | 54.773 | 53.1951 | 51.7786 | 50.67 | 0.027883 | 0.028996 | 0.027861 | 0.024619 | 0.025291 | 0.027691 | 0.034026 | 0.038715 | 0.043033 | 0.045034 | 0.045208 | 0.045912 | 0.046316 | 0.04676 | 0.045763 | 0.041772 | 0.038404 | 0.035863 | 0.033524 | 0.03367 | 0.033262 | 0.030604 | 0.029548 | 0.031174
Portfolio Adjusted1-in-2Size: 20 kW to 199.99 kWOther2023April Monthly Peak | Portfolio Adjusted | 1-in-2 | Size: 20 kW to 199.99 kW | Other | 2023 | April Monthly Peak | 4 | 12.9781 | 12.3429 | 11.9812 | 11.9778 | 12.4352 | 13.5245 | 15.2468 | 17.0705 | 19.7805 | 21.9871 | 23.8261 | 25.0516 | 25.8342 | 26.5176 | 26.7102 | 26.298 | 25.1412 | 23.3281 | 21.4067 | 20.999 | 20.1682 | 18.5661 | 16.3014 | 14.4683 | 0 | 0 | 0 | 0 | 0 | 0 | 0 | 0 | 0 | 0 | 0 | 0 | 0 | 0 | 0.25463 | 0.25442 | 0.24963 | 0.17923 | 0 | 0 | 0 | 0 | 0 | 0 | 63.3292 | 62.0799 | 60.9174 | 59.8279 | 58.8656 | 58.0467 | 57.382 | 57.2576 | 59.5472 | 63.8594 | 69.3509 | 74.0899 | 77.4569 | 79.3983 | 80.6442 | 81.3496 | 81.3988 | 80.9217 | 79.9538 | 77.9724 | 74.3298 | 71.3445 | 68.882 | 66.7423 | 0.029918 | 0.030651 | 0.029163 | 0.025578 | 0.026409 | 0.027838 | 0.03237 | 0.037739 | 0.043676 | 0.047308 | 0.049581 | 0.051649 | 0.053324 | 0.054195 | 0.05341 | 0.049286 | 0.04482 | 0.041388 | 0.037583 | 0.037613 | 0.037446 | 0.034351 | 0.032517 | 0.033818
Portfolio Adjusted1-in-2Size: 20 kW to 199.99 kWOther2023May Monthly Peak | Portfolio Adjusted | 1-in-2 | Size: 20 kW to 199.99 kW | Other | 2023 | May Monthly Peak | 5 | 13.4792 | 12.776 | 12.3992 | 12.3707 | 12.8773 | 13.9523 | 15.3461 | 17.594 | 20.6284 | 22.9668 | 24.8827 | 26.1106 | 26.8484 | 27.4609 | 27.6145 | 27.2241 | 25.9965 | 24.1763 | 22.1523 | 21.3415 | 20.8547 | 19.2885 | 16.8992 | 15.0197 | 0 | 0 | 0 | 0 | 0 | 0 | 0 | 0 | 0 | 0 | 0 | 0 | 0 | 0 | 0.26325 | 0.26338 | 0.25812 | 0.18575 | 0 | 0 | 0 | 0 | 0 | 0 | 65.628 | 64.2971 | 63.114 | 61.9102 | 60.914 | 59.8336 | 58.7662 | 59.8507 | 63.909 | 68.4654 | 72.6951 | 76.5125 | 79.6871 | 82.0613 | 83.6474 | 84.5129 | 84.5996 | 84.0043 | 82.6594 | 80.6161 | 76.7938 | 73.206 | 70.8052 | 68.703 | 0.031073 | 0.031726 | 0.03018 | 0.026417 | 0.027348 | 0.028718 | 0.032581 | 0.038896 | 0.045548 | 0.049416 | 0.05178 | 0.053833 | 0.055417 | 0.056123 | 0.055218 | 0.051022 | 0.046345 | 0.042893 | 0.038892 | 0.038226 | 0.038721 | 0.035688 | 0.033709 | 0.035107
Portfolio Adjusted1-in-2Size: 20 kW to 199.99 kWOther2023June Monthly Peak | Portfolio Adjusted | 1-in-2 | Size: 20 kW to 199.99 kW | Other | 2023 | June Monthly Peak | 6 | 14.35 | 13.6074 | 13.1435 | 13.077 | 13.4913 | 14.652 | 16.3282 | 19.096 | 22.466 | 25.1518 | 27.1838 | 28.5419 | 29.2707 | 29.9503 | 30.1143 | 29.6438 | 28.489 | 26.5252 | 24.2381 | 22.8559 | 22.1933 | 20.5767 | 18.0496 | 16.0331 | 0 | 0 | 0 | 0 | 0 | 0 | 0 | 0 | 0 | 0 | 0 | 0 | 0 | 0 | 0.28709 | 0.28679 | 0.28287 | 0.20379 | 0 | 0 | 0 | 0 | 0 | 0 | 68.2921 | 66.6114 | 65.307 | 64.2836 | 63.0017 | 62.0102 | 61.2794 | 62.2688 | 66.2635 | 70.9058 | 75.3713 | 79.2955 | 82.4154 | 84.5112 | 85.7656 | 86.3834 | 86.6566 | 86.3228 | 85.1205 | 83.1371 | 80.219 | 76.4232 | 73.4873 | 71.3833 | 0.03308 | 0.033791 | 0.031992 | 0.027925 | 0.028652 | 0.030159 | 0.034666 | 0.042217 | 0.049606 | 0.054117 | 0.056568 | 0.058845 | 0.060417 | 0.06121 | 0.060217 | 0.055557 | 0.050788 | 0.047061 | 0.042554 | 0.040939 | 0.041206 | 0.038071 | 0.036004 | 0.037476
Portfolio Adjusted1-in-2Size: 20 kW to 199.99 kWOther2023July Monthly Peak | Portfolio Adjusted | 1-in-2 | Size: 20 kW to 199.99 kW | Other | 2023 | July Monthly Peak | 7 | 15.2002 | 14.3856 | 13.9079 | 13.8137 | 14.2541 | 15.6931 | 17.7388 | 20.5918 | 24.1136 | 26.922 | 29.0746 | 30.5359 | 31.3637 | 32.068 | 32.2608 | 31.716 | 30.5304 | 28.4443 | 25.7913 | 24.2292 | 23.4846 | 21.7796 | 19.1287 | 16.9911 | 0 | 0 | 0 | 0 | 0 | 0 | 0 | 0 | 0 | 0 | 0 | 0 | 0 | 0 | 0.30755 | 0.30684 | 0.30314 | 0.21854 | 0 | 0 | 0 | 0 | 0 | 0 | 71.684 | 70.6968 | 69.6555 | 68.5406 | 67.3847 | 66.6052 | 65.913 | 66.2849 | 69.3202 | 73.9122 | 78.3398 | 81.9561 | 84.8695 | 87.2976 | 89.0847 | 89.9869 | 90.1321 | 89.4267 | 88.0289 | 86.48 | 83.3493 | 79.4708 | 76.8047 | 75.0691 | 0.03504 | 0.035723 | 0.033852 | 0.029499 | 0.030272 | 0.032301 | 0.037661 | 0.045524 | 0.053244 | 0.057926 | 0.060503 | 0.062956 | 0.064737 | 0.065538 | 0.064509 | 0.05944 | 0.054428 | 0.050466 | 0.045281 | 0.043399 | 0.043603 | 0.040297 | 0.038156 | 0.039715
Portfolio Adjusted1-in-2Size: 20 kW to 199.99 kWOther2023August Monthly Peak | Portfolio Adjusted | 1-in-2 | Size: 20 kW to 199.99 kW | Other | 2023 | August Monthly Peak | 8 | 15.5739 | 14.7353 | 14.2402 | 14.1666 | 14.6408 | 16.1166 | 18.3356 | 21.1469 | 25.0174 | 28.1063 | 30.4674 | 32.0237 | 32.846 | 33.517 | 33.6141 | 32.9722 | 31.6989 | 29.4022 | 26.4712 | 25.1563 | 24.2315 | 22.2972 | 19.5997 | 17.3316 | 0 | 0 | 0 | 0 | 0 | 0 | 0 | 0 | 0 | 0 | 0 | 0 | 0 | 0 | 0.32045 | 0.31899 | 0.31474 | 0.2259 | 0 | 0 | 0 | 0 | 0 | 0 | 73.9205 | 72.6102 | 71.2027 | 69.9903 | 68.9525 | 67.9802 | 67.206 | 66.9173 | 70.0891 | 75.8632 | 81.1289 | 85.0505 | 88.4167 | 90.9248 | 92.1475 | 92.7652 | 92.686 | 91.9321 | 90.3796 | 88.0093 | 84.4459 | 81.1716 | 78.7893 | 77.0085 | 0.035902 | 0.036592 | 0.034661 | 0.030252 | 0.031093 | 0.033173 | 0.038928 | 0.046751 | 0.055239 | 0.060474 | 0.063401 | 0.066024 | 0.067797 | 0.068499 | 0.067215 | 0.061795 | 0.056511 | 0.052165 | 0.046475 | 0.045059 | 0.04499 | 0.041254 | 0.039096 | 0.04051
Portfolio Adjusted1-in-2Size: 20 kW to 199.99 kWOther2023September Monthly Peak | Portfolio Adjusted | 1-in-2 | Size: 20 kW to 199.99 kW | Other | 2023 | September Monthly Peak | 9 | 14.775 | 14.0568 | 13.6287 | 13.5539 | 14.0684 | 15.3959 | 17.6387 | 19.8367 | 23.2585 | 26.0585 | 28.2534 | 29.6323 | 30.4932 | 31.1868 | 31.2669 | 30.6373 | 29.313 | 27.0752 | 24.6172 | 24.0304 | 22.5993 | 20.7548 | 18.1437 | 16.21 | 0 | 0 | 0 | 0 | 0 | 0 | 0 | 0 | 0 | 0 | 0 | 0 | 0 | 0 | 0.29807 | 0.2964 | 0.29105 | 0.20802 | 0 | 0 | 0 | 0 | 0 | 0 | 68.521 | 67.2986 | 65.9749 | 64.6402 | 63.6507 | 62.6229 | 62.1109 | 61.7362 | 63.8728 | 69.4193 | 75.8085 | 81.662 | 85.4554 | 87.7216 | 88.8239 | 89.6094 | 89.5489 | 88.8107 | 87.005 | 83.7772 | 79.878 | 77.0602 | 74.9112 | 73.5787 | 0.03406 | 0.034907 | 0.033173 | 0.028944 | 0.029877 | 0.03169 | 0.037449 | 0.043854 | 0.051356 | 0.056068 | 0.058794 | 0.061093 | 0.062941 | 0.063737 | 0.062521 | 0.057419 | 0.052258 | 0.048037 | 0.04322 | 0.043043 | 0.04196 | 0.0384 | 0.036192 | 0.037889
Portfolio Adjusted1-in-2Size: 20 kW to 199.99 kWOther2023October Monthly Peak | Portfolio Adjusted | 1-in-2 | Size: 20 kW to 199.99 kW | Other | 2023 | October Monthly Peak | 10 | 14.0148 | 13.3338 | 12.974 | 12.9312 | 13.4017 | 14.6865 | 17.0681 | 18.9256 | 21.8198 | 24.5463 | 26.6042 | 28.0422 | 28.7828 | 29.4706 | 29.6038 | 28.9812 | 27.5901 | 25.4801 | 23.996 | 23.0806 | 21.529 | 19.7581 | 17.3155 | 15.4725 | 0 | 0 | 0 | 0 | 0 | 0 | 0 | 0 | 0 | 0 | 0 | 0 | 0 | 0 | 0.28222 | 0.28038 | 0.27394 | 0.19576 | 0 | 0 | 0 | 0 | 0 | 0 | 68.074 | 67.3095 | 66.0672 | 65.2715 | 64.32 | 63.7102 | 63.0385 | 62.5629 | 63.4709 | 68.1266 | 74.4537 | 79.8808 | 83.442 | 85.787 | 87.1274 | 87.4673 | 86.9786 | 85.8893 | 83.7026 | 80.0185 | 75.7319 | 72.6095 | 70.2892 | 68.3348 | 0.032308 | 0.033112 | 0.031579 | 0.027614 | 0.028461 | 0.03023 | 0.036237 | 0.04184 | 0.048179 | 0.052814 | 0.055362 | 0.057815 | 0.05941 | 0.06023 | 0.059196 | 0.054315 | 0.049186 | 0.045206 | 0.042129 | 0.041342 | 0.039973 | 0.036556 | 0.034539 | 0.036165
Portfolio Adjusted1-in-2Size: 20 kW to 199.99 kWOther2023November Monthly Peak | Portfolio Adjusted | 1-in-2 | Size: 20 kW to 199.99 kW | Other | 2023 | November Monthly Peak | 11 | 12.3867 | 11.8438 | 11.6495 | 11.6584 | 12.1729 | 13.2875 | 14.8345 | 16.5507 | 18.913 | 20.6959 | 22.0439 | 22.8558 | 23.334 | 23.7398 | 23.721 | 23.1101 | 22.1903 | 21.8125 | 20.3376 | 19.3165 | 18.1933 | 16.8097 | 14.9516 | 13.4562 | 0 | 0 | 0 | 0 | 0 | 0 | 0 | 0 | 0 | 0 | 0 | 0 | 0 | 0 | 0.22614 | 0.22358 | 0.22033 | 0.16759 | 0 | 0 | 0 | 0 | 0 | 0 | 55.695 | 54.8938 | 53.7466 | 52.7244 | 51.8847 | 51.4207 | 50.7494 | 50.7458 | 54.1773 | 60.1779 | 66.7832 | 71.8193 | 75.1302 | 76.8139 | 77.6891 | 77.5878 | 75.922 | 72.33 | 67.922 | 64.6735 | 62.257 | 60.2114 | 59.2336 | 58.0303 | 0.028554 | 0.029411 | 0.028355 | 0.024896 | 0.025852 | 0.02735 | 0.031495 | 0.03659 | 0.041761 | 0.044529 | 0.045873 | 0.047122 | 0.048163 | 0.048518 | 0.047433 | 0.043312 | 0.039559 | 0.038699 | 0.035706 | 0.034599 | 0.033779 | 0.031101 | 0.029824 | 0.031452
Portfolio Adjusted1-in-2Size: 20 kW to 199.99 kWOther2023December Monthly Peak | Portfolio Adjusted | 1-in-2 | Size: 20 kW to 199.99 kW | Other | 2023 | December Monthly Peak | 12 | 12.0232 | 11.8342 | 11.735 | 11.8534 | 12.2663 | 14.3383 | 17.4098 | 19.1907 | 21.4047 | 22.3066 | 22.2193 | 21.9244 | 21.1394 | 20.8956 | 20.3015 | 19.2541 | 19.1554 | 19.1165 | 17.9014 | 17.0823 | 16.4025 | 15.4377 | 14.3996 | 13.148 | 0 | 0 | 0 | 0 | 0 | 0 | 0 | 0 | 0 | 0 | 0 | 0 | 0 | 0 | 0.19354 | 0.18627 | 0.19019 | 0.14687 | 0 | 0 | 0 | 0 | 0 | 0 | 43.0566 | 42.5933 | 41.7391 | 40.9853 | 40.2507 | 39.703 | 39.7035 | 39.7033 | 40.0993 | 42.8086 | 45.4947 | 47.4965 | 48.8299 | 49.655 | 50.3848 | 50.6148 | 50.2586 | 48.8082 | 47.0106 | 45.6899 | 44.7301 | 43.8469 | 42.949 | 42.0436 | 0.027716 | 0.029388 | 0.028564 | 0.025313 | 0.02605 | 0.029513 | 0.036963 | 0.042426 | 0.047262 | 0.047995 | 0.046238 | 0.045202 | 0.043634 | 0.042705 | 0.040595 | 0.036085 | 0.034149 | 0.033916 | 0.031429 | 0.030597 | 0.030454 | 0.028563 | 0.028723 | 0.030732
Portfolio Adjusted1-in-2Size: 20 kW to 199.99 kWOther2023Typical Event Day | Portfolio Adjusted | 1-in-2 | Size: 20 kW to 199.99 kW | Other | 2023 | Typical Event Day | 8 | 15.1375 | 14.3139 | 13.845 | 13.7816 | 14.2577 | 15.6043 | 17.6364 | 20.2346 | 23.7726 | 26.6113 | 28.8057 | 30.2609 | 31.1106 | 31.8193 | 31.9957 | 31.4631 | 30.2537 | 28.1184 | 25.4131 | 24.2068 | 23.3751 | 21.531 | 18.9154 | 16.7393 | 0 | 0 | 0 | 0 | 0 | 0 | 0 | 0 | 0 | 0 | 0 | 0 | 0 | 0 | 0.30502 | 0.30439 | 0.30039 | 0.21604 | 0 | 0 | 0 | 0 | 0 | 0 | 70.6044 | 69.3042 | 68.035 | 66.8637 | 65.7474 | 64.8046 | 64.1273 | 64.3018 | 67.3864 | 72.5252 | 77.6621 | 81.991 | 85.2893 | 87.6138 | 88.9554 | 89.6863 | 89.7559 | 89.1231 | 87.6335 | 85.3509 | 81.973 | 78.5315 | 75.9981 | 74.2599 | 0.034895 | 0.035545 | 0.033699 | 0.02943 | 0.030279 | 0.032119 | 0.037444 | 0.044734 | 0.052491 | 0.057257 | 0.059944 | 0.062389 | 0.064215 | 0.06503 | 0.063979 | 0.058966 | 0.053935 | 0.049887 | 0.044617 | 0.043359 | 0.0434 | 0.039837 | 0.037731 | 0.039126
Portfolio Adjusted1-in-2Size: 20 kW to 199.99 kWOther2024January Monthly Peak | Portfolio Adjusted | 1-in-2 | Size: 20 kW to 199.99 kW | Other | 2024 | January Monthly Peak | 1 | 11.471 | 11.2954 | 11.1865 | 11.3359 | 11.6443 | 13.8202 | 17.1008 | 18.7598 | 20.7858 | 21.8235 | 21.9063 | 21.9943 | 21.4186 | 21.4606 | 20.9589 | 19.8489 | 19.384 | 19.0859 | 17.7755 | 16.7589 | 16.0121 | 14.8079 | 13.6216 | 12.4728 | 0 | 0 | 0 | 0 | 0 | 0 | 0 | 0 | 0 | 0 | 0 | 0 | 0 | 0 | 0.1998 | 0.19203 | 0.19246 | 0.14664 | 0 | 0 | 0 | 0 | 0 | 0 | 46.61 | 46.1994 | 46.0099 | 45.6418 | 45.3456 | 45.1934 | 45.132 | 44.8475 | 45.1047 | 46.8686 | 49.1472 | 51.2479 | 52.8929 | 53.8624 | 54.4459 | 54.3451 | 54.1173 | 53.2092 | 51.4973 | 50.2095 | 49.3953 | 48.8985 | 48.0721 | 47.3186 | 0.026443 | 0.02805 | 0.027229 | 0.024207 | 0.024729 | 0.028446 | 0.036307 | 0.041474 | 0.045896 | 0.046956 | 0.045586 | 0.045346 | 0.04421 | 0.04386 | 0.041909 | 0.0372 | 0.034557 | 0.033862 | 0.031208 | 0.030018 | 0.029729 | 0.027398 | 0.027171 | 0.029154
Portfolio Adjusted1-in-2Size: 20 kW to 199.99 kWOther2024February Monthly Peak | Portfolio Adjusted | 1-in-2 | Size: 20 kW to 199.99 kW | Other | 2024 | February Monthly Peak | 2 | 11.9355 | 11.5435 | 11.3666 | 11.5066 | 11.9488 | 13.5014 | 15.8826 | 17.3239 | 19.4813 | 20.8065 | 21.5608 | 22.0272 | 22.0597 | 22.3667 | 22.2551 | 21.5965 | 20.7519 | 20.035 | 19.3613 | 18.2983 | 17.3424 | 15.9991 | 14.3594 | 12.9841 | 0 | 0 | 0 | 0 | 0 | 0 | 0 | 0 | 0 | 0 | 0 | 0 | 0 | 0 | 0.21216 | 0.20894 | 0.20605 | 0.15393 | 0 | 0 | 0 | 0 | 0 | 0 | 48.6913 | 48.0986 | 47.6149 | 47.2486 | 47.3881 | 47.0024 | 46.5304 | 46.9852 | 48.2087 | 51.6612 | 55.544 | 58.3312 | 60.0902 | 60.9525 | 61.5312 | 62.0289 | 62.0271 | 61.1085 | 58.9603 | 56.4508 | 54.879 | 53.5483 | 52.4787 | 51.1069 | 0.027514 | 0.028666 | 0.027667 | 0.024572 | 0.025376 | 0.02779 | 0.03372 | 0.038299 | 0.043015 | 0.044768 | 0.044867 | 0.045414 | 0.045533 | 0.045711 | 0.044501 | 0.040475 | 0.036995 | 0.035546 | 0.033992 | 0.032776 | 0.032199 | 0.029601 | 0.028643 | 0.030349
Portfolio Adjusted1-in-2Size: 20 kW to 199.99 kWOther2024March Monthly Peak | Portfolio Adjusted | 1-in-2 | Size: 20 kW to 199.99 kW | Other | 2024 | March Monthly Peak | 3 | 12.0956 | 11.6764 | 11.4464 | 11.5285 | 11.9088 | 13.4529 | 16.0265 | 17.5119 | 19.4894 | 20.9304 | 21.7246 | 22.2688 | 22.4388 | 22.8797 | 22.8863 | 22.2883 | 21.542 | 20.2138 | 19.0947 | 18.7978 | 17.9148 | 16.5408 | 14.8132 | 13.3371 | 0 | 0 | 0 | 0 | 0 | 0 | 0 | 0 | 0 | 0 | 0 | 0 | 0 | 0 | 0.21818 | 0.21563 | 0.21389 | 0.1553 | 0 | 0 | 0 | 0 | 0 | 0 | 50.4946 | 49.7343 | 48.9508 | 48.381 | 47.8145 | 47.437 | 47.0096 | 46.9968 | 49.1685 | 52.1678 | 55.0618 | 57.5999 | 59.9609 | 61.4251 | 62.3657 | 63.039 | 62.7938 | 62.0049 | 59.8847 | 56.9133 | 54.773 | 53.1951 | 51.7786 | 50.67 | 0.027883 | 0.028996 | 0.027861 | 0.024619 | 0.025291 | 0.027691 | 0.034026 | 0.038715 | 0.043033 | 0.045034 | 0.045208 | 0.045912 | 0.046316 | 0.04676 | 0.045763 | 0.041772 | 0.038404 | 0.035863 | 0.033524 | 0.03367 | 0.033262 | 0.030604 | 0.029548 | 0.031174
Portfolio Adjusted1-in-2Size: 20 kW to 199.99 kWOther2024April Monthly Peak | Portfolio Adjusted | 1-in-2 | Size: 20 kW to 199.99 kW | Other | 2024 | April Monthly Peak | 4 | 12.9781 | 12.3429 | 11.9812 | 11.9778 | 12.4352 | 13.5245 | 15.2468 | 17.0705 | 19.7805 | 21.9871 | 23.8261 | 25.0516 | 25.8342 | 26.5176 | 26.7102 | 26.298 | 25.1412 | 23.3281 | 21.4067 | 20.999 | 20.1682 | 18.5661 | 16.3014 | 14.4683 | 0 | 0 | 0 | 0 | 0 | 0 | 0 | 0 | 0 | 0 | 0 | 0 | 0 | 0 | 0.25463 | 0.25442 | 0.24963 | 0.17923 | 0 | 0 | 0 | 0 | 0 | 0 | 63.3292 | 62.0799 | 60.9174 | 59.8279 | 58.8656 | 58.0467 | 57.382 | 57.2576 | 59.5472 | 63.8594 | 69.3509 | 74.0899 | 77.4569 | 79.3983 | 80.6442 | 81.3496 | 81.3988 | 80.9217 | 79.9538 | 77.9724 | 74.3298 | 71.3445 | 68.882 | 66.7423 | 0.029918 | 0.030651 | 0.029163 | 0.025578 | 0.026409 | 0.027838 | 0.03237 | 0.037739 | 0.043676 | 0.047308 | 0.049581 | 0.051649 | 0.053324 | 0.054195 | 0.05341 | 0.049286 | 0.04482 | 0.041388 | 0.037583 | 0.037613 | 0.037446 | 0.034351 | 0.032517 | 0.033818
Portfolio Adjusted1-in-2Size: 20 kW to 199.99 kWOther2024May Monthly Peak | Portfolio Adjusted | 1-in-2 | Size: 20 kW to 199.99 kW | Other | 2024 | May Monthly Peak | 5 | 13.4792 | 12.776 | 12.3992 | 12.3707 | 12.8773 | 13.9523 | 15.3461 | 17.594 | 20.6284 | 22.9668 | 24.8827 | 26.1106 | 26.8484 | 27.4609 | 27.6145 | 27.2241 | 25.9965 | 24.1763 | 22.1523 | 21.3415 | 20.8547 | 19.2885 | 16.8992 | 15.0197 | 0 | 0 | 0 | 0 | 0 | 0 | 0 | 0 | 0 | 0 | 0 | 0 | 0 | 0 | 0.26325 | 0.26338 | 0.25812 | 0.18575 | 0 | 0 | 0 | 0 | 0 | 0 | 65.628 | 64.2971 | 63.114 | 61.9102 | 60.914 | 59.8336 | 58.7662 | 59.8507 | 63.909 | 68.4654 | 72.6951 | 76.5125 | 79.6871 | 82.0613 | 83.6474 | 84.5129 | 84.5996 | 84.0043 | 82.6594 | 80.6161 | 76.7938 | 73.206 | 70.8052 | 68.703 | 0.031073 | 0.031726 | 0.03018 | 0.026417 | 0.027348 | 0.028718 | 0.032581 | 0.038896 | 0.045548 | 0.049416 | 0.05178 | 0.053833 | 0.055417 | 0.056123 | 0.055218 | 0.051022 | 0.046345 | 0.042893 | 0.038892 | 0.038226 | 0.038721 | 0.035688 | 0.033709 | 0.035107
Portfolio Adjusted1-in-2Size: 20 kW to 199.99 kWOther2024June Monthly Peak | Portfolio Adjusted | 1-in-2 | Size: 20 kW to 199.99 kW | Other | 2024 | June Monthly Peak | 6 | 14.35 | 13.6074 | 13.1435 | 13.077 | 13.4913 | 14.652 | 16.3282 | 19.096 | 22.466 | 25.1518 | 27.1838 | 28.5419 | 29.2707 | 29.9503 | 30.1143 | 29.6438 | 28.489 | 26.5252 | 24.2381 | 22.8559 | 22.1933 | 20.5767 | 18.0496 | 16.0331 | 0 | 0 | 0 | 0 | 0 | 0 | 0 | 0 | 0 | 0 | 0 | 0 | 0 | 0 | 0.28709 | 0.28679 | 0.28287 | 0.20379 | 0 | 0 | 0 | 0 | 0 | 0 | 68.2921 | 66.6114 | 65.307 | 64.2836 | 63.0017 | 62.0102 | 61.2794 | 62.2688 | 66.2635 | 70.9058 | 75.3713 | 79.2955 | 82.4154 | 84.5112 | 85.7656 | 86.3834 | 86.6566 | 86.3228 | 85.1205 | 83.1371 | 80.219 | 76.4232 | 73.4873 | 71.3833 | 0.03308 | 0.033791 | 0.031992 | 0.027925 | 0.028652 | 0.030159 | 0.034666 | 0.042217 | 0.049606 | 0.054117 | 0.056568 | 0.058845 | 0.060417 | 0.06121 | 0.060217 | 0.055557 | 0.050788 | 0.047061 | 0.042554 | 0.040939 | 0.041206 | 0.038071 | 0.036004 | 0.037476
Portfolio Adjusted1-in-2Size: 20 kW to 199.99 kWOther2024July Monthly Peak | Portfolio Adjusted | 1-in-2 | Size: 20 kW to 199.99 kW | Other | 2024 | July Monthly Peak | 7 | 15.2002 | 14.3856 | 13.9079 | 13.8137 | 14.2541 | 15.6931 | 17.7388 | 20.5918 | 24.1136 | 26.922 | 29.0746 | 30.5359 | 31.3637 | 32.068 | 32.2608 | 31.716 | 30.5304 | 28.4443 | 25.7913 | 24.2292 | 23.4846 | 21.7796 | 19.1287 | 16.9911 | 0 | 0 | 0 | 0 | 0 | 0 | 0 | 0 | 0 | 0 | 0 | 0 | 0 | 0 | 0.30755 | 0.30684 | 0.30314 | 0.21854 | 0 | 0 | 0 | 0 | 0 | 0 | 71.684 | 70.6968 | 69.6555 | 68.5406 | 67.3847 | 66.6052 | 65.913 | 66.2849 | 69.3202 | 73.9122 | 78.3398 | 81.9561 | 84.8695 | 87.2976 | 89.0847 | 89.9869 | 90.1321 | 89.4267 | 88.0289 | 86.48 | 83.3493 | 79.4708 | 76.8047 | 75.0691 | 0.03504 | 0.035723 | 0.033852 | 0.029499 | 0.030272 | 0.032301 | 0.037661 | 0.045524 | 0.053244 | 0.057926 | 0.060503 | 0.062956 | 0.064737 | 0.065538 | 0.064509 | 0.05944 | 0.054428 | 0.050466 | 0.045281 | 0.043399 | 0.043603 | 0.040297 | 0.038156 | 0.039715
Portfolio Adjusted1-in-2Size: 20 kW to 199.99 kWOther2024August Monthly Peak | Portfolio Adjusted | 1-in-2 | Size: 20 kW to 199.99 kW | Other | 2024 | August Monthly Peak | 8 | 15.5739 | 14.7353 | 14.2402 | 14.1666 | 14.6408 | 16.1166 | 18.3356 | 21.1469 | 25.0174 | 28.1063 | 30.4674 | 32.0237 | 32.846 | 33.517 | 33.6141 | 32.9722 | 31.6989 | 29.4022 | 26.4712 | 25.1563 | 24.2315 | 22.2972 | 19.5997 | 17.3316 | 0 | 0 | 0 | 0 | 0 | 0 | 0 | 0 | 0 | 0 | 0 | 0 | 0 | 0 | 0.32045 | 0.31899 | 0.31474 | 0.2259 | 0 | 0 | 0 | 0 | 0 | 0 | 73.9205 | 72.6102 | 71.2027 | 69.9903 | 68.9525 | 67.9802 | 67.206 | 66.9173 | 70.0891 | 75.8632 | 81.1289 | 85.0505 | 88.4167 | 90.9248 | 92.1475 | 92.7652 | 92.686 | 91.9321 | 90.3796 | 88.0093 | 84.4459 | 81.1716 | 78.7893 | 77.0085 | 0.035902 | 0.036592 | 0.034661 | 0.030252 | 0.031093 | 0.033173 | 0.038928 | 0.046751 | 0.055239 | 0.060474 | 0.063401 | 0.066024 | 0.067797 | 0.068499 | 0.067215 | 0.061795 | 0.056511 | 0.052165 | 0.046475 | 0.045059 | 0.04499 | 0.041254 | 0.039096 | 0.04051
Portfolio Adjusted1-in-2Size: 20 kW to 199.99 kWOther2024September Monthly Peak | Portfolio Adjusted | 1-in-2 | Size: 20 kW to 199.99 kW | Other | 2024 | September Monthly Peak | 9 | 14.775 | 14.0568 | 13.6287 | 13.5539 | 14.0684 | 15.3959 | 17.6387 | 19.8367 | 23.2585 | 26.0585 | 28.2534 | 29.6323 | 30.4932 | 31.1868 | 31.2669 | 30.6373 | 29.313 | 27.0752 | 24.6172 | 24.0304 | 22.5993 | 20.7548 | 18.1437 | 16.21 | 0 | 0 | 0 | 0 | 0 | 0 | 0 | 0 | 0 | 0 | 0 | 0 | 0 | 0 | 0.29807 | 0.2964 | 0.29105 | 0.20802 | 0 | 0 | 0 | 0 | 0 | 0 | 68.521 | 67.2986 | 65.9749 | 64.6402 | 63.6507 | 62.6229 | 62.1109 | 61.7362 | 63.8728 | 69.4193 | 75.8085 | 81.662 | 85.4554 | 87.7216 | 88.8239 | 89.6094 | 89.5489 | 88.8107 | 87.005 | 83.7772 | 79.878 | 77.0602 | 74.9112 | 73.5787 | 0.03406 | 0.034907 | 0.033173 | 0.028944 | 0.029877 | 0.03169 | 0.037449 | 0.043854 | 0.051356 | 0.056068 | 0.058794 | 0.061093 | 0.062941 | 0.063737 | 0.062521 | 0.057419 | 0.052258 | 0.048037 | 0.04322 | 0.043043 | 0.04196 | 0.0384 | 0.036192 | 0.037889
Portfolio Adjusted1-in-2Size: 20 kW to 199.99 kWOther2024October Monthly Peak | Portfolio Adjusted | 1-in-2 | Size: 20 kW to 199.99 kW | Other | 2024 | October Monthly Peak | 10 | 14.0148 | 13.3338 | 12.974 | 12.9312 | 13.4017 | 14.6865 | 17.0681 | 18.9256 | 21.8198 | 24.5463 | 26.6042 | 28.0422 | 28.7828 | 29.4706 | 29.6038 | 28.9812 | 27.5901 | 25.4801 | 23.996 | 23.0806 | 21.529 | 19.7581 | 17.3155 | 15.4725 | 0 | 0 | 0 | 0 | 0 | 0 | 0 | 0 | 0 | 0 | 0 | 0 | 0 | 0 | 0.28222 | 0.28038 | 0.27394 | 0.19576 | 0 | 0 | 0 | 0 | 0 | 0 | 68.074 | 67.3095 | 66.0672 | 65.2715 | 64.32 | 63.7102 | 63.0385 | 62.5629 | 63.4709 | 68.1266 | 74.4537 | 79.8808 | 83.442 | 85.787 | 87.1274 | 87.4673 | 86.9786 | 85.8893 | 83.7026 | 80.0185 | 75.7319 | 72.6095 | 70.2892 | 68.3348 | 0.032308 | 0.033112 | 0.031579 | 0.027614 | 0.028461 | 0.03023 | 0.036237 | 0.04184 | 0.048179 | 0.052814 | 0.055362 | 0.057815 | 0.05941 | 0.06023 | 0.059196 | 0.054315 | 0.049186 | 0.045206 | 0.042129 | 0.041342 | 0.039973 | 0.036556 | 0.034539 | 0.036165
Portfolio Adjusted1-in-2Size: 20 kW to 199.99 kWOther2024November Monthly Peak | Portfolio Adjusted | 1-in-2 | Size: 20 kW to 199.99 kW | Other | 2024 | November Monthly Peak | 11 | 12.3867 | 11.8438 | 11.6495 | 11.6584 | 12.1729 | 13.2875 | 14.8345 | 16.5507 | 18.913 | 20.6959 | 22.0439 | 22.8558 | 23.334 | 23.7398 | 23.721 | 23.1101 | 22.1903 | 21.8125 | 20.3376 | 19.3165 | 18.1933 | 16.8097 | 14.9516 | 13.4562 | 0 | 0 | 0 | 0 | 0 | 0 | 0 | 0 | 0 | 0 | 0 | 0 | 0 | 0 | 0.22614 | 0.22358 | 0.22033 | 0.16759 | 0 | 0 | 0 | 0 | 0 | 0 | 55.695 | 54.8938 | 53.7466 | 52.7244 | 51.8847 | 51.4207 | 50.7494 | 50.7458 | 54.1773 | 60.1779 | 66.7832 | 71.8193 | 75.1302 | 76.8139 | 77.6891 | 77.5878 | 75.922 | 72.33 | 67.922 | 64.6735 | 62.257 | 60.2114 | 59.2336 | 58.0303 | 0.028554 | 0.029411 | 0.028355 | 0.024896 | 0.025852 | 0.02735 | 0.031495 | 0.03659 | 0.041761 | 0.044529 | 0.045873 | 0.047122 | 0.048163 | 0.048518 | 0.047433 | 0.043312 | 0.039559 | 0.038699 | 0.035706 | 0.034599 | 0.033779 | 0.031101 | 0.029824 | 0.031452
Portfolio Adjusted1-in-2Size: 20 kW to 199.99 kWOther2024December Monthly Peak | Portfolio Adjusted | 1-in-2 | Size: 20 kW to 199.99 kW | Other | 2024 | December Monthly Peak | 12 | 12.0232 | 11.8342 | 11.735 | 11.8534 | 12.2663 | 14.3383 | 17.4098 | 19.1907 | 21.4047 | 22.3066 | 22.2193 | 21.9244 | 21.1394 | 20.8956 | 20.3015 | 19.2541 | 19.1554 | 19.1165 | 17.9014 | 17.0823 | 16.4025 | 15.4377 | 14.3996 | 13.148 | 0 | 0 | 0 | 0 | 0 | 0 | 0 | 0 | 0 | 0 | 0 | 0 | 0 | 0 | 0.19354 | 0.18627 | 0.19019 | 0.14687 | 0 | 0 | 0 | 0 | 0 | 0 | 43.0566 | 42.5933 | 41.7391 | 40.9853 | 40.2507 | 39.703 | 39.7035 | 39.7033 | 40.0993 | 42.8086 | 45.4947 | 47.4965 | 48.8299 | 49.655 | 50.3848 | 50.6148 | 50.2586 | 48.8082 | 47.0106 | 45.6899 | 44.7301 | 43.8469 | 42.949 | 42.0436 | 0.027716 | 0.029388 | 0.028564 | 0.025313 | 0.02605 | 0.029513 | 0.036963 | 0.042426 | 0.047262 | 0.047995 | 0.046238 | 0.045202 | 0.043634 | 0.042705 | 0.040595 | 0.036085 | 0.034149 | 0.033916 | 0.031429 | 0.030597 | 0.030454 | 0.028563 | 0.028723 | 0.030732
Portfolio Adjusted1-in-2Size: 20 kW to 199.99 kWOther2024Typical Event Day | Portfolio Adjusted | 1-in-2 | Size: 20 kW to 199.99 kW | Other | 2024 | Typical Event Day | 8 | 15.1375 | 14.3139 | 13.845 | 13.7816 | 14.2577 | 15.6043 | 17.6364 | 20.2346 | 23.7726 | 26.6113 | 28.8057 | 30.2609 | 31.1106 | 31.8193 | 31.9957 | 31.4631 | 30.2537 | 28.1184 | 25.4131 | 24.2068 | 23.3751 | 21.531 | 18.9154 | 16.7393 | 0 | 0 | 0 | 0 | 0 | 0 | 0 | 0 | 0 | 0 | 0 | 0 | 0 | 0 | 0.30502 | 0.30439 | 0.30039 | 0.21604 | 0 | 0 | 0 | 0 | 0 | 0 | 70.6044 | 69.3042 | 68.035 | 66.8637 | 65.7474 | 64.8046 | 64.1273 | 64.3018 | 67.3864 | 72.5252 | 77.6621 | 81.991 | 85.2893 | 87.6138 | 88.9554 | 89.6863 | 89.7559 | 89.1231 | 87.6335 | 85.3509 | 81.973 | 78.5315 | 75.9981 | 74.2599 | 0.034895 | 0.035545 | 0.033699 | 0.02943 | 0.030279 | 0.032119 | 0.037444 | 0.044734 | 0.052491 | 0.057257 | 0.059944 | 0.062389 | 0.064215 | 0.06503 | 0.063979 | 0.058966 | 0.053935 | 0.049887 | 0.044617 | 0.043359 | 0.0434 | 0.039837 | 0.037731 | 0.039126
Portfolio Adjusted1-in-2Size: 20 kW to 199.99 kWOther2025January Monthly Peak | Portfolio Adjusted | 1-in-2 | Size: 20 kW to 199.99 kW | Other | 2025 | January Monthly Peak | 1 | 11.471 | 11.2954 | 11.1865 | 11.3359 | 11.6443 | 13.8202 | 17.1008 | 18.7598 | 20.7858 | 21.8235 | 21.9063 | 21.9943 | 21.4186 | 21.4606 | 20.9589 | 19.8489 | 19.384 | 19.0859 | 17.7755 | 16.7589 | 16.0121 | 14.8079 | 13.6216 | 12.4728 | 0 | 0 | 0 | 0 | 0 | 0 | 0 | 0 | 0 | 0 | 0 | 0 | 0 | 0 | 0.1998 | 0.19203 | 0.19246 | 0.14664 | 0 | 0 | 0 | 0 | 0 | 0 | 46.61 | 46.1994 | 46.0099 | 45.6418 | 45.3456 | 45.1934 | 45.132 | 44.8475 | 45.1047 | 46.8686 | 49.1472 | 51.2479 | 52.8929 | 53.8624 | 54.4459 | 54.3451 | 54.1173 | 53.2092 | 51.4973 | 50.2095 | 49.3953 | 48.8985 | 48.0721 | 47.3186 | 0.026443 | 0.02805 | 0.027229 | 0.024207 | 0.024729 | 0.028446 | 0.036307 | 0.041474 | 0.045896 | 0.046956 | 0.045586 | 0.045346 | 0.04421 | 0.04386 | 0.041909 | 0.0372 | 0.034557 | 0.033862 | 0.031208 | 0.030018 | 0.029729 | 0.027398 | 0.027171 | 0.029154
Portfolio Adjusted1-in-2Size: 20 kW to 199.99 kWOther2025February Monthly Peak | Portfolio Adjusted | 1-in-2 | Size: 20 kW to 199.99 kW | Other | 2025 | February Monthly Peak | 2 | 11.9355 | 11.5435 | 11.3666 | 11.5066 | 11.9488 | 13.5014 | 15.8826 | 17.3239 | 19.4813 | 20.8065 | 21.5608 | 22.0272 | 22.0597 | 22.3667 | 22.2551 | 21.5965 | 20.7519 | 20.035 | 19.3613 | 18.2983 | 17.3424 | 15.9991 | 14.3594 | 12.9841 | 0 | 0 | 0 | 0 | 0 | 0 | 0 | 0 | 0 | 0 | 0 | 0 | 0 | 0 | 0.21216 | 0.20894 | 0.20605 | 0.15393 | 0 | 0 | 0 | 0 | 0 | 0 | 48.6913 | 48.0986 | 47.6149 | 47.2486 | 47.3881 | 47.0024 | 46.5304 | 46.9852 | 48.2087 | 51.6612 | 55.544 | 58.3312 | 60.0902 | 60.9525 | 61.5312 | 62.0289 | 62.0271 | 61.1085 | 58.9603 | 56.4508 | 54.879 | 53.5483 | 52.4787 | 51.1069 | 0.027514 | 0.028666 | 0.027667 | 0.024572 | 0.025376 | 0.02779 | 0.03372 | 0.038299 | 0.043015 | 0.044768 | 0.044867 | 0.045414 | 0.045533 | 0.045711 | 0.044501 | 0.040475 | 0.036995 | 0.035546 | 0.033992 | 0.032776 | 0.032199 | 0.029601 | 0.028643 | 0.030349
Portfolio Adjusted1-in-2Size: 20 kW to 199.99 kWOther2025March Monthly Peak | Portfolio Adjusted | 1-in-2 | Size: 20 kW to 199.99 kW | Other | 2025 | March Monthly Peak | 3 | 12.0956 | 11.6764 | 11.4464 | 11.5285 | 11.9088 | 13.4529 | 16.0265 | 17.5119 | 19.4894 | 20.9304 | 21.7246 | 22.2688 | 22.4388 | 22.8797 | 22.8863 | 22.2883 | 21.542 | 20.2138 | 19.0947 | 18.7978 | 17.9148 | 16.5408 | 14.8132 | 13.3371 | 0 | 0 | 0 | 0 | 0 | 0 | 0 | 0 | 0 | 0 | 0 | 0 | 0 | 0 | 0.21818 | 0.21563 | 0.21389 | 0.1553 | 0 | 0 | 0 | 0 | 0 | 0 | 50.4946 | 49.7343 | 48.9508 | 48.381 | 47.8145 | 47.437 | 47.0096 | 46.9968 | 49.1685 | 52.1678 | 55.0618 | 57.5999 | 59.9609 | 61.4251 | 62.3657 | 63.039 | 62.7938 | 62.0049 | 59.8847 | 56.9133 | 54.773 | 53.1951 | 51.7786 | 50.67 | 0.027883 | 0.028996 | 0.027861 | 0.024619 | 0.025291 | 0.027691 | 0.034026 | 0.038715 | 0.043033 | 0.045034 | 0.045208 | 0.045912 | 0.046316 | 0.04676 | 0.045763 | 0.041772 | 0.038404 | 0.035863 | 0.033524 | 0.03367 | 0.033262 | 0.030604 | 0.029548 | 0.031174
Portfolio Adjusted1-in-2Size: 20 kW to 199.99 kWOther2025April Monthly Peak | Portfolio Adjusted | 1-in-2 | Size: 20 kW to 199.99 kW | Other | 2025 | April Monthly Peak | 4 | 12.9781 | 12.3429 | 11.9812 | 11.9778 | 12.4352 | 13.5245 | 15.2468 | 17.0705 | 19.7805 | 21.9871 | 23.8261 | 25.0516 | 25.8342 | 26.5176 | 26.7102 | 26.298 | 25.1412 | 23.3281 | 21.4067 | 20.999 | 20.1682 | 18.5661 | 16.3014 | 14.4683 | 0 | 0 | 0 | 0 | 0 | 0 | 0 | 0 | 0 | 0 | 0 | 0 | 0 | 0 | 0.25463 | 0.25442 | 0.24963 | 0.17923 | 0 | 0 | 0 | 0 | 0 | 0 | 63.3292 | 62.0799 | 60.9174 | 59.8279 | 58.8656 | 58.0467 | 57.382 | 57.2576 | 59.5472 | 63.8594 | 69.3509 | 74.0899 | 77.4569 | 79.3983 | 80.6442 | 81.3496 | 81.3988 | 80.9217 | 79.9538 | 77.9724 | 74.3298 | 71.3445 | 68.882 | 66.7423 | 0.029918 | 0.030651 | 0.029163 | 0.025578 | 0.026409 | 0.027838 | 0.03237 | 0.037739 | 0.043676 | 0.047308 | 0.049581 | 0.051649 | 0.053324 | 0.054195 | 0.05341 | 0.049286 | 0.04482 | 0.041388 | 0.037583 | 0.037613 | 0.037446 | 0.034351 | 0.032517 | 0.033818
Portfolio Adjusted1-in-2Size: 20 kW to 199.99 kWOther2025May Monthly Peak | Portfolio Adjusted | 1-in-2 | Size: 20 kW to 199.99 kW | Other | 2025 | May Monthly Peak | 5 | 13.4792 | 12.776 | 12.3992 | 12.3707 | 12.8773 | 13.9523 | 15.3461 | 17.594 | 20.6284 | 22.9668 | 24.8827 | 26.1106 | 26.8484 | 27.4609 | 27.6145 | 27.2241 | 25.9965 | 24.1763 | 22.1523 | 21.3415 | 20.8547 | 19.2885 | 16.8992 | 15.0197 | 0 | 0 | 0 | 0 | 0 | 0 | 0 | 0 | 0 | 0 | 0 | 0 | 0 | 0 | 0.26325 | 0.26338 | 0.25812 | 0.18575 | 0 | 0 | 0 | 0 | 0 | 0 | 65.628 | 64.2971 | 63.114 | 61.9102 | 60.914 | 59.8336 | 58.7662 | 59.8507 | 63.909 | 68.4654 | 72.6951 | 76.5125 | 79.6871 | 82.0613 | 83.6474 | 84.5129 | 84.5996 | 84.0043 | 82.6594 | 80.6161 | 76.7938 | 73.206 | 70.8052 | 68.703 | 0.031073 | 0.031726 | 0.03018 | 0.026417 | 0.027348 | 0.028718 | 0.032581 | 0.038896 | 0.045548 | 0.049416 | 0.05178 | 0.053833 | 0.055417 | 0.056123 | 0.055218 | 0.051022 | 0.046345 | 0.042893 | 0.038892 | 0.038226 | 0.038721 | 0.035688 | 0.033709 | 0.035107
Portfolio Adjusted1-in-2Size: 20 kW to 199.99 kWOther2025June Monthly Peak | Portfolio Adjusted | 1-in-2 | Size: 20 kW to 199.99 kW | Other | 2025 | June Monthly Peak | 6 | 14.35 | 13.6074 | 13.1435 | 13.077 | 13.4913 | 14.652 | 16.3282 | 19.096 | 22.466 | 25.1518 | 27.1838 | 28.5419 | 29.2707 | 29.9503 | 30.1143 | 29.6438 | 28.489 | 26.5252 | 24.2381 | 22.8559 | 22.1933 | 20.5767 | 18.0496 | 16.0331 | 0 | 0 | 0 | 0 | 0 | 0 | 0 | 0 | 0 | 0 | 0 | 0 | 0 | 0 | 0.28709 | 0.28679 | 0.28287 | 0.20379 | 0 | 0 | 0 | 0 | 0 | 0 | 68.2921 | 66.6114 | 65.307 | 64.2836 | 63.0017 | 62.0102 | 61.2794 | 62.2688 | 66.2635 | 70.9058 | 75.3713 | 79.2955 | 82.4154 | 84.5112 | 85.7656 | 86.3834 | 86.6566 | 86.3228 | 85.1205 | 83.1371 | 80.219 | 76.4232 | 73.4873 | 71.3833 | 0.03308 | 0.033791 | 0.031992 | 0.027925 | 0.028652 | 0.030159 | 0.034666 | 0.042217 | 0.049606 | 0.054117 | 0.056568 | 0.058845 | 0.060417 | 0.06121 | 0.060217 | 0.055557 | 0.050788 | 0.047061 | 0.042554 | 0.040939 | 0.041206 | 0.038071 | 0.036004 | 0.037476
Portfolio Adjusted1-in-2Size: 20 kW to 199.99 kWOther2025July Monthly Peak | Portfolio Adjusted | 1-in-2 | Size: 20 kW to 199.99 kW | Other | 2025 | July Monthly Peak | 7 | 15.2002 | 14.3856 | 13.9079 | 13.8137 | 14.2541 | 15.6931 | 17.7388 | 20.5918 | 24.1136 | 26.922 | 29.0746 | 30.5359 | 31.3637 | 32.068 | 32.2608 | 31.716 | 30.5304 | 28.4443 | 25.7913 | 24.2292 | 23.4846 | 21.7796 | 19.1287 | 16.9911 | 0 | 0 | 0 | 0 | 0 | 0 | 0 | 0 | 0 | 0 | 0 | 0 | 0 | 0 | 0.30755 | 0.30684 | 0.30314 | 0.21854 | 0 | 0 | 0 | 0 | 0 | 0 | 71.684 | 70.6968 | 69.6555 | 68.5406 | 67.3847 | 66.6052 | 65.913 | 66.2849 | 69.3202 | 73.9122 | 78.3398 | 81.9561 | 84.8695 | 87.2976 | 89.0847 | 89.9869 | 90.1321 | 89.4267 | 88.0289 | 86.48 | 83.3493 | 79.4708 | 76.8047 | 75.0691 | 0.03504 | 0.035723 | 0.033852 | 0.029499 | 0.030272 | 0.032301 | 0.037661 | 0.045524 | 0.053244 | 0.057926 | 0.060503 | 0.062956 | 0.064737 | 0.065538 | 0.064509 | 0.05944 | 0.054428 | 0.050466 | 0.045281 | 0.043399 | 0.043603 | 0.040297 | 0.038156 | 0.039715
Portfolio Adjusted1-in-2Size: 20 kW to 199.99 kWOther2025August Monthly Peak | Portfolio Adjusted | 1-in-2 | Size: 20 kW to 199.99 kW | Other | 2025 | August Monthly Peak | 8 | 15.5739 | 14.7353 | 14.2402 | 14.1666 | 14.6408 | 16.1166 | 18.3356 | 21.1469 | 25.0174 | 28.1063 | 30.4674 | 32.0237 | 32.846 | 33.517 | 33.6141 | 32.9722 | 31.6989 | 29.4022 | 26.4712 | 25.1563 | 24.2315 | 22.2972 | 19.5997 | 17.3316 | 0 | 0 | 0 | 0 | 0 | 0 | 0 | 0 | 0 | 0 | 0 | 0 | 0 | 0 | 0.32045 | 0.31899 | 0.31474 | 0.2259 | 0 | 0 | 0 | 0 | 0 | 0 | 73.9205 | 72.6102 | 71.2027 | 69.9903 | 68.9525 | 67.9802 | 67.206 | 66.9173 | 70.0891 | 75.8632 | 81.1289 | 85.0505 | 88.4167 | 90.9248 | 92.1475 | 92.7652 | 92.686 | 91.9321 | 90.3796 | 88.0093 | 84.4459 | 81.1716 | 78.7893 | 77.0085 | 0.035902 | 0.036592 | 0.034661 | 0.030252 | 0.031093 | 0.033173 | 0.038928 | 0.046751 | 0.055239 | 0.060474 | 0.063401 | 0.066024 | 0.067797 | 0.068499 | 0.067215 | 0.061795 | 0.056511 | 0.052165 | 0.046475 | 0.045059 | 0.04499 | 0.041254 | 0.039096 | 0.04051
Portfolio Adjusted1-in-2Size: 20 kW to 199.99 kWOther2025September Monthly Peak | Portfolio Adjusted | 1-in-2 | Size: 20 kW to 199.99 kW | Other | 2025 | September Monthly Peak | 9 | 14.775 | 14.0568 | 13.6287 | 13.5539 | 14.0684 | 15.3959 | 17.6387 | 19.8367 | 23.2585 | 26.0585 | 28.2534 | 29.6323 | 30.4932 | 31.1868 | 31.2669 | 30.6373 | 29.313 | 27.0752 | 24.6172 | 24.0304 | 22.5993 | 20.7548 | 18.1437 | 16.21 | 0 | 0 | 0 | 0 | 0 | 0 | 0 | 0 | 0 | 0 | 0 | 0 | 0 | 0 | 0.29807 | 0.2964 | 0.29105 | 0.20802 | 0 | 0 | 0 | 0 | 0 | 0 | 68.521 | 67.2986 | 65.9749 | 64.6402 | 63.6507 | 62.6229 | 62.1109 | 61.7362 | 63.8728 | 69.4193 | 75.8085 | 81.662 | 85.4554 | 87.7216 | 88.8239 | 89.6094 | 89.5489 | 88.8107 | 87.005 | 83.7772 | 79.878 | 77.0602 | 74.9112 | 73.5787 | 0.03406 | 0.034907 | 0.033173 | 0.028944 | 0.029877 | 0.03169 | 0.037449 | 0.043854 | 0.051356 | 0.056068 | 0.058794 | 0.061093 | 0.062941 | 0.063737 | 0.062521 | 0.057419 | 0.052258 | 0.048037 | 0.04322 | 0.043043 | 0.04196 | 0.0384 | 0.036192 | 0.037889
Portfolio Adjusted1-in-2Size: 20 kW to 199.99 kWOther2025October Monthly Peak | Portfolio Adjusted | 1-in-2 | Size: 20 kW to 199.99 kW | Other | 2025 | October Monthly Peak | 10 | 14.0148 | 13.3338 | 12.974 | 12.9312 | 13.4017 | 14.6865 | 17.0681 | 18.9256 | 21.8198 | 24.5463 | 26.6042 | 28.0422 | 28.7828 | 29.4706 | 29.6038 | 28.9812 | 27.5901 | 25.4801 | 23.996 | 23.0806 | 21.529 | 19.7581 | 17.3155 | 15.4725 | 0 | 0 | 0 | 0 | 0 | 0 | 0 | 0 | 0 | 0 | 0 | 0 | 0 | 0 | 0.28222 | 0.28038 | 0.27394 | 0.19576 | 0 | 0 | 0 | 0 | 0 | 0 | 68.074 | 67.3095 | 66.0672 | 65.2715 | 64.32 | 63.7102 | 63.0385 | 62.5629 | 63.4709 | 68.1266 | 74.4537 | 79.8808 | 83.442 | 85.787 | 87.1274 | 87.4673 | 86.9786 | 85.8893 | 83.7026 | 80.0185 | 75.7319 | 72.6095 | 70.2892 | 68.3348 | 0.032308 | 0.033112 | 0.031579 | 0.027614 | 0.028461 | 0.03023 | 0.036237 | 0.04184 | 0.048179 | 0.052814 | 0.055362 | 0.057815 | 0.05941 | 0.06023 | 0.059196 | 0.054315 | 0.049186 | 0.045206 | 0.042129 | 0.041342 | 0.039973 | 0.036556 | 0.034539 | 0.036165
Portfolio Adjusted1-in-2Size: 20 kW to 199.99 kWOther2025November Monthly Peak | Portfolio Adjusted | 1-in-2 | Size: 20 kW to 199.99 kW | Other | 2025 | November Monthly Peak | 11 | 12.3867 | 11.8438 | 11.6495 | 11.6584 | 12.1729 | 13.2875 | 14.8345 | 16.5507 | 18.913 | 20.6959 | 22.0439 | 22.8558 | 23.334 | 23.7398 | 23.721 | 23.1101 | 22.1903 | 21.8125 | 20.3376 | 19.3165 | 18.1933 | 16.8097 | 14.9516 | 13.4562 | 0 | 0 | 0 | 0 | 0 | 0 | 0 | 0 | 0 | 0 | 0 | 0 | 0 | 0 | 0.22614 | 0.22358 | 0.22033 | 0.16759 | 0 | 0 | 0 | 0 | 0 | 0 | 55.695 | 54.8938 | 53.7466 | 52.7244 | 51.8847 | 51.4207 | 50.7494 | 50.7458 | 54.1773 | 60.1779 | 66.7832 | 71.8193 | 75.1302 | 76.8139 | 77.6891 | 77.5878 | 75.922 | 72.33 | 67.922 | 64.6735 | 62.257 | 60.2114 | 59.2336 | 58.0303 | 0.028554 | 0.029411 | 0.028355 | 0.024896 | 0.025852 | 0.02735 | 0.031495 | 0.03659 | 0.041761 | 0.044529 | 0.045873 | 0.047122 | 0.048163 | 0.048518 | 0.047433 | 0.043312 | 0.039559 | 0.038699 | 0.035706 | 0.034599 | 0.033779 | 0.031101 | 0.029824 | 0.031452
Portfolio Adjusted1-in-2Size: 20 kW to 199.99 kWOther2025December Monthly Peak | Portfolio Adjusted | 1-in-2 | Size: 20 kW to 199.99 kW | Other | 2025 | December Monthly Peak | 12 | 12.0232 | 11.8342 | 11.735 | 11.8534 | 12.2663 | 14.3383 | 17.4098 | 19.1907 | 21.4047 | 22.3066 | 22.2193 | 21.9244 | 21.1394 | 20.8956 | 20.3015 | 19.2541 | 19.1554 | 19.1165 | 17.9014 | 17.0823 | 16.4025 | 15.4377 | 14.3996 | 13.148 | 0 | 0 | 0 | 0 | 0 | 0 | 0 | 0 | 0 | 0 | 0 | 0 | 0 | 0 | 0.19354 | 0.18627 | 0.19019 | 0.14687 | 0 | 0 | 0 | 0 | 0 | 0 | 43.0566 | 42.5933 | 41.7391 | 40.9853 | 40.2507 | 39.703 | 39.7035 | 39.7033 | 40.0993 | 42.8086 | 45.4947 | 47.4965 | 48.8299 | 49.655 | 50.3848 | 50.6148 | 50.2586 | 48.8082 | 47.0106 | 45.6899 | 44.7301 | 43.8469 | 42.949 | 42.0436 | 0.027716 | 0.029388 | 0.028564 | 0.025313 | 0.02605 | 0.029513 | 0.036963 | 0.042426 | 0.047262 | 0.047995 | 0.046238 | 0.045202 | 0.043634 | 0.042705 | 0.040595 | 0.036085 | 0.034149 | 0.033916 | 0.031429 | 0.030597 | 0.030454 | 0.028563 | 0.028723 | 0.030732
Portfolio Adjusted1-in-2Size: 20 kW to 199.99 kWOther2025Typical Event Day | Portfolio Adjusted | 1-in-2 | Size: 20 kW to 199.99 kW | Other | 2025 | Typical Event Day | 8 | 15.1375 | 14.3139 | 13.845 | 13.7816 | 14.2577 | 15.6043 | 17.6364 | 20.2346 | 23.7726 | 26.6113 | 28.8057 | 30.2609 | 31.1106 | 31.8193 | 31.9957 | 31.4631 | 30.2537 | 28.1184 | 25.4131 | 24.2068 | 23.3751 | 21.531 | 18.9154 | 16.7393 | 0 | 0 | 0 | 0 | 0 | 0 | 0 | 0 | 0 | 0 | 0 | 0 | 0 | 0 | 0.30502 | 0.30439 | 0.30039 | 0.21604 | 0 | 0 | 0 | 0 | 0 | 0 | 70.6044 | 69.3042 | 68.035 | 66.8637 | 65.7474 | 64.8046 | 64.1273 | 64.3018 | 67.3864 | 72.5252 | 77.6621 | 81.991 | 85.2893 | 87.6138 | 88.9554 | 89.6863 | 89.7559 | 89.1231 | 87.6335 | 85.3509 | 81.973 | 78.5315 | 75.9981 | 74.2599 | 0.034895 | 0.035545 | 0.033699 | 0.02943 | 0.030279 | 0.032119 | 0.037444 | 0.044734 | 0.052491 | 0.057257 | 0.059944 | 0.062389 | 0.064215 | 0.06503 | 0.063979 | 0.058966 | 0.053935 | 0.049887 | 0.044617 | 0.043359 | 0.0434 | 0.039837 | 0.037731 | 0.039126
Portfolio Adjusted1-in-2Size: 20 kW to 199.99 kWOther2026January Monthly Peak | Portfolio Adjusted | 1-in-2 | Size: 20 kW to 199.99 kW | Other | 2026 | January Monthly Peak | 1 | 11.471 | 11.2954 | 11.1865 | 11.3359 | 11.6443 | 13.8202 | 17.1008 | 18.7598 | 20.7858 | 21.8235 | 21.9063 | 21.9943 | 21.4186 | 21.4606 | 20.9589 | 19.8489 | 19.384 | 19.0859 | 17.7755 | 16.7589 | 16.0121 | 14.8079 | 13.6216 | 12.4728 | 0 | 0 | 0 | 0 | 0 | 0 | 0 | 0 | 0 | 0 | 0 | 0 | 0 | 0 | 0.1998 | 0.19203 | 0.19246 | 0.14664 | 0 | 0 | 0 | 0 | 0 | 0 | 46.61 | 46.1994 | 46.0099 | 45.6418 | 45.3456 | 45.1934 | 45.132 | 44.8475 | 45.1047 | 46.8686 | 49.1472 | 51.2479 | 52.8929 | 53.8624 | 54.4459 | 54.3451 | 54.1173 | 53.2092 | 51.4973 | 50.2095 | 49.3953 | 48.8985 | 48.0721 | 47.3186 | 0.026443 | 0.02805 | 0.027229 | 0.024207 | 0.024729 | 0.028446 | 0.036307 | 0.041474 | 0.045896 | 0.046956 | 0.045586 | 0.045346 | 0.04421 | 0.04386 | 0.041909 | 0.0372 | 0.034557 | 0.033862 | 0.031208 | 0.030018 | 0.029729 | 0.027398 | 0.027171 | 0.029154
Portfolio Adjusted1-in-2Size: 20 kW to 199.99 kWOther2026February Monthly Peak | Portfolio Adjusted | 1-in-2 | Size: 20 kW to 199.99 kW | Other | 2026 | February Monthly Peak | 2 | 11.9355 | 11.5435 | 11.3666 | 11.5066 | 11.9488 | 13.5014 | 15.8826 | 17.3239 | 19.4813 | 20.8065 | 21.5608 | 22.0272 | 22.0597 | 22.3667 | 22.2551 | 21.5965 | 20.7519 | 20.035 | 19.3613 | 18.2983 | 17.3424 | 15.9991 | 14.3594 | 12.9841 | 0 | 0 | 0 | 0 | 0 | 0 | 0 | 0 | 0 | 0 | 0 | 0 | 0 | 0 | 0.21216 | 0.20894 | 0.20605 | 0.15393 | 0 | 0 | 0 | 0 | 0 | 0 | 48.6913 | 48.0986 | 47.6149 | 47.2486 | 47.3881 | 47.0024 | 46.5304 | 46.9852 | 48.2087 | 51.6612 | 55.544 | 58.3312 | 60.0902 | 60.9525 | 61.5312 | 62.0289 | 62.0271 | 61.1085 | 58.9603 | 56.4508 | 54.879 | 53.5483 | 52.4787 | 51.1069 | 0.027514 | 0.028666 | 0.027667 | 0.024572 | 0.025376 | 0.02779 | 0.03372 | 0.038299 | 0.043015 | 0.044768 | 0.044867 | 0.045414 | 0.045533 | 0.045711 | 0.044501 | 0.040475 | 0.036995 | 0.035546 | 0.033992 | 0.032776 | 0.032199 | 0.029601 | 0.028643 | 0.030349
Portfolio Adjusted1-in-2Size: 20 kW to 199.99 kWOther2026March Monthly Peak | Portfolio Adjusted | 1-in-2 | Size: 20 kW to 199.99 kW | Other | 2026 | March Monthly Peak | 3 | 12.0956 | 11.6764 | 11.4464 | 11.5285 | 11.9088 | 13.4529 | 16.0265 | 17.5119 | 19.4894 | 20.9304 | 21.7246 | 22.2688 | 22.4388 | 22.8797 | 22.8863 | 22.2883 | 21.542 | 20.2138 | 19.0947 | 18.7978 | 17.9148 | 16.5408 | 14.8132 | 13.3371 | 0 | 0 | 0 | 0 | 0 | 0 | 0 | 0 | 0 | 0 | 0 | 0 | 0 | 0 | 0.21818 | 0.21563 | 0.21389 | 0.1553 | 0 | 0 | 0 | 0 | 0 | 0 | 50.4946 | 49.7343 | 48.9508 | 48.381 | 47.8145 | 47.437 | 47.0096 | 46.9968 | 49.1685 | 52.1678 | 55.0618 | 57.5999 | 59.9609 | 61.4251 | 62.3657 | 63.039 | 62.7938 | 62.0049 | 59.8847 | 56.9133 | 54.773 | 53.1951 | 51.7786 | 50.67 | 0.027883 | 0.028996 | 0.027861 | 0.024619 | 0.025291 | 0.027691 | 0.034026 | 0.038715 | 0.043033 | 0.045034 | 0.045208 | 0.045912 | 0.046316 | 0.04676 | 0.045763 | 0.041772 | 0.038404 | 0.035863 | 0.033524 | 0.03367 | 0.033262 | 0.030604 | 0.029548 | 0.031174
Portfolio Adjusted1-in-2Size: 20 kW to 199.99 kWOther2026April Monthly Peak | Portfolio Adjusted | 1-in-2 | Size: 20 kW to 199.99 kW | Other | 2026 | April Monthly Peak | 4 | 12.9781 | 12.3429 | 11.9812 | 11.9778 | 12.4352 | 13.5245 | 15.2468 | 17.0705 | 19.7805 | 21.9871 | 23.8261 | 25.0516 | 25.8342 | 26.5176 | 26.7102 | 26.298 | 25.1412 | 23.3281 | 21.4067 | 20.999 | 20.1682 | 18.5661 | 16.3014 | 14.4683 | 0 | 0 | 0 | 0 | 0 | 0 | 0 | 0 | 0 | 0 | 0 | 0 | 0 | 0 | 0.25463 | 0.25442 | 0.24963 | 0.17923 | 0 | 0 | 0 | 0 | 0 | 0 | 63.3292 | 62.0799 | 60.9174 | 59.8279 | 58.8656 | 58.0467 | 57.382 | 57.2576 | 59.5472 | 63.8594 | 69.3509 | 74.0899 | 77.4569 | 79.3983 | 80.6442 | 81.3496 | 81.3988 | 80.9217 | 79.9538 | 77.9724 | 74.3298 | 71.3445 | 68.882 | 66.7423 | 0.029918 | 0.030651 | 0.029163 | 0.025578 | 0.026409 | 0.027838 | 0.03237 | 0.037739 | 0.043676 | 0.047308 | 0.049581 | 0.051649 | 0.053324 | 0.054195 | 0.05341 | 0.049286 | 0.04482 | 0.041388 | 0.037583 | 0.037613 | 0.037446 | 0.034351 | 0.032517 | 0.033818
Portfolio Adjusted1-in-2Size: 20 kW to 199.99 kWOther2026May Monthly Peak | Portfolio Adjusted | 1-in-2 | Size: 20 kW to 199.99 kW | Other | 2026 | May Monthly Peak | 5 | 13.4792 | 12.776 | 12.3992 | 12.3707 | 12.8773 | 13.9523 | 15.3461 | 17.594 | 20.6284 | 22.9668 | 24.8827 | 26.1106 | 26.8484 | 27.4609 | 27.6145 | 27.2241 | 25.9965 | 24.1763 | 22.1523 | 21.3415 | 20.8547 | 19.2885 | 16.8992 | 15.0197 | 0 | 0 | 0 | 0 | 0 | 0 | 0 | 0 | 0 | 0 | 0 | 0 | 0 | 0 | 0.26325 | 0.26338 | 0.25812 | 0.18575 | 0 | 0 | 0 | 0 | 0 | 0 | 65.628 | 64.2971 | 63.114 | 61.9102 | 60.914 | 59.8336 | 58.7662 | 59.8507 | 63.909 | 68.4654 | 72.6951 | 76.5125 | 79.6871 | 82.0613 | 83.6474 | 84.5129 | 84.5996 | 84.0043 | 82.6594 | 80.6161 | 76.7938 | 73.206 | 70.8052 | 68.703 | 0.031073 | 0.031726 | 0.03018 | 0.026417 | 0.027348 | 0.028718 | 0.032581 | 0.038896 | 0.045548 | 0.049416 | 0.05178 | 0.053833 | 0.055417 | 0.056123 | 0.055218 | 0.051022 | 0.046345 | 0.042893 | 0.038892 | 0.038226 | 0.038721 | 0.035688 | 0.033709 | 0.035107
Portfolio Adjusted1-in-2Size: 20 kW to 199.99 kWOther2026June Monthly Peak | Portfolio Adjusted | 1-in-2 | Size: 20 kW to 199.99 kW | Other | 2026 | June Monthly Peak | 6 | 14.35 | 13.6074 | 13.1435 | 13.077 | 13.4913 | 14.652 | 16.3282 | 19.096 | 22.466 | 25.1518 | 27.1838 | 28.5419 | 29.2707 | 29.9503 | 30.1143 | 29.6438 | 28.489 | 26.5252 | 24.2381 | 22.8559 | 22.1933 | 20.5767 | 18.0496 | 16.0331 | 0 | 0 | 0 | 0 | 0 | 0 | 0 | 0 | 0 | 0 | 0 | 0 | 0 | 0 | 0.28709 | 0.28679 | 0.28287 | 0.20379 | 0 | 0 | 0 | 0 | 0 | 0 | 68.2921 | 66.6114 | 65.307 | 64.2836 | 63.0017 | 62.0102 | 61.2794 | 62.2688 | 66.2635 | 70.9058 | 75.3713 | 79.2955 | 82.4154 | 84.5112 | 85.7656 | 86.3834 | 86.6566 | 86.3228 | 85.1205 | 83.1371 | 80.219 | 76.4232 | 73.4873 | 71.3833 | 0.03308 | 0.033791 | 0.031992 | 0.027925 | 0.028652 | 0.030159 | 0.034666 | 0.042217 | 0.049606 | 0.054117 | 0.056568 | 0.058845 | 0.060417 | 0.06121 | 0.060217 | 0.055557 | 0.050788 | 0.047061 | 0.042554 | 0.040939 | 0.041206 | 0.038071 | 0.036004 | 0.037476
Portfolio Adjusted1-in-2Size: 20 kW to 199.99 kWOther2026July Monthly Peak | Portfolio Adjusted | 1-in-2 | Size: 20 kW to 199.99 kW | Other | 2026 | July Monthly Peak | 7 | 15.2002 | 14.3856 | 13.9079 | 13.8137 | 14.2541 | 15.6931 | 17.7388 | 20.5918 | 24.1136 | 26.922 | 29.0746 | 30.5359 | 31.3637 | 32.068 | 32.2608 | 31.716 | 30.5304 | 28.4443 | 25.7913 | 24.2292 | 23.4846 | 21.7796 | 19.1287 | 16.9911 | 0 | 0 | 0 | 0 | 0 | 0 | 0 | 0 | 0 | 0 | 0 | 0 | 0 | 0 | 0.30755 | 0.30684 | 0.30314 | 0.21854 | 0 | 0 | 0 | 0 | 0 | 0 | 71.684 | 70.6968 | 69.6555 | 68.5406 | 67.3847 | 66.6052 | 65.913 | 66.2849 | 69.3202 | 73.9122 | 78.3398 | 81.9561 | 84.8695 | 87.2976 | 89.0847 | 89.9869 | 90.1321 | 89.4267 | 88.0289 | 86.48 | 83.3493 | 79.4708 | 76.8047 | 75.0691 | 0.03504 | 0.035723 | 0.033852 | 0.029499 | 0.030272 | 0.032301 | 0.037661 | 0.045524 | 0.053244 | 0.057926 | 0.060503 | 0.062956 | 0.064737 | 0.065538 | 0.064509 | 0.05944 | 0.054428 | 0.050466 | 0.045281 | 0.043399 | 0.043603 | 0.040297 | 0.038156 | 0.039715
Portfolio Adjusted1-in-2Size: 20 kW to 199.99 kWOther2026August Monthly Peak | Portfolio Adjusted | 1-in-2 | Size: 20 kW to 199.99 kW | Other | 2026 | August Monthly Peak | 8 | 15.5739 | 14.7353 | 14.2402 | 14.1666 | 14.6408 | 16.1166 | 18.3356 | 21.1469 | 25.0174 | 28.1063 | 30.4674 | 32.0237 | 32.846 | 33.517 | 33.6141 | 32.9722 | 31.6989 | 29.4022 | 26.4712 | 25.1563 | 24.2315 | 22.2972 | 19.5997 | 17.3316 | 0 | 0 | 0 | 0 | 0 | 0 | 0 | 0 | 0 | 0 | 0 | 0 | 0 | 0 | 0.32045 | 0.31899 | 0.31474 | 0.2259 | 0 | 0 | 0 | 0 | 0 | 0 | 73.9205 | 72.6102 | 71.2027 | 69.9903 | 68.9525 | 67.9802 | 67.206 | 66.9173 | 70.0891 | 75.8632 | 81.1289 | 85.0505 | 88.4167 | 90.9248 | 92.1475 | 92.7652 | 92.686 | 91.9321 | 90.3796 | 88.0093 | 84.4459 | 81.1716 | 78.7893 | 77.0085 | 0.035902 | 0.036592 | 0.034661 | 0.030252 | 0.031093 | 0.033173 | 0.038928 | 0.046751 | 0.055239 | 0.060474 | 0.063401 | 0.066024 | 0.067797 | 0.068499 | 0.067215 | 0.061795 | 0.056511 | 0.052165 | 0.046475 | 0.045059 | 0.04499 | 0.041254 | 0.039096 | 0.04051
Portfolio Adjusted1-in-2Size: 20 kW to 199.99 kWOther2026September Monthly Peak | Portfolio Adjusted | 1-in-2 | Size: 20 kW to 199.99 kW | Other | 2026 | September Monthly Peak | 9 | 14.775 | 14.0568 | 13.6287 | 13.5539 | 14.0684 | 15.3959 | 17.6387 | 19.8367 | 23.2585 | 26.0585 | 28.2534 | 29.6323 | 30.4932 | 31.1868 | 31.2669 | 30.6373 | 29.313 | 27.0752 | 24.6172 | 24.0304 | 22.5993 | 20.7548 | 18.1437 | 16.21 | 0 | 0 | 0 | 0 | 0 | 0 | 0 | 0 | 0 | 0 | 0 | 0 | 0 | 0 | 0.29807 | 0.2964 | 0.29105 | 0.20802 | 0 | 0 | 0 | 0 | 0 | 0 | 68.521 | 67.2986 | 65.9749 | 64.6402 | 63.6507 | 62.6229 | 62.1109 | 61.7362 | 63.8728 | 69.4193 | 75.8085 | 81.662 | 85.4554 | 87.7216 | 88.8239 | 89.6094 | 89.5489 | 88.8107 | 87.005 | 83.7772 | 79.878 | 77.0602 | 74.9112 | 73.5787 | 0.03406 | 0.034907 | 0.033173 | 0.028944 | 0.029877 | 0.03169 | 0.037449 | 0.043854 | 0.051356 | 0.056068 | 0.058794 | 0.061093 | 0.062941 | 0.063737 | 0.062521 | 0.057419 | 0.052258 | 0.048037 | 0.04322 | 0.043043 | 0.04196 | 0.0384 | 0.036192 | 0.037889
Portfolio Adjusted1-in-2Size: 20 kW to 199.99 kWOther2026October Monthly Peak | Portfolio Adjusted | 1-in-2 | Size: 20 kW to 199.99 kW | Other | 2026 | October Monthly Peak | 10 | 14.0148 | 13.3338 | 12.974 | 12.9312 | 13.4017 | 14.6865 | 17.0681 | 18.9256 | 21.8198 | 24.5463 | 26.6042 | 28.0422 | 28.7828 | 29.4706 | 29.6038 | 28.9812 | 27.5901 | 25.4801 | 23.996 | 23.0806 | 21.529 | 19.7581 | 17.3155 | 15.4725 | 0 | 0 | 0 | 0 | 0 | 0 | 0 | 0 | 0 | 0 | 0 | 0 | 0 | 0 | 0.28222 | 0.28038 | 0.27394 | 0.19576 | 0 | 0 | 0 | 0 | 0 | 0 | 68.074 | 67.3095 | 66.0672 | 65.2715 | 64.32 | 63.7102 | 63.0385 | 62.5629 | 63.4709 | 68.1266 | 74.4537 | 79.8808 | 83.442 | 85.787 | 87.1274 | 87.4673 | 86.9786 | 85.8893 | 83.7026 | 80.0185 | 75.7319 | 72.6095 | 70.2892 | 68.3348 | 0.032308 | 0.033112 | 0.031579 | 0.027614 | 0.028461 | 0.03023 | 0.036237 | 0.04184 | 0.048179 | 0.052814 | 0.055362 | 0.057815 | 0.05941 | 0.06023 | 0.059196 | 0.054315 | 0.049186 | 0.045206 | 0.042129 | 0.041342 | 0.039973 | 0.036556 | 0.034539 | 0.036165
Portfolio Adjusted1-in-2Size: 20 kW to 199.99 kWOther2026November Monthly Peak | Portfolio Adjusted | 1-in-2 | Size: 20 kW to 199.99 kW | Other | 2026 | November Monthly Peak | 11 | 12.3867 | 11.8438 | 11.6495 | 11.6584 | 12.1729 | 13.2875 | 14.8345 | 16.5507 | 18.913 | 20.6959 | 22.0439 | 22.8558 | 23.334 | 23.7398 | 23.721 | 23.1101 | 22.1903 | 21.8125 | 20.3376 | 19.3165 | 18.1933 | 16.8097 | 14.9516 | 13.4562 | 0 | 0 | 0 | 0 | 0 | 0 | 0 | 0 | 0 | 0 | 0 | 0 | 0 | 0 | 0.22614 | 0.22358 | 0.22033 | 0.16759 | 0 | 0 | 0 | 0 | 0 | 0 | 55.695 | 54.8938 | 53.7466 | 52.7244 | 51.8847 | 51.4207 | 50.7494 | 50.7458 | 54.1773 | 60.1779 | 66.7832 | 71.8193 | 75.1302 | 76.8139 | 77.6891 | 77.5878 | 75.922 | 72.33 | 67.922 | 64.6735 | 62.257 | 60.2114 | 59.2336 | 58.0303 | 0.028554 | 0.029411 | 0.028355 | 0.024896 | 0.025852 | 0.02735 | 0.031495 | 0.03659 | 0.041761 | 0.044529 | 0.045873 | 0.047122 | 0.048163 | 0.048518 | 0.047433 | 0.043312 | 0.039559 | 0.038699 | 0.035706 | 0.034599 | 0.033779 | 0.031101 | 0.029824 | 0.031452
Portfolio Adjusted1-in-2Size: 20 kW to 199.99 kWOther2026December Monthly Peak | Portfolio Adjusted | 1-in-2 | Size: 20 kW to 199.99 kW | Other | 2026 | December Monthly Peak | 12 | 12.0232 | 11.8342 | 11.735 | 11.8534 | 12.2663 | 14.3383 | 17.4098 | 19.1907 | 21.4047 | 22.3066 | 22.2193 | 21.9244 | 21.1394 | 20.8956 | 20.3015 | 19.2541 | 19.1554 | 19.1165 | 17.9014 | 17.0823 | 16.4025 | 15.4377 | 14.3996 | 13.148 | 0 | 0 | 0 | 0 | 0 | 0 | 0 | 0 | 0 | 0 | 0 | 0 | 0 | 0 | 0.19354 | 0.18627 | 0.19019 | 0.14687 | 0 | 0 | 0 | 0 | 0 | 0 | 43.0566 | 42.5933 | 41.7391 | 40.9853 | 40.2507 | 39.703 | 39.7035 | 39.7033 | 40.0993 | 42.8086 | 45.4947 | 47.4965 | 48.8299 | 49.655 | 50.3848 | 50.6148 | 50.2586 | 48.8082 | 47.0106 | 45.6899 | 44.7301 | 43.8469 | 42.949 | 42.0436 | 0.027716 | 0.029388 | 0.028564 | 0.025313 | 0.02605 | 0.029513 | 0.036963 | 0.042426 | 0.047262 | 0.047995 | 0.046238 | 0.045202 | 0.043634 | 0.042705 | 0.040595 | 0.036085 | 0.034149 | 0.033916 | 0.031429 | 0.030597 | 0.030454 | 0.028563 | 0.028723 | 0.030732
Portfolio Adjusted1-in-2Size: 20 kW to 199.99 kWOther2026Typical Event Day | Portfolio Adjusted | 1-in-2 | Size: 20 kW to 199.99 kW | Other | 2026 | Typical Event Day | 8 | 15.1375 | 14.3139 | 13.845 | 13.7816 | 14.2577 | 15.6043 | 17.6364 | 20.2346 | 23.7726 | 26.6113 | 28.8057 | 30.2609 | 31.1106 | 31.8193 | 31.9957 | 31.4631 | 30.2537 | 28.1184 | 25.4131 | 24.2068 | 23.3751 | 21.531 | 18.9154 | 16.7393 | 0 | 0 | 0 | 0 | 0 | 0 | 0 | 0 | 0 | 0 | 0 | 0 | 0 | 0 | 0.30502 | 0.30439 | 0.30039 | 0.21604 | 0 | 0 | 0 | 0 | 0 | 0 | 70.6044 | 69.3042 | 68.035 | 66.8637 | 65.7474 | 64.8046 | 64.1273 | 64.3018 | 67.3864 | 72.5252 | 77.6621 | 81.991 | 85.2893 | 87.6138 | 88.9554 | 89.6863 | 89.7559 | 89.1231 | 87.6335 | 85.3509 | 81.973 | 78.5315 | 75.9981 | 74.2599 | 0.034895 | 0.035545 | 0.033699 | 0.02943 | 0.030279 | 0.032119 | 0.037444 | 0.044734 | 0.052491 | 0.057257 | 0.059944 | 0.062389 | 0.064215 | 0.06503 | 0.063979 | 0.058966 | 0.053935 | 0.049887 | 0.044617 | 0.043359 | 0.0434 | 0.039837 | 0.037731 | 0.039126
Portfolio Adjusted1-in-10Size: Over 200kWAll2015January Monthly Peak | Portfolio Adjusted | 1-in-10 | Size: Over 200kW | All | 2015 | January Monthly Peak | 1 | 117.4569 | 113.9661 | 110.6976 | 111.2497 | 120.7335 | 144.9998 | 173.6287 | 189.2643 | 198.2144 | 198.4004 | 199.2368 | 196.8288 | 191.3172 | 189.5437 | 182.0567 | 172.1971 | 163.701 | 161.6009 | 157.9445 | 152.6294 | 147.0637 | 141.1611 | 132.2444 | 125.9551 | 0.38711 | 0.038188 | 0.13386 | -0.055975 | -0.18274 | -0.66014 | -0.0041022 | 0.061629 | -0.28783 | -0.23243 | 0.023913 | 0.31115 | 0.63464 | 1.8957 | 6.146 | 5.7507 | 5.1042 | 4.6318 | 0.942 | -0.083398 | -0.56704 | -0.64675 | -0.53365 | -0.77956 | 45.7013 | 44.9226 | 44.0916 | 43.5386 | 43.1592 | 42.8164 | 42.5424 | 42.3314 | 42.8037 | 45.1707 | 47.8666 | 49.9518 | 51.8071 | 52.581 | 52.912 | 52.7295 | 51.6675 | 50.2595 | 48.2465 | 46.6572 | 45.5313 | 44.8467 | 44.2768 | 43.5872 | 2.3301 | 1.9801 | 2.1514 | 2.3119 | 2.725 | 2.3968 | 2.2626 | 2.3073 | 2.4896 | 2.4217 | 2.381 | 2.6424 | 2.5432 | 2.6852 | 2.7422 | 2.6752 | 2.6028 | 2.4262 | 2.2106 | 2.1681 | 2.0472 | 2.174 | 2.2555 | 2.2936
Portfolio Adjusted1-in-10Size: Over 200kWAll2015February Monthly Peak | Portfolio Adjusted | 1-in-10 | Size: Over 200kW | All | 2015 | February Monthly Peak | 2 | 119.3027 | 115.6772 | 112.373 | 112.9683 | 121.8221 | 145.3997 | 173.0979 | 187.6 | 196.6144 | 198.7569 | 202.1289 | 202.8696 | 199.9742 | 200.4715 | 194.6521 | 183.3363 | 172.6854 | 167.2222 | 163.5547 | 157.3701 | 151.4712 | 144.3717 | 134.4412 | 127.7077 | 0.3855 | 0.031306 | 0.13387 | -0.05854 | -0.18911 | -0.66044 | -0.0043047 | 0.06488 | -0.28509 | -0.23106 | 0.028024 | 0.32711 | 0.67141 | 1.9926 | 6.5314 | 6.0935 | 5.3632 | 4.779 | 0.98373 | -0.078403 | -0.57747 | -0.65921 | -0.54413 | -0.79047 | 52.174 | 51.7517 | 51.0701 | 50.5351 | 50.46 | 49.7344 | 48.4468 | 49.1833 | 50.5119 | 52.7033 | 54.9511 | 56.1991 | 57.5957 | 59.0379 | 60.0521 | 60.3284 | 59.5056 | 58.8493 | 57.1703 | 55.4587 | 54.0668 | 52.7342 | 52.1101 | 51.2262 | 2.3583 | 2.0037 | 2.1809 | 2.3451 | 2.7406 | 2.3975 | 2.2499 | 2.278 | 2.4605 | 2.4202 | 2.4112 | 2.713 | 2.6545 | 2.8394 | 2.9391 | 2.8491 | 2.7399 | 2.5051 | 2.283 | 2.2331 | 2.1074 | 2.2217 | 2.2904 | 2.3184
Portfolio Adjusted1-in-10Size: Over 200kWAll2015March Monthly Peak | Portfolio Adjusted | 1-in-10 | Size: Over 200kW | All | 2015 | March Monthly Peak | 3 | 124.264 | 120.2825 | 116.4129 | 116.4651 | 124.6617 | 147.6197 | 175.9053 | 191.1261 | 200.2031 | 204.7461 | 211.2312 | 214.0559 | 213.4763 | 215.2676 | 210.2243 | 198.919 | 186.7217 | 176.3591 | 170.1533 | 167.4699 | 161.3975 | 152.88 | 141.9513 | 134.2169 | 0.4063 | 0.038145 | 0.1389 | -0.059356 | -0.19558 | -0.66779 | -0.0038333 | 0.067542 | -0.28979 | -0.23598 | 0.033261 | 0.35134 | 0.72526 | 2.1488 | 7.0561 | 6.6131 | 5.813 | 5.0506 | 1.0347 | -0.070868 | -0.60629 | -0.68781 | -0.56927 | -0.82922 | 60.7197 | 59.1788 | 58.1529 | 57.4009 | 56.6278 | 55.9239 | 55.444 | 55.3348 | 56.5409 | 60.3319 | 64.9079 | 69.4468 | 73.1051 | 74.988 | 75.9939 | 76.5587 | 76.4034 | 75.2032 | 73.4483 | 70.8777 | 67.5885 | 64.9239 | 62.6521 | 60.6146 | 2.4582 | 2.0856 | 2.2592 | 2.4167 | 2.7974 | 2.4294 | 2.2808 | 2.3149 | 2.4966 | 2.4874 | 2.5147 | 2.8532 | 2.8272 | 3.0372 | 3.1569 | 3.0731 | 2.9372 | 2.6252 | 2.3676 | 2.3706 | 2.243 | 2.3516 | 2.4171 | 2.4358
Portfolio Adjusted1-in-10Size: Over 200kWAll2015April Monthly Peak | Portfolio Adjusted | 1-in-10 | Size: Over 200kW | All | 2015 | April Monthly Peak | 4 | 128.2611 | 124.2703 | 120.4879 | 120.728 | 129.5495 | 153.0577 | 179.4578 | 197.5999 | 211.231 | 220.2398 | 229.9653 | 233.7106 | 233.8911 | 235.5064 | 229.6604 | 217.2296 | 203.2396 | 189.5121 | 178.2655 | 175.7926 | 170.7217 | 161.3876 | 149.5008 | 141.2453 | 0.037293 | -0.088689 | -0.038161 | -0.22568 | -0.4139 | -0.71186 | -0.31946 | -0.37131 | -0.2845 | -0.14099 | -0.2886 | -0.026577 | 0.45478 | 2.2112 | 7.4644 | 7.142 | 6.3591 | 5.5262 | 1.5829 | 0.10045 | -0.37012 | -0.52064 | -0.64962 | -0.83304 | 70.5455 | 69.1262 | 67.5765 | 66.3205 | 65.3571 | 64.4415 | 63.8003 | 63.8899 | 66.9776 | 72.5344 | 78.1632 | 83.4896 | 86.9455 | 88.8975 | 89.6083 | 89.9885 | 89.7788 | 88.8727 | 87.0496 | 83.319 | 78.5877 | 74.7755 | 72.21 | 70.2695 | 2.3858 | 2.0276 | 2.2001 | 2.3586 | 2.7333 | 2.3724 | 2.1878 | 2.2516 | 2.4836 | 2.5257 | 2.582 | 2.9293 | 2.9156 | 3.1251 | 3.2405 | 3.1495 | 2.9947 | 2.6402 | 2.3272 | 2.337 | 2.2347 | 2.3412 | 2.3971 | 2.412
Portfolio Adjusted1-in-10Size: Over 200kWAll2015May Monthly Peak | Portfolio Adjusted | 1-in-10 | Size: Over 200kW | All | 2015 | May Monthly Peak | 5 | 129.4742 | 125.5205 | 122.0787 | 122.4935 | 132.0096 | 156.2865 | 181.9604 | 203.73 | 219.9912 | 231.1829 | 241.8687 | 245.4487 | 244.7841 | 245.929 | 239.5922 | 225.9144 | 210.9105 | 195.6923 | 183.1253 | 178.0838 | 174.418 | 165.1371 | 153.0597 | 144.9661 | -0.23106 | -0.20973 | -0.18285 | -0.34428 | -0.5643 | -0.78349 | -0.5471 | -0.65688 | -0.26113 | -0.037041 | -0.48821 | -0.26664 | 0.28825 | 2.2292 | 7.6985 | 7.4249 | 6.6329 | 5.776 | 1.9214 | 0.16313 | -0.25809 | -0.4458 | -0.72518 | -0.84255 | 73.7072 | 72.028 | 70.6195 | 69.8364 | 69.0692 | 68.1774 | 67.8438 | 68.1963 | 71.6532 | 77.2028 | 82.1725 | 85.7341 | 88.4582 | 90.3581 | 91.5248 | 91.8354 | 91.2727 | 89.9581 | 88.6078 | 85.9836 | 81.9779 | 77.8451 | 75.332 | 73.0631 | 2.4018 | 2.0408 | 2.2196 | 2.3829 | 2.7741 | 2.4113 | 2.2092 | 2.3132 | 2.5754 | 2.64 | 2.7034 | 3.0657 | 3.0379 | 3.2469 | 3.3599 | 3.2533 | 3.0867 | 2.7069 | 2.3771 | 2.3522 | 2.2703 | 2.3869 | 2.4454 | 2.4711
Portfolio Adjusted1-in-10Size: Over 200kWAll2015June Monthly Peak | Portfolio Adjusted | 1-in-10 | Size: Over 200kW | All | 2015 | June Monthly Peak | 6 | 135.4742 | 131.2436 | 127.1481 | 127.3819 | 136.19 | 158.8651 | 183.804 | 203.6779 | 217.1737 | 225.8124 | 234.7074 | 236.5553 | 232.7915 | 233.1322 | 227.2891 | 217.424 | 204.9682 | 191.7292 | 182.6539 | 177.4887 | 175.2252 | 167.0364 | 154.8858 | 147.3968 | -0.14399 | -0.2053 | -0.14993 | -0.33305 | -0.55253 | -0.81657 | -0.46434 | -0.48064 | -0.24476 | -0.031882 | -0.35311 | -0.066995 | 0.46007 | 2.213 | 7.4848 | 7.2647 | 6.5074 | 5.6986 | 1.8167 | 0.16045 | -0.33133 | -0.52252 | -0.72508 | -0.87597 | 70.6434 | 69.4914 | 68.5862 | 67.7037 | 66.5121 | 65.5377 | 65.0745 | 66.2275 | 69.7044 | 74.4941 | 79.5279 | 83.9969 | 87.0366 | 89.0065 | 90.3408 | 90.7817 | 91.1193 | 90.0102 | 88.8789 | 86.0629 | 82.0835 | 78.2709 | 75.852 | 74.0846 | 2.5387 | 2.1511 | 2.3266 | 2.4789 | 2.8488 | 2.4503 | 2.2273 | 2.3041 | 2.5337 | 2.572 | 2.6216 | 2.9566 | 2.8848 | 3.0708 | 3.1701 | 3.1105 | 2.9807 | 2.6454 | 2.3724 | 2.3415 | 2.2817 | 2.4196 | 2.4803 | 2.5238
Portfolio Adjusted1-in-10Size: Over 200kWAll2015July Monthly Peak | Portfolio Adjusted | 1-in-10 | Size: Over 200kW | All | 2015 | July Monthly Peak | 7 | 138.632 | 134.4572 | 131.1637 | 131.2581 | 140.8108 | 165.1127 | 191.1726 | 210.101 | 223.0139 | 231.8783 | 240.4265 | 241.7953 | 238.1755 | 238.8082 | 233.2846 | 223.7317 | 211.661 | 198.8052 | 188.6828 | 183.2891 | 180.6292 | 172.2086 | 159.7226 | 151.649 | -0.45041 | -0.33612 | -0.31082 | -0.47105 | -0.7289 | -0.89247 | -0.72536 | -0.80633 | -0.22165 | 0.072323 | -0.57095 | -0.33791 | 0.25866 | 2.1757 | 7.5584 | 7.4485 | 6.7461 | 5.9781 | 2.2114 | 0.24109 | -0.1939 | -0.42885 | -0.80864 | -0.88259 | 75.9947 | 74.583 | 73.4035 | 72.2688 | 71.5142 | 70.8377 | 70.4244 | 70.9193 | 73.7138 | 78.2852 | 83.1488 | 87.0412 | 88.9039 | 89.8016 | 91.0278 | 91.4124 | 91.1001 | 90.5227 | 89.1438 | 86.8173 | 83.2205 | 79.8054 | 77.6328 | 76.2121 | 2.6195 | 2.2194 | 2.4192 | 2.5703 | 2.9613 | 2.5607 | 2.3283 | 2.3883 | 2.6139 | 2.6539 | 2.6991 | 3.0411 | 2.9632 | 3.1582 | 3.2609 | 3.2048 | 3.0775 | 2.7486 | 2.4613 | 2.4288 | 2.3657 | 2.5114 | 2.5768 | 2.6194
Portfolio Adjusted1-in-10Size: Over 200kWAll2015August Monthly Peak | Portfolio Adjusted | 1-in-10 | Size: Over 200kW | All | 2015 | August Monthly Peak | 8 | 142.3305 | 137.7203 | 133.8715 | 134.6222 | 144.4964 | 170.1588 | 199.0334 | 219.8126 | 235.401 | 245.8685 | 255.6472 | 258.2018 | 255.1639 | 256.2189 | 249.808 | 237.5283 | 222.5221 | 207.1504 | 195.6247 | 190.6839 | 186.3288 | 176.6819 | 163.9693 | 155.9749 | -0.6924 | -0.45997 | -0.44772 | -0.56671 | -0.84752 | -0.99253 | -0.94663 | -1.0715 | -0.20479 | 0.16923 | -0.73089 | -0.55542 | 0.10701 | 2.2214 | 7.9524 | 7.8276 | 7.0316 | 6.2026 | 2.4522 | 0.22316 | -0.15991 | -0.40226 | -0.89287 | -0.90584 | 75.9468 | 75.1158 | 74.2853 | 73.4858 | 72.8602 | 72.4775 | 72.3243 | 72.666 | 75.2332 | 80.0032 | 84.504 | 88.8074 | 92.0385 | 94.0494 | 95.011 | 96.0249 | 96.4381 | 95.8427 | 95.0666 | 92.2845 | 87.9437 | 84.5647 | 82.3047 | 80.1634 | 2.7347 | 2.3096 | 2.5092 | 2.6789 | 3.0898 | 2.6822 | 2.4642 | 2.5424 | 2.8077 | 2.8618 | 2.9187 | 3.3049 | 3.2327 | 3.4512 | 3.559 | 3.4652 | 3.2864 | 2.9046 | 2.5922 | 2.5653 | 2.4788 | 2.6189 | 2.6879 | 2.7382
Portfolio Adjusted1-in-10Size: Over 200kWAll2015September Monthly Peak | Portfolio Adjusted | 1-in-10 | Size: Over 200kW | All | 2015 | September Monthly Peak | 9 | 141.008 | 137.1861 | 133.733 | 134.5224 | 144.943 | 170.7009 | 201.4275 | 223.6796 | 243.613 | 256.2446 | 266.9235 | 269.7266 | 266.2608 | 267.3343 | 259.9298 | 245.3379 | 228.22 | 211.3214 | 199.3768 | 196.3568 | 188.2366 | 178.4021 | 164.2819 | 155.7877 | -0.70035 | -0.43012 | -0.44291 | -0.56358 | -0.84507 | -0.95439 | -0.98216 | -1.1892 | -0.23747 | 0.13232 | -0.8485 | -0.71269 | -0.027501 | 2.2479 | 8.1279 | 7.9889 | 7.1715 | 6.2936 | 2.5384 | 0.23185 | -0.11235 | -0.35405 | -0.88344 | -0.88479 | 78.4058 | 77.3847 | 76.4008 | 75.8097 | 75.0521 | 74.6476 | 74.2709 | 74.1163 | 76.075 | 80.309 | 84.8339 | 89.2633 | 92.5435 | 94.6466 | 95.3805 | 95.6004 | 95.2166 | 93.8271 | 92.0919 | 88.9209 | 84.9613 | 81.8134 | 79.4288 | 77.6086 | 2.7312 | 2.3218 | 2.5304 | 2.709 | 3.1504 | 2.7254 | 2.5305 | 2.6286 | 2.9578 | 3.0346 | 3.0928 | 3.4942 | 3.4229 | 3.6577 | 3.7756 | 3.6507 | 3.438 | 3.0127 | 2.676 | 2.6762 | 2.5343 | 2.6725 | 2.7222 | 2.7621
Portfolio Adjusted1-in-10Size: Over 200kWAll2015October Monthly Peak | Portfolio Adjusted | 1-in-10 | Size: Over 200kW | All | 2015 | October Monthly Peak | 10 | 135.5314 | 131.4217 | 127.2037 | 127.0812 | 136.4152 | 160.7971 | 190.4434 | 208.8634 | 224.6394 | 236.2952 | 247.5031 | 252.2465 | 251.8317 | 253.5284 | 247.1469 | 233.0454 | 216.4056 | 201.126 | 193.3915 | 186.9493 | 178.3427 | 168.6641 | 156.0915 | 147.5078 | -0.23682 | -0.24202 | -0.19994 | -0.35596 | -0.57849 | -0.84193 | -0.56573 | -0.62675 | -0.2553 | -0.019472 | -0.45099 | -0.2099 | 0.35636 | 2.3088 | 7.9869 | 7.683 | 6.7985 | 5.9307 | 1.9781 | 0.13356 | -0.31891 | -0.50366 | -0.75549 | -0.87287 | 73.4784 | 72.1314 | 71.1558 | 70.0646 | 69.0676 | 68.3166 | 67.9846 | 67.7283 | 68.7258 | 72.6677 | 78.0134 | 83.5727 | 88.1735 | 91.0128 | 91.9441 | 92.3326 | 91.9765 | 90.5855 | 87.5205 | 82.9821 | 78.9326 | 76.3366 | 74.5297 | 72.9099 | 2.5241 | 2.1414 | 2.3152 | 2.4695 | 2.8643 | 2.4797 | 2.3129 | 2.3715 | 2.6307 | 2.6983 | 2.7653 | 3.1529 | 3.1278 | 3.3505 | 3.4721 | 3.363 | 3.1672 | 2.7844 | 2.5096 | 2.4653 | 2.32 | 2.4361 | 2.4943 | 2.5181
Portfolio Adjusted1-in-10Size: Over 200kWAll2015November Monthly Peak | Portfolio Adjusted | 1-in-10 | Size: Over 200kW | All | 2015 | November Monthly Peak | 11 | 128.1201 | 124.3399 | 120.6872 | 120.8251 | 130.0543 | 153.7433 | 179.7887 | 197.3833 | 211.0561 | 220.4335 | 229.6922 | 233.0686 | 232.3989 | 233.59 | 226.7376 | 213.3724 | 200.7081 | 192.3783 | 181.2724 | 173.6468 | 166.165 | 157.2815 | 146.4415 | 139.2033 | 0.18921 | -0.00095041 | 0.051337 | -0.16758 | -0.34378 | -0.65939 | -0.20478 | -0.25573 | -0.30778 | -0.20961 | -0.23007 | 0.055193 | 0.51231 | 2.2412 | 7.4325 | 7.0518 | 6.3118 | 5.6259 | 1.5034 | 0.099595 | -0.38361 | -0.52165 | -0.59339 | -0.81553 | 69.4135 | 67.7848 | 67.1274 | 65.8313 | 65.0004 | 64.0677 | 63.7639 | 63.9925 | 66.3001 | 71.1444 | 77.2606 | 82.2082 | 85.2831 | 86.8631 | 87.7744 | 87.4531 | 85.7946 | 83.0726 | 79.9548 | 76.8435 | 74.4185 | 72.5353 | 70.7169 | 69.5481 | 2.4225 | 2.0571 | 2.2342 | 2.3799 | 2.7595 | 2.4042 | 2.212 | 2.2673 | 2.499 | 2.545 | 2.5974 | 2.9489 | 2.92 | 3.1235 | 3.22 | 3.116 | 2.9825 | 2.7016 | 2.3869 | 2.3237 | 2.1909 | 2.3035 | 2.3729 | 2.4101
Portfolio Adjusted1-in-10Size: Over 200kWAll2015December Monthly Peak | Portfolio Adjusted | 1-in-10 | Size: Over 200kW | All | 2015 | December Monthly Peak | 12 | 118.842 | 115.0126 | 111.8365 | 111.5223 | 120.2806 | 143.4743 | 170.5369 | 185.0357 | 193.8864 | 195.6309 | 196.8265 | 194.463 | 189.6289 | 188.0273 | 181.0601 | 171.9136 | 165.5033 | 162.9065 | 158.4097 | 153.3867 | 147.8779 | 142.0005 | 132.5151 | 125.8558 | 0.39977 | 0.045617 | 0.14273 | -0.054108 | -0.18043 | -0.64853 | 0.00085427 | 0.064443 | -0.28092 | -0.2291 | 0.024633 | 0.30852 | 0.62846 | 1.879 | 6.1097 | 5.7447 | 5.1681 | 4.6833 | 0.9527 | -0.077289 | -0.56619 | -0.64935 | -0.53467 | -0.77856 | 45.7813 | 45.0894 | 44.8022 | 44.8201 | 44.873 | 44.634 | 45.0531 | 45.1141 | 45.6718 | 47.1192 | 48.6942 | 50.4341 | 51.782 | 52.1398 | 52.2281 | 52.1381 | 51.6566 | 50.5791 | 49.3265 | 48.0682 | 46.8034 | 46.2789 | 45.9948 | 45.2868 | 2.3636 | 2.0016 | 2.1793 | 2.3159 | 2.7052 | 2.3694 | 2.2176 | 2.2499 | 2.4296 | 2.3843 | 2.3495 | 2.6089 | 2.5222 | 2.6646 | 2.7283 | 2.668 | 2.6241 | 2.4361 | 2.2122 | 2.1754 | 2.0575 | 2.1869 | 2.2606 | 2.2936
Portfolio Adjusted1-in-10Size: Over 200kWAll2015Typical Event Day | Portfolio Adjusted | 1-in-10 | Size: Over 200kW | All | 2015 | Typical Event Day | 8 | 141.54 | 136.9386 | 132.9898 | 133.7072 | 143.4803 | 168.9477 | 197.6102 | 217.7065 | 232.3656 | 241.9334 | 251.0782 | 253.4028 | 250.324 | 251.4731 | 245.2871 | 233.3099 | 218.6501 | 203.7627 | 192.8576 | 188.1431 | 184.0919 | 174.6654 | 162.1938 | 154.3784 | -0.50074 | -0.36096 | -0.33918 | -0.48835 | -0.75199 | -0.92946 | -0.78941 | -0.89216 | -0.22923 | 0.08579 | -0.62205 | -0.41025 | 0.21048 | 2.2417 | 7.8741 | 7.7106 | 6.9222 | 6.0894 | 2.2645 | 0.2176 | -0.20128 | -0.42823 | -0.8319 | -0.89576 | 75.2477 | 74.1437 | 73.169 | 72.317 | 71.4847 | 70.8751 | 70.5236 | 70.9823 | 73.6816 | 78.2729 | 83.0036 | 87.2772 | 90.1306 | 91.876 | 92.94 | 93.4549 | 93.4685 | 92.5507 | 91.2953 | 88.5214 | 84.5523 | 81.1136 | 78.8046 | 77.0172 | 2.6762 | 2.261 | 2.4546 | 2.6225 | 3.0256 | 2.6253 | 2.4125 | 2.4839 | 2.7347 | 2.7786 | 2.8277 | 3.1967 | 3.1293 | 3.3436 | 3.4528 | 3.3639 | 3.1924 | 2.8219 | 2.5201 | 2.4975 | 2.415 | 2.5506 | 2.6188 | 2.6673
Portfolio Adjusted1-in-10Size: Over 200kWAll2016January Monthly Peak | Portfolio Adjusted | 1-in-10 | Size: Over 200kW | All | 2016 | January Monthly Peak | 1 | 117.4569 | 113.9661 | 110.6976 | 111.2497 | 120.7335 | 144.9998 | 173.6287 | 189.2643 | 198.2144 | 198.4004 | 199.2368 | 196.8288 | 191.3172 | 189.5437 | 182.0567 | 172.1971 | 163.701 | 161.6009 | 157.9445 | 152.6294 | 147.0637 | 141.1611 | 132.2444 | 125.9551 | 0.38711 | 0.038188 | 0.13386 | -0.055975 | -0.18274 | -0.66014 | -0.0041022 | 0.061629 | -0.28783 | -0.23243 | 0.023913 | 0.31115 | 0.63464 | 1.8957 | 6.146 | 5.7507 | 5.1042 | 4.6318 | 0.942 | -0.083398 | -0.56704 | -0.64675 | -0.53365 | -0.77956 | 45.7013 | 44.9226 | 44.0916 | 43.5386 | 43.1592 | 42.8164 | 42.5424 | 42.3314 | 42.8037 | 45.1707 | 47.8666 | 49.9518 | 51.8071 | 52.581 | 52.912 | 52.7295 | 51.6675 | 50.2595 | 48.2465 | 46.6572 | 45.5313 | 44.8467 | 44.2768 | 43.5872 | 2.3301 | 1.9801 | 2.1514 | 2.3119 | 2.725 | 2.3968 | 2.2626 | 2.3073 | 2.4896 | 2.4217 | 2.381 | 2.6424 | 2.5432 | 2.6852 | 2.7422 | 2.6752 | 2.6028 | 2.4262 | 2.2106 | 2.1681 | 2.0472 | 2.174 | 2.2555 | 2.2936
Portfolio Adjusted1-in-10Size: Over 200kWAll2016February Monthly Peak | Portfolio Adjusted | 1-in-10 | Size: Over 200kW | All | 2016 | February Monthly Peak | 2 | 119.3027 | 115.6772 | 112.373 | 112.9683 | 121.8221 | 145.3997 | 173.0979 | 187.6 | 196.6144 | 198.7569 | 202.1289 | 202.8696 | 199.9742 | 200.4715 | 194.6521 | 183.3363 | 172.6854 | 167.2222 | 163.5547 | 157.3701 | 151.4712 | 144.3717 | 134.4412 | 127.7077 | 0.3855 | 0.031306 | 0.13387 | -0.05854 | -0.18911 | -0.66044 | -0.0043047 | 0.06488 | -0.28509 | -0.23106 | 0.028024 | 0.32711 | 0.67141 | 1.9926 | 6.5314 | 6.0935 | 5.3632 | 4.779 | 0.98373 | -0.078403 | -0.57747 | -0.65921 | -0.54413 | -0.79047 | 52.174 | 51.7517 | 51.0701 | 50.5351 | 50.46 | 49.7344 | 48.4468 | 49.1833 | 50.5119 | 52.7033 | 54.9511 | 56.1991 | 57.5957 | 59.0379 | 60.0521 | 60.3284 | 59.5056 | 58.8493 | 57.1703 | 55.4587 | 54.0668 | 52.7342 | 52.1101 | 51.2262 | 2.3583 | 2.0037 | 2.1809 | 2.3451 | 2.7406 | 2.3975 | 2.2499 | 2.278 | 2.4605 | 2.4202 | 2.4112 | 2.713 | 2.6545 | 2.8394 | 2.9391 | 2.8491 | 2.7399 | 2.5051 | 2.283 | 2.2331 | 2.1074 | 2.2217 | 2.2904 | 2.3184
Portfolio Adjusted1-in-10Size: Over 200kWAll2016March Monthly Peak | Portfolio Adjusted | 1-in-10 | Size: Over 200kW | All | 2016 | March Monthly Peak | 3 | 124.264 | 120.2825 | 116.4129 | 116.4651 | 124.6617 | 147.6197 | 175.9053 | 191.1261 | 200.2031 | 204.7461 | 211.2312 | 214.0559 | 213.4763 | 215.2676 | 210.2243 | 198.919 | 186.7217 | 176.3591 | 170.1533 | 167.4699 | 161.3975 | 152.88 | 141.9513 | 134.2169 | 0.4063 | 0.038145 | 0.1389 | -0.059356 | -0.19558 | -0.66779 | -0.0038333 | 0.067542 | -0.28979 | -0.23598 | 0.033261 | 0.35134 | 0.72526 | 2.1488 | 7.0561 | 6.6131 | 5.813 | 5.0506 | 1.0347 | -0.070868 | -0.60629 | -0.68781 | -0.56927 | -0.82922 | 60.7197 | 59.1788 | 58.1529 | 57.4009 | 56.6278 | 55.9239 | 55.444 | 55.3348 | 56.5409 | 60.3319 | 64.9079 | 69.4468 | 73.1051 | 74.988 | 75.9939 | 76.5587 | 76.4034 | 75.2032 | 73.4483 | 70.8777 | 67.5885 | 64.9239 | 62.6521 | 60.6146 | 2.4582 | 2.0856 | 2.2592 | 2.4167 | 2.7974 | 2.4294 | 2.2808 | 2.3149 | 2.4966 | 2.4874 | 2.5147 | 2.8532 | 2.8272 | 3.0372 | 3.1569 | 3.0731 | 2.9372 | 2.6252 | 2.3676 | 2.3706 | 2.243 | 2.3516 | 2.4171 | 2.4358
Portfolio Adjusted1-in-10Size: Over 200kWAll2016April Monthly Peak | Portfolio Adjusted | 1-in-10 | Size: Over 200kW | All | 2016 | April Monthly Peak | 4 | 128.2611 | 124.2703 | 120.4879 | 120.728 | 129.5495 | 153.0577 | 179.4578 | 197.5999 | 211.231 | 220.2398 | 229.9653 | 233.7106 | 233.8911 | 235.5064 | 229.6604 | 217.2296 | 203.2396 | 189.5121 | 178.2655 | 175.7926 | 170.7217 | 161.3876 | 149.5008 | 141.2453 | 0.037293 | -0.088689 | -0.038161 | -0.22568 | -0.4139 | -0.71186 | -0.31946 | -0.37131 | -0.2845 | -0.14099 | -0.2886 | -0.026577 | 0.45478 | 2.2112 | 7.4644 | 7.142 | 6.3591 | 5.5262 | 1.5829 | 0.10045 | -0.37012 | -0.52064 | -0.64962 | -0.83304 | 70.5455 | 69.1262 | 67.5765 | 66.3205 | 65.3571 | 64.4415 | 63.8003 | 63.8899 | 66.9776 | 72.5344 | 78.1632 | 83.4896 | 86.9455 | 88.8975 | 89.6083 | 89.9885 | 89.7788 | 88.8727 | 87.0496 | 83.319 | 78.5877 | 74.7755 | 72.21 | 70.2695 | 2.3858 | 2.0276 | 2.2001 | 2.3586 | 2.7333 | 2.3724 | 2.1878 | 2.2516 | 2.4836 | 2.5257 | 2.582 | 2.9293 | 2.9156 | 3.1251 | 3.2405 | 3.1495 | 2.9947 | 2.6402 | 2.3272 | 2.337 | 2.2347 | 2.3412 | 2.3971 | 2.412
Portfolio Adjusted1-in-10Size: Over 200kWAll2016May Monthly Peak | Portfolio Adjusted | 1-in-10 | Size: Over 200kW | All | 2016 | May Monthly Peak | 5 | 129.4742 | 125.5205 | 122.0787 | 122.4935 | 132.0096 | 156.2865 | 181.9604 | 203.73 | 219.9912 | 231.1829 | 241.8687 | 245.4487 | 244.7841 | 245.929 | 239.5922 | 225.9144 | 210.9105 | 195.6923 | 183.1253 | 178.0838 | 174.418 | 165.1371 | 153.0597 | 144.9661 | -0.23106 | -0.20973 | -0.18285 | -0.34428 | -0.5643 | -0.78349 | -0.5471 | -0.65688 | -0.26113 | -0.037041 | -0.48821 | -0.26664 | 0.28825 | 2.2292 | 7.6985 | 7.4249 | 6.6329 | 5.776 | 1.9214 | 0.16313 | -0.25809 | -0.4458 | -0.72518 | -0.84255 | 73.7072 | 72.028 | 70.6195 | 69.8364 | 69.0692 | 68.1774 | 67.8438 | 68.1963 | 71.6532 | 77.2028 | 82.1725 | 85.7341 | 88.4582 | 90.3581 | 91.5248 | 91.8354 | 91.2727 | 89.9581 | 88.6078 | 85.9836 | 81.9779 | 77.8451 | 75.332 | 73.0631 | 2.4018 | 2.0408 | 2.2196 | 2.3829 | 2.7741 | 2.4113 | 2.2092 | 2.3132 | 2.5754 | 2.64 | 2.7034 | 3.0657 | 3.0379 | 3.2469 | 3.3599 | 3.2533 | 3.0867 | 2.7069 | 2.3771 | 2.3522 | 2.2703 | 2.3869 | 2.4454 | 2.4711
Portfolio Adjusted1-in-10Size: Over 200kWAll2016June Monthly Peak | Portfolio Adjusted | 1-in-10 | Size: Over 200kW | All | 2016 | June Monthly Peak | 6 | 135.4742 | 131.2436 | 127.1481 | 127.3819 | 136.19 | 158.8651 | 183.804 | 203.6779 | 217.1737 | 225.8124 | 234.7074 | 236.5553 | 232.7915 | 233.1322 | 227.2891 | 217.424 | 204.9682 | 191.7292 | 182.6539 | 177.4887 | 175.2252 | 167.0364 | 154.8858 | 147.3968 | -0.14399 | -0.2053 | -0.14993 | -0.33305 | -0.55253 | -0.81657 | -0.46434 | -0.48064 | -0.24476 | -0.031882 | -0.35311 | -0.066995 | 0.46007 | 2.213 | 7.4848 | 7.2647 | 6.5074 | 5.6986 | 1.8167 | 0.16045 | -0.33133 | -0.52252 | -0.72508 | -0.87597 | 70.6434 | 69.4914 | 68.5862 | 67.7037 | 66.5121 | 65.5377 | 65.0745 | 66.2275 | 69.7044 | 74.4941 | 79.5279 | 83.9969 | 87.0366 | 89.0065 | 90.3408 | 90.7817 | 91.1193 | 90.0102 | 88.8789 | 86.0629 | 82.0835 | 78.2709 | 75.852 | 74.0846 | 2.5387 | 2.1511 | 2.3266 | 2.4789 | 2.8488 | 2.4503 | 2.2273 | 2.3041 | 2.5337 | 2.572 | 2.6216 | 2.9566 | 2.8848 | 3.0708 | 3.1701 | 3.1105 | 2.9807 | 2.6454 | 2.3724 | 2.3415 | 2.2817 | 2.4196 | 2.4803 | 2.5238
Portfolio Adjusted1-in-10Size: Over 200kWAll2016July Monthly Peak | Portfolio Adjusted | 1-in-10 | Size: Over 200kW | All | 2016 | July Monthly Peak | 7 | 138.632 | 134.4572 | 131.1637 | 131.2581 | 140.8108 | 165.1127 | 191.1726 | 210.101 | 223.0139 | 231.8783 | 240.4265 | 241.7953 | 238.1755 | 238.8082 | 233.2846 | 223.7317 | 211.661 | 198.8052 | 188.6828 | 183.2891 | 180.6292 | 172.2086 | 159.7226 | 151.649 | -0.45041 | -0.33612 | -0.31082 | -0.47105 | -0.7289 | -0.89247 | -0.72536 | -0.80633 | -0.22165 | 0.072323 | -0.57095 | -0.33791 | 0.25866 | 2.1757 | 7.5584 | 7.4485 | 6.7461 | 5.9781 | 2.2114 | 0.24109 | -0.1939 | -0.42885 | -0.80864 | -0.88259 | 75.9947 | 74.583 | 73.4035 | 72.2688 | 71.5142 | 70.8377 | 70.4244 | 70.9193 | 73.7138 | 78.2852 | 83.1488 | 87.0412 | 88.9039 | 89.8016 | 91.0278 | 91.4124 | 91.1001 | 90.5227 | 89.1438 | 86.8173 | 83.2205 | 79.8054 | 77.6328 | 76.2121 | 2.6195 | 2.2194 | 2.4192 | 2.5703 | 2.9613 | 2.5607 | 2.3283 | 2.3883 | 2.6139 | 2.6539 | 2.6991 | 3.0411 | 2.9632 | 3.1582 | 3.2609 | 3.2048 | 3.0775 | 2.7486 | 2.4613 | 2.4288 | 2.3657 | 2.5114 | 2.5768 | 2.6194
Portfolio Adjusted1-in-10Size: Over 200kWAll2016August Monthly Peak | Portfolio Adjusted | 1-in-10 | Size: Over 200kW | All | 2016 | August Monthly Peak | 8 | 142.3305 | 137.7203 | 133.8715 | 134.6222 | 144.4964 | 170.1588 | 199.0334 | 219.8126 | 235.401 | 245.8685 | 255.6472 | 258.2018 | 255.1639 | 256.2189 | 249.808 | 237.5283 | 222.5221 | 207.1504 | 195.6247 | 190.6839 | 186.3288 | 176.6819 | 163.9693 | 155.9749 | -0.6924 | -0.45997 | -0.44772 | -0.56671 | -0.84752 | -0.99253 | -0.94663 | -1.0715 | -0.20479 | 0.16923 | -0.73089 | -0.55542 | 0.10701 | 2.2214 | 7.9524 | 7.8276 | 7.0316 | 6.2026 | 2.4522 | 0.22316 | -0.15991 | -0.40226 | -0.89287 | -0.90584 | 75.9468 | 75.1158 | 74.2853 | 73.4858 | 72.8602 | 72.4775 | 72.3243 | 72.666 | 75.2332 | 80.0032 | 84.504 | 88.8074 | 92.0385 | 94.0494 | 95.011 | 96.0249 | 96.4381 | 95.8427 | 95.0666 | 92.2845 | 87.9437 | 84.5647 | 82.3047 | 80.1634 | 2.7347 | 2.3096 | 2.5092 | 2.6789 | 3.0898 | 2.6822 | 2.4642 | 2.5424 | 2.8077 | 2.8618 | 2.9187 | 3.3049 | 3.2327 | 3.4512 | 3.559 | 3.4652 | 3.2864 | 2.9046 | 2.5922 | 2.5653 | 2.4788 | 2.6189 | 2.6879 | 2.7382
Portfolio Adjusted1-in-10Size: Over 200kWAll2016September Monthly Peak | Portfolio Adjusted | 1-in-10 | Size: Over 200kW | All | 2016 | September Monthly Peak | 9 | 141.008 | 137.1861 | 133.733 | 134.5224 | 144.943 | 170.7009 | 201.4275 | 223.6796 | 243.613 | 256.2446 | 266.9235 | 269.7266 | 266.2608 | 267.3343 | 259.9298 | 245.3379 | 228.22 | 211.3214 | 199.3768 | 196.3568 | 188.2366 | 178.4021 | 164.2819 | 155.7877 | -0.70035 | -0.43012 | -0.44291 | -0.56358 | -0.84507 | -0.95439 | -0.98216 | -1.1892 | -0.23747 | 0.13232 | -0.8485 | -0.71269 | -0.027501 | 2.2479 | 8.1279 | 7.9889 | 7.1715 | 6.2936 | 2.5384 | 0.23185 | -0.11235 | -0.35405 | -0.88344 | -0.88479 | 78.4058 | 77.3847 | 76.4008 | 75.8097 | 75.0521 | 74.6476 | 74.2709 | 74.1163 | 76.075 | 80.309 | 84.8339 | 89.2633 | 92.5435 | 94.6466 | 95.3805 | 95.6004 | 95.2166 | 93.8271 | 92.0919 | 88.9209 | 84.9613 | 81.8134 | 79.4288 | 77.6086 | 2.7312 | 2.3218 | 2.5304 | 2.709 | 3.1504 | 2.7254 | 2.5305 | 2.6286 | 2.9578 | 3.0346 | 3.0928 | 3.4942 | 3.4229 | 3.6577 | 3.7756 | 3.6507 | 3.438 | 3.0127 | 2.676 | 2.6762 | 2.5343 | 2.6725 | 2.7222 | 2.7621
Portfolio Adjusted1-in-10Size: Over 200kWAll2016October Monthly Peak | Portfolio Adjusted | 1-in-10 | Size: Over 200kW | All | 2016 | October Monthly Peak | 10 | 135.5314 | 131.4217 | 127.2037 | 127.0812 | 136.4152 | 160.7971 | 190.4434 | 208.8634 | 224.6394 | 236.2952 | 247.5031 | 252.2465 | 251.8317 | 253.5284 | 247.1469 | 233.0454 | 216.4056 | 201.126 | 193.3915 | 186.9493 | 178.3427 | 168.6641 | 156.0915 | 147.5078 | -0.23682 | -0.24202 | -0.19994 | -0.35596 | -0.57849 | -0.84193 | -0.56573 | -0.62675 | -0.2553 | -0.019472 | -0.45099 | -0.2099 | 0.35636 | 2.3088 | 7.9869 | 7.683 | 6.7985 | 5.9307 | 1.9781 | 0.13356 | -0.31891 | -0.50366 | -0.75549 | -0.87287 | 73.4784 | 72.1314 | 71.1558 | 70.0646 | 69.0676 | 68.3166 | 67.9846 | 67.7283 | 68.7258 | 72.6677 | 78.0134 | 83.5727 | 88.1735 | 91.0128 | 91.9441 | 92.3326 | 91.9765 | 90.5855 | 87.5205 | 82.9821 | 78.9326 | 76.3366 | 74.5297 | 72.9099 | 2.5241 | 2.1414 | 2.3152 | 2.4695 | 2.8643 | 2.4797 | 2.3129 | 2.3715 | 2.6307 | 2.6983 | 2.7653 | 3.1529 | 3.1278 | 3.3505 | 3.4721 | 3.363 | 3.1672 | 2.7844 | 2.5096 | 2.4653 | 2.32 | 2.4361 | 2.4943 | 2.5181
Portfolio Adjusted1-in-10Size: Over 200kWAll2016November Monthly Peak | Portfolio Adjusted | 1-in-10 | Size: Over 200kW | All | 2016 | November Monthly Peak | 11 | 128.1201 | 124.3399 | 120.6872 | 120.8251 | 130.0543 | 153.7433 | 179.7887 | 197.3833 | 211.0561 | 220.4335 | 229.6922 | 233.0686 | 232.3989 | 233.59 | 226.7376 | 213.3724 | 200.7081 | 192.3783 | 181.2724 | 173.6468 | 166.165 | 157.2815 | 146.4415 | 139.2033 | 0.18921 | -0.00095041 | 0.051337 | -0.16758 | -0.34378 | -0.65939 | -0.20478 | -0.25573 | -0.30778 | -0.20961 | -0.23007 | 0.055193 | 0.51231 | 2.2412 | 7.4325 | 7.0518 | 6.3118 | 5.6259 | 1.5034 | 0.099595 | -0.38361 | -0.52165 | -0.59339 | -0.81553 | 69.4135 | 67.7848 | 67.1274 | 65.8313 | 65.0004 | 64.0677 | 63.7639 | 63.9925 | 66.3001 | 71.1444 | 77.2606 | 82.2082 | 85.2831 | 86.8631 | 87.7744 | 87.4531 | 85.7946 | 83.0726 | 79.9548 | 76.8435 | 74.4185 | 72.5353 | 70.7169 | 69.5481 | 2.4225 | 2.0571 | 2.2342 | 2.3799 | 2.7595 | 2.4042 | 2.212 | 2.2673 | 2.499 | 2.545 | 2.5974 | 2.9489 | 2.92 | 3.1235 | 3.22 | 3.116 | 2.9825 | 2.7016 | 2.3869 | 2.3237 | 2.1909 | 2.3035 | 2.3729 | 2.4101
Portfolio Adjusted1-in-10Size: Over 200kWAll2016December Monthly Peak | Portfolio Adjusted | 1-in-10 | Size: Over 200kW | All | 2016 | December Monthly Peak | 12 | 118.842 | 115.0126 | 111.8365 | 111.5223 | 120.2806 | 143.4743 | 170.5369 | 185.0357 | 193.8864 | 195.6309 | 196.8265 | 194.463 | 189.6289 | 188.0273 | 181.0601 | 171.9136 | 165.5033 | 162.9065 | 158.4097 | 153.3867 | 147.8779 | 142.0005 | 132.5151 | 125.8558 | 0.39977 | 0.045617 | 0.14273 | -0.054108 | -0.18043 | -0.64853 | 0.00085427 | 0.064443 | -0.28092 | -0.2291 | 0.024633 | 0.30852 | 0.62846 | 1.879 | 6.1097 | 5.7447 | 5.1681 | 4.6833 | 0.9527 | -0.077289 | -0.56619 | -0.64935 | -0.53467 | -0.77856 | 45.7813 | 45.0894 | 44.8022 | 44.8201 | 44.873 | 44.634 | 45.0531 | 45.1141 | 45.6718 | 47.1192 | 48.6942 | 50.4341 | 51.782 | 52.1398 | 52.2281 | 52.1381 | 51.6566 | 50.5791 | 49.3265 | 48.0682 | 46.8034 | 46.2789 | 45.9948 | 45.2868 | 2.3636 | 2.0016 | 2.1793 | 2.3159 | 2.7052 | 2.3694 | 2.2176 | 2.2499 | 2.4296 | 2.3843 | 2.3495 | 2.6089 | 2.5222 | 2.6646 | 2.7283 | 2.668 | 2.6241 | 2.4361 | 2.2122 | 2.1754 | 2.0575 | 2.1869 | 2.2606 | 2.2936
Portfolio Adjusted1-in-10Size: Over 200kWAll2016Typical Event Day | Portfolio Adjusted | 1-in-10 | Size: Over 200kW | All | 2016 | Typical Event Day | 8 | 141.54 | 136.9386 | 132.9898 | 133.7072 | 143.4803 | 168.9477 | 197.6102 | 217.7065 | 232.3656 | 241.9334 | 251.0782 | 253.4028 | 250.324 | 251.4731 | 245.2871 | 233.3099 | 218.6501 | 203.7627 | 192.8576 | 188.1431 | 184.0919 | 174.6654 | 162.1938 | 154.3784 | -0.50074 | -0.36096 | -0.33918 | -0.48835 | -0.75199 | -0.92946 | -0.78941 | -0.89216 | -0.22923 | 0.08579 | -0.62205 | -0.41025 | 0.21048 | 2.2417 | 7.8741 | 7.7106 | 6.9222 | 6.0894 | 2.2645 | 0.2176 | -0.20128 | -0.42823 | -0.8319 | -0.89576 | 75.2477 | 74.1437 | 73.169 | 72.317 | 71.4847 | 70.8751 | 70.5236 | 70.9823 | 73.6816 | 78.2729 | 83.0036 | 87.2772 | 90.1306 | 91.876 | 92.94 | 93.4549 | 93.4685 | 92.5507 | 91.2953 | 88.5214 | 84.5523 | 81.1136 | 78.8046 | 77.0172 | 2.6762 | 2.261 | 2.4546 | 2.6225 | 3.0256 | 2.6253 | 2.4125 | 2.4839 | 2.7347 | 2.7786 | 2.8277 | 3.1967 | 3.1293 | 3.3436 | 3.4528 | 3.3639 | 3.1924 | 2.8219 | 2.5201 | 2.4975 | 2.415 | 2.5506 | 2.6188 | 2.6673
Portfolio Adjusted1-in-10Size: Over 200kWAll2017January Monthly Peak | Portfolio Adjusted | 1-in-10 | Size: Over 200kW | All | 2017 | January Monthly Peak | 1 | 117.4569 | 113.9661 | 110.6976 | 111.2497 | 120.7335 | 144.9998 | 173.6287 | 189.2643 | 198.2144 | 198.4004 | 199.2368 | 196.8288 | 191.3172 | 189.5437 | 182.0567 | 172.1971 | 163.701 | 161.6009 | 157.9445 | 152.6294 | 147.0637 | 141.1612 | 132.2444 | 125.9551 | 0.38711 | 0.038188 | 0.13386 | -0.055975 | -0.18274 | -0.66014 | -0.0041023 | 0.061629 | -0.28783 | -0.23243 | 0.023913 | 0.31115 | 0.63464 | 1.8957 | 6.146 | 5.7507 | 5.1042 | 4.6318 | 0.942 | -0.083398 | -0.56704 | -0.64675 | -0.53365 | -0.77956 | 45.7013 | 44.9226 | 44.0916 | 43.5386 | 43.1592 | 42.8164 | 42.5424 | 42.3314 | 42.8037 | 45.1707 | 47.8666 | 49.9518 | 51.8071 | 52.581 | 52.912 | 52.7295 | 51.6675 | 50.2595 | 48.2465 | 46.6572 | 45.5313 | 44.8467 | 44.2768 | 43.5872 | 2.3301 | 1.9801 | 2.1514 | 2.3119 | 2.725 | 2.3968 | 2.2626 | 2.3073 | 2.4896 | 2.4217 | 2.381 | 2.6424 | 2.5432 | 2.6852 | 2.7422 | 2.6752 | 2.6028 | 2.4262 | 2.2106 | 2.1681 | 2.0472 | 2.174 | 2.2555 | 2.2936
Portfolio Adjusted1-in-10Size: Over 200kWAll2017February Monthly Peak | Portfolio Adjusted | 1-in-10 | Size: Over 200kW | All | 2017 | February Monthly Peak | 2 | 119.3027 | 115.6772 | 112.373 | 112.9683 | 121.8221 | 145.3997 | 173.0979 | 187.6 | 196.6144 | 198.7569 | 202.1289 | 202.8696 | 199.9742 | 200.4715 | 194.6521 | 183.3363 | 172.6854 | 167.2222 | 163.5547 | 157.3701 | 151.4712 | 144.3717 | 134.4412 | 127.7077 | 0.3855 | 0.031306 | 0.13387 | -0.05854 | -0.18911 | -0.66044 | -0.0043047 | 0.06488 | -0.28509 | -0.23106 | 0.028024 | 0.32711 | 0.67141 | 1.9926 | 6.5314 | 6.0935 | 5.3632 | 4.779 | 0.98373 | -0.078403 | -0.57747 | -0.65921 | -0.54413 | -0.79047 | 52.174 | 51.7517 | 51.0701 | 50.5351 | 50.46 | 49.7344 | 48.4468 | 49.1833 | 50.5119 | 52.7033 | 54.9511 | 56.1991 | 57.5957 | 59.0379 | 60.0521 | 60.3284 | 59.5056 | 58.8493 | 57.1703 | 55.4587 | 54.0668 | 52.7342 | 52.1101 | 51.2262 | 2.3583 | 2.0037 | 2.1809 | 2.3451 | 2.7406 | 2.3975 | 2.2499 | 2.278 | 2.4605 | 2.4202 | 2.4112 | 2.713 | 2.6545 | 2.8394 | 2.9391 | 2.8491 | 2.7399 | 2.5051 | 2.283 | 2.2331 | 2.1074 | 2.2217 | 2.2904 | 2.3184
Portfolio Adjusted1-in-10Size: Over 200kWAll2017March Monthly Peak | Portfolio Adjusted | 1-in-10 | Size: Over 200kW | All | 2017 | March Monthly Peak | 3 | 124.264 | 120.2825 | 116.4129 | 116.4651 | 124.6617 | 147.6197 | 175.9053 | 191.1261 | 200.2031 | 204.7461 | 211.2312 | 214.0559 | 213.4763 | 215.2677 | 210.2243 | 198.919 | 186.7217 | 176.3591 | 170.1533 | 167.4699 | 161.3975 | 152.88 | 141.9513 | 134.2169 | 0.4063 | 0.038145 | 0.1389 | -0.059356 | -0.19558 | -0.66779 | -0.0038333 | 0.067542 | -0.28979 | -0.23598 | 0.033261 | 0.35134 | 0.72526 | 2.1488 | 7.0561 | 6.6131 | 5.813 | 5.0506 | 1.0347 | -0.070868 | -0.60629 | -0.68781 | -0.56927 | -0.82922 | 60.7197 | 59.1788 | 58.1529 | 57.4009 | 56.6278 | 55.9239 | 55.444 | 55.3348 | 56.5409 | 60.3319 | 64.9079 | 69.4468 | 73.1051 | 74.988 | 75.9939 | 76.5587 | 76.4034 | 75.2032 | 73.4483 | 70.8777 | 67.5885 | 64.9239 | 62.6521 | 60.6146 | 2.4582 | 2.0856 | 2.2592 | 2.4167 | 2.7974 | 2.4294 | 2.2808 | 2.3149 | 2.4966 | 2.4874 | 2.5147 | 2.8532 | 2.8272 | 3.0372 | 3.1569 | 3.0731 | 2.9372 | 2.6252 | 2.3676 | 2.3706 | 2.243 | 2.3516 | 2.4171 | 2.4358
Portfolio Adjusted1-in-10Size: Over 200kWAll2017April Monthly Peak | Portfolio Adjusted | 1-in-10 | Size: Over 200kW | All | 2017 | April Monthly Peak | 4 | 128.2611 | 124.2703 | 120.4879 | 120.728 | 129.5495 | 153.0577 | 179.4578 | 197.5999 | 211.231 | 220.2398 | 229.9653 | 233.7106 | 233.8911 | 235.5064 | 229.6604 | 217.2296 | 203.2395 | 189.5121 | 178.2655 | 175.7926 | 170.7217 | 161.3877 | 149.5008 | 141.2453 | 0.037293 | -0.088689 | -0.038161 | -0.22568 | -0.4139 | -0.71186 | -0.31946 | -0.37131 | -0.2845 | -0.14099 | -0.2886 | -0.026577 | 0.45478 | 2.2112 | 7.4644 | 7.142 | 6.3591 | 5.5262 | 1.5829 | 0.10045 | -0.37012 | -0.52064 | -0.64962 | -0.83304 | 70.5455 | 69.1262 | 67.5765 | 66.3205 | 65.3571 | 64.4415 | 63.8003 | 63.8899 | 66.9776 | 72.5344 | 78.1632 | 83.4896 | 86.9455 | 88.8975 | 89.6083 | 89.9885 | 89.7788 | 88.8727 | 87.0496 | 83.319 | 78.5877 | 74.7755 | 72.21 | 70.2695 | 2.3858 | 2.0276 | 2.2001 | 2.3586 | 2.7333 | 2.3724 | 2.1878 | 2.2516 | 2.4836 | 2.5257 | 2.582 | 2.9293 | 2.9156 | 3.1251 | 3.2405 | 3.1495 | 2.9947 | 2.6402 | 2.3272 | 2.337 | 2.2347 | 2.3412 | 2.3971 | 2.412
Portfolio Adjusted1-in-10Size: Over 200kWAll2017May Monthly Peak | Portfolio Adjusted | 1-in-10 | Size: Over 200kW | All | 2017 | May Monthly Peak | 5 | 129.4742 | 125.5205 | 122.0787 | 122.4935 | 132.0096 | 156.2865 | 181.9604 | 203.73 | 219.9912 | 231.1829 | 241.8687 | 245.4487 | 244.7841 | 245.929 | 239.5922 | 225.9144 | 210.9105 | 195.6923 | 183.1253 | 178.0838 | 174.418 | 165.1371 | 153.0597 | 144.9661 | -0.23106 | -0.20973 | -0.18285 | -0.34427 | -0.5643 | -0.78349 | -0.5471 | -0.65688 | -0.26113 | -0.037041 | -0.48821 | -0.26664 | 0.28825 | 2.2292 | 7.6985 | 7.4249 | 6.6329 | 5.776 | 1.9214 | 0.16313 | -0.25809 | -0.4458 | -0.72518 | -0.84255 | 73.7072 | 72.028 | 70.6195 | 69.8364 | 69.0692 | 68.1774 | 67.8438 | 68.1963 | 71.6532 | 77.2028 | 82.1725 | 85.7341 | 88.4582 | 90.3581 | 91.5248 | 91.8354 | 91.2727 | 89.9581 | 88.6078 | 85.9836 | 81.9779 | 77.8451 | 75.332 | 73.0631 | 2.4018 | 2.0408 | 2.2196 | 2.3829 | 2.7741 | 2.4113 | 2.2092 | 2.3132 | 2.5754 | 2.64 | 2.7034 | 3.0657 | 3.0379 | 3.2469 | 3.3599 | 3.2533 | 3.0867 | 2.7069 | 2.3771 | 2.3522 | 2.2703 | 2.3869 | 2.4454 | 2.4711
Portfolio Adjusted1-in-10Size: Over 200kWAll2017June Monthly Peak | Portfolio Adjusted | 1-in-10 | Size: Over 200kW | All | 2017 | June Monthly Peak | 6 | 135.4742 | 131.2436 | 127.1481 | 127.3819 | 136.19 | 158.8651 | 183.804 | 203.6779 | 217.1737 | 225.8124 | 234.7074 | 236.5553 | 232.7915 | 233.1322 | 227.2891 | 217.424 | 204.9682 | 191.7292 | 182.6539 | 177.4887 | 175.2252 | 167.0364 | 154.8858 | 147.3968 | -0.14399 | -0.2053 | -0.14993 | -0.33305 | -0.55253 | -0.81657 | -0.46434 | -0.48064 | -0.24476 | -0.031882 | -0.35311 | -0.066995 | 0.46007 | 2.213 | 7.4848 | 7.2647 | 6.5074 | 5.6986 | 1.8167 | 0.16045 | -0.33133 | -0.52252 | -0.72508 | -0.87597 | 70.6434 | 69.4914 | 68.5862 | 67.7037 | 66.5121 | 65.5377 | 65.0745 | 66.2275 | 69.7044 | 74.4941 | 79.5279 | 83.9969 | 87.0366 | 89.0065 | 90.3408 | 90.7817 | 91.1193 | 90.0102 | 88.8789 | 86.0629 | 82.0835 | 78.2709 | 75.852 | 74.0846 | 2.5387 | 2.1511 | 2.3266 | 2.4789 | 2.8488 | 2.4503 | 2.2273 | 2.3041 | 2.5337 | 2.572 | 2.6216 | 2.9566 | 2.8848 | 3.0708 | 3.1701 | 3.1105 | 2.9807 | 2.6454 | 2.3724 | 2.3415 | 2.2817 | 2.4196 | 2.4803 | 2.5238
Portfolio Adjusted1-in-10Size: Over 200kWAll2017July Monthly Peak | Portfolio Adjusted | 1-in-10 | Size: Over 200kW | All | 2017 | July Monthly Peak | 7 | 138.632 | 134.4572 | 131.1637 | 131.2581 | 140.8108 | 165.1127 | 191.1726 | 210.101 | 223.0139 | 231.8783 | 240.4265 | 241.7953 | 238.1755 | 238.8082 | 233.2846 | 223.7317 | 211.661 | 198.8052 | 188.6828 | 183.2891 | 180.6292 | 172.2086 | 159.7226 | 151.649 | -0.45041 | -0.33612 | -0.31082 | -0.47105 | -0.7289 | -0.89247 | -0.72536 | -0.80633 | -0.22165 | 0.072323 | -0.57095 | -0.33791 | 0.25866 | 2.1757 | 7.5584 | 7.4485 | 6.7461 | 5.9781 | 2.2114 | 0.24109 | -0.1939 | -0.42885 | -0.80864 | -0.88259 | 75.9947 | 74.583 | 73.4035 | 72.2688 | 71.5142 | 70.8377 | 70.4244 | 70.9193 | 73.7138 | 78.2852 | 83.1488 | 87.0412 | 88.9039 | 89.8016 | 91.0278 | 91.4124 | 91.1001 | 90.5227 | 89.1438 | 86.8173 | 83.2205 | 79.8054 | 77.6328 | 76.2121 | 2.6195 | 2.2194 | 2.4192 | 2.5703 | 2.9613 | 2.5607 | 2.3283 | 2.3883 | 2.6139 | 2.6539 | 2.6991 | 3.0411 | 2.9632 | 3.1582 | 3.2609 | 3.2048 | 3.0775 | 2.7486 | 2.4613 | 2.4288 | 2.3657 | 2.5114 | 2.5768 | 2.6194
Portfolio Adjusted1-in-10Size: Over 200kWAll2017August Monthly Peak | Portfolio Adjusted | 1-in-10 | Size: Over 200kW | All | 2017 | August Monthly Peak | 8 | 142.3305 | 137.7203 | 133.8715 | 134.6222 | 144.4964 | 170.1588 | 199.0334 | 219.8126 | 235.401 | 245.8685 | 255.6472 | 258.2018 | 255.1639 | 256.2189 | 249.808 | 237.5283 | 222.5221 | 207.1504 | 195.6247 | 190.6839 | 186.3288 | 176.6819 | 163.9693 | 155.9749 | -0.6924 | -0.45997 | -0.44772 | -0.56671 | -0.84752 | -0.99253 | -0.94663 | -1.0715 | -0.20479 | 0.16923 | -0.73089 | -0.55542 | 0.10701 | 2.2214 | 7.9524 | 7.8276 | 7.0316 | 6.2026 | 2.4522 | 0.22316 | -0.15991 | -0.40226 | -0.89287 | -0.90584 | 75.9468 | 75.1158 | 74.2853 | 73.4858 | 72.8602 | 72.4775 | 72.3243 | 72.666 | 75.2332 | 80.0032 | 84.504 | 88.8074 | 92.0385 | 94.0494 | 95.011 | 96.0249 | 96.4381 | 95.8427 | 95.0666 | 92.2845 | 87.9437 | 84.5647 | 82.3047 | 80.1634 | 2.7347 | 2.3096 | 2.5092 | 2.6789 | 3.0898 | 2.6822 | 2.4642 | 2.5424 | 2.8077 | 2.8618 | 2.9187 | 3.3049 | 3.2327 | 3.4512 | 3.559 | 3.4652 | 3.2864 | 2.9046 | 2.5922 | 2.5653 | 2.4788 | 2.6189 | 2.6879 | 2.7382
Portfolio Adjusted1-in-10Size: Over 200kWAll2017September Monthly Peak | Portfolio Adjusted | 1-in-10 | Size: Over 200kW | All | 2017 | September Monthly Peak | 9 | 141.008 | 137.1861 | 133.733 | 134.5224 | 144.943 | 170.7009 | 201.4275 | 223.6796 | 243.613 | 256.2446 | 266.9235 | 269.7266 | 266.2608 | 267.3343 | 259.9298 | 245.3379 | 228.22 | 211.3214 | 199.3768 | 196.3568 | 188.2366 | 178.4021 | 164.2819 | 155.7877 | -0.70035 | -0.43012 | -0.44291 | -0.56358 | -0.84507 | -0.95439 | -0.98216 | -1.1892 | -0.23747 | 0.13232 | -0.8485 | -0.71269 | -0.027501 | 2.2479 | 8.1279 | 7.9889 | 7.1715 | 6.2936 | 2.5384 | 0.23185 | -0.11235 | -0.35405 | -0.88344 | -0.88479 | 78.4058 | 77.3847 | 76.4008 | 75.8097 | 75.0521 | 74.6476 | 74.2709 | 74.1163 | 76.075 | 80.309 | 84.8339 | 89.2633 | 92.5435 | 94.6466 | 95.3805 | 95.6004 | 95.2166 | 93.8271 | 92.0919 | 88.9209 | 84.9613 | 81.8134 | 79.4288 | 77.6086 | 2.7312 | 2.3218 | 2.5304 | 2.709 | 3.1504 | 2.7254 | 2.5305 | 2.6286 | 2.9578 | 3.0346 | 3.0928 | 3.4942 | 3.4229 | 3.6577 | 3.7756 | 3.6507 | 3.438 | 3.0127 | 2.676 | 2.6762 | 2.5343 | 2.6725 | 2.7222 | 2.7621
Portfolio Adjusted1-in-10Size: Over 200kWAll2017October Monthly Peak | Portfolio Adjusted | 1-in-10 | Size: Over 200kW | All | 2017 | October Monthly Peak | 10 | 135.5314 | 131.4217 | 127.2037 | 127.0812 | 136.4151 | 160.7971 | 190.4434 | 208.8634 | 224.6394 | 236.2952 | 247.5031 | 252.2465 | 251.8317 | 253.5284 | 247.1469 | 233.0454 | 216.4056 | 201.126 | 193.3915 | 186.9493 | 178.3427 | 168.6641 | 156.0915 | 147.5078 | -0.23682 | -0.24202 | -0.19994 | -0.35596 | -0.57849 | -0.84193 | -0.56573 | -0.62675 | -0.2553 | -0.019472 | -0.45099 | -0.2099 | 0.35636 | 2.3088 | 7.9869 | 7.683 | 6.7985 | 5.9307 | 1.9781 | 0.13356 | -0.31891 | -0.50366 | -0.75549 | -0.87287 | 73.4784 | 72.1314 | 71.1558 | 70.0646 | 69.0676 | 68.3166 | 67.9846 | 67.7283 | 68.7258 | 72.6677 | 78.0134 | 83.5727 | 88.1735 | 91.0128 | 91.9442 | 92.3326 | 91.9765 | 90.5855 | 87.5205 | 82.9821 | 78.9326 | 76.3366 | 74.5297 | 72.9099 | 2.5241 | 2.1414 | 2.3152 | 2.4695 | 2.8643 | 2.4797 | 2.3129 | 2.3715 | 2.6307 | 2.6983 | 2.7653 | 3.1529 | 3.1278 | 3.3505 | 3.4721 | 3.363 | 3.1672 | 2.7844 | 2.5096 | 2.4653 | 2.32 | 2.4361 | 2.4943 | 2.5181
Portfolio Adjusted1-in-10Size: Over 200kWAll2017November Monthly Peak | Portfolio Adjusted | 1-in-10 | Size: Over 200kW | All | 2017 | November Monthly Peak | 11 | 128.1201 | 124.3399 | 120.6872 | 120.8251 | 130.0543 | 153.7432 | 179.7887 | 197.3833 | 211.0561 | 220.4335 | 229.6922 | 233.0686 | 232.3989 | 233.59 | 226.7376 | 213.3724 | 200.7081 | 192.3783 | 181.2724 | 173.6468 | 166.165 | 157.2815 | 146.4415 | 139.2033 | 0.18921 | -0.00095039 | 0.051337 | -0.16758 | -0.34378 | -0.65939 | -0.20478 | -0.25573 | -0.30778 | -0.20961 | -0.23007 | 0.055193 | 0.51231 | 2.2412 | 7.4325 | 7.0518 | 6.3118 | 5.6259 | 1.5034 | 0.099595 | -0.38361 | -0.52165 | -0.59339 | -0.81553 | 69.4135 | 67.7848 | 67.1274 | 65.8313 | 65.0004 | 64.0677 | 63.7639 | 63.9925 | 66.3002 | 71.1444 | 77.2606 | 82.2082 | 85.2831 | 86.8631 | 87.7744 | 87.4531 | 85.7946 | 83.0726 | 79.9548 | 76.8435 | 74.4185 | 72.5353 | 70.7169 | 69.5481 | 2.4225 | 2.0571 | 2.2342 | 2.3799 | 2.7595 | 2.4042 | 2.212 | 2.2673 | 2.499 | 2.545 | 2.5974 | 2.9489 | 2.92 | 3.1235 | 3.22 | 3.116 | 2.9825 | 2.7016 | 2.3869 | 2.3237 | 2.1909 | 2.3035 | 2.3729 | 2.4101
Portfolio Adjusted1-in-10Size: Over 200kWAll2017December Monthly Peak | Portfolio Adjusted | 1-in-10 | Size: Over 200kW | All | 2017 | December Monthly Peak | 12 | 118.842 | 115.0126 | 111.8365 | 111.5223 | 120.2806 | 143.4743 | 170.5369 | 185.0357 | 193.8864 | 195.631 | 196.8265 | 194.463 | 189.6289 | 188.0273 | 181.0601 | 171.9136 | 165.5033 | 162.9065 | 158.4098 | 153.3867 | 147.8779 | 142.0005 | 132.5151 | 125.8558 | 0.39977 | 0.045617 | 0.14273 | -0.054107 | -0.18043 | -0.64853 | 0.00085424 | 0.064443 | -0.28092 | -0.2291 | 0.024633 | 0.30852 | 0.62846 | 1.879 | 6.1097 | 5.7447 | 5.1681 | 4.6833 | 0.9527 | -0.077289 | -0.56619 | -0.64935 | -0.53467 | -0.77856 | 45.7813 | 45.0894 | 44.8022 | 44.8201 | 44.873 | 44.634 | 45.0531 | 45.1141 | 45.6718 | 47.1193 | 48.6942 | 50.4341 | 51.782 | 52.1398 | 52.2281 | 52.1381 | 51.6566 | 50.5791 | 49.3265 | 48.0682 | 46.8034 | 46.2789 | 45.9948 | 45.2868 | 2.3636 | 2.0016 | 2.1793 | 2.3159 | 2.7052 | 2.3694 | 2.2176 | 2.2499 | 2.4296 | 2.3843 | 2.3495 | 2.6089 | 2.5222 | 2.6646 | 2.7283 | 2.668 | 2.6241 | 2.4361 | 2.2122 | 2.1754 | 2.0575 | 2.1869 | 2.2606 | 2.2936
Portfolio Adjusted1-in-10Size: Over 200kWAll2017Typical Event Day | Portfolio Adjusted | 1-in-10 | Size: Over 200kW | All | 2017 | Typical Event Day | 8 | 141.54 | 136.9386 | 132.9898 | 133.7072 | 143.4803 | 168.9477 | 197.6102 | 217.7065 | 232.3656 | 241.9334 | 251.0782 | 253.4028 | 250.324 | 251.4731 | 245.2871 | 233.3099 | 218.6501 | 203.7627 | 192.8576 | 188.1431 | 184.0919 | 174.6654 | 162.1938 | 154.3784 | -0.50074 | -0.36096 | -0.33918 | -0.48835 | -0.75199 | -0.92946 | -0.78941 | -0.89216 | -0.22923 | 0.08579 | -0.62205 | -0.41025 | 0.21048 | 2.2417 | 7.8741 | 7.7106 | 6.9222 | 6.0894 | 2.2645 | 0.2176 | -0.20128 | -0.42823 | -0.8319 | -0.89576 | 75.2477 | 74.1437 | 73.169 | 72.317 | 71.4847 | 70.8751 | 70.5236 | 70.9823 | 73.6816 | 78.2728 | 83.0036 | 87.2772 | 90.1306 | 91.876 | 92.94 | 93.4549 | 93.4685 | 92.5507 | 91.2953 | 88.5214 | 84.5523 | 81.1136 | 78.8046 | 77.0172 | 2.6762 | 2.261 | 2.4546 | 2.6225 | 3.0256 | 2.6253 | 2.4125 | 2.4839 | 2.7347 | 2.7786 | 2.8277 | 3.1967 | 3.1293 | 3.3436 | 3.4528 | 3.3639 | 3.1924 | 2.8219 | 2.5201 | 2.4975 | 2.415 | 2.5506 | 2.6188 | 2.6673
Portfolio Adjusted1-in-10Size: Over 200kWAll2018January Monthly Peak | Portfolio Adjusted | 1-in-10 | Size: Over 200kW | All | 2018 | January Monthly Peak | 1 | 117.4569 | 113.9661 | 110.6976 | 111.2497 | 120.7335 | 144.9998 | 173.6287 | 189.2643 | 198.2144 | 198.4004 | 199.2368 | 196.8288 | 191.3172 | 189.5437 | 182.0567 | 172.1971 | 163.701 | 161.6009 | 157.9445 | 152.6294 | 147.0637 | 141.1611 | 132.2444 | 125.9551 | 0.38711 | 0.038188 | 0.13386 | -0.055975 | -0.18274 | -0.66014 | -0.0041023 | 0.061629 | -0.28783 | -0.23243 | 0.023913 | 0.31115 | 0.63464 | 1.8957 | 6.146 | 5.7507 | 5.1042 | 4.6318 | 0.942 | -0.083398 | -0.56704 | -0.64675 | -0.53365 | -0.77956 | 45.7013 | 44.9226 | 44.0916 | 43.5386 | 43.1592 | 42.8164 | 42.5424 | 42.3314 | 42.8037 | 45.1708 | 47.8666 | 49.9518 | 51.8071 | 52.581 | 52.912 | 52.7295 | 51.6675 | 50.2595 | 48.2465 | 46.6572 | 45.5313 | 44.8467 | 44.2768 | 43.5872 | 2.3301 | 1.9801 | 2.1514 | 2.3119 | 2.725 | 2.3968 | 2.2626 | 2.3073 | 2.4896 | 2.4217 | 2.381 | 2.6424 | 2.5432 | 2.6852 | 2.7422 | 2.6752 | 2.6028 | 2.4262 | 2.2106 | 2.1681 | 2.0472 | 2.174 | 2.2555 | 2.2936
Portfolio Adjusted1-in-10Size: Over 200kWAll2018February Monthly Peak | Portfolio Adjusted | 1-in-10 | Size: Over 200kW | All | 2018 | February Monthly Peak | 2 | 119.3027 | 115.6772 | 112.373 | 112.9683 | 121.8221 | 145.3997 | 173.0979 | 187.6 | 196.6144 | 198.7569 | 202.1289 | 202.8696 | 199.9742 | 200.4715 | 194.6521 | 183.3363 | 172.6854 | 167.2222 | 163.5547 | 157.3701 | 151.4712 | 144.3717 | 134.4412 | 127.7077 | 0.3855 | 0.031306 | 0.13387 | -0.05854 | -0.18911 | -0.66044 | -0.0043047 | 0.06488 | -0.28509 | -0.23106 | 0.028024 | 0.32711 | 0.67141 | 1.9926 | 6.5314 | 6.0935 | 5.3632 | 4.779 | 0.98373 | -0.078403 | -0.57747 | -0.65921 | -0.54413 | -0.79047 | 52.174 | 51.7517 | 51.0701 | 50.5351 | 50.46 | 49.7344 | 48.4468 | 49.1833 | 50.5119 | 52.7033 | 54.9511 | 56.1991 | 57.5957 | 59.0379 | 60.0521 | 60.3284 | 59.5056 | 58.8493 | 57.1703 | 55.4587 | 54.0668 | 52.7342 | 52.1101 | 51.2262 | 2.3583 | 2.0037 | 2.1809 | 2.3451 | 2.7406 | 2.3975 | 2.2499 | 2.278 | 2.4605 | 2.4202 | 2.4112 | 2.713 | 2.6545 | 2.8394 | 2.9391 | 2.8491 | 2.7399 | 2.5051 | 2.283 | 2.2331 | 2.1074 | 2.2217 | 2.2904 | 2.3184
Portfolio Adjusted1-in-10Size: Over 200kWAll2018March Monthly Peak | Portfolio Adjusted | 1-in-10 | Size: Over 200kW | All | 2018 | March Monthly Peak | 3 | 124.264 | 120.2825 | 116.4129 | 116.4651 | 124.6617 | 147.6197 | 175.9053 | 191.1261 | 200.2031 | 204.7461 | 211.2312 | 214.0559 | 213.4763 | 215.2677 | 210.2243 | 198.919 | 186.7217 | 176.3592 | 170.1533 | 167.4699 | 161.3975 | 152.88 | 141.9513 | 134.2169 | 0.4063 | 0.038145 | 0.1389 | -0.059356 | -0.19558 | -0.66779 | -0.0038333 | 0.067542 | -0.28979 | -0.23598 | 0.033261 | 0.35134 | 0.72526 | 2.1488 | 7.0561 | 6.6131 | 5.813 | 5.0506 | 1.0347 | -0.070868 | -0.60629 | -0.68781 | -0.56927 | -0.82922 | 60.7197 | 59.1788 | 58.1529 | 57.4009 | 56.6278 | 55.9239 | 55.444 | 55.3348 | 56.5409 | 60.3319 | 64.9079 | 69.4468 | 73.1051 | 74.988 | 75.9939 | 76.5587 | 76.4034 | 75.2031 | 73.4483 | 70.8777 | 67.5885 | 64.9239 | 62.6521 | 60.6146 | 2.4582 | 2.0856 | 2.2592 | 2.4167 | 2.7974 | 2.4294 | 2.2808 | 2.3149 | 2.4966 | 2.4874 | 2.5147 | 2.8532 | 2.8272 | 3.0372 | 3.1569 | 3.0731 | 2.9372 | 2.6252 | 2.3676 | 2.3706 | 2.243 | 2.3516 | 2.4171 | 2.4358
Portfolio Adjusted1-in-10Size: Over 200kWAll2018April Monthly Peak | Portfolio Adjusted | 1-in-10 | Size: Over 200kW | All | 2018 | April Monthly Peak | 4 | 128.2611 | 124.2703 | 120.4879 | 120.728 | 129.5495 | 153.0577 | 179.4577 | 197.5999 | 211.231 | 220.2398 | 229.9653 | 233.7106 | 233.8911 | 235.5064 | 229.6604 | 217.2296 | 203.2395 | 189.5121 | 178.2655 | 175.7926 | 170.7217 | 161.3877 | 149.5008 | 141.2453 | 0.037293 | -0.088689 | -0.038161 | -0.22568 | -0.4139 | -0.71186 | -0.31946 | -0.37131 | -0.2845 | -0.14099 | -0.2886 | -0.026577 | 0.45478 | 2.2112 | 7.4644 | 7.142 | 6.3591 | 5.5262 | 1.5829 | 0.10045 | -0.37012 | -0.52064 | -0.64962 | -0.83304 | 70.5455 | 69.1262 | 67.5765 | 66.3205 | 65.3571 | 64.4415 | 63.8003 | 63.8899 | 66.9776 | 72.5344 | 78.1632 | 83.4896 | 86.9455 | 88.8975 | 89.6083 | 89.9885 | 89.7788 | 88.8727 | 87.0496 | 83.319 | 78.5877 | 74.7755 | 72.21 | 70.2695 | 2.3858 | 2.0276 | 2.2001 | 2.3586 | 2.7333 | 2.3724 | 2.1878 | 2.2516 | 2.4836 | 2.5257 | 2.582 | 2.9293 | 2.9156 | 3.1251 | 3.2405 | 3.1495 | 2.9947 | 2.6402 | 2.3272 | 2.337 | 2.2347 | 2.3412 | 2.3971 | 2.412
Portfolio Adjusted1-in-10Size: Over 200kWAll2018May Monthly Peak | Portfolio Adjusted | 1-in-10 | Size: Over 200kW | All | 2018 | May Monthly Peak | 5 | 129.4742 | 125.5205 | 122.0787 | 122.4935 | 132.0096 | 156.2865 | 181.9604 | 203.73 | 219.9911 | 231.1829 | 241.8687 | 245.4487 | 244.7841 | 245.929 | 239.5922 | 225.9144 | 210.9105 | 195.6923 | 183.1253 | 178.0838 | 174.418 | 165.1371 | 153.0597 | 144.9661 | -0.23106 | -0.20973 | -0.18285 | -0.34427 | -0.5643 | -0.78349 | -0.5471 | -0.65688 | -0.26113 | -0.037041 | -0.48821 | -0.26664 | 0.28825 | 2.2292 | 7.6985 | 7.4249 | 6.6329 | 5.776 | 1.9214 | 0.16313 | -0.25809 | -0.4458 | -0.72518 | -0.84255 | 73.7072 | 72.028 | 70.6195 | 69.8364 | 69.0692 | 68.1774 | 67.8438 | 68.1963 | 71.6532 | 77.2028 | 82.1725 | 85.7341 | 88.4582 | 90.3581 | 91.5248 | 91.8354 | 91.2727 | 89.9581 | 88.6078 | 85.9836 | 81.9779 | 77.8451 | 75.332 | 73.0631 | 2.4018 | 2.0408 | 2.2196 | 2.3829 | 2.7741 | 2.4113 | 2.2092 | 2.3132 | 2.5754 | 2.64 | 2.7034 | 3.0657 | 3.0379 | 3.2469 | 3.3599 | 3.2533 | 3.0867 | 2.7069 | 2.3771 | 2.3522 | 2.2703 | 2.3869 | 2.4454 | 2.4711
Portfolio Adjusted1-in-10Size: Over 200kWAll2018June Monthly Peak | Portfolio Adjusted | 1-in-10 | Size: Over 200kW | All | 2018 | June Monthly Peak | 6 | 135.4742 | 131.2436 | 127.1481 | 127.3819 | 136.19 | 158.8651 | 183.804 | 203.6778 | 217.1737 | 225.8124 | 234.7074 | 236.5553 | 232.7915 | 233.1322 | 227.2891 | 217.424 | 204.9682 | 191.7292 | 182.6539 | 177.4887 | 175.2252 | 167.0364 | 154.8858 | 147.3968 | -0.14399 | -0.2053 | -0.14993 | -0.33305 | -0.55253 | -0.81657 | -0.46434 | -0.48064 | -0.24476 | -0.031882 | -0.35311 | -0.066995 | 0.46007 | 2.213 | 7.4848 | 7.2647 | 6.5074 | 5.6986 | 1.8167 | 0.16045 | -0.33133 | -0.52252 | -0.72508 | -0.87597 | 70.6434 | 69.4914 | 68.5862 | 67.7037 | 66.5121 | 65.5377 | 65.0745 | 66.2275 | 69.7044 | 74.4941 | 79.5279 | 83.9969 | 87.0366 | 89.0065 | 90.3408 | 90.7817 | 91.1193 | 90.0102 | 88.8789 | 86.0629 | 82.0835 | 78.2709 | 75.852 | 74.0846 | 2.5387 | 2.1511 | 2.3266 | 2.4789 | 2.8488 | 2.4503 | 2.2273 | 2.3041 | 2.5337 | 2.572 | 2.6216 | 2.9566 | 2.8848 | 3.0708 | 3.1701 | 3.1105 | 2.9807 | 2.6454 | 2.3724 | 2.3415 | 2.2817 | 2.4196 | 2.4803 | 2.5238
Portfolio Adjusted1-in-10Size: Over 200kWAll2018July Monthly Peak | Portfolio Adjusted | 1-in-10 | Size: Over 200kW | All | 2018 | July Monthly Peak | 7 | 138.632 | 134.4572 | 131.1637 | 131.2581 | 140.8108 | 165.1127 | 191.1726 | 210.101 | 223.0139 | 231.8783 | 240.4265 | 241.7953 | 238.1755 | 238.8082 | 233.2846 | 223.7317 | 211.661 | 198.8052 | 188.6828 | 183.2891 | 180.6292 | 172.2086 | 159.7226 | 151.649 | -0.45041 | -0.33612 | -0.31082 | -0.47105 | -0.7289 | -0.89247 | -0.72536 | -0.80633 | -0.22165 | 0.072323 | -0.57095 | -0.33791 | 0.25866 | 2.1757 | 7.5584 | 7.4485 | 6.7461 | 5.9781 | 2.2114 | 0.24109 | -0.1939 | -0.42885 | -0.80864 | -0.88259 | 75.9947 | 74.583 | 73.4035 | 72.2688 | 71.5142 | 70.8377 | 70.4244 | 70.9193 | 73.7138 | 78.2852 | 83.1488 | 87.0412 | 88.9039 | 89.8016 | 91.0278 | 91.4124 | 91.1001 | 90.5227 | 89.1438 | 86.8173 | 83.2205 | 79.8054 | 77.6328 | 76.2121 | 2.6195 | 2.2194 | 2.4192 | 2.5703 | 2.9613 | 2.5607 | 2.3283 | 2.3883 | 2.6139 | 2.6539 | 2.6991 | 3.0411 | 2.9632 | 3.1582 | 3.2609 | 3.2048 | 3.0775 | 2.7486 | 2.4613 | 2.4288 | 2.3657 | 2.5114 | 2.5768 | 2.6194
Portfolio Adjusted1-in-10Size: Over 200kWAll2018August Monthly Peak | Portfolio Adjusted | 1-in-10 | Size: Over 200kW | All | 2018 | August Monthly Peak | 8 | 142.3305 | 137.7203 | 133.8715 | 134.6223 | 144.4964 | 170.1588 | 199.0334 | 219.8126 | 235.401 | 245.8685 | 255.6472 | 258.2018 | 255.1639 | 256.2189 | 249.808 | 237.5283 | 222.5221 | 207.1504 | 195.6247 | 190.6839 | 186.3288 | 176.6819 | 163.9693 | 155.9749 | -0.6924 | -0.45997 | -0.44772 | -0.56671 | -0.84752 | -0.99253 | -0.94663 | -1.0715 | -0.20479 | 0.16923 | -0.73089 | -0.55542 | 0.10701 | 2.2214 | 7.9524 | 7.8276 | 7.0316 | 6.2026 | 2.4522 | 0.22316 | -0.15991 | -0.40226 | -0.89287 | -0.90584 | 75.9468 | 75.1158 | 74.2853 | 73.4858 | 72.8602 | 72.4775 | 72.3243 | 72.666 | 75.2332 | 80.0032 | 84.504 | 88.8074 | 92.0385 | 94.0494 | 95.011 | 96.0249 | 96.4381 | 95.8427 | 95.0666 | 92.2845 | 87.9437 | 84.5647 | 82.3047 | 80.1634 | 2.7347 | 2.3096 | 2.5092 | 2.6789 | 3.0898 | 2.6822 | 2.4642 | 2.5424 | 2.8077 | 2.8618 | 2.9187 | 3.3049 | 3.2327 | 3.4512 | 3.559 | 3.4652 | 3.2864 | 2.9046 | 2.5922 | 2.5653 | 2.4788 | 2.6189 | 2.6879 | 2.7382
Portfolio Adjusted1-in-10Size: Over 200kWAll2018September Monthly Peak | Portfolio Adjusted | 1-in-10 | Size: Over 200kW | All | 2018 | September Monthly Peak | 9 | 141.008 | 137.1861 | 133.733 | 134.5224 | 144.943 | 170.7009 | 201.4275 | 223.6796 | 243.613 | 256.2446 | 266.9235 | 269.7266 | 266.2608 | 267.3343 | 259.9298 | 245.3379 | 228.22 | 211.3214 | 199.3768 | 196.3568 | 188.2366 | 178.4021 | 164.2819 | 155.7877 | -0.70035 | -0.43012 | -0.44291 | -0.56358 | -0.84507 | -0.95439 | -0.98216 | -1.1892 | -0.23747 | 0.13232 | -0.8485 | -0.71269 | -0.027501 | 2.2479 | 8.1279 | 7.9889 | 7.1715 | 6.2936 | 2.5384 | 0.23185 | -0.11235 | -0.35405 | -0.88344 | -0.88479 | 78.4058 | 77.3847 | 76.4008 | 75.8097 | 75.0521 | 74.6476 | 74.2709 | 74.1163 | 76.075 | 80.309 | 84.8339 | 89.2633 | 92.5435 | 94.6466 | 95.3805 | 95.6004 | 95.2166 | 93.8271 | 92.0919 | 88.9209 | 84.9613 | 81.8134 | 79.4288 | 77.6086 | 2.7312 | 2.3218 | 2.5304 | 2.709 | 3.1504 | 2.7254 | 2.5305 | 2.6286 | 2.9578 | 3.0346 | 3.0928 | 3.4942 | 3.4229 | 3.6577 | 3.7756 | 3.6507 | 3.438 | 3.0127 | 2.676 | 2.6762 | 2.5343 | 2.6725 | 2.7222 | 2.7621
Portfolio Adjusted1-in-10Size: Over 200kWAll2018October Monthly Peak | Portfolio Adjusted | 1-in-10 | Size: Over 200kW | All | 2018 | October Monthly Peak | 10 | 135.5314 | 131.4217 | 127.2037 | 127.0812 | 136.4151 | 160.7971 | 190.4434 | 208.8634 | 224.6394 | 236.2952 | 247.5031 | 252.2465 | 251.8317 | 253.5284 | 247.1469 | 233.0454 | 216.4056 | 201.126 | 193.3915 | 186.9493 | 178.3427 | 168.6641 | 156.0915 | 147.5078 | -0.23682 | -0.24202 | -0.19994 | -0.35596 | -0.57849 | -0.84193 | -0.56573 | -0.62675 | -0.2553 | -0.019472 | -0.45099 | -0.2099 | 0.35636 | 2.3088 | 7.9869 | 7.683 | 6.7985 | 5.9307 | 1.9781 | 0.13356 | -0.31891 | -0.50366 | -0.75549 | -0.87287 | 73.4784 | 72.1314 | 71.1558 | 70.0646 | 69.0676 | 68.3166 | 67.9846 | 67.7283 | 68.7258 | 72.6677 | 78.0134 | 83.5727 | 88.1735 | 91.0128 | 91.9441 | 92.3326 | 91.9765 | 90.5855 | 87.5205 | 82.9821 | 78.9326 | 76.3366 | 74.5297 | 72.9099 | 2.5241 | 2.1414 | 2.3152 | 2.4695 | 2.8643 | 2.4797 | 2.3129 | 2.3715 | 2.6307 | 2.6983 | 2.7653 | 3.1529 | 3.1278 | 3.3505 | 3.4721 | 3.363 | 3.1672 | 2.7844 | 2.5096 | 2.4653 | 2.32 | 2.4361 | 2.4943 | 2.5181
Portfolio Adjusted1-in-10Size: Over 200kWAll2018November Monthly Peak | Portfolio Adjusted | 1-in-10 | Size: Over 200kW | All | 2018 | November Monthly Peak | 11 | 128.1201 | 124.3399 | 120.6872 | 120.8251 | 130.0543 | 153.7433 | 179.7887 | 197.3833 | 211.0561 | 220.4335 | 229.6922 | 233.0686 | 232.3989 | 233.59 | 226.7377 | 213.3724 | 200.7081 | 192.3783 | 181.2724 | 173.6468 | 166.165 | 157.2815 | 146.4415 | 139.2033 | 0.18921 | -0.00095042 | 0.051337 | -0.16758 | -0.34378 | -0.65939 | -0.20478 | -0.25573 | -0.30778 | -0.20961 | -0.23007 | 0.055193 | 0.51231 | 2.2412 | 7.4325 | 7.0518 | 6.3118 | 5.6259 | 1.5034 | 0.099595 | -0.38361 | -0.52165 | -0.59339 | -0.81553 | 69.4135 | 67.7848 | 67.1274 | 65.8313 | 65.0004 | 64.0677 | 63.7639 | 63.9924 | 66.3002 | 71.1444 | 77.2606 | 82.2082 | 85.2831 | 86.8631 | 87.7744 | 87.4531 | 85.7946 | 83.0727 | 79.9548 | 76.8435 | 74.4185 | 72.5353 | 70.7169 | 69.5481 | 2.4225 | 2.0571 | 2.2342 | 2.3799 | 2.7595 | 2.4042 | 2.212 | 2.2673 | 2.499 | 2.545 | 2.5974 | 2.9489 | 2.92 | 3.1235 | 3.22 | 3.116 | 2.9825 | 2.7016 | 2.3869 | 2.3237 | 2.1909 | 2.3035 | 2.3729 | 2.4101
Portfolio Adjusted1-in-10Size: Over 200kWAll2018December Monthly Peak | Portfolio Adjusted | 1-in-10 | Size: Over 200kW | All | 2018 | December Monthly Peak | 12 | 118.842 | 115.0126 | 111.8365 | 111.5223 | 120.2806 | 143.4743 | 170.5369 | 185.0357 | 193.8864 | 195.631 | 196.8265 | 194.463 | 189.6289 | 188.0273 | 181.0601 | 171.9136 | 165.5033 | 162.9065 | 158.4098 | 153.3867 | 147.8779 | 142.0005 | 132.5151 | 125.8558 | 0.39977 | 0.045618 | 0.14273 | -0.054108 | -0.18043 | -0.64853 | 0.00085425 | 0.064443 | -0.28092 | -0.2291 | 0.024633 | 0.30852 | 0.62846 | 1.879 | 6.1097 | 5.7447 | 5.1681 | 4.6833 | 0.9527 | -0.077289 | -0.56619 | -0.64935 | -0.53467 | -0.77856 | 45.7813 | 45.0894 | 44.8022 | 44.8201 | 44.873 | 44.634 | 45.0531 | 45.1141 | 45.6718 | 47.1193 | 48.6942 | 50.4341 | 51.782 | 52.1398 | 52.2281 | 52.1381 | 51.6566 | 50.5791 | 49.3265 | 48.0682 | 46.8034 | 46.2789 | 45.9948 | 45.2868 | 2.3636 | 2.0016 | 2.1793 | 2.3159 | 2.7052 | 2.3694 | 2.2176 | 2.2499 | 2.4296 | 2.3843 | 2.3495 | 2.6089 | 2.5222 | 2.6646 | 2.7283 | 2.668 | 2.6241 | 2.4361 | 2.2122 | 2.1754 | 2.0575 | 2.1869 | 2.2606 | 2.2936
Portfolio Adjusted1-in-10Size: Over 200kWAll2018Typical Event Day | Portfolio Adjusted | 1-in-10 | Size: Over 200kW | All | 2018 | Typical Event Day | 8 | 141.54 | 136.9386 | 132.9898 | 133.7072 | 143.4803 | 168.9478 | 197.6102 | 217.7065 | 232.3656 | 241.9334 | 251.0782 | 253.4028 | 250.324 | 251.4731 | 245.287 | 233.3098 | 218.6501 | 203.7627 | 192.8576 | 188.1431 | 184.0919 | 174.6654 | 162.1938 | 154.3784 | -0.50074 | -0.36096 | -0.33918 | -0.48835 | -0.75199 | -0.92946 | -0.78941 | -0.89216 | -0.22923 | 0.08579 | -0.62205 | -0.41025 | 0.21048 | 2.2417 | 7.8741 | 7.7106 | 6.9222 | 6.0894 | 2.2645 | 0.2176 | -0.20128 | -0.42823 | -0.8319 | -0.89576 | 75.2477 | 74.1437 | 73.169 | 72.317 | 71.4847 | 70.8751 | 70.5236 | 70.9823 | 73.6816 | 78.2729 | 83.0036 | 87.2772 | 90.1306 | 91.876 | 92.94 | 93.4549 | 93.4685 | 92.5507 | 91.2953 | 88.5214 | 84.5523 | 81.1136 | 78.8046 | 77.0172 | 2.6762 | 2.261 | 2.4546 | 2.6225 | 3.0256 | 2.6253 | 2.4125 | 2.4839 | 2.7347 | 2.7786 | 2.8277 | 3.1967 | 3.1293 | 3.3436 | 3.4528 | 3.3639 | 3.1924 | 2.8219 | 2.5201 | 2.4975 | 2.415 | 2.5506 | 2.6188 | 2.6673
Portfolio Adjusted1-in-10Size: Over 200kWAll2019January Monthly Peak | Portfolio Adjusted | 1-in-10 | Size: Over 200kW | All | 2019 | January Monthly Peak | 1 | 117.4569 | 113.9661 | 110.6976 | 111.2497 | 120.7335 | 144.9999 | 173.6287 | 189.2643 | 198.2144 | 198.4004 | 199.2368 | 196.8288 | 191.3172 | 189.5437 | 182.0567 | 172.1971 | 163.701 | 161.6009 | 157.9445 | 152.6294 | 147.0637 | 141.1611 | 132.2444 | 125.9551 | 0.38711 | 0.038188 | 0.13386 | -0.055975 | -0.18274 | -0.66014 | -0.0041023 | 0.061629 | -0.28783 | -0.23243 | 0.023913 | 0.31115 | 0.63464 | 1.8957 | 6.146 | 5.7507 | 5.1042 | 4.6318 | 0.942 | -0.083398 | -0.56704 | -0.64675 | -0.53365 | -0.77956 | 45.7013 | 44.9226 | 44.0916 | 43.5386 | 43.1592 | 42.8164 | 42.5424 | 42.3314 | 42.8037 | 45.1707 | 47.8666 | 49.9518 | 51.8071 | 52.581 | 52.912 | 52.7295 | 51.6675 | 50.2595 | 48.2465 | 46.6572 | 45.5313 | 44.8467 | 44.2768 | 43.5872 | 2.3301 | 1.9801 | 2.1514 | 2.3119 | 2.725 | 2.3968 | 2.2626 | 2.3073 | 2.4896 | 2.4217 | 2.381 | 2.6424 | 2.5432 | 2.6852 | 2.7422 | 2.6752 | 2.6028 | 2.4262 | 2.2106 | 2.1681 | 2.0472 | 2.174 | 2.2555 | 2.2936
Portfolio Adjusted1-in-10Size: Over 200kWAll2019February Monthly Peak | Portfolio Adjusted | 1-in-10 | Size: Over 200kW | All | 2019 | February Monthly Peak | 2 | 119.3027 | 115.6772 | 112.373 | 112.9683 | 121.8221 | 145.3997 | 173.0979 | 187.6 | 196.6144 | 198.7569 | 202.1289 | 202.8696 | 199.9742 | 200.4715 | 194.6521 | 183.3363 | 172.6854 | 167.2222 | 163.5547 | 157.3701 | 151.4712 | 144.3717 | 134.4412 | 127.7077 | 0.3855 | 0.031306 | 0.13387 | -0.05854 | -0.18911 | -0.66044 | -0.0043047 | 0.06488 | -0.28509 | -0.23106 | 0.028024 | 0.32711 | 0.67141 | 1.9926 | 6.5314 | 6.0935 | 5.3632 | 4.779 | 0.98373 | -0.078403 | -0.57747 | -0.65921 | -0.54413 | -0.79047 | 52.174 | 51.7517 | 51.0701 | 50.5351 | 50.46 | 49.7344 | 48.4468 | 49.1833 | 50.5119 | 52.7033 | 54.9511 | 56.1991 | 57.5957 | 59.0379 | 60.0521 | 60.3284 | 59.5056 | 58.8493 | 57.1703 | 55.4587 | 54.0668 | 52.7342 | 52.1101 | 51.2262 | 2.3583 | 2.0037 | 2.1809 | 2.3451 | 2.7406 | 2.3975 | 2.2499 | 2.278 | 2.4605 | 2.4202 | 2.4112 | 2.713 | 2.6545 | 2.8394 | 2.9391 | 2.8491 | 2.7399 | 2.5051 | 2.283 | 2.2331 | 2.1074 | 2.2217 | 2.2904 | 2.3184
Portfolio Adjusted1-in-10Size: Over 200kWAll2019March Monthly Peak | Portfolio Adjusted | 1-in-10 | Size: Over 200kW | All | 2019 | March Monthly Peak | 3 | 124.264 | 120.2825 | 116.4129 | 116.4651 | 124.6617 | 147.6197 | 175.9053 | 191.1261 | 200.2031 | 204.7461 | 211.2312 | 214.0559 | 213.4763 | 215.2676 | 210.2243 | 198.919 | 186.7217 | 176.3592 | 170.1533 | 167.4699 | 161.3975 | 152.88 | 141.9513 | 134.2169 | 0.4063 | 0.038145 | 0.1389 | -0.059356 | -0.19558 | -0.66779 | -0.0038333 | 0.067542 | -0.28979 | -0.23598 | 0.033261 | 0.35134 | 0.72526 | 2.1488 | 7.0561 | 6.6131 | 5.813 | 5.0506 | 1.0347 | -0.070868 | -0.60629 | -0.68781 | -0.56927 | -0.82922 | 60.7197 | 59.1788 | 58.1529 | 57.4009 | 56.6278 | 55.9239 | 55.444 | 55.3348 | 56.5409 | 60.3319 | 64.9079 | 69.4468 | 73.1051 | 74.988 | 75.9939 | 76.5587 | 76.4034 | 75.2032 | 73.4483 | 70.8777 | 67.5885 | 64.9239 | 62.6521 | 60.6146 | 2.4582 | 2.0856 | 2.2592 | 2.4167 | 2.7974 | 2.4294 | 2.2808 | 2.3149 | 2.4966 | 2.4874 | 2.5147 | 2.8532 | 2.8272 | 3.0372 | 3.1569 | 3.0731 | 2.9372 | 2.6252 | 2.3676 | 2.3706 | 2.243 | 2.3516 | 2.4171 | 2.4358
Portfolio Adjusted1-in-10Size: Over 200kWAll2019April Monthly Peak | Portfolio Adjusted | 1-in-10 | Size: Over 200kW | All | 2019 | April Monthly Peak | 4 | 128.2611 | 124.2703 | 120.4879 | 120.728 | 129.5495 | 153.0577 | 179.4578 | 197.5999 | 211.231 | 220.2398 | 229.9653 | 233.7106 | 233.8911 | 235.5064 | 229.6604 | 217.2296 | 203.2395 | 189.5121 | 178.2655 | 175.7926 | 170.7217 | 161.3877 | 149.5008 | 141.2453 | 0.037293 | -0.088689 | -0.038161 | -0.22568 | -0.4139 | -0.71186 | -0.31946 | -0.37131 | -0.2845 | -0.14099 | -0.2886 | -0.026577 | 0.45478 | 2.2112 | 7.4644 | 7.142 | 6.3591 | 5.5262 | 1.5829 | 0.10045 | -0.37012 | -0.52064 | -0.64962 | -0.83304 | 70.5455 | 69.1262 | 67.5765 | 66.3205 | 65.3571 | 64.4415 | 63.8003 | 63.8899 | 66.9776 | 72.5344 | 78.1632 | 83.4896 | 86.9455 | 88.8975 | 89.6083 | 89.9885 | 89.7788 | 88.8727 | 87.0496 | 83.319 | 78.5877 | 74.7755 | 72.21 | 70.2695 | 2.3858 | 2.0276 | 2.2001 | 2.3586 | 2.7333 | 2.3724 | 2.1878 | 2.2516 | 2.4836 | 2.5257 | 2.582 | 2.9293 | 2.9156 | 3.1251 | 3.2405 | 3.1495 | 2.9947 | 2.6402 | 2.3272 | 2.337 | 2.2347 | 2.3412 | 2.3971 | 2.412
Portfolio Adjusted1-in-10Size: Over 200kWAll2019May Monthly Peak | Portfolio Adjusted | 1-in-10 | Size: Over 200kW | All | 2019 | May Monthly Peak | 5 | 129.4742 | 125.5205 | 122.0787 | 122.4935 | 132.0096 | 156.2865 | 181.9604 | 203.73 | 219.9912 | 231.1829 | 241.8687 | 245.4487 | 244.7841 | 245.929 | 239.5922 | 225.9144 | 210.9105 | 195.6923 | 183.1253 | 178.0838 | 174.418 | 165.1371 | 153.0597 | 144.9661 | -0.23106 | -0.20973 | -0.18285 | -0.34428 | -0.5643 | -0.78349 | -0.5471 | -0.65688 | -0.26113 | -0.037041 | -0.48821 | -0.26664 | 0.28825 | 2.2292 | 7.6985 | 7.4249 | 6.6329 | 5.776 | 1.9214 | 0.16313 | -0.25809 | -0.4458 | -0.72518 | -0.84255 | 73.7072 | 72.028 | 70.6195 | 69.8364 | 69.0692 | 68.1774 | 67.8438 | 68.1963 | 71.6532 | 77.2028 | 82.1725 | 85.7341 | 88.4582 | 90.3581 | 91.5248 | 91.8354 | 91.2727 | 89.9581 | 88.6078 | 85.9836 | 81.9779 | 77.8451 | 75.332 | 73.0631 | 2.4018 | 2.0408 | 2.2196 | 2.3829 | 2.7741 | 2.4113 | 2.2092 | 2.3132 | 2.5754 | 2.64 | 2.7034 | 3.0657 | 3.0379 | 3.2469 | 3.3599 | 3.2533 | 3.0867 | 2.7069 | 2.3771 | 2.3522 | 2.2703 | 2.3869 | 2.4454 | 2.4711
Portfolio Adjusted1-in-10Size: Over 200kWAll2019June Monthly Peak | Portfolio Adjusted | 1-in-10 | Size: Over 200kW | All | 2019 | June Monthly Peak | 6 | 135.4742 | 131.2436 | 127.1481 | 127.3819 | 136.19 | 158.8651 | 183.804 | 203.6779 | 217.1737 | 225.8124 | 234.7074 | 236.5553 | 232.7915 | 233.1322 | 227.2891 | 217.424 | 204.9682 | 191.7292 | 182.6539 | 177.4887 | 175.2252 | 167.0364 | 154.8858 | 147.3968 | -0.14399 | -0.2053 | -0.14993 | -0.33305 | -0.55253 | -0.81657 | -0.46434 | -0.48064 | -0.24476 | -0.031882 | -0.35311 | -0.066995 | 0.46007 | 2.213 | 7.4848 | 7.2647 | 6.5074 | 5.6986 | 1.8167 | 0.16045 | -0.33133 | -0.52252 | -0.72508 | -0.87597 | 70.6434 | 69.4914 | 68.5862 | 67.7037 | 66.5121 | 65.5377 | 65.0745 | 66.2275 | 69.7044 | 74.4941 | 79.5279 | 83.9969 | 87.0366 | 89.0065 | 90.3408 | 90.7817 | 91.1193 | 90.0102 | 88.8789 | 86.0629 | 82.0835 | 78.2709 | 75.852 | 74.0846 | 2.5387 | 2.1511 | 2.3266 | 2.4789 | 2.8488 | 2.4503 | 2.2273 | 2.3041 | 2.5337 | 2.572 | 2.6216 | 2.9566 | 2.8848 | 3.0708 | 3.1701 | 3.1105 | 2.9807 | 2.6454 | 2.3724 | 2.3415 | 2.2817 | 2.4196 | 2.4803 | 2.5238
Portfolio Adjusted1-in-10Size: Over 200kWAll2019July Monthly Peak | Portfolio Adjusted | 1-in-10 | Size: Over 200kW | All | 2019 | July Monthly Peak | 7 | 138.632 | 134.4572 | 131.1637 | 131.2581 | 140.8108 | 165.1127 | 191.1726 | 210.101 | 223.0139 | 231.8783 | 240.4265 | 241.7953 | 238.1755 | 238.8082 | 233.2846 | 223.7317 | 211.661 | 198.8052 | 188.6828 | 183.2891 | 180.6292 | 172.2086 | 159.7226 | 151.649 | -0.45041 | -0.33612 | -0.31082 | -0.47105 | -0.7289 | -0.89247 | -0.72536 | -0.80633 | -0.22165 | 0.072323 | -0.57095 | -0.33791 | 0.25866 | 2.1757 | 7.5584 | 7.4485 | 6.7461 | 5.9781 | 2.2114 | 0.24109 | -0.1939 | -0.42885 | -0.80864 | -0.88259 | 75.9947 | 74.583 | 73.4035 | 72.2688 | 71.5142 | 70.8377 | 70.4244 | 70.9193 | 73.7138 | 78.2852 | 83.1488 | 87.0412 | 88.9039 | 89.8016 | 91.0278 | 91.4124 | 91.1001 | 90.5227 | 89.1438 | 86.8173 | 83.2205 | 79.8053 | 77.6328 | 76.2121 | 2.6195 | 2.2194 | 2.4192 | 2.5703 | 2.9613 | 2.5607 | 2.3283 | 2.3883 | 2.6139 | 2.6539 | 2.6991 | 3.0411 | 2.9632 | 3.1582 | 3.2609 | 3.2048 | 3.0775 | 2.7486 | 2.4613 | 2.4288 | 2.3657 | 2.5114 | 2.5768 | 2.6194
Portfolio Adjusted1-in-10Size: Over 200kWAll2019August Monthly Peak | Portfolio Adjusted | 1-in-10 | Size: Over 200kW | All | 2019 | August Monthly Peak | 8 | 142.3305 | 137.7203 | 133.8715 | 134.6223 | 144.4964 | 170.1588 | 199.0334 | 219.8126 | 235.401 | 245.8685 | 255.6472 | 258.2018 | 255.1639 | 256.2189 | 249.808 | 237.5283 | 222.5221 | 207.1504 | 195.6247 | 190.684 | 186.3288 | 176.6819 | 163.9693 | 155.9749 | -0.6924 | -0.45997 | -0.44772 | -0.56671 | -0.84752 | -0.99253 | -0.94663 | -1.0715 | -0.20479 | 0.16923 | -0.73089 | -0.55542 | 0.10701 | 2.2214 | 7.9524 | 7.8276 | 7.0316 | 6.2026 | 2.4522 | 0.22316 | -0.15991 | -0.40226 | -0.89287 | -0.90584 | 75.9468 | 75.1158 | 74.2853 | 73.4858 | 72.8602 | 72.4775 | 72.3243 | 72.666 | 75.2332 | 80.0032 | 84.504 | 88.8074 | 92.0385 | 94.0494 | 95.011 | 96.0249 | 96.4381 | 95.8427 | 95.0666 | 92.2845 | 87.9437 | 84.5647 | 82.3047 | 80.1634 | 2.7347 | 2.3096 | 2.5092 | 2.6789 | 3.0898 | 2.6822 | 2.4642 | 2.5424 | 2.8077 | 2.8618 | 2.9187 | 3.3049 | 3.2327 | 3.4512 | 3.559 | 3.4652 | 3.2864 | 2.9046 | 2.5922 | 2.5653 | 2.4788 | 2.6189 | 2.6879 | 2.7382
Portfolio Adjusted1-in-10Size: Over 200kWAll2019September Monthly Peak | Portfolio Adjusted | 1-in-10 | Size: Over 200kW | All | 2019 | September Monthly Peak | 9 | 141.008 | 137.1861 | 133.733 | 134.5224 | 144.943 | 170.701 | 201.4275 | 223.6796 | 243.613 | 256.2446 | 266.9235 | 269.7266 | 266.2608 | 267.3343 | 259.9298 | 245.3379 | 228.22 | 211.3214 | 199.3768 | 196.3568 | 188.2366 | 178.4021 | 164.2819 | 155.7877 | -0.70035 | -0.43012 | -0.44291 | -0.56358 | -0.84507 | -0.95439 | -0.98216 | -1.1892 | -0.23747 | 0.13232 | -0.8485 | -0.71269 | -0.027501 | 2.2479 | 8.1279 | 7.9889 | 7.1715 | 6.2936 | 2.5384 | 0.23185 | -0.11235 | -0.35405 | -0.88344 | -0.88479 | 78.4058 | 77.3847 | 76.4008 | 75.8097 | 75.0521 | 74.6476 | 74.2709 | 74.1163 | 76.075 | 80.309 | 84.8339 | 89.2633 | 92.5435 | 94.6466 | 95.3805 | 95.6004 | 95.2166 | 93.8271 | 92.0919 | 88.9209 | 84.9613 | 81.8134 | 79.4288 | 77.6086 | 2.7312 | 2.3218 | 2.5304 | 2.709 | 3.1504 | 2.7254 | 2.5305 | 2.6286 | 2.9578 | 3.0346 | 3.0928 | 3.4942 | 3.4229 | 3.6577 | 3.7756 | 3.6507 | 3.438 | 3.0127 | 2.676 | 2.6762 | 2.5343 | 2.6725 | 2.7222 | 2.7621
Portfolio Adjusted1-in-10Size: Over 200kWAll2019October Monthly Peak | Portfolio Adjusted | 1-in-10 | Size: Over 200kW | All | 2019 | October Monthly Peak | 10 | 135.5314 | 131.4217 | 127.2037 | 127.0812 | 136.4151 | 160.7971 | 190.4434 | 208.8634 | 224.6394 | 236.2952 | 247.5031 | 252.2465 | 251.8317 | 253.5284 | 247.1469 | 233.0454 | 216.4056 | 201.126 | 193.3915 | 186.9493 | 178.3427 | 168.6641 | 156.0915 | 147.5078 | -0.23682 | -0.24202 | -0.19994 | -0.35596 | -0.57849 | -0.84193 | -0.56573 | -0.62675 | -0.2553 | -0.019472 | -0.45099 | -0.2099 | 0.35636 | 2.3088 | 7.9869 | 7.683 | 6.7985 | 5.9307 | 1.9781 | 0.13356 | -0.31891 | -0.50366 | -0.75549 | -0.87287 | 73.4784 | 72.1314 | 71.1558 | 70.0646 | 69.0676 | 68.3166 | 67.9846 | 67.7283 | 68.7258 | 72.6677 | 78.0134 | 83.5727 | 88.1735 | 91.0128 | 91.9441 | 92.3326 | 91.9765 | 90.5855 | 87.5205 | 82.9821 | 78.9326 | 76.3366 | 74.5297 | 72.9099 | 2.5241 | 2.1414 | 2.3152 | 2.4695 | 2.8643 | 2.4797 | 2.3129 | 2.3715 | 2.6307 | 2.6983 | 2.7653 | 3.1529 | 3.1278 | 3.3505 | 3.4721 | 3.363 | 3.1672 | 2.7844 | 2.5096 | 2.4653 | 2.32 | 2.4361 | 2.4943 | 2.5181
Portfolio Adjusted1-in-10Size: Over 200kWAll2019November Monthly Peak | Portfolio Adjusted | 1-in-10 | Size: Over 200kW | All | 2019 | November Monthly Peak | 11 | 128.1201 | 124.3399 | 120.6872 | 120.8251 | 130.0543 | 153.7433 | 179.7887 | 197.3833 | 211.0561 | 220.4335 | 229.6922 | 233.0686 | 232.3989 | 233.59 | 226.7377 | 213.3724 | 200.7081 | 192.3783 | 181.2724 | 173.6468 | 166.165 | 157.2815 | 146.4415 | 139.2033 | 0.18921 | -0.0009504 | 0.051337 | -0.16758 | -0.34378 | -0.65939 | -0.20478 | -0.25573 | -0.30778 | -0.20961 | -0.23007 | 0.055193 | 0.51231 | 2.2412 | 7.4325 | 7.0518 | 6.3118 | 5.6259 | 1.5034 | 0.099595 | -0.38361 | -0.52165 | -0.59339 | -0.81553 | 69.4135 | 67.7848 | 67.1274 | 65.8313 | 65.0004 | 64.0677 | 63.7639 | 63.9925 | 66.3002 | 71.1444 | 77.2606 | 82.2082 | 85.2831 | 86.8631 | 87.7744 | 87.4531 | 85.7946 | 83.0726 | 79.9548 | 76.8435 | 74.4185 | 72.5353 | 70.7169 | 69.5481 | 2.4225 | 2.0571 | 2.2342 | 2.3799 | 2.7595 | 2.4042 | 2.212 | 2.2673 | 2.499 | 2.545 | 2.5974 | 2.9489 | 2.92 | 3.1235 | 3.22 | 3.116 | 2.9825 | 2.7016 | 2.3869 | 2.3237 | 2.1909 | 2.3035 | 2.3729 | 2.4101
Portfolio Adjusted1-in-10Size: Over 200kWAll2019December Monthly Peak | Portfolio Adjusted | 1-in-10 | Size: Over 200kW | All | 2019 | December Monthly Peak | 12 | 118.842 | 115.0126 | 111.8365 | 111.5223 | 120.2806 | 143.4743 | 170.5369 | 185.0357 | 193.8864 | 195.6309 | 196.8265 | 194.463 | 189.6289 | 188.0273 | 181.0601 | 171.9136 | 165.5033 | 162.9065 | 158.4098 | 153.3867 | 147.8779 | 142.0005 | 132.5151 | 125.8558 | 0.39977 | 0.045618 | 0.14273 | -0.054107 | -0.18043 | -0.64853 | 0.00085423 | 0.064443 | -0.28092 | -0.2291 | 0.024633 | 0.30852 | 0.62846 | 1.879 | 6.1097 | 5.7447 | 5.1681 | 4.6833 | 0.9527 | -0.077289 | -0.56619 | -0.64935 | -0.53467 | -0.77856 | 45.7813 | 45.0894 | 44.8022 | 44.8201 | 44.873 | 44.634 | 45.0531 | 45.1141 | 45.6718 | 47.1193 | 48.6942 | 50.4341 | 51.782 | 52.1398 | 52.2281 | 52.1381 | 51.6566 | 50.5791 | 49.3265 | 48.0682 | 46.8034 | 46.2789 | 45.9948 | 45.2868 | 2.3636 | 2.0016 | 2.1793 | 2.3159 | 2.7052 | 2.3694 | 2.2176 | 2.2499 | 2.4296 | 2.3843 | 2.3495 | 2.6089 | 2.5222 | 2.6646 | 2.7283 | 2.668 | 2.6241 | 2.4361 | 2.2122 | 2.1754 | 2.0575 | 2.1869 | 2.2606 | 2.2936
Portfolio Adjusted1-in-10Size: Over 200kWAll2019Typical Event Day | Portfolio Adjusted | 1-in-10 | Size: Over 200kW | All | 2019 | Typical Event Day | 8 | 141.54 | 136.9386 | 132.9898 | 133.7072 | 143.4803 | 168.9477 | 197.6102 | 217.7064 | 232.3656 | 241.9334 | 251.0782 | 253.4028 | 250.324 | 251.4731 | 245.2871 | 233.3099 | 218.6501 | 203.7627 | 192.8576 | 188.1431 | 184.0919 | 174.6654 | 162.1938 | 154.3784 | -0.50074 | -0.36096 | -0.33918 | -0.48835 | -0.75199 | -0.92946 | -0.78941 | -0.89216 | -0.22923 | 0.08579 | -0.62205 | -0.41025 | 0.21048 | 2.2417 | 7.8741 | 7.7106 | 6.9222 | 6.0894 | 2.2645 | 0.2176 | -0.20128 | -0.42823 | -0.8319 | -0.89576 | 75.2477 | 74.1437 | 73.169 | 72.317 | 71.4847 | 70.8751 | 70.5236 | 70.9823 | 73.6816 | 78.2729 | 83.0036 | 87.2772 | 90.1306 | 91.876 | 92.94 | 93.4549 | 93.4685 | 92.5507 | 91.2953 | 88.5214 | 84.5523 | 81.1136 | 78.8046 | 77.0172 | 2.6762 | 2.261 | 2.4546 | 2.6225 | 3.0256 | 2.6253 | 2.4125 | 2.4839 | 2.7347 | 2.7786 | 2.8277 | 3.1967 | 3.1293 | 3.3436 | 3.4528 | 3.3639 | 3.1924 | 2.8219 | 2.5201 | 2.4975 | 2.415 | 2.5506 | 2.6188 | 2.6673
Portfolio Adjusted1-in-10Size: Over 200kWAll2020January Monthly Peak | Portfolio Adjusted | 1-in-10 | Size: Over 200kW | All | 2020 | January Monthly Peak | 1 | 117.4569 | 113.9661 | 110.6976 | 111.2497 | 120.7335 | 144.9998 | 173.6287 | 189.2643 | 198.2144 | 198.4004 | 199.2368 | 196.8288 | 191.3172 | 189.5437 | 182.0567 | 172.1971 | 163.701 | 161.6009 | 157.9445 | 152.6294 | 147.0637 | 141.1611 | 132.2444 | 125.9551 | 0.38711 | 0.038188 | 0.13386 | -0.055975 | -0.18274 | -0.66014 | -0.0041022 | 0.061629 | -0.28783 | -0.23243 | 0.023913 | 0.31115 | 0.63464 | 1.8957 | 6.146 | 5.7507 | 5.1042 | 4.6318 | 0.942 | -0.083398 | -0.56704 | -0.64675 | -0.53365 | -0.77956 | 45.7013 | 44.9226 | 44.0916 | 43.5386 | 43.1592 | 42.8165 | 42.5424 | 42.3314 | 42.8037 | 45.1708 | 47.8666 | 49.9518 | 51.8071 | 52.581 | 52.912 | 52.7295 | 51.6675 | 50.2595 | 48.2465 | 46.6572 | 45.5313 | 44.8467 | 44.2768 | 43.5872 | 2.3301 | 1.9801 | 2.1514 | 2.3119 | 2.725 | 2.3968 | 2.2626 | 2.3073 | 2.4896 | 2.4217 | 2.381 | 2.6424 | 2.5432 | 2.6852 | 2.7422 | 2.6752 | 2.6028 | 2.4262 | 2.2106 | 2.1681 | 2.0472 | 2.174 | 2.2555 | 2.2936
Portfolio Adjusted1-in-10Size: Over 200kWAll2020February Monthly Peak | Portfolio Adjusted | 1-in-10 | Size: Over 200kW | All | 2020 | February Monthly Peak | 2 | 119.3027 | 115.6772 | 112.373 | 112.9683 | 121.8221 | 145.3997 | 173.0979 | 187.6 | 196.6144 | 198.7569 | 202.1289 | 202.8696 | 199.9742 | 200.4715 | 194.6521 | 183.3363 | 172.6854 | 167.2222 | 163.5547 | 157.3701 | 151.4712 | 144.3717 | 134.4412 | 127.7077 | 0.3855 | 0.031306 | 0.13387 | -0.05854 | -0.18911 | -0.66044 | -0.0043047 | 0.06488 | -0.28509 | -0.23106 | 0.028024 | 0.32711 | 0.67141 | 1.9926 | 6.5314 | 6.0935 | 5.3632 | 4.779 | 0.98373 | -0.078403 | -0.57747 | -0.65921 | -0.54413 | -0.79047 | 52.174 | 51.7517 | 51.0701 | 50.5351 | 50.46 | 49.7344 | 48.4468 | 49.1833 | 50.5119 | 52.7033 | 54.9511 | 56.1991 | 57.5957 | 59.0379 | 60.0521 | 60.3284 | 59.5056 | 58.8493 | 57.1703 | 55.4587 | 54.0668 | 52.7342 | 52.1101 | 51.2262 | 2.3583 | 2.0037 | 2.1809 | 2.3451 | 2.7406 | 2.3975 | 2.2499 | 2.278 | 2.4605 | 2.4202 | 2.4112 | 2.713 | 2.6545 | 2.8394 | 2.9391 | 2.8491 | 2.7399 | 2.5051 | 2.283 | 2.2331 | 2.1074 | 2.2217 | 2.2904 | 2.3184
Portfolio Adjusted1-in-10Size: Over 200kWAll2020March Monthly Peak | Portfolio Adjusted | 1-in-10 | Size: Over 200kW | All | 2020 | March Monthly Peak | 3 | 124.264 | 120.2825 | 116.4129 | 116.4651 | 124.6617 | 147.6197 | 175.9053 | 191.1261 | 200.2031 | 204.7461 | 211.2312 | 214.0559 | 213.4763 | 215.2676 | 210.2243 | 198.919 | 186.7217 | 176.3592 | 170.1533 | 167.4699 | 161.3975 | 152.88 | 141.9512 | 134.2169 | 0.4063 | 0.038145 | 0.1389 | -0.059356 | -0.19558 | -0.66779 | -0.0038333 | 0.067542 | -0.28979 | -0.23598 | 0.033261 | 0.35134 | 0.72526 | 2.1488 | 7.0561 | 6.6131 | 5.813 | 5.0506 | 1.0347 | -0.070868 | -0.60629 | -0.68781 | -0.56927 | -0.82922 | 60.7197 | 59.1788 | 58.1529 | 57.4009 | 56.6278 | 55.9239 | 55.444 | 55.3348 | 56.5409 | 60.3319 | 64.9079 | 69.4468 | 73.1051 | 74.988 | 75.9939 | 76.5587 | 76.4034 | 75.2032 | 73.4483 | 70.8778 | 67.5885 | 64.9239 | 62.6521 | 60.6146 | 2.4582 | 2.0856 | 2.2592 | 2.4167 | 2.7974 | 2.4294 | 2.2808 | 2.3149 | 2.4966 | 2.4874 | 2.5147 | 2.8532 | 2.8272 | 3.0372 | 3.1569 | 3.0731 | 2.9372 | 2.6252 | 2.3676 | 2.3706 | 2.243 | 2.3516 | 2.4171 | 2.4358
Portfolio Adjusted1-in-10Size: Over 200kWAll2020April Monthly Peak | Portfolio Adjusted | 1-in-10 | Size: Over 200kW | All | 2020 | April Monthly Peak | 4 | 128.2611 | 124.2703 | 120.4879 | 120.728 | 129.5495 | 153.0577 | 179.4578 | 197.5999 | 211.231 | 220.2398 | 229.9653 | 233.7106 | 233.8911 | 235.5064 | 229.6604 | 217.2296 | 203.2395 | 189.5121 | 178.2655 | 175.7926 | 170.7217 | 161.3876 | 149.5008 | 141.2453 | 0.037293 | -0.088689 | -0.038161 | -0.22568 | -0.4139 | -0.71186 | -0.31946 | -0.37131 | -0.2845 | -0.14099 | -0.2886 | -0.026577 | 0.45478 | 2.2112 | 7.4644 | 7.142 | 6.3591 | 5.5262 | 1.5829 | 0.10045 | -0.37012 | -0.52064 | -0.64962 | -0.83304 | 70.5455 | 69.1262 | 67.5765 | 66.3205 | 65.3571 | 64.4415 | 63.8003 | 63.8899 | 66.9776 | 72.5344 | 78.1632 | 83.4896 | 86.9455 | 88.8975 | 89.6083 | 89.9885 | 89.7788 | 88.8727 | 87.0496 | 83.319 | 78.5877 | 74.7755 | 72.21 | 70.2695 | 2.3858 | 2.0276 | 2.2001 | 2.3586 | 2.7333 | 2.3724 | 2.1878 | 2.2516 | 2.4836 | 2.5257 | 2.582 | 2.9293 | 2.9156 | 3.1251 | 3.2405 | 3.1495 | 2.9947 | 2.6402 | 2.3272 | 2.337 | 2.2347 | 2.3412 | 2.3971 | 2.412
Portfolio Adjusted1-in-10Size: Over 200kWAll2020May Monthly Peak | Portfolio Adjusted | 1-in-10 | Size: Over 200kW | All | 2020 | May Monthly Peak | 5 | 129.4742 | 125.5205 | 122.0787 | 122.4935 | 132.0096 | 156.2865 | 181.9604 | 203.73 | 219.9912 | 231.1829 | 241.8687 | 245.4487 | 244.7841 | 245.929 | 239.5922 | 225.9144 | 210.9105 | 195.6923 | 183.1253 | 178.0838 | 174.418 | 165.1371 | 153.0597 | 144.9661 | -0.23106 | -0.20973 | -0.18285 | -0.34427 | -0.5643 | -0.78349 | -0.5471 | -0.65688 | -0.26113 | -0.037041 | -0.48821 | -0.26664 | 0.28825 | 2.2292 | 7.6985 | 7.4249 | 6.6329 | 5.776 | 1.9214 | 0.16313 | -0.25809 | -0.4458 | -0.72518 | -0.84255 | 73.7072 | 72.028 | 70.6195 | 69.8364 | 69.0692 | 68.1774 | 67.8438 | 68.1963 | 71.6532 | 77.2028 | 82.1725 | 85.7341 | 88.4582 | 90.3581 | 91.5248 | 91.8354 | 91.2727 | 89.9581 | 88.6078 | 85.9836 | 81.9779 | 77.8451 | 75.332 | 73.0631 | 2.4018 | 2.0408 | 2.2196 | 2.3829 | 2.7741 | 2.4113 | 2.2092 | 2.3132 | 2.5754 | 2.64 | 2.7034 | 3.0657 | 3.0379 | 3.2469 | 3.3599 | 3.2533 | 3.0867 | 2.7069 | 2.3771 | 2.3522 | 2.2703 | 2.3869 | 2.4454 | 2.4711
Portfolio Adjusted1-in-10Size: Over 200kWAll2020June Monthly Peak | Portfolio Adjusted | 1-in-10 | Size: Over 200kW | All | 2020 | June Monthly Peak | 6 | 135.4742 | 131.2436 | 127.1481 | 127.3819 | 136.19 | 158.8651 | 183.804 | 203.6779 | 217.1737 | 225.8124 | 234.7074 | 236.5553 | 232.7915 | 233.1322 | 227.2891 | 217.424 | 204.9682 | 191.7292 | 182.6539 | 177.4887 | 175.2252 | 167.0364 | 154.8858 | 147.3968 | -0.14399 | -0.2053 | -0.14993 | -0.33305 | -0.55253 | -0.81657 | -0.46434 | -0.48064 | -0.24476 | -0.031882 | -0.35311 | -0.066995 | 0.46007 | 2.213 | 7.4848 | 7.2647 | 6.5074 | 5.6986 | 1.8167 | 0.16045 | -0.33133 | -0.52252 | -0.72508 | -0.87597 | 70.6434 | 69.4914 | 68.5862 | 67.7037 | 66.5121 | 65.5377 | 65.0745 | 66.2275 | 69.7044 | 74.4941 | 79.5279 | 83.9969 | 87.0366 | 89.0065 | 90.3408 | 90.7817 | 91.1193 | 90.0102 | 88.8789 | 86.0629 | 82.0835 | 78.2709 | 75.852 | 74.0846 | 2.5387 | 2.1511 | 2.3266 | 2.4789 | 2.8488 | 2.4503 | 2.2273 | 2.3041 | 2.5337 | 2.572 | 2.6216 | 2.9566 | 2.8848 | 3.0708 | 3.1701 | 3.1105 | 2.9807 | 2.6454 | 2.3724 | 2.3415 | 2.2817 | 2.4196 | 2.4803 | 2.5238
Portfolio Adjusted1-in-10Size: Over 200kWAll2020July Monthly Peak | Portfolio Adjusted | 1-in-10 | Size: Over 200kW | All | 2020 | July Monthly Peak | 7 | 138.632 | 134.4572 | 131.1637 | 131.2581 | 140.8108 | 165.1127 | 191.1726 | 210.101 | 223.0139 | 231.8783 | 240.4265 | 241.7953 | 238.1755 | 238.8082 | 233.2846 | 223.7317 | 211.661 | 198.8052 | 188.6828 | 183.2891 | 180.6292 | 172.2086 | 159.7226 | 151.649 | -0.45041 | -0.33612 | -0.31082 | -0.47105 | -0.7289 | -0.89247 | -0.72536 | -0.80633 | -0.22165 | 0.072323 | -0.57095 | -0.33791 | 0.25866 | 2.1757 | 7.5584 | 7.4485 | 6.7461 | 5.9781 | 2.2114 | 0.24109 | -0.1939 | -0.42885 | -0.80864 | -0.88259 | 75.9947 | 74.583 | 73.4035 | 72.2688 | 71.5142 | 70.8377 | 70.4244 | 70.9193 | 73.7138 | 78.2852 | 83.1488 | 87.0412 | 88.9039 | 89.8016 | 91.0278 | 91.4124 | 91.1001 | 90.5227 | 89.1438 | 86.8173 | 83.2205 | 79.8054 | 77.6328 | 76.2121 | 2.6195 | 2.2194 | 2.4192 | 2.5703 | 2.9613 | 2.5607 | 2.3283 | 2.3883 | 2.6139 | 2.6539 | 2.6991 | 3.0411 | 2.9632 | 3.1582 | 3.2609 | 3.2048 | 3.0775 | 2.7486 | 2.4613 | 2.4288 | 2.3657 | 2.5114 | 2.5768 | 2.6194
Portfolio Adjusted1-in-10Size: Over 200kWAll2020August Monthly Peak | Portfolio Adjusted | 1-in-10 | Size: Over 200kW | All | 2020 | August Monthly Peak | 8 | 142.3305 | 137.7203 | 133.8715 | 134.6223 | 144.4964 | 170.1588 | 199.0334 | 219.8126 | 235.401 | 245.8685 | 255.6472 | 258.2018 | 255.1639 | 256.2189 | 249.808 | 237.5283 | 222.5221 | 207.1504 | 195.6247 | 190.684 | 186.3288 | 176.6819 | 163.9693 | 155.9749 | -0.6924 | -0.45997 | -0.44772 | -0.56671 | -0.84752 | -0.99253 | -0.94663 | -1.0715 | -0.20479 | 0.16923 | -0.73089 | -0.55542 | 0.10701 | 2.2214 | 7.9524 | 7.8276 | 7.0316 | 6.2026 | 2.4522 | 0.22316 | -0.15991 | -0.40226 | -0.89287 | -0.90584 | 75.9468 | 75.1158 | 74.2853 | 73.4858 | 72.8602 | 72.4775 | 72.3243 | 72.666 | 75.2331 | 80.0031 | 84.504 | 88.8074 | 92.0385 | 94.0494 | 95.011 | 96.0249 | 96.4381 | 95.8427 | 95.0666 | 92.2845 | 87.9437 | 84.5647 | 82.3047 | 80.1634 | 2.7347 | 2.3096 | 2.5092 | 2.6789 | 3.0898 | 2.6822 | 2.4642 | 2.5424 | 2.8077 | 2.8618 | 2.9187 | 3.3049 | 3.2327 | 3.4512 | 3.559 | 3.4652 | 3.2864 | 2.9046 | 2.5922 | 2.5653 | 2.4788 | 2.6189 | 2.6879 | 2.7382
Portfolio Adjusted1-in-10Size: Over 200kWAll2020September Monthly Peak | Portfolio Adjusted | 1-in-10 | Size: Over 200kW | All | 2020 | September Monthly Peak | 9 | 141.008 | 137.1861 | 133.733 | 134.5224 | 144.943 | 170.701 | 201.4275 | 223.6796 | 243.613 | 256.2446 | 266.9235 | 269.7266 | 266.2608 | 267.3343 | 259.9298 | 245.3379 | 228.22 | 211.3214 | 199.3768 | 196.3568 | 188.2366 | 178.4021 | 164.2819 | 155.7877 | -0.70035 | -0.43012 | -0.44291 | -0.56358 | -0.84507 | -0.95439 | -0.98216 | -1.1892 | -0.23747 | 0.13232 | -0.8485 | -0.71269 | -0.027501 | 2.2479 | 8.1279 | 7.9889 | 7.1715 | 6.2936 | 2.5384 | 0.23185 | -0.11235 | -0.35405 | -0.88344 | -0.88479 | 78.4058 | 77.3847 | 76.4008 | 75.8097 | 75.0521 | 74.6476 | 74.2709 | 74.1163 | 76.075 | 80.309 | 84.8339 | 89.2633 | 92.5435 | 94.6466 | 95.3805 | 95.6004 | 95.2166 | 93.8271 | 92.0919 | 88.9209 | 84.9613 | 81.8134 | 79.4288 | 77.6086 | 2.7312 | 2.3218 | 2.5304 | 2.709 | 3.1504 | 2.7254 | 2.5305 | 2.6286 | 2.9578 | 3.0346 | 3.0928 | 3.4942 | 3.4229 | 3.6577 | 3.7756 | 3.6507 | 3.438 | 3.0127 | 2.676 | 2.6762 | 2.5343 | 2.6725 | 2.7222 | 2.7621
Portfolio Adjusted1-in-10Size: Over 200kWAll2020October Monthly Peak | Portfolio Adjusted | 1-in-10 | Size: Over 200kW | All | 2020 | October Monthly Peak | 10 | 135.5314 | 131.4217 | 127.2037 | 127.0812 | 136.4152 | 160.7971 | 190.4434 | 208.8634 | 224.6394 | 236.2952 | 247.5031 | 252.2465 | 251.8317 | 253.5284 | 247.1469 | 233.0454 | 216.4056 | 201.126 | 193.3915 | 186.9493 | 178.3427 | 168.6641 | 156.0915 | 147.5079 | -0.23682 | -0.24202 | -0.19994 | -0.35596 | -0.57849 | -0.84193 | -0.56573 | -0.62675 | -0.2553 | -0.019472 | -0.45099 | -0.2099 | 0.35636 | 2.3088 | 7.9869 | 7.683 | 6.7985 | 5.9307 | 1.9781 | 0.13356 | -0.31891 | -0.50366 | -0.75549 | -0.87287 | 73.4784 | 72.1314 | 71.1558 | 70.0646 | 69.0676 | 68.3166 | 67.9846 | 67.7283 | 68.7258 | 72.6677 | 78.0134 | 83.5727 | 88.1735 | 91.0128 | 91.9441 | 92.3326 | 91.9765 | 90.5855 | 87.5205 | 82.9821 | 78.9326 | 76.3366 | 74.5297 | 72.9099 | 2.5241 | 2.1414 | 2.3152 | 2.4695 | 2.8643 | 2.4797 | 2.3129 | 2.3715 | 2.6307 | 2.6983 | 2.7653 | 3.1529 | 3.1278 | 3.3505 | 3.4721 | 3.363 | 3.1672 | 2.7844 | 2.5096 | 2.4653 | 2.32 | 2.4361 | 2.4943 | 2.5181
Portfolio Adjusted1-in-10Size: Over 200kWAll2020November Monthly Peak | Portfolio Adjusted | 1-in-10 | Size: Over 200kW | All | 2020 | November Monthly Peak | 11 | 128.1201 | 124.3399 | 120.6872 | 120.8251 | 130.0543 | 153.7433 | 179.7887 | 197.3833 | 211.0561 | 220.4335 | 229.6922 | 233.0686 | 232.3989 | 233.59 | 226.7377 | 213.3724 | 200.7081 | 192.3783 | 181.2724 | 173.6468 | 166.165 | 157.2815 | 146.4415 | 139.2033 | 0.18921 | -0.00095036 | 0.051337 | -0.16758 | -0.34378 | -0.65939 | -0.20478 | -0.25573 | -0.30778 | -0.20961 | -0.23007 | 0.055193 | 0.51231 | 2.2412 | 7.4325 | 7.0518 | 6.3118 | 5.6259 | 1.5034 | 0.099595 | -0.38361 | -0.52165 | -0.59339 | -0.81553 | 69.4135 | 67.7848 | 67.1274 | 65.8313 | 65.0004 | 64.0677 | 63.7639 | 63.9925 | 66.3001 | 71.1444 | 77.2606 | 82.2082 | 85.2831 | 86.8631 | 87.7744 | 87.4531 | 85.7946 | 83.0726 | 79.9548 | 76.8435 | 74.4185 | 72.5353 | 70.7169 | 69.5481 | 2.4225 | 2.0571 | 2.2342 | 2.3799 | 2.7595 | 2.4042 | 2.212 | 2.2673 | 2.499 | 2.545 | 2.5974 | 2.9489 | 2.92 | 3.1235 | 3.22 | 3.116 | 2.9825 | 2.7016 | 2.3869 | 2.3237 | 2.1909 | 2.3035 | 2.3729 | 2.4101
Portfolio Adjusted1-in-10Size: Over 200kWAll2020December Monthly Peak | Portfolio Adjusted | 1-in-10 | Size: Over 200kW | All | 2020 | December Monthly Peak | 12 | 118.842 | 115.0126 | 111.8365 | 111.5223 | 120.2806 | 143.4743 | 170.5369 | 185.0357 | 193.8864 | 195.631 | 196.8265 | 194.463 | 189.6289 | 188.0273 | 181.0601 | 171.9136 | 165.5033 | 162.9065 | 158.4098 | 153.3867 | 147.8779 | 142.0005 | 132.5151 | 125.8558 | 0.39977 | 0.045617 | 0.14273 | -0.054108 | -0.18043 | -0.64853 | 0.00085428 | 0.064443 | -0.28092 | -0.2291 | 0.024633 | 0.30852 | 0.62846 | 1.879 | 6.1097 | 5.7447 | 5.1681 | 4.6833 | 0.9527 | -0.077289 | -0.56619 | -0.64935 | -0.53467 | -0.77856 | 45.7813 | 45.0894 | 44.8022 | 44.8201 | 44.873 | 44.634 | 45.0531 | 45.1141 | 45.6718 | 47.1193 | 48.6942 | 50.4341 | 51.782 | 52.1397 | 52.2281 | 52.1381 | 51.6566 | 50.5791 | 49.3265 | 48.0682 | 46.8034 | 46.2789 | 45.9948 | 45.2868 | 2.3636 | 2.0016 | 2.1793 | 2.3159 | 2.7052 | 2.3694 | 2.2176 | 2.2499 | 2.4296 | 2.3843 | 2.3495 | 2.6089 | 2.5222 | 2.6646 | 2.7283 | 2.668 | 2.6241 | 2.4361 | 2.2122 | 2.1754 | 2.0575 | 2.1869 | 2.2606 | 2.2936
Portfolio Adjusted1-in-10Size: Over 200kWAll2020Typical Event Day | Portfolio Adjusted | 1-in-10 | Size: Over 200kW | All | 2020 | Typical Event Day | 8 | 141.54 | 136.9386 | 132.9898 | 133.7072 | 143.4803 | 168.9477 | 197.6102 | 217.7065 | 232.3656 | 241.9334 | 251.0782 | 253.4028 | 250.324 | 251.4731 | 245.2871 | 233.3098 | 218.6501 | 203.7627 | 192.8576 | 188.1431 | 184.0919 | 174.6654 | 162.1938 | 154.3784 | -0.50074 | -0.36096 | -0.33918 | -0.48835 | -0.75199 | -0.92946 | -0.78941 | -0.89216 | -0.22923 | 0.08579 | -0.62205 | -0.41025 | 0.21048 | 2.2417 | 7.8741 | 7.7106 | 6.9222 | 6.0894 | 2.2645 | 0.2176 | -0.20128 | -0.42823 | -0.8319 | -0.89576 | 75.2477 | 74.1437 | 73.169 | 72.317 | 71.4847 | 70.8751 | 70.5236 | 70.9823 | 73.6816 | 78.2729 | 83.0036 | 87.2772 | 90.1306 | 91.876 | 92.94 | 93.4549 | 93.4685 | 92.5507 | 91.2953 | 88.5214 | 84.5523 | 81.1136 | 78.8046 | 77.0172 | 2.6762 | 2.261 | 2.4546 | 2.6225 | 3.0256 | 2.6253 | 2.4125 | 2.4839 | 2.7347 | 2.7786 | 2.8277 | 3.1967 | 3.1293 | 3.3436 | 3.4528 | 3.3639 | 3.1924 | 2.8219 | 2.5201 | 2.4975 | 2.415 | 2.5506 | 2.6188 | 2.6673
Portfolio Adjusted1-in-10Size: Over 200kWAll2021January Monthly Peak | Portfolio Adjusted | 1-in-10 | Size: Over 200kW | All | 2021 | January Monthly Peak | 1 | 117.4569 | 113.9661 | 110.6976 | 111.2497 | 120.7335 | 144.9998 | 173.6287 | 189.2643 | 198.2144 | 198.4004 | 199.2368 | 196.8288 | 191.3172 | 189.5437 | 182.0567 | 172.1971 | 163.701 | 161.6009 | 157.9445 | 152.6294 | 147.0637 | 141.1612 | 132.2444 | 125.9551 | 0.38711 | 0.038188 | 0.13386 | -0.055975 | -0.18274 | -0.66014 | -0.0041022 | 0.061629 | -0.28783 | -0.23243 | 0.023913 | 0.31115 | 0.63464 | 1.8957 | 6.146 | 5.7507 | 5.1042 | 4.6318 | 0.942 | -0.083398 | -0.56704 | -0.64675 | -0.53365 | -0.77956 | 45.7013 | 44.9226 | 44.0916 | 43.5386 | 43.1592 | 42.8164 | 42.5424 | 42.3314 | 42.8037 | 45.1707 | 47.8666 | 49.9518 | 51.8071 | 52.581 | 52.912 | 52.7295 | 51.6675 | 50.2595 | 48.2465 | 46.6572 | 45.5313 | 44.8467 | 44.2768 | 43.5872 | 2.3301 | 1.9801 | 2.1514 | 2.3119 | 2.725 | 2.3968 | 2.2626 | 2.3073 | 2.4896 | 2.4217 | 2.381 | 2.6424 | 2.5432 | 2.6852 | 2.7422 | 2.6752 | 2.6028 | 2.4262 | 2.2106 | 2.1681 | 2.0472 | 2.174 | 2.2555 | 2.2936
Portfolio Adjusted1-in-10Size: Over 200kWAll2021February Monthly Peak | Portfolio Adjusted | 1-in-10 | Size: Over 200kW | All | 2021 | February Monthly Peak | 2 | 119.3027 | 115.6772 | 112.373 | 112.9683 | 121.8221 | 145.3997 | 173.0979 | 187.6 | 196.6144 | 198.7569 | 202.1289 | 202.8696 | 199.9742 | 200.4715 | 194.6521 | 183.3363 | 172.6854 | 167.2222 | 163.5547 | 157.3701 | 151.4712 | 144.3717 | 134.4412 | 127.7077 | 0.3855 | 0.031306 | 0.13387 | -0.05854 | -0.18911 | -0.66044 | -0.0043047 | 0.06488 | -0.28509 | -0.23106 | 0.028024 | 0.32711 | 0.67141 | 1.9926 | 6.5314 | 6.0935 | 5.3632 | 4.779 | 0.98373 | -0.078403 | -0.57747 | -0.65921 | -0.54413 | -0.79047 | 52.174 | 51.7517 | 51.0701 | 50.5351 | 50.46 | 49.7344 | 48.4468 | 49.1833 | 50.5119 | 52.7033 | 54.9511 | 56.1991 | 57.5957 | 59.0379 | 60.0521 | 60.3284 | 59.5056 | 58.8493 | 57.1703 | 55.4587 | 54.0668 | 52.7342 | 52.1101 | 51.2262 | 2.3583 | 2.0037 | 2.1809 | 2.3451 | 2.7406 | 2.3975 | 2.2499 | 2.278 | 2.4605 | 2.4202 | 2.4112 | 2.713 | 2.6545 | 2.8394 | 2.9391 | 2.8491 | 2.7399 | 2.5051 | 2.283 | 2.2331 | 2.1074 | 2.2217 | 2.2904 | 2.3184
Portfolio Adjusted1-in-10Size: Over 200kWAll2021March Monthly Peak | Portfolio Adjusted | 1-in-10 | Size: Over 200kW | All | 2021 | March Monthly Peak | 3 | 124.264 | 120.2825 | 116.4129 | 116.4651 | 124.6617 | 147.6197 | 175.9053 | 191.1261 | 200.2031 | 204.7461 | 211.2312 | 214.0559 | 213.4763 | 215.2677 | 210.2243 | 198.919 | 186.7217 | 176.3592 | 170.1533 | 167.4699 | 161.3975 | 152.88 | 141.9513 | 134.2169 | 0.4063 | 0.038145 | 0.1389 | -0.059356 | -0.19558 | -0.66779 | -0.0038333 | 0.067542 | -0.28979 | -0.23598 | 0.033261 | 0.35134 | 0.72526 | 2.1488 | 7.0561 | 6.6131 | 5.813 | 5.0506 | 1.0347 | -0.070868 | -0.60629 | -0.68781 | -0.56927 | -0.82922 | 60.7197 | 59.1788 | 58.1529 | 57.4009 | 56.6278 | 55.9239 | 55.444 | 55.3348 | 56.5409 | 60.3319 | 64.9079 | 69.4468 | 73.1051 | 74.988 | 75.9939 | 76.5587 | 76.4034 | 75.2032 | 73.4483 | 70.8777 | 67.5885 | 64.9239 | 62.6521 | 60.6145 | 2.4582 | 2.0856 | 2.2592 | 2.4167 | 2.7974 | 2.4294 | 2.2808 | 2.3149 | 2.4966 | 2.4874 | 2.5147 | 2.8532 | 2.8272 | 3.0372 | 3.1569 | 3.0731 | 2.9372 | 2.6252 | 2.3676 | 2.3706 | 2.243 | 2.3516 | 2.4171 | 2.4358
Portfolio Adjusted1-in-10Size: Over 200kWAll2021April Monthly Peak | Portfolio Adjusted | 1-in-10 | Size: Over 200kW | All | 2021 | April Monthly Peak | 4 | 128.2611 | 124.2703 | 120.4879 | 120.728 | 129.5495 | 153.0577 | 179.4577 | 197.5999 | 211.231 | 220.2398 | 229.9653 | 233.7106 | 233.8911 | 235.5064 | 229.6604 | 217.2296 | 203.2395 | 189.5121 | 178.2655 | 175.7926 | 170.7217 | 161.3876 | 149.5008 | 141.2453 | 0.037293 | -0.088689 | -0.038161 | -0.22568 | -0.4139 | -0.71186 | -0.31946 | -0.37131 | -0.2845 | -0.14099 | -0.2886 | -0.026577 | 0.45478 | 2.2112 | 7.4644 | 7.142 | 6.3591 | 5.5262 | 1.5829 | 0.10045 | -0.37012 | -0.52064 | -0.64962 | -0.83304 | 70.5455 | 69.1262 | 67.5765 | 66.3205 | 65.3571 | 64.4415 | 63.8003 | 63.8899 | 66.9776 | 72.5344 | 78.1632 | 83.4896 | 86.9455 | 88.8975 | 89.6083 | 89.9885 | 89.7788 | 88.8727 | 87.0496 | 83.319 | 78.5877 | 74.7755 | 72.21 | 70.2695 | 2.3858 | 2.0276 | 2.2001 | 2.3586 | 2.7333 | 2.3724 | 2.1878 | 2.2516 | 2.4836 | 2.5257 | 2.582 | 2.9293 | 2.9156 | 3.1251 | 3.2405 | 3.1495 | 2.9947 | 2.6402 | 2.3272 | 2.337 | 2.2347 | 2.3412 | 2.3971 | 2.412
Portfolio Adjusted1-in-10Size: Over 200kWAll2021May Monthly Peak | Portfolio Adjusted | 1-in-10 | Size: Over 200kW | All | 2021 | May Monthly Peak | 5 | 129.4742 | 125.5205 | 122.0787 | 122.4935 | 132.0096 | 156.2865 | 181.9604 | 203.73 | 219.9911 | 231.1829 | 241.8687 | 245.4487 | 244.7841 | 245.929 | 239.5922 | 225.9144 | 210.9105 | 195.6923 | 183.1253 | 178.0838 | 174.418 | 165.1371 | 153.0597 | 144.9661 | -0.23106 | -0.20973 | -0.18285 | -0.34428 | -0.5643 | -0.78349 | -0.5471 | -0.65688 | -0.26113 | -0.037041 | -0.48821 | -0.26664 | 0.28825 | 2.2292 | 7.6985 | 7.4249 | 6.6329 | 5.776 | 1.9214 | 0.16313 | -0.25809 | -0.4458 | -0.72518 | -0.84255 | 73.7072 | 72.028 | 70.6195 | 69.8364 | 69.0692 | 68.1774 | 67.8438 | 68.1963 | 71.6532 | 77.2028 | 82.1725 | 85.7341 | 88.4582 | 90.3581 | 91.5248 | 91.8354 | 91.2727 | 89.9581 | 88.6078 | 85.9836 | 81.9779 | 77.8451 | 75.332 | 73.0631 | 2.4018 | 2.0408 | 2.2196 | 2.3829 | 2.7741 | 2.4113 | 2.2092 | 2.3132 | 2.5754 | 2.64 | 2.7034 | 3.0657 | 3.0379 | 3.2469 | 3.3599 | 3.2533 | 3.0867 | 2.7069 | 2.3771 | 2.3522 | 2.2703 | 2.3869 | 2.4454 | 2.4711
Portfolio Adjusted1-in-10Size: Over 200kWAll2021June Monthly Peak | Portfolio Adjusted | 1-in-10 | Size: Over 200kW | All | 2021 | June Monthly Peak | 6 | 135.4742 | 131.2436 | 127.1481 | 127.3819 | 136.19 | 158.8651 | 183.804 | 203.6779 | 217.1737 | 225.8124 | 234.7074 | 236.5553 | 232.7915 | 233.1322 | 227.2891 | 217.424 | 204.9682 | 191.7292 | 182.6539 | 177.4887 | 175.2252 | 167.0364 | 154.8858 | 147.3968 | -0.14399 | -0.2053 | -0.14993 | -0.33305 | -0.55253 | -0.81657 | -0.46434 | -0.48064 | -0.24476 | -0.031882 | -0.35311 | -0.066995 | 0.46007 | 2.213 | 7.4848 | 7.2647 | 6.5074 | 5.6986 | 1.8167 | 0.16045 | -0.33133 | -0.52252 | -0.72508 | -0.87597 | 70.6434 | 69.4914 | 68.5862 | 67.7037 | 66.5121 | 65.5377 | 65.0745 | 66.2275 | 69.7044 | 74.4941 | 79.5279 | 83.9969 | 87.0366 | 89.0065 | 90.3408 | 90.7817 | 91.1193 | 90.0102 | 88.8789 | 86.0629 | 82.0835 | 78.2709 | 75.852 | 74.0846 | 2.5387 | 2.1511 | 2.3266 | 2.4789 | 2.8488 | 2.4503 | 2.2273 | 2.3041 | 2.5337 | 2.572 | 2.6216 | 2.9566 | 2.8848 | 3.0708 | 3.1701 | 3.1105 | 2.9807 | 2.6454 | 2.3724 | 2.3415 | 2.2817 | 2.4196 | 2.4803 | 2.5238
Portfolio Adjusted1-in-10Size: Over 200kWAll2021July Monthly Peak | Portfolio Adjusted | 1-in-10 | Size: Over 200kW | All | 2021 | July Monthly Peak | 7 | 138.632 | 134.4572 | 131.1637 | 131.2581 | 140.8108 | 165.1127 | 191.1726 | 210.101 | 223.0139 | 231.8783 | 240.4265 | 241.7953 | 238.1755 | 238.8082 | 233.2846 | 223.7317 | 211.661 | 198.8052 | 188.6828 | 183.2891 | 180.6292 | 172.2086 | 159.7226 | 151.649 | -0.45041 | -0.33612 | -0.31082 | -0.47105 | -0.7289 | -0.89247 | -0.72536 | -0.80633 | -0.22165 | 0.072323 | -0.57095 | -0.33791 | 0.25866 | 2.1757 | 7.5584 | 7.4485 | 6.7461 | 5.9781 | 2.2114 | 0.24109 | -0.1939 | -0.42885 | -0.80864 | -0.88259 | 75.9947 | 74.583 | 73.4035 | 72.2688 | 71.5142 | 70.8377 | 70.4244 | 70.9193 | 73.7138 | 78.2852 | 83.1488 | 87.0412 | 88.9039 | 89.8016 | 91.0278 | 91.4124 | 91.1001 | 90.5227 | 89.1438 | 86.8173 | 83.2205 | 79.8053 | 77.6328 | 76.2121 | 2.6195 | 2.2194 | 2.4192 | 2.5703 | 2.9613 | 2.5607 | 2.3283 | 2.3883 | 2.6139 | 2.6539 | 2.6991 | 3.0411 | 2.9632 | 3.1582 | 3.2609 | 3.2048 | 3.0775 | 2.7486 | 2.4613 | 2.4288 | 2.3657 | 2.5114 | 2.5768 | 2.6194
Portfolio Adjusted1-in-10Size: Over 200kWAll2021August Monthly Peak | Portfolio Adjusted | 1-in-10 | Size: Over 200kW | All | 2021 | August Monthly Peak | 8 | 142.3305 | 137.7203 | 133.8715 | 134.6222 | 144.4964 | 170.1588 | 199.0334 | 219.8126 | 235.401 | 245.8685 | 255.6472 | 258.2018 | 255.1639 | 256.2189 | 249.808 | 237.5283 | 222.5221 | 207.1504 | 195.6247 | 190.6839 | 186.3288 | 176.6819 | 163.9693 | 155.9749 | -0.6924 | -0.45997 | -0.44772 | -0.56671 | -0.84752 | -0.99253 | -0.94663 | -1.0715 | -0.20479 | 0.16923 | -0.73089 | -0.55542 | 0.10701 | 2.2214 | 7.9524 | 7.8276 | 7.0316 | 6.2026 | 2.4522 | 0.22316 | -0.15991 | -0.40226 | -0.89287 | -0.90584 | 75.9468 | 75.1158 | 74.2853 | 73.4858 | 72.8602 | 72.4775 | 72.3243 | 72.666 | 75.2332 | 80.0031 | 84.504 | 88.8074 | 92.0385 | 94.0494 | 95.011 | 96.0249 | 96.4381 | 95.8427 | 95.0666 | 92.2845 | 87.9437 | 84.5647 | 82.3047 | 80.1634 | 2.7347 | 2.3096 | 2.5092 | 2.6789 | 3.0898 | 2.6822 | 2.4642 | 2.5424 | 2.8077 | 2.8618 | 2.9187 | 3.3049 | 3.2327 | 3.4512 | 3.559 | 3.4652 | 3.2864 | 2.9046 | 2.5922 | 2.5653 | 2.4788 | 2.6189 | 2.6879 | 2.7382
Portfolio Adjusted1-in-10Size: Over 200kWAll2021September Monthly Peak | Portfolio Adjusted | 1-in-10 | Size: Over 200kW | All | 2021 | September Monthly Peak | 9 | 141.008 | 137.1861 | 133.733 | 134.5224 | 144.943 | 170.7009 | 201.4275 | 223.6796 | 243.613 | 256.2446 | 266.9235 | 269.7266 | 266.2608 | 267.3343 | 259.9298 | 245.3379 | 228.22 | 211.3214 | 199.3768 | 196.3568 | 188.2366 | 178.4021 | 164.2819 | 155.7877 | -0.70035 | -0.43012 | -0.44291 | -0.56358 | -0.84507 | -0.95439 | -0.98216 | -1.1892 | -0.23747 | 0.13232 | -0.8485 | -0.71269 | -0.027501 | 2.2479 | 8.1279 | 7.9889 | 7.1715 | 6.2936 | 2.5384 | 0.23185 | -0.11235 | -0.35405 | -0.88344 | -0.88479 | 78.4058 | 77.3847 | 76.4008 | 75.8097 | 75.0521 | 74.6476 | 74.2709 | 74.1163 | 76.075 | 80.309 | 84.8339 | 89.2633 | 92.5435 | 94.6466 | 95.3805 | 95.6004 | 95.2166 | 93.8271 | 92.0919 | 88.9209 | 84.9613 | 81.8134 | 79.4288 | 77.6086 | 2.7312 | 2.3218 | 2.5304 | 2.709 | 3.1504 | 2.7254 | 2.5305 | 2.6286 | 2.9578 | 3.0346 | 3.0928 | 3.4942 | 3.4229 | 3.6577 | 3.7756 | 3.6507 | 3.438 | 3.0127 | 2.676 | 2.6762 | 2.5343 | 2.6725 | 2.7222 | 2.7621
Portfolio Adjusted1-in-10Size: Over 200kWAll2021October Monthly Peak | Portfolio Adjusted | 1-in-10 | Size: Over 200kW | All | 2021 | October Monthly Peak | 10 | 135.5314 | 131.4217 | 127.2037 | 127.0812 | 136.4152 | 160.7971 | 190.4434 | 208.8634 | 224.6394 | 236.2952 | 247.5031 | 252.2465 | 251.8317 | 253.5284 | 247.1469 | 233.0454 | 216.4056 | 201.126 | 193.3915 | 186.9493 | 178.3427 | 168.6641 | 156.0915 | 147.5079 | -0.23682 | -0.24202 | -0.19994 | -0.35596 | -0.57849 | -0.84193 | -0.56573 | -0.62675 | -0.2553 | -0.019472 | -0.45099 | -0.2099 | 0.35636 | 2.3088 | 7.9869 | 7.683 | 6.7985 | 5.9307 | 1.9781 | 0.13356 | -0.31891 | -0.50366 | -0.75549 | -0.87287 | 73.4784 | 72.1314 | 71.1558 | 70.0646 | 69.0676 | 68.3166 | 67.9846 | 67.7283 | 68.7258 | 72.6677 | 78.0134 | 83.5727 | 88.1735 | 91.0128 | 91.9441 | 92.3326 | 91.9765 | 90.5855 | 87.5205 | 82.9821 | 78.9326 | 76.3366 | 74.5297 | 72.9099 | 2.5241 | 2.1414 | 2.3152 | 2.4695 | 2.8643 | 2.4797 | 2.3129 | 2.3715 | 2.6307 | 2.6983 | 2.7653 | 3.1529 | 3.1278 | 3.3505 | 3.4721 | 3.363 | 3.1672 | 2.7844 | 2.5096 | 2.4653 | 2.32 | 2.4361 | 2.4943 | 2.5181
Portfolio Adjusted1-in-10Size: Over 200kWAll2021November Monthly Peak | Portfolio Adjusted | 1-in-10 | Size: Over 200kW | All | 2021 | November Monthly Peak | 11 | 128.1201 | 124.3399 | 120.6872 | 120.8251 | 130.0543 | 153.7433 | 179.7887 | 197.3833 | 211.0561 | 220.4335 | 229.6922 | 233.0686 | 232.3989 | 233.59 | 226.7376 | 213.3724 | 200.7081 | 192.3783 | 181.2724 | 173.6468 | 166.165 | 157.2815 | 146.4415 | 139.2033 | 0.18921 | -0.00095043 | 0.051337 | -0.16758 | -0.34378 | -0.65939 | -0.20478 | -0.25573 | -0.30778 | -0.20961 | -0.23007 | 0.055193 | 0.51231 | 2.2412 | 7.4325 | 7.0518 | 6.3118 | 5.6259 | 1.5034 | 0.099595 | -0.38361 | -0.52165 | -0.59339 | -0.81553 | 69.4135 | 67.7848 | 67.1274 | 65.8313 | 65.0004 | 64.0677 | 63.7639 | 63.9925 | 66.3001 | 71.1444 | 77.2606 | 82.2082 | 85.2831 | 86.8631 | 87.7744 | 87.4531 | 85.7946 | 83.0726 | 79.9548 | 76.8435 | 74.4185 | 72.5353 | 70.7169 | 69.5481 | 2.4225 | 2.0571 | 2.2342 | 2.3799 | 2.7595 | 2.4042 | 2.212 | 2.2673 | 2.499 | 2.545 | 2.5974 | 2.9489 | 2.92 | 3.1235 | 3.22 | 3.116 | 2.9825 | 2.7016 | 2.3869 | 2.3237 | 2.1909 | 2.3035 | 2.3729 | 2.4101
Portfolio Adjusted1-in-10Size: Over 200kWAll2021December Monthly Peak | Portfolio Adjusted | 1-in-10 | Size: Over 200kW | All | 2021 | December Monthly Peak | 12 | 118.842 | 115.0126 | 111.8365 | 111.5223 | 120.2806 | 143.4743 | 170.5369 | 185.0357 | 193.8864 | 195.6309 | 196.8265 | 194.463 | 189.6289 | 188.0273 | 181.0601 | 171.9136 | 165.5033 | 162.9065 | 158.4097 | 153.3867 | 147.8779 | 142.0005 | 132.5151 | 125.8558 | 0.39977 | 0.045617 | 0.14273 | -0.054107 | -0.18043 | -0.64853 | 0.00085423 | 0.064443 | -0.28092 | -0.2291 | 0.024633 | 0.30852 | 0.62846 | 1.879 | 6.1097 | 5.7447 | 5.1681 | 4.6833 | 0.9527 | -0.077289 | -0.56619 | -0.64935 | -0.53467 | -0.77856 | 45.7813 | 45.0894 | 44.8022 | 44.8201 | 44.873 | 44.634 | 45.0531 | 45.1141 | 45.6718 | 47.1193 | 48.6942 | 50.4341 | 51.782 | 52.1398 | 52.2281 | 52.1381 | 51.6566 | 50.5791 | 49.3265 | 48.0682 | 46.8034 | 46.2789 | 45.9948 | 45.2868 | 2.3636 | 2.0016 | 2.1793 | 2.3159 | 2.7052 | 2.3694 | 2.2176 | 2.2499 | 2.4296 | 2.3843 | 2.3495 | 2.6089 | 2.5222 | 2.6646 | 2.7283 | 2.668 | 2.6241 | 2.4361 | 2.2122 | 2.1754 | 2.0575 | 2.1869 | 2.2606 | 2.2936
Portfolio Adjusted1-in-10Size: Over 200kWAll2021Typical Event Day | Portfolio Adjusted | 1-in-10 | Size: Over 200kW | All | 2021 | Typical Event Day | 8 | 141.54 | 136.9386 | 132.9898 | 133.7072 | 143.4803 | 168.9477 | 197.6102 | 217.7065 | 232.3656 | 241.9334 | 251.0782 | 253.4028 | 250.324 | 251.4731 | 245.2871 | 233.3099 | 218.6501 | 203.7627 | 192.8576 | 188.1431 | 184.0919 | 174.6654 | 162.1938 | 154.3784 | -0.50074 | -0.36096 | -0.33918 | -0.48835 | -0.75199 | -0.92946 | -0.78941 | -0.89216 | -0.22923 | 0.08579 | -0.62205 | -0.41025 | 0.21048 | 2.2417 | 7.8741 | 7.7106 | 6.9222 | 6.0894 | 2.2645 | 0.2176 | -0.20128 | -0.42823 | -0.8319 | -0.89576 | 75.2477 | 74.1437 | 73.169 | 72.317 | 71.4847 | 70.8751 | 70.5236 | 70.9823 | 73.6816 | 78.2729 | 83.0036 | 87.2772 | 90.1306 | 91.876 | 92.94 | 93.4549 | 93.4685 | 92.5507 | 91.2953 | 88.5214 | 84.5523 | 81.1136 | 78.8046 | 77.0172 | 2.6762 | 2.261 | 2.4546 | 2.6225 | 3.0256 | 2.6253 | 2.4125 | 2.4839 | 2.7347 | 2.7786 | 2.8277 | 3.1967 | 3.1293 | 3.3436 | 3.4528 | 3.3639 | 3.1924 | 2.8219 | 2.5201 | 2.4975 | 2.415 | 2.5506 | 2.6188 | 2.6673
Portfolio Adjusted1-in-10Size: Over 200kWAll2022January Monthly Peak | Portfolio Adjusted | 1-in-10 | Size: Over 200kW | All | 2022 | January Monthly Peak | 1 | 117.4569 | 113.9661 | 110.6976 | 111.2497 | 120.7335 | 144.9998 | 173.6287 | 189.2643 | 198.2144 | 198.4004 | 199.2368 | 196.8288 | 191.3172 | 189.5437 | 182.0567 | 172.1971 | 163.701 | 161.6009 | 157.9445 | 152.6294 | 147.0637 | 141.1611 | 132.2444 | 125.9551 | 0.38711 | 0.038188 | 0.13386 | -0.055975 | -0.18274 | -0.66014 | -0.0041022 | 0.061629 | -0.28783 | -0.23243 | 0.023913 | 0.31115 | 0.63464 | 1.8957 | 6.146 | 5.7507 | 5.1042 | 4.6318 | 0.942 | -0.083398 | -0.56704 | -0.64675 | -0.53365 | -0.77956 | 45.7013 | 44.9226 | 44.0916 | 43.5386 | 43.1592 | 42.8164 | 42.5424 | 42.3314 | 42.8037 | 45.1707 | 47.8666 | 49.9518 | 51.8071 | 52.581 | 52.912 | 52.7295 | 51.6675 | 50.2595 | 48.2465 | 46.6572 | 45.5313 | 44.8467 | 44.2768 | 43.5872 | 2.3301 | 1.9801 | 2.1514 | 2.3119 | 2.725 | 2.3968 | 2.2626 | 2.3073 | 2.4896 | 2.4217 | 2.381 | 2.6424 | 2.5432 | 2.6852 | 2.7422 | 2.6752 | 2.6028 | 2.4262 | 2.2106 | 2.1681 | 2.0472 | 2.174 | 2.2555 | 2.2936
Portfolio Adjusted1-in-10Size: Over 200kWAll2022February Monthly Peak | Portfolio Adjusted | 1-in-10 | Size: Over 200kW | All | 2022 | February Monthly Peak | 2 | 119.3027 | 115.6772 | 112.373 | 112.9683 | 121.8221 | 145.3997 | 173.0979 | 187.6 | 196.6144 | 198.7569 | 202.1289 | 202.8696 | 199.9742 | 200.4715 | 194.6521 | 183.3363 | 172.6854 | 167.2222 | 163.5547 | 157.3701 | 151.4712 | 144.3717 | 134.4412 | 127.7077 | 0.3855 | 0.031306 | 0.13387 | -0.05854 | -0.18911 | -0.66044 | -0.0043047 | 0.06488 | -0.28509 | -0.23106 | 0.028024 | 0.32711 | 0.67141 | 1.9926 | 6.5314 | 6.0935 | 5.3632 | 4.779 | 0.98373 | -0.078403 | -0.57747 | -0.65921 | -0.54413 | -0.79047 | 52.174 | 51.7517 | 51.0701 | 50.5351 | 50.46 | 49.7344 | 48.4468 | 49.1833 | 50.5119 | 52.7033 | 54.9511 | 56.1991 | 57.5957 | 59.0379 | 60.0521 | 60.3284 | 59.5056 | 58.8493 | 57.1703 | 55.4587 | 54.0668 | 52.7342 | 52.1101 | 51.2262 | 2.3583 | 2.0037 | 2.1809 | 2.3451 | 2.7406 | 2.3975 | 2.2499 | 2.278 | 2.4605 | 2.4202 | 2.4112 | 2.713 | 2.6545 | 2.8394 | 2.9391 | 2.8491 | 2.7399 | 2.5051 | 2.283 | 2.2331 | 2.1074 | 2.2217 | 2.2904 | 2.3184
Portfolio Adjusted1-in-10Size: Over 200kWAll2022March Monthly Peak | Portfolio Adjusted | 1-in-10 | Size: Over 200kW | All | 2022 | March Monthly Peak | 3 | 124.264 | 120.2825 | 116.4129 | 116.4651 | 124.6617 | 147.6197 | 175.9053 | 191.1261 | 200.2031 | 204.7461 | 211.2312 | 214.0559 | 213.4763 | 215.2676 | 210.2243 | 198.919 | 186.7217 | 176.3591 | 170.1533 | 167.4699 | 161.3975 | 152.88 | 141.9513 | 134.2169 | 0.4063 | 0.038145 | 0.1389 | -0.059356 | -0.19558 | -0.66779 | -0.0038333 | 0.067542 | -0.28979 | -0.23598 | 0.033261 | 0.35134 | 0.72526 | 2.1488 | 7.0561 | 6.6131 | 5.813 | 5.0506 | 1.0347 | -0.070868 | -0.60629 | -0.68781 | -0.56927 | -0.82922 | 60.7197 | 59.1788 | 58.1529 | 57.4009 | 56.6278 | 55.924 | 55.444 | 55.3348 | 56.5409 | 60.3319 | 64.9079 | 69.4468 | 73.1051 | 74.988 | 75.9939 | 76.5587 | 76.4034 | 75.2031 | 73.4483 | 70.8777 | 67.5885 | 64.9239 | 62.6521 | 60.6146 | 2.4582 | 2.0856 | 2.2592 | 2.4167 | 2.7974 | 2.4294 | 2.2808 | 2.3149 | 2.4966 | 2.4874 | 2.5147 | 2.8532 | 2.8272 | 3.0372 | 3.1569 | 3.0731 | 2.9372 | 2.6252 | 2.3676 | 2.3706 | 2.243 | 2.3516 | 2.4171 | 2.4358
Portfolio Adjusted1-in-10Size: Over 200kWAll2022April Monthly Peak | Portfolio Adjusted | 1-in-10 | Size: Over 200kW | All | 2022 | April Monthly Peak | 4 | 128.2611 | 124.2703 | 120.4879 | 120.728 | 129.5495 | 153.0577 | 179.4577 | 197.5999 | 211.231 | 220.2398 | 229.9653 | 233.7106 | 233.8911 | 235.5064 | 229.6604 | 217.2296 | 203.2395 | 189.5121 | 178.2655 | 175.7926 | 170.7217 | 161.3877 | 149.5008 | 141.2453 | 0.037293 | -0.088689 | -0.038161 | -0.22568 | -0.4139 | -0.71186 | -0.31946 | -0.37131 | -0.2845 | -0.14099 | -0.2886 | -0.026577 | 0.45478 | 2.2112 | 7.4644 | 7.142 | 6.3591 | 5.5262 | 1.5829 | 0.10045 | -0.37012 | -0.52064 | -0.64962 | -0.83304 | 70.5455 | 69.1262 | 67.5765 | 66.3205 | 65.3571 | 64.4415 | 63.8003 | 63.8899 | 66.9776 | 72.5344 | 78.1632 | 83.4896 | 86.9455 | 88.8975 | 89.6083 | 89.9885 | 89.7788 | 88.8727 | 87.0496 | 83.319 | 78.5877 | 74.7755 | 72.21 | 70.2695 | 2.3858 | 2.0276 | 2.2001 | 2.3586 | 2.7333 | 2.3724 | 2.1878 | 2.2516 | 2.4836 | 2.5257 | 2.582 | 2.9293 | 2.9156 | 3.1251 | 3.2405 | 3.1495 | 2.9947 | 2.6402 | 2.3272 | 2.337 | 2.2347 | 2.3412 | 2.3971 | 2.412
Portfolio Adjusted1-in-10Size: Over 200kWAll2022May Monthly Peak | Portfolio Adjusted | 1-in-10 | Size: Over 200kW | All | 2022 | May Monthly Peak | 5 | 129.4742 | 125.5205 | 122.0787 | 122.4935 | 132.0096 | 156.2865 | 181.9604 | 203.73 | 219.9911 | 231.1829 | 241.8687 | 245.4487 | 244.7841 | 245.929 | 239.5922 | 225.9144 | 210.9105 | 195.6923 | 183.1253 | 178.0838 | 174.418 | 165.1371 | 153.0597 | 144.9661 | -0.23106 | -0.20973 | -0.18285 | -0.34428 | -0.5643 | -0.78349 | -0.5471 | -0.65688 | -0.26113 | -0.037041 | -0.48821 | -0.26664 | 0.28825 | 2.2292 | 7.6985 | 7.4249 | 6.6329 | 5.776 | 1.9214 | 0.16313 | -0.25809 | -0.4458 | -0.72518 | -0.84255 | 73.7072 | 72.028 | 70.6195 | 69.8364 | 69.0692 | 68.1774 | 67.8438 | 68.1963 | 71.6532 | 77.2028 | 82.1725 | 85.7341 | 88.4582 | 90.3581 | 91.5248 | 91.8354 | 91.2727 | 89.9581 | 88.6078 | 85.9836 | 81.9779 | 77.8451 | 75.332 | 73.0631 | 2.4018 | 2.0408 | 2.2196 | 2.3829 | 2.7741 | 2.4113 | 2.2092 | 2.3132 | 2.5754 | 2.64 | 2.7034 | 3.0657 | 3.0379 | 3.2469 | 3.3599 | 3.2533 | 3.0867 | 2.7069 | 2.3771 | 2.3522 | 2.2703 | 2.3869 | 2.4454 | 2.4711
Portfolio Adjusted1-in-10Size: Over 200kWAll2022June Monthly Peak | Portfolio Adjusted | 1-in-10 | Size: Over 200kW | All | 2022 | June Monthly Peak | 6 | 135.4742 | 131.2436 | 127.1481 | 127.3819 | 136.19 | 158.8651 | 183.804 | 203.6779 | 217.1737 | 225.8124 | 234.7074 | 236.5553 | 232.7915 | 233.1322 | 227.2891 | 217.424 | 204.9682 | 191.7292 | 182.6539 | 177.4887 | 175.2251 | 167.0364 | 154.8858 | 147.3968 | -0.14399 | -0.2053 | -0.14993 | -0.33305 | -0.55253 | -0.81657 | -0.46434 | -0.48064 | -0.24476 | -0.031882 | -0.35311 | -0.066995 | 0.46007 | 2.213 | 7.4848 | 7.2647 | 6.5074 | 5.6986 | 1.8167 | 0.16045 | -0.33133 | -0.52252 | -0.72508 | -0.87597 | 70.6434 | 69.4914 | 68.5862 | 67.7037 | 66.5121 | 65.5377 | 65.0745 | 66.2275 | 69.7044 | 74.4941 | 79.5279 | 83.9969 | 87.0366 | 89.0065 | 90.3408 | 90.7817 | 91.1193 | 90.0102 | 88.8789 | 86.0629 | 82.0835 | 78.2709 | 75.852 | 74.0846 | 2.5387 | 2.1511 | 2.3266 | 2.4789 | 2.8488 | 2.4503 | 2.2273 | 2.3041 | 2.5337 | 2.572 | 2.6216 | 2.9566 | 2.8848 | 3.0708 | 3.1701 | 3.1105 | 2.9807 | 2.6454 | 2.3724 | 2.3415 | 2.2817 | 2.4196 | 2.4803 | 2.5238
Portfolio Adjusted1-in-10Size: Over 200kWAll2022July Monthly Peak | Portfolio Adjusted | 1-in-10 | Size: Over 200kW | All | 2022 | July Monthly Peak | 7 | 138.632 | 134.4572 | 131.1637 | 131.2581 | 140.8108 | 165.1127 | 191.1726 | 210.101 | 223.0139 | 231.8783 | 240.4265 | 241.7953 | 238.1755 | 238.8082 | 233.2846 | 223.7317 | 211.661 | 198.8052 | 188.6828 | 183.2891 | 180.6292 | 172.2086 | 159.7226 | 151.649 | -0.45041 | -0.33612 | -0.31082 | -0.47105 | -0.7289 | -0.89247 | -0.72536 | -0.80633 | -0.22165 | 0.072323 | -0.57095 | -0.33791 | 0.25866 | 2.1757 | 7.5584 | 7.4485 | 6.7461 | 5.9781 | 2.2114 | 0.24109 | -0.1939 | -0.42885 | -0.80864 | -0.88259 | 75.9947 | 74.583 | 73.4035 | 72.2688 | 71.5142 | 70.8377 | 70.4244 | 70.9193 | 73.7138 | 78.2852 | 83.1488 | 87.0412 | 88.9039 | 89.8016 | 91.0278 | 91.4124 | 91.1001 | 90.5227 | 89.1438 | 86.8173 | 83.2205 | 79.8054 | 77.6328 | 76.2121 | 2.6195 | 2.2194 | 2.4192 | 2.5703 | 2.9613 | 2.5607 | 2.3283 | 2.3883 | 2.6139 | 2.6539 | 2.6991 | 3.0411 | 2.9632 | 3.1582 | 3.2609 | 3.2048 | 3.0775 | 2.7486 | 2.4613 | 2.4288 | 2.3657 | 2.5114 | 2.5768 | 2.6194
Portfolio Adjusted1-in-10Size: Over 200kWAll2022August Monthly Peak | Portfolio Adjusted | 1-in-10 | Size: Over 200kW | All | 2022 | August Monthly Peak | 8 | 142.3305 | 137.7203 | 133.8715 | 134.6223 | 144.4964 | 170.1588 | 199.0334 | 219.8126 | 235.401 | 245.8685 | 255.6472 | 258.2018 | 255.1639 | 256.2189 | 249.808 | 237.5283 | 222.5221 | 207.1504 | 195.6247 | 190.6839 | 186.3288 | 176.6819 | 163.9693 | 155.9749 | -0.6924 | -0.45997 | -0.44772 | -0.56671 | -0.84752 | -0.99253 | -0.94663 | -1.0715 | -0.20479 | 0.16923 | -0.73089 | -0.55542 | 0.10701 | 2.2214 | 7.9524 | 7.8276 | 7.0316 | 6.2026 | 2.4522 | 0.22316 | -0.15991 | -0.40226 | -0.89287 | -0.90584 | 75.9468 | 75.1158 | 74.2853 | 73.4858 | 72.8602 | 72.4775 | 72.3243 | 72.666 | 75.2332 | 80.0032 | 84.504 | 88.8074 | 92.0385 | 94.0494 | 95.011 | 96.0249 | 96.4381 | 95.8427 | 95.0666 | 92.2845 | 87.9437 | 84.5647 | 82.3047 | 80.1634 | 2.7347 | 2.3096 | 2.5092 | 2.6789 | 3.0898 | 2.6822 | 2.4642 | 2.5424 | 2.8077 | 2.8618 | 2.9187 | 3.3049 | 3.2327 | 3.4512 | 3.559 | 3.4652 | 3.2864 | 2.9046 | 2.5922 | 2.5653 | 2.4788 | 2.6189 | 2.6879 | 2.7382
Portfolio Adjusted1-in-10Size: Over 200kWAll2022September Monthly Peak | Portfolio Adjusted | 1-in-10 | Size: Over 200kW | All | 2022 | September Monthly Peak | 9 | 141.008 | 137.1861 | 133.733 | 134.5224 | 144.943 | 170.7009 | 201.4275 | 223.6796 | 243.613 | 256.2446 | 266.9235 | 269.7266 | 266.2608 | 267.3343 | 259.9298 | 245.3379 | 228.22 | 211.3214 | 199.3768 | 196.3568 | 188.2365 | 178.4021 | 164.2819 | 155.7877 | -0.70035 | -0.43012 | -0.44291 | -0.56358 | -0.84507 | -0.95439 | -0.98216 | -1.1892 | -0.23747 | 0.13232 | -0.8485 | -0.71269 | -0.027501 | 2.2479 | 8.1279 | 7.9889 | 7.1715 | 6.2936 | 2.5384 | 0.23185 | -0.11235 | -0.35405 | -0.88344 | -0.88479 | 78.4058 | 77.3847 | 76.4008 | 75.8097 | 75.0521 | 74.6476 | 74.2709 | 74.1163 | 76.075 | 80.309 | 84.8339 | 89.2633 | 92.5435 | 94.6466 | 95.3805 | 95.6004 | 95.2166 | 93.8271 | 92.0919 | 88.9209 | 84.9613 | 81.8134 | 79.4288 | 77.6086 | 2.7312 | 2.3218 | 2.5304 | 2.709 | 3.1504 | 2.7254 | 2.5305 | 2.6286 | 2.9578 | 3.0346 | 3.0928 | 3.4942 | 3.4229 | 3.6577 | 3.7756 | 3.6507 | 3.438 | 3.0127 | 2.676 | 2.6762 | 2.5343 | 2.6725 | 2.7222 | 2.7621
Portfolio Adjusted1-in-10Size: Over 200kWAll2022October Monthly Peak | Portfolio Adjusted | 1-in-10 | Size: Over 200kW | All | 2022 | October Monthly Peak | 10 | 135.5314 | 131.4217 | 127.2037 | 127.0812 | 136.4152 | 160.7971 | 190.4434 | 208.8634 | 224.6394 | 236.2952 | 247.503 | 252.2465 | 251.8317 | 253.5284 | 247.1469 | 233.0454 | 216.4056 | 201.126 | 193.3915 | 186.9493 | 178.3427 | 168.6641 | 156.0915 | 147.5079 | -0.23682 | -0.24202 | -0.19994 | -0.35596 | -0.57849 | -0.84193 | -0.56573 | -0.62675 | -0.2553 | -0.019472 | -0.45099 | -0.2099 | 0.35636 | 2.3088 | 7.9869 | 7.683 | 6.7985 | 5.9307 | 1.9781 | 0.13356 | -0.31891 | -0.50366 | -0.75549 | -0.87287 | 73.4784 | 72.1314 | 71.1558 | 70.0646 | 69.0676 | 68.3166 | 67.9846 | 67.7283 | 68.7258 | 72.6677 | 78.0134 | 83.5727 | 88.1735 | 91.0128 | 91.9441 | 92.3326 | 91.9765 | 90.5855 | 87.5205 | 82.9821 | 78.9326 | 76.3366 | 74.5297 | 72.9099 | 2.5241 | 2.1414 | 2.3152 | 2.4695 | 2.8643 | 2.4797 | 2.3129 | 2.3715 | 2.6307 | 2.6983 | 2.7653 | 3.1529 | 3.1278 | 3.3505 | 3.4721 | 3.363 | 3.1672 | 2.7844 | 2.5096 | 2.4653 | 2.32 | 2.4361 | 2.4943 | 2.5181
Portfolio Adjusted1-in-10Size: Over 200kWAll2022November Monthly Peak | Portfolio Adjusted | 1-in-10 | Size: Over 200kW | All | 2022 | November Monthly Peak | 11 | 128.1201 | 124.3399 | 120.6872 | 120.8251 | 130.0543 | 153.7433 | 179.7886 | 197.3833 | 211.0561 | 220.4335 | 229.6922 | 233.0686 | 232.3989 | 233.59 | 226.7377 | 213.3724 | 200.7081 | 192.3783 | 181.2724 | 173.6468 | 166.165 | 157.2815 | 146.4415 | 139.2033 | 0.18921 | -0.00095039 | 0.051337 | -0.16758 | -0.34378 | -0.65939 | -0.20478 | -0.25573 | -0.30778 | -0.20961 | -0.23007 | 0.055193 | 0.51231 | 2.2412 | 7.4325 | 7.0518 | 6.3118 | 5.6259 | 1.5034 | 0.099595 | -0.38361 | -0.52165 | -0.59339 | -0.81553 | 69.4135 | 67.7848 | 67.1274 | 65.8313 | 65.0004 | 64.0677 | 63.7639 | 63.9924 | 66.3002 | 71.1444 | 77.2606 | 82.2082 | 85.2831 | 86.8631 | 87.7744 | 87.4531 | 85.7946 | 83.0726 | 79.9548 | 76.8435 | 74.4185 | 72.5353 | 70.7169 | 69.5481 | 2.4225 | 2.0571 | 2.2342 | 2.3799 | 2.7595 | 2.4042 | 2.212 | 2.2673 | 2.499 | 2.545 | 2.5974 | 2.9489 | 2.92 | 3.1235 | 3.22 | 3.116 | 2.9825 | 2.7016 | 2.3869 | 2.3237 | 2.1909 | 2.3035 | 2.3729 | 2.4101
Portfolio Adjusted1-in-10Size: Over 200kWAll2022December Monthly Peak | Portfolio Adjusted | 1-in-10 | Size: Over 200kW | All | 2022 | December Monthly Peak | 12 | 118.842 | 115.0126 | 111.8365 | 111.5223 | 120.2806 | 143.4743 | 170.5369 | 185.0357 | 193.8864 | 195.631 | 196.8265 | 194.463 | 189.6289 | 188.0273 | 181.0601 | 171.9136 | 165.5033 | 162.9065 | 158.4097 | 153.3867 | 147.8779 | 142.0005 | 132.5151 | 125.8558 | 0.39977 | 0.045617 | 0.14273 | -0.054108 | -0.18043 | -0.64853 | 0.00085427 | 0.064443 | -0.28092 | -0.2291 | 0.024633 | 0.30852 | 0.62846 | 1.879 | 6.1097 | 5.7447 | 5.1681 | 4.6833 | 0.9527 | -0.077289 | -0.56619 | -0.64935 | -0.53467 | -0.77856 | 45.7813 | 45.0894 | 44.8022 | 44.8201 | 44.873 | 44.634 | 45.0531 | 45.1141 | 45.6718 | 47.1192 | 48.6942 | 50.4341 | 51.782 | 52.1398 | 52.2281 | 52.1381 | 51.6566 | 50.5791 | 49.3265 | 48.0682 | 46.8034 | 46.2789 | 45.9948 | 45.2868 | 2.3636 | 2.0016 | 2.1793 | 2.3159 | 2.7052 | 2.3694 | 2.2176 | 2.2499 | 2.4296 | 2.3843 | 2.3495 | 2.6089 | 2.5222 | 2.6646 | 2.7283 | 2.668 | 2.6241 | 2.4361 | 2.2122 | 2.1754 | 2.0575 | 2.1869 | 2.2606 | 2.2936
Portfolio Adjusted1-in-10Size: Over 200kWAll2022Typical Event Day | Portfolio Adjusted | 1-in-10 | Size: Over 200kW | All | 2022 | Typical Event Day | 8 | 141.54 | 136.9386 | 132.9898 | 133.7072 | 143.4803 | 168.9477 | 197.6102 | 217.7065 | 232.3656 | 241.9334 | 251.0782 | 253.4028 | 250.324 | 251.4731 | 245.2871 | 233.3098 | 218.6501 | 203.7627 | 192.8576 | 188.1431 | 184.0919 | 174.6653 | 162.1938 | 154.3784 | -0.50074 | -0.36096 | -0.33918 | -0.48835 | -0.75199 | -0.92946 | -0.78941 | -0.89216 | -0.22923 | 0.08579 | -0.62205 | -0.41025 | 0.21048 | 2.2417 | 7.8741 | 7.7106 | 6.9222 | 6.0894 | 2.2645 | 0.2176 | -0.20128 | -0.42823 | -0.8319 | -0.89576 | 75.2477 | 74.1437 | 73.169 | 72.317 | 71.4847 | 70.8751 | 70.5236 | 70.9823 | 73.6816 | 78.2729 | 83.0036 | 87.2772 | 90.1306 | 91.876 | 92.94 | 93.4549 | 93.4685 | 92.5507 | 91.2953 | 88.5214 | 84.5523 | 81.1136 | 78.8046 | 77.0172 | 2.6762 | 2.261 | 2.4546 | 2.6225 | 3.0256 | 2.6253 | 2.4125 | 2.4839 | 2.7347 | 2.7786 | 2.8277 | 3.1967 | 3.1293 | 3.3436 | 3.4528 | 3.3639 | 3.1924 | 2.8219 | 2.5201 | 2.4975 | 2.415 | 2.5506 | 2.6188 | 2.6673
Portfolio Adjusted1-in-10Size: Over 200kWAll2023January Monthly Peak | Portfolio Adjusted | 1-in-10 | Size: Over 200kW | All | 2023 | January Monthly Peak | 1 | 117.4569 | 113.9661 | 110.6976 | 111.2497 | 120.7335 | 144.9998 | 173.6287 | 189.2643 | 198.2144 | 198.4004 | 199.2368 | 196.8288 | 191.3172 | 189.5437 | 182.0567 | 172.1971 | 163.701 | 161.6009 | 157.9445 | 152.6294 | 147.0637 | 141.1612 | 132.2444 | 125.9551 | 0.38711 | 0.038188 | 0.13386 | -0.055975 | -0.18274 | -0.66014 | -0.0041022 | 0.061629 | -0.28783 | -0.23243 | 0.023913 | 0.31115 | 0.63464 | 1.8957 | 6.146 | 5.7507 | 5.1042 | 4.6318 | 0.942 | -0.083398 | -0.56704 | -0.64675 | -0.53365 | -0.77956 | 45.7013 | 44.9226 | 44.0916 | 43.5386 | 43.1592 | 42.8164 | 42.5424 | 42.3314 | 42.8037 | 45.1707 | 47.8666 | 49.9518 | 51.8071 | 52.581 | 52.912 | 52.7295 | 51.6675 | 50.2595 | 48.2465 | 46.6572 | 45.5313 | 44.8467 | 44.2768 | 43.5872 | 2.3301 | 1.9801 | 2.1514 | 2.3119 | 2.725 | 2.3968 | 2.2626 | 2.3073 | 2.4896 | 2.4217 | 2.381 | 2.6424 | 2.5432 | 2.6852 | 2.7422 | 2.6752 | 2.6028 | 2.4262 | 2.2106 | 2.1681 | 2.0472 | 2.174 | 2.2555 | 2.2936
Portfolio Adjusted1-in-10Size: Over 200kWAll2023February Monthly Peak | Portfolio Adjusted | 1-in-10 | Size: Over 200kW | All | 2023 | February Monthly Peak | 2 | 119.3027 | 115.6772 | 112.373 | 112.9683 | 121.8221 | 145.3997 | 173.0979 | 187.6 | 196.6144 | 198.7569 | 202.1289 | 202.8696 | 199.9742 | 200.4715 | 194.6521 | 183.3362 | 172.6854 | 167.2222 | 163.5547 | 157.3701 | 151.4712 | 144.3717 | 134.4412 | 127.7077 | 0.3855 | 0.031306 | 0.13387 | -0.05854 | -0.18911 | -0.66044 | -0.0043048 | 0.06488 | -0.28509 | -0.23106 | 0.028024 | 0.32711 | 0.67141 | 1.9926 | 6.5314 | 6.0935 | 5.3632 | 4.779 | 0.98373 | -0.078403 | -0.57747 | -0.65921 | -0.54413 | -0.79047 | 52.174 | 51.7517 | 51.0701 | 50.5351 | 50.46 | 49.7344 | 48.4468 | 49.1833 | 50.5119 | 52.7033 | 54.9511 | 56.1991 | 57.5957 | 59.0379 | 60.0521 | 60.3284 | 59.5056 | 58.8493 | 57.1703 | 55.4587 | 54.0668 | 52.7342 | 52.1101 | 51.2262 | 2.3583 | 2.0037 | 2.1809 | 2.3451 | 2.7406 | 2.3975 | 2.2499 | 2.278 | 2.4605 | 2.4202 | 2.4112 | 2.713 | 2.6545 | 2.8394 | 2.9391 | 2.8491 | 2.7399 | 2.5051 | 2.283 | 2.2331 | 2.1074 | 2.2217 | 2.2904 | 2.3184
Portfolio Adjusted1-in-10Size: Over 200kWAll2023March Monthly Peak | Portfolio Adjusted | 1-in-10 | Size: Over 200kW | All | 2023 | March Monthly Peak | 3 | 124.264 | 120.2825 | 116.4129 | 116.4651 | 124.6617 | 147.6197 | 175.9053 | 191.1261 | 200.2031 | 204.7461 | 211.2312 | 214.0559 | 213.4763 | 215.2676 | 210.2243 | 198.919 | 186.7217 | 176.3592 | 170.1533 | 167.4699 | 161.3975 | 152.88 | 141.9513 | 134.2169 | 0.4063 | 0.038145 | 0.1389 | -0.059356 | -0.19558 | -0.66779 | -0.0038333 | 0.067542 | -0.28979 | -0.23598 | 0.033261 | 0.35134 | 0.72526 | 2.1488 | 7.0561 | 6.6131 | 5.813 | 5.0506 | 1.0347 | -0.070868 | -0.60629 | -0.68781 | -0.56927 | -0.82922 | 60.7197 | 59.1788 | 58.1529 | 57.4009 | 56.6278 | 55.9239 | 55.444 | 55.3348 | 56.5409 | 60.3319 | 64.9079 | 69.4468 | 73.1051 | 74.988 | 75.9939 | 76.5587 | 76.4034 | 75.2032 | 73.4483 | 70.8778 | 67.5885 | 64.9239 | 62.6521 | 60.6146 | 2.4582 | 2.0856 | 2.2592 | 2.4167 | 2.7974 | 2.4294 | 2.2808 | 2.3149 | 2.4966 | 2.4874 | 2.5147 | 2.8532 | 2.8272 | 3.0372 | 3.1569 | 3.0731 | 2.9372 | 2.6252 | 2.3676 | 2.3706 | 2.243 | 2.3516 | 2.4171 | 2.4358
Portfolio Adjusted1-in-10Size: Over 200kWAll2023April Monthly Peak | Portfolio Adjusted | 1-in-10 | Size: Over 200kW | All | 2023 | April Monthly Peak | 4 | 128.2611 | 124.2703 | 120.4879 | 120.728 | 129.5495 | 153.0577 | 179.4577 | 197.5999 | 211.231 | 220.2398 | 229.9653 | 233.7106 | 233.8911 | 235.5064 | 229.6604 | 217.2296 | 203.2395 | 189.5121 | 178.2655 | 175.7926 | 170.7217 | 161.3876 | 149.5008 | 141.2453 | 0.037293 | -0.088689 | -0.038161 | -0.22568 | -0.4139 | -0.71186 | -0.31946 | -0.37131 | -0.2845 | -0.14099 | -0.2886 | -0.026577 | 0.45478 | 2.2112 | 7.4644 | 7.142 | 6.3591 | 5.5262 | 1.5829 | 0.10045 | -0.37012 | -0.52064 | -0.64962 | -0.83304 | 70.5455 | 69.1262 | 67.5765 | 66.3205 | 65.3571 | 64.4415 | 63.8003 | 63.8899 | 66.9776 | 72.5344 | 78.1632 | 83.4896 | 86.9455 | 88.8975 | 89.6083 | 89.9885 | 89.7788 | 88.8727 | 87.0496 | 83.319 | 78.5877 | 74.7755 | 72.21 | 70.2695 | 2.3858 | 2.0276 | 2.2001 | 2.3586 | 2.7333 | 2.3724 | 2.1878 | 2.2516 | 2.4836 | 2.5257 | 2.582 | 2.9293 | 2.9156 | 3.1251 | 3.2405 | 3.1495 | 2.9947 | 2.6402 | 2.3272 | 2.337 | 2.2347 | 2.3412 | 2.3971 | 2.412
Portfolio Adjusted1-in-10Size: Over 200kWAll2023May Monthly Peak | Portfolio Adjusted | 1-in-10 | Size: Over 200kW | All | 2023 | May Monthly Peak | 5 | 129.4742 | 125.5205 | 122.0787 | 122.4935 | 132.0096 | 156.2865 | 181.9604 | 203.73 | 219.9911 | 231.1829 | 241.8687 | 245.4487 | 244.7841 | 245.929 | 239.5922 | 225.9144 | 210.9105 | 195.6923 | 183.1253 | 178.0838 | 174.418 | 165.1371 | 153.0597 | 144.9661 | -0.23106 | -0.20973 | -0.18285 | -0.34428 | -0.5643 | -0.78349 | -0.5471 | -0.65688 | -0.26113 | -0.037041 | -0.48821 | -0.26664 | 0.28825 | 2.2292 | 7.6985 | 7.4249 | 6.6329 | 5.776 | 1.9214 | 0.16313 | -0.25809 | -0.4458 | -0.72518 | -0.84255 | 73.7072 | 72.028 | 70.6195 | 69.8364 | 69.0692 | 68.1774 | 67.8438 | 68.1963 | 71.6532 | 77.2028 | 82.1725 | 85.7341 | 88.4582 | 90.3581 | 91.5248 | 91.8354 | 91.2727 | 89.9581 | 88.6078 | 85.9836 | 81.9779 | 77.8451 | 75.332 | 73.0631 | 2.4018 | 2.0408 | 2.2196 | 2.3829 | 2.7741 | 2.4113 | 2.2092 | 2.3132 | 2.5754 | 2.64 | 2.7034 | 3.0657 | 3.0379 | 3.2469 | 3.3599 | 3.2533 | 3.0867 | 2.7069 | 2.3771 | 2.3522 | 2.2703 | 2.3869 | 2.4454 | 2.4711
Portfolio Adjusted1-in-10Size: Over 200kWAll2023June Monthly Peak | Portfolio Adjusted | 1-in-10 | Size: Over 200kW | All | 2023 | June Monthly Peak | 6 | 135.4742 | 131.2436 | 127.1481 | 127.3819 | 136.19 | 158.8651 | 183.804 | 203.6779 | 217.1737 | 225.8124 | 234.7074 | 236.5553 | 232.7915 | 233.1322 | 227.2891 | 217.424 | 204.9682 | 191.7292 | 182.6539 | 177.4887 | 175.2252 | 167.0364 | 154.8858 | 147.3968 | -0.14399 | -0.2053 | -0.14993 | -0.33305 | -0.55253 | -0.81657 | -0.46434 | -0.48064 | -0.24476 | -0.031882 | -0.35311 | -0.066995 | 0.46007 | 2.213 | 7.4848 | 7.2647 | 6.5074 | 5.6986 | 1.8167 | 0.16045 | -0.33133 | -0.52252 | -0.72508 | -0.87597 | 70.6434 | 69.4914 | 68.5862 | 67.7037 | 66.5121 | 65.5377 | 65.0745 | 66.2275 | 69.7044 | 74.4941 | 79.5279 | 83.9969 | 87.0366 | 89.0065 | 90.3408 | 90.7817 | 91.1193 | 90.0102 | 88.8789 | 86.0629 | 82.0835 | 78.2709 | 75.852 | 74.0846 | 2.5387 | 2.1511 | 2.3266 | 2.4789 | 2.8488 | 2.4503 | 2.2273 | 2.3041 | 2.5337 | 2.572 | 2.6216 | 2.9566 | 2.8848 | 3.0708 | 3.1701 | 3.1105 | 2.9807 | 2.6454 | 2.3724 | 2.3415 | 2.2817 | 2.4196 | 2.4803 | 2.5238
Portfolio Adjusted1-in-10Size: Over 200kWAll2023July Monthly Peak | Portfolio Adjusted | 1-in-10 | Size: Over 200kW | All | 2023 | July Monthly Peak | 7 | 138.632 | 134.4572 | 131.1637 | 131.2581 | 140.8108 | 165.1127 | 191.1726 | 210.101 | 223.0139 | 231.8783 | 240.4265 | 241.7953 | 238.1756 | 238.8082 | 233.2846 | 223.7317 | 211.661 | 198.8052 | 188.6828 | 183.2891 | 180.6292 | 172.2086 | 159.7226 | 151.649 | -0.45041 | -0.33612 | -0.31082 | -0.47105 | -0.7289 | -0.89247 | -0.72536 | -0.80633 | -0.22165 | 0.072323 | -0.57095 | -0.33791 | 0.25866 | 2.1757 | 7.5584 | 7.4485 | 6.7461 | 5.9781 | 2.2114 | 0.24109 | -0.1939 | -0.42885 | -0.80864 | -0.88259 | 75.9947 | 74.583 | 73.4035 | 72.2688 | 71.5142 | 70.8377 | 70.4244 | 70.9193 | 73.7138 | 78.2852 | 83.1488 | 87.0412 | 88.9039 | 89.8016 | 91.0278 | 91.4124 | 91.1001 | 90.5227 | 89.1438 | 86.8173 | 83.2205 | 79.8054 | 77.6328 | 76.2121 | 2.6195 | 2.2194 | 2.4192 | 2.5703 | 2.9613 | 2.5607 | 2.3283 | 2.3883 | 2.6139 | 2.6539 | 2.6991 | 3.0411 | 2.9632 | 3.1582 | 3.2609 | 3.2048 | 3.0775 | 2.7486 | 2.4613 | 2.4288 | 2.3657 | 2.5114 | 2.5768 | 2.6194
Portfolio Adjusted1-in-10Size: Over 200kWAll2023August Monthly Peak | Portfolio Adjusted | 1-in-10 | Size: Over 200kW | All | 2023 | August Monthly Peak | 8 | 142.3305 | 137.7203 | 133.8715 | 134.6222 | 144.4964 | 170.1588 | 199.0334 | 219.8126 | 235.401 | 245.8685 | 255.6472 | 258.2018 | 255.1639 | 256.2189 | 249.808 | 237.5283 | 222.5221 | 207.1504 | 195.6247 | 190.684 | 186.3288 | 176.6819 | 163.9693 | 155.9749 | -0.6924 | -0.45997 | -0.44772 | -0.56671 | -0.84752 | -0.99253 | -0.94663 | -1.0715 | -0.20479 | 0.16923 | -0.73089 | -0.55542 | 0.10701 | 2.2214 | 7.9524 | 7.8276 | 7.0316 | 6.2026 | 2.4522 | 0.22316 | -0.15991 | -0.40226 | -0.89287 | -0.90584 | 75.9468 | 75.1158 | 74.2853 | 73.4858 | 72.8602 | 72.4775 | 72.3243 | 72.666 | 75.2332 | 80.0031 | 84.504 | 88.8074 | 92.0385 | 94.0494 | 95.011 | 96.0249 | 96.4381 | 95.8427 | 95.0666 | 92.2845 | 87.9437 | 84.5647 | 82.3047 | 80.1634 | 2.7347 | 2.3096 | 2.5092 | 2.6789 | 3.0898 | 2.6822 | 2.4642 | 2.5424 | 2.8077 | 2.8618 | 2.9187 | 3.3049 | 3.2327 | 3.4512 | 3.559 | 3.4652 | 3.2864 | 2.9046 | 2.5922 | 2.5653 | 2.4788 | 2.6189 | 2.6879 | 2.7382
Portfolio Adjusted1-in-10Size: Over 200kWAll2023September Monthly Peak | Portfolio Adjusted | 1-in-10 | Size: Over 200kW | All | 2023 | September Monthly Peak | 9 | 141.008 | 137.1861 | 133.733 | 134.5224 | 144.943 | 170.7009 | 201.4275 | 223.6796 | 243.613 | 256.2446 | 266.9235 | 269.7266 | 266.2608 | 267.3343 | 259.9298 | 245.3379 | 228.22 | 211.3214 | 199.3769 | 196.3568 | 188.2366 | 178.4021 | 164.2819 | 155.7877 | -0.70035 | -0.43012 | -0.44291 | -0.56358 | -0.84507 | -0.95439 | -0.98216 | -1.1892 | -0.23747 | 0.13232 | -0.8485 | -0.71269 | -0.027501 | 2.2479 | 8.1279 | 7.9889 | 7.1715 | 6.2936 | 2.5384 | 0.23185 | -0.11235 | -0.35405 | -0.88344 | -0.88479 | 78.4058 | 77.3847 | 76.4008 | 75.8097 | 75.0521 | 74.6476 | 74.2709 | 74.1163 | 76.075 | 80.309 | 84.8339 | 89.2633 | 92.5435 | 94.6466 | 95.3805 | 95.6004 | 95.2166 | 93.8271 | 92.0919 | 88.9209 | 84.9613 | 81.8134 | 79.4288 | 77.6086 | 2.7312 | 2.3218 | 2.5304 | 2.709 | 3.1504 | 2.7254 | 2.5305 | 2.6286 | 2.9578 | 3.0346 | 3.0928 | 3.4942 | 3.4229 | 3.6577 | 3.7756 | 3.6507 | 3.438 | 3.0127 | 2.676 | 2.6762 | 2.5343 | 2.6725 | 2.7222 | 2.7621
Portfolio Adjusted1-in-10Size: Over 200kWAll2023October Monthly Peak | Portfolio Adjusted | 1-in-10 | Size: Over 200kW | All | 2023 | October Monthly Peak | 10 | 135.5314 | 131.4217 | 127.2037 | 127.0812 | 136.4152 | 160.7971 | 190.4434 | 208.8634 | 224.6394 | 236.2952 | 247.5031 | 252.2465 | 251.8317 | 253.5284 | 247.1469 | 233.0454 | 216.4056 | 201.126 | 193.3915 | 186.9493 | 178.3427 | 168.6641 | 156.0915 | 147.5079 | -0.23682 | -0.24202 | -0.19994 | -0.35596 | -0.57849 | -0.84193 | -0.56573 | -0.62675 | -0.2553 | -0.019472 | -0.45099 | -0.2099 | 0.35636 | 2.3088 | 7.9869 | 7.683 | 6.7985 | 5.9307 | 1.9781 | 0.13356 | -0.31891 | -0.50366 | -0.75549 | -0.87287 | 73.4784 | 72.1314 | 71.1558 | 70.0646 | 69.0676 | 68.3166 | 67.9846 | 67.7283 | 68.7258 | 72.6677 | 78.0134 | 83.5727 | 88.1735 | 91.0128 | 91.9441 | 92.3326 | 91.9765 | 90.5855 | 87.5205 | 82.9821 | 78.9326 | 76.3366 | 74.5297 | 72.9099 | 2.5241 | 2.1414 | 2.3152 | 2.4695 | 2.8643 | 2.4797 | 2.3129 | 2.3715 | 2.6307 | 2.6983 | 2.7653 | 3.1529 | 3.1278 | 3.3505 | 3.4721 | 3.363 | 3.1672 | 2.7844 | 2.5096 | 2.4653 | 2.32 | 2.4361 | 2.4943 | 2.5181
Portfolio Adjusted1-in-10Size: Over 200kWAll2023November Monthly Peak | Portfolio Adjusted | 1-in-10 | Size: Over 200kW | All | 2023 | November Monthly Peak | 11 | 128.1201 | 124.3399 | 120.6872 | 120.8251 | 130.0543 | 153.7433 | 179.7887 | 197.3833 | 211.0561 | 220.4335 | 229.6922 | 233.0686 | 232.3989 | 233.59 | 226.7376 | 213.3724 | 200.7081 | 192.3783 | 181.2724 | 173.6468 | 166.165 | 157.2815 | 146.4415 | 139.2033 | 0.18921 | -0.00095042 | 0.051337 | -0.16758 | -0.34378 | -0.65939 | -0.20478 | -0.25573 | -0.30778 | -0.20961 | -0.23007 | 0.055193 | 0.51231 | 2.2412 | 7.4325 | 7.0518 | 6.3118 | 5.6259 | 1.5034 | 0.099595 | -0.38361 | -0.52165 | -0.59339 | -0.81553 | 69.4135 | 67.7848 | 67.1274 | 65.8313 | 65.0004 | 64.0677 | 63.7639 | 63.9925 | 66.3002 | 71.1444 | 77.2606 | 82.2082 | 85.2831 | 86.8631 | 87.7744 | 87.4531 | 85.7946 | 83.0726 | 79.9548 | 76.8435 | 74.4185 | 72.5353 | 70.7169 | 69.5481 | 2.4225 | 2.0571 | 2.2342 | 2.3799 | 2.7595 | 2.4042 | 2.212 | 2.2673 | 2.499 | 2.545 | 2.5974 | 2.9489 | 2.92 | 3.1235 | 3.22 | 3.116 | 2.9825 | 2.7016 | 2.3869 | 2.3237 | 2.1909 | 2.3035 | 2.3729 | 2.4101
Portfolio Adjusted1-in-10Size: Over 200kWAll2023December Monthly Peak | Portfolio Adjusted | 1-in-10 | Size: Over 200kW | All | 2023 | December Monthly Peak | 12 | 118.842 | 115.0126 | 111.8365 | 111.5223 | 120.2806 | 143.4743 | 170.5369 | 185.0357 | 193.8864 | 195.631 | 196.8265 | 194.463 | 189.6289 | 188.0273 | 181.0601 | 171.9136 | 165.5033 | 162.9065 | 158.4097 | 153.3867 | 147.8779 | 142.0005 | 132.5151 | 125.8558 | 0.39977 | 0.045618 | 0.14273 | -0.054108 | -0.18043 | -0.64853 | 0.00085425 | 0.064443 | -0.28092 | -0.2291 | 0.024633 | 0.30852 | 0.62846 | 1.879 | 6.1097 | 5.7447 | 5.1681 | 4.6833 | 0.9527 | -0.077289 | -0.56619 | -0.64935 | -0.53467 | -0.77856 | 45.7813 | 45.0894 | 44.8022 | 44.8201 | 44.873 | 44.634 | 45.0531 | 45.1141 | 45.6718 | 47.1193 | 48.6942 | 50.4341 | 51.782 | 52.1398 | 52.2281 | 52.1381 | 51.6566 | 50.5791 | 49.3265 | 48.0682 | 46.8034 | 46.2789 | 45.9948 | 45.2868 | 2.3636 | 2.0016 | 2.1793 | 2.3159 | 2.7052 | 2.3694 | 2.2176 | 2.2499 | 2.4296 | 2.3843 | 2.3495 | 2.6089 | 2.5222 | 2.6646 | 2.7283 | 2.668 | 2.6241 | 2.4361 | 2.2122 | 2.1754 | 2.0575 | 2.1869 | 2.2606 | 2.2936
Portfolio Adjusted1-in-10Size: Over 200kWAll2023Typical Event Day | Portfolio Adjusted | 1-in-10 | Size: Over 200kW | All | 2023 | Typical Event Day | 8 | 141.54 | 136.9386 | 132.9898 | 133.7072 | 143.4803 | 168.9477 | 197.6102 | 217.7065 | 232.3656 | 241.9334 | 251.0782 | 253.4028 | 250.324 | 251.4731 | 245.2871 | 233.3098 | 218.6501 | 203.7627 | 192.8576 | 188.1431 | 184.0919 | 174.6653 | 162.1938 | 154.3784 | -0.50074 | -0.36096 | -0.33918 | -0.48835 | -0.75199 | -0.92946 | -0.78941 | -0.89216 | -0.22923 | 0.08579 | -0.62205 | -0.41025 | 0.21048 | 2.2417 | 7.8741 | 7.7106 | 6.9222 | 6.0894 | 2.2645 | 0.2176 | -0.20128 | -0.42823 | -0.8319 | -0.89576 | 75.2477 | 74.1437 | 73.169 | 72.317 | 71.4847 | 70.8751 | 70.5236 | 70.9823 | 73.6816 | 78.2729 | 83.0036 | 87.2772 | 90.1306 | 91.876 | 92.94 | 93.4549 | 93.4685 | 92.5507 | 91.2953 | 88.5214 | 84.5523 | 81.1136 | 78.8046 | 77.0172 | 2.6762 | 2.261 | 2.4546 | 2.6225 | 3.0256 | 2.6253 | 2.4125 | 2.4839 | 2.7347 | 2.7786 | 2.8277 | 3.1967 | 3.1293 | 3.3436 | 3.4528 | 3.3639 | 3.1924 | 2.8219 | 2.5201 | 2.4975 | 2.415 | 2.5506 | 2.6188 | 2.6673
Portfolio Adjusted1-in-10Size: Over 200kWAll2024January Monthly Peak | Portfolio Adjusted | 1-in-10 | Size: Over 200kW | All | 2024 | January Monthly Peak | 1 | 117.4569 | 113.9661 | 110.6976 | 111.2497 | 120.7335 | 144.9998 | 173.6287 | 189.2643 | 198.2144 | 198.4004 | 199.2368 | 196.8288 | 191.3172 | 189.5437 | 182.0567 | 172.1971 | 163.701 | 161.6009 | 157.9445 | 152.6294 | 147.0637 | 141.1612 | 132.2444 | 125.9551 | 0.38711 | 0.038188 | 0.13386 | -0.055975 | -0.18274 | -0.66014 | -0.0041022 | 0.061629 | -0.28783 | -0.23243 | 0.023913 | 0.31115 | 0.63464 | 1.8957 | 6.146 | 5.7507 | 5.1042 | 4.6318 | 0.942 | -0.083398 | -0.56704 | -0.64675 | -0.53365 | -0.77956 | 45.7013 | 44.9226 | 44.0916 | 43.5386 | 43.1592 | 42.8164 | 42.5424 | 42.3314 | 42.8037 | 45.1707 | 47.8666 | 49.9518 | 51.8071 | 52.581 | 52.912 | 52.7295 | 51.6675 | 50.2595 | 48.2465 | 46.6572 | 45.5313 | 44.8467 | 44.2768 | 43.5872 | 2.3301 | 1.9801 | 2.1514 | 2.3119 | 2.725 | 2.3968 | 2.2626 | 2.3073 | 2.4896 | 2.4217 | 2.381 | 2.6424 | 2.5432 | 2.6852 | 2.7422 | 2.6752 | 2.6028 | 2.4262 | 2.2106 | 2.1681 | 2.0472 | 2.174 | 2.2555 | 2.2936
Portfolio Adjusted1-in-10Size: Over 200kWAll2024February Monthly Peak | Portfolio Adjusted | 1-in-10 | Size: Over 200kW | All | 2024 | February Monthly Peak | 2 | 119.3027 | 115.6772 | 112.373 | 112.9683 | 121.8221 | 145.3997 | 173.0979 | 187.6 | 196.6144 | 198.7569 | 202.1289 | 202.8696 | 199.9742 | 200.4715 | 194.6521 | 183.3363 | 172.6854 | 167.2222 | 163.5547 | 157.3701 | 151.4712 | 144.3717 | 134.4412 | 127.7077 | 0.3855 | 0.031306 | 0.13387 | -0.05854 | -0.18911 | -0.66044 | -0.0043047 | 0.06488 | -0.28509 | -0.23106 | 0.028024 | 0.32711 | 0.67141 | 1.9926 | 6.5314 | 6.0935 | 5.3632 | 4.779 | 0.98373 | -0.078403 | -0.57747 | -0.65921 | -0.54413 | -0.79047 | 52.174 | 51.7517 | 51.0701 | 50.5351 | 50.46 | 49.7344 | 48.4468 | 49.1833 | 50.5119 | 52.7033 | 54.9511 | 56.1991 | 57.5957 | 59.0379 | 60.0521 | 60.3284 | 59.5056 | 58.8493 | 57.1703 | 55.4587 | 54.0668 | 52.7342 | 52.1101 | 51.2262 | 2.3583 | 2.0037 | 2.1809 | 2.3451 | 2.7406 | 2.3975 | 2.2499 | 2.278 | 2.4605 | 2.4202 | 2.4112 | 2.713 | 2.6545 | 2.8394 | 2.9391 | 2.8491 | 2.7399 | 2.5051 | 2.283 | 2.2331 | 2.1074 | 2.2217 | 2.2904 | 2.3184
Portfolio Adjusted1-in-10Size: Over 200kWAll2024March Monthly Peak | Portfolio Adjusted | 1-in-10 | Size: Over 200kW | All | 2024 | March Monthly Peak | 3 | 124.264 | 120.2825 | 116.4129 | 116.4651 | 124.6617 | 147.6197 | 175.9053 | 191.1261 | 200.2031 | 204.7461 | 211.2312 | 214.0559 | 213.4763 | 215.2677 | 210.2243 | 198.919 | 186.7217 | 176.3592 | 170.1533 | 167.4699 | 161.3975 | 152.88 | 141.9513 | 134.2169 | 0.4063 | 0.038145 | 0.1389 | -0.059356 | -0.19558 | -0.66779 | -0.0038333 | 0.067542 | -0.28979 | -0.23598 | 0.033261 | 0.35134 | 0.72526 | 2.1488 | 7.0561 | 6.6131 | 5.813 | 5.0506 | 1.0347 | -0.070868 | -0.60629 | -0.68781 | -0.56927 | -0.82922 | 60.7197 | 59.1788 | 58.1529 | 57.4009 | 56.6278 | 55.9239 | 55.444 | 55.3348 | 56.5409 | 60.3319 | 64.9079 | 69.4468 | 73.1051 | 74.988 | 75.9939 | 76.5587 | 76.4034 | 75.2032 | 73.4483 | 70.8777 | 67.5885 | 64.9239 | 62.6521 | 60.6146 | 2.4582 | 2.0856 | 2.2592 | 2.4167 | 2.7974 | 2.4294 | 2.2808 | 2.3149 | 2.4966 | 2.4874 | 2.5147 | 2.8532 | 2.8272 | 3.0372 | 3.1569 | 3.0731 | 2.9372 | 2.6252 | 2.3676 | 2.3706 | 2.243 | 2.3516 | 2.4171 | 2.4358
Portfolio Adjusted1-in-10Size: Over 200kWAll2024April Monthly Peak | Portfolio Adjusted | 1-in-10 | Size: Over 200kW | All | 2024 | April Monthly Peak | 4 | 128.2611 | 124.2703 | 120.4879 | 120.728 | 129.5495 | 153.0577 | 179.4578 | 197.5999 | 211.231 | 220.2398 | 229.9653 | 233.7106 | 233.8911 | 235.5064 | 229.6604 | 217.2296 | 203.2395 | 189.5121 | 178.2655 | 175.7926 | 170.7217 | 161.3876 | 149.5008 | 141.2453 | 0.037293 | -0.088689 | -0.038161 | -0.22568 | -0.4139 | -0.71186 | -0.31946 | -0.37131 | -0.2845 | -0.14099 | -0.2886 | -0.026577 | 0.45478 | 2.2112 | 7.4644 | 7.142 | 6.3591 | 5.5262 | 1.5829 | 0.10045 | -0.37012 | -0.52064 | -0.64962 | -0.83304 | 70.5455 | 69.1262 | 67.5765 | 66.3205 | 65.3571 | 64.4415 | 63.8003 | 63.8899 | 66.9776 | 72.5344 | 78.1632 | 83.4896 | 86.9455 | 88.8975 | 89.6083 | 89.9885 | 89.7788 | 88.8727 | 87.0496 | 83.319 | 78.5877 | 74.7755 | 72.21 | 70.2695 | 2.3858 | 2.0276 | 2.2001 | 2.3586 | 2.7333 | 2.3724 | 2.1878 | 2.2516 | 2.4836 | 2.5257 | 2.582 | 2.9293 | 2.9156 | 3.1251 | 3.2405 | 3.1495 | 2.9947 | 2.6402 | 2.3272 | 2.337 | 2.2347 | 2.3412 | 2.3971 | 2.412
Portfolio Adjusted1-in-10Size: Over 200kWAll2024May Monthly Peak | Portfolio Adjusted | 1-in-10 | Size: Over 200kW | All | 2024 | May Monthly Peak | 5 | 129.4742 | 125.5205 | 122.0787 | 122.4935 | 132.0096 | 156.2865 | 181.9604 | 203.73 | 219.9912 | 231.1829 | 241.8687 | 245.4487 | 244.7841 | 245.929 | 239.5922 | 225.9144 | 210.9105 | 195.6923 | 183.1253 | 178.0838 | 174.418 | 165.1371 | 153.0597 | 144.9661 | -0.23106 | -0.20973 | -0.18285 | -0.34428 | -0.5643 | -0.78349 | -0.5471 | -0.65688 | -0.26113 | -0.037041 | -0.48821 | -0.26664 | 0.28825 | 2.2292 | 7.6985 | 7.4249 | 6.6329 | 5.776 | 1.9214 | 0.16313 | -0.25809 | -0.4458 | -0.72518 | -0.84255 | 73.7072 | 72.028 | 70.6195 | 69.8364 | 69.0692 | 68.1774 | 67.8438 | 68.1963 | 71.6532 | 77.2028 | 82.1725 | 85.7341 | 88.4582 | 90.3581 | 91.5248 | 91.8354 | 91.2727 | 89.9581 | 88.6078 | 85.9836 | 81.9779 | 77.8451 | 75.332 | 73.0631 | 2.4018 | 2.0408 | 2.2196 | 2.3829 | 2.7741 | 2.4113 | 2.2092 | 2.3132 | 2.5754 | 2.64 | 2.7034 | 3.0657 | 3.0379 | 3.2469 | 3.3599 | 3.2533 | 3.0867 | 2.7069 | 2.3771 | 2.3522 | 2.2703 | 2.3869 | 2.4454 | 2.4711
Portfolio Adjusted1-in-10Size: Over 200kWAll2024June Monthly Peak | Portfolio Adjusted | 1-in-10 | Size: Over 200kW | All | 2024 | June Monthly Peak | 6 | 135.4742 | 131.2436 | 127.1481 | 127.3819 | 136.19 | 158.8651 | 183.804 | 203.6779 | 217.1737 | 225.8124 | 234.7074 | 236.5553 | 232.7915 | 233.1322 | 227.2891 | 217.424 | 204.9682 | 191.7292 | 182.6539 | 177.4887 | 175.2252 | 167.0364 | 154.8858 | 147.3968 | -0.14399 | -0.2053 | -0.14993 | -0.33305 | -0.55253 | -0.81657 | -0.46434 | -0.48064 | -0.24476 | -0.031882 | -0.35311 | -0.066995 | 0.46007 | 2.213 | 7.4848 | 7.2647 | 6.5074 | 5.6986 | 1.8167 | 0.16045 | -0.33133 | -0.52252 | -0.72508 | -0.87597 | 70.6434 | 69.4914 | 68.5862 | 67.7037 | 66.5121 | 65.5377 | 65.0745 | 66.2275 | 69.7044 | 74.4941 | 79.5279 | 83.9969 | 87.0366 | 89.0065 | 90.3408 | 90.7817 | 91.1193 | 90.0102 | 88.8789 | 86.0629 | 82.0835 | 78.2709 | 75.852 | 74.0846 | 2.5387 | 2.1511 | 2.3266 | 2.4789 | 2.8488 | 2.4503 | 2.2273 | 2.3041 | 2.5337 | 2.572 | 2.6216 | 2.9566 | 2.8848 | 3.0708 | 3.1701 | 3.1105 | 2.9807 | 2.6454 | 2.3724 | 2.3415 | 2.2817 | 2.4196 | 2.4803 | 2.5238
Portfolio Adjusted1-in-10Size: Over 200kWAll2024July Monthly Peak | Portfolio Adjusted | 1-in-10 | Size: Over 200kW | All | 2024 | July Monthly Peak | 7 | 138.632 | 134.4572 | 131.1637 | 131.2581 | 140.8108 | 165.1127 | 191.1726 | 210.101 | 223.0139 | 231.8783 | 240.4265 | 241.7953 | 238.1755 | 238.8082 | 233.2846 | 223.7317 | 211.661 | 198.8052 | 188.6828 | 183.2891 | 180.6292 | 172.2086 | 159.7226 | 151.649 | -0.45041 | -0.33612 | -0.31082 | -0.47105 | -0.7289 | -0.89247 | -0.72536 | -0.80633 | -0.22165 | 0.072323 | -0.57095 | -0.33791 | 0.25866 | 2.1757 | 7.5584 | 7.4485 | 6.7461 | 5.9781 | 2.2114 | 0.24109 | -0.1939 | -0.42885 | -0.80864 | -0.88259 | 75.9947 | 74.583 | 73.4035 | 72.2688 | 71.5142 | 70.8377 | 70.4244 | 70.9193 | 73.7138 | 78.2852 | 83.1488 | 87.0412 | 88.9039 | 89.8016 | 91.0278 | 91.4124 | 91.1001 | 90.5227 | 89.1438 | 86.8173 | 83.2205 | 79.8054 | 77.6328 | 76.2121 | 2.6195 | 2.2194 | 2.4192 | 2.5703 | 2.9613 | 2.5607 | 2.3283 | 2.3883 | 2.6139 | 2.6539 | 2.6991 | 3.0411 | 2.9632 | 3.1582 | 3.2609 | 3.2048 | 3.0775 | 2.7486 | 2.4613 | 2.4288 | 2.3657 | 2.5114 | 2.5768 | 2.6194
Portfolio Adjusted1-in-10Size: Over 200kWAll2024August Monthly Peak | Portfolio Adjusted | 1-in-10 | Size: Over 200kW | All | 2024 | August Monthly Peak | 8 | 142.3305 | 137.7203 | 133.8715 | 134.6222 | 144.4964 | 170.1588 | 199.0334 | 219.8126 | 235.401 | 245.8685 | 255.6472 | 258.2018 | 255.1639 | 256.2189 | 249.808 | 237.5283 | 222.5221 | 207.1504 | 195.6247 | 190.6839 | 186.3288 | 176.6819 | 163.9693 | 155.9749 | -0.6924 | -0.45997 | -0.44772 | -0.56671 | -0.84752 | -0.99253 | -0.94663 | -1.0715 | -0.20479 | 0.16923 | -0.73089 | -0.55542 | 0.10701 | 2.2214 | 7.9524 | 7.8276 | 7.0316 | 6.2026 | 2.4522 | 0.22316 | -0.15991 | -0.40226 | -0.89287 | -0.90584 | 75.9468 | 75.1158 | 74.2853 | 73.4858 | 72.8602 | 72.4775 | 72.3243 | 72.666 | 75.2332 | 80.0032 | 84.504 | 88.8074 | 92.0384 | 94.0494 | 95.011 | 96.0249 | 96.4381 | 95.8427 | 95.0666 | 92.2845 | 87.9437 | 84.5647 | 82.3047 | 80.1634 | 2.7347 | 2.3096 | 2.5092 | 2.6789 | 3.0898 | 2.6822 | 2.4642 | 2.5424 | 2.8077 | 2.8618 | 2.9187 | 3.3049 | 3.2327 | 3.4512 | 3.559 | 3.4652 | 3.2864 | 2.9046 | 2.5922 | 2.5653 | 2.4788 | 2.6189 | 2.6879 | 2.7382
Portfolio Adjusted1-in-10Size: Over 200kWAll2024September Monthly Peak | Portfolio Adjusted | 1-in-10 | Size: Over 200kW | All | 2024 | September Monthly Peak | 9 | 141.008 | 137.1861 | 133.733 | 134.5224 | 144.943 | 170.7009 | 201.4275 | 223.6796 | 243.613 | 256.2446 | 266.9235 | 269.7266 | 266.2608 | 267.3343 | 259.9298 | 245.3379 | 228.22 | 211.3214 | 199.3768 | 196.3568 | 188.2366 | 178.4021 | 164.2819 | 155.7877 | -0.70035 | -0.43012 | -0.44291 | -0.56358 | -0.84507 | -0.95439 | -0.98216 | -1.1892 | -0.23747 | 0.13232 | -0.8485 | -0.71269 | -0.027501 | 2.2479 | 8.1279 | 7.9889 | 7.1715 | 6.2936 | 2.5384 | 0.23185 | -0.11235 | -0.35405 | -0.88344 | -0.88479 | 78.4058 | 77.3847 | 76.4008 | 75.8097 | 75.0521 | 74.6476 | 74.2709 | 74.1163 | 76.075 | 80.309 | 84.8339 | 89.2633 | 92.5435 | 94.6466 | 95.3805 | 95.6004 | 95.2166 | 93.8271 | 92.0919 | 88.9209 | 84.9613 | 81.8134 | 79.4288 | 77.6086 | 2.7312 | 2.3218 | 2.5304 | 2.709 | 3.1504 | 2.7254 | 2.5305 | 2.6286 | 2.9578 | 3.0346 | 3.0928 | 3.4942 | 3.4229 | 3.6577 | 3.7756 | 3.6507 | 3.438 | 3.0127 | 2.676 | 2.6762 | 2.5343 | 2.6725 | 2.7222 | 2.7621
Portfolio Adjusted1-in-10Size: Over 200kWAll2024October Monthly Peak | Portfolio Adjusted | 1-in-10 | Size: Over 200kW | All | 2024 | October Monthly Peak | 10 | 135.5314 | 131.4217 | 127.2037 | 127.0812 | 136.4152 | 160.7971 | 190.4434 | 208.8634 | 224.6394 | 236.2952 | 247.5031 | 252.2465 | 251.8317 | 253.5284 | 247.1469 | 233.0454 | 216.4056 | 201.126 | 193.3915 | 186.9493 | 178.3427 | 168.6641 | 156.0915 | 147.5078 | -0.23682 | -0.24202 | -0.19994 | -0.35596 | -0.57849 | -0.84193 | -0.56573 | -0.62675 | -0.2553 | -0.019472 | -0.45099 | -0.2099 | 0.35636 | 2.3088 | 7.9869 | 7.683 | 6.7985 | 5.9307 | 1.9781 | 0.13356 | -0.31891 | -0.50366 | -0.75549 | -0.87287 | 73.4784 | 72.1314 | 71.1558 | 70.0646 | 69.0676 | 68.3166 | 67.9846 | 67.7283 | 68.7258 | 72.6677 | 78.0134 | 83.5727 | 88.1735 | 91.0128 | 91.9442 | 92.3326 | 91.9765 | 90.5855 | 87.5205 | 82.9821 | 78.9326 | 76.3366 | 74.5297 | 72.9099 | 2.5241 | 2.1414 | 2.3152 | 2.4695 | 2.8643 | 2.4797 | 2.3129 | 2.3715 | 2.6307 | 2.6983 | 2.7653 | 3.1529 | 3.1278 | 3.3505 | 3.4721 | 3.363 | 3.1672 | 2.7844 | 2.5096 | 2.4653 | 2.32 | 2.4361 | 2.4943 | 2.5181
Portfolio Adjusted1-in-10Size: Over 200kWAll2024November Monthly Peak | Portfolio Adjusted | 1-in-10 | Size: Over 200kW | All | 2024 | November Monthly Peak | 11 | 128.1201 | 124.3399 | 120.6872 | 120.8251 | 130.0543 | 153.7433 | 179.7887 | 197.3833 | 211.0561 | 220.4335 | 229.6922 | 233.0686 | 232.3989 | 233.59 | 226.7377 | 213.3724 | 200.7081 | 192.3783 | 181.2724 | 173.6468 | 166.165 | 157.2815 | 146.4415 | 139.2033 | 0.18921 | -0.00095039 | 0.051337 | -0.16758 | -0.34378 | -0.65939 | -0.20478 | -0.25573 | -0.30778 | -0.20961 | -0.23007 | 0.055193 | 0.51231 | 2.2412 | 7.4325 | 7.0518 | 6.3118 | 5.6259 | 1.5034 | 0.099595 | -0.38361 | -0.52165 | -0.59339 | -0.81553 | 69.4135 | 67.7848 | 67.1274 | 65.8313 | 65.0004 | 64.0677 | 63.7639 | 63.9925 | 66.3002 | 71.1444 | 77.2606 | 82.2082 | 85.2831 | 86.8631 | 87.7744 | 87.4531 | 85.7946 | 83.0726 | 79.9548 | 76.8435 | 74.4185 | 72.5353 | 70.7169 | 69.5481 | 2.4225 | 2.0571 | 2.2342 | 2.3799 | 2.7595 | 2.4042 | 2.212 | 2.2673 | 2.499 | 2.545 | 2.5974 | 2.9489 | 2.92 | 3.1235 | 3.22 | 3.116 | 2.9825 | 2.7016 | 2.3869 | 2.3237 | 2.1909 | 2.3035 | 2.3729 | 2.4101
Portfolio Adjusted1-in-10Size: Over 200kWAll2024December Monthly Peak | Portfolio Adjusted | 1-in-10 | Size: Over 200kW | All | 2024 | December Monthly Peak | 12 | 118.842 | 115.0126 | 111.8365 | 111.5223 | 120.2806 | 143.4743 | 170.5369 | 185.0357 | 193.8864 | 195.6309 | 196.8265 | 194.463 | 189.6289 | 188.0273 | 181.0601 | 171.9136 | 165.5033 | 162.9065 | 158.4098 | 153.3867 | 147.8779 | 142.0005 | 132.5151 | 125.8558 | 0.39977 | 0.045618 | 0.14273 | -0.054108 | -0.18043 | -0.64853 | 0.00085427 | 0.064443 | -0.28092 | -0.2291 | 0.024633 | 0.30852 | 0.62846 | 1.879 | 6.1097 | 5.7447 | 5.1681 | 4.6833 | 0.9527 | -0.077289 | -0.56619 | -0.64935 | -0.53467 | -0.77856 | 45.7813 | 45.0894 | 44.8022 | 44.8201 | 44.873 | 44.634 | 45.0531 | 45.1141 | 45.6718 | 47.1192 | 48.6942 | 50.4341 | 51.782 | 52.1398 | 52.2281 | 52.1381 | 51.6566 | 50.5791 | 49.3265 | 48.0682 | 46.8034 | 46.2789 | 45.9948 | 45.2868 | 2.3636 | 2.0016 | 2.1793 | 2.3159 | 2.7052 | 2.3694 | 2.2176 | 2.2499 | 2.4296 | 2.3843 | 2.3495 | 2.6089 | 2.5222 | 2.6646 | 2.7283 | 2.668 | 2.6241 | 2.4361 | 2.2122 | 2.1754 | 2.0575 | 2.1869 | 2.2606 | 2.2936
Portfolio Adjusted1-in-10Size: Over 200kWAll2024Typical Event Day | Portfolio Adjusted | 1-in-10 | Size: Over 200kW | All | 2024 | Typical Event Day | 8 | 141.54 | 136.9386 | 132.9898 | 133.7072 | 143.4803 | 168.9477 | 197.6102 | 217.7064 | 232.3656 | 241.9334 | 251.0782 | 253.4028 | 250.324 | 251.4731 | 245.2871 | 233.3098 | 218.6501 | 203.7627 | 192.8576 | 188.1431 | 184.0919 | 174.6653 | 162.1938 | 154.3784 | -0.50074 | -0.36096 | -0.33918 | -0.48835 | -0.75199 | -0.92946 | -0.78941 | -0.89216 | -0.22923 | 0.08579 | -0.62205 | -0.41025 | 0.21048 | 2.2417 | 7.8741 | 7.7106 | 6.9222 | 6.0894 | 2.2645 | 0.2176 | -0.20128 | -0.42823 | -0.8319 | -0.89576 | 75.2477 | 74.1437 | 73.169 | 72.317 | 71.4847 | 70.8751 | 70.5236 | 70.9823 | 73.6816 | 78.2729 | 83.0036 | 87.2772 | 90.1306 | 91.876 | 92.94 | 93.4549 | 93.4685 | 92.5507 | 91.2953 | 88.5214 | 84.5523 | 81.1136 | 78.8046 | 77.0172 | 2.6762 | 2.261 | 2.4546 | 2.6225 | 3.0256 | 2.6253 | 2.4125 | 2.4839 | 2.7347 | 2.7786 | 2.8277 | 3.1967 | 3.1293 | 3.3436 | 3.4528 | 3.3639 | 3.1924 | 2.8219 | 2.5201 | 2.4975 | 2.415 | 2.5506 | 2.6188 | 2.6673
Portfolio Adjusted1-in-10Size: Over 200kWAll2025January Monthly Peak | Portfolio Adjusted | 1-in-10 | Size: Over 200kW | All | 2025 | January Monthly Peak | 1 | 117.4569 | 113.9661 | 110.6976 | 111.2497 | 120.7335 | 144.9998 | 173.6287 | 189.2643 | 198.2144 | 198.4004 | 199.2368 | 196.8288 | 191.3172 | 189.5437 | 182.0567 | 172.1971 | 163.701 | 161.6009 | 157.9445 | 152.6294 | 147.0637 | 141.1611 | 132.2444 | 125.9551 | 0.38711 | 0.038188 | 0.13386 | -0.055975 | -0.18274 | -0.66014 | -0.0041023 | 0.061629 | -0.28783 | -0.23243 | 0.023913 | 0.31115 | 0.63464 | 1.8957 | 6.146 | 5.7507 | 5.1042 | 4.6318 | 0.942 | -0.083398 | -0.56704 | -0.64675 | -0.53365 | -0.77956 | 45.7013 | 44.9226 | 44.0916 | 43.5386 | 43.1592 | 42.8164 | 42.5424 | 42.3314 | 42.8037 | 45.1707 | 47.8666 | 49.9518 | 51.8071 | 52.581 | 52.912 | 52.7295 | 51.6675 | 50.2595 | 48.2465 | 46.6572 | 45.5313 | 44.8467 | 44.2768 | 43.5872 | 2.3301 | 1.9801 | 2.1514 | 2.3119 | 2.725 | 2.3968 | 2.2626 | 2.3073 | 2.4896 | 2.4217 | 2.381 | 2.6424 | 2.5432 | 2.6852 | 2.7422 | 2.6752 | 2.6028 | 2.4262 | 2.2106 | 2.1681 | 2.0472 | 2.174 | 2.2555 | 2.2936
Portfolio Adjusted1-in-10Size: Over 200kWAll2025February Monthly Peak | Portfolio Adjusted | 1-in-10 | Size: Over 200kW | All | 2025 | February Monthly Peak | 2 | 119.3027 | 115.6772 | 112.373 | 112.9683 | 121.8221 | 145.3997 | 173.0979 | 187.6 | 196.6144 | 198.7569 | 202.1289 | 202.8696 | 199.9742 | 200.4715 | 194.6521 | 183.3363 | 172.6854 | 167.2222 | 163.5547 | 157.3701 | 151.4712 | 144.3717 | 134.4412 | 127.7077 | 0.3855 | 0.031306 | 0.13387 | -0.05854 | -0.18911 | -0.66044 | -0.0043047 | 0.06488 | -0.28509 | -0.23106 | 0.028024 | 0.32711 | 0.67141 | 1.9926 | 6.5314 | 6.0935 | 5.3632 | 4.779 | 0.98373 | -0.078403 | -0.57747 | -0.65921 | -0.54413 | -0.79047 | 52.174 | 51.7517 | 51.0701 | 50.5351 | 50.46 | 49.7344 | 48.4468 | 49.1833 | 50.5119 | 52.7033 | 54.9511 | 56.1991 | 57.5957 | 59.0379 | 60.0521 | 60.3284 | 59.5056 | 58.8493 | 57.1703 | 55.4587 | 54.0668 | 52.7342 | 52.1101 | 51.2262 | 2.3583 | 2.0037 | 2.1809 | 2.3451 | 2.7406 | 2.3975 | 2.2499 | 2.278 | 2.4605 | 2.4202 | 2.4112 | 2.713 | 2.6545 | 2.8394 | 2.9391 | 2.8491 | 2.7399 | 2.5051 | 2.283 | 2.2331 | 2.1074 | 2.2217 | 2.2904 | 2.3184
Portfolio Adjusted1-in-10Size: Over 200kWAll2025March Monthly Peak | Portfolio Adjusted | 1-in-10 | Size: Over 200kW | All | 2025 | March Monthly Peak | 3 | 124.264 | 120.2825 | 116.4129 | 116.4651 | 124.6617 | 147.6197 | 175.9053 | 191.1261 | 200.2031 | 204.7461 | 211.2312 | 214.0559 | 213.4763 | 215.2677 | 210.2243 | 198.919 | 186.7217 | 176.3592 | 170.1533 | 167.4699 | 161.3975 | 152.88 | 141.9512 | 134.2169 | 0.4063 | 0.038145 | 0.1389 | -0.059356 | -0.19558 | -0.66779 | -0.0038333 | 0.067542 | -0.28979 | -0.23598 | 0.033261 | 0.35134 | 0.72526 | 2.1488 | 7.0561 | 6.6131 | 5.813 | 5.0506 | 1.0347 | -0.070868 | -0.60629 | -0.68781 | -0.56927 | -0.82922 | 60.7197 | 59.1788 | 58.1529 | 57.4009 | 56.6278 | 55.9239 | 55.444 | 55.3348 | 56.5409 | 60.3319 | 64.9079 | 69.4468 | 73.1051 | 74.988 | 75.9939 | 76.5587 | 76.4034 | 75.2032 | 73.4483 | 70.8778 | 67.5885 | 64.9239 | 62.6521 | 60.6146 | 2.4582 | 2.0856 | 2.2592 | 2.4167 | 2.7974 | 2.4294 | 2.2808 | 2.3149 | 2.4966 | 2.4874 | 2.5147 | 2.8532 | 2.8272 | 3.0372 | 3.1569 | 3.0731 | 2.9372 | 2.6252 | 2.3676 | 2.3706 | 2.243 | 2.3516 | 2.4171 | 2.4358
Portfolio Adjusted1-in-10Size: Over 200kWAll2025April Monthly Peak | Portfolio Adjusted | 1-in-10 | Size: Over 200kW | All | 2025 | April Monthly Peak | 4 | 128.2611 | 124.2703 | 120.4879 | 120.728 | 129.5495 | 153.0577 | 179.4577 | 197.5999 | 211.231 | 220.2398 | 229.9653 | 233.7106 | 233.8911 | 235.5064 | 229.6604 | 217.2296 | 203.2395 | 189.5121 | 178.2655 | 175.7926 | 170.7217 | 161.3876 | 149.5008 | 141.2453 | 0.037293 | -0.088689 | -0.038161 | -0.22568 | -0.4139 | -0.71186 | -0.31946 | -0.37131 | -0.2845 | -0.14099 | -0.2886 | -0.026577 | 0.45478 | 2.2112 | 7.4644 | 7.142 | 6.3591 | 5.5262 | 1.5829 | 0.10045 | -0.37012 | -0.52064 | -0.64962 | -0.83304 | 70.5455 | 69.1262 | 67.5765 | 66.3205 | 65.3571 | 64.4415 | 63.8003 | 63.8899 | 66.9776 | 72.5344 | 78.1632 | 83.4896 | 86.9455 | 88.8975 | 89.6083 | 89.9885 | 89.7788 | 88.8727 | 87.0496 | 83.319 | 78.5877 | 74.7755 | 72.21 | 70.2695 | 2.3858 | 2.0276 | 2.2001 | 2.3586 | 2.7333 | 2.3724 | 2.1878 | 2.2516 | 2.4836 | 2.5257 | 2.582 | 2.9293 | 2.9156 | 3.1251 | 3.2405 | 3.1495 | 2.9947 | 2.6402 | 2.3272 | 2.337 | 2.2347 | 2.3412 | 2.3971 | 2.412
Portfolio Adjusted1-in-10Size: Over 200kWAll2025May Monthly Peak | Portfolio Adjusted | 1-in-10 | Size: Over 200kW | All | 2025 | May Monthly Peak | 5 | 129.4742 | 125.5205 | 122.0787 | 122.4935 | 132.0096 | 156.2865 | 181.9604 | 203.73 | 219.9912 | 231.1829 | 241.8687 | 245.4487 | 244.7841 | 245.929 | 239.5922 | 225.9144 | 210.9105 | 195.6923 | 183.1253 | 178.0838 | 174.418 | 165.1371 | 153.0597 | 144.9661 | -0.23106 | -0.20973 | -0.18285 | -0.34428 | -0.5643 | -0.78349 | -0.5471 | -0.65688 | -0.26113 | -0.037041 | -0.48821 | -0.26664 | 0.28825 | 2.2292 | 7.6985 | 7.4249 | 6.6329 | 5.776 | 1.9214 | 0.16313 | -0.25809 | -0.4458 | -0.72518 | -0.84255 | 73.7072 | 72.028 | 70.6195 | 69.8364 | 69.0692 | 68.1774 | 67.8438 | 68.1963 | 71.6532 | 77.2028 | 82.1725 | 85.7341 | 88.4582 | 90.3581 | 91.5248 | 91.8354 | 91.2727 | 89.9581 | 88.6078 | 85.9836 | 81.9779 | 77.8451 | 75.332 | 73.0631 | 2.4018 | 2.0408 | 2.2196 | 2.3829 | 2.7741 | 2.4113 | 2.2092 | 2.3132 | 2.5754 | 2.64 | 2.7034 | 3.0657 | 3.0379 | 3.2469 | 3.3599 | 3.2533 | 3.0867 | 2.7069 | 2.3771 | 2.3522 | 2.2703 | 2.3869 | 2.4454 | 2.4711
Portfolio Adjusted1-in-10Size: Over 200kWAll2025June Monthly Peak | Portfolio Adjusted | 1-in-10 | Size: Over 200kW | All | 2025 | June Monthly Peak | 6 | 135.4742 | 131.2436 | 127.1481 | 127.3819 | 136.19 | 158.8651 | 183.804 | 203.6778 | 217.1737 | 225.8124 | 234.7074 | 236.5553 | 232.7915 | 233.1322 | 227.2891 | 217.424 | 204.9682 | 191.7292 | 182.6539 | 177.4887 | 175.2252 | 167.0364 | 154.8858 | 147.3968 | -0.14399 | -0.2053 | -0.14993 | -0.33305 | -0.55253 | -0.81657 | -0.46434 | -0.48064 | -0.24476 | -0.031882 | -0.35311 | -0.066995 | 0.46007 | 2.213 | 7.4848 | 7.2647 | 6.5074 | 5.6986 | 1.8167 | 0.16045 | -0.33133 | -0.52252 | -0.72508 | -0.87597 | 70.6434 | 69.4914 | 68.5862 | 67.7037 | 66.5121 | 65.5377 | 65.0745 | 66.2275 | 69.7044 | 74.4941 | 79.5279 | 83.9969 | 87.0366 | 89.0065 | 90.3408 | 90.7817 | 91.1193 | 90.0102 | 88.8789 | 86.0629 | 82.0835 | 78.2709 | 75.852 | 74.0846 | 2.5387 | 2.1511 | 2.3266 | 2.4789 | 2.8488 | 2.4503 | 2.2273 | 2.3041 | 2.5337 | 2.572 | 2.6216 | 2.9566 | 2.8848 | 3.0708 | 3.1701 | 3.1105 | 2.9807 | 2.6454 | 2.3724 | 2.3415 | 2.2817 | 2.4196 | 2.4803 | 2.5238
Portfolio Adjusted1-in-10Size: Over 200kWAll2025July Monthly Peak | Portfolio Adjusted | 1-in-10 | Size: Over 200kW | All | 2025 | July Monthly Peak | 7 | 138.632 | 134.4572 | 131.1637 | 131.2581 | 140.8108 | 165.1127 | 191.1726 | 210.101 | 223.0139 | 231.8783 | 240.4265 | 241.7953 | 238.1756 | 238.8082 | 233.2846 | 223.7317 | 211.661 | 198.8052 | 188.6828 | 183.2891 | 180.6292 | 172.2086 | 159.7226 | 151.649 | -0.45041 | -0.33612 | -0.31082 | -0.47105 | -0.7289 | -0.89247 | -0.72536 | -0.80633 | -0.22165 | 0.072323 | -0.57095 | -0.33791 | 0.25866 | 2.1757 | 7.5584 | 7.4485 | 6.7461 | 5.9781 | 2.2114 | 0.24109 | -0.1939 | -0.42885 | -0.80864 | -0.88259 | 75.9947 | 74.583 | 73.4035 | 72.2688 | 71.5142 | 70.8377 | 70.4244 | 70.9193 | 73.7138 | 78.2852 | 83.1488 | 87.0412 | 88.9039 | 89.8016 | 91.0278 | 91.4124 | 91.1001 | 90.5227 | 89.1438 | 86.8173 | 83.2205 | 79.8054 | 77.6328 | 76.2121 | 2.6195 | 2.2194 | 2.4192 | 2.5703 | 2.9613 | 2.5607 | 2.3283 | 2.3883 | 2.6139 | 2.6539 | 2.6991 | 3.0411 | 2.9632 | 3.1582 | 3.2609 | 3.2048 | 3.0775 | 2.7486 | 2.4613 | 2.4288 | 2.3657 | 2.5114 | 2.5768 | 2.6194
Portfolio Adjusted1-in-10Size: Over 200kWAll2025August Monthly Peak | Portfolio Adjusted | 1-in-10 | Size: Over 200kW | All | 2025 | August Monthly Peak | 8 | 142.3305 | 137.7203 | 133.8715 | 134.6222 | 144.4964 | 170.1588 | 199.0334 | 219.8126 | 235.401 | 245.8685 | 255.6472 | 258.2018 | 255.1639 | 256.2189 | 249.808 | 237.5283 | 222.5221 | 207.1504 | 195.6247 | 190.6839 | 186.3288 | 176.6819 | 163.9693 | 155.9749 | -0.6924 | -0.45997 | -0.44772 | -0.56671 | -0.84752 | -0.99253 | -0.94663 | -1.0715 | -0.20479 | 0.16923 | -0.73089 | -0.55542 | 0.10701 | 2.2214 | 7.9524 | 7.8276 | 7.0316 | 6.2026 | 2.4522 | 0.22316 | -0.15991 | -0.40226 | -0.89287 | -0.90584 | 75.9468 | 75.1158 | 74.2853 | 73.4858 | 72.8602 | 72.4775 | 72.3243 | 72.666 | 75.2332 | 80.0031 | 84.504 | 88.8074 | 92.0385 | 94.0494 | 95.011 | 96.0249 | 96.4381 | 95.8427 | 95.0666 | 92.2845 | 87.9437 | 84.5647 | 82.3047 | 80.1634 | 2.7347 | 2.3096 | 2.5092 | 2.6789 | 3.0898 | 2.6822 | 2.4642 | 2.5424 | 2.8077 | 2.8618 | 2.9187 | 3.3049 | 3.2327 | 3.4512 | 3.559 | 3.4652 | 3.2864 | 2.9046 | 2.5922 | 2.5653 | 2.4788 | 2.6189 | 2.6879 | 2.7382
Portfolio Adjusted1-in-10Size: Over 200kWAll2025September Monthly Peak | Portfolio Adjusted | 1-in-10 | Size: Over 200kW | All | 2025 | September Monthly Peak | 9 | 141.008 | 137.1861 | 133.733 | 134.5224 | 144.943 | 170.7009 | 201.4275 | 223.6796 | 243.613 | 256.2446 | 266.9235 | 269.7266 | 266.2608 | 267.3343 | 259.9298 | 245.3379 | 228.22 | 211.3214 | 199.3768 | 196.3568 | 188.2365 | 178.4021 | 164.2819 | 155.7877 | -0.70035 | -0.43012 | -0.44291 | -0.56358 | -0.84507 | -0.95439 | -0.98216 | -1.1892 | -0.23747 | 0.13232 | -0.8485 | -0.71269 | -0.027501 | 2.2479 | 8.1279 | 7.9889 | 7.1715 | 6.2936 | 2.5384 | 0.23185 | -0.11235 | -0.35405 | -0.88344 | -0.88479 | 78.4058 | 77.3847 | 76.4008 | 75.8097 | 75.0521 | 74.6476 | 74.2709 | 74.1163 | 76.075 | 80.309 | 84.8339 | 89.2633 | 92.5435 | 94.6466 | 95.3805 | 95.6004 | 95.2166 | 93.8271 | 92.0919 | 88.9209 | 84.9613 | 81.8134 | 79.4288 | 77.6086 | 2.7312 | 2.3218 | 2.5304 | 2.709 | 3.1504 | 2.7254 | 2.5305 | 2.6286 | 2.9578 | 3.0346 | 3.0928 | 3.4942 | 3.4229 | 3.6577 | 3.7756 | 3.6507 | 3.438 | 3.0127 | 2.676 | 2.6762 | 2.5343 | 2.6725 | 2.7222 | 2.7621
Portfolio Adjusted1-in-10Size: Over 200kWAll2025October Monthly Peak | Portfolio Adjusted | 1-in-10 | Size: Over 200kW | All | 2025 | October Monthly Peak | 10 | 135.5314 | 131.4217 | 127.2037 | 127.0812 | 136.4152 | 160.7971 | 190.4434 | 208.8634 | 224.6394 | 236.2952 | 247.503 | 252.2465 | 251.8317 | 253.5284 | 247.1469 | 233.0454 | 216.4056 | 201.126 | 193.3915 | 186.9493 | 178.3427 | 168.6641 | 156.0915 | 147.5079 | -0.23682 | -0.24202 | -0.19994 | -0.35596 | -0.57849 | -0.84193 | -0.56573 | -0.62675 | -0.2553 | -0.019472 | -0.45099 | -0.2099 | 0.35636 | 2.3088 | 7.9869 | 7.683 | 6.7985 | 5.9307 | 1.9781 | 0.13356 | -0.31891 | -0.50366 | -0.75549 | -0.87287 | 73.4784 | 72.1314 | 71.1558 | 70.0646 | 69.0676 | 68.3166 | 67.9846 | 67.7283 | 68.7258 | 72.6677 | 78.0134 | 83.5727 | 88.1735 | 91.0128 | 91.9441 | 92.3326 | 91.9765 | 90.5855 | 87.5205 | 82.9821 | 78.9326 | 76.3366 | 74.5297 | 72.9099 | 2.5241 | 2.1414 | 2.3152 | 2.4695 | 2.8643 | 2.4797 | 2.3129 | 2.3715 | 2.6307 | 2.6983 | 2.7653 | 3.1529 | 3.1278 | 3.3505 | 3.4721 | 3.363 | 3.1672 | 2.7844 | 2.5096 | 2.4653 | 2.32 | 2.4361 | 2.4943 | 2.5181
Portfolio Adjusted1-in-10Size: Over 200kWAll2025November Monthly Peak | Portfolio Adjusted | 1-in-10 | Size: Over 200kW | All | 2025 | November Monthly Peak | 11 | 128.1201 | 124.3399 | 120.6872 | 120.8251 | 130.0543 | 153.7433 | 179.7887 | 197.3833 | 211.0561 | 220.4335 | 229.6922 | 233.0686 | 232.3989 | 233.59 | 226.7377 | 213.3724 | 200.7081 | 192.3783 | 181.2724 | 173.6468 | 166.165 | 157.2815 | 146.4415 | 139.2033 | 0.18921 | -0.00095039 | 0.051337 | -0.16758 | -0.34378 | -0.65939 | -0.20478 | -0.25573 | -0.30778 | -0.20961 | -0.23007 | 0.055193 | 0.51231 | 2.2412 | 7.4325 | 7.0518 | 6.3118 | 5.6259 | 1.5034 | 0.099595 | -0.38361 | -0.52165 | -0.59339 | -0.81553 | 69.4135 | 67.7848 | 67.1274 | 65.8313 | 65.0004 | 64.0677 | 63.7639 | 63.9925 | 66.3001 | 71.1444 | 77.2606 | 82.2082 | 85.2831 | 86.8631 | 87.7744 | 87.4531 | 85.7946 | 83.0726 | 79.9548 | 76.8435 | 74.4185 | 72.5353 | 70.7169 | 69.5481 | 2.4225 | 2.0571 | 2.2342 | 2.3799 | 2.7595 | 2.4042 | 2.212 | 2.2673 | 2.499 | 2.545 | 2.5974 | 2.9489 | 2.92 | 3.1235 | 3.22 | 3.116 | 2.9825 | 2.7016 | 2.3869 | 2.3237 | 2.1909 | 2.3035 | 2.3729 | 2.4101
Portfolio Adjusted1-in-10Size: Over 200kWAll2025December Monthly Peak | Portfolio Adjusted | 1-in-10 | Size: Over 200kW | All | 2025 | December Monthly Peak | 12 | 118.842 | 115.0126 | 111.8365 | 111.5223 | 120.2806 | 143.4743 | 170.5369 | 185.0357 | 193.8864 | 195.631 | 196.8265 | 194.463 | 189.6289 | 188.0273 | 181.0601 | 171.9136 | 165.5033 | 162.9065 | 158.4097 | 153.3867 | 147.8779 | 142.0005 | 132.5151 | 125.8558 | 0.39977 | 0.045618 | 0.14273 | -0.054108 | -0.18043 | -0.64853 | 0.00085424 | 0.064443 | -0.28092 | -0.2291 | 0.024633 | 0.30852 | 0.62846 | 1.879 | 6.1097 | 5.7447 | 5.1681 | 4.6833 | 0.9527 | -0.077289 | -0.56619 | -0.64935 | -0.53467 | -0.77856 | 45.7813 | 45.0894 | 44.8022 | 44.8201 | 44.873 | 44.634 | 45.0531 | 45.1141 | 45.6718 | 47.1193 | 48.6942 | 50.4341 | 51.782 | 52.1398 | 52.2281 | 52.1381 | 51.6566 | 50.5791 | 49.3265 | 48.0682 | 46.8034 | 46.2789 | 45.9948 | 45.2868 | 2.3636 | 2.0016 | 2.1793 | 2.3159 | 2.7052 | 2.3694 | 2.2176 | 2.2499 | 2.4296 | 2.3843 | 2.3495 | 2.6089 | 2.5222 | 2.6646 | 2.7283 | 2.668 | 2.6241 | 2.4361 | 2.2122 | 2.1754 | 2.0575 | 2.1869 | 2.2606 | 2.2936
Portfolio Adjusted1-in-10Size: Over 200kWAll2025Typical Event Day | Portfolio Adjusted | 1-in-10 | Size: Over 200kW | All | 2025 | Typical Event Day | 8 | 141.54 | 136.9386 | 132.9898 | 133.7072 | 143.4803 | 168.9477 | 197.6102 | 217.7064 | 232.3656 | 241.9334 | 251.0782 | 253.4028 | 250.324 | 251.4731 | 245.2871 | 233.3098 | 218.6501 | 203.7627 | 192.8576 | 188.1431 | 184.0919 | 174.6654 | 162.1938 | 154.3784 | -0.50074 | -0.36096 | -0.33918 | -0.48835 | -0.75199 | -0.92946 | -0.78941 | -0.89216 | -0.22923 | 0.08579 | -0.62205 | -0.41025 | 0.21048 | 2.2417 | 7.8741 | 7.7106 | 6.9222 | 6.0894 | 2.2645 | 0.2176 | -0.20128 | -0.42823 | -0.8319 | -0.89576 | 75.2477 | 74.1437 | 73.169 | 72.317 | 71.4847 | 70.8751 | 70.5236 | 70.9823 | 73.6816 | 78.2728 | 83.0036 | 87.2772 | 90.1306 | 91.876 | 92.94 | 93.4549 | 93.4685 | 92.5507 | 91.2953 | 88.5214 | 84.5523 | 81.1136 | 78.8046 | 77.0172 | 2.6762 | 2.261 | 2.4546 | 2.6225 | 3.0256 | 2.6253 | 2.4125 | 2.4839 | 2.7347 | 2.7786 | 2.8277 | 3.1967 | 3.1293 | 3.3436 | 3.4528 | 3.3639 | 3.1924 | 2.8219 | 2.5201 | 2.4975 | 2.415 | 2.5506 | 2.6188 | 2.6673
Portfolio Adjusted1-in-10Size: Over 200kWAll2026January Monthly Peak | Portfolio Adjusted | 1-in-10 | Size: Over 200kW | All | 2026 | January Monthly Peak | 1 | 117.4569 | 113.9661 | 110.6976 | 111.2497 | 120.7335 | 144.9998 | 173.6287 | 189.2643 | 198.2144 | 198.4004 | 199.2368 | 196.8288 | 191.3172 | 189.5437 | 182.0567 | 172.1971 | 163.701 | 161.6009 | 157.9445 | 152.6294 | 147.0637 | 141.1611 | 132.2444 | 125.9551 | 0.38711 | 0.038188 | 0.13386 | -0.055975 | -0.18274 | -0.66014 | -0.0041022 | 0.061629 | -0.28783 | -0.23243 | 0.023913 | 0.31115 | 0.63464 | 1.8957 | 6.146 | 5.7507 | 5.1042 | 4.6318 | 0.942 | -0.083398 | -0.56704 | -0.64675 | -0.53365 | -0.77956 | 45.7013 | 44.9226 | 44.0916 | 43.5386 | 43.1592 | 42.8164 | 42.5424 | 42.3314 | 42.8037 | 45.1707 | 47.8666 | 49.9518 | 51.8071 | 52.581 | 52.912 | 52.7295 | 51.6675 | 50.2595 | 48.2465 | 46.6572 | 45.5313 | 44.8467 | 44.2768 | 43.5872 | 2.3301 | 1.9801 | 2.1514 | 2.3119 | 2.725 | 2.3968 | 2.2626 | 2.3073 | 2.4896 | 2.4217 | 2.381 | 2.6424 | 2.5432 | 2.6852 | 2.7422 | 2.6752 | 2.6028 | 2.4262 | 2.2106 | 2.1681 | 2.0472 | 2.174 | 2.2555 | 2.2936
Portfolio Adjusted1-in-10Size: Over 200kWAll2026February Monthly Peak | Portfolio Adjusted | 1-in-10 | Size: Over 200kW | All | 2026 | February Monthly Peak | 2 | 119.3027 | 115.6772 | 112.373 | 112.9683 | 121.8221 | 145.3997 | 173.0979 | 187.6 | 196.6144 | 198.7569 | 202.1289 | 202.8696 | 199.9742 | 200.4715 | 194.6521 | 183.3362 | 172.6854 | 167.2222 | 163.5547 | 157.3701 | 151.4712 | 144.3717 | 134.4412 | 127.7077 | 0.3855 | 0.031306 | 0.13387 | -0.05854 | -0.18911 | -0.66044 | -0.0043047 | 0.06488 | -0.28509 | -0.23106 | 0.028024 | 0.32711 | 0.67141 | 1.9926 | 6.5314 | 6.0935 | 5.3632 | 4.779 | 0.98373 | -0.078403 | -0.57747 | -0.65921 | -0.54413 | -0.79047 | 52.174 | 51.7517 | 51.0701 | 50.5351 | 50.46 | 49.7344 | 48.4468 | 49.1833 | 50.5119 | 52.7033 | 54.9511 | 56.1991 | 57.5957 | 59.0379 | 60.0521 | 60.3284 | 59.5056 | 58.8493 | 57.1703 | 55.4587 | 54.0668 | 52.7342 | 52.1101 | 51.2262 | 2.3583 | 2.0037 | 2.1809 | 2.3451 | 2.7406 | 2.3975 | 2.2499 | 2.278 | 2.4605 | 2.4202 | 2.4112 | 2.713 | 2.6545 | 2.8394 | 2.9391 | 2.8491 | 2.7399 | 2.5051 | 2.283 | 2.2331 | 2.1074 | 2.2217 | 2.2904 | 2.3184
Portfolio Adjusted1-in-10Size: Over 200kWAll2026March Monthly Peak | Portfolio Adjusted | 1-in-10 | Size: Over 200kW | All | 2026 | March Monthly Peak | 3 | 124.264 | 120.2825 | 116.4129 | 116.4651 | 124.6617 | 147.6197 | 175.9053 | 191.1261 | 200.2031 | 204.7461 | 211.2312 | 214.0559 | 213.4763 | 215.2676 | 210.2243 | 198.919 | 186.7217 | 176.3592 | 170.1533 | 167.4699 | 161.3975 | 152.88 | 141.9513 | 134.2169 | 0.4063 | 0.038145 | 0.1389 | -0.059356 | -0.19558 | -0.66779 | -0.0038333 | 0.067542 | -0.28979 | -0.23598 | 0.033261 | 0.35134 | 0.72526 | 2.1488 | 7.0561 | 6.6131 | 5.813 | 5.0506 | 1.0347 | -0.070868 | -0.60629 | -0.68781 | -0.56927 | -0.82922 | 60.7197 | 59.1788 | 58.1529 | 57.4009 | 56.6278 | 55.9239 | 55.444 | 55.3348 | 56.5409 | 60.3319 | 64.9079 | 69.4468 | 73.1051 | 74.988 | 75.9939 | 76.5587 | 76.4034 | 75.2032 | 73.4483 | 70.8778 | 67.5885 | 64.9239 | 62.6521 | 60.6146 | 2.4582 | 2.0856 | 2.2592 | 2.4167 | 2.7974 | 2.4294 | 2.2808 | 2.3149 | 2.4966 | 2.4874 | 2.5147 | 2.8532 | 2.8272 | 3.0372 | 3.1569 | 3.0731 | 2.9372 | 2.6252 | 2.3676 | 2.3706 | 2.243 | 2.3516 | 2.4171 | 2.4358
Portfolio Adjusted1-in-10Size: Over 200kWAll2026April Monthly Peak | Portfolio Adjusted | 1-in-10 | Size: Over 200kW | All | 2026 | April Monthly Peak | 4 | 128.2611 | 124.2703 | 120.4879 | 120.728 | 129.5495 | 153.0577 | 179.4578 | 197.5999 | 211.231 | 220.2398 | 229.9653 | 233.7106 | 233.8911 | 235.5064 | 229.6604 | 217.2296 | 203.2395 | 189.5121 | 178.2655 | 175.7926 | 170.7217 | 161.3877 | 149.5008 | 141.2453 | 0.037293 | -0.088689 | -0.038161 | -0.22568 | -0.4139 | -0.71186 | -0.31946 | -0.37131 | -0.2845 | -0.14099 | -0.2886 | -0.026577 | 0.45478 | 2.2112 | 7.4644 | 7.142 | 6.3591 | 5.5262 | 1.5829 | 0.10045 | -0.37012 | -0.52064 | -0.64962 | -0.83304 | 70.5455 | 69.1262 | 67.5765 | 66.3205 | 65.3571 | 64.4415 | 63.8003 | 63.8899 | 66.9776 | 72.5344 | 78.1632 | 83.4896 | 86.9455 | 88.8975 | 89.6083 | 89.9885 | 89.7788 | 88.8727 | 87.0496 | 83.319 | 78.5877 | 74.7755 | 72.21 | 70.2695 | 2.3858 | 2.0276 | 2.2001 | 2.3586 | 2.7333 | 2.3724 | 2.1878 | 2.2516 | 2.4836 | 2.5257 | 2.582 | 2.9293 | 2.9156 | 3.1251 | 3.2405 | 3.1495 | 2.9947 | 2.6402 | 2.3272 | 2.337 | 2.2347 | 2.3412 | 2.3971 | 2.412
Portfolio Adjusted1-in-10Size: Over 200kWAll2026May Monthly Peak | Portfolio Adjusted | 1-in-10 | Size: Over 200kW | All | 2026 | May Monthly Peak | 5 | 129.4742 | 125.5205 | 122.0787 | 122.4935 | 132.0096 | 156.2865 | 181.9604 | 203.73 | 219.9911 | 231.1829 | 241.8687 | 245.4487 | 244.7841 | 245.929 | 239.5922 | 225.9144 | 210.9105 | 195.6924 | 183.1253 | 178.0838 | 174.418 | 165.1371 | 153.0597 | 144.9661 | -0.23106 | -0.20973 | -0.18285 | -0.34428 | -0.5643 | -0.78349 | -0.5471 | -0.65688 | -0.26113 | -0.037041 | -0.48821 | -0.26664 | 0.28825 | 2.2292 | 7.6985 | 7.4249 | 6.6329 | 5.776 | 1.9214 | 0.16313 | -0.25809 | -0.4458 | -0.72518 | -0.84255 | 73.7072 | 72.028 | 70.6195 | 69.8364 | 69.0692 | 68.1774 | 67.8438 | 68.1963 | 71.6532 | 77.2028 | 82.1725 | 85.7341 | 88.4582 | 90.3581 | 91.5248 | 91.8354 | 91.2727 | 89.9581 | 88.6078 | 85.9836 | 81.9779 | 77.8451 | 75.332 | 73.0631 | 2.4018 | 2.0408 | 2.2196 | 2.3829 | 2.7741 | 2.4113 | 2.2092 | 2.3132 | 2.5754 | 2.64 | 2.7034 | 3.0657 | 3.0379 | 3.2469 | 3.3599 | 3.2533 | 3.0867 | 2.7069 | 2.3771 | 2.3522 | 2.2703 | 2.3869 | 2.4454 | 2.4711
Portfolio Adjusted1-in-10Size: Over 200kWAll2026June Monthly Peak | Portfolio Adjusted | 1-in-10 | Size: Over 200kW | All | 2026 | June Monthly Peak | 6 | 135.4742 | 131.2436 | 127.1481 | 127.3819 | 136.19 | 158.8651 | 183.804 | 203.6779 | 217.1737 | 225.8124 | 234.7074 | 236.5553 | 232.7915 | 233.1322 | 227.2891 | 217.424 | 204.9682 | 191.7292 | 182.6539 | 177.4887 | 175.2252 | 167.0364 | 154.8858 | 147.3968 | -0.14399 | -0.2053 | -0.14993 | -0.33305 | -0.55253 | -0.81657 | -0.46434 | -0.48064 | -0.24476 | -0.031882 | -0.35311 | -0.066995 | 0.46007 | 2.213 | 7.4848 | 7.2647 | 6.5074 | 5.6986 | 1.8167 | 0.16045 | -0.33133 | -0.52252 | -0.72508 | -0.87597 | 70.6434 | 69.4914 | 68.5862 | 67.7037 | 66.5121 | 65.5377 | 65.0745 | 66.2275 | 69.7044 | 74.4941 | 79.5279 | 83.9969 | 87.0366 | 89.0065 | 90.3408 | 90.7817 | 91.1193 | 90.0102 | 88.8789 | 86.0629 | 82.0835 | 78.2709 | 75.852 | 74.0846 | 2.5387 | 2.1511 | 2.3266 | 2.4789 | 2.8488 | 2.4503 | 2.2273 | 2.3041 | 2.5337 | 2.572 | 2.6216 | 2.9566 | 2.8848 | 3.0708 | 3.1701 | 3.1105 | 2.9807 | 2.6454 | 2.3724 | 2.3415 | 2.2817 | 2.4196 | 2.4803 | 2.5238
Portfolio Adjusted1-in-10Size: Over 200kWAll2026July Monthly Peak | Portfolio Adjusted | 1-in-10 | Size: Over 200kW | All | 2026 | July Monthly Peak | 7 | 138.632 | 134.4572 | 131.1637 | 131.2581 | 140.8108 | 165.1127 | 191.1726 | 210.101 | 223.0139 | 231.8783 | 240.4265 | 241.7953 | 238.1756 | 238.8082 | 233.2846 | 223.7317 | 211.661 | 198.8052 | 188.6828 | 183.2891 | 180.6292 | 172.2086 | 159.7226 | 151.649 | -0.45041 | -0.33612 | -0.31082 | -0.47105 | -0.7289 | -0.89247 | -0.72536 | -0.80633 | -0.22165 | 0.072323 | -0.57095 | -0.33791 | 0.25866 | 2.1757 | 7.5584 | 7.4485 | 6.7461 | 5.9781 | 2.2114 | 0.24109 | -0.1939 | -0.42885 | -0.80864 | -0.88259 | 75.9947 | 74.583 | 73.4035 | 72.2688 | 71.5142 | 70.8377 | 70.4244 | 70.9193 | 73.7138 | 78.2852 | 83.1488 | 87.0412 | 88.9039 | 89.8016 | 91.0278 | 91.4124 | 91.1001 | 90.5227 | 89.1438 | 86.8173 | 83.2205 | 79.8054 | 77.6328 | 76.2121 | 2.6195 | 2.2194 | 2.4192 | 2.5703 | 2.9613 | 2.5607 | 2.3283 | 2.3883 | 2.6139 | 2.6539 | 2.6991 | 3.0411 | 2.9632 | 3.1582 | 3.2609 | 3.2048 | 3.0775 | 2.7486 | 2.4613 | 2.4288 | 2.3657 | 2.5114 | 2.5768 | 2.6194
Portfolio Adjusted1-in-10Size: Over 200kWAll2026August Monthly Peak | Portfolio Adjusted | 1-in-10 | Size: Over 200kW | All | 2026 | August Monthly Peak | 8 | 142.3305 | 137.7203 | 133.8715 | 134.6223 | 144.4964 | 170.1588 | 199.0334 | 219.8126 | 235.401 | 245.8685 | 255.6472 | 258.2018 | 255.1639 | 256.2189 | 249.808 | 237.5283 | 222.5221 | 207.1504 | 195.6247 | 190.684 | 186.3288 | 176.6819 | 163.9693 | 155.9749 | -0.6924 | -0.45997 | -0.44772 | -0.56671 | -0.84752 | -0.99253 | -0.94663 | -1.0715 | -0.20479 | 0.16923 | -0.73089 | -0.55542 | 0.10701 | 2.2214 | 7.9524 | 7.8276 | 7.0316 | 6.2026 | 2.4522 | 0.22316 | -0.15991 | -0.40226 | -0.89287 | -0.90584 | 75.9468 | 75.1158 | 74.2853 | 73.4858 | 72.8602 | 72.4775 | 72.3243 | 72.666 | 75.2332 | 80.0032 | 84.504 | 88.8074 | 92.0385 | 94.0494 | 95.011 | 96.0249 | 96.4381 | 95.8427 | 95.0666 | 92.2845 | 87.9437 | 84.5647 | 82.3047 | 80.1634 | 2.7347 | 2.3096 | 2.5092 | 2.6789 | 3.0898 | 2.6822 | 2.4642 | 2.5424 | 2.8077 | 2.8618 | 2.9187 | 3.3049 | 3.2327 | 3.4512 | 3.559 | 3.4652 | 3.2864 | 2.9046 | 2.5922 | 2.5653 | 2.4788 | 2.6189 | 2.6879 | 2.7382
Portfolio Adjusted1-in-10Size: Over 200kWAll2026September Monthly Peak | Portfolio Adjusted | 1-in-10 | Size: Over 200kW | All | 2026 | September Monthly Peak | 9 | 141.008 | 137.1861 | 133.733 | 134.5224 | 144.943 | 170.7009 | 201.4275 | 223.6796 | 243.613 | 256.2446 | 266.9235 | 269.7266 | 266.2608 | 267.3343 | 259.9298 | 245.3379 | 228.22 | 211.3214 | 199.3768 | 196.3568 | 188.2366 | 178.4021 | 164.2819 | 155.7877 | -0.70035 | -0.43012 | -0.44291 | -0.56358 | -0.84507 | -0.95439 | -0.98216 | -1.1892 | -0.23747 | 0.13232 | -0.8485 | -0.71269 | -0.027501 | 2.2479 | 8.1279 | 7.9889 | 7.1715 | 6.2936 | 2.5384 | 0.23185 | -0.11235 | -0.35405 | -0.88344 | -0.88479 | 78.4058 | 77.3847 | 76.4008 | 75.8097 | 75.0521 | 74.6476 | 74.2709 | 74.1163 | 76.075 | 80.309 | 84.8339 | 89.2633 | 92.5435 | 94.6466 | 95.3805 | 95.6004 | 95.2166 | 93.8271 | 92.0919 | 88.9209 | 84.9613 | 81.8134 | 79.4288 | 77.6086 | 2.7312 | 2.3218 | 2.5304 | 2.709 | 3.1504 | 2.7254 | 2.5305 | 2.6286 | 2.9578 | 3.0346 | 3.0928 | 3.4942 | 3.4229 | 3.6577 | 3.7756 | 3.6507 | 3.438 | 3.0127 | 2.676 | 2.6762 | 2.5343 | 2.6725 | 2.7222 | 2.7621
Portfolio Adjusted1-in-10Size: Over 200kWAll2026October Monthly Peak | Portfolio Adjusted | 1-in-10 | Size: Over 200kW | All | 2026 | October Monthly Peak | 10 | 135.5314 | 131.4217 | 127.2037 | 127.0812 | 136.4152 | 160.7971 | 190.4434 | 208.8634 | 224.6394 | 236.2952 | 247.5031 | 252.2465 | 251.8317 | 253.5284 | 247.1469 | 233.0454 | 216.4056 | 201.126 | 193.3915 | 186.9493 | 178.3427 | 168.6641 | 156.0915 | 147.5078 | -0.23682 | -0.24202 | -0.19994 | -0.35596 | -0.57849 | -0.84193 | -0.56573 | -0.62675 | -0.2553 | -0.019472 | -0.45099 | -0.2099 | 0.35636 | 2.3088 | 7.9869 | 7.683 | 6.7985 | 5.9307 | 1.9781 | 0.13356 | -0.31891 | -0.50366 | -0.75549 | -0.87287 | 73.4784 | 72.1314 | 71.1558 | 70.0646 | 69.0676 | 68.3166 | 67.9846 | 67.7283 | 68.7258 | 72.6677 | 78.0134 | 83.5727 | 88.1735 | 91.0128 | 91.9441 | 92.3326 | 91.9765 | 90.5855 | 87.5205 | 82.9821 | 78.9326 | 76.3366 | 74.5297 | 72.9099 | 2.5241 | 2.1414 | 2.3152 | 2.4695 | 2.8643 | 2.4797 | 2.3129 | 2.3715 | 2.6307 | 2.6983 | 2.7653 | 3.1529 | 3.1278 | 3.3505 | 3.4721 | 3.363 | 3.1672 | 2.7844 | 2.5096 | 2.4653 | 2.32 | 2.4361 | 2.4943 | 2.5181
Portfolio Adjusted1-in-10Size: Over 200kWAll2026November Monthly Peak | Portfolio Adjusted | 1-in-10 | Size: Over 200kW | All | 2026 | November Monthly Peak | 11 | 128.1201 | 124.3399 | 120.6872 | 120.8251 | 130.0543 | 153.7433 | 179.7887 | 197.3833 | 211.0561 | 220.4335 | 229.6922 | 233.0686 | 232.3989 | 233.59 | 226.7376 | 213.3724 | 200.7081 | 192.3783 | 181.2724 | 173.6468 | 166.165 | 157.2815 | 146.4415 | 139.2033 | 0.18921 | -0.00095036 | 0.051337 | -0.16758 | -0.34378 | -0.65939 | -0.20478 | -0.25573 | -0.30778 | -0.20961 | -0.23007 | 0.055193 | 0.51231 | 2.2412 | 7.4325 | 7.0518 | 6.3118 | 5.6259 | 1.5034 | 0.099595 | -0.38361 | -0.52165 | -0.59339 | -0.81553 | 69.4135 | 67.7848 | 67.1274 | 65.8313 | 65.0004 | 64.0677 | 63.7639 | 63.9925 | 66.3002 | 71.1444 | 77.2606 | 82.2082 | 85.2831 | 86.8631 | 87.7744 | 87.4531 | 85.7946 | 83.0726 | 79.9548 | 76.8435 | 74.4185 | 72.5353 | 70.7169 | 69.5481 | 2.4225 | 2.0571 | 2.2342 | 2.3799 | 2.7595 | 2.4042 | 2.212 | 2.2673 | 2.499 | 2.545 | 2.5974 | 2.9489 | 2.92 | 3.1235 | 3.22 | 3.116 | 2.9825 | 2.7016 | 2.3869 | 2.3237 | 2.1909 | 2.3035 | 2.3729 | 2.4101
Portfolio Adjusted1-in-10Size: Over 200kWAll2026December Monthly Peak | Portfolio Adjusted | 1-in-10 | Size: Over 200kW | All | 2026 | December Monthly Peak | 12 | 118.842 | 115.0126 | 111.8365 | 111.5223 | 120.2806 | 143.4743 | 170.5369 | 185.0357 | 193.8864 | 195.631 | 196.8265 | 194.463 | 189.6289 | 188.0273 | 181.0601 | 171.9136 | 165.5033 | 162.9065 | 158.4098 | 153.3867 | 147.8779 | 142.0005 | 132.5151 | 125.8558 | 0.39977 | 0.045618 | 0.14273 | -0.054108 | -0.18043 | -0.64853 | 0.00085426 | 0.064443 | -0.28092 | -0.2291 | 0.024633 | 0.30852 | 0.62846 | 1.879 | 6.1097 | 5.7447 | 5.1681 | 4.6833 | 0.9527 | -0.077289 | -0.56619 | -0.64935 | -0.53467 | -0.77856 | 45.7813 | 45.0894 | 44.8022 | 44.8201 | 44.873 | 44.634 | 45.0531 | 45.1141 | 45.6718 | 47.1193 | 48.6942 | 50.4341 | 51.782 | 52.1398 | 52.2281 | 52.1381 | 51.6566 | 50.5791 | 49.3265 | 48.0682 | 46.8034 | 46.2789 | 45.9948 | 45.2868 | 2.3636 | 2.0016 | 2.1793 | 2.3159 | 2.7052 | 2.3694 | 2.2176 | 2.2499 | 2.4296 | 2.3843 | 2.3495 | 2.6089 | 2.5222 | 2.6646 | 2.7283 | 2.668 | 2.6241 | 2.4361 | 2.2122 | 2.1754 | 2.0575 | 2.1869 | 2.2606 | 2.2936
Portfolio Adjusted1-in-10Size: Over 200kWAll2026Typical Event Day | Portfolio Adjusted | 1-in-10 | Size: Over 200kW | All | 2026 | Typical Event Day | 8 | 141.54 | 136.9386 | 132.9898 | 133.7072 | 143.4803 | 168.9477 | 197.6102 | 217.7064 | 232.3656 | 241.9334 | 251.0782 | 253.4028 | 250.324 | 251.4731 | 245.2871 | 233.3098 | 218.6501 | 203.7627 | 192.8576 | 188.1431 | 184.0919 | 174.6654 | 162.1938 | 154.3784 | -0.50074 | -0.36096 | -0.33918 | -0.48835 | -0.75199 | -0.92946 | -0.78941 | -0.89216 | -0.22923 | 0.08579 | -0.62205 | -0.41025 | 0.21048 | 2.2417 | 7.8741 | 7.7106 | 6.9222 | 6.0894 | 2.2645 | 0.2176 | -0.20128 | -0.42823 | -0.8319 | -0.89576 | 75.2477 | 74.1437 | 73.169 | 72.317 | 71.4847 | 70.8751 | 70.5236 | 70.9823 | 73.6816 | 78.2729 | 83.0036 | 87.2772 | 90.1306 | 91.876 | 92.94 | 93.4549 | 93.4685 | 92.5507 | 91.2953 | 88.5214 | 84.5523 | 81.1136 | 78.8046 | 77.0172 | 2.6762 | 2.261 | 2.4546 | 2.6225 | 3.0256 | 2.6253 | 2.4125 | 2.4839 | 2.7347 | 2.7786 | 2.8277 | 3.1967 | 3.1293 | 3.3436 | 3.4528 | 3.3639 | 3.1924 | 2.8219 | 2.5201 | 2.4975 | 2.415 | 2.5506 | 2.6188 | 2.6673
Portfolio Adjusted1-in-2Size: Over 200kWAll2015January Monthly Peak | Portfolio Adjusted | 1-in-2 | Size: Over 200kW | All | 2015 | January Monthly Peak | 1 | 118.044 | 114.5405 | 110.8685 | 111.4986 | 120.8189 | 144.8089 | 173.1408 | 188.0287 | 196.337 | 197.3304 | 199.7704 | 199.0752 | 195.2328 | 194.8401 | 188.2001 | 177.6946 | 168.214 | 164.8198 | 159.5087 | 153.732 | 148.1718 | 141.6508 | 132.6313 | 126.2858 | 0.38781 | 0.037693 | 0.13634 | -0.056713 | -0.18709 | -0.65763 | -0.0031739 | 0.064968 | -0.28406 | -0.22986 | 0.028336 | 0.32262 | 0.65978 | 1.9491 | 6.3329 | 5.9148 | 5.2331 | 4.7194 | 0.96283 | -0.070719 | -0.56049 | -0.63973 | -0.53119 | -0.77901 | 52.1793 | 51.6889 | 51.3422 | 50.8801 | 50.6911 | 50.2643 | 50.3673 | 50.2582 | 50.6066 | 51.974 | 53.7841 | 55.324 | 56.4682 | 57.4352 | 58.0818 | 58.0139 | 57.8298 | 57.1371 | 55.756 | 54.4562 | 53.8236 | 53.5187 | 53.0254 | 52.2184 | 2.339 | 1.9881 | 2.1542 | 2.3148 | 2.7195 | 2.3887 | 2.2506 | 2.2839 | 2.4545 | 2.4009 | 2.3806 | 2.66 | 2.5859 | 2.7506 | 2.8269 | 2.7532 | 2.6632 | 2.4636 | 2.2246 | 2.178 | 2.0599 | 2.1799 | 2.2601 | 2.2972
Portfolio Adjusted1-in-2Size: Over 200kWAll2015February Monthly Peak | Portfolio Adjusted | 1-in-2 | Size: Over 200kW | All | 2015 | February Monthly Peak | 2 | 119.5637 | 115.9371 | 112.5691 | 113.1877 | 121.9882 | 145.5022 | 173.1682 | 187.5975 | 196.6181 | 199.1182 | 202.9294 | 204.0933 | 201.5919 | 202.4509 | 196.8148 | 185.2928 | 174.3679 | 168.5247 | 164.3926 | 158.0966 | 152.1345 | 144.8436 | 134.8547 | 128.0646 | 0.38685 | 0.031563 | 0.13492 | -0.058424 | -0.18935 | -0.6603 | -0.0037462 | 0.065721 | -0.28478 | -0.23181 | 0.028278 | 0.32928 | 0.67692 | 2.0143 | 6.6078 | 6.1622 | 5.4207 | 4.8215 | 0.9905 | -0.076755 | -0.57885 | -0.66017 | -0.54493 | -0.79232 | 51.7156 | 51.262 | 51.0317 | 50.7187 | 50.2517 | 50.0823 | 49.7075 | 50.018 | 51.3465 | 54.7302 | 58.4681 | 61.5573 | 63.1022 | 63.75 | 64.2215 | 63.9685 | 63.5946 | 62.7256 | 60.7588 | 58.7192 | 57.5166 | 56.589 | 55.6667 | 54.3926 | 2.3638 | 2.0084 | 2.1852 | 2.3495 | 2.7436 | 2.3988 | 2.2502 | 2.2768 | 2.4586 | 2.423 | 2.4198 | 2.7291 | 2.6755 | 2.8667 | 2.9711 | 2.8785 | 2.7645 | 2.5228 | 2.2938 | 2.242 | 2.1161 | 2.2292 | 2.2977 | 2.3254
Portfolio Adjusted1-in-2Size: Over 200kWAll2015March Monthly Peak | Portfolio Adjusted | 1-in-2 | Size: Over 200kW | All | 2015 | March Monthly Peak | 3 | 122.5883 | 118.6291 | 114.9023 | 114.8358 | 123.0343 | 145.9497 | 174.1448 | 188.9377 | 197.1021 | 199.6327 | 203.9713 | 205.1545 | 203.2367 | 204.0332 | 198.6623 | 188.3385 | 177.4399 | 168.8421 | 164.8415 | 162.832 | 157.1989 | 149.4908 | 138.9851 | 131.5543 | 0.40284 | 0.03945 | 0.13707 | -0.057889 | -0.19046 | -0.6595 | -0.0028919 | 0.0657 | -0.28557 | -0.2312 | 0.029809 | 0.33289 | 0.68503 | 2.037 | 6.6769 | 6.2685 | 5.5253 | 4.831 | 0.99421 | -0.077504 | -0.59626 | -0.67733 | -0.55994 | -0.81394 | 52.9277 | 52.0221 | 51.4283 | 51.1453 | 50.6309 | 50.2648 | 49.9634 | 50.1652 | 51.9323 | 54.1142 | 56.9381 | 59.8002 | 62.1998 | 64.1261 | 65.2175 | 65.7421 | 65.4769 | 64.5147 | 61.9918 | 58.8937 | 57.1645 | 55.8078 | 54.657 | 53.2631 | 2.4273 | 2.0584 | 2.2307 | 2.3838 | 2.7629 | 2.404 | 2.2603 | 2.2919 | 2.4627 | 2.4278 | 2.4309 | 2.7403 | 2.6952 | 2.8824 | 2.9859 | 2.913 | 2.7983 | 2.5211 | 2.2989 | 2.3094 | 2.1863 | 2.2998 | 2.3671 | 2.388
Portfolio Adjusted1-in-2Size: Over 200kWAll2015April Monthly Peak | Portfolio Adjusted | 1-in-2 | Size: Over 200kW | All | 2015 | April Monthly Peak | 4 | 125.3027 | 121.3588 | 117.3332 | 117.3896 | 125.9272 | 148.884 | 174.6492 | 190.7917 | 201.4254 | 207.0748 | 214.1937 | 216.7154 | 216.2932 | 217.6792 | 212.3709 | 201.2465 | 188.8081 | 177.2337 | 168.6663 | 167.1594 | 163.0514 | 154.6442 | 143.5415 | 135.8453 | 0.40465 | 0.036151 | 0.1394 | -0.060618 | -0.20123 | -0.67506 | -0.0028376 | 0.06919 | -0.29145 | -0.23906 | 0.034035 | 0.35662 | 0.73522 | 2.1768 | 7.1328 | 6.6954 | 5.8857 | 5.0903 | 1.0333 | -0.061712 | -0.60604 | -0.68943 | -0.57148 | -0.83723 | 62.3636 | 61.3588 | 60.5271 | 59.8356 | 58.9355 | 58.2877 | 57.7461 | 57.7126 | 59.8389 | 63.8411 | 68.6147 | 73.3231 | 77.2501 | 79.6601 | 80.8449 | 81.2836 | 80.712 | 79.9342 | 78.1368 | 75.5256 | 71.4205 | 68.8975 | 66.8813 | 65.0729 | 2.4738 | 2.1012 | 2.2742 | 2.4339 | 2.8216 | 2.4494 | 2.2607 | 2.3074 | 2.5101 | 2.5137 | 2.5485 | 2.8875 | 2.8633 | 3.0693 | 3.188 | 3.1054 | 2.9644 | 2.6313 | 2.3425 | 2.3614 | 2.2642 | 2.3784 | 2.4423 | 2.4627
Portfolio Adjusted1-in-2Size: Over 200kWAll2015May Monthly Peak | Portfolio Adjusted | 1-in-2 | Size: Over 200kW | All | 2015 | May Monthly Peak | 5 | 125.9303 | 122.0311 | 118.2275 | 118.4377 | 127.5797 | 151.1263 | 175.9696 | 195.1293 | 207.5873 | 214.7579 | 222.4597 | 224.7765 | 223.6161 | 224.7099 | 219.1605 | 206.9801 | 193.7192 | 180.9345 | 171.4082 | 167.4746 | 165.0229 | 156.8002 | 145.6975 | 138.3083 | 0.41526 | 0.041673 | 0.14247 | -0.060308 | -0.20258 | -0.68226 | -0.0016918 | 0.070757 | -0.29978 | -0.24897 | 0.034635 | 0.36816 | 0.75796 | 2.2531 | 7.3776 | 6.9036 | 6.058 | 5.2168 | 1.0572 | -0.054927 | -0.60531 | -0.69161 | -0.57385 | -0.84691 | 64.8229 | 63.7622 | 62.7279 | 61.8699 | 61.1499 | 60.2484 | 59.7997 | 60.3492 | 63.1291 | 66.7849 | 70.8834 | 74.9488 | 78.6274 | 81.1035 | 82.6138 | 83.2483 | 83.3497 | 82.5438 | 80.619 | 78.0306 | 73.9576 | 70.7801 | 69.0533 | 67.4709 | 2.4933 | 2.1164 | 2.2937 | 2.4559 | 2.8568 | 2.4852 | 2.2772 | 2.3598 | 2.5846 | 2.6066 | 2.6466 | 2.9976 | 2.9608 | 3.1671 | 3.2859 | 3.1882 | 3.036 | 2.6795 | 2.3774 | 2.3609 | 2.2887 | 2.4137 | 2.4815 | 2.5148
Portfolio Adjusted1-in-2Size: Over 200kWAll2015June Monthly Peak | Portfolio Adjusted | 1-in-2 | Size: Over 200kW | All | 2015 | June Monthly Peak | 6 | 133.725 | 129.5197 | 125.2506 | 125.4021 | 134.0298 | 156.3471 | 180.8879 | 199.4429 | 211.0809 | 217.7312 | 225.1207 | 226.2915 | 222.2446 | 222.5719 | 217.0915 | 207.9554 | 196.3552 | 184.3138 | 176.7363 | 172.0898 | 170.4394 | 162.784 | 151.1539 | 144.0353 | 0.28748 | 0.002111 | 0.08221 | -0.14733 | -0.32386 | -0.71035 | -0.12814 | -0.086278 | -0.28952 | -0.19429 | -0.096375 | 0.24065 | 0.66994 | 2.2228 | 7.2826 | 6.9719 | 6.2143 | 5.4042 | 1.3443 | 0.068283 | -0.4875 | -0.62319 | -0.61028 | -0.86335 | 67.5167 | 66.3666 | 65.3093 | 64.4766 | 63.6939 | 63.1115 | 62.5743 | 63.2253 | 66.1232 | 70.2952 | 74.1273 | 77.6861 | 80.1839 | 82.3624 | 83.6524 | 84.4676 | 84.9989 | 84.6695 | 83.3732 | 80.7686 | 77.3513 | 73.6257 | 71.2234 | 69.6734 | 2.5879 | 2.1917 | 2.3665 | 2.5187 | 2.892 | 2.4886 | 2.2618 | 2.3276 | 2.5398 | 2.5579 | 2.5947 | 2.9191 | 2.844 | 3.0283 | 3.1302 | 3.0768 | 2.9548 | 2.6304 | 2.3712 | 2.3452 | 2.2909 | 2.4327 | 2.4976 | 2.5446
Portfolio Adjusted1-in-2Size: Over 200kWAll2015July Monthly Peak | Portfolio Adjusted | 1-in-2 | Size: Over 200kW | All | 2015 | July Monthly Peak | 7 | 136.7084 | 132.563 | 129.0303 | 129.0374 | 138.3672 | 162.2419 | 187.8284 | 205.2056 | 215.9697 | 222.6844 | 229.7115 | 230.503 | 226.7428 | 227.4979 | 222.4743 | 213.6835 | 202.4871 | 190.8622 | 182.2562 | 177.4004 | 175.4092 | 167.515 | 155.5993 | 147.921 | -0.051444 | -0.16159 | -0.10118 | -0.29666 | -0.51182 | -0.81328 | -0.40485 | -0.40598 | -0.25256 | -0.064652 | -0.29307 | -0.0066712 | 0.49416 | 2.1853 | 7.3611 | 7.1505 | 6.4353 | 5.6682 | 1.7266 | 0.13444 | -0.3715 | -0.54807 | -0.70513 | -0.87493 | 69.6409 | 68.8999 | 68.2606 | 67.6167 | 66.9932 | 66.5337 | 66.3018 | 66.695 | 69.0664 | 72.9964 | 77.9088 | 81.6028 | 84.5646 | 86.9295 | 88.6779 | 89.1808 | 89.3722 | 88.5103 | 87.0552 | 84.787 | 81.1509 | 77.2734 | 74.7917 | 73.298 | 2.5726 | 2.1794 | 2.371 | 2.5172 | 2.8954 | 2.506 | 2.2778 | 2.3222 | 2.5199 | 2.539 | 2.5698 | 2.8859 | 2.8095 | 2.9965 | 3.0973 | 3.0498 | 2.9342 | 2.6304 | 2.368 | 2.3431 | 2.2898 | 2.4335 | 2.4994 | 2.5424
Portfolio Adjusted1-in-2Size: Over 200kWAll2015August Monthly Peak | Portfolio Adjusted | 1-in-2 | Size: Over 200kW | All | 2015 | August Monthly Peak | 8 | 141.3492 | 136.7505 | 132.7811 | 133.5057 | 143.2578 | 168.6856 | 197.3142 | 217.2347 | 231.7045 | 241.0666 | 250.0419 | 252.2715 | 249.153 | 250.3287 | 244.1736 | 232.2624 | 217.6855 | 202.9167 | 192.152 | 187.4653 | 183.4815 | 174.1092 | 161.726 | 153.9619 | -0.41323 | -0.30616 | -0.28814 | -0.44561 | -0.69947 | -0.89554 | -0.72775 | -0.8461 | -0.24702 | 0.038226 | -0.59038 | -0.39061 | 0.20715 | 2.2256 | 7.8065 | 7.6352 | 6.8617 | 6.0254 | 2.1712 | 0.18991 | -0.22287 | -0.43316 | -0.80359 | -0.88606 | 74.6405 | 73.6797 | 72.8022 | 71.6975 | 71.1326 | 70.4387 | 70.0223 | 70.1707 | 72.6707 | 77.5604 | 82.5564 | 86.7189 | 89.6968 | 91.7899 | 93.0893 | 93.2093 | 93.3648 | 92.1886 | 90.1779 | 87.4252 | 83.2833 | 80.2105 | 78.3589 | 76.6873 | 2.6599 | 2.2479 | 2.4401 | 2.6092 | 3.0113 | 2.6122 | 2.401 | 2.4712 | 2.7197 | 2.7618 | 2.8078 | 3.1688 | 3.1048 | 3.3183 | 3.4282 | 3.3409 | 3.1712 | 2.8022 | 2.5016 | 2.4813 | 2.3993 | 2.5326 | 2.6003 | 2.6473
Portfolio Adjusted1-in-2Size: Over 200kWAll2015September Monthly Peak | Portfolio Adjusted | 1-in-2 | Size: Over 200kW | All | 2015 | September Monthly Peak | 9 | 137.8071 | 134.0311 | 130.1361 | 130.7517 | 140.7814 | 165.7911 | 195.6608 | 215.2681 | 231.4601 | 240.5025 | 248.7865 | 250.8326 | 247.3204 | 248.6897 | 242.2375 | 228.8984 | 213.1847 | 198.2634 | 188.7642 | 186.6652 | 179.6812 | 170.6823 | 157.4453 | 149.5933 | -0.15353 | -0.22437 | -0.16615 | -0.32998 | -0.54999 | -0.88243 | -0.51405 | -0.53329 | -0.2577 | -0.029163 | -0.36015 | -0.10098 | 0.44383 | 2.3019 | 7.907 | 7.5791 | 6.7029 | 5.8354 | 1.8084 | 0.081364 | -0.39627 | -0.56362 | -0.74913 | -0.88804 | 69.6371 | 68.5742 | 67.8448 | 67.126 | 66.6039 | 66.0538 | 66.0401 | 65.8951 | 67.6312 | 72.6062 | 78.7966 | 84.0316 | 88.4005 | 90.9836 | 92.0758 | 92.2566 | 91.7858 | 90.507 | 87.9864 | 84.4085 | 80.8956 | 78.5966 | 77.0989 | 75.8317 | 2.5847 | 2.195 | 2.3836 | 2.5435 | 2.9467 | 2.555 | 2.3707 | 2.4369 | 2.7049 | 2.7439 | 2.7814 | 3.1389 | 3.0676 | 3.2823 | 3.3928 | 3.2848 | 3.0969 | 2.7291 | 2.4472 | 2.4564 | 2.3368 | 2.4712 | 2.5214 | 2.5644
Portfolio Adjusted1-in-2Size: Over 200kWAll2015October Monthly Peak | Portfolio Adjusted | 1-in-2 | Size: Over 200kW | All | 2015 | October Monthly Peak | 10 | 134.5009 | 130.4042 | 126.0724 | 125.9102 | 135.1332 | 159.2943 | 188.6956 | 206.2884 | 220.936 | 231.4205 | 241.7635 | 246.1322 | 245.5836 | 247.3201 | 241.1712 | 227.483 | 211.3247 | 196.7217 | 189.8336 | 183.6766 | 175.4455 | 166.0724 | 153.8215 | 145.4679 | 0.03478 | -0.10255 | -0.050132 | -0.24056 | -0.43588 | -0.76136 | -0.34884 | -0.38758 | -0.28975 | -0.13429 | -0.29502 | -0.020646 | 0.48406 | 2.3202 | 7.8607 | 7.4997 | 6.6233 | 5.7512 | 1.6824 | 0.08883 | -0.40021 | -0.5522 | -0.67601 | -0.86002 | 69.7014 | 68.8675 | 67.9437 | 67.1634 | 66.4529 | 65.6183 | 65.6447 | 66.2217 | 66.9505 | 71.2225 | 76.7967 | 82.0614 | 85.7461 | 87.8936 | 89.3579 | 89.5303 | 88.6889 | 87.1772 | 84.7 | 81.0155 | 77.5928 | 75.0018 | 72.9933 | 71.4156 | 2.5206 | 2.1378 | 2.3087 | 2.4609 | 2.8524 | 2.4707 | 2.3046 | 2.3552 | 2.6016 | 2.6581 | 2.7173 | 3.0936 | 3.0692 | 3.2894 | 3.4118 | 3.3065 | 3.116 | 2.7427 | 2.4786 | 2.4377 | 2.2962 | 2.4123 | 2.4718 | 2.4968
Portfolio Adjusted1-in-2Size: Over 200kWAll2015November Monthly Peak | Portfolio Adjusted | 1-in-2 | Size: Over 200kW | All | 2015 | November Monthly Peak | 11 | 125.1768 | 121.4439 | 117.5847 | 117.5259 | 126.4818 | 149.665 | 175.1193 | 190.8576 | 201.6792 | 207.75 | 214.3982 | 216.4974 | 215.1472 | 216.0133 | 209.6396 | 197.6068 | 186.5521 | 180.4394 | 172.055 | 165.4137 | 158.8152 | 150.8471 | 140.739 | 134.0041 | 0.42566 | 0.052712 | 0.15356 | -0.056671 | -0.1958 | -0.67374 | 0.0012842 | 0.071945 | -0.29045 | -0.24311 | 0.032501 | 0.35346 | 0.72979 | 2.1783 | 7.0869 | 6.6171 | 5.8555 | 5.2211 | 1.0569 | -0.056935 | -0.58581 | -0.66896 | -0.55273 | -0.82112 | 59.0519 | 58.2291 | 57.4937 | 56.7843 | 56.0806 | 55.816 | 55.3804 | 55.2986 | 58.9544 | 63.9041 | 70.0283 | 75.2078 | 78.8144 | 80.335 | 80.8388 | 80.3024 | 78.0981 | 73.912 | 69.5397 | 66.9616 | 64.9656 | 63.3298 | 62.1074 | 60.9848 | 2.4906 | 2.1143 | 2.2914 | 2.4371 | 2.8286 | 2.4648 | 2.2705 | 2.3092 | 2.5111 | 2.5179 | 2.5481 | 2.8897 | 2.8451 | 3.0403 | 3.1336 | 3.0384 | 2.9224 | 2.6747 | 2.3901 | 2.3318 | 2.203 | 2.3239 | 2.4009 | 2.444
Portfolio Adjusted1-in-2Size: Over 200kWAll2015December Monthly Peak | Portfolio Adjusted | 1-in-2 | Size: Over 200kW | All | 2015 | December Monthly Peak | 12 | 118.884 | 115.0495 | 111.8444 | 111.5386 | 120.2666 | 143.4225 | 170.4502 | 184.8536 | 193.6283 | 195.4425 | 196.7755 | 194.5637 | 189.8868 | 188.4554 | 181.5798 | 172.3702 | 165.8798 | 163.1648 | 158.5232 | 153.4666 | 147.9592 | 142.0172 | 132.5176 | 125.8494 | 0.40002 | 0.045685 | 0.14309 | -0.05409 | -0.18068 | -0.64817 | 0.00090397 | 0.064549 | -0.28049 | -0.22881 | 0.024915 | 0.30922 | 0.63019 | 1.8842 | 6.1276 | 5.76 | 5.1806 | 4.6916 | 0.95441 | -0.07613 | -0.56556 | -0.64867 | -0.53436 | -0.77835 | 47.9451 | 47.2584 | 46.2302 | 45.3586 | 44.7366 | 44.0645 | 43.8773 | 43.6417 | 44.0813 | 46.8432 | 49.397 | 51.4824 | 53.0742 | 53.9929 | 54.5803 | 54.6314 | 54.0335 | 52.9376 | 51.45 | 50.2558 | 49.3584 | 48.4747 | 47.6831 | 46.7753 | 2.3644 | 2.0022 | 2.1795 | 2.3161 | 2.7043 | 2.3682 | 2.2161 | 2.2472 | 2.4257 | 2.3814 | 2.3483 | 2.6094 | 2.5249 | 2.6696 | 2.7347 | 2.6738 | 2.6284 | 2.4388 | 2.2131 | 2.176 | 2.0583 | 2.187 | 2.2605 | 2.2934
Portfolio Adjusted1-in-2Size: Over 200kWAll2015Typical Event Day | Portfolio Adjusted | 1-in-2 | Size: Over 200kW | All | 2015 | Typical Event Day | 8 | 139.567 | 134.9941 | 130.7991 | 131.4243 | 140.9658 | 165.9875 | 194.1534 | 212.6448 | 225.0743 | 232.4252 | 240.0086 | 241.7497 | 238.5369 | 239.8235 | 234.1605 | 222.9634 | 209.1965 | 195.5644 | 186.2182 | 182.0634 | 178.7127 | 169.8295 | 157.938 | 150.5342 | -0.07913 | -0.17347 | -0.11597 | -0.30858 | -0.5288 | -0.83719 | -0.44447 | -0.46352 | -0.2648 | -0.065082 | -0.33059 | -0.051452 | 0.47033 | 2.2653 | 7.6878 | 7.4166 | 6.6166 | 5.7844 | 1.7755 | 0.12906 | -0.36834 | -0.54202 | -0.72015 | -0.88691 | 70.3588 | 69.3801 | 68.5542 | 67.7292 | 67.1059 | 66.5344 | 66.2346 | 66.4965 | 68.8729 | 73.3646 | 78.3473 | 82.5099 | 85.7115 | 88.0163 | 89.3738 | 89.7786 | 89.8804 | 88.9689 | 87.1482 | 84.3473 | 80.6703 | 77.4265 | 75.3682 | 73.8726 | 2.6177 | 2.2112 | 2.3957 | 2.5578 | 2.9465 | 2.5589 | 2.3511 | 2.406 | 2.6267 | 2.6486 | 2.6829 | 3.0247 | 2.9594 | 3.1651 | 3.273 | 3.1933 | 3.0346 | 2.6905 | 2.4148 | 2.3999 | 2.3274 | 2.4605 | 2.529 | 2.578
Portfolio Adjusted1-in-2Size: Over 200kWAll2016January Monthly Peak | Portfolio Adjusted | 1-in-2 | Size: Over 200kW | All | 2016 | January Monthly Peak | 1 | 118.044 | 114.5405 | 110.8685 | 111.4986 | 120.8189 | 144.8089 | 173.1408 | 188.0287 | 196.337 | 197.3304 | 199.7704 | 199.0752 | 195.2328 | 194.8401 | 188.2001 | 177.6946 | 168.214 | 164.8198 | 159.5087 | 153.732 | 148.1718 | 141.6508 | 132.6313 | 126.2858 | 0.38781 | 0.037693 | 0.13634 | -0.056713 | -0.18709 | -0.65763 | -0.0031739 | 0.064968 | -0.28406 | -0.22986 | 0.028336 | 0.32262 | 0.65978 | 1.9491 | 6.3329 | 5.9148 | 5.2331 | 4.7194 | 0.96283 | -0.070719 | -0.56049 | -0.63973 | -0.53119 | -0.77901 | 52.1793 | 51.6889 | 51.3422 | 50.8801 | 50.6911 | 50.2643 | 50.3673 | 50.2582 | 50.6066 | 51.974 | 53.7841 | 55.324 | 56.4682 | 57.4352 | 58.0818 | 58.0139 | 57.8298 | 57.1371 | 55.756 | 54.4562 | 53.8236 | 53.5187 | 53.0254 | 52.2184 | 2.339 | 1.9881 | 2.1542 | 2.3148 | 2.7195 | 2.3887 | 2.2506 | 2.2839 | 2.4545 | 2.4009 | 2.3806 | 2.66 | 2.5859 | 2.7506 | 2.8269 | 2.7532 | 2.6632 | 2.4636 | 2.2246 | 2.178 | 2.0599 | 2.1799 | 2.2601 | 2.2972
Portfolio Adjusted1-in-2Size: Over 200kWAll2016February Monthly Peak | Portfolio Adjusted | 1-in-2 | Size: Over 200kW | All | 2016 | February Monthly Peak | 2 | 119.5637 | 115.9371 | 112.5691 | 113.1877 | 121.9882 | 145.5022 | 173.1682 | 187.5975 | 196.6181 | 199.1182 | 202.9294 | 204.0933 | 201.5919 | 202.4509 | 196.8148 | 185.2928 | 174.3679 | 168.5247 | 164.3926 | 158.0966 | 152.1345 | 144.8436 | 134.8547 | 128.0646 | 0.38685 | 0.031563 | 0.13492 | -0.058424 | -0.18935 | -0.6603 | -0.0037462 | 0.065721 | -0.28478 | -0.23181 | 0.028278 | 0.32928 | 0.67692 | 2.0143 | 6.6078 | 6.1622 | 5.4207 | 4.8215 | 0.9905 | -0.076755 | -0.57885 | -0.66017 | -0.54493 | -0.79232 | 51.7156 | 51.262 | 51.0317 | 50.7187 | 50.2517 | 50.0823 | 49.7075 | 50.018 | 51.3465 | 54.7302 | 58.4681 | 61.5573 | 63.1022 | 63.75 | 64.2215 | 63.9685 | 63.5946 | 62.7256 | 60.7588 | 58.7192 | 57.5166 | 56.589 | 55.6667 | 54.3926 | 2.3638 | 2.0084 | 2.1852 | 2.3495 | 2.7436 | 2.3988 | 2.2502 | 2.2768 | 2.4586 | 2.423 | 2.4198 | 2.7291 | 2.6755 | 2.8667 | 2.9711 | 2.8785 | 2.7645 | 2.5228 | 2.2938 | 2.242 | 2.1161 | 2.2292 | 2.2977 | 2.3254
Portfolio Adjusted1-in-2Size: Over 200kWAll2016March Monthly Peak | Portfolio Adjusted | 1-in-2 | Size: Over 200kW | All | 2016 | March Monthly Peak | 3 | 122.5883 | 118.6291 | 114.9023 | 114.8358 | 123.0343 | 145.9497 | 174.1448 | 188.9377 | 197.1021 | 199.6327 | 203.9713 | 205.1545 | 203.2367 | 204.0332 | 198.6623 | 188.3385 | 177.4399 | 168.8421 | 164.8415 | 162.832 | 157.1989 | 149.4908 | 138.9851 | 131.5543 | 0.40284 | 0.03945 | 0.13707 | -0.057889 | -0.19046 | -0.6595 | -0.0028919 | 0.0657 | -0.28557 | -0.2312 | 0.029809 | 0.33289 | 0.68503 | 2.037 | 6.6769 | 6.2685 | 5.5253 | 4.831 | 0.99421 | -0.077504 | -0.59626 | -0.67733 | -0.55994 | -0.81394 | 52.9277 | 52.0221 | 51.4283 | 51.1453 | 50.6309 | 50.2648 | 49.9634 | 50.1652 | 51.9323 | 54.1142 | 56.9381 | 59.8002 | 62.1998 | 64.1261 | 65.2175 | 65.7421 | 65.4769 | 64.5147 | 61.9918 | 58.8937 | 57.1645 | 55.8078 | 54.657 | 53.2631 | 2.4273 | 2.0584 | 2.2307 | 2.3838 | 2.7629 | 2.404 | 2.2603 | 2.2919 | 2.4627 | 2.4278 | 2.4309 | 2.7403 | 2.6952 | 2.8824 | 2.9859 | 2.913 | 2.7983 | 2.5211 | 2.2989 | 2.3094 | 2.1863 | 2.2998 | 2.3671 | 2.388
Portfolio Adjusted1-in-2Size: Over 200kWAll2016April Monthly Peak | Portfolio Adjusted | 1-in-2 | Size: Over 200kW | All | 2016 | April Monthly Peak | 4 | 125.3027 | 121.3588 | 117.3332 | 117.3896 | 125.9272 | 148.884 | 174.6492 | 190.7917 | 201.4254 | 207.0748 | 214.1937 | 216.7154 | 216.2932 | 217.6792 | 212.3709 | 201.2465 | 188.8081 | 177.2337 | 168.6663 | 167.1594 | 163.0514 | 154.6442 | 143.5415 | 135.8453 | 0.40465 | 0.036151 | 0.1394 | -0.060618 | -0.20123 | -0.67506 | -0.0028376 | 0.06919 | -0.29145 | -0.23906 | 0.034035 | 0.35662 | 0.73522 | 2.1768 | 7.1328 | 6.6954 | 5.8857 | 5.0903 | 1.0333 | -0.061712 | -0.60604 | -0.68943 | -0.57148 | -0.83723 | 62.3636 | 61.3588 | 60.5271 | 59.8356 | 58.9355 | 58.2877 | 57.7461 | 57.7126 | 59.8389 | 63.8411 | 68.6147 | 73.3231 | 77.2501 | 79.6601 | 80.8449 | 81.2836 | 80.712 | 79.9342 | 78.1368 | 75.5256 | 71.4205 | 68.8975 | 66.8813 | 65.0729 | 2.4738 | 2.1012 | 2.2742 | 2.4339 | 2.8216 | 2.4494 | 2.2607 | 2.3074 | 2.5101 | 2.5137 | 2.5485 | 2.8875 | 2.8633 | 3.0693 | 3.188 | 3.1054 | 2.9644 | 2.6313 | 2.3425 | 2.3614 | 2.2642 | 2.3784 | 2.4423 | 2.4627
Portfolio Adjusted1-in-2Size: Over 200kWAll2016May Monthly Peak | Portfolio Adjusted | 1-in-2 | Size: Over 200kW | All | 2016 | May Monthly Peak | 5 | 125.9303 | 122.0311 | 118.2275 | 118.4377 | 127.5797 | 151.1263 | 175.9696 | 195.1293 | 207.5873 | 214.7579 | 222.4597 | 224.7765 | 223.6161 | 224.7099 | 219.1605 | 206.9801 | 193.7192 | 180.9345 | 171.4082 | 167.4746 | 165.0229 | 156.8002 | 145.6975 | 138.3083 | 0.41526 | 0.041673 | 0.14247 | -0.060308 | -0.20258 | -0.68226 | -0.0016918 | 0.070757 | -0.29978 | -0.24897 | 0.034635 | 0.36816 | 0.75796 | 2.2531 | 7.3776 | 6.9036 | 6.058 | 5.2168 | 1.0572 | -0.054927 | -0.60531 | -0.69161 | -0.57385 | -0.84691 | 64.8229 | 63.7622 | 62.7279 | 61.8699 | 61.1499 | 60.2484 | 59.7997 | 60.3492 | 63.1291 | 66.7849 | 70.8834 | 74.9488 | 78.6274 | 81.1035 | 82.6138 | 83.2483 | 83.3497 | 82.5438 | 80.619 | 78.0306 | 73.9576 | 70.7801 | 69.0533 | 67.4709 | 2.4933 | 2.1164 | 2.2937 | 2.4559 | 2.8568 | 2.4852 | 2.2772 | 2.3598 | 2.5846 | 2.6066 | 2.6466 | 2.9976 | 2.9608 | 3.1671 | 3.2859 | 3.1882 | 3.036 | 2.6795 | 2.3774 | 2.3609 | 2.2887 | 2.4137 | 2.4815 | 2.5148
Portfolio Adjusted1-in-2Size: Over 200kWAll2016June Monthly Peak | Portfolio Adjusted | 1-in-2 | Size: Over 200kW | All | 2016 | June Monthly Peak | 6 | 133.725 | 129.5197 | 125.2506 | 125.4021 | 134.0298 | 156.3471 | 180.8879 | 199.4429 | 211.0809 | 217.7312 | 225.1207 | 226.2915 | 222.2446 | 222.5719 | 217.0915 | 207.9554 | 196.3552 | 184.3138 | 176.7363 | 172.0898 | 170.4394 | 162.784 | 151.1539 | 144.0353 | 0.28748 | 0.002111 | 0.08221 | -0.14733 | -0.32386 | -0.71035 | -0.12814 | -0.086278 | -0.28952 | -0.19429 | -0.096375 | 0.24065 | 0.66994 | 2.2228 | 7.2826 | 6.9719 | 6.2143 | 5.4042 | 1.3443 | 0.068283 | -0.4875 | -0.62319 | -0.61028 | -0.86335 | 67.5167 | 66.3666 | 65.3093 | 64.4766 | 63.6939 | 63.1115 | 62.5743 | 63.2253 | 66.1232 | 70.2952 | 74.1273 | 77.6861 | 80.1839 | 82.3624 | 83.6524 | 84.4676 | 84.9989 | 84.6695 | 83.3732 | 80.7686 | 77.3513 | 73.6257 | 71.2234 | 69.6734 | 2.5879 | 2.1917 | 2.3665 | 2.5187 | 2.892 | 2.4886 | 2.2618 | 2.3276 | 2.5398 | 2.5579 | 2.5947 | 2.9191 | 2.844 | 3.0283 | 3.1302 | 3.0768 | 2.9548 | 2.6304 | 2.3712 | 2.3452 | 2.2909 | 2.4327 | 2.4976 | 2.5446
Portfolio Adjusted1-in-2Size: Over 200kWAll2016July Monthly Peak | Portfolio Adjusted | 1-in-2 | Size: Over 200kW | All | 2016 | July Monthly Peak | 7 | 136.7084 | 132.563 | 129.0303 | 129.0374 | 138.3672 | 162.2419 | 187.8284 | 205.2056 | 215.9697 | 222.6844 | 229.7115 | 230.503 | 226.7428 | 227.4979 | 222.4743 | 213.6835 | 202.4871 | 190.8622 | 182.2562 | 177.4004 | 175.4092 | 167.515 | 155.5993 | 147.921 | -0.051444 | -0.16159 | -0.10118 | -0.29666 | -0.51182 | -0.81328 | -0.40485 | -0.40598 | -0.25256 | -0.064652 | -0.29307 | -0.0066712 | 0.49416 | 2.1853 | 7.3611 | 7.1505 | 6.4353 | 5.6682 | 1.7266 | 0.13444 | -0.3715 | -0.54807 | -0.70513 | -0.87493 | 69.6409 | 68.8999 | 68.2606 | 67.6167 | 66.9932 | 66.5337 | 66.3018 | 66.695 | 69.0664 | 72.9964 | 77.9088 | 81.6028 | 84.5646 | 86.9295 | 88.6779 | 89.1808 | 89.3722 | 88.5103 | 87.0552 | 84.787 | 81.1509 | 77.2734 | 74.7917 | 73.298 | 2.5726 | 2.1794 | 2.371 | 2.5172 | 2.8954 | 2.506 | 2.2778 | 2.3222 | 2.5199 | 2.539 | 2.5698 | 2.8859 | 2.8095 | 2.9965 | 3.0973 | 3.0498 | 2.9342 | 2.6304 | 2.368 | 2.3431 | 2.2898 | 2.4335 | 2.4994 | 2.5424
Portfolio Adjusted1-in-2Size: Over 200kWAll2016August Monthly Peak | Portfolio Adjusted | 1-in-2 | Size: Over 200kW | All | 2016 | August Monthly Peak | 8 | 141.3492 | 136.7505 | 132.7811 | 133.5057 | 143.2578 | 168.6856 | 197.3142 | 217.2347 | 231.7045 | 241.0666 | 250.0419 | 252.2715 | 249.153 | 250.3287 | 244.1736 | 232.2624 | 217.6855 | 202.9167 | 192.152 | 187.4653 | 183.4815 | 174.1092 | 161.726 | 153.9619 | -0.41323 | -0.30616 | -0.28814 | -0.44561 | -0.69947 | -0.89554 | -0.72775 | -0.8461 | -0.24702 | 0.038226 | -0.59038 | -0.39061 | 0.20715 | 2.2256 | 7.8065 | 7.6352 | 6.8617 | 6.0254 | 2.1712 | 0.18991 | -0.22287 | -0.43316 | -0.80359 | -0.88606 | 74.6405 | 73.6797 | 72.8022 | 71.6975 | 71.1326 | 70.4387 | 70.0223 | 70.1707 | 72.6707 | 77.5604 | 82.5564 | 86.7189 | 89.6968 | 91.7899 | 93.0893 | 93.2093 | 93.3648 | 92.1886 | 90.1779 | 87.4252 | 83.2833 | 80.2105 | 78.3589 | 76.6873 | 2.6599 | 2.2479 | 2.4401 | 2.6092 | 3.0113 | 2.6122 | 2.401 | 2.4712 | 2.7197 | 2.7618 | 2.8078 | 3.1688 | 3.1048 | 3.3183 | 3.4282 | 3.3409 | 3.1712 | 2.8022 | 2.5016 | 2.4813 | 2.3993 | 2.5326 | 2.6003 | 2.6473
Portfolio Adjusted1-in-2Size: Over 200kWAll2016September Monthly Peak | Portfolio Adjusted | 1-in-2 | Size: Over 200kW | All | 2016 | September Monthly Peak | 9 | 137.8071 | 134.0311 | 130.1361 | 130.7517 | 140.7814 | 165.7911 | 195.6608 | 215.2681 | 231.4601 | 240.5025 | 248.7865 | 250.8326 | 247.3204 | 248.6897 | 242.2375 | 228.8984 | 213.1847 | 198.2634 | 188.7642 | 186.6652 | 179.6812 | 170.6823 | 157.4453 | 149.5933 | -0.15353 | -0.22437 | -0.16615 | -0.32998 | -0.54999 | -0.88243 | -0.51405 | -0.53329 | -0.2577 | -0.029163 | -0.36015 | -0.10098 | 0.44383 | 2.3019 | 7.907 | 7.5791 | 6.7029 | 5.8354 | 1.8084 | 0.081364 | -0.39627 | -0.56362 | -0.74913 | -0.88804 | 69.6371 | 68.5742 | 67.8448 | 67.126 | 66.6039 | 66.0538 | 66.0401 | 65.8951 | 67.6312 | 72.6062 | 78.7966 | 84.0316 | 88.4005 | 90.9836 | 92.0758 | 92.2566 | 91.7858 | 90.507 | 87.9864 | 84.4085 | 80.8956 | 78.5966 | 77.0989 | 75.8317 | 2.5847 | 2.195 | 2.3836 | 2.5435 | 2.9467 | 2.555 | 2.3707 | 2.4369 | 2.7049 | 2.7439 | 2.7814 | 3.1389 | 3.0676 | 3.2823 | 3.3928 | 3.2848 | 3.0969 | 2.7291 | 2.4472 | 2.4564 | 2.3368 | 2.4712 | 2.5214 | 2.5644
Portfolio Adjusted1-in-2Size: Over 200kWAll2016October Monthly Peak | Portfolio Adjusted | 1-in-2 | Size: Over 200kW | All | 2016 | October Monthly Peak | 10 | 134.5009 | 130.4042 | 126.0724 | 125.9102 | 135.1332 | 159.2943 | 188.6956 | 206.2884 | 220.936 | 231.4205 | 241.7635 | 246.1322 | 245.5836 | 247.3201 | 241.1712 | 227.483 | 211.3247 | 196.7217 | 189.8336 | 183.6766 | 175.4455 | 166.0724 | 153.8215 | 145.4679 | 0.03478 | -0.10255 | -0.050132 | -0.24056 | -0.43588 | -0.76136 | -0.34884 | -0.38758 | -0.28975 | -0.13429 | -0.29502 | -0.020646 | 0.48406 | 2.3202 | 7.8607 | 7.4997 | 6.6233 | 5.7512 | 1.6824 | 0.08883 | -0.40021 | -0.5522 | -0.67601 | -0.86002 | 69.7014 | 68.8675 | 67.9437 | 67.1634 | 66.4529 | 65.6183 | 65.6447 | 66.2217 | 66.9505 | 71.2225 | 76.7967 | 82.0614 | 85.7461 | 87.8936 | 89.3579 | 89.5303 | 88.6889 | 87.1772 | 84.7 | 81.0155 | 77.5928 | 75.0018 | 72.9933 | 71.4156 | 2.5206 | 2.1378 | 2.3087 | 2.4609 | 2.8524 | 2.4707 | 2.3046 | 2.3552 | 2.6016 | 2.6581 | 2.7173 | 3.0936 | 3.0692 | 3.2894 | 3.4118 | 3.3065 | 3.116 | 2.7427 | 2.4786 | 2.4377 | 2.2962 | 2.4123 | 2.4718 | 2.4968
Portfolio Adjusted1-in-2Size: Over 200kWAll2016November Monthly Peak | Portfolio Adjusted | 1-in-2 | Size: Over 200kW | All | 2016 | November Monthly Peak | 11 | 125.1768 | 121.4439 | 117.5847 | 117.5259 | 126.4818 | 149.665 | 175.1193 | 190.8576 | 201.6792 | 207.75 | 214.3982 | 216.4974 | 215.1472 | 216.0133 | 209.6396 | 197.6068 | 186.5521 | 180.4394 | 172.055 | 165.4137 | 158.8152 | 150.8471 | 140.739 | 134.0041 | 0.42566 | 0.052712 | 0.15356 | -0.056671 | -0.1958 | -0.67374 | 0.0012842 | 0.071945 | -0.29045 | -0.24311 | 0.032501 | 0.35346 | 0.72979 | 2.1783 | 7.0869 | 6.6171 | 5.8555 | 5.2211 | 1.0569 | -0.056935 | -0.58581 | -0.66896 | -0.55273 | -0.82112 | 59.0519 | 58.2291 | 57.4937 | 56.7843 | 56.0806 | 55.816 | 55.3804 | 55.2986 | 58.9544 | 63.9041 | 70.0283 | 75.2078 | 78.8144 | 80.335 | 80.8388 | 80.3024 | 78.0981 | 73.912 | 69.5397 | 66.9616 | 64.9656 | 63.3298 | 62.1074 | 60.9848 | 2.4906 | 2.1143 | 2.2914 | 2.4371 | 2.8286 | 2.4648 | 2.2705 | 2.3092 | 2.5111 | 2.5179 | 2.5481 | 2.8897 | 2.8451 | 3.0403 | 3.1336 | 3.0384 | 2.9224 | 2.6747 | 2.3901 | 2.3318 | 2.203 | 2.3239 | 2.4009 | 2.444
Portfolio Adjusted1-in-2Size: Over 200kWAll2016December Monthly Peak | Portfolio Adjusted | 1-in-2 | Size: Over 200kW | All | 2016 | December Monthly Peak | 12 | 118.884 | 115.0495 | 111.8444 | 111.5386 | 120.2666 | 143.4225 | 170.4502 | 184.8536 | 193.6283 | 195.4425 | 196.7755 | 194.5637 | 189.8868 | 188.4554 | 181.5798 | 172.3702 | 165.8798 | 163.1648 | 158.5232 | 153.4666 | 147.9592 | 142.0172 | 132.5176 | 125.8494 | 0.40002 | 0.045685 | 0.14309 | -0.05409 | -0.18068 | -0.64817 | 0.00090397 | 0.064549 | -0.28049 | -0.22881 | 0.024915 | 0.30922 | 0.63019 | 1.8842 | 6.1276 | 5.76 | 5.1806 | 4.6916 | 0.95441 | -0.07613 | -0.56556 | -0.64867 | -0.53436 | -0.77835 | 47.9451 | 47.2584 | 46.2302 | 45.3586 | 44.7366 | 44.0645 | 43.8773 | 43.6417 | 44.0813 | 46.8432 | 49.397 | 51.4824 | 53.0742 | 53.9929 | 54.5803 | 54.6314 | 54.0335 | 52.9376 | 51.45 | 50.2558 | 49.3584 | 48.4747 | 47.6831 | 46.7753 | 2.3644 | 2.0022 | 2.1795 | 2.3161 | 2.7043 | 2.3682 | 2.2161 | 2.2472 | 2.4257 | 2.3814 | 2.3483 | 2.6094 | 2.5249 | 2.6696 | 2.7347 | 2.6738 | 2.6284 | 2.4388 | 2.2131 | 2.176 | 2.0583 | 2.187 | 2.2605 | 2.2934
Portfolio Adjusted1-in-2Size: Over 200kWAll2016Typical Event Day | Portfolio Adjusted | 1-in-2 | Size: Over 200kW | All | 2016 | Typical Event Day | 8 | 139.567 | 134.9941 | 130.7991 | 131.4243 | 140.9658 | 165.9875 | 194.1534 | 212.6448 | 225.0743 | 232.4252 | 240.0086 | 241.7497 | 238.5369 | 239.8235 | 234.1605 | 222.9634 | 209.1965 | 195.5644 | 186.2182 | 182.0634 | 178.7127 | 169.8295 | 157.938 | 150.5342 | -0.07913 | -0.17347 | -0.11597 | -0.30858 | -0.5288 | -0.83719 | -0.44447 | -0.46352 | -0.2648 | -0.065082 | -0.33059 | -0.051452 | 0.47033 | 2.2653 | 7.6878 | 7.4166 | 6.6166 | 5.7844 | 1.7755 | 0.12906 | -0.36834 | -0.54202 | -0.72015 | -0.88691 | 70.3588 | 69.3801 | 68.5542 | 67.7292 | 67.1059 | 66.5344 | 66.2346 | 66.4965 | 68.8729 | 73.3646 | 78.3473 | 82.5099 | 85.7115 | 88.0163 | 89.3738 | 89.7786 | 89.8804 | 88.9689 | 87.1482 | 84.3473 | 80.6703 | 77.4265 | 75.3682 | 73.8726 | 2.6177 | 2.2112 | 2.3957 | 2.5578 | 2.9465 | 2.5589 | 2.3511 | 2.406 | 2.6267 | 2.6486 | 2.6829 | 3.0247 | 2.9594 | 3.1651 | 3.273 | 3.1933 | 3.0346 | 2.6905 | 2.4148 | 2.3999 | 2.3274 | 2.4605 | 2.529 | 2.578
Portfolio Adjusted1-in-2Size: Over 200kWAll2017January Monthly Peak | Portfolio Adjusted | 1-in-2 | Size: Over 200kW | All | 2017 | January Monthly Peak | 1 | 118.044 | 114.5405 | 110.8685 | 111.4986 | 120.8189 | 144.8089 | 173.1408 | 188.0287 | 196.337 | 197.3304 | 199.7704 | 199.0752 | 195.2328 | 194.8401 | 188.2001 | 177.6946 | 168.214 | 164.8198 | 159.5087 | 153.732 | 148.1718 | 141.6508 | 132.6313 | 126.2858 | 0.38781 | 0.037693 | 0.13634 | -0.056713 | -0.18709 | -0.65763 | -0.0031739 | 0.064968 | -0.28406 | -0.22986 | 0.028336 | 0.32262 | 0.65978 | 1.9491 | 6.3329 | 5.9148 | 5.2331 | 4.7194 | 0.96283 | -0.070719 | -0.56049 | -0.63973 | -0.53119 | -0.77901 | 52.1793 | 51.6889 | 51.3422 | 50.8801 | 50.6911 | 50.2642 | 50.3673 | 50.2582 | 50.6066 | 51.974 | 53.7841 | 55.324 | 56.4682 | 57.4352 | 58.0818 | 58.0139 | 57.8298 | 57.1371 | 55.756 | 54.4562 | 53.8236 | 53.5187 | 53.0254 | 52.2184 | 2.339 | 1.9881 | 2.1542 | 2.3148 | 2.7195 | 2.3887 | 2.2506 | 2.2839 | 2.4545 | 2.4009 | 2.3806 | 2.66 | 2.5859 | 2.7506 | 2.8269 | 2.7532 | 2.6632 | 2.4636 | 2.2246 | 2.178 | 2.0599 | 2.1799 | 2.2601 | 2.2972
Portfolio Adjusted1-in-2Size: Over 200kWAll2017February Monthly Peak | Portfolio Adjusted | 1-in-2 | Size: Over 200kW | All | 2017 | February Monthly Peak | 2 | 119.5637 | 115.9371 | 112.5691 | 113.1877 | 121.9882 | 145.5022 | 173.1682 | 187.5975 | 196.6181 | 199.1182 | 202.9294 | 204.0933 | 201.5919 | 202.4509 | 196.8148 | 185.2928 | 174.3679 | 168.5247 | 164.3926 | 158.0966 | 152.1345 | 144.8436 | 134.8547 | 128.0646 | 0.38685 | 0.031563 | 0.13492 | -0.058424 | -0.18935 | -0.6603 | -0.0037461 | 0.065721 | -0.28478 | -0.23181 | 0.028278 | 0.32928 | 0.67692 | 2.0143 | 6.6078 | 6.1622 | 5.4207 | 4.8215 | 0.9905 | -0.076756 | -0.57885 | -0.66017 | -0.54493 | -0.79232 | 51.7156 | 51.262 | 51.0317 | 50.7187 | 50.2517 | 50.0823 | 49.7075 | 50.018 | 51.3465 | 54.7302 | 58.4681 | 61.5573 | 63.1022 | 63.75 | 64.2215 | 63.9685 | 63.5946 | 62.7256 | 60.7588 | 58.7192 | 57.5166 | 56.589 | 55.6667 | 54.3926 | 2.3638 | 2.0084 | 2.1852 | 2.3495 | 2.7436 | 2.3988 | 2.2502 | 2.2768 | 2.4586 | 2.423 | 2.4198 | 2.7291 | 2.6755 | 2.8667 | 2.9711 | 2.8785 | 2.7645 | 2.5228 | 2.2938 | 2.242 | 2.1161 | 2.2292 | 2.2977 | 2.3254
Portfolio Adjusted1-in-2Size: Over 200kWAll2017March Monthly Peak | Portfolio Adjusted | 1-in-2 | Size: Over 200kW | All | 2017 | March Monthly Peak | 3 | 122.5883 | 118.6291 | 114.9023 | 114.8358 | 123.0343 | 145.9497 | 174.1448 | 188.9377 | 197.1021 | 199.6327 | 203.9713 | 205.1545 | 203.2367 | 204.0332 | 198.6623 | 188.3386 | 177.4399 | 168.8421 | 164.8415 | 162.832 | 157.1989 | 149.4908 | 138.9851 | 131.5543 | 0.40284 | 0.03945 | 0.13707 | -0.057889 | -0.19046 | -0.6595 | -0.0028919 | 0.0657 | -0.28557 | -0.2312 | 0.029809 | 0.33289 | 0.68503 | 2.037 | 6.6769 | 6.2685 | 5.5253 | 4.831 | 0.99421 | -0.077504 | -0.59626 | -0.67733 | -0.55994 | -0.81394 | 52.9277 | 52.0221 | 51.4283 | 51.1453 | 50.6309 | 50.2648 | 49.9634 | 50.1652 | 51.9323 | 54.1142 | 56.9381 | 59.8002 | 62.1998 | 64.1261 | 65.2175 | 65.7421 | 65.4769 | 64.5147 | 61.9918 | 58.8937 | 57.1645 | 55.8078 | 54.657 | 53.2631 | 2.4273 | 2.0584 | 2.2307 | 2.3838 | 2.7629 | 2.404 | 2.2603 | 2.2919 | 2.4627 | 2.4278 | 2.4309 | 2.7403 | 2.6952 | 2.8824 | 2.9859 | 2.913 | 2.7983 | 2.5211 | 2.2989 | 2.3094 | 2.1863 | 2.2998 | 2.3671 | 2.388
Portfolio Adjusted1-in-2Size: Over 200kWAll2017April Monthly Peak | Portfolio Adjusted | 1-in-2 | Size: Over 200kW | All | 2017 | April Monthly Peak | 4 | 125.3027 | 121.3588 | 117.3332 | 117.3896 | 125.9272 | 148.884 | 174.6492 | 190.7917 | 201.4254 | 207.0748 | 214.1937 | 216.7155 | 216.2932 | 217.6792 | 212.3709 | 201.2465 | 188.8081 | 177.2337 | 168.6663 | 167.1594 | 163.0514 | 154.6442 | 143.5415 | 135.8453 | 0.40465 | 0.036151 | 0.1394 | -0.060618 | -0.20123 | -0.67506 | -0.0028376 | 0.06919 | -0.29145 | -0.23906 | 0.034035 | 0.35662 | 0.73522 | 2.1768 | 7.1328 | 6.6954 | 5.8857 | 5.0903 | 1.0333 | -0.061712 | -0.60604 | -0.68943 | -0.57148 | -0.83723 | 62.3636 | 61.3588 | 60.5271 | 59.8356 | 58.9355 | 58.2877 | 57.7461 | 57.7126 | 59.8389 | 63.8411 | 68.6147 | 73.3231 | 77.2501 | 79.6601 | 80.8449 | 81.2836 | 80.712 | 79.9342 | 78.1368 | 75.5256 | 71.4205 | 68.8975 | 66.8813 | 65.0729 | 2.4738 | 2.1012 | 2.2742 | 2.4339 | 2.8216 | 2.4494 | 2.2607 | 2.3074 | 2.5101 | 2.5137 | 2.5485 | 2.8875 | 2.8633 | 3.0693 | 3.188 | 3.1054 | 2.9644 | 2.6313 | 2.3425 | 2.3614 | 2.2642 | 2.3784 | 2.4423 | 2.4627
Portfolio Adjusted1-in-2Size: Over 200kWAll2017May Monthly Peak | Portfolio Adjusted | 1-in-2 | Size: Over 200kW | All | 2017 | May Monthly Peak | 5 | 125.9303 | 122.0311 | 118.2275 | 118.4377 | 127.5797 | 151.1264 | 175.9696 | 195.1293 | 207.5873 | 214.7579 | 222.4597 | 224.7765 | 223.6161 | 224.7099 | 219.1605 | 206.9801 | 193.7192 | 180.9345 | 171.4082 | 167.4746 | 165.0229 | 156.8002 | 145.6975 | 138.3083 | 0.41526 | 0.041674 | 0.14247 | -0.060308 | -0.20258 | -0.68226 | -0.0016919 | 0.070757 | -0.29978 | -0.24897 | 0.034635 | 0.36816 | 0.75796 | 2.2531 | 7.3776 | 6.9036 | 6.058 | 5.2168 | 1.0572 | -0.054927 | -0.60531 | -0.69161 | -0.57385 | -0.84691 | 64.8229 | 63.7622 | 62.7279 | 61.8699 | 61.1499 | 60.2484 | 59.7997 | 60.3492 | 63.1291 | 66.7849 | 70.8834 | 74.9488 | 78.6274 | 81.1035 | 82.6138 | 83.2483 | 83.3497 | 82.5438 | 80.619 | 78.0306 | 73.9576 | 70.7801 | 69.0533 | 67.4709 | 2.4933 | 2.1164 | 2.2937 | 2.4559 | 2.8568 | 2.4852 | 2.2772 | 2.3598 | 2.5846 | 2.6066 | 2.6466 | 2.9976 | 2.9608 | 3.1671 | 3.2859 | 3.1882 | 3.036 | 2.6795 | 2.3774 | 2.3609 | 2.2887 | 2.4137 | 2.4815 | 2.5148
Portfolio Adjusted1-in-2Size: Over 200kWAll2017June Monthly Peak | Portfolio Adjusted | 1-in-2 | Size: Over 200kW | All | 2017 | June Monthly Peak | 6 | 133.725 | 129.5197 | 125.2506 | 125.4021 | 134.0298 | 156.3471 | 180.8879 | 199.4429 | 211.0809 | 217.7312 | 225.1207 | 226.2915 | 222.2446 | 222.5719 | 217.0915 | 207.9554 | 196.3552 | 184.3138 | 176.7363 | 172.0898 | 170.4394 | 162.784 | 151.1539 | 144.0353 | 0.28748 | 0.002111 | 0.08221 | -0.14733 | -0.32386 | -0.71035 | -0.12814 | -0.086278 | -0.28952 | -0.19429 | -0.096375 | 0.24065 | 0.66994 | 2.2228 | 7.2826 | 6.9719 | 6.2143 | 5.4042 | 1.3443 | 0.068283 | -0.4875 | -0.62319 | -0.61028 | -0.86335 | 67.5167 | 66.3666 | 65.3093 | 64.4766 | 63.6939 | 63.1115 | 62.5743 | 63.2253 | 66.1232 | 70.2952 | 74.1273 | 77.6861 | 80.1839 | 82.3624 | 83.6524 | 84.4676 | 84.9989 | 84.6695 | 83.3732 | 80.7686 | 77.3513 | 73.6257 | 71.2234 | 69.6734 | 2.5879 | 2.1917 | 2.3665 | 2.5187 | 2.892 | 2.4886 | 2.2618 | 2.3276 | 2.5398 | 2.5579 | 2.5947 | 2.9191 | 2.844 | 3.0283 | 3.1302 | 3.0768 | 2.9548 | 2.6304 | 2.3712 | 2.3452 | 2.2909 | 2.4327 | 2.4976 | 2.5446
Portfolio Adjusted1-in-2Size: Over 200kWAll2017July Monthly Peak | Portfolio Adjusted | 1-in-2 | Size: Over 200kW | All | 2017 | July Monthly Peak | 7 | 136.7084 | 132.563 | 129.0303 | 129.0374 | 138.3672 | 162.2419 | 187.8284 | 205.2056 | 215.9697 | 222.6844 | 229.7115 | 230.503 | 226.7428 | 227.4979 | 222.4743 | 213.6835 | 202.4871 | 190.8622 | 182.2562 | 177.4004 | 175.4092 | 167.515 | 155.5993 | 147.921 | -0.051444 | -0.16159 | -0.10118 | -0.29666 | -0.51182 | -0.81328 | -0.40485 | -0.40598 | -0.25256 | -0.064652 | -0.29307 | -0.0066712 | 0.49416 | 2.1853 | 7.3611 | 7.1505 | 6.4353 | 5.6682 | 1.7266 | 0.13444 | -0.3715 | -0.54807 | -0.70513 | -0.87493 | 69.6409 | 68.8999 | 68.2606 | 67.6167 | 66.9932 | 66.5337 | 66.3018 | 66.695 | 69.0664 | 72.9964 | 77.9088 | 81.6028 | 84.5646 | 86.9295 | 88.6779 | 89.1808 | 89.3722 | 88.5103 | 87.0552 | 84.787 | 81.1509 | 77.2734 | 74.7917 | 73.298 | 2.5726 | 2.1794 | 2.371 | 2.5172 | 2.8954 | 2.506 | 2.2778 | 2.3222 | 2.5199 | 2.539 | 2.5698 | 2.8859 | 2.8095 | 2.9965 | 3.0973 | 3.0498 | 2.9342 | 2.6304 | 2.368 | 2.3431 | 2.2898 | 2.4335 | 2.4994 | 2.5424
Portfolio Adjusted1-in-2Size: Over 200kWAll2017August Monthly Peak | Portfolio Adjusted | 1-in-2 | Size: Over 200kW | All | 2017 | August Monthly Peak | 8 | 141.3492 | 136.7505 | 132.7811 | 133.5057 | 143.2578 | 168.6856 | 197.3142 | 217.2347 | 231.7045 | 241.0666 | 250.0418 | 252.2715 | 249.153 | 250.3287 | 244.1736 | 232.2624 | 217.6855 | 202.9167 | 192.152 | 187.4653 | 183.4815 | 174.1092 | 161.726 | 153.9619 | -0.41323 | -0.30616 | -0.28814 | -0.44561 | -0.69947 | -0.89554 | -0.72775 | -0.8461 | -0.24702 | 0.038226 | -0.59038 | -0.39061 | 0.20715 | 2.2256 | 7.8065 | 7.6352 | 6.8617 | 6.0254 | 2.1712 | 0.18991 | -0.22287 | -0.43316 | -0.80359 | -0.88606 | 74.6405 | 73.6797 | 72.8022 | 71.6975 | 71.1326 | 70.4387 | 70.0223 | 70.1707 | 72.6706 | 77.5604 | 82.5564 | 86.7189 | 89.6968 | 91.7899 | 93.0893 | 93.2093 | 93.3648 | 92.1886 | 90.1779 | 87.4252 | 83.2833 | 80.2105 | 78.3589 | 76.6873 | 2.6599 | 2.2479 | 2.4401 | 2.6092 | 3.0113 | 2.6122 | 2.401 | 2.4712 | 2.7197 | 2.7618 | 2.8078 | 3.1688 | 3.1048 | 3.3183 | 3.4282 | 3.3409 | 3.1712 | 2.8022 | 2.5016 | 2.4813 | 2.3993 | 2.5326 | 2.6003 | 2.6473
Portfolio Adjusted1-in-2Size: Over 200kWAll2017September Monthly Peak | Portfolio Adjusted | 1-in-2 | Size: Over 200kW | All | 2017 | September Monthly Peak | 9 | 137.8071 | 134.0311 | 130.1361 | 130.7517 | 140.7814 | 165.7911 | 195.6608 | 215.2681 | 231.4601 | 240.5025 | 248.7865 | 250.8326 | 247.3204 | 248.6897 | 242.2375 | 228.8984 | 213.1847 | 198.2634 | 188.7642 | 186.6652 | 179.6812 | 170.6823 | 157.4453 | 149.5933 | -0.15353 | -0.22437 | -0.16615 | -0.32998 | -0.54999 | -0.88243 | -0.51405 | -0.53329 | -0.2577 | -0.029163 | -0.36015 | -0.10098 | 0.44383 | 2.3019 | 7.907 | 7.5791 | 6.7029 | 5.8354 | 1.8084 | 0.081364 | -0.39627 | -0.56362 | -0.74913 | -0.88804 | 69.6371 | 68.5742 | 67.8448 | 67.126 | 66.6039 | 66.0538 | 66.0401 | 65.8951 | 67.6312 | 72.6062 | 78.7966 | 84.0316 | 88.4005 | 90.9836 | 92.0758 | 92.2566 | 91.7858 | 90.507 | 87.9864 | 84.4085 | 80.8956 | 78.5966 | 77.0989 | 75.8317 | 2.5847 | 2.195 | 2.3836 | 2.5435 | 2.9467 | 2.555 | 2.3707 | 2.4369 | 2.7049 | 2.7439 | 2.7814 | 3.1389 | 3.0676 | 3.2823 | 3.3928 | 3.2848 | 3.0969 | 2.7291 | 2.4472 | 2.4564 | 2.3368 | 2.4712 | 2.5214 | 2.5644
Portfolio Adjusted1-in-2Size: Over 200kWAll2017October Monthly Peak | Portfolio Adjusted | 1-in-2 | Size: Over 200kW | All | 2017 | October Monthly Peak | 10 | 134.5009 | 130.4042 | 126.0724 | 125.9102 | 135.1332 | 159.2943 | 188.6956 | 206.2884 | 220.936 | 231.4205 | 241.7635 | 246.1322 | 245.5836 | 247.3201 | 241.1712 | 227.483 | 211.3247 | 196.7217 | 189.8336 | 183.6766 | 175.4455 | 166.0724 | 153.8215 | 145.4679 | 0.03478 | -0.10255 | -0.050132 | -0.24056 | -0.43588 | -0.76136 | -0.34884 | -0.38758 | -0.28975 | -0.13429 | -0.29502 | -0.020646 | 0.48406 | 2.3202 | 7.8607 | 7.4997 | 6.6233 | 5.7512 | 1.6824 | 0.08883 | -0.40021 | -0.5522 | -0.67601 | -0.86002 | 69.7014 | 68.8675 | 67.9437 | 67.1634 | 66.4529 | 65.6183 | 65.6447 | 66.2217 | 66.9505 | 71.2225 | 76.7967 | 82.0614 | 85.7461 | 87.8936 | 89.3579 | 89.5303 | 88.6888 | 87.1772 | 84.7 | 81.0155 | 77.5928 | 75.0018 | 72.9933 | 71.4156 | 2.5206 | 2.1378 | 2.3087 | 2.4609 | 2.8524 | 2.4707 | 2.3046 | 2.3552 | 2.6016 | 2.6581 | 2.7173 | 3.0936 | 3.0692 | 3.2894 | 3.4118 | 3.3065 | 3.116 | 2.7427 | 2.4786 | 2.4377 | 2.2962 | 2.4123 | 2.4718 | 2.4968
Portfolio Adjusted1-in-2Size: Over 200kWAll2017November Monthly Peak | Portfolio Adjusted | 1-in-2 | Size: Over 200kW | All | 2017 | November Monthly Peak | 11 | 125.1768 | 121.4439 | 117.5847 | 117.5259 | 126.4818 | 149.665 | 175.1193 | 190.8576 | 201.6792 | 207.75 | 214.3982 | 216.4974 | 215.1472 | 216.0133 | 209.6396 | 197.6068 | 186.5521 | 180.4394 | 172.055 | 165.4137 | 158.8152 | 150.8471 | 140.739 | 134.0041 | 0.42566 | 0.052712 | 0.15356 | -0.056671 | -0.1958 | -0.67374 | 0.0012842 | 0.071945 | -0.29045 | -0.24311 | 0.032501 | 0.35347 | 0.72979 | 2.1783 | 7.0869 | 6.6171 | 5.8555 | 5.2211 | 1.0569 | -0.056935 | -0.58581 | -0.66896 | -0.55273 | -0.82112 | 59.0519 | 58.2291 | 57.4937 | 56.7843 | 56.0806 | 55.816 | 55.3804 | 55.2986 | 58.9544 | 63.9041 | 70.0283 | 75.2078 | 78.8144 | 80.335 | 80.8388 | 80.3024 | 78.0981 | 73.912 | 69.5397 | 66.9616 | 64.9656 | 63.3298 | 62.1074 | 60.9848 | 2.4906 | 2.1143 | 2.2914 | 2.4371 | 2.8286 | 2.4648 | 2.2705 | 2.3092 | 2.5111 | 2.5179 | 2.5481 | 2.8897 | 2.8451 | 3.0403 | 3.1336 | 3.0384 | 2.9224 | 2.6747 | 2.3901 | 2.3318 | 2.203 | 2.3239 | 2.4009 | 2.444
Portfolio Adjusted1-in-2Size: Over 200kWAll2017December Monthly Peak | Portfolio Adjusted | 1-in-2 | Size: Over 200kW | All | 2017 | December Monthly Peak | 12 | 118.884 | 115.0495 | 111.8444 | 111.5386 | 120.2666 | 143.4225 | 170.4502 | 184.8536 | 193.6283 | 195.4425 | 196.7755 | 194.5637 | 189.8868 | 188.4554 | 181.5798 | 172.3702 | 165.8798 | 163.1648 | 158.5232 | 153.4666 | 147.9592 | 142.0172 | 132.5176 | 125.8494 | 0.40002 | 0.045685 | 0.14309 | -0.05409 | -0.18068 | -0.64817 | 0.00090395 | 0.064549 | -0.28049 | -0.22881 | 0.024915 | 0.30922 | 0.63019 | 1.8842 | 6.1276 | 5.76 | 5.1806 | 4.6916 | 0.95441 | -0.07613 | -0.56556 | -0.64867 | -0.53436 | -0.77835 | 47.9451 | 47.2584 | 46.2302 | 45.3586 | 44.7366 | 44.0645 | 43.8773 | 43.6417 | 44.0813 | 46.8432 | 49.397 | 51.4824 | 53.0742 | 53.9929 | 54.5803 | 54.6314 | 54.0335 | 52.9376 | 51.45 | 50.2558 | 49.3584 | 48.4747 | 47.6831 | 46.7753 | 2.3644 | 2.0022 | 2.1795 | 2.3161 | 2.7043 | 2.3682 | 2.2161 | 2.2472 | 2.4257 | 2.3814 | 2.3483 | 2.6094 | 2.5249 | 2.6696 | 2.7347 | 2.6738 | 2.6284 | 2.4388 | 2.2131 | 2.176 | 2.0583 | 2.187 | 2.2605 | 2.2934
Portfolio Adjusted1-in-2Size: Over 200kWAll2017Typical Event Day | Portfolio Adjusted | 1-in-2 | Size: Over 200kW | All | 2017 | Typical Event Day | 8 | 139.567 | 134.9941 | 130.7991 | 131.4243 | 140.9658 | 165.9875 | 194.1534 | 212.6448 | 225.0743 | 232.4252 | 240.0086 | 241.7497 | 238.5369 | 239.8235 | 234.1605 | 222.9634 | 209.1965 | 195.5644 | 186.2183 | 182.0634 | 178.7127 | 169.8295 | 157.938 | 150.5342 | -0.07913 | -0.17347 | -0.11597 | -0.30858 | -0.5288 | -0.83719 | -0.44447 | -0.46352 | -0.2648 | -0.065082 | -0.33059 | -0.051452 | 0.47033 | 2.2653 | 7.6878 | 7.4166 | 6.6166 | 5.7844 | 1.7755 | 0.12906 | -0.36834 | -0.54202 | -0.72015 | -0.88691 | 70.3588 | 69.3801 | 68.5542 | 67.7292 | 67.1059 | 66.5344 | 66.2346 | 66.4965 | 68.8729 | 73.3646 | 78.3473 | 82.5099 | 85.7115 | 88.0163 | 89.3738 | 89.7786 | 89.8804 | 88.9689 | 87.1482 | 84.3473 | 80.6703 | 77.4265 | 75.3682 | 73.8726 | 2.6177 | 2.2112 | 2.3957 | 2.5578 | 2.9465 | 2.5589 | 2.3511 | 2.406 | 2.6267 | 2.6486 | 2.6829 | 3.0247 | 2.9594 | 3.1651 | 3.273 | 3.1933 | 3.0346 | 2.6905 | 2.4148 | 2.3999 | 2.3274 | 2.4605 | 2.529 | 2.578
Portfolio Adjusted1-in-2Size: Over 200kWAll2018January Monthly Peak | Portfolio Adjusted | 1-in-2 | Size: Over 200kW | All | 2018 | January Monthly Peak | 1 | 118.044 | 114.5405 | 110.8685 | 111.4986 | 120.8189 | 144.8089 | 173.1408 | 188.0287 | 196.337 | 197.3304 | 199.7704 | 199.0752 | 195.2328 | 194.8401 | 188.2001 | 177.6946 | 168.214 | 164.8198 | 159.5087 | 153.732 | 148.1718 | 141.6508 | 132.6313 | 126.2858 | 0.38781 | 0.037693 | 0.13634 | -0.056713 | -0.18709 | -0.65763 | -0.0031739 | 0.064968 | -0.28406 | -0.22986 | 0.028336 | 0.32262 | 0.65978 | 1.9491 | 6.3329 | 5.9148 | 5.2331 | 4.7194 | 0.96283 | -0.070719 | -0.56049 | -0.63973 | -0.53119 | -0.77901 | 52.1793 | 51.6889 | 51.3422 | 50.8801 | 50.6911 | 50.2643 | 50.3673 | 50.2582 | 50.6066 | 51.974 | 53.7841 | 55.324 | 56.4682 | 57.4352 | 58.0818 | 58.0139 | 57.8298 | 57.1371 | 55.756 | 54.4562 | 53.8236 | 53.5187 | 53.0254 | 52.2184 | 2.339 | 1.9881 | 2.1542 | 2.3148 | 2.7195 | 2.3887 | 2.2506 | 2.2839 | 2.4545 | 2.4009 | 2.3806 | 2.66 | 2.5859 | 2.7506 | 2.8269 | 2.7532 | 2.6632 | 2.4636 | 2.2246 | 2.178 | 2.0599 | 2.1799 | 2.2601 | 2.2972
Portfolio Adjusted1-in-2Size: Over 200kWAll2018February Monthly Peak | Portfolio Adjusted | 1-in-2 | Size: Over 200kW | All | 2018 | February Monthly Peak | 2 | 119.5637 | 115.9371 | 112.5691 | 113.1877 | 121.9882 | 145.5022 | 173.1682 | 187.5975 | 196.6181 | 199.1182 | 202.9294 | 204.0933 | 201.5919 | 202.4509 | 196.8148 | 185.2928 | 174.3679 | 168.5247 | 164.3926 | 158.0966 | 152.1345 | 144.8436 | 134.8547 | 128.0646 | 0.38685 | 0.031563 | 0.13492 | -0.058424 | -0.18935 | -0.6603 | -0.0037462 | 0.065721 | -0.28478 | -0.23181 | 0.028278 | 0.32928 | 0.67692 | 2.0143 | 6.6078 | 6.1622 | 5.4207 | 4.8215 | 0.9905 | -0.076755 | -0.57885 | -0.66017 | -0.54493 | -0.79232 | 51.7156 | 51.262 | 51.0317 | 50.7187 | 50.2517 | 50.0823 | 49.7075 | 50.018 | 51.3465 | 54.7302 | 58.4681 | 61.5573 | 63.1022 | 63.75 | 64.2215 | 63.9685 | 63.5946 | 62.7256 | 60.7588 | 58.7192 | 57.5166 | 56.589 | 55.6667 | 54.3926 | 2.3638 | 2.0084 | 2.1852 | 2.3495 | 2.7436 | 2.3988 | 2.2502 | 2.2768 | 2.4586 | 2.423 | 2.4198 | 2.7291 | 2.6755 | 2.8667 | 2.9711 | 2.8785 | 2.7645 | 2.5228 | 2.2938 | 2.242 | 2.1161 | 2.2292 | 2.2977 | 2.3254
Portfolio Adjusted1-in-2Size: Over 200kWAll2018March Monthly Peak | Portfolio Adjusted | 1-in-2 | Size: Over 200kW | All | 2018 | March Monthly Peak | 3 | 122.5883 | 118.6291 | 114.9023 | 114.8358 | 123.0343 | 145.9497 | 174.1448 | 188.9377 | 197.1021 | 199.6327 | 203.9713 | 205.1545 | 203.2367 | 204.0332 | 198.6623 | 188.3386 | 177.4399 | 168.8421 | 164.8415 | 162.832 | 157.1989 | 149.4908 | 138.9851 | 131.5543 | 0.40284 | 0.03945 | 0.13707 | -0.057889 | -0.19046 | -0.6595 | -0.0028919 | 0.0657 | -0.28557 | -0.2312 | 0.029809 | 0.33289 | 0.68503 | 2.037 | 6.6769 | 6.2685 | 5.5253 | 4.831 | 0.99421 | -0.077504 | -0.59626 | -0.67733 | -0.55994 | -0.81394 | 52.9277 | 52.0221 | 51.4283 | 51.1453 | 50.6309 | 50.2648 | 49.9634 | 50.1652 | 51.9323 | 54.1142 | 56.9381 | 59.8002 | 62.1998 | 64.1261 | 65.2175 | 65.7421 | 65.4769 | 64.5147 | 61.9918 | 58.8937 | 57.1645 | 55.8078 | 54.657 | 53.2631 | 2.4273 | 2.0584 | 2.2307 | 2.3838 | 2.7629 | 2.404 | 2.2603 | 2.2919 | 2.4627 | 2.4278 | 2.4309 | 2.7403 | 2.6952 | 2.8824 | 2.9859 | 2.913 | 2.7983 | 2.5211 | 2.2989 | 2.3094 | 2.1863 | 2.2998 | 2.3671 | 2.388
Portfolio Adjusted1-in-2Size: Over 200kWAll2018April Monthly Peak | Portfolio Adjusted | 1-in-2 | Size: Over 200kW | All | 2018 | April Monthly Peak | 4 | 125.3027 | 121.3588 | 117.3332 | 117.3896 | 125.9272 | 148.884 | 174.6492 | 190.7917 | 201.4254 | 207.0748 | 214.1937 | 216.7155 | 216.2932 | 217.6792 | 212.3709 | 201.2465 | 188.8081 | 177.2337 | 168.6663 | 167.1594 | 163.0514 | 154.6442 | 143.5415 | 135.8453 | 0.40465 | 0.036151 | 0.1394 | -0.060618 | -0.20123 | -0.67506 | -0.0028376 | 0.06919 | -0.29145 | -0.23906 | 0.034035 | 0.35662 | 0.73522 | 2.1768 | 7.1328 | 6.6954 | 5.8857 | 5.0903 | 1.0333 | -0.061712 | -0.60604 | -0.68943 | -0.57148 | -0.83723 | 62.3636 | 61.3588 | 60.5271 | 59.8356 | 58.9355 | 58.2877 | 57.7461 | 57.7126 | 59.8389 | 63.8411 | 68.6147 | 73.3231 | 77.2501 | 79.6601 | 80.8449 | 81.2836 | 80.712 | 79.9342 | 78.1368 | 75.5256 | 71.4205 | 68.8975 | 66.8813 | 65.0729 | 2.4738 | 2.1012 | 2.2742 | 2.4339 | 2.8216 | 2.4494 | 2.2607 | 2.3074 | 2.5101 | 2.5137 | 2.5485 | 2.8875 | 2.8633 | 3.0693 | 3.188 | 3.1054 | 2.9644 | 2.6313 | 2.3425 | 2.3614 | 2.2642 | 2.3784 | 2.4423 | 2.4627
Portfolio Adjusted1-in-2Size: Over 200kWAll2018May Monthly Peak | Portfolio Adjusted | 1-in-2 | Size: Over 200kW | All | 2018 | May Monthly Peak | 5 | 125.9303 | 122.0311 | 118.2275 | 118.4377 | 127.5797 | 151.1263 | 175.9696 | 195.1293 | 207.5873 | 214.7579 | 222.4597 | 224.7765 | 223.6161 | 224.7099 | 219.1605 | 206.9801 | 193.7192 | 180.9345 | 171.4082 | 167.4746 | 165.0229 | 156.8002 | 145.6976 | 138.3083 | 0.41526 | 0.041674 | 0.14247 | -0.060308 | -0.20258 | -0.68226 | -0.0016919 | 0.070757 | -0.29978 | -0.24897 | 0.034635 | 0.36816 | 0.75796 | 2.2531 | 7.3776 | 6.9036 | 6.058 | 5.2168 | 1.0572 | -0.054927 | -0.60531 | -0.69161 | -0.57385 | -0.84691 | 64.8229 | 63.7622 | 62.7279 | 61.8699 | 61.1499 | 60.2484 | 59.7997 | 60.3492 | 63.1291 | 66.7849 | 70.8834 | 74.9488 | 78.6274 | 81.1035 | 82.6138 | 83.2483 | 83.3497 | 82.5438 | 80.619 | 78.0306 | 73.9576 | 70.7801 | 69.0533 | 67.4709 | 2.4933 | 2.1164 | 2.2937 | 2.4559 | 2.8568 | 2.4852 | 2.2772 | 2.3598 | 2.5846 | 2.6066 | 2.6466 | 2.9976 | 2.9608 | 3.1671 | 3.2859 | 3.1882 | 3.036 | 2.6795 | 2.3774 | 2.3609 | 2.2887 | 2.4137 | 2.4815 | 2.5148
Portfolio Adjusted1-in-2Size: Over 200kWAll2018June Monthly Peak | Portfolio Adjusted | 1-in-2 | Size: Over 200kW | All | 2018 | June Monthly Peak | 6 | 133.725 | 129.5197 | 125.2506 | 125.4021 | 134.0298 | 156.3471 | 180.8879 | 199.4429 | 211.0809 | 217.7312 | 225.1207 | 226.2915 | 222.2446 | 222.5719 | 217.0915 | 207.9554 | 196.3552 | 184.3138 | 176.7363 | 172.0898 | 170.4394 | 162.784 | 151.1539 | 144.0353 | 0.28748 | 0.002111 | 0.08221 | -0.14733 | -0.32386 | -0.71035 | -0.12814 | -0.086278 | -0.28952 | -0.19429 | -0.096375 | 0.24065 | 0.66994 | 2.2228 | 7.2826 | 6.9719 | 6.2143 | 5.4042 | 1.3443 | 0.068283 | -0.4875 | -0.62319 | -0.61028 | -0.86335 | 67.5167 | 66.3666 | 65.3093 | 64.4766 | 63.6939 | 63.1115 | 62.5743 | 63.2253 | 66.1232 | 70.2952 | 74.1273 | 77.6861 | 80.1839 | 82.3624 | 83.6524 | 84.4676 | 84.9989 | 84.6695 | 83.3732 | 80.7686 | 77.3513 | 73.6257 | 71.2234 | 69.6734 | 2.5879 | 2.1917 | 2.3665 | 2.5187 | 2.892 | 2.4886 | 2.2618 | 2.3276 | 2.5398 | 2.5579 | 2.5947 | 2.9191 | 2.844 | 3.0283 | 3.1302 | 3.0768 | 2.9548 | 2.6304 | 2.3712 | 2.3452 | 2.2909 | 2.4327 | 2.4976 | 2.5446
Portfolio Adjusted1-in-2Size: Over 200kWAll2018July Monthly Peak | Portfolio Adjusted | 1-in-2 | Size: Over 200kW | All | 2018 | July Monthly Peak | 7 | 136.7084 | 132.563 | 129.0303 | 129.0374 | 138.3672 | 162.2419 | 187.8284 | 205.2056 | 215.9697 | 222.6844 | 229.7115 | 230.503 | 226.7428 | 227.4979 | 222.4743 | 213.6835 | 202.4871 | 190.8622 | 182.2562 | 177.4004 | 175.4092 | 167.515 | 155.5993 | 147.921 | -0.051444 | -0.16159 | -0.10118 | -0.29666 | -0.51182 | -0.81328 | -0.40485 | -0.40598 | -0.25256 | -0.064652 | -0.29307 | -0.0066712 | 0.49416 | 2.1853 | 7.3611 | 7.1505 | 6.4353 | 5.6682 | 1.7266 | 0.13444 | -0.3715 | -0.54807 | -0.70513 | -0.87493 | 69.6409 | 68.8999 | 68.2606 | 67.6167 | 66.9932 | 66.5337 | 66.3018 | 66.695 | 69.0664 | 72.9964 | 77.9088 | 81.6028 | 84.5646 | 86.9295 | 88.6779 | 89.1808 | 89.3723 | 88.5103 | 87.0552 | 84.787 | 81.1509 | 77.2734 | 74.7917 | 73.298 | 2.5726 | 2.1794 | 2.371 | 2.5172 | 2.8954 | 2.506 | 2.2778 | 2.3222 | 2.5199 | 2.539 | 2.5698 | 2.8859 | 2.8095 | 2.9965 | 3.0973 | 3.0498 | 2.9342 | 2.6304 | 2.368 | 2.3431 | 2.2898 | 2.4335 | 2.4994 | 2.5424
Portfolio Adjusted1-in-2Size: Over 200kWAll2018August Monthly Peak | Portfolio Adjusted | 1-in-2 | Size: Over 200kW | All | 2018 | August Monthly Peak | 8 | 141.3492 | 136.7505 | 132.7811 | 133.5057 | 143.2578 | 168.6856 | 197.3142 | 217.2347 | 231.7045 | 241.0666 | 250.0419 | 252.2715 | 249.153 | 250.3287 | 244.1736 | 232.2624 | 217.6855 | 202.9167 | 192.152 | 187.4653 | 183.4815 | 174.1092 | 161.726 | 153.9619 | -0.41323 | -0.30616 | -0.28814 | -0.44561 | -0.69947 | -0.89554 | -0.72775 | -0.8461 | -0.24702 | 0.038226 | -0.59038 | -0.39061 | 0.20715 | 2.2256 | 7.8065 | 7.6352 | 6.8617 | 6.0254 | 2.1712 | 0.18991 | -0.22287 | -0.43316 | -0.80359 | -0.88606 | 74.6405 | 73.6797 | 72.8022 | 71.6975 | 71.1326 | 70.4387 | 70.0223 | 70.1707 | 72.6706 | 77.5605 | 82.5564 | 86.7189 | 89.6968 | 91.7899 | 93.0893 | 93.2093 | 93.3648 | 92.1886 | 90.1779 | 87.4252 | 83.2833 | 80.2105 | 78.3589 | 76.6873 | 2.6599 | 2.2479 | 2.4401 | 2.6092 | 3.0113 | 2.6122 | 2.401 | 2.4712 | 2.7197 | 2.7618 | 2.8078 | 3.1688 | 3.1048 | 3.3183 | 3.4282 | 3.3409 | 3.1712 | 2.8022 | 2.5016 | 2.4813 | 2.3993 | 2.5326 | 2.6003 | 2.6473
Portfolio Adjusted1-in-2Size: Over 200kWAll2018September Monthly Peak | Portfolio Adjusted | 1-in-2 | Size: Over 200kW | All | 2018 | September Monthly Peak | 9 | 137.8071 | 134.0311 | 130.1361 | 130.7517 | 140.7814 | 165.7911 | 195.6608 | 215.2681 | 231.4601 | 240.5025 | 248.7864 | 250.8326 | 247.3204 | 248.6897 | 242.2375 | 228.8984 | 213.1847 | 198.2634 | 188.7642 | 186.6652 | 179.6812 | 170.6823 | 157.4453 | 149.5933 | -0.15353 | -0.22437 | -0.16615 | -0.32998 | -0.54999 | -0.88243 | -0.51405 | -0.53329 | -0.2577 | -0.029163 | -0.36015 | -0.10098 | 0.44383 | 2.3019 | 7.907 | 7.5791 | 6.7029 | 5.8354 | 1.8084 | 0.081364 | -0.39627 | -0.56362 | -0.74913 | -0.88804 | 69.6371 | 68.5742 | 67.8448 | 67.126 | 66.6039 | 66.0538 | 66.0401 | 65.8951 | 67.6312 | 72.6062 | 78.7966 | 84.0316 | 88.4005 | 90.9836 | 92.0758 | 92.2566 | 91.7858 | 90.507 | 87.9864 | 84.4085 | 80.8956 | 78.5966 | 77.0989 | 75.8317 | 2.5847 | 2.195 | 2.3836 | 2.5435 | 2.9467 | 2.555 | 2.3707 | 2.4369 | 2.7049 | 2.7439 | 2.7814 | 3.1389 | 3.0676 | 3.2823 | 3.3928 | 3.2848 | 3.0969 | 2.7291 | 2.4472 | 2.4564 | 2.3368 | 2.4712 | 2.5214 | 2.5644
Portfolio Adjusted1-in-2Size: Over 200kWAll2018October Monthly Peak | Portfolio Adjusted | 1-in-2 | Size: Over 200kW | All | 2018 | October Monthly Peak | 10 | 134.5009 | 130.4042 | 126.0724 | 125.9102 | 135.1332 | 159.2943 | 188.6956 | 206.2884 | 220.936 | 231.4205 | 241.7635 | 246.1322 | 245.5836 | 247.3201 | 241.1712 | 227.483 | 211.3247 | 196.7217 | 189.8336 | 183.6766 | 175.4455 | 166.0724 | 153.8215 | 145.4679 | 0.03478 | -0.10255 | -0.050132 | -0.24056 | -0.43588 | -0.76136 | -0.34884 | -0.38758 | -0.28975 | -0.13429 | -0.29502 | -0.020646 | 0.48406 | 2.3202 | 7.8607 | 7.4997 | 6.6233 | 5.7512 | 1.6824 | 0.08883 | -0.40021 | -0.5522 | -0.67601 | -0.86002 | 69.7014 | 68.8675 | 67.9437 | 67.1634 | 66.4529 | 65.6183 | 65.6447 | 66.2217 | 66.9505 | 71.2225 | 76.7967 | 82.0614 | 85.7461 | 87.8936 | 89.3579 | 89.5303 | 88.6888 | 87.1772 | 84.7 | 81.0155 | 77.5928 | 75.0018 | 72.9933 | 71.4156 | 2.5206 | 2.1378 | 2.3087 | 2.4609 | 2.8524 | 2.4707 | 2.3046 | 2.3552 | 2.6016 | 2.6581 | 2.7173 | 3.0936 | 3.0692 | 3.2894 | 3.4118 | 3.3065 | 3.116 | 2.7427 | 2.4786 | 2.4377 | 2.2962 | 2.4123 | 2.4718 | 2.4968
Portfolio Adjusted1-in-2Size: Over 200kWAll2018November Monthly Peak | Portfolio Adjusted | 1-in-2 | Size: Over 200kW | All | 2018 | November Monthly Peak | 11 | 125.1768 | 121.4439 | 117.5847 | 117.5259 | 126.4818 | 149.665 | 175.1193 | 190.8576 | 201.6792 | 207.75 | 214.3982 | 216.4975 | 215.1472 | 216.0133 | 209.6396 | 197.6068 | 186.5521 | 180.4394 | 172.055 | 165.4137 | 158.8152 | 150.8471 | 140.739 | 134.0041 | 0.42566 | 0.052712 | 0.15356 | -0.056671 | -0.1958 | -0.67374 | 0.0012842 | 0.071945 | -0.29045 | -0.24311 | 0.032501 | 0.35347 | 0.72979 | 2.1783 | 7.0869 | 6.6171 | 5.8555 | 5.2211 | 1.0569 | -0.056935 | -0.58581 | -0.66896 | -0.55273 | -0.82112 | 59.0519 | 58.2291 | 57.4937 | 56.7843 | 56.0806 | 55.816 | 55.3804 | 55.2986 | 58.9544 | 63.9041 | 70.0283 | 75.2078 | 78.8144 | 80.335 | 80.8388 | 80.3024 | 78.0981 | 73.912 | 69.5397 | 66.9616 | 64.9656 | 63.3298 | 62.1074 | 60.9848 | 2.4906 | 2.1143 | 2.2914 | 2.4371 | 2.8286 | 2.4648 | 2.2705 | 2.3092 | 2.5111 | 2.5179 | 2.5481 | 2.8897 | 2.8451 | 3.0403 | 3.1336 | 3.0384 | 2.9224 | 2.6747 | 2.3901 | 2.3318 | 2.203 | 2.3239 | 2.4009 | 2.444
Portfolio Adjusted1-in-2Size: Over 200kWAll2018December Monthly Peak | Portfolio Adjusted | 1-in-2 | Size: Over 200kW | All | 2018 | December Monthly Peak | 12 | 118.884 | 115.0495 | 111.8444 | 111.5386 | 120.2666 | 143.4225 | 170.4502 | 184.8536 | 193.6283 | 195.4425 | 196.7755 | 194.5637 | 189.8868 | 188.4554 | 181.5798 | 172.3702 | 165.8798 | 163.1648 | 158.5232 | 153.4666 | 147.9592 | 142.0172 | 132.5176 | 125.8494 | 0.40002 | 0.045685 | 0.14309 | -0.05409 | -0.18068 | -0.64817 | 0.00090398 | 0.064549 | -0.28049 | -0.22881 | 0.024915 | 0.30922 | 0.63019 | 1.8842 | 6.1276 | 5.76 | 5.1806 | 4.6916 | 0.95441 | -0.07613 | -0.56556 | -0.64867 | -0.53436 | -0.77835 | 47.9451 | 47.2584 | 46.2302 | 45.3586 | 44.7366 | 44.0645 | 43.8773 | 43.6417 | 44.0813 | 46.8432 | 49.397 | 51.4824 | 53.0742 | 53.9929 | 54.5803 | 54.6314 | 54.0335 | 52.9376 | 51.45 | 50.2558 | 49.3584 | 48.4747 | 47.6831 | 46.7753 | 2.3644 | 2.0022 | 2.1795 | 2.3161 | 2.7043 | 2.3682 | 2.2161 | 2.2472 | 2.4257 | 2.3814 | 2.3483 | 2.6094 | 2.5249 | 2.6696 | 2.7347 | 2.6738 | 2.6284 | 2.4388 | 2.2131 | 2.176 | 2.0583 | 2.187 | 2.2605 | 2.2934
Portfolio Adjusted1-in-2Size: Over 200kWAll2018Typical Event Day | Portfolio Adjusted | 1-in-2 | Size: Over 200kW | All | 2018 | Typical Event Day | 8 | 139.567 | 134.9941 | 130.7991 | 131.4243 | 140.9658 | 165.9875 | 194.1534 | 212.6448 | 225.0743 | 232.4252 | 240.0086 | 241.7497 | 238.5369 | 239.8235 | 234.1605 | 222.9634 | 209.1965 | 195.5644 | 186.2182 | 182.0634 | 178.7127 | 169.8295 | 157.938 | 150.5342 | -0.07913 | -0.17347 | -0.11597 | -0.30858 | -0.5288 | -0.83719 | -0.44447 | -0.46352 | -0.2648 | -0.065082 | -0.33059 | -0.051452 | 0.47033 | 2.2653 | 7.6878 | 7.4166 | 6.6166 | 5.7844 | 1.7755 | 0.12906 | -0.36834 | -0.54202 | -0.72015 | -0.88691 | 70.3588 | 69.3801 | 68.5542 | 67.7292 | 67.1059 | 66.5344 | 66.2346 | 66.4965 | 68.8729 | 73.3646 | 78.3473 | 82.5099 | 85.7115 | 88.0163 | 89.3738 | 89.7786 | 89.8804 | 88.9689 | 87.1482 | 84.3473 | 80.6703 | 77.4265 | 75.3682 | 73.8726 | 2.6177 | 2.2112 | 2.3957 | 2.5578 | 2.9465 | 2.5589 | 2.3511 | 2.406 | 2.6267 | 2.6486 | 2.6829 | 3.0247 | 2.9594 | 3.1651 | 3.273 | 3.1933 | 3.0346 | 2.6905 | 2.4148 | 2.3999 | 2.3274 | 2.4605 | 2.529 | 2.578
Portfolio Adjusted1-in-2Size: Over 200kWAll2019January Monthly Peak | Portfolio Adjusted | 1-in-2 | Size: Over 200kW | All | 2019 | January Monthly Peak | 1 | 118.044 | 114.5405 | 110.8685 | 111.4986 | 120.8189 | 144.8089 | 173.1408 | 188.0287 | 196.337 | 197.3304 | 199.7704 | 199.0752 | 195.2328 | 194.8401 | 188.2001 | 177.6946 | 168.214 | 164.8198 | 159.5087 | 153.732 | 148.1718 | 141.6508 | 132.6313 | 126.2858 | 0.38781 | 0.037693 | 0.13634 | -0.056713 | -0.18709 | -0.65763 | -0.0031739 | 0.064968 | -0.28406 | -0.22986 | 0.028336 | 0.32262 | 0.65978 | 1.9491 | 6.3329 | 5.9148 | 5.2331 | 4.7194 | 0.96283 | -0.070719 | -0.56049 | -0.63973 | -0.53119 | -0.77901 | 52.1793 | 51.6889 | 51.3422 | 50.8801 | 50.6911 | 50.2643 | 50.3673 | 50.2582 | 50.6066 | 51.974 | 53.7841 | 55.324 | 56.4682 | 57.4352 | 58.0818 | 58.0139 | 57.8298 | 57.1371 | 55.756 | 54.4562 | 53.8236 | 53.5187 | 53.0254 | 52.2184 | 2.339 | 1.9881 | 2.1542 | 2.3148 | 2.7195 | 2.3887 | 2.2506 | 2.2839 | 2.4545 | 2.4009 | 2.3806 | 2.66 | 2.5859 | 2.7506 | 2.8269 | 2.7532 | 2.6632 | 2.4636 | 2.2246 | 2.178 | 2.0599 | 2.1799 | 2.2601 | 2.2972
Portfolio Adjusted1-in-2Size: Over 200kWAll2019February Monthly Peak | Portfolio Adjusted | 1-in-2 | Size: Over 200kW | All | 2019 | February Monthly Peak | 2 | 119.5637 | 115.9371 | 112.5691 | 113.1877 | 121.9882 | 145.5022 | 173.1682 | 187.5975 | 196.6181 | 199.1182 | 202.9294 | 204.0933 | 201.5919 | 202.4509 | 196.8149 | 185.2928 | 174.3679 | 168.5247 | 164.3926 | 158.0966 | 152.1345 | 144.8436 | 134.8547 | 128.0646 | 0.38685 | 0.031563 | 0.13492 | -0.058424 | -0.18935 | -0.6603 | -0.0037462 | 0.065721 | -0.28478 | -0.23181 | 0.028278 | 0.32928 | 0.67692 | 2.0143 | 6.6078 | 6.1622 | 5.4207 | 4.8215 | 0.9905 | -0.076755 | -0.57885 | -0.66017 | -0.54493 | -0.79232 | 51.7156 | 51.262 | 51.0317 | 50.7187 | 50.2517 | 50.0823 | 49.7075 | 50.018 | 51.3465 | 54.7302 | 58.4681 | 61.5573 | 63.1022 | 63.75 | 64.2215 | 63.9685 | 63.5946 | 62.7256 | 60.7588 | 58.7192 | 57.5166 | 56.589 | 55.6667 | 54.3926 | 2.3638 | 2.0084 | 2.1852 | 2.3495 | 2.7436 | 2.3988 | 2.2502 | 2.2768 | 2.4586 | 2.423 | 2.4198 | 2.7291 | 2.6755 | 2.8667 | 2.9711 | 2.8785 | 2.7645 | 2.5228 | 2.2938 | 2.242 | 2.1161 | 2.2292 | 2.2977 | 2.3254
Portfolio Adjusted1-in-2Size: Over 200kWAll2019March Monthly Peak | Portfolio Adjusted | 1-in-2 | Size: Over 200kW | All | 2019 | March Monthly Peak | 3 | 122.5883 | 118.6291 | 114.9023 | 114.8358 | 123.0343 | 145.9497 | 174.1448 | 188.9377 | 197.1021 | 199.6327 | 203.9713 | 205.1545 | 203.2367 | 204.0332 | 198.6623 | 188.3386 | 177.4399 | 168.8421 | 164.8415 | 162.832 | 157.1989 | 149.4908 | 138.9851 | 131.5543 | 0.40284 | 0.03945 | 0.13707 | -0.057889 | -0.19046 | -0.6595 | -0.0028919 | 0.0657 | -0.28557 | -0.2312 | 0.029809 | 0.33289 | 0.68503 | 2.037 | 6.6769 | 6.2685 | 5.5253 | 4.831 | 0.99421 | -0.077504 | -0.59626 | -0.67733 | -0.55994 | -0.81394 | 52.9277 | 52.0221 | 51.4283 | 51.1453 | 50.6309 | 50.2648 | 49.9634 | 50.1652 | 51.9323 | 54.1142 | 56.9381 | 59.8002 | 62.1998 | 64.1261 | 65.2175 | 65.7421 | 65.4769 | 64.5147 | 61.9918 | 58.8937 | 57.1645 | 55.8078 | 54.657 | 53.2631 | 2.4273 | 2.0584 | 2.2307 | 2.3838 | 2.7629 | 2.404 | 2.2603 | 2.2919 | 2.4627 | 2.4278 | 2.4309 | 2.7403 | 2.6952 | 2.8824 | 2.9859 | 2.913 | 2.7983 | 2.5211 | 2.2989 | 2.3094 | 2.1863 | 2.2998 | 2.3671 | 2.388
Portfolio Adjusted1-in-2Size: Over 200kWAll2019April Monthly Peak | Portfolio Adjusted | 1-in-2 | Size: Over 200kW | All | 2019 | April Monthly Peak | 4 | 125.3027 | 121.3588 | 117.3332 | 117.3896 | 125.9272 | 148.884 | 174.6492 | 190.7917 | 201.4254 | 207.0748 | 214.1937 | 216.7155 | 216.2932 | 217.6792 | 212.3709 | 201.2465 | 188.8081 | 177.2337 | 168.6663 | 167.1594 | 163.0514 | 154.6442 | 143.5415 | 135.8453 | 0.40465 | 0.036151 | 0.1394 | -0.060618 | -0.20123 | -0.67506 | -0.0028376 | 0.06919 | -0.29145 | -0.23906 | 0.034035 | 0.35662 | 0.73522 | 2.1768 | 7.1328 | 6.6954 | 5.8857 | 5.0903 | 1.0333 | -0.061712 | -0.60604 | -0.68943 | -0.57148 | -0.83723 | 62.3636 | 61.3588 | 60.5271 | 59.8356 | 58.9355 | 58.2877 | 57.7461 | 57.7126 | 59.8389 | 63.8411 | 68.6147 | 73.3231 | 77.2501 | 79.6601 | 80.8449 | 81.2836 | 80.712 | 79.9342 | 78.1368 | 75.5256 | 71.4205 | 68.8975 | 66.8813 | 65.0729 | 2.4738 | 2.1012 | 2.2742 | 2.4339 | 2.8216 | 2.4494 | 2.2607 | 2.3074 | 2.5101 | 2.5137 | 2.5485 | 2.8875 | 2.8633 | 3.0693 | 3.188 | 3.1054 | 2.9644 | 2.6313 | 2.3425 | 2.3614 | 2.2642 | 2.3784 | 2.4423 | 2.4627
Portfolio Adjusted1-in-2Size: Over 200kWAll2019May Monthly Peak | Portfolio Adjusted | 1-in-2 | Size: Over 200kW | All | 2019 | May Monthly Peak | 5 | 125.9303 | 122.0311 | 118.2275 | 118.4377 | 127.5797 | 151.1264 | 175.9696 | 195.1293 | 207.5873 | 214.7579 | 222.4597 | 224.7765 | 223.6161 | 224.7099 | 219.1605 | 206.9801 | 193.7192 | 180.9345 | 171.4082 | 167.4746 | 165.0229 | 156.8002 | 145.6976 | 138.3083 | 0.41526 | 0.041674 | 0.14247 | -0.060308 | -0.20258 | -0.68226 | -0.0016918 | 0.070757 | -0.29978 | -0.24897 | 0.034635 | 0.36816 | 0.75796 | 2.2531 | 7.3776 | 6.9036 | 6.058 | 5.2168 | 1.0572 | -0.054927 | -0.60531 | -0.69161 | -0.57385 | -0.84691 | 64.8229 | 63.7622 | 62.7279 | 61.8699 | 61.1499 | 60.2484 | 59.7997 | 60.3492 | 63.1291 | 66.7849 | 70.8834 | 74.9488 | 78.6274 | 81.1035 | 82.6138 | 83.2483 | 83.3497 | 82.5438 | 80.619 | 78.0306 | 73.9576 | 70.78 | 69.0533 | 67.4709 | 2.4933 | 2.1164 | 2.2937 | 2.4559 | 2.8568 | 2.4852 | 2.2772 | 2.3598 | 2.5846 | 2.6066 | 2.6466 | 2.9976 | 2.9608 | 3.1671 | 3.2859 | 3.1882 | 3.036 | 2.6795 | 2.3774 | 2.3609 | 2.2887 | 2.4137 | 2.4815 | 2.5148
Portfolio Adjusted1-in-2Size: Over 200kWAll2019June Monthly Peak | Portfolio Adjusted | 1-in-2 | Size: Over 200kW | All | 2019 | June Monthly Peak | 6 | 133.725 | 129.5197 | 125.2506 | 125.4021 | 134.0298 | 156.3471 | 180.8879 | 199.4429 | 211.0809 | 217.7312 | 225.1207 | 226.2915 | 222.2446 | 222.5719 | 217.0915 | 207.9554 | 196.3552 | 184.3138 | 176.7363 | 172.0898 | 170.4394 | 162.7839 | 151.1539 | 144.0353 | 0.28748 | 0.002111 | 0.08221 | -0.14733 | -0.32386 | -0.71035 | -0.12814 | -0.086278 | -0.28952 | -0.19429 | -0.096375 | 0.24065 | 0.66994 | 2.2228 | 7.2826 | 6.9719 | 6.2143 | 5.4042 | 1.3443 | 0.068283 | -0.4875 | -0.62319 | -0.61028 | -0.86335 | 67.5167 | 66.3666 | 65.3093 | 64.4766 | 63.6939 | 63.1115 | 62.5743 | 63.2253 | 66.1232 | 70.2952 | 74.1273 | 77.6861 | 80.1839 | 82.3624 | 83.6524 | 84.4676 | 84.9989 | 84.6695 | 83.3732 | 80.7686 | 77.3513 | 73.6257 | 71.2234 | 69.6734 | 2.5879 | 2.1917 | 2.3665 | 2.5187 | 2.892 | 2.4886 | 2.2618 | 2.3276 | 2.5398 | 2.5579 | 2.5947 | 2.9191 | 2.844 | 3.0283 | 3.1302 | 3.0768 | 2.9548 | 2.6304 | 2.3712 | 2.3452 | 2.2909 | 2.4327 | 2.4976 | 2.5446
Portfolio Adjusted1-in-2Size: Over 200kWAll2019July Monthly Peak | Portfolio Adjusted | 1-in-2 | Size: Over 200kW | All | 2019 | July Monthly Peak | 7 | 136.7084 | 132.563 | 129.0303 | 129.0374 | 138.3672 | 162.2419 | 187.8284 | 205.2056 | 215.9697 | 222.6844 | 229.7115 | 230.503 | 226.7428 | 227.4979 | 222.4743 | 213.6835 | 202.4871 | 190.8622 | 182.2562 | 177.4004 | 175.4092 | 167.515 | 155.5993 | 147.921 | -0.051444 | -0.16159 | -0.10118 | -0.29666 | -0.51182 | -0.81328 | -0.40485 | -0.40598 | -0.25256 | -0.064652 | -0.29307 | -0.0066712 | 0.49416 | 2.1853 | 7.3611 | 7.1505 | 6.4353 | 5.6682 | 1.7266 | 0.13444 | -0.3715 | -0.54807 | -0.70513 | -0.87493 | 69.6409 | 68.8999 | 68.2606 | 67.6167 | 66.9932 | 66.5337 | 66.3018 | 66.695 | 69.0664 | 72.9964 | 77.9088 | 81.6028 | 84.5646 | 86.9295 | 88.6779 | 89.1808 | 89.3723 | 88.5103 | 87.0552 | 84.787 | 81.1509 | 77.2734 | 74.7917 | 73.298 | 2.5726 | 2.1794 | 2.371 | 2.5172 | 2.8954 | 2.506 | 2.2778 | 2.3222 | 2.5199 | 2.539 | 2.5698 | 2.8859 | 2.8095 | 2.9965 | 3.0973 | 3.0498 | 2.9342 | 2.6304 | 2.368 | 2.3431 | 2.2898 | 2.4335 | 2.4994 | 2.5424
Portfolio Adjusted1-in-2Size: Over 200kWAll2019August Monthly Peak | Portfolio Adjusted | 1-in-2 | Size: Over 200kW | All | 2019 | August Monthly Peak | 8 | 141.3492 | 136.7505 | 132.7811 | 133.5057 | 143.2578 | 168.6856 | 197.3142 | 217.2347 | 231.7045 | 241.0666 | 250.0419 | 252.2715 | 249.153 | 250.3287 | 244.1736 | 232.2624 | 217.6855 | 202.9167 | 192.152 | 187.4653 | 183.4815 | 174.1092 | 161.726 | 153.9619 | -0.41323 | -0.30616 | -0.28814 | -0.44561 | -0.69947 | -0.89554 | -0.72775 | -0.8461 | -0.24702 | 0.038226 | -0.59038 | -0.39061 | 0.20715 | 2.2256 | 7.8065 | 7.6352 | 6.8617 | 6.0254 | 2.1712 | 0.18991 | -0.22287 | -0.43316 | -0.80359 | -0.88606 | 74.6405 | 73.6797 | 72.8022 | 71.6975 | 71.1326 | 70.4387 | 70.0223 | 70.1707 | 72.6706 | 77.5604 | 82.5564 | 86.7189 | 89.6968 | 91.7899 | 93.0893 | 93.2093 | 93.3648 | 92.1886 | 90.1779 | 87.4252 | 83.2833 | 80.2105 | 78.3589 | 76.6873 | 2.6599 | 2.2479 | 2.4401 | 2.6092 | 3.0113 | 2.6122 | 2.401 | 2.4712 | 2.7197 | 2.7618 | 2.8078 | 3.1688 | 3.1048 | 3.3183 | 3.4282 | 3.3409 | 3.1712 | 2.8022 | 2.5016 | 2.4813 | 2.3993 | 2.5326 | 2.6003 | 2.6473
Portfolio Adjusted1-in-2Size: Over 200kWAll2019September Monthly Peak | Portfolio Adjusted | 1-in-2 | Size: Over 200kW | All | 2019 | September Monthly Peak | 9 | 137.8071 | 134.0311 | 130.1361 | 130.7517 | 140.7814 | 165.7911 | 195.6608 | 215.2681 | 231.4601 | 240.5025 | 248.7864 | 250.8326 | 247.3204 | 248.6897 | 242.2375 | 228.8984 | 213.1847 | 198.2634 | 188.7642 | 186.6652 | 179.6812 | 170.6823 | 157.4453 | 149.5933 | -0.15353 | -0.22437 | -0.16615 | -0.32998 | -0.54999 | -0.88243 | -0.51405 | -0.53329 | -0.2577 | -0.029163 | -0.36015 | -0.10098 | 0.44383 | 2.3019 | 7.907 | 7.5791 | 6.7029 | 5.8354 | 1.8084 | 0.081364 | -0.39627 | -0.56362 | -0.74913 | -0.88804 | 69.6371 | 68.5742 | 67.8448 | 67.126 | 66.6039 | 66.0538 | 66.0401 | 65.8951 | 67.6312 | 72.6062 | 78.7966 | 84.0316 | 88.4005 | 90.9836 | 92.0758 | 92.2566 | 91.7858 | 90.507 | 87.9864 | 84.4085 | 80.8956 | 78.5966 | 77.0989 | 75.8317 | 2.5847 | 2.195 | 2.3836 | 2.5435 | 2.9467 | 2.555 | 2.3707 | 2.4369 | 2.7049 | 2.7439 | 2.7814 | 3.1389 | 3.0676 | 3.2823 | 3.3928 | 3.2848 | 3.0969 | 2.7291 | 2.4472 | 2.4564 | 2.3368 | 2.4712 | 2.5214 | 2.5644
Portfolio Adjusted1-in-2Size: Over 200kWAll2019October Monthly Peak | Portfolio Adjusted | 1-in-2 | Size: Over 200kW | All | 2019 | October Monthly Peak | 10 | 134.5009 | 130.4042 | 126.0724 | 125.9102 | 135.1332 | 159.2943 | 188.6956 | 206.2884 | 220.9361 | 231.4205 | 241.7635 | 246.1322 | 245.5836 | 247.3201 | 241.1712 | 227.483 | 211.3247 | 196.7217 | 189.8336 | 183.6766 | 175.4455 | 166.0724 | 153.8215 | 145.4679 | 0.03478 | -0.10255 | -0.050132 | -0.24056 | -0.43588 | -0.76136 | -0.34884 | -0.38758 | -0.28975 | -0.13429 | -0.29502 | -0.020646 | 0.48406 | 2.3202 | 7.8607 | 7.4997 | 6.6233 | 5.7512 | 1.6824 | 0.08883 | -0.40021 | -0.5522 | -0.67601 | -0.86002 | 69.7014 | 68.8675 | 67.9437 | 67.1634 | 66.4529 | 65.6183 | 65.6447 | 66.2217 | 66.9505 | 71.2225 | 76.7967 | 82.0614 | 85.7461 | 87.8936 | 89.3579 | 89.5303 | 88.6888 | 87.1772 | 84.7 | 81.0155 | 77.5928 | 75.0018 | 72.9933 | 71.4156 | 2.5206 | 2.1378 | 2.3087 | 2.4609 | 2.8524 | 2.4707 | 2.3046 | 2.3552 | 2.6016 | 2.6581 | 2.7173 | 3.0936 | 3.0692 | 3.2894 | 3.4118 | 3.3065 | 3.116 | 2.7427 | 2.4786 | 2.4377 | 2.2962 | 2.4123 | 2.4718 | 2.4968
Portfolio Adjusted1-in-2Size: Over 200kWAll2019November Monthly Peak | Portfolio Adjusted | 1-in-2 | Size: Over 200kW | All | 2019 | November Monthly Peak | 11 | 125.1768 | 121.4439 | 117.5847 | 117.5259 | 126.4818 | 149.665 | 175.1193 | 190.8576 | 201.6792 | 207.75 | 214.3982 | 216.4974 | 215.1472 | 216.0133 | 209.6396 | 197.6068 | 186.5521 | 180.4394 | 172.055 | 165.4137 | 158.8152 | 150.8471 | 140.739 | 134.0041 | 0.42566 | 0.052712 | 0.15356 | -0.056671 | -0.1958 | -0.67374 | 0.0012842 | 0.071945 | -0.29045 | -0.24311 | 0.032501 | 0.35347 | 0.72979 | 2.1783 | 7.0869 | 6.6171 | 5.8555 | 5.2211 | 1.0569 | -0.056935 | -0.58581 | -0.66896 | -0.55273 | -0.82112 | 59.0519 | 58.2291 | 57.4937 | 56.7843 | 56.0806 | 55.816 | 55.3804 | 55.2986 | 58.9544 | 63.9041 | 70.0283 | 75.2078 | 78.8144 | 80.335 | 80.8388 | 80.3024 | 78.0981 | 73.912 | 69.5397 | 66.9616 | 64.9656 | 63.3298 | 62.1074 | 60.9848 | 2.4906 | 2.1143 | 2.2914 | 2.4371 | 2.8286 | 2.4648 | 2.2705 | 2.3092 | 2.5111 | 2.5179 | 2.5481 | 2.8897 | 2.8451 | 3.0403 | 3.1336 | 3.0384 | 2.9224 | 2.6747 | 2.3901 | 2.3318 | 2.203 | 2.3239 | 2.4009 | 2.444
Portfolio Adjusted1-in-2Size: Over 200kWAll2019December Monthly Peak | Portfolio Adjusted | 1-in-2 | Size: Over 200kW | All | 2019 | December Monthly Peak | 12 | 118.884 | 115.0495 | 111.8444 | 111.5386 | 120.2666 | 143.4225 | 170.4502 | 184.8536 | 193.6283 | 195.4425 | 196.7755 | 194.5637 | 189.8868 | 188.4554 | 181.5798 | 172.3702 | 165.8799 | 163.1648 | 158.5232 | 153.4666 | 147.9592 | 142.0172 | 132.5176 | 125.8494 | 0.40002 | 0.045685 | 0.14309 | -0.05409 | -0.18068 | -0.64817 | 0.00090398 | 0.064549 | -0.28049 | -0.22881 | 0.024915 | 0.30922 | 0.63019 | 1.8842 | 6.1276 | 5.76 | 5.1806 | 4.6916 | 0.95441 | -0.07613 | -0.56556 | -0.64867 | -0.53436 | -0.77835 | 47.9451 | 47.2584 | 46.2302 | 45.3586 | 44.7366 | 44.0645 | 43.8773 | 43.6417 | 44.0813 | 46.8432 | 49.397 | 51.4824 | 53.0742 | 53.9929 | 54.5803 | 54.6314 | 54.0335 | 52.9376 | 51.45 | 50.2558 | 49.3584 | 48.4747 | 47.6831 | 46.7753 | 2.3644 | 2.0022 | 2.1795 | 2.3161 | 2.7043 | 2.3682 | 2.2161 | 2.2472 | 2.4257 | 2.3814 | 2.3483 | 2.6094 | 2.5249 | 2.6696 | 2.7347 | 2.6738 | 2.6284 | 2.4388 | 2.2131 | 2.176 | 2.0583 | 2.187 | 2.2605 | 2.2934
Portfolio Adjusted1-in-2Size: Over 200kWAll2019Typical Event Day | Portfolio Adjusted | 1-in-2 | Size: Over 200kW | All | 2019 | Typical Event Day | 8 | 139.567 | 134.9941 | 130.7991 | 131.4243 | 140.9658 | 165.9875 | 194.1534 | 212.6448 | 225.0743 | 232.4252 | 240.0086 | 241.7497 | 238.5369 | 239.8235 | 234.1605 | 222.9634 | 209.1965 | 195.5644 | 186.2182 | 182.0634 | 178.7127 | 169.8295 | 157.938 | 150.5342 | -0.07913 | -0.17347 | -0.11597 | -0.30858 | -0.5288 | -0.83719 | -0.44447 | -0.46352 | -0.2648 | -0.065082 | -0.33059 | -0.051452 | 0.47033 | 2.2653 | 7.6878 | 7.4166 | 6.6166 | 5.7844 | 1.7755 | 0.12906 | -0.36834 | -0.54202 | -0.72015 | -0.88691 | 70.3588 | 69.3801 | 68.5542 | 67.7292 | 67.1059 | 66.5344 | 66.2346 | 66.4965 | 68.8729 | 73.3646 | 78.3473 | 82.5099 | 85.7115 | 88.0164 | 89.3738 | 89.7786 | 89.8804 | 88.9689 | 87.1482 | 84.3473 | 80.6703 | 77.4265 | 75.3682 | 73.8726 | 2.6177 | 2.2112 | 2.3957 | 2.5578 | 2.9465 | 2.5589 | 2.3511 | 2.406 | 2.6267 | 2.6486 | 2.6829 | 3.0247 | 2.9594 | 3.1651 | 3.273 | 3.1933 | 3.0346 | 2.6905 | 2.4148 | 2.3999 | 2.3274 | 2.4605 | 2.529 | 2.578
Portfolio Adjusted1-in-2Size: Over 200kWAll2020January Monthly Peak | Portfolio Adjusted | 1-in-2 | Size: Over 200kW | All | 2020 | January Monthly Peak | 1 | 118.044 | 114.5405 | 110.8685 | 111.4986 | 120.8189 | 144.809 | 173.1408 | 188.0287 | 196.337 | 197.3304 | 199.7704 | 199.0752 | 195.2328 | 194.8401 | 188.2001 | 177.6946 | 168.214 | 164.8198 | 159.5087 | 153.732 | 148.1718 | 141.6508 | 132.6313 | 126.2858 | 0.38781 | 0.037693 | 0.13634 | -0.056713 | -0.18709 | -0.65763 | -0.0031739 | 0.064968 | -0.28406 | -0.22986 | 0.028336 | 0.32262 | 0.65978 | 1.9491 | 6.3329 | 5.9148 | 5.2331 | 4.7194 | 0.96283 | -0.070719 | -0.56049 | -0.63973 | -0.53119 | -0.77901 | 52.1793 | 51.6889 | 51.3422 | 50.8801 | 50.6911 | 50.2643 | 50.3673 | 50.2582 | 50.6066 | 51.974 | 53.7841 | 55.324 | 56.4682 | 57.4352 | 58.0818 | 58.0139 | 57.8298 | 57.1371 | 55.756 | 54.4562 | 53.8236 | 53.5187 | 53.0254 | 52.2184 | 2.339 | 1.9881 | 2.1542 | 2.3148 | 2.7195 | 2.3887 | 2.2506 | 2.2839 | 2.4545 | 2.4009 | 2.3806 | 2.66 | 2.5859 | 2.7506 | 2.8269 | 2.7532 | 2.6632 | 2.4636 | 2.2246 | 2.178 | 2.0599 | 2.1799 | 2.2601 | 2.2972
Portfolio Adjusted1-in-2Size: Over 200kWAll2020February Monthly Peak | Portfolio Adjusted | 1-in-2 | Size: Over 200kW | All | 2020 | February Monthly Peak | 2 | 119.5637 | 115.9371 | 112.5691 | 113.1877 | 121.9882 | 145.5022 | 173.1682 | 187.5975 | 196.6181 | 199.1182 | 202.9294 | 204.0933 | 201.5919 | 202.4509 | 196.8148 | 185.2928 | 174.3679 | 168.5247 | 164.3926 | 158.0966 | 152.1345 | 144.8436 | 134.8547 | 128.0646 | 0.38685 | 0.031563 | 0.13492 | -0.058424 | -0.18935 | -0.6603 | -0.0037462 | 0.065721 | -0.28478 | -0.23181 | 0.028278 | 0.32928 | 0.67692 | 2.0143 | 6.6078 | 6.1622 | 5.4207 | 4.8215 | 0.9905 | -0.076755 | -0.57885 | -0.66017 | -0.54493 | -0.79232 | 51.7156 | 51.262 | 51.0317 | 50.7187 | 50.2517 | 50.0823 | 49.7075 | 50.018 | 51.3465 | 54.7302 | 58.4681 | 61.5573 | 63.1022 | 63.75 | 64.2215 | 63.9685 | 63.5946 | 62.7256 | 60.7588 | 58.7192 | 57.5166 | 56.589 | 55.6667 | 54.3926 | 2.3638 | 2.0084 | 2.1852 | 2.3495 | 2.7436 | 2.3988 | 2.2502 | 2.2768 | 2.4586 | 2.423 | 2.4198 | 2.7291 | 2.6755 | 2.8667 | 2.9711 | 2.8785 | 2.7645 | 2.5228 | 2.2938 | 2.242 | 2.1161 | 2.2292 | 2.2977 | 2.3254
Portfolio Adjusted1-in-2Size: Over 200kWAll2020March Monthly Peak | Portfolio Adjusted | 1-in-2 | Size: Over 200kW | All | 2020 | March Monthly Peak | 3 | 122.5883 | 118.6291 | 114.9023 | 114.8358 | 123.0343 | 145.9497 | 174.1448 | 188.9377 | 197.1021 | 199.6327 | 203.9713 | 205.1545 | 203.2367 | 204.0332 | 198.6623 | 188.3386 | 177.4399 | 168.8421 | 164.8415 | 162.832 | 157.1989 | 149.4908 | 138.9851 | 131.5543 | 0.40284 | 0.03945 | 0.13707 | -0.057889 | -0.19046 | -0.6595 | -0.0028919 | 0.0657 | -0.28557 | -0.2312 | 0.029809 | 0.33289 | 0.68503 | 2.037 | 6.6769 | 6.2685 | 5.5253 | 4.831 | 0.99421 | -0.077504 | -0.59626 | -0.67733 | -0.55994 | -0.81394 | 52.9277 | 52.0221 | 51.4283 | 51.1453 | 50.6309 | 50.2648 | 49.9634 | 50.1652 | 51.9323 | 54.1142 | 56.9381 | 59.8002 | 62.1998 | 64.1261 | 65.2175 | 65.7421 | 65.4769 | 64.5147 | 61.9918 | 58.8937 | 57.1645 | 55.8078 | 54.657 | 53.2631 | 2.4273 | 2.0584 | 2.2307 | 2.3838 | 2.7629 | 2.404 | 2.2603 | 2.2919 | 2.4627 | 2.4278 | 2.4309 | 2.7403 | 2.6952 | 2.8824 | 2.9859 | 2.913 | 2.7983 | 2.5211 | 2.2989 | 2.3094 | 2.1863 | 2.2998 | 2.3671 | 2.388
Portfolio Adjusted1-in-2Size: Over 200kWAll2020April Monthly Peak | Portfolio Adjusted | 1-in-2 | Size: Over 200kW | All | 2020 | April Monthly Peak | 4 | 125.3027 | 121.3588 | 117.3332 | 117.3896 | 125.9272 | 148.884 | 174.6493 | 190.7917 | 201.4254 | 207.0748 | 214.1937 | 216.7154 | 216.2932 | 217.6792 | 212.3709 | 201.2465 | 188.8081 | 177.2337 | 168.6663 | 167.1594 | 163.0514 | 154.6442 | 143.5415 | 135.8453 | 0.40465 | 0.036151 | 0.1394 | -0.060618 | -0.20123 | -0.67506 | -0.0028376 | 0.06919 | -0.29145 | -0.23906 | 0.034035 | 0.35662 | 0.73522 | 2.1768 | 7.1328 | 6.6954 | 5.8857 | 5.0903 | 1.0333 | -0.061712 | -0.60604 | -0.68943 | -0.57148 | -0.83723 | 62.3636 | 61.3588 | 60.5271 | 59.8356 | 58.9355 | 58.2877 | 57.7461 | 57.7126 | 59.8389 | 63.8411 | 68.6147 | 73.3231 | 77.2501 | 79.6601 | 80.8449 | 81.2836 | 80.712 | 79.9342 | 78.1368 | 75.5256 | 71.4205 | 68.8975 | 66.8813 | 65.0729 | 2.4738 | 2.1012 | 2.2742 | 2.4339 | 2.8216 | 2.4494 | 2.2607 | 2.3074 | 2.5101 | 2.5137 | 2.5485 | 2.8875 | 2.8633 | 3.0693 | 3.188 | 3.1054 | 2.9644 | 2.6313 | 2.3425 | 2.3614 | 2.2642 | 2.3784 | 2.4423 | 2.4627
Portfolio Adjusted1-in-2Size: Over 200kWAll2020May Monthly Peak | Portfolio Adjusted | 1-in-2 | Size: Over 200kW | All | 2020 | May Monthly Peak | 5 | 125.9303 | 122.0311 | 118.2275 | 118.4377 | 127.5797 | 151.1264 | 175.9696 | 195.1293 | 207.5873 | 214.7579 | 222.4597 | 224.7765 | 223.6161 | 224.7099 | 219.1605 | 206.9801 | 193.7192 | 180.9345 | 171.4082 | 167.4746 | 165.023 | 156.8002 | 145.6975 | 138.3083 | 0.41526 | 0.041674 | 0.14247 | -0.060308 | -0.20258 | -0.68226 | -0.0016919 | 0.070757 | -0.29978 | -0.24897 | 0.034635 | 0.36816 | 0.75796 | 2.2531 | 7.3776 | 6.9036 | 6.058 | 5.2168 | 1.0572 | -0.054927 | -0.60531 | -0.69161 | -0.57385 | -0.84691 | 64.8229 | 63.7622 | 62.7279 | 61.8699 | 61.1499 | 60.2484 | 59.7997 | 60.3492 | 63.1291 | 66.7849 | 70.8834 | 74.9488 | 78.6274 | 81.1035 | 82.6138 | 83.2483 | 83.3497 | 82.5438 | 80.619 | 78.0306 | 73.9576 | 70.7801 | 69.0533 | 67.4709 | 2.4933 | 2.1164 | 2.2937 | 2.4559 | 2.8568 | 2.4852 | 2.2772 | 2.3598 | 2.5846 | 2.6066 | 2.6466 | 2.9976 | 2.9608 | 3.1671 | 3.2859 | 3.1882 | 3.036 | 2.6795 | 2.3774 | 2.3609 | 2.2887 | 2.4137 | 2.4815 | 2.5148
Portfolio Adjusted1-in-2Size: Over 200kWAll2020June Monthly Peak | Portfolio Adjusted | 1-in-2 | Size: Over 200kW | All | 2020 | June Monthly Peak | 6 | 133.725 | 129.5197 | 125.2506 | 125.4021 | 134.0298 | 156.3471 | 180.8879 | 199.4429 | 211.0809 | 217.7312 | 225.1207 | 226.2915 | 222.2446 | 222.5719 | 217.0915 | 207.9554 | 196.3552 | 184.3138 | 176.7363 | 172.0898 | 170.4394 | 162.784 | 151.1539 | 144.0353 | 0.28748 | 0.002111 | 0.08221 | -0.14733 | -0.32386 | -0.71035 | -0.12814 | -0.086278 | -0.28952 | -0.19429 | -0.096375 | 0.24065 | 0.66994 | 2.2228 | 7.2826 | 6.9719 | 6.2143 | 5.4042 | 1.3443 | 0.068283 | -0.4875 | -0.62319 | -0.61028 | -0.86335 | 67.5167 | 66.3666 | 65.3093 | 64.4766 | 63.6939 | 63.1115 | 62.5743 | 63.2253 | 66.1232 | 70.2952 | 74.1273 | 77.6861 | 80.1839 | 82.3624 | 83.6524 | 84.4676 | 84.9989 | 84.6695 | 83.3732 | 80.7686 | 77.3513 | 73.6257 | 71.2234 | 69.6734 | 2.5879 | 2.1917 | 2.3665 | 2.5187 | 2.892 | 2.4886 | 2.2618 | 2.3276 | 2.5398 | 2.5579 | 2.5947 | 2.9191 | 2.844 | 3.0283 | 3.1302 | 3.0768 | 2.9548 | 2.6304 | 2.3712 | 2.3452 | 2.2909 | 2.4327 | 2.4976 | 2.5446
Portfolio Adjusted1-in-2Size: Over 200kWAll2020July Monthly Peak | Portfolio Adjusted | 1-in-2 | Size: Over 200kW | All | 2020 | July Monthly Peak | 7 | 136.7084 | 132.563 | 129.0303 | 129.0374 | 138.3672 | 162.2419 | 187.8284 | 205.2056 | 215.9697 | 222.6844 | 229.7115 | 230.503 | 226.7428 | 227.4979 | 222.4743 | 213.6835 | 202.4871 | 190.8622 | 182.2562 | 177.4004 | 175.4092 | 167.515 | 155.5993 | 147.921 | -0.051444 | -0.16159 | -0.10118 | -0.29666 | -0.51182 | -0.81328 | -0.40485 | -0.40598 | -0.25256 | -0.064652 | -0.29307 | -0.0066712 | 0.49416 | 2.1853 | 7.3611 | 7.1505 | 6.4353 | 5.6682 | 1.7266 | 0.13444 | -0.3715 | -0.54807 | -0.70513 | -0.87493 | 69.6409 | 68.8999 | 68.2606 | 67.6167 | 66.9932 | 66.5337 | 66.3018 | 66.695 | 69.0664 | 72.9964 | 77.9088 | 81.6028 | 84.5646 | 86.9295 | 88.6779 | 89.1808 | 89.3723 | 88.5103 | 87.0552 | 84.787 | 81.1509 | 77.2734 | 74.7917 | 73.298 | 2.5726 | 2.1794 | 2.371 | 2.5172 | 2.8954 | 2.506 | 2.2778 | 2.3222 | 2.5199 | 2.539 | 2.5698 | 2.8859 | 2.8095 | 2.9965 | 3.0973 | 3.0498 | 2.9342 | 2.6304 | 2.368 | 2.3431 | 2.2898 | 2.4335 | 2.4994 | 2.5424
Portfolio Adjusted1-in-2Size: Over 200kWAll2020August Monthly Peak | Portfolio Adjusted | 1-in-2 | Size: Over 200kW | All | 2020 | August Monthly Peak | 8 | 141.3492 | 136.7505 | 132.7811 | 133.5057 | 143.2578 | 168.6856 | 197.3142 | 217.2347 | 231.7045 | 241.0666 | 250.0418 | 252.2715 | 249.153 | 250.3287 | 244.1736 | 232.2624 | 217.6855 | 202.9167 | 192.152 | 187.4653 | 183.4815 | 174.1092 | 161.726 | 153.9619 | -0.41323 | -0.30616 | -0.28814 | -0.44561 | -0.69947 | -0.89554 | -0.72775 | -0.8461 | -0.24702 | 0.038226 | -0.59038 | -0.39061 | 0.20715 | 2.2256 | 7.8065 | 7.6352 | 6.8617 | 6.0254 | 2.1712 | 0.18991 | -0.22287 | -0.43316 | -0.80359 | -0.88606 | 74.6405 | 73.6797 | 72.8022 | 71.6975 | 71.1326 | 70.4387 | 70.0223 | 70.1707 | 72.6706 | 77.5604 | 82.5564 | 86.7189 | 89.6969 | 91.7899 | 93.0893 | 93.2093 | 93.3648 | 92.1886 | 90.1779 | 87.4252 | 83.2833 | 80.2105 | 78.3589 | 76.6873 | 2.6599 | 2.2479 | 2.4401 | 2.6092 | 3.0113 | 2.6122 | 2.401 | 2.4712 | 2.7197 | 2.7618 | 2.8078 | 3.1688 | 3.1048 | 3.3183 | 3.4282 | 3.3409 | 3.1712 | 2.8022 | 2.5016 | 2.4813 | 2.3993 | 2.5326 | 2.6003 | 2.6473
Portfolio Adjusted1-in-2Size: Over 200kWAll2020September Monthly Peak | Portfolio Adjusted | 1-in-2 | Size: Over 200kW | All | 2020 | September Monthly Peak | 9 | 137.8071 | 134.0311 | 130.1361 | 130.7517 | 140.7814 | 165.7911 | 195.6608 | 215.2681 | 231.4601 | 240.5025 | 248.7864 | 250.8326 | 247.3204 | 248.6897 | 242.2375 | 228.8984 | 213.1847 | 198.2634 | 188.7642 | 186.6652 | 179.6812 | 170.6823 | 157.4453 | 149.5933 | -0.15353 | -0.22437 | -0.16615 | -0.32998 | -0.54999 | -0.88243 | -0.51405 | -0.53329 | -0.2577 | -0.029163 | -0.36015 | -0.10098 | 0.44383 | 2.3019 | 7.907 | 7.5791 | 6.7029 | 5.8354 | 1.8084 | 0.081364 | -0.39627 | -0.56362 | -0.74913 | -0.88804 | 69.6371 | 68.5742 | 67.8448 | 67.126 | 66.6039 | 66.0538 | 66.0401 | 65.8951 | 67.6312 | 72.6062 | 78.7966 | 84.0316 | 88.4005 | 90.9836 | 92.0758 | 92.2566 | 91.7858 | 90.507 | 87.9864 | 84.4085 | 80.8956 | 78.5966 | 77.0989 | 75.8317 | 2.5847 | 2.195 | 2.3836 | 2.5435 | 2.9467 | 2.555 | 2.3707 | 2.4369 | 2.7049 | 2.7439 | 2.7814 | 3.1389 | 3.0676 | 3.2823 | 3.3928 | 3.2848 | 3.0969 | 2.7291 | 2.4472 | 2.4564 | 2.3368 | 2.4712 | 2.5214 | 2.5644
Portfolio Adjusted1-in-2Size: Over 200kWAll2020October Monthly Peak | Portfolio Adjusted | 1-in-2 | Size: Over 200kW | All | 2020 | October Monthly Peak | 10 | 134.5009 | 130.4042 | 126.0724 | 125.9102 | 135.1332 | 159.2943 | 188.6956 | 206.2884 | 220.936 | 231.4205 | 241.7635 | 246.1322 | 245.5836 | 247.3201 | 241.1712 | 227.483 | 211.3247 | 196.7217 | 189.8336 | 183.6766 | 175.4455 | 166.0724 | 153.8215 | 145.4679 | 0.03478 | -0.10255 | -0.050132 | -0.24056 | -0.43588 | -0.76136 | -0.34884 | -0.38758 | -0.28975 | -0.13429 | -0.29502 | -0.020646 | 0.48406 | 2.3202 | 7.8607 | 7.4997 | 6.6233 | 5.7512 | 1.6824 | 0.08883 | -0.40021 | -0.5522 | -0.67601 | -0.86002 | 69.7014 | 68.8675 | 67.9437 | 67.1634 | 66.4529 | 65.6183 | 65.6448 | 66.2217 | 66.9505 | 71.2225 | 76.7967 | 82.0614 | 85.7461 | 87.8936 | 89.3579 | 89.5303 | 88.6888 | 87.1772 | 84.7 | 81.0155 | 77.5928 | 75.0018 | 72.9933 | 71.4156 | 2.5206 | 2.1378 | 2.3087 | 2.4609 | 2.8524 | 2.4707 | 2.3046 | 2.3552 | 2.6016 | 2.6581 | 2.7173 | 3.0936 | 3.0692 | 3.2894 | 3.4118 | 3.3065 | 3.116 | 2.7427 | 2.4786 | 2.4377 | 2.2962 | 2.4123 | 2.4718 | 2.4968
Portfolio Adjusted1-in-2Size: Over 200kWAll2020November Monthly Peak | Portfolio Adjusted | 1-in-2 | Size: Over 200kW | All | 2020 | November Monthly Peak | 11 | 125.1768 | 121.4439 | 117.5847 | 117.5259 | 126.4818 | 149.665 | 175.1193 | 190.8576 | 201.6792 | 207.75 | 214.3982 | 216.4974 | 215.1472 | 216.0133 | 209.6396 | 197.6068 | 186.5521 | 180.4394 | 172.055 | 165.4137 | 158.8152 | 150.8471 | 140.739 | 134.0041 | 0.42566 | 0.052712 | 0.15356 | -0.056671 | -0.1958 | -0.67374 | 0.0012842 | 0.071945 | -0.29045 | -0.24311 | 0.032501 | 0.35347 | 0.72979 | 2.1783 | 7.0869 | 6.6171 | 5.8555 | 5.2211 | 1.0569 | -0.056935 | -0.58581 | -0.66896 | -0.55273 | -0.82112 | 59.0519 | 58.2291 | 57.4937 | 56.7843 | 56.0806 | 55.816 | 55.3804 | 55.2986 | 58.9544 | 63.9041 | 70.0283 | 75.2078 | 78.8144 | 80.335 | 80.8388 | 80.3024 | 78.0981 | 73.912 | 69.5397 | 66.9616 | 64.9656 | 63.3298 | 62.1074 | 60.9848 | 2.4906 | 2.1143 | 2.2914 | 2.4371 | 2.8286 | 2.4648 | 2.2705 | 2.3092 | 2.5111 | 2.5179 | 2.5481 | 2.8897 | 2.8451 | 3.0403 | 3.1336 | 3.0384 | 2.9224 | 2.6747 | 2.3901 | 2.3318 | 2.203 | 2.3239 | 2.4009 | 2.444
Portfolio Adjusted1-in-2Size: Over 200kWAll2020December Monthly Peak | Portfolio Adjusted | 1-in-2 | Size: Over 200kW | All | 2020 | December Monthly Peak | 12 | 118.884 | 115.0495 | 111.8444 | 111.5386 | 120.2666 | 143.4225 | 170.4502 | 184.8536 | 193.6283 | 195.4425 | 196.7755 | 194.5637 | 189.8868 | 188.4554 | 181.5798 | 172.3702 | 165.8798 | 163.1648 | 158.5232 | 153.4666 | 147.9592 | 142.0172 | 132.5176 | 125.8494 | 0.40002 | 0.045685 | 0.14309 | -0.05409 | -0.18068 | -0.64817 | 0.00090393 | 0.064549 | -0.28049 | -0.22881 | 0.024915 | 0.30922 | 0.63019 | 1.8842 | 6.1276 | 5.76 | 5.1806 | 4.6916 | 0.95441 | -0.07613 | -0.56556 | -0.64867 | -0.53436 | -0.77836 | 47.9451 | 47.2584 | 46.2302 | 45.3586 | 44.7366 | 44.0645 | 43.8773 | 43.6417 | 44.0813 | 46.8432 | 49.397 | 51.4823 | 53.0742 | 53.9929 | 54.5803 | 54.6314 | 54.0335 | 52.9376 | 51.45 | 50.2558 | 49.3584 | 48.4747 | 47.6831 | 46.7753 | 2.3644 | 2.0022 | 2.1795 | 2.3161 | 2.7043 | 2.3682 | 2.2161 | 2.2472 | 2.4257 | 2.3814 | 2.3483 | 2.6094 | 2.5249 | 2.6696 | 2.7347 | 2.6738 | 2.6284 | 2.4388 | 2.2131 | 2.176 | 2.0583 | 2.187 | 2.2605 | 2.2934
Portfolio Adjusted1-in-2Size: Over 200kWAll2020Typical Event Day | Portfolio Adjusted | 1-in-2 | Size: Over 200kW | All | 2020 | Typical Event Day | 8 | 139.567 | 134.9941 | 130.7991 | 131.4243 | 140.9658 | 165.9875 | 194.1534 | 212.6448 | 225.0743 | 232.4252 | 240.0086 | 241.7497 | 238.5369 | 239.8234 | 234.1605 | 222.9634 | 209.1965 | 195.5644 | 186.2183 | 182.0634 | 178.7127 | 169.8295 | 157.938 | 150.5342 | -0.07913 | -0.17347 | -0.11597 | -0.30858 | -0.5288 | -0.83719 | -0.44447 | -0.46353 | -0.2648 | -0.065082 | -0.33059 | -0.051452 | 0.47033 | 2.2653 | 7.6878 | 7.4166 | 6.6166 | 5.7844 | 1.7755 | 0.12906 | -0.36834 | -0.54202 | -0.72015 | -0.88691 | 70.3588 | 69.3801 | 68.5542 | 67.7292 | 67.1059 | 66.5344 | 66.2346 | 66.4965 | 68.8729 | 73.3646 | 78.3473 | 82.5099 | 85.7115 | 88.0164 | 89.3738 | 89.7786 | 89.8804 | 88.9689 | 87.1482 | 84.3473 | 80.6703 | 77.4265 | 75.3682 | 73.8726 | 2.6177 | 2.2112 | 2.3957 | 2.5578 | 2.9465 | 2.5589 | 2.3511 | 2.406 | 2.6267 | 2.6486 | 2.6829 | 3.0247 | 2.9594 | 3.1651 | 3.273 | 3.1933 | 3.0346 | 2.6905 | 2.4148 | 2.3999 | 2.3274 | 2.4605 | 2.529 | 2.578
Portfolio Adjusted1-in-2Size: Over 200kWAll2021January Monthly Peak | Portfolio Adjusted | 1-in-2 | Size: Over 200kW | All | 2021 | January Monthly Peak | 1 | 118.044 | 114.5405 | 110.8685 | 111.4986 | 120.8189 | 144.8089 | 173.1408 | 188.0287 | 196.337 | 197.3304 | 199.7704 | 199.0752 | 195.2328 | 194.8401 | 188.2001 | 177.6946 | 168.214 | 164.8198 | 159.5087 | 153.732 | 148.1718 | 141.6508 | 132.6313 | 126.2858 | 0.38781 | 0.037693 | 0.13634 | -0.056713 | -0.18709 | -0.65763 | -0.0031739 | 0.064968 | -0.28406 | -0.22986 | 0.028336 | 0.32262 | 0.65978 | 1.9491 | 6.3329 | 5.9148 | 5.2331 | 4.7194 | 0.96283 | -0.070719 | -0.56049 | -0.63973 | -0.53119 | -0.77901 | 52.1793 | 51.6889 | 51.3422 | 50.8801 | 50.6911 | 50.2642 | 50.3673 | 50.2582 | 50.6066 | 51.974 | 53.7841 | 55.324 | 56.4682 | 57.4352 | 58.0818 | 58.0139 | 57.8298 | 57.1371 | 55.756 | 54.4562 | 53.8236 | 53.5187 | 53.0254 | 52.2184 | 2.339 | 1.9881 | 2.1542 | 2.3148 | 2.7195 | 2.3887 | 2.2506 | 2.2839 | 2.4545 | 2.4009 | 2.3806 | 2.66 | 2.5859 | 2.7506 | 2.8269 | 2.7532 | 2.6632 | 2.4636 | 2.2246 | 2.178 | 2.0599 | 2.1799 | 2.2601 | 2.2972
Portfolio Adjusted1-in-2Size: Over 200kWAll2021February Monthly Peak | Portfolio Adjusted | 1-in-2 | Size: Over 200kW | All | 2021 | February Monthly Peak | 2 | 119.5637 | 115.9371 | 112.5691 | 113.1877 | 121.9882 | 145.5022 | 173.1682 | 187.5975 | 196.6181 | 199.1182 | 202.9294 | 204.0933 | 201.5919 | 202.4509 | 196.8148 | 185.2928 | 174.3679 | 168.5247 | 164.3926 | 158.0966 | 152.1345 | 144.8436 | 134.8547 | 128.0646 | 0.38685 | 0.031563 | 0.13492 | -0.058424 | -0.18935 | -0.6603 | -0.0037462 | 0.065721 | -0.28478 | -0.23181 | 0.028278 | 0.32928 | 0.67692 | 2.0143 | 6.6078 | 6.1622 | 5.4207 | 4.8215 | 0.9905 | -0.076755 | -0.57885 | -0.66017 | -0.54493 | -0.79232 | 51.7156 | 51.262 | 51.0317 | 50.7187 | 50.2517 | 50.0823 | 49.7075 | 50.018 | 51.3465 | 54.7302 | 58.4681 | 61.5573 | 63.1022 | 63.75 | 64.2215 | 63.9685 | 63.5946 | 62.7256 | 60.7588 | 58.7192 | 57.5166 | 56.589 | 55.6667 | 54.3926 | 2.3638 | 2.0084 | 2.1852 | 2.3495 | 2.7436 | 2.3988 | 2.2502 | 2.2768 | 2.4586 | 2.423 | 2.4198 | 2.7291 | 2.6755 | 2.8667 | 2.9711 | 2.8785 | 2.7645 | 2.5228 | 2.2938 | 2.242 | 2.1161 | 2.2292 | 2.2977 | 2.3254
Portfolio Adjusted1-in-2Size: Over 200kWAll2021March Monthly Peak | Portfolio Adjusted | 1-in-2 | Size: Over 200kW | All | 2021 | March Monthly Peak | 3 | 122.5883 | 118.6291 | 114.9023 | 114.8358 | 123.0343 | 145.9497 | 174.1448 | 188.9377 | 197.1021 | 199.6327 | 203.9713 | 205.1545 | 203.2367 | 204.0332 | 198.6623 | 188.3386 | 177.4399 | 168.8421 | 164.8415 | 162.832 | 157.1989 | 149.4908 | 138.9851 | 131.5542 | 0.40284 | 0.03945 | 0.13707 | -0.057889 | -0.19046 | -0.6595 | -0.0028918 | 0.0657 | -0.28557 | -0.2312 | 0.029809 | 0.33289 | 0.68503 | 2.037 | 6.6769 | 6.2685 | 5.5253 | 4.831 | 0.99421 | -0.077504 | -0.59626 | -0.67733 | -0.55994 | -0.81394 | 52.9277 | 52.0221 | 51.4283 | 51.1453 | 50.6309 | 50.2648 | 49.9634 | 50.1652 | 51.9323 | 54.1142 | 56.9381 | 59.8002 | 62.1998 | 64.1261 | 65.2175 | 65.7421 | 65.4769 | 64.5147 | 61.9918 | 58.8937 | 57.1645 | 55.8078 | 54.657 | 53.2631 | 2.4273 | 2.0584 | 2.2307 | 2.3838 | 2.7629 | 2.404 | 2.2603 | 2.2919 | 2.4627 | 2.4278 | 2.4309 | 2.7403 | 2.6952 | 2.8824 | 2.9859 | 2.913 | 2.7983 | 2.5211 | 2.2989 | 2.3094 | 2.1863 | 2.2998 | 2.3671 | 2.388
Portfolio Adjusted1-in-2Size: Over 200kWAll2021April Monthly Peak | Portfolio Adjusted | 1-in-2 | Size: Over 200kW | All | 2021 | April Monthly Peak | 4 | 125.3027 | 121.3588 | 117.3332 | 117.3896 | 125.9272 | 148.884 | 174.6493 | 190.7917 | 201.4254 | 207.0748 | 214.1937 | 216.7154 | 216.2932 | 217.6792 | 212.3709 | 201.2465 | 188.8081 | 177.2337 | 168.6663 | 167.1594 | 163.0514 | 154.6442 | 143.5415 | 135.8453 | 0.40465 | 0.036151 | 0.1394 | -0.060618 | -0.20123 | -0.67506 | -0.0028375 | 0.06919 | -0.29145 | -0.23906 | 0.034035 | 0.35662 | 0.73522 | 2.1768 | 7.1328 | 6.6954 | 5.8857 | 5.0903 | 1.0333 | -0.061712 | -0.60604 | -0.68943 | -0.57148 | -0.83723 | 62.3636 | 61.3588 | 60.5271 | 59.8356 | 58.9355 | 58.2877 | 57.7461 | 57.7126 | 59.8389 | 63.8411 | 68.6147 | 73.3231 | 77.2501 | 79.6601 | 80.8449 | 81.2836 | 80.712 | 79.9342 | 78.1368 | 75.5256 | 71.4205 | 68.8975 | 66.8813 | 65.0729 | 2.4738 | 2.1012 | 2.2742 | 2.4339 | 2.8216 | 2.4494 | 2.2607 | 2.3074 | 2.5101 | 2.5137 | 2.5485 | 2.8875 | 2.8633 | 3.0693 | 3.188 | 3.1054 | 2.9644 | 2.6313 | 2.3425 | 2.3614 | 2.2642 | 2.3784 | 2.4423 | 2.4627
Portfolio Adjusted1-in-2Size: Over 200kWAll2021May Monthly Peak | Portfolio Adjusted | 1-in-2 | Size: Over 200kW | All | 2021 | May Monthly Peak | 5 | 125.9303 | 122.0311 | 118.2275 | 118.4377 | 127.5797 | 151.1264 | 175.9696 | 195.1293 | 207.5873 | 214.7579 | 222.4597 | 224.7765 | 223.6161 | 224.7099 | 219.1605 | 206.9801 | 193.7192 | 180.9345 | 171.4082 | 167.4746 | 165.023 | 156.8002 | 145.6975 | 138.3083 | 0.41526 | 0.041674 | 0.14247 | -0.060308 | -0.20258 | -0.68226 | -0.0016919 | 0.070757 | -0.29978 | -0.24897 | 0.034635 | 0.36816 | 0.75796 | 2.2531 | 7.3776 | 6.9036 | 6.058 | 5.2168 | 1.0572 | -0.054927 | -0.60531 | -0.69161 | -0.57385 | -0.84691 | 64.8229 | 63.7622 | 62.7279 | 61.8699 | 61.1499 | 60.2484 | 59.7997 | 60.3492 | 63.1291 | 66.7849 | 70.8834 | 74.9488 | 78.6274 | 81.1035 | 82.6138 | 83.2483 | 83.3497 | 82.5438 | 80.619 | 78.0306 | 73.9576 | 70.78 | 69.0533 | 67.4709 | 2.4933 | 2.1164 | 2.2937 | 2.4559 | 2.8568 | 2.4852 | 2.2772 | 2.3598 | 2.5846 | 2.6066 | 2.6466 | 2.9976 | 2.9608 | 3.1671 | 3.2859 | 3.1882 | 3.036 | 2.6795 | 2.3774 | 2.3609 | 2.2887 | 2.4137 | 2.4815 | 2.5148
Portfolio Adjusted1-in-2Size: Over 200kWAll2021June Monthly Peak | Portfolio Adjusted | 1-in-2 | Size: Over 200kW | All | 2021 | June Monthly Peak | 6 | 133.725 | 129.5197 | 125.2506 | 125.4021 | 134.0298 | 156.3471 | 180.8879 | 199.4429 | 211.0809 | 217.7312 | 225.1207 | 226.2915 | 222.2446 | 222.5719 | 217.0915 | 207.9554 | 196.3552 | 184.3138 | 176.7363 | 172.0898 | 170.4394 | 162.784 | 151.1539 | 144.0353 | 0.28748 | 0.002111 | 0.08221 | -0.14733 | -0.32386 | -0.71035 | -0.12814 | -0.086278 | -0.28952 | -0.19429 | -0.096375 | 0.24065 | 0.66994 | 2.2228 | 7.2826 | 6.9719 | 6.2143 | 5.4042 | 1.3443 | 0.068283 | -0.4875 | -0.62319 | -0.61028 | -0.86335 | 67.5167 | 66.3666 | 65.3093 | 64.4766 | 63.6939 | 63.1115 | 62.5743 | 63.2253 | 66.1232 | 70.2952 | 74.1273 | 77.6861 | 80.1839 | 82.3624 | 83.6524 | 84.4676 | 84.9989 | 84.6695 | 83.3732 | 80.7686 | 77.3513 | 73.6257 | 71.2234 | 69.6734 | 2.5879 | 2.1917 | 2.3665 | 2.5187 | 2.892 | 2.4886 | 2.2618 | 2.3276 | 2.5398 | 2.5579 | 2.5947 | 2.9191 | 2.844 | 3.0283 | 3.1302 | 3.0768 | 2.9548 | 2.6304 | 2.3712 | 2.3452 | 2.2909 | 2.4327 | 2.4976 | 2.5446
Portfolio Adjusted1-in-2Size: Over 200kWAll2021July Monthly Peak | Portfolio Adjusted | 1-in-2 | Size: Over 200kW | All | 2021 | July Monthly Peak | 7 | 136.7084 | 132.563 | 129.0303 | 129.0374 | 138.3672 | 162.2419 | 187.8284 | 205.2056 | 215.9697 | 222.6844 | 229.7115 | 230.503 | 226.7428 | 227.4979 | 222.4743 | 213.6835 | 202.4871 | 190.8622 | 182.2562 | 177.4004 | 175.4092 | 167.515 | 155.5993 | 147.921 | -0.051444 | -0.16159 | -0.10118 | -0.29666 | -0.51182 | -0.81328 | -0.40485 | -0.40598 | -0.25256 | -0.064652 | -0.29307 | -0.0066712 | 0.49416 | 2.1853 | 7.3611 | 7.1505 | 6.4353 | 5.6682 | 1.7266 | 0.13444 | -0.3715 | -0.54807 | -0.70513 | -0.87493 | 69.6409 | 68.8999 | 68.2606 | 67.6167 | 66.9932 | 66.5337 | 66.3018 | 66.695 | 69.0664 | 72.9964 | 77.9088 | 81.6028 | 84.5646 | 86.9295 | 88.6779 | 89.1808 | 89.3723 | 88.5103 | 87.0552 | 84.787 | 81.1509 | 77.2734 | 74.7917 | 73.298 | 2.5726 | 2.1794 | 2.371 | 2.5172 | 2.8954 | 2.506 | 2.2778 | 2.3222 | 2.5199 | 2.539 | 2.5698 | 2.8859 | 2.8095 | 2.9965 | 3.0973 | 3.0498 | 2.9342 | 2.6304 | 2.368 | 2.3431 | 2.2898 | 2.4335 | 2.4994 | 2.5424
Portfolio Adjusted1-in-2Size: Over 200kWAll2021August Monthly Peak | Portfolio Adjusted | 1-in-2 | Size: Over 200kW | All | 2021 | August Monthly Peak | 8 | 141.3492 | 136.7505 | 132.7811 | 133.5057 | 143.2578 | 168.6856 | 197.3142 | 217.2347 | 231.7045 | 241.0666 | 250.0418 | 252.2715 | 249.153 | 250.3287 | 244.1736 | 232.2624 | 217.6855 | 202.9167 | 192.152 | 187.4653 | 183.4815 | 174.1092 | 161.726 | 153.9619 | -0.41323 | -0.30616 | -0.28814 | -0.44561 | -0.69947 | -0.89554 | -0.72775 | -0.8461 | -0.24702 | 0.038226 | -0.59038 | -0.39061 | 0.20715 | 2.2256 | 7.8065 | 7.6352 | 6.8617 | 6.0254 | 2.1712 | 0.18991 | -0.22287 | -0.43316 | -0.80359 | -0.88606 | 74.6405 | 73.6797 | 72.8022 | 71.6975 | 71.1326 | 70.4387 | 70.0223 | 70.1707 | 72.6706 | 77.5605 | 82.5564 | 86.7189 | 89.6969 | 91.7899 | 93.0893 | 93.2093 | 93.3648 | 92.1886 | 90.1779 | 87.4252 | 83.2833 | 80.2105 | 78.3589 | 76.6873 | 2.6599 | 2.2479 | 2.4401 | 2.6092 | 3.0113 | 2.6122 | 2.401 | 2.4712 | 2.7197 | 2.7618 | 2.8078 | 3.1688 | 3.1048 | 3.3183 | 3.4282 | 3.3409 | 3.1712 | 2.8022 | 2.5016 | 2.4813 | 2.3993 | 2.5326 | 2.6003 | 2.6473
Portfolio Adjusted1-in-2Size: Over 200kWAll2021September Monthly Peak | Portfolio Adjusted | 1-in-2 | Size: Over 200kW | All | 2021 | September Monthly Peak | 9 | 137.8071 | 134.0311 | 130.1361 | 130.7517 | 140.7814 | 165.7911 | 195.6608 | 215.2681 | 231.4601 | 240.5025 | 248.7865 | 250.8326 | 247.3204 | 248.6897 | 242.2375 | 228.8985 | 213.1847 | 198.2634 | 188.7642 | 186.6652 | 179.6812 | 170.6823 | 157.4453 | 149.5933 | -0.15353 | -0.22437 | -0.16615 | -0.32998 | -0.54999 | -0.88243 | -0.51405 | -0.53329 | -0.2577 | -0.029163 | -0.36015 | -0.10098 | 0.44383 | 2.3019 | 7.907 | 7.5791 | 6.7029 | 5.8354 | 1.8084 | 0.081364 | -0.39627 | -0.56362 | -0.74913 | -0.88804 | 69.6371 | 68.5742 | 67.8448 | 67.126 | 66.6039 | 66.0538 | 66.0401 | 65.8951 | 67.6312 | 72.6062 | 78.7966 | 84.0316 | 88.4005 | 90.9836 | 92.0758 | 92.2566 | 91.7858 | 90.507 | 87.9864 | 84.4085 | 80.8956 | 78.5966 | 77.0989 | 75.8317 | 2.5847 | 2.195 | 2.3836 | 2.5435 | 2.9467 | 2.555 | 2.3707 | 2.4369 | 2.7049 | 2.7439 | 2.7814 | 3.1389 | 3.0676 | 3.2823 | 3.3928 | 3.2848 | 3.0969 | 2.7291 | 2.4472 | 2.4564 | 2.3368 | 2.4712 | 2.5214 | 2.5644
Portfolio Adjusted1-in-2Size: Over 200kWAll2021October Monthly Peak | Portfolio Adjusted | 1-in-2 | Size: Over 200kW | All | 2021 | October Monthly Peak | 10 | 134.5009 | 130.4042 | 126.0724 | 125.9102 | 135.1332 | 159.2943 | 188.6956 | 206.2884 | 220.936 | 231.4205 | 241.7635 | 246.1322 | 245.5836 | 247.3201 | 241.1712 | 227.483 | 211.3247 | 196.7217 | 189.8336 | 183.6766 | 175.4455 | 166.0723 | 153.8215 | 145.4679 | 0.03478 | -0.10255 | -0.050132 | -0.24056 | -0.43588 | -0.76136 | -0.34884 | -0.38758 | -0.28975 | -0.13429 | -0.29502 | -0.020646 | 0.48406 | 2.3202 | 7.8607 | 7.4997 | 6.6233 | 5.7512 | 1.6824 | 0.08883 | -0.40021 | -0.5522 | -0.67601 | -0.86002 | 69.7014 | 68.8675 | 67.9437 | 67.1634 | 66.4529 | 65.6183 | 65.6447 | 66.2217 | 66.9505 | 71.2225 | 76.7967 | 82.0614 | 85.7461 | 87.8936 | 89.3579 | 89.5303 | 88.6888 | 87.1773 | 84.7 | 81.0155 | 77.5928 | 75.0018 | 72.9933 | 71.4156 | 2.5206 | 2.1378 | 2.3087 | 2.4609 | 2.8524 | 2.4707 | 2.3046 | 2.3552 | 2.6016 | 2.6581 | 2.7173 | 3.0936 | 3.0692 | 3.2894 | 3.4118 | 3.3065 | 3.116 | 2.7427 | 2.4786 | 2.4377 | 2.2962 | 2.4123 | 2.4718 | 2.4968
Portfolio Adjusted1-in-2Size: Over 200kWAll2021November Monthly Peak | Portfolio Adjusted | 1-in-2 | Size: Over 200kW | All | 2021 | November Monthly Peak | 11 | 125.1768 | 121.4439 | 117.5847 | 117.5259 | 126.4818 | 149.665 | 175.1193 | 190.8576 | 201.6792 | 207.75 | 214.3982 | 216.4974 | 215.1472 | 216.0133 | 209.6396 | 197.6068 | 186.5521 | 180.4394 | 172.055 | 165.4137 | 158.8152 | 150.8471 | 140.739 | 134.0041 | 0.42566 | 0.052712 | 0.15356 | -0.056671 | -0.1958 | -0.67374 | 0.0012842 | 0.071945 | -0.29045 | -0.24311 | 0.032501 | 0.35347 | 0.72979 | 2.1783 | 7.0869 | 6.6171 | 5.8555 | 5.2211 | 1.0569 | -0.056935 | -0.58581 | -0.66896 | -0.55273 | -0.82112 | 59.0519 | 58.2291 | 57.4937 | 56.7843 | 56.0806 | 55.816 | 55.3804 | 55.2986 | 58.9544 | 63.9041 | 70.0283 | 75.2078 | 78.8144 | 80.335 | 80.8388 | 80.3024 | 78.0981 | 73.912 | 69.5397 | 66.9616 | 64.9656 | 63.3298 | 62.1074 | 60.9848 | 2.4906 | 2.1143 | 2.2914 | 2.4371 | 2.8286 | 2.4648 | 2.2705 | 2.3092 | 2.5111 | 2.5179 | 2.5481 | 2.8897 | 2.8451 | 3.0403 | 3.1336 | 3.0384 | 2.9224 | 2.6747 | 2.3901 | 2.3318 | 2.203 | 2.3239 | 2.4009 | 2.444
Portfolio Adjusted1-in-2Size: Over 200kWAll2021December Monthly Peak | Portfolio Adjusted | 1-in-2 | Size: Over 200kW | All | 2021 | December Monthly Peak | 12 | 118.884 | 115.0495 | 111.8444 | 111.5386 | 120.2666 | 143.4225 | 170.4502 | 184.8536 | 193.6283 | 195.4425 | 196.7755 | 194.5637 | 189.8868 | 188.4554 | 181.5798 | 172.3702 | 165.8798 | 163.1648 | 158.5232 | 153.4666 | 147.9592 | 142.0172 | 132.5176 | 125.8494 | 0.40002 | 0.045685 | 0.14309 | -0.05409 | -0.18068 | -0.64817 | 0.00090396 | 0.064549 | -0.28049 | -0.22881 | 0.024915 | 0.30922 | 0.63019 | 1.8842 | 6.1276 | 5.76 | 5.1806 | 4.6916 | 0.95441 | -0.07613 | -0.56556 | -0.64867 | -0.53436 | -0.77835 | 47.9451 | 47.2584 | 46.2302 | 45.3586 | 44.7366 | 44.0645 | 43.8773 | 43.6417 | 44.0813 | 46.8432 | 49.397 | 51.4824 | 53.0742 | 53.9929 | 54.5803 | 54.6314 | 54.0335 | 52.9376 | 51.45 | 50.2558 | 49.3584 | 48.4747 | 47.6831 | 46.7753 | 2.3644 | 2.0022 | 2.1795 | 2.3161 | 2.7043 | 2.3682 | 2.2161 | 2.2472 | 2.4257 | 2.3814 | 2.3483 | 2.6094 | 2.5249 | 2.6696 | 2.7347 | 2.6738 | 2.6284 | 2.4388 | 2.2131 | 2.176 | 2.0583 | 2.187 | 2.2605 | 2.2934
Portfolio Adjusted1-in-2Size: Over 200kWAll2021Typical Event Day | Portfolio Adjusted | 1-in-2 | Size: Over 200kW | All | 2021 | Typical Event Day | 8 | 139.567 | 134.9941 | 130.7991 | 131.4243 | 140.9658 | 165.9875 | 194.1534 | 212.6448 | 225.0743 | 232.4252 | 240.0086 | 241.7497 | 238.5369 | 239.8235 | 234.1605 | 222.9634 | 209.1965 | 195.5644 | 186.2182 | 182.0634 | 178.7127 | 169.8295 | 157.938 | 150.5342 | -0.07913 | -0.17347 | -0.11597 | -0.30858 | -0.5288 | -0.83719 | -0.44447 | -0.46352 | -0.2648 | -0.065082 | -0.33059 | -0.051452 | 0.47033 | 2.2653 | 7.6878 | 7.4166 | 6.6166 | 5.7844 | 1.7755 | 0.12906 | -0.36834 | -0.54202 | -0.72015 | -0.88691 | 70.3588 | 69.3801 | 68.5542 | 67.7292 | 67.1059 | 66.5344 | 66.2346 | 66.4965 | 68.8729 | 73.3646 | 78.3473 | 82.5099 | 85.7115 | 88.0164 | 89.3738 | 89.7786 | 89.8804 | 88.9689 | 87.1482 | 84.3473 | 80.6703 | 77.4265 | 75.3682 | 73.8726 | 2.6177 | 2.2112 | 2.3957 | 2.5578 | 2.9465 | 2.5589 | 2.3511 | 2.406 | 2.6267 | 2.6486 | 2.6829 | 3.0247 | 2.9594 | 3.1651 | 3.273 | 3.1933 | 3.0346 | 2.6905 | 2.4148 | 2.3999 | 2.3274 | 2.4605 | 2.529 | 2.578
Portfolio Adjusted1-in-2Size: Over 200kWAll2022January Monthly Peak | Portfolio Adjusted | 1-in-2 | Size: Over 200kW | All | 2022 | January Monthly Peak | 1 | 118.044 | 114.5405 | 110.8685 | 111.4986 | 120.8189 | 144.8089 | 173.1408 | 188.0287 | 196.337 | 197.3304 | 199.7704 | 199.0752 | 195.2328 | 194.8401 | 188.2001 | 177.6946 | 168.214 | 164.8198 | 159.5087 | 153.732 | 148.1718 | 141.6508 | 132.6313 | 126.2858 | 0.38781 | 0.037693 | 0.13634 | -0.056713 | -0.18709 | -0.65763 | -0.0031739 | 0.064968 | -0.28406 | -0.22986 | 0.028336 | 0.32262 | 0.65978 | 1.9491 | 6.3329 | 5.9148 | 5.2331 | 4.7194 | 0.96283 | -0.070719 | -0.56049 | -0.63973 | -0.53119 | -0.77901 | 52.1793 | 51.6889 | 51.3422 | 50.8801 | 50.6911 | 50.2643 | 50.3673 | 50.2582 | 50.6066 | 51.974 | 53.7841 | 55.324 | 56.4682 | 57.4352 | 58.0818 | 58.0139 | 57.8298 | 57.1371 | 55.756 | 54.4561 | 53.8236 | 53.5187 | 53.0254 | 52.2184 | 2.339 | 1.9881 | 2.1542 | 2.3148 | 2.7195 | 2.3887 | 2.2506 | 2.2839 | 2.4545 | 2.4009 | 2.3806 | 2.66 | 2.5859 | 2.7506 | 2.8269 | 2.7532 | 2.6632 | 2.4636 | 2.2246 | 2.178 | 2.0599 | 2.1799 | 2.2601 | 2.2972
Portfolio Adjusted1-in-2Size: Over 200kWAll2022February Monthly Peak | Portfolio Adjusted | 1-in-2 | Size: Over 200kW | All | 2022 | February Monthly Peak | 2 | 119.5637 | 115.9371 | 112.5691 | 113.1877 | 121.9882 | 145.5022 | 173.1682 | 187.5975 | 196.6181 | 199.1182 | 202.9294 | 204.0933 | 201.5919 | 202.4509 | 196.8149 | 185.2928 | 174.3679 | 168.5247 | 164.3926 | 158.0966 | 152.1345 | 144.8436 | 134.8547 | 128.0646 | 0.38685 | 0.031563 | 0.13492 | -0.058424 | -0.18935 | -0.6603 | -0.0037462 | 0.065721 | -0.28478 | -0.23181 | 0.028278 | 0.32928 | 0.67692 | 2.0143 | 6.6078 | 6.1622 | 5.4207 | 4.8215 | 0.9905 | -0.076755 | -0.57885 | -0.66017 | -0.54493 | -0.79232 | 51.7156 | 51.262 | 51.0317 | 50.7187 | 50.2517 | 50.0823 | 49.7075 | 50.018 | 51.3465 | 54.7302 | 58.4681 | 61.5573 | 63.1022 | 63.75 | 64.2215 | 63.9685 | 63.5946 | 62.7256 | 60.7588 | 58.7192 | 57.5166 | 56.589 | 55.6667 | 54.3926 | 2.3638 | 2.0084 | 2.1852 | 2.3495 | 2.7436 | 2.3988 | 2.2502 | 2.2768 | 2.4586 | 2.423 | 2.4198 | 2.7291 | 2.6755 | 2.8667 | 2.9711 | 2.8785 | 2.7645 | 2.5228 | 2.2938 | 2.242 | 2.1161 | 2.2292 | 2.2977 | 2.3254
Portfolio Adjusted1-in-2Size: Over 200kWAll2022March Monthly Peak | Portfolio Adjusted | 1-in-2 | Size: Over 200kW | All | 2022 | March Monthly Peak | 3 | 122.5883 | 118.6291 | 114.9023 | 114.8358 | 123.0343 | 145.9497 | 174.1448 | 188.9377 | 197.1021 | 199.6327 | 203.9713 | 205.1545 | 203.2367 | 204.0332 | 198.6623 | 188.3386 | 177.4399 | 168.8421 | 164.8415 | 162.832 | 157.1989 | 149.4908 | 138.9851 | 131.5543 | 0.40284 | 0.03945 | 0.13707 | -0.057889 | -0.19046 | -0.6595 | -0.0028919 | 0.0657 | -0.28557 | -0.2312 | 0.029809 | 0.33289 | 0.68503 | 2.037 | 6.6769 | 6.2685 | 5.5253 | 4.831 | 0.99421 | -0.077504 | -0.59626 | -0.67733 | -0.55994 | -0.81394 | 52.9277 | 52.0221 | 51.4283 | 51.1453 | 50.6309 | 50.2648 | 49.9634 | 50.1652 | 51.9323 | 54.1142 | 56.9381 | 59.8002 | 62.1998 | 64.1261 | 65.2175 | 65.7421 | 65.4769 | 64.5147 | 61.9918 | 58.8937 | 57.1645 | 55.8078 | 54.657 | 53.2631 | 2.4273 | 2.0584 | 2.2307 | 2.3838 | 2.7629 | 2.404 | 2.2603 | 2.2919 | 2.4627 | 2.4278 | 2.4309 | 2.7403 | 2.6952 | 2.8824 | 2.9859 | 2.913 | 2.7983 | 2.5211 | 2.2989 | 2.3094 | 2.1863 | 2.2998 | 2.3671 | 2.388
Portfolio Adjusted1-in-2Size: Over 200kWAll2022April Monthly Peak | Portfolio Adjusted | 1-in-2 | Size: Over 200kW | All | 2022 | April Monthly Peak | 4 | 125.3027 | 121.3588 | 117.3332 | 117.3896 | 125.9272 | 148.884 | 174.6492 | 190.7917 | 201.4254 | 207.0748 | 214.1937 | 216.7155 | 216.2932 | 217.6792 | 212.3709 | 201.2465 | 188.8081 | 177.2337 | 168.6663 | 167.1594 | 163.0514 | 154.6442 | 143.5415 | 135.8453 | 0.40465 | 0.036151 | 0.1394 | -0.060618 | -0.20123 | -0.67506 | -0.0028376 | 0.06919 | -0.29145 | -0.23906 | 0.034035 | 0.35662 | 0.73522 | 2.1768 | 7.1328 | 6.6954 | 5.8857 | 5.0903 | 1.0333 | -0.061712 | -0.60604 | -0.68943 | -0.57148 | -0.83723 | 62.3636 | 61.3588 | 60.5271 | 59.8356 | 58.9355 | 58.2877 | 57.7461 | 57.7126 | 59.8389 | 63.8411 | 68.6147 | 73.3231 | 77.2501 | 79.6601 | 80.8449 | 81.2836 | 80.712 | 79.9342 | 78.1368 | 75.5256 | 71.4205 | 68.8975 | 66.8813 | 65.0729 | 2.4738 | 2.1012 | 2.2742 | 2.4339 | 2.8216 | 2.4494 | 2.2607 | 2.3074 | 2.5101 | 2.5137 | 2.5485 | 2.8875 | 2.8633 | 3.0693 | 3.188 | 3.1054 | 2.9644 | 2.6313 | 2.3425 | 2.3614 | 2.2642 | 2.3784 | 2.4423 | 2.4627
Portfolio Adjusted1-in-2Size: Over 200kWAll2022May Monthly Peak | Portfolio Adjusted | 1-in-2 | Size: Over 200kW | All | 2022 | May Monthly Peak | 5 | 125.9303 | 122.0311 | 118.2275 | 118.4377 | 127.5797 | 151.1264 | 175.9696 | 195.1293 | 207.5873 | 214.7579 | 222.4597 | 224.7765 | 223.6161 | 224.7099 | 219.1605 | 206.9801 | 193.7192 | 180.9345 | 171.4082 | 167.4746 | 165.0229 | 156.8002 | 145.6976 | 138.3083 | 0.41526 | 0.041674 | 0.14247 | -0.060308 | -0.20258 | -0.68226 | -0.0016919 | 0.070757 | -0.29978 | -0.24897 | 0.034635 | 0.36816 | 0.75796 | 2.2531 | 7.3776 | 6.9036 | 6.058 | 5.2168 | 1.0572 | -0.054927 | -0.60531 | -0.69161 | -0.57385 | -0.84691 | 64.8229 | 63.7622 | 62.7279 | 61.8699 | 61.1499 | 60.2484 | 59.7997 | 60.3492 | 63.1291 | 66.7849 | 70.8834 | 74.9488 | 78.6274 | 81.1035 | 82.6138 | 83.2483 | 83.3497 | 82.5438 | 80.619 | 78.0306 | 73.9576 | 70.7801 | 69.0533 | 67.4709 | 2.4933 | 2.1164 | 2.2937 | 2.4559 | 2.8568 | 2.4852 | 2.2772 | 2.3598 | 2.5846 | 2.6066 | 2.6466 | 2.9976 | 2.9608 | 3.1671 | 3.2859 | 3.1882 | 3.036 | 2.6795 | 2.3774 | 2.3609 | 2.2887 | 2.4137 | 2.4815 | 2.5148
Portfolio Adjusted1-in-2Size: Over 200kWAll2022June Monthly Peak | Portfolio Adjusted | 1-in-2 | Size: Over 200kW | All | 2022 | June Monthly Peak | 6 | 133.725 | 129.5197 | 125.2506 | 125.4021 | 134.0298 | 156.3471 | 180.8879 | 199.4429 | 211.0809 | 217.7312 | 225.1207 | 226.2915 | 222.2446 | 222.5719 | 217.0915 | 207.9554 | 196.3552 | 184.3138 | 176.7363 | 172.0898 | 170.4394 | 162.784 | 151.1539 | 144.0353 | 0.28748 | 0.002111 | 0.08221 | -0.14733 | -0.32386 | -0.71035 | -0.12814 | -0.086278 | -0.28952 | -0.19429 | -0.096375 | 0.24065 | 0.66994 | 2.2228 | 7.2826 | 6.9719 | 6.2143 | 5.4042 | 1.3443 | 0.068283 | -0.4875 | -0.62319 | -0.61028 | -0.86335 | 67.5167 | 66.3666 | 65.3093 | 64.4766 | 63.6939 | 63.1115 | 62.5743 | 63.2253 | 66.1232 | 70.2952 | 74.1273 | 77.6861 | 80.1839 | 82.3624 | 83.6524 | 84.4676 | 84.9989 | 84.6695 | 83.3732 | 80.7686 | 77.3513 | 73.6257 | 71.2234 | 69.6734 | 2.5879 | 2.1917 | 2.3665 | 2.5187 | 2.892 | 2.4886 | 2.2618 | 2.3276 | 2.5398 | 2.5579 | 2.5947 | 2.9191 | 2.844 | 3.0283 | 3.1302 | 3.0768 | 2.9548 | 2.6304 | 2.3712 | 2.3452 | 2.2909 | 2.4327 | 2.4976 | 2.5446
Portfolio Adjusted1-in-2Size: Over 200kWAll2022July Monthly Peak | Portfolio Adjusted | 1-in-2 | Size: Over 200kW | All | 2022 | July Monthly Peak | 7 | 136.7084 | 132.563 | 129.0303 | 129.0374 | 138.3672 | 162.2419 | 187.8284 | 205.2056 | 215.9697 | 222.6844 | 229.7115 | 230.503 | 226.7428 | 227.4979 | 222.4743 | 213.6835 | 202.4871 | 190.8622 | 182.2562 | 177.4004 | 175.4092 | 167.515 | 155.5993 | 147.921 | -0.051444 | -0.16159 | -0.10118 | -0.29666 | -0.51182 | -0.81328 | -0.40485 | -0.40598 | -0.25256 | -0.064652 | -0.29307 | -0.0066712 | 0.49416 | 2.1853 | 7.3611 | 7.1505 | 6.4353 | 5.6682 | 1.7266 | 0.13444 | -0.3715 | -0.54807 | -0.70513 | -0.87493 | 69.6409 | 68.8999 | 68.2606 | 67.6167 | 66.9932 | 66.5337 | 66.3018 | 66.695 | 69.0664 | 72.9964 | 77.9088 | 81.6028 | 84.5646 | 86.9295 | 88.6779 | 89.1808 | 89.3723 | 88.5103 | 87.0552 | 84.787 | 81.1509 | 77.2734 | 74.7917 | 73.298 | 2.5726 | 2.1794 | 2.371 | 2.5172 | 2.8954 | 2.506 | 2.2778 | 2.3222 | 2.5199 | 2.539 | 2.5698 | 2.8859 | 2.8095 | 2.9965 | 3.0973 | 3.0498 | 2.9342 | 2.6304 | 2.368 | 2.3431 | 2.2898 | 2.4335 | 2.4994 | 2.5424
Portfolio Adjusted1-in-2Size: Over 200kWAll2022August Monthly Peak | Portfolio Adjusted | 1-in-2 | Size: Over 200kW | All | 2022 | August Monthly Peak | 8 | 141.3492 | 136.7505 | 132.7811 | 133.5057 | 143.2578 | 168.6856 | 197.3142 | 217.2347 | 231.7045 | 241.0666 | 250.0419 | 252.2715 | 249.153 | 250.3287 | 244.1736 | 232.2624 | 217.6855 | 202.9167 | 192.152 | 187.4653 | 183.4815 | 174.1092 | 161.726 | 153.9619 | -0.41323 | -0.30616 | -0.28814 | -0.44561 | -0.69947 | -0.89554 | -0.72775 | -0.8461 | -0.24702 | 0.038226 | -0.59038 | -0.39061 | 0.20715 | 2.2256 | 7.8065 | 7.6352 | 6.8617 | 6.0254 | 2.1712 | 0.18991 | -0.22287 | -0.43316 | -0.80359 | -0.88606 | 74.6405 | 73.6797 | 72.8022 | 71.6975 | 71.1326 | 70.4387 | 70.0223 | 70.1707 | 72.6706 | 77.5604 | 82.5564 | 86.7189 | 89.6969 | 91.7899 | 93.0893 | 93.2093 | 93.3648 | 92.1886 | 90.1779 | 87.4252 | 83.2833 | 80.2105 | 78.3589 | 76.6873 | 2.6599 | 2.2479 | 2.4401 | 2.6092 | 3.0113 | 2.6122 | 2.401 | 2.4712 | 2.7197 | 2.7618 | 2.8078 | 3.1688 | 3.1048 | 3.3183 | 3.4282 | 3.3409 | 3.1712 | 2.8022 | 2.5016 | 2.4813 | 2.3993 | 2.5326 | 2.6003 | 2.6473
Portfolio Adjusted1-in-2Size: Over 200kWAll2022September Monthly Peak | Portfolio Adjusted | 1-in-2 | Size: Over 200kW | All | 2022 | September Monthly Peak | 9 | 137.8071 | 134.0311 | 130.1361 | 130.7517 | 140.7814 | 165.7911 | 195.6608 | 215.2681 | 231.4601 | 240.5025 | 248.7865 | 250.8326 | 247.3204 | 248.6897 | 242.2375 | 228.8985 | 213.1847 | 198.2634 | 188.7642 | 186.6652 | 179.6812 | 170.6823 | 157.4453 | 149.5933 | -0.15353 | -0.22437 | -0.16615 | -0.32998 | -0.54999 | -0.88243 | -0.51405 | -0.53329 | -0.2577 | -0.029163 | -0.36015 | -0.10098 | 0.44383 | 2.3019 | 7.907 | 7.5791 | 6.7029 | 5.8354 | 1.8084 | 0.081364 | -0.39627 | -0.56362 | -0.74913 | -0.88804 | 69.6371 | 68.5742 | 67.8448 | 67.126 | 66.6039 | 66.0538 | 66.0401 | 65.8951 | 67.6312 | 72.6062 | 78.7966 | 84.0316 | 88.4005 | 90.9836 | 92.0758 | 92.2566 | 91.7858 | 90.507 | 87.9864 | 84.4085 | 80.8956 | 78.5966 | 77.0989 | 75.8317 | 2.5847 | 2.195 | 2.3836 | 2.5435 | 2.9467 | 2.555 | 2.3707 | 2.4369 | 2.7049 | 2.7439 | 2.7814 | 3.1389 | 3.0676 | 3.2823 | 3.3928 | 3.2848 | 3.0969 | 2.7291 | 2.4472 | 2.4564 | 2.3368 | 2.4712 | 2.5214 | 2.5644
Portfolio Adjusted1-in-2Size: Over 200kWAll2022October Monthly Peak | Portfolio Adjusted | 1-in-2 | Size: Over 200kW | All | 2022 | October Monthly Peak | 10 | 134.5009 | 130.4042 | 126.0724 | 125.9102 | 135.1332 | 159.2943 | 188.6956 | 206.2884 | 220.936 | 231.4205 | 241.7635 | 246.1322 | 245.5836 | 247.3201 | 241.1712 | 227.483 | 211.3247 | 196.7217 | 189.8336 | 183.6766 | 175.4455 | 166.0724 | 153.8215 | 145.4679 | 0.03478 | -0.10255 | -0.050132 | -0.24056 | -0.43588 | -0.76136 | -0.34884 | -0.38758 | -0.28975 | -0.13429 | -0.29502 | -0.020646 | 0.48406 | 2.3202 | 7.8607 | 7.4997 | 6.6233 | 5.7512 | 1.6824 | 0.08883 | -0.40021 | -0.5522 | -0.67601 | -0.86002 | 69.7014 | 68.8675 | 67.9437 | 67.1634 | 66.4529 | 65.6183 | 65.6448 | 66.2217 | 66.9505 | 71.2225 | 76.7967 | 82.0614 | 85.7461 | 87.8936 | 89.3579 | 89.5303 | 88.6888 | 87.1772 | 84.7 | 81.0155 | 77.5928 | 75.0018 | 72.9933 | 71.4156 | 2.5206 | 2.1378 | 2.3087 | 2.4609 | 2.8524 | 2.4707 | 2.3046 | 2.3552 | 2.6016 | 2.6581 | 2.7173 | 3.0936 | 3.0692 | 3.2894 | 3.4118 | 3.3065 | 3.116 | 2.7427 | 2.4786 | 2.4377 | 2.2962 | 2.4123 | 2.4718 | 2.4968
Portfolio Adjusted1-in-2Size: Over 200kWAll2022November Monthly Peak | Portfolio Adjusted | 1-in-2 | Size: Over 200kW | All | 2022 | November Monthly Peak | 11 | 125.1768 | 121.4439 | 117.5847 | 117.5259 | 126.4818 | 149.665 | 175.1193 | 190.8576 | 201.6792 | 207.75 | 214.3982 | 216.4974 | 215.1472 | 216.0133 | 209.6396 | 197.6068 | 186.5521 | 180.4394 | 172.055 | 165.4137 | 158.8152 | 150.8471 | 140.739 | 134.0041 | 0.42566 | 0.052712 | 0.15356 | -0.056671 | -0.1958 | -0.67374 | 0.0012842 | 0.071945 | -0.29045 | -0.24311 | 0.032501 | 0.35347 | 0.72979 | 2.1783 | 7.0869 | 6.6171 | 5.8555 | 5.2211 | 1.0569 | -0.056935 | -0.58581 | -0.66896 | -0.55273 | -0.82112 | 59.0519 | 58.2291 | 57.4937 | 56.7843 | 56.0806 | 55.816 | 55.3804 | 55.2986 | 58.9544 | 63.9041 | 70.0283 | 75.2078 | 78.8144 | 80.335 | 80.8388 | 80.3024 | 78.0981 | 73.912 | 69.5397 | 66.9616 | 64.9656 | 63.3298 | 62.1074 | 60.9848 | 2.4906 | 2.1143 | 2.2914 | 2.4371 | 2.8286 | 2.4648 | 2.2705 | 2.3092 | 2.5111 | 2.5179 | 2.5481 | 2.8897 | 2.8451 | 3.0403 | 3.1336 | 3.0384 | 2.9224 | 2.6747 | 2.3901 | 2.3318 | 2.203 | 2.3239 | 2.4009 | 2.444
Portfolio Adjusted1-in-2Size: Over 200kWAll2022December Monthly Peak | Portfolio Adjusted | 1-in-2 | Size: Over 200kW | All | 2022 | December Monthly Peak | 12 | 118.884 | 115.0495 | 111.8444 | 111.5386 | 120.2666 | 143.4225 | 170.4502 | 184.8536 | 193.6283 | 195.4425 | 196.7755 | 194.5637 | 189.8868 | 188.4554 | 181.5798 | 172.3702 | 165.8799 | 163.1648 | 158.5232 | 153.4666 | 147.9592 | 142.0172 | 132.5176 | 125.8494 | 0.40002 | 0.045685 | 0.14309 | -0.05409 | -0.18068 | -0.64817 | 0.000904 | 0.064549 | -0.28049 | -0.22881 | 0.024915 | 0.30922 | 0.63019 | 1.8842 | 6.1276 | 5.76 | 5.1806 | 4.6916 | 0.95441 | -0.07613 | -0.56556 | -0.64867 | -0.53436 | -0.77835 | 47.9451 | 47.2584 | 46.2302 | 45.3586 | 44.7366 | 44.0645 | 43.8773 | 43.6417 | 44.0813 | 46.8432 | 49.397 | 51.4824 | 53.0742 | 53.9929 | 54.5803 | 54.6314 | 54.0335 | 52.9376 | 51.45 | 50.2558 | 49.3584 | 48.4747 | 47.6831 | 46.7753 | 2.3644 | 2.0022 | 2.1795 | 2.3161 | 2.7043 | 2.3682 | 2.2161 | 2.2472 | 2.4257 | 2.3814 | 2.3483 | 2.6094 | 2.5249 | 2.6696 | 2.7347 | 2.6738 | 2.6284 | 2.4388 | 2.2131 | 2.176 | 2.0583 | 2.187 | 2.2605 | 2.2934
Portfolio Adjusted1-in-2Size: Over 200kWAll2022Typical Event Day | Portfolio Adjusted | 1-in-2 | Size: Over 200kW | All | 2022 | Typical Event Day | 8 | 139.567 | 134.9941 | 130.7991 | 131.4243 | 140.9658 | 165.9875 | 194.1534 | 212.6448 | 225.0743 | 232.4252 | 240.0086 | 241.7497 | 238.5369 | 239.8235 | 234.1604 | 222.9634 | 209.1965 | 195.5644 | 186.2182 | 182.0634 | 178.7127 | 169.8295 | 157.938 | 150.5342 | -0.07913 | -0.17347 | -0.11597 | -0.30858 | -0.5288 | -0.83719 | -0.44447 | -0.46352 | -0.2648 | -0.065082 | -0.33059 | -0.051452 | 0.47033 | 2.2653 | 7.6878 | 7.4166 | 6.6166 | 5.7844 | 1.7755 | 0.12906 | -0.36834 | -0.54202 | -0.72015 | -0.88691 | 70.3588 | 69.3801 | 68.5542 | 67.7292 | 67.1059 | 66.5344 | 66.2346 | 66.4965 | 68.8729 | 73.3646 | 78.3473 | 82.5099 | 85.7115 | 88.0163 | 89.3738 | 89.7786 | 89.8804 | 88.9689 | 87.1482 | 84.3473 | 80.6703 | 77.4265 | 75.3682 | 73.8726 | 2.6177 | 2.2112 | 2.3957 | 2.5578 | 2.9465 | 2.5589 | 2.3511 | 2.406 | 2.6267 | 2.6486 | 2.6829 | 3.0247 | 2.9594 | 3.1651 | 3.273 | 3.1933 | 3.0346 | 2.6905 | 2.4148 | 2.3999 | 2.3274 | 2.4605 | 2.529 | 2.578
Portfolio Adjusted1-in-2Size: Over 200kWAll2023January Monthly Peak | Portfolio Adjusted | 1-in-2 | Size: Over 200kW | All | 2023 | January Monthly Peak | 1 | 118.044 | 114.5405 | 110.8685 | 111.4986 | 120.8189 | 144.8089 | 173.1408 | 188.0287 | 196.337 | 197.3304 | 199.7704 | 199.0752 | 195.2328 | 194.8401 | 188.2001 | 177.6946 | 168.214 | 164.8198 | 159.5087 | 153.732 | 148.1718 | 141.6508 | 132.6313 | 126.2858 | 0.38781 | 0.037693 | 0.13634 | -0.056713 | -0.18709 | -0.65763 | -0.0031738 | 0.064968 | -0.28406 | -0.22986 | 0.028336 | 0.32262 | 0.65978 | 1.9491 | 6.3329 | 5.9148 | 5.2331 | 4.7194 | 0.96283 | -0.070719 | -0.56049 | -0.63973 | -0.53119 | -0.77901 | 52.1793 | 51.6889 | 51.3422 | 50.8801 | 50.6911 | 50.2642 | 50.3673 | 50.2582 | 50.6066 | 51.974 | 53.7841 | 55.324 | 56.4682 | 57.4352 | 58.0818 | 58.0139 | 57.8298 | 57.1371 | 55.756 | 54.4562 | 53.8236 | 53.5187 | 53.0254 | 52.2184 | 2.339 | 1.9881 | 2.1542 | 2.3148 | 2.7195 | 2.3887 | 2.2506 | 2.2839 | 2.4545 | 2.4009 | 2.3806 | 2.66 | 2.5859 | 2.7506 | 2.8269 | 2.7532 | 2.6632 | 2.4636 | 2.2246 | 2.178 | 2.0599 | 2.1799 | 2.2601 | 2.2972
Portfolio Adjusted1-in-2Size: Over 200kWAll2023February Monthly Peak | Portfolio Adjusted | 1-in-2 | Size: Over 200kW | All | 2023 | February Monthly Peak | 2 | 119.5637 | 115.9371 | 112.5691 | 113.1877 | 121.9882 | 145.5022 | 173.1682 | 187.5975 | 196.6181 | 199.1182 | 202.9294 | 204.0933 | 201.5919 | 202.4509 | 196.8148 | 185.2928 | 174.3679 | 168.5247 | 164.3926 | 158.0966 | 152.1345 | 144.8436 | 134.8547 | 128.0646 | 0.38685 | 0.031563 | 0.13492 | -0.058424 | -0.18935 | -0.6603 | -0.0037462 | 0.065721 | -0.28478 | -0.23181 | 0.028278 | 0.32928 | 0.67692 | 2.0143 | 6.6078 | 6.1622 | 5.4207 | 4.8215 | 0.9905 | -0.076755 | -0.57885 | -0.66017 | -0.54493 | -0.79232 | 51.7156 | 51.262 | 51.0317 | 50.7187 | 50.2517 | 50.0823 | 49.7075 | 50.018 | 51.3465 | 54.7302 | 58.4681 | 61.5573 | 63.1022 | 63.75 | 64.2215 | 63.9685 | 63.5946 | 62.7256 | 60.7588 | 58.7192 | 57.5166 | 56.589 | 55.6667 | 54.3926 | 2.3638 | 2.0084 | 2.1852 | 2.3495 | 2.7436 | 2.3988 | 2.2502 | 2.2768 | 2.4586 | 2.423 | 2.4198 | 2.7291 | 2.6755 | 2.8667 | 2.9711 | 2.8785 | 2.7645 | 2.5228 | 2.2938 | 2.242 | 2.1161 | 2.2292 | 2.2977 | 2.3254
Portfolio Adjusted1-in-2Size: Over 200kWAll2023March Monthly Peak | Portfolio Adjusted | 1-in-2 | Size: Over 200kW | All | 2023 | March Monthly Peak | 3 | 122.5883 | 118.6291 | 114.9023 | 114.8358 | 123.0343 | 145.9497 | 174.1448 | 188.9377 | 197.1021 | 199.6327 | 203.9713 | 205.1545 | 203.2367 | 204.0332 | 198.6623 | 188.3386 | 177.4399 | 168.8421 | 164.8415 | 162.832 | 157.1989 | 149.4908 | 138.9851 | 131.5543 | 0.40284 | 0.03945 | 0.13707 | -0.057889 | -0.19046 | -0.6595 | -0.0028919 | 0.0657 | -0.28557 | -0.2312 | 0.029809 | 0.33289 | 0.68503 | 2.037 | 6.6769 | 6.2685 | 5.5253 | 4.831 | 0.99421 | -0.077504 | -0.59626 | -0.67733 | -0.55994 | -0.81394 | 52.9277 | 52.0221 | 51.4283 | 51.1453 | 50.6309 | 50.2648 | 49.9634 | 50.1652 | 51.9323 | 54.1142 | 56.9381 | 59.8002 | 62.1998 | 64.1261 | 65.2175 | 65.7421 | 65.4769 | 64.5147 | 61.9918 | 58.8937 | 57.1645 | 55.8078 | 54.657 | 53.2631 | 2.4273 | 2.0584 | 2.2307 | 2.3838 | 2.7629 | 2.404 | 2.2603 | 2.2919 | 2.4627 | 2.4278 | 2.4309 | 2.7403 | 2.6952 | 2.8824 | 2.9859 | 2.913 | 2.7983 | 2.5211 | 2.2989 | 2.3094 | 2.1863 | 2.2998 | 2.3671 | 2.388
Portfolio Adjusted1-in-2Size: Over 200kWAll2023April Monthly Peak | Portfolio Adjusted | 1-in-2 | Size: Over 200kW | All | 2023 | April Monthly Peak | 4 | 125.3027 | 121.3588 | 117.3332 | 117.3896 | 125.9272 | 148.884 | 174.6493 | 190.7917 | 201.4254 | 207.0748 | 214.1937 | 216.7154 | 216.2932 | 217.6792 | 212.3709 | 201.2465 | 188.8081 | 177.2337 | 168.6663 | 167.1594 | 163.0514 | 154.6442 | 143.5415 | 135.8453 | 0.40465 | 0.036151 | 0.1394 | -0.060618 | -0.20123 | -0.67506 | -0.0028376 | 0.06919 | -0.29145 | -0.23906 | 0.034035 | 0.35662 | 0.73522 | 2.1768 | 7.1328 | 6.6954 | 5.8857 | 5.0903 | 1.0333 | -0.061712 | -0.60604 | -0.68943 | -0.57148 | -0.83723 | 62.3636 | 61.3588 | 60.5271 | 59.8356 | 58.9355 | 58.2877 | 57.7461 | 57.7126 | 59.8389 | 63.8411 | 68.6147 | 73.3231 | 77.2501 | 79.6601 | 80.8449 | 81.2836 | 80.712 | 79.9342 | 78.1368 | 75.5256 | 71.4205 | 68.8975 | 66.8813 | 65.0729 | 2.4738 | 2.1012 | 2.2742 | 2.4339 | 2.8216 | 2.4494 | 2.2607 | 2.3074 | 2.5101 | 2.5137 | 2.5485 | 2.8875 | 2.8633 | 3.0693 | 3.188 | 3.1054 | 2.9644 | 2.6313 | 2.3425 | 2.3614 | 2.2642 | 2.3784 | 2.4423 | 2.4627
Portfolio Adjusted1-in-2Size: Over 200kWAll2023May Monthly Peak | Portfolio Adjusted | 1-in-2 | Size: Over 200kW | All | 2023 | May Monthly Peak | 5 | 125.9303 | 122.0311 | 118.2275 | 118.4377 | 127.5797 | 151.1263 | 175.9696 | 195.1293 | 207.5873 | 214.7579 | 222.4597 | 224.7765 | 223.6161 | 224.7099 | 219.1605 | 206.9801 | 193.7192 | 180.9345 | 171.4082 | 167.4746 | 165.0229 | 156.8002 | 145.6975 | 138.3083 | 0.41526 | 0.041674 | 0.14247 | -0.060308 | -0.20258 | -0.68226 | -0.0016919 | 0.070757 | -0.29978 | -0.24897 | 0.034635 | 0.36816 | 0.75796 | 2.2531 | 7.3776 | 6.9036 | 6.058 | 5.2168 | 1.0572 | -0.054927 | -0.60531 | -0.69161 | -0.57385 | -0.84691 | 64.8229 | 63.7622 | 62.7279 | 61.8699 | 61.1499 | 60.2484 | 59.7997 | 60.3492 | 63.1291 | 66.7849 | 70.8834 | 74.9488 | 78.6274 | 81.1035 | 82.6138 | 83.2483 | 83.3497 | 82.5438 | 80.619 | 78.0306 | 73.9576 | 70.7801 | 69.0533 | 67.4709 | 2.4933 | 2.1164 | 2.2937 | 2.4559 | 2.8568 | 2.4852 | 2.2772 | 2.3598 | 2.5846 | 2.6066 | 2.6466 | 2.9976 | 2.9608 | 3.1671 | 3.2859 | 3.1882 | 3.036 | 2.6795 | 2.3774 | 2.3609 | 2.2887 | 2.4137 | 2.4815 | 2.5148
Portfolio Adjusted1-in-2Size: Over 200kWAll2023June Monthly Peak | Portfolio Adjusted | 1-in-2 | Size: Over 200kW | All | 2023 | June Monthly Peak | 6 | 133.725 | 129.5197 | 125.2506 | 125.4021 | 134.0298 | 156.3471 | 180.8879 | 199.4429 | 211.0809 | 217.7312 | 225.1207 | 226.2915 | 222.2446 | 222.5719 | 217.0915 | 207.9554 | 196.3552 | 184.3138 | 176.7363 | 172.0898 | 170.4394 | 162.7839 | 151.1539 | 144.0353 | 0.28748 | 0.002111 | 0.08221 | -0.14733 | -0.32386 | -0.71035 | -0.12814 | -0.086278 | -0.28952 | -0.19429 | -0.096375 | 0.24065 | 0.66994 | 2.2228 | 7.2826 | 6.9719 | 6.2143 | 5.4042 | 1.3443 | 0.068283 | -0.4875 | -0.62319 | -0.61028 | -0.86335 | 67.5167 | 66.3666 | 65.3093 | 64.4766 | 63.6939 | 63.1115 | 62.5743 | 63.2253 | 66.1232 | 70.2952 | 74.1273 | 77.6861 | 80.1839 | 82.3624 | 83.6524 | 84.4676 | 84.9989 | 84.6695 | 83.3732 | 80.7686 | 77.3513 | 73.6257 | 71.2234 | 69.6734 | 2.5879 | 2.1917 | 2.3665 | 2.5187 | 2.892 | 2.4886 | 2.2618 | 2.3276 | 2.5398 | 2.5579 | 2.5947 | 2.9191 | 2.844 | 3.0283 | 3.1302 | 3.0768 | 2.9548 | 2.6304 | 2.3712 | 2.3452 | 2.2909 | 2.4327 | 2.4976 | 2.5446
Portfolio Adjusted1-in-2Size: Over 200kWAll2023July Monthly Peak | Portfolio Adjusted | 1-in-2 | Size: Over 200kW | All | 2023 | July Monthly Peak | 7 | 136.7084 | 132.563 | 129.0303 | 129.0374 | 138.3672 | 162.2419 | 187.8284 | 205.2057 | 215.9697 | 222.6844 | 229.7115 | 230.503 | 226.7428 | 227.4979 | 222.4743 | 213.6835 | 202.4871 | 190.8622 | 182.2562 | 177.4004 | 175.4092 | 167.515 | 155.5993 | 147.921 | -0.051444 | -0.16159 | -0.10118 | -0.29666 | -0.51182 | -0.81328 | -0.40485 | -0.40598 | -0.25256 | -0.064652 | -0.29307 | -0.0066712 | 0.49416 | 2.1853 | 7.3611 | 7.1505 | 6.4353 | 5.6682 | 1.7266 | 0.13444 | -0.3715 | -0.54807 | -0.70513 | -0.87493 | 69.6409 | 68.8999 | 68.2606 | 67.6167 | 66.9932 | 66.5337 | 66.3018 | 66.695 | 69.0664 | 72.9964 | 77.9088 | 81.6028 | 84.5646 | 86.9295 | 88.6779 | 89.1808 | 89.3722 | 88.5103 | 87.0552 | 84.787 | 81.1509 | 77.2734 | 74.7917 | 73.298 | 2.5726 | 2.1794 | 2.371 | 2.5172 | 2.8954 | 2.506 | 2.2778 | 2.3222 | 2.5199 | 2.539 | 2.5698 | 2.8859 | 2.8095 | 2.9965 | 3.0973 | 3.0498 | 2.9342 | 2.6304 | 2.368 | 2.3431 | 2.2898 | 2.4335 | 2.4994 | 2.5424
Portfolio Adjusted1-in-2Size: Over 200kWAll2023August Monthly Peak | Portfolio Adjusted | 1-in-2 | Size: Over 200kW | All | 2023 | August Monthly Peak | 8 | 141.3492 | 136.7505 | 132.7811 | 133.5057 | 143.2578 | 168.6856 | 197.3142 | 217.2347 | 231.7045 | 241.0666 | 250.0419 | 252.2715 | 249.153 | 250.3287 | 244.1736 | 232.2624 | 217.6855 | 202.9167 | 192.152 | 187.4653 | 183.4815 | 174.1092 | 161.726 | 153.9619 | -0.41323 | -0.30616 | -0.28814 | -0.44561 | -0.69947 | -0.89554 | -0.72775 | -0.8461 | -0.24702 | 0.038226 | -0.59038 | -0.39061 | 0.20715 | 2.2256 | 7.8065 | 7.6352 | 6.8617 | 6.0254 | 2.1712 | 0.18991 | -0.22287 | -0.43316 | -0.80359 | -0.88606 | 74.6405 | 73.6797 | 72.8022 | 71.6975 | 71.1326 | 70.4387 | 70.0223 | 70.1707 | 72.6706 | 77.5604 | 82.5564 | 86.7189 | 89.6968 | 91.7899 | 93.0893 | 93.2093 | 93.3648 | 92.1886 | 90.1779 | 87.4252 | 83.2833 | 80.2105 | 78.3589 | 76.6873 | 2.6599 | 2.2479 | 2.4401 | 2.6092 | 3.0113 | 2.6122 | 2.401 | 2.4712 | 2.7197 | 2.7618 | 2.8078 | 3.1688 | 3.1048 | 3.3183 | 3.4282 | 3.3409 | 3.1712 | 2.8022 | 2.5016 | 2.4813 | 2.3993 | 2.5326 | 2.6003 | 2.6473
Portfolio Adjusted1-in-2Size: Over 200kWAll2023September Monthly Peak | Portfolio Adjusted | 1-in-2 | Size: Over 200kW | All | 2023 | September Monthly Peak | 9 | 137.8071 | 134.0311 | 130.1361 | 130.7517 | 140.7814 | 165.7911 | 195.6608 | 215.2681 | 231.4601 | 240.5025 | 248.7865 | 250.8326 | 247.3204 | 248.6897 | 242.2375 | 228.8984 | 213.1847 | 198.2634 | 188.7642 | 186.6652 | 179.6812 | 170.6823 | 157.4453 | 149.5933 | -0.15353 | -0.22437 | -0.16615 | -0.32998 | -0.54999 | -0.88243 | -0.51405 | -0.53329 | -0.2577 | -0.029163 | -0.36015 | -0.10098 | 0.44383 | 2.3019 | 7.907 | 7.5791 | 6.7029 | 5.8354 | 1.8084 | 0.081364 | -0.39627 | -0.56362 | -0.74913 | -0.88804 | 69.6371 | 68.5742 | 67.8448 | 67.126 | 66.6039 | 66.0538 | 66.0401 | 65.8951 | 67.6312 | 72.6062 | 78.7966 | 84.0316 | 88.4005 | 90.9836 | 92.0758 | 92.2566 | 91.7858 | 90.507 | 87.9864 | 84.4085 | 80.8956 | 78.5966 | 77.0989 | 75.8317 | 2.5847 | 2.195 | 2.3836 | 2.5435 | 2.9467 | 2.555 | 2.3707 | 2.4369 | 2.7049 | 2.7439 | 2.7814 | 3.1389 | 3.0676 | 3.2823 | 3.3928 | 3.2848 | 3.0969 | 2.7291 | 2.4472 | 2.4564 | 2.3368 | 2.4712 | 2.5214 | 2.5644
Portfolio Adjusted1-in-2Size: Over 200kWAll2023October Monthly Peak | Portfolio Adjusted | 1-in-2 | Size: Over 200kW | All | 2023 | October Monthly Peak | 10 | 134.5009 | 130.4042 | 126.0724 | 125.9102 | 135.1332 | 159.2943 | 188.6956 | 206.2884 | 220.936 | 231.4205 | 241.7635 | 246.1322 | 245.5836 | 247.3201 | 241.1712 | 227.483 | 211.3247 | 196.7217 | 189.8336 | 183.6766 | 175.4455 | 166.0724 | 153.8215 | 145.4679 | 0.03478 | -0.10255 | -0.050132 | -0.24056 | -0.43588 | -0.76136 | -0.34884 | -0.38758 | -0.28975 | -0.13429 | -0.29502 | -0.020646 | 0.48406 | 2.3202 | 7.8607 | 7.4997 | 6.6233 | 5.7512 | 1.6824 | 0.08883 | -0.40021 | -0.5522 | -0.67601 | -0.86002 | 69.7014 | 68.8675 | 67.9437 | 67.1634 | 66.4529 | 65.6183 | 65.6447 | 66.2217 | 66.9505 | 71.2225 | 76.7967 | 82.0614 | 85.7461 | 87.8936 | 89.3579 | 89.5303 | 88.6888 | 87.1772 | 84.7 | 81.0155 | 77.5928 | 75.0018 | 72.9933 | 71.4156 | 2.5206 | 2.1378 | 2.3087 | 2.4609 | 2.8524 | 2.4707 | 2.3046 | 2.3552 | 2.6016 | 2.6581 | 2.7173 | 3.0936 | 3.0692 | 3.2894 | 3.4118 | 3.3065 | 3.116 | 2.7427 | 2.4786 | 2.4377 | 2.2962 | 2.4123 | 2.4718 | 2.4968
Portfolio Adjusted1-in-2Size: Over 200kWAll2023November Monthly Peak | Portfolio Adjusted | 1-in-2 | Size: Over 200kW | All | 2023 | November Monthly Peak | 11 | 125.1768 | 121.4439 | 117.5847 | 117.5259 | 126.4818 | 149.665 | 175.1193 | 190.8576 | 201.6792 | 207.75 | 214.3982 | 216.4974 | 215.1472 | 216.0133 | 209.6396 | 197.6068 | 186.5521 | 180.4394 | 172.055 | 165.4137 | 158.8152 | 150.8471 | 140.739 | 134.0041 | 0.42566 | 0.052712 | 0.15356 | -0.056671 | -0.1958 | -0.67374 | 0.0012842 | 0.071945 | -0.29045 | -0.24311 | 0.032501 | 0.35347 | 0.72979 | 2.1783 | 7.0869 | 6.6171 | 5.8555 | 5.2211 | 1.0569 | -0.056935 | -0.58581 | -0.66896 | -0.55273 | -0.82112 | 59.0519 | 58.2291 | 57.4937 | 56.7843 | 56.0806 | 55.816 | 55.3804 | 55.2986 | 58.9544 | 63.9041 | 70.0283 | 75.2078 | 78.8144 | 80.335 | 80.8388 | 80.3024 | 78.0981 | 73.912 | 69.5397 | 66.9616 | 64.9656 | 63.3298 | 62.1074 | 60.9848 | 2.4906 | 2.1143 | 2.2914 | 2.4371 | 2.8286 | 2.4648 | 2.2705 | 2.3092 | 2.5111 | 2.5179 | 2.5481 | 2.8897 | 2.8451 | 3.0403 | 3.1336 | 3.0384 | 2.9224 | 2.6747 | 2.3901 | 2.3318 | 2.203 | 2.3239 | 2.4009 | 2.444
Portfolio Adjusted1-in-2Size: Over 200kWAll2023December Monthly Peak | Portfolio Adjusted | 1-in-2 | Size: Over 200kW | All | 2023 | December Monthly Peak | 12 | 118.884 | 115.0495 | 111.8444 | 111.5386 | 120.2666 | 143.4225 | 170.4502 | 184.8536 | 193.6283 | 195.4425 | 196.7755 | 194.5637 | 189.8868 | 188.4554 | 181.5798 | 172.3702 | 165.8798 | 163.1648 | 158.5232 | 153.4666 | 147.9592 | 142.0172 | 132.5176 | 125.8494 | 0.40002 | 0.045685 | 0.14309 | -0.05409 | -0.18068 | -0.64817 | 0.00090393 | 0.064549 | -0.28049 | -0.22881 | 0.024915 | 0.30922 | 0.63019 | 1.8842 | 6.1276 | 5.76 | 5.1806 | 4.6916 | 0.95441 | -0.07613 | -0.56556 | -0.64867 | -0.53436 | -0.77835 | 47.9451 | 47.2584 | 46.2302 | 45.3586 | 44.7366 | 44.0645 | 43.8773 | 43.6417 | 44.0813 | 46.8432 | 49.397 | 51.4824 | 53.0742 | 53.9929 | 54.5803 | 54.6314 | 54.0335 | 52.9376 | 51.45 | 50.2558 | 49.3584 | 48.4747 | 47.6831 | 46.7753 | 2.3644 | 2.0022 | 2.1795 | 2.3161 | 2.7043 | 2.3682 | 2.2161 | 2.2472 | 2.4257 | 2.3814 | 2.3483 | 2.6094 | 2.5249 | 2.6696 | 2.7347 | 2.6738 | 2.6284 | 2.4388 | 2.2131 | 2.176 | 2.0583 | 2.187 | 2.2605 | 2.2934
Portfolio Adjusted1-in-2Size: Over 200kWAll2023Typical Event Day | Portfolio Adjusted | 1-in-2 | Size: Over 200kW | All | 2023 | Typical Event Day | 8 | 139.567 | 134.9941 | 130.7991 | 131.4243 | 140.9658 | 165.9875 | 194.1534 | 212.6448 | 225.0743 | 232.4252 | 240.0086 | 241.7497 | 238.5369 | 239.8235 | 234.1605 | 222.9634 | 209.1965 | 195.5644 | 186.2182 | 182.0634 | 178.7127 | 169.8295 | 157.938 | 150.5342 | -0.07913 | -0.17347 | -0.11597 | -0.30858 | -0.5288 | -0.83719 | -0.44447 | -0.46353 | -0.2648 | -0.065082 | -0.33059 | -0.051452 | 0.47033 | 2.2653 | 7.6878 | 7.4166 | 6.6166 | 5.7844 | 1.7755 | 0.12906 | -0.36834 | -0.54202 | -0.72015 | -0.88691 | 70.3588 | 69.3801 | 68.5542 | 67.7292 | 67.1059 | 66.5344 | 66.2346 | 66.4965 | 68.8729 | 73.3646 | 78.3473 | 82.5099 | 85.7115 | 88.0163 | 89.3738 | 89.7786 | 89.8804 | 88.9689 | 87.1482 | 84.3473 | 80.6703 | 77.4265 | 75.3682 | 73.8726 | 2.6177 | 2.2112 | 2.3957 | 2.5578 | 2.9465 | 2.5589 | 2.3511 | 2.406 | 2.6267 | 2.6486 | 2.6829 | 3.0247 | 2.9594 | 3.1651 | 3.273 | 3.1933 | 3.0346 | 2.6905 | 2.4148 | 2.3999 | 2.3274 | 2.4605 | 2.529 | 2.578
Portfolio Adjusted1-in-2Size: Over 200kWAll2024January Monthly Peak | Portfolio Adjusted | 1-in-2 | Size: Over 200kW | All | 2024 | January Monthly Peak | 1 | 118.044 | 114.5405 | 110.8685 | 111.4986 | 120.8189 | 144.8089 | 173.1408 | 188.0287 | 196.337 | 197.3304 | 199.7704 | 199.0752 | 195.2328 | 194.8401 | 188.2001 | 177.6946 | 168.214 | 164.8198 | 159.5087 | 153.732 | 148.1718 | 141.6508 | 132.6313 | 126.2858 | 0.38781 | 0.037693 | 0.13634 | -0.056713 | -0.18709 | -0.65763 | -0.0031739 | 0.064968 | -0.28406 | -0.22986 | 0.028336 | 0.32262 | 0.65978 | 1.9491 | 6.3329 | 5.9148 | 5.2331 | 4.7194 | 0.96283 | -0.070719 | -0.56049 | -0.63973 | -0.53119 | -0.77901 | 52.1793 | 51.6889 | 51.3422 | 50.8801 | 50.6911 | 50.2642 | 50.3673 | 50.2582 | 50.6066 | 51.974 | 53.7841 | 55.324 | 56.4682 | 57.4352 | 58.0818 | 58.0139 | 57.8298 | 57.1371 | 55.756 | 54.4562 | 53.8236 | 53.5187 | 53.0254 | 52.2184 | 2.339 | 1.9881 | 2.1542 | 2.3148 | 2.7195 | 2.3887 | 2.2506 | 2.2839 | 2.4545 | 2.4009 | 2.3806 | 2.66 | 2.5859 | 2.7506 | 2.8269 | 2.7532 | 2.6632 | 2.4636 | 2.2246 | 2.178 | 2.0599 | 2.1799 | 2.2601 | 2.2972
Portfolio Adjusted1-in-2Size: Over 200kWAll2024February Monthly Peak | Portfolio Adjusted | 1-in-2 | Size: Over 200kW | All | 2024 | February Monthly Peak | 2 | 119.5637 | 115.9371 | 112.5691 | 113.1877 | 121.9882 | 145.5022 | 173.1682 | 187.5975 | 196.6181 | 199.1182 | 202.9294 | 204.0933 | 201.5919 | 202.4509 | 196.8149 | 185.2928 | 174.3679 | 168.5247 | 164.3926 | 158.0966 | 152.1345 | 144.8436 | 134.8547 | 128.0646 | 0.38685 | 0.031563 | 0.13492 | -0.058424 | -0.18935 | -0.6603 | -0.0037461 | 0.065721 | -0.28478 | -0.23181 | 0.028278 | 0.32928 | 0.67692 | 2.0143 | 6.6078 | 6.1622 | 5.4207 | 4.8215 | 0.9905 | -0.076756 | -0.57885 | -0.66017 | -0.54493 | -0.79232 | 51.7156 | 51.262 | 51.0317 | 50.7187 | 50.2517 | 50.0823 | 49.7075 | 50.018 | 51.3465 | 54.7302 | 58.4681 | 61.5573 | 63.1022 | 63.75 | 64.2215 | 63.9685 | 63.5946 | 62.7256 | 60.7588 | 58.7192 | 57.5166 | 56.589 | 55.6667 | 54.3926 | 2.3638 | 2.0084 | 2.1852 | 2.3495 | 2.7436 | 2.3988 | 2.2502 | 2.2768 | 2.4586 | 2.423 | 2.4198 | 2.7291 | 2.6755 | 2.8667 | 2.9711 | 2.8785 | 2.7645 | 2.5228 | 2.2938 | 2.242 | 2.1161 | 2.2292 | 2.2977 | 2.3254
Portfolio Adjusted1-in-2Size: Over 200kWAll2024March Monthly Peak | Portfolio Adjusted | 1-in-2 | Size: Over 200kW | All | 2024 | March Monthly Peak | 3 | 122.5883 | 118.6291 | 114.9023 | 114.8358 | 123.0343 | 145.9497 | 174.1448 | 188.9377 | 197.1021 | 199.6327 | 203.9713 | 205.1545 | 203.2367 | 204.0332 | 198.6623 | 188.3386 | 177.4399 | 168.8421 | 164.8415 | 162.832 | 157.1989 | 149.4908 | 138.9851 | 131.5543 | 0.40284 | 0.03945 | 0.13707 | -0.057889 | -0.19046 | -0.6595 | -0.0028919 | 0.0657 | -0.28557 | -0.2312 | 0.029809 | 0.33289 | 0.68503 | 2.037 | 6.6769 | 6.2685 | 5.5253 | 4.831 | 0.99421 | -0.077504 | -0.59626 | -0.67733 | -0.55994 | -0.81394 | 52.9277 | 52.0221 | 51.4283 | 51.1453 | 50.6309 | 50.2648 | 49.9634 | 50.1652 | 51.9323 | 54.1142 | 56.9381 | 59.8002 | 62.1998 | 64.1261 | 65.2175 | 65.7421 | 65.4769 | 64.5147 | 61.9918 | 58.8937 | 57.1645 | 55.8078 | 54.657 | 53.2631 | 2.4273 | 2.0584 | 2.2307 | 2.3838 | 2.7628 | 2.404 | 2.2603 | 2.2919 | 2.4627 | 2.4278 | 2.4309 | 2.7403 | 2.6952 | 2.8824 | 2.9859 | 2.913 | 2.7983 | 2.5211 | 2.2989 | 2.3094 | 2.1863 | 2.2998 | 2.3671 | 2.388
Portfolio Adjusted1-in-2Size: Over 200kWAll2024April Monthly Peak | Portfolio Adjusted | 1-in-2 | Size: Over 200kW | All | 2024 | April Monthly Peak | 4 | 125.3027 | 121.3588 | 117.3332 | 117.3896 | 125.9272 | 148.884 | 174.6492 | 190.7917 | 201.4254 | 207.0748 | 214.1937 | 216.7154 | 216.2932 | 217.6792 | 212.3709 | 201.2465 | 188.8081 | 177.2337 | 168.6663 | 167.1594 | 163.0514 | 154.6442 | 143.5415 | 135.8453 | 0.40465 | 0.036151 | 0.1394 | -0.060618 | -0.20123 | -0.67506 | -0.0028376 | 0.06919 | -0.29145 | -0.23906 | 0.034035 | 0.35662 | 0.73522 | 2.1768 | 7.1328 | 6.6954 | 5.8857 | 5.0903 | 1.0333 | -0.061712 | -0.60604 | -0.68943 | -0.57148 | -0.83723 | 62.3636 | 61.3588 | 60.5271 | 59.8356 | 58.9355 | 58.2877 | 57.7461 | 57.7126 | 59.8389 | 63.8411 | 68.6147 | 73.3231 | 77.2501 | 79.6601 | 80.8449 | 81.2836 | 80.712 | 79.9342 | 78.1368 | 75.5256 | 71.4205 | 68.8975 | 66.8813 | 65.0729 | 2.4738 | 2.1012 | 2.2742 | 2.4339 | 2.8216 | 2.4494 | 2.2607 | 2.3074 | 2.5101 | 2.5137 | 2.5485 | 2.8875 | 2.8633 | 3.0693 | 3.188 | 3.1054 | 2.9644 | 2.6313 | 2.3425 | 2.3614 | 2.2642 | 2.3784 | 2.4423 | 2.4627
Portfolio Adjusted1-in-2Size: Over 200kWAll2024May Monthly Peak | Portfolio Adjusted | 1-in-2 | Size: Over 200kW | All | 2024 | May Monthly Peak | 5 | 125.9303 | 122.0311 | 118.2275 | 118.4377 | 127.5797 | 151.1264 | 175.9696 | 195.1293 | 207.5873 | 214.7579 | 222.4597 | 224.7765 | 223.6161 | 224.7099 | 219.1605 | 206.9801 | 193.7192 | 180.9345 | 171.4082 | 167.4746 | 165.0229 | 156.8002 | 145.6976 | 138.3083 | 0.41526 | 0.041674 | 0.14247 | -0.060308 | -0.20258 | -0.68226 | -0.0016918 | 0.070757 | -0.29978 | -0.24897 | 0.034635 | 0.36816 | 0.75796 | 2.2531 | 7.3776 | 6.9036 | 6.058 | 5.2168 | 1.0572 | -0.054927 | -0.60531 | -0.69161 | -0.57385 | -0.84691 | 64.8229 | 63.7622 | 62.7279 | 61.8699 | 61.1499 | 60.2484 | 59.7997 | 60.3492 | 63.1291 | 66.7849 | 70.8834 | 74.9488 | 78.6274 | 81.1035 | 82.6138 | 83.2483 | 83.3497 | 82.5438 | 80.619 | 78.0306 | 73.9576 | 70.7801 | 69.0533 | 67.4709 | 2.4933 | 2.1164 | 2.2937 | 2.4559 | 2.8568 | 2.4852 | 2.2772 | 2.3598 | 2.5846 | 2.6066 | 2.6466 | 2.9976 | 2.9608 | 3.1671 | 3.2859 | 3.1882 | 3.036 | 2.6795 | 2.3774 | 2.3609 | 2.2887 | 2.4137 | 2.4815 | 2.5148
Portfolio Adjusted1-in-2Size: Over 200kWAll2024June Monthly Peak | Portfolio Adjusted | 1-in-2 | Size: Over 200kW | All | 2024 | June Monthly Peak | 6 | 133.725 | 129.5197 | 125.2506 | 125.4021 | 134.0298 | 156.3471 | 180.8879 | 199.4429 | 211.0809 | 217.7312 | 225.1207 | 226.2915 | 222.2446 | 222.5719 | 217.0915 | 207.9554 | 196.3552 | 184.3138 | 176.7363 | 172.0898 | 170.4394 | 162.784 | 151.1539 | 144.0353 | 0.28748 | 0.0021109 | 0.08221 | -0.14733 | -0.32386 | -0.71035 | -0.12814 | -0.086278 | -0.28952 | -0.19429 | -0.096375 | 0.24065 | 0.66994 | 2.2228 | 7.2826 | 6.9719 | 6.2143 | 5.4042 | 1.3443 | 0.068283 | -0.4875 | -0.62319 | -0.61028 | -0.86335 | 67.5167 | 66.3666 | 65.3093 | 64.4766 | 63.6939 | 63.1115 | 62.5743 | 63.2253 | 66.1232 | 70.2952 | 74.1273 | 77.6861 | 80.1839 | 82.3624 | 83.6524 | 84.4676 | 84.9989 | 84.6695 | 83.3732 | 80.7686 | 77.3513 | 73.6257 | 71.2234 | 69.6734 | 2.5879 | 2.1917 | 2.3665 | 2.5187 | 2.892 | 2.4886 | 2.2618 | 2.3276 | 2.5398 | 2.5579 | 2.5947 | 2.9191 | 2.844 | 3.0283 | 3.1302 | 3.0768 | 2.9548 | 2.6304 | 2.3712 | 2.3452 | 2.2909 | 2.4327 | 2.4976 | 2.5446
Portfolio Adjusted1-in-2Size: Over 200kWAll2024July Monthly Peak | Portfolio Adjusted | 1-in-2 | Size: Over 200kW | All | 2024 | July Monthly Peak | 7 | 136.7084 | 132.563 | 129.0303 | 129.0374 | 138.3672 | 162.2419 | 187.8284 | 205.2057 | 215.9697 | 222.6844 | 229.7115 | 230.503 | 226.7428 | 227.4979 | 222.4743 | 213.6835 | 202.4871 | 190.8622 | 182.2562 | 177.4004 | 175.4092 | 167.515 | 155.5993 | 147.921 | -0.051444 | -0.16159 | -0.10118 | -0.29666 | -0.51182 | -0.81328 | -0.40485 | -0.40598 | -0.25256 | -0.064652 | -0.29307 | -0.0066712 | 0.49416 | 2.1853 | 7.3611 | 7.1505 | 6.4353 | 5.6682 | 1.7266 | 0.13444 | -0.3715 | -0.54807 | -0.70513 | -0.87493 | 69.6409 | 68.8999 | 68.2606 | 67.6167 | 66.9932 | 66.5337 | 66.3018 | 66.695 | 69.0664 | 72.9964 | 77.9088 | 81.6028 | 84.5646 | 86.9295 | 88.6779 | 89.1808 | 89.3723 | 88.5103 | 87.0552 | 84.787 | 81.1509 | 77.2734 | 74.7917 | 73.298 | 2.5726 | 2.1794 | 2.371 | 2.5172 | 2.8954 | 2.506 | 2.2778 | 2.3222 | 2.5199 | 2.539 | 2.5698 | 2.8859 | 2.8095 | 2.9965 | 3.0973 | 3.0498 | 2.9342 | 2.6304 | 2.368 | 2.3431 | 2.2898 | 2.4335 | 2.4994 | 2.5424
Portfolio Adjusted1-in-2Size: Over 200kWAll2024August Monthly Peak | Portfolio Adjusted | 1-in-2 | Size: Over 200kW | All | 2024 | August Monthly Peak | 8 | 141.3492 | 136.7505 | 132.7811 | 133.5057 | 143.2578 | 168.6856 | 197.3142 | 217.2347 | 231.7045 | 241.0666 | 250.0418 | 252.2715 | 249.153 | 250.3287 | 244.1736 | 232.2624 | 217.6855 | 202.9167 | 192.152 | 187.4653 | 183.4815 | 174.1092 | 161.726 | 153.9619 | -0.41323 | -0.30616 | -0.28814 | -0.44561 | -0.69947 | -0.89554 | -0.72775 | -0.8461 | -0.24702 | 0.038226 | -0.59038 | -0.39061 | 0.20715 | 2.2256 | 7.8065 | 7.6352 | 6.8617 | 6.0254 | 2.1712 | 0.18991 | -0.22287 | -0.43316 | -0.80359 | -0.88606 | 74.6405 | 73.6797 | 72.8022 | 71.6975 | 71.1326 | 70.4387 | 70.0223 | 70.1707 | 72.6707 | 77.5604 | 82.5564 | 86.7189 | 89.6969 | 91.7899 | 93.0893 | 93.2093 | 93.3648 | 92.1886 | 90.1779 | 87.4252 | 83.2833 | 80.2105 | 78.3589 | 76.6873 | 2.6599 | 2.2479 | 2.4401 | 2.6092 | 3.0113 | 2.6122 | 2.401 | 2.4712 | 2.7197 | 2.7618 | 2.8078 | 3.1688 | 3.1048 | 3.3183 | 3.4282 | 3.3409 | 3.1712 | 2.8022 | 2.5016 | 2.4813 | 2.3993 | 2.5326 | 2.6003 | 2.6473
Portfolio Adjusted1-in-2Size: Over 200kWAll2024September Monthly Peak | Portfolio Adjusted | 1-in-2 | Size: Over 200kW | All | 2024 | September Monthly Peak | 9 | 137.8071 | 134.0311 | 130.1361 | 130.7517 | 140.7814 | 165.7911 | 195.6608 | 215.2681 | 231.4601 | 240.5025 | 248.7865 | 250.8326 | 247.3204 | 248.6897 | 242.2375 | 228.8984 | 213.1847 | 198.2634 | 188.7642 | 186.6652 | 179.6812 | 170.6823 | 157.4453 | 149.5933 | -0.15353 | -0.22437 | -0.16615 | -0.32998 | -0.54999 | -0.88243 | -0.51405 | -0.53329 | -0.2577 | -0.029163 | -0.36015 | -0.10098 | 0.44383 | 2.3019 | 7.907 | 7.5791 | 6.7029 | 5.8354 | 1.8084 | 0.081364 | -0.39627 | -0.56362 | -0.74913 | -0.88804 | 69.6371 | 68.5742 | 67.8448 | 67.126 | 66.6039 | 66.0538 | 66.0401 | 65.8951 | 67.6312 | 72.6062 | 78.7966 | 84.0316 | 88.4005 | 90.9836 | 92.0758 | 92.2566 | 91.7858 | 90.507 | 87.9864 | 84.4085 | 80.8956 | 78.5966 | 77.0989 | 75.8317 | 2.5847 | 2.195 | 2.3836 | 2.5435 | 2.9467 | 2.555 | 2.3707 | 2.4369 | 2.7049 | 2.7439 | 2.7814 | 3.1389 | 3.0676 | 3.2823 | 3.3928 | 3.2848 | 3.0969 | 2.7291 | 2.4472 | 2.4564 | 2.3368 | 2.4712 | 2.5214 | 2.5644
Portfolio Adjusted1-in-2Size: Over 200kWAll2024October Monthly Peak | Portfolio Adjusted | 1-in-2 | Size: Over 200kW | All | 2024 | October Monthly Peak | 10 | 134.5009 | 130.4042 | 126.0724 | 125.9102 | 135.1332 | 159.2943 | 188.6956 | 206.2884 | 220.936 | 231.4205 | 241.7635 | 246.1322 | 245.5836 | 247.3201 | 241.1712 | 227.483 | 211.3247 | 196.7217 | 189.8336 | 183.6766 | 175.4455 | 166.0724 | 153.8215 | 145.4679 | 0.03478 | -0.10255 | -0.050132 | -0.24056 | -0.43588 | -0.76136 | -0.34884 | -0.38758 | -0.28975 | -0.13429 | -0.29502 | -0.020646 | 0.48406 | 2.3202 | 7.8607 | 7.4997 | 6.6233 | 5.7512 | 1.6824 | 0.08883 | -0.40021 | -0.5522 | -0.67601 | -0.86002 | 69.7014 | 68.8675 | 67.9437 | 67.1634 | 66.4529 | 65.6183 | 65.6447 | 66.2217 | 66.9505 | 71.2225 | 76.7967 | 82.0614 | 85.7461 | 87.8936 | 89.3579 | 89.5303 | 88.6889 | 87.1772 | 84.7 | 81.0155 | 77.5928 | 75.0019 | 72.9933 | 71.4156 | 2.5206 | 2.1378 | 2.3087 | 2.4609 | 2.8524 | 2.4707 | 2.3046 | 2.3552 | 2.6016 | 2.6581 | 2.7173 | 3.0936 | 3.0692 | 3.2894 | 3.4118 | 3.3065 | 3.116 | 2.7427 | 2.4786 | 2.4377 | 2.2962 | 2.4123 | 2.4718 | 2.4968
Portfolio Adjusted1-in-2Size: Over 200kWAll2024November Monthly Peak | Portfolio Adjusted | 1-in-2 | Size: Over 200kW | All | 2024 | November Monthly Peak | 11 | 125.1768 | 121.4439 | 117.5847 | 117.5259 | 126.4818 | 149.665 | 175.1193 | 190.8576 | 201.6792 | 207.75 | 214.3982 | 216.4974 | 215.1472 | 216.0133 | 209.6396 | 197.6068 | 186.5521 | 180.4394 | 172.055 | 165.4137 | 158.8152 | 150.8471 | 140.739 | 134.0041 | 0.42566 | 0.052712 | 0.15356 | -0.056671 | -0.1958 | -0.67374 | 0.0012842 | 0.071945 | -0.29045 | -0.24311 | 0.032501 | 0.35347 | 0.72979 | 2.1783 | 7.0869 | 6.6171 | 5.8555 | 5.2211 | 1.0569 | -0.056935 | -0.58581 | -0.66896 | -0.55273 | -0.82112 | 59.0519 | 58.2291 | 57.4937 | 56.7843 | 56.0806 | 55.816 | 55.3804 | 55.2986 | 58.9544 | 63.9041 | 70.0283 | 75.2078 | 78.8144 | 80.335 | 80.8388 | 80.3024 | 78.0981 | 73.912 | 69.5397 | 66.9616 | 64.9656 | 63.3298 | 62.1074 | 60.9848 | 2.4906 | 2.1143 | 2.2914 | 2.4371 | 2.8286 | 2.4648 | 2.2705 | 2.3092 | 2.5111 | 2.5179 | 2.5481 | 2.8897 | 2.8451 | 3.0403 | 3.1336 | 3.0384 | 2.9224 | 2.6747 | 2.3901 | 2.3318 | 2.203 | 2.3239 | 2.4009 | 2.444
Portfolio Adjusted1-in-2Size: Over 200kWAll2024December Monthly Peak | Portfolio Adjusted | 1-in-2 | Size: Over 200kW | All | 2024 | December Monthly Peak | 12 | 118.884 | 115.0495 | 111.8444 | 111.5386 | 120.2666 | 143.4225 | 170.4502 | 184.8536 | 193.6283 | 195.4425 | 196.7755 | 194.5637 | 189.8868 | 188.4554 | 181.5798 | 172.3702 | 165.8798 | 163.1648 | 158.5232 | 153.4666 | 147.9592 | 142.0172 | 132.5176 | 125.8494 | 0.40002 | 0.045685 | 0.14309 | -0.05409 | -0.18068 | -0.64817 | 0.00090396 | 0.064549 | -0.28049 | -0.22881 | 0.024915 | 0.30922 | 0.63019 | 1.8842 | 6.1276 | 5.76 | 5.1806 | 4.6916 | 0.95441 | -0.07613 | -0.56556 | -0.64867 | -0.53436 | -0.77835 | 47.9451 | 47.2584 | 46.2302 | 45.3586 | 44.7366 | 44.0645 | 43.8773 | 43.6417 | 44.0813 | 46.8432 | 49.397 | 51.4824 | 53.0742 | 53.9929 | 54.5803 | 54.6314 | 54.0335 | 52.9376 | 51.45 | 50.2558 | 49.3584 | 48.4747 | 47.6831 | 46.7753 | 2.3644 | 2.0022 | 2.1795 | 2.3161 | 2.7043 | 2.3682 | 2.2161 | 2.2472 | 2.4257 | 2.3814 | 2.3483 | 2.6094 | 2.5249 | 2.6696 | 2.7347 | 2.6738 | 2.6284 | 2.4388 | 2.2131 | 2.176 | 2.0583 | 2.187 | 2.2605 | 2.2934
Portfolio Adjusted1-in-2Size: Over 200kWAll2024Typical Event Day | Portfolio Adjusted | 1-in-2 | Size: Over 200kW | All | 2024 | Typical Event Day | 8 | 139.567 | 134.9941 | 130.7991 | 131.4243 | 140.9658 | 165.9875 | 194.1534 | 212.6448 | 225.0743 | 232.4252 | 240.0086 | 241.7497 | 238.5369 | 239.8235 | 234.1605 | 222.9634 | 209.1965 | 195.5644 | 186.2182 | 182.0634 | 178.7127 | 169.8295 | 157.938 | 150.5342 | -0.07913 | -0.17347 | -0.11597 | -0.30858 | -0.5288 | -0.83719 | -0.44447 | -0.46352 | -0.2648 | -0.065082 | -0.33059 | -0.051452 | 0.47033 | 2.2653 | 7.6878 | 7.4166 | 6.6166 | 5.7844 | 1.7755 | 0.12906 | -0.36834 | -0.54202 | -0.72015 | -0.88691 | 70.3588 | 69.3801 | 68.5542 | 67.7292 | 67.1059 | 66.5344 | 66.2346 | 66.4965 | 68.8729 | 73.3646 | 78.3473 | 82.5099 | 85.7115 | 88.0164 | 89.3738 | 89.7786 | 89.8804 | 88.9689 | 87.1482 | 84.3473 | 80.6703 | 77.4265 | 75.3682 | 73.8726 | 2.6177 | 2.2112 | 2.3957 | 2.5578 | 2.9465 | 2.5589 | 2.3511 | 2.406 | 2.6267 | 2.6486 | 2.6829 | 3.0247 | 2.9594 | 3.1651 | 3.273 | 3.1933 | 3.0346 | 2.6905 | 2.4148 | 2.3999 | 2.3274 | 2.4605 | 2.529 | 2.578
Portfolio Adjusted1-in-2Size: Over 200kWAll2025January Monthly Peak | Portfolio Adjusted | 1-in-2 | Size: Over 200kW | All | 2025 | January Monthly Peak | 1 | 118.044 | 114.5405 | 110.8685 | 111.4986 | 120.8189 | 144.8089 | 173.1408 | 188.0287 | 196.337 | 197.3304 | 199.7704 | 199.0752 | 195.2328 | 194.8401 | 188.2001 | 177.6946 | 168.214 | 164.8198 | 159.5087 | 153.732 | 148.1718 | 141.6508 | 132.6313 | 126.2858 | 0.38781 | 0.037693 | 0.13634 | -0.056713 | -0.18709 | -0.65763 | -0.0031739 | 0.064968 | -0.28406 | -0.22986 | 0.028336 | 0.32262 | 0.65978 | 1.9491 | 6.3329 | 5.9148 | 5.2331 | 4.7194 | 0.96283 | -0.070719 | -0.56049 | -0.63973 | -0.53119 | -0.77901 | 52.1793 | 51.6889 | 51.3422 | 50.8801 | 50.6911 | 50.2643 | 50.3673 | 50.2582 | 50.6066 | 51.974 | 53.7841 | 55.324 | 56.4682 | 57.4352 | 58.0818 | 58.0139 | 57.8298 | 57.1371 | 55.756 | 54.4561 | 53.8236 | 53.5187 | 53.0254 | 52.2184 | 2.339 | 1.9881 | 2.1542 | 2.3148 | 2.7195 | 2.3887 | 2.2506 | 2.2839 | 2.4545 | 2.4009 | 2.3806 | 2.66 | 2.5859 | 2.7506 | 2.8269 | 2.7532 | 2.6632 | 2.4636 | 2.2246 | 2.178 | 2.0599 | 2.1799 | 2.2601 | 2.2972
Portfolio Adjusted1-in-2Size: Over 200kWAll2025February Monthly Peak | Portfolio Adjusted | 1-in-2 | Size: Over 200kW | All | 2025 | February Monthly Peak | 2 | 119.5637 | 115.9371 | 112.5691 | 113.1877 | 121.9882 | 145.5022 | 173.1682 | 187.5975 | 196.6181 | 199.1182 | 202.9294 | 204.0933 | 201.5919 | 202.4509 | 196.8149 | 185.2928 | 174.3679 | 168.5247 | 164.3926 | 158.0966 | 152.1345 | 144.8436 | 134.8547 | 128.0646 | 0.38685 | 0.031563 | 0.13492 | -0.058424 | -0.18935 | -0.6603 | -0.0037462 | 0.065721 | -0.28478 | -0.23181 | 0.028278 | 0.32928 | 0.67692 | 2.0143 | 6.6078 | 6.1622 | 5.4207 | 4.8215 | 0.9905 | -0.076756 | -0.57885 | -0.66017 | -0.54493 | -0.79232 | 51.7156 | 51.262 | 51.0317 | 50.7187 | 50.2517 | 50.0823 | 49.7075 | 50.018 | 51.3465 | 54.7302 | 58.4681 | 61.5573 | 63.1022 | 63.75 | 64.2215 | 63.9685 | 63.5946 | 62.7256 | 60.7588 | 58.7192 | 57.5166 | 56.589 | 55.6667 | 54.3926 | 2.3638 | 2.0084 | 2.1852 | 2.3495 | 2.7436 | 2.3988 | 2.2502 | 2.2768 | 2.4586 | 2.423 | 2.4198 | 2.7291 | 2.6755 | 2.8667 | 2.9711 | 2.8785 | 2.7645 | 2.5228 | 2.2938 | 2.242 | 2.1161 | 2.2292 | 2.2977 | 2.3254
Portfolio Adjusted1-in-2Size: Over 200kWAll2025March Monthly Peak | Portfolio Adjusted | 1-in-2 | Size: Over 200kW | All | 2025 | March Monthly Peak | 3 | 122.5883 | 118.6291 | 114.9023 | 114.8358 | 123.0343 | 145.9497 | 174.1448 | 188.9377 | 197.1021 | 199.6327 | 203.9713 | 205.1545 | 203.2367 | 204.0332 | 198.6623 | 188.3386 | 177.4399 | 168.8421 | 164.8415 | 162.832 | 157.1989 | 149.4908 | 138.9851 | 131.5543 | 0.40284 | 0.03945 | 0.13707 | -0.057889 | -0.19046 | -0.6595 | -0.0028919 | 0.0657 | -0.28557 | -0.2312 | 0.029809 | 0.33289 | 0.68503 | 2.037 | 6.6769 | 6.2685 | 5.5253 | 4.831 | 0.99421 | -0.077504 | -0.59626 | -0.67733 | -0.55994 | -0.81394 | 52.9277 | 52.0221 | 51.4283 | 51.1453 | 50.6309 | 50.2648 | 49.9634 | 50.1652 | 51.9323 | 54.1142 | 56.9381 | 59.8002 | 62.1998 | 64.1261 | 65.2175 | 65.7421 | 65.4769 | 64.5147 | 61.9918 | 58.8937 | 57.1645 | 55.8078 | 54.657 | 53.2631 | 2.4273 | 2.0584 | 2.2307 | 2.3838 | 2.7629 | 2.404 | 2.2603 | 2.2919 | 2.4627 | 2.4278 | 2.4309 | 2.7403 | 2.6952 | 2.8824 | 2.9859 | 2.913 | 2.7983 | 2.5211 | 2.2989 | 2.3094 | 2.1863 | 2.2998 | 2.3671 | 2.388
Portfolio Adjusted1-in-2Size: Over 200kWAll2025April Monthly Peak | Portfolio Adjusted | 1-in-2 | Size: Over 200kW | All | 2025 | April Monthly Peak | 4 | 125.3027 | 121.3588 | 117.3332 | 117.3896 | 125.9272 | 148.884 | 174.6493 | 190.7917 | 201.4254 | 207.0748 | 214.1937 | 216.7154 | 216.2932 | 217.6792 | 212.3709 | 201.2465 | 188.8081 | 177.2337 | 168.6663 | 167.1594 | 163.0514 | 154.6442 | 143.5415 | 135.8453 | 0.40465 | 0.036151 | 0.1394 | -0.060618 | -0.20123 | -0.67506 | -0.0028376 | 0.06919 | -0.29145 | -0.23906 | 0.034035 | 0.35662 | 0.73522 | 2.1768 | 7.1328 | 6.6954 | 5.8857 | 5.0903 | 1.0333 | -0.061712 | -0.60604 | -0.68943 | -0.57148 | -0.83723 | 62.3636 | 61.3588 | 60.5271 | 59.8356 | 58.9355 | 58.2877 | 57.7461 | 57.7126 | 59.8389 | 63.8411 | 68.6147 | 73.3231 | 77.2501 | 79.6601 | 80.8449 | 81.2836 | 80.712 | 79.9342 | 78.1368 | 75.5256 | 71.4205 | 68.8975 | 66.8813 | 65.0729 | 2.4738 | 2.1012 | 2.2742 | 2.4339 | 2.8216 | 2.4494 | 2.2607 | 2.3074 | 2.5101 | 2.5137 | 2.5485 | 2.8875 | 2.8633 | 3.0693 | 3.188 | 3.1054 | 2.9644 | 2.6313 | 2.3425 | 2.3614 | 2.2642 | 2.3784 | 2.4423 | 2.4627
Portfolio Adjusted1-in-2Size: Over 200kWAll2025May Monthly Peak | Portfolio Adjusted | 1-in-2 | Size: Over 200kW | All | 2025 | May Monthly Peak | 5 | 125.9303 | 122.0311 | 118.2274 | 118.4377 | 127.5797 | 151.1263 | 175.9696 | 195.1293 | 207.5873 | 214.7579 | 222.4597 | 224.7765 | 223.6161 | 224.7099 | 219.1605 | 206.9801 | 193.7192 | 180.9345 | 171.4081 | 167.4746 | 165.023 | 156.8002 | 145.6975 | 138.3083 | 0.41526 | 0.041674 | 0.14247 | -0.060308 | -0.20258 | -0.68226 | -0.0016918 | 0.070757 | -0.29978 | -0.24897 | 0.034635 | 0.36816 | 0.75796 | 2.2531 | 7.3776 | 6.9036 | 6.058 | 5.2168 | 1.0572 | -0.054927 | -0.60531 | -0.69161 | -0.57385 | -0.84691 | 64.8229 | 63.7622 | 62.7279 | 61.8699 | 61.1499 | 60.2484 | 59.7997 | 60.3492 | 63.1291 | 66.7849 | 70.8834 | 74.9488 | 78.6274 | 81.1035 | 82.6138 | 83.2483 | 83.3497 | 82.5438 | 80.619 | 78.0306 | 73.9576 | 70.78 | 69.0533 | 67.4709 | 2.4933 | 2.1164 | 2.2937 | 2.4559 | 2.8568 | 2.4852 | 2.2772 | 2.3598 | 2.5846 | 2.6066 | 2.6466 | 2.9976 | 2.9608 | 3.1671 | 3.2859 | 3.1882 | 3.036 | 2.6795 | 2.3774 | 2.3609 | 2.2887 | 2.4137 | 2.4815 | 2.5148
Portfolio Adjusted1-in-2Size: Over 200kWAll2025June Monthly Peak | Portfolio Adjusted | 1-in-2 | Size: Over 200kW | All | 2025 | June Monthly Peak | 6 | 133.725 | 129.5197 | 125.2506 | 125.4021 | 134.0298 | 156.3471 | 180.8879 | 199.4429 | 211.0809 | 217.7312 | 225.1207 | 226.2915 | 222.2446 | 222.5719 | 217.0915 | 207.9554 | 196.3552 | 184.3138 | 176.7363 | 172.0898 | 170.4394 | 162.7839 | 151.1539 | 144.0353 | 0.28748 | 0.002111 | 0.08221 | -0.14733 | -0.32386 | -0.71035 | -0.12814 | -0.086278 | -0.28952 | -0.19429 | -0.096375 | 0.24065 | 0.66994 | 2.2228 | 7.2826 | 6.9719 | 6.2143 | 5.4042 | 1.3443 | 0.068283 | -0.4875 | -0.62319 | -0.61028 | -0.86335 | 67.5167 | 66.3666 | 65.3093 | 64.4766 | 63.6939 | 63.1115 | 62.5743 | 63.2253 | 66.1232 | 70.2952 | 74.1273 | 77.6861 | 80.1839 | 82.3624 | 83.6524 | 84.4676 | 84.9989 | 84.6695 | 83.3732 | 80.7686 | 77.3513 | 73.6257 | 71.2234 | 69.6734 | 2.5879 | 2.1917 | 2.3665 | 2.5187 | 2.892 | 2.4886 | 2.2618 | 2.3276 | 2.5398 | 2.5579 | 2.5947 | 2.9191 | 2.844 | 3.0283 | 3.1302 | 3.0768 | 2.9548 | 2.6304 | 2.3712 | 2.3452 | 2.2909 | 2.4327 | 2.4976 | 2.5446
Portfolio Adjusted1-in-2Size: Over 200kWAll2025July Monthly Peak | Portfolio Adjusted | 1-in-2 | Size: Over 200kW | All | 2025 | July Monthly Peak | 7 | 136.7084 | 132.563 | 129.0303 | 129.0374 | 138.3672 | 162.2419 | 187.8284 | 205.2056 | 215.9697 | 222.6844 | 229.7115 | 230.503 | 226.7428 | 227.4979 | 222.4743 | 213.6835 | 202.4871 | 190.8622 | 182.2562 | 177.4004 | 175.4092 | 167.515 | 155.5993 | 147.921 | -0.051444 | -0.16159 | -0.10118 | -0.29666 | -0.51182 | -0.81328 | -0.40485 | -0.40598 | -0.25256 | -0.064652 | -0.29307 | -0.0066712 | 0.49416 | 2.1853 | 7.3611 | 7.1505 | 6.4353 | 5.6682 | 1.7266 | 0.13444 | -0.3715 | -0.54807 | -0.70513 | -0.87493 | 69.6409 | 68.8999 | 68.2606 | 67.6167 | 66.9932 | 66.5337 | 66.3018 | 66.695 | 69.0664 | 72.9964 | 77.9088 | 81.6028 | 84.5646 | 86.9295 | 88.6779 | 89.1808 | 89.3723 | 88.5103 | 87.0552 | 84.787 | 81.1509 | 77.2734 | 74.7917 | 73.298 | 2.5726 | 2.1794 | 2.371 | 2.5172 | 2.8954 | 2.506 | 2.2778 | 2.3222 | 2.5199 | 2.539 | 2.5698 | 2.8859 | 2.8095 | 2.9965 | 3.0973 | 3.0498 | 2.9342 | 2.6304 | 2.368 | 2.3431 | 2.2898 | 2.4335 | 2.4994 | 2.5424
Portfolio Adjusted1-in-2Size: Over 200kWAll2025August Monthly Peak | Portfolio Adjusted | 1-in-2 | Size: Over 200kW | All | 2025 | August Monthly Peak | 8 | 141.3492 | 136.7505 | 132.7811 | 133.5057 | 143.2578 | 168.6856 | 197.3142 | 217.2347 | 231.7045 | 241.0666 | 250.0418 | 252.2715 | 249.153 | 250.3287 | 244.1736 | 232.2624 | 217.6855 | 202.9167 | 192.152 | 187.4653 | 183.4815 | 174.1092 | 161.726 | 153.9619 | -0.41323 | -0.30616 | -0.28814 | -0.44561 | -0.69947 | -0.89554 | -0.72775 | -0.8461 | -0.24702 | 0.038226 | -0.59038 | -0.39061 | 0.20715 | 2.2256 | 7.8065 | 7.6352 | 6.8617 | 6.0254 | 2.1712 | 0.18991 | -0.22287 | -0.43316 | -0.80359 | -0.88606 | 74.6405 | 73.6797 | 72.8022 | 71.6975 | 71.1326 | 70.4387 | 70.0223 | 70.1707 | 72.6706 | 77.5604 | 82.5564 | 86.7189 | 89.6969 | 91.7899 | 93.0893 | 93.2093 | 93.3648 | 92.1886 | 90.1779 | 87.4252 | 83.2833 | 80.2105 | 78.3589 | 76.6873 | 2.6599 | 2.2479 | 2.4401 | 2.6092 | 3.0113 | 2.6122 | 2.401 | 2.4712 | 2.7197 | 2.7618 | 2.8078 | 3.1688 | 3.1048 | 3.3183 | 3.4282 | 3.3409 | 3.1712 | 2.8022 | 2.5016 | 2.4813 | 2.3993 | 2.5326 | 2.6003 | 2.6473
Portfolio Adjusted1-in-2Size: Over 200kWAll2025September Monthly Peak | Portfolio Adjusted | 1-in-2 | Size: Over 200kW | All | 2025 | September Monthly Peak | 9 | 137.8071 | 134.0311 | 130.1361 | 130.7517 | 140.7814 | 165.7911 | 195.6608 | 215.2681 | 231.4601 | 240.5025 | 248.7864 | 250.8326 | 247.3204 | 248.6897 | 242.2375 | 228.8984 | 213.1847 | 198.2634 | 188.7642 | 186.6652 | 179.6812 | 170.6823 | 157.4453 | 149.5933 | -0.15353 | -0.22437 | -0.16615 | -0.32998 | -0.54999 | -0.88243 | -0.51405 | -0.53329 | -0.2577 | -0.029163 | -0.36015 | -0.10098 | 0.44383 | 2.3019 | 7.907 | 7.5791 | 6.7029 | 5.8354 | 1.8084 | 0.081364 | -0.39627 | -0.56362 | -0.74913 | -0.88804 | 69.6371 | 68.5742 | 67.8448 | 67.126 | 66.6039 | 66.0538 | 66.0401 | 65.8951 | 67.6312 | 72.6062 | 78.7966 | 84.0316 | 88.4005 | 90.9836 | 92.0758 | 92.2566 | 91.7858 | 90.507 | 87.9864 | 84.4085 | 80.8956 | 78.5966 | 77.0989 | 75.8317 | 2.5847 | 2.195 | 2.3836 | 2.5435 | 2.9467 | 2.555 | 2.3707 | 2.4369 | 2.7049 | 2.7439 | 2.7814 | 3.1389 | 3.0676 | 3.2823 | 3.3928 | 3.2848 | 3.0969 | 2.7291 | 2.4472 | 2.4564 | 2.3368 | 2.4712 | 2.5214 | 2.5644
Portfolio Adjusted1-in-2Size: Over 200kWAll2025October Monthly Peak | Portfolio Adjusted | 1-in-2 | Size: Over 200kW | All | 2025 | October Monthly Peak | 10 | 134.5009 | 130.4042 | 126.0724 | 125.9102 | 135.1332 | 159.2943 | 188.6956 | 206.2884 | 220.936 | 231.4205 | 241.7635 | 246.1322 | 245.5836 | 247.3201 | 241.1712 | 227.483 | 211.3247 | 196.7217 | 189.8336 | 183.6766 | 175.4455 | 166.0724 | 153.8215 | 145.4679 | 0.03478 | -0.10255 | -0.050132 | -0.24056 | -0.43588 | -0.76136 | -0.34884 | -0.38758 | -0.28975 | -0.13429 | -0.29502 | -0.020646 | 0.48406 | 2.3202 | 7.8607 | 7.4997 | 6.6233 | 5.7512 | 1.6824 | 0.08883 | -0.40021 | -0.5522 | -0.67601 | -0.86002 | 69.7014 | 68.8675 | 67.9437 | 67.1634 | 66.4529 | 65.6183 | 65.6447 | 66.2217 | 66.9505 | 71.2225 | 76.7967 | 82.0614 | 85.7461 | 87.8936 | 89.3579 | 89.5303 | 88.6888 | 87.1772 | 84.7 | 81.0155 | 77.5928 | 75.0018 | 72.9933 | 71.4156 | 2.5206 | 2.1378 | 2.3087 | 2.4609 | 2.8524 | 2.4707 | 2.3046 | 2.3552 | 2.6016 | 2.6581 | 2.7173 | 3.0936 | 3.0692 | 3.2894 | 3.4118 | 3.3065 | 3.116 | 2.7427 | 2.4786 | 2.4377 | 2.2962 | 2.4123 | 2.4718 | 2.4968
Portfolio Adjusted1-in-2Size: Over 200kWAll2025November Monthly Peak | Portfolio Adjusted | 1-in-2 | Size: Over 200kW | All | 2025 | November Monthly Peak | 11 | 125.1768 | 121.4439 | 117.5847 | 117.5259 | 126.4818 | 149.665 | 175.1193 | 190.8576 | 201.6792 | 207.75 | 214.3982 | 216.4974 | 215.1472 | 216.0133 | 209.6396 | 197.6068 | 186.5521 | 180.4394 | 172.055 | 165.4137 | 158.8152 | 150.8471 | 140.739 | 134.0041 | 0.42566 | 0.052712 | 0.15356 | -0.056671 | -0.1958 | -0.67374 | 0.0012843 | 0.071945 | -0.29045 | -0.24311 | 0.032501 | 0.35347 | 0.72979 | 2.1783 | 7.0869 | 6.6171 | 5.8555 | 5.2211 | 1.0569 | -0.056935 | -0.58581 | -0.66896 | -0.55273 | -0.82112 | 59.0519 | 58.2291 | 57.4937 | 56.7843 | 56.0806 | 55.816 | 55.3804 | 55.2986 | 58.9544 | 63.9041 | 70.0283 | 75.2078 | 78.8144 | 80.335 | 80.8388 | 80.3024 | 78.0981 | 73.912 | 69.5397 | 66.9616 | 64.9656 | 63.3298 | 62.1074 | 60.9848 | 2.4906 | 2.1143 | 2.2914 | 2.4371 | 2.8286 | 2.4648 | 2.2705 | 2.3092 | 2.5111 | 2.5179 | 2.5481 | 2.8897 | 2.8451 | 3.0403 | 3.1336 | 3.0384 | 2.9224 | 2.6747 | 2.3901 | 2.3318 | 2.203 | 2.3239 | 2.4009 | 2.444
Portfolio Adjusted1-in-2Size: Over 200kWAll2025December Monthly Peak | Portfolio Adjusted | 1-in-2 | Size: Over 200kW | All | 2025 | December Monthly Peak | 12 | 118.884 | 115.0495 | 111.8444 | 111.5386 | 120.2666 | 143.4225 | 170.4502 | 184.8536 | 193.6283 | 195.4425 | 196.7755 | 194.5637 | 189.8868 | 188.4554 | 181.5798 | 172.3702 | 165.8798 | 163.1648 | 158.5232 | 153.4666 | 147.9592 | 142.0172 | 132.5176 | 125.8494 | 0.40002 | 0.045685 | 0.14309 | -0.05409 | -0.18068 | -0.64817 | 0.00090399 | 0.064549 | -0.28049 | -0.22881 | 0.024915 | 0.30922 | 0.63019 | 1.8842 | 6.1276 | 5.76 | 5.1806 | 4.6916 | 0.95441 | -0.07613 | -0.56556 | -0.64867 | -0.53436 | -0.77835 | 47.9451 | 47.2584 | 46.2302 | 45.3586 | 44.7366 | 44.0645 | 43.8773 | 43.6417 | 44.0813 | 46.8432 | 49.397 | 51.4824 | 53.0742 | 53.9929 | 54.5803 | 54.6314 | 54.0335 | 52.9376 | 51.45 | 50.2558 | 49.3584 | 48.4747 | 47.6831 | 46.7753 | 2.3644 | 2.0022 | 2.1795 | 2.3161 | 2.7043 | 2.3682 | 2.2161 | 2.2472 | 2.4257 | 2.3814 | 2.3483 | 2.6094 | 2.5249 | 2.6696 | 2.7347 | 2.6738 | 2.6284 | 2.4388 | 2.2131 | 2.176 | 2.0583 | 2.187 | 2.2605 | 2.2934
Portfolio Adjusted1-in-2Size: Over 200kWAll2025Typical Event Day | Portfolio Adjusted | 1-in-2 | Size: Over 200kW | All | 2025 | Typical Event Day | 8 | 139.567 | 134.9941 | 130.7991 | 131.4243 | 140.9658 | 165.9875 | 194.1534 | 212.6448 | 225.0743 | 232.4252 | 240.0086 | 241.7497 | 238.5369 | 239.8235 | 234.1605 | 222.9634 | 209.1965 | 195.5644 | 186.2183 | 182.0634 | 178.7127 | 169.8295 | 157.938 | 150.5342 | -0.07913 | -0.17347 | -0.11597 | -0.30858 | -0.5288 | -0.83719 | -0.44447 | -0.46353 | -0.2648 | -0.065082 | -0.33059 | -0.051452 | 0.47033 | 2.2653 | 7.6878 | 7.4166 | 6.6166 | 5.7844 | 1.7755 | 0.12906 | -0.36834 | -0.54202 | -0.72015 | -0.88691 | 70.3588 | 69.3801 | 68.5542 | 67.7292 | 67.1059 | 66.5344 | 66.2346 | 66.4965 | 68.8729 | 73.3646 | 78.3473 | 82.5099 | 85.7115 | 88.0163 | 89.3738 | 89.7786 | 89.8804 | 88.9689 | 87.1482 | 84.3473 | 80.6703 | 77.4265 | 75.3682 | 73.8726 | 2.6177 | 2.2112 | 2.3957 | 2.5578 | 2.9465 | 2.5589 | 2.3511 | 2.406 | 2.6267 | 2.6486 | 2.6829 | 3.0247 | 2.9594 | 3.1651 | 3.273 | 3.1933 | 3.0346 | 2.6905 | 2.4148 | 2.3999 | 2.3274 | 2.4605 | 2.529 | 2.578
Portfolio Adjusted1-in-2Size: Over 200kWAll2026January Monthly Peak | Portfolio Adjusted | 1-in-2 | Size: Over 200kW | All | 2026 | January Monthly Peak | 1 | 118.044 | 114.5405 | 110.8685 | 111.4986 | 120.8189 | 144.8089 | 173.1408 | 188.0287 | 196.337 | 197.3304 | 199.7704 | 199.0752 | 195.2328 | 194.8401 | 188.2001 | 177.6946 | 168.214 | 164.8198 | 159.5087 | 153.732 | 148.1718 | 141.6508 | 132.6313 | 126.2858 | 0.38781 | 0.037693 | 0.13634 | -0.056713 | -0.18709 | -0.65763 | -0.0031738 | 0.064968 | -0.28406 | -0.22986 | 0.028336 | 0.32262 | 0.65978 | 1.9491 | 6.3329 | 5.9148 | 5.2331 | 4.7194 | 0.96283 | -0.070719 | -0.56049 | -0.63973 | -0.53119 | -0.77901 | 52.1793 | 51.6889 | 51.3422 | 50.8801 | 50.6911 | 50.2643 | 50.3673 | 50.2582 | 50.6066 | 51.974 | 53.7841 | 55.324 | 56.4682 | 57.4352 | 58.0818 | 58.0139 | 57.8298 | 57.1371 | 55.756 | 54.4561 | 53.8236 | 53.5187 | 53.0254 | 52.2184 | 2.339 | 1.9881 | 2.1542 | 2.3148 | 2.7195 | 2.3887 | 2.2506 | 2.2839 | 2.4545 | 2.4009 | 2.3806 | 2.66 | 2.5859 | 2.7506 | 2.8269 | 2.7532 | 2.6632 | 2.4636 | 2.2246 | 2.178 | 2.0599 | 2.1799 | 2.2601 | 2.2972
Portfolio Adjusted1-in-2Size: Over 200kWAll2026February Monthly Peak | Portfolio Adjusted | 1-in-2 | Size: Over 200kW | All | 2026 | February Monthly Peak | 2 | 119.5637 | 115.9371 | 112.5691 | 113.1877 | 121.9882 | 145.5022 | 173.1682 | 187.5975 | 196.6181 | 199.1182 | 202.9294 | 204.0933 | 201.5919 | 202.4509 | 196.8148 | 185.2928 | 174.3679 | 168.5247 | 164.3926 | 158.0966 | 152.1345 | 144.8436 | 134.8547 | 128.0646 | 0.38685 | 0.031563 | 0.13492 | -0.058424 | -0.18935 | -0.6603 | -0.0037461 | 0.065721 | -0.28478 | -0.23181 | 0.028278 | 0.32928 | 0.67692 | 2.0143 | 6.6078 | 6.1622 | 5.4207 | 4.8215 | 0.9905 | -0.076756 | -0.57885 | -0.66017 | -0.54493 | -0.79232 | 51.7156 | 51.262 | 51.0317 | 50.7187 | 50.2517 | 50.0823 | 49.7075 | 50.018 | 51.3465 | 54.7302 | 58.4681 | 61.5573 | 63.1022 | 63.75 | 64.2215 | 63.9685 | 63.5946 | 62.7256 | 60.7588 | 58.7192 | 57.5166 | 56.589 | 55.6667 | 54.3926 | 2.3638 | 2.0084 | 2.1852 | 2.3495 | 2.7436 | 2.3988 | 2.2502 | 2.2768 | 2.4586 | 2.423 | 2.4198 | 2.7291 | 2.6755 | 2.8667 | 2.9711 | 2.8785 | 2.7645 | 2.5228 | 2.2938 | 2.242 | 2.1161 | 2.2292 | 2.2977 | 2.3254
Portfolio Adjusted1-in-2Size: Over 200kWAll2026March Monthly Peak | Portfolio Adjusted | 1-in-2 | Size: Over 200kW | All | 2026 | March Monthly Peak | 3 | 122.5883 | 118.6291 | 114.9023 | 114.8358 | 123.0343 | 145.9497 | 174.1448 | 188.9377 | 197.1021 | 199.6327 | 203.9713 | 205.1545 | 203.2367 | 204.0332 | 198.6623 | 188.3386 | 177.4399 | 168.8421 | 164.8415 | 162.832 | 157.1989 | 149.4908 | 138.9851 | 131.5543 | 0.40284 | 0.03945 | 0.13707 | -0.057889 | -0.19046 | -0.6595 | -0.0028919 | 0.0657 | -0.28557 | -0.2312 | 0.029809 | 0.33289 | 0.68503 | 2.037 | 6.6769 | 6.2685 | 5.5253 | 4.831 | 0.99421 | -0.077504 | -0.59626 | -0.67733 | -0.55994 | -0.81394 | 52.9277 | 52.0221 | 51.4283 | 51.1453 | 50.6309 | 50.2648 | 49.9634 | 50.1652 | 51.9323 | 54.1142 | 56.9381 | 59.8002 | 62.1998 | 64.1261 | 65.2175 | 65.7421 | 65.4769 | 64.5147 | 61.9918 | 58.8937 | 57.1645 | 55.8078 | 54.657 | 53.2631 | 2.4273 | 2.0584 | 2.2307 | 2.3838 | 2.7629 | 2.404 | 2.2603 | 2.2919 | 2.4627 | 2.4278 | 2.4309 | 2.7403 | 2.6952 | 2.8824 | 2.9859 | 2.913 | 2.7983 | 2.5211 | 2.2989 | 2.3094 | 2.1863 | 2.2998 | 2.3671 | 2.388
Portfolio Adjusted1-in-2Size: Over 200kWAll2026April Monthly Peak | Portfolio Adjusted | 1-in-2 | Size: Over 200kW | All | 2026 | April Monthly Peak | 4 | 125.3027 | 121.3588 | 117.3332 | 117.3896 | 125.9272 | 148.884 | 174.6492 | 190.7917 | 201.4254 | 207.0748 | 214.1937 | 216.7155 | 216.2932 | 217.6792 | 212.3709 | 201.2465 | 188.8081 | 177.2337 | 168.6663 | 167.1594 | 163.0514 | 154.6442 | 143.5415 | 135.8453 | 0.40465 | 0.036151 | 0.1394 | -0.060618 | -0.20123 | -0.67506 | -0.0028376 | 0.06919 | -0.29145 | -0.23906 | 0.034035 | 0.35662 | 0.73522 | 2.1768 | 7.1328 | 6.6954 | 5.8857 | 5.0903 | 1.0333 | -0.061712 | -0.60604 | -0.68943 | -0.57148 | -0.83723 | 62.3636 | 61.3588 | 60.5271 | 59.8356 | 58.9355 | 58.2877 | 57.7461 | 57.7126 | 59.8389 | 63.8411 | 68.6147 | 73.3231 | 77.2501 | 79.6601 | 80.8449 | 81.2836 | 80.712 | 79.9342 | 78.1368 | 75.5256 | 71.4205 | 68.8975 | 66.8813 | 65.0729 | 2.4738 | 2.1012 | 2.2742 | 2.4339 | 2.8216 | 2.4494 | 2.2607 | 2.3074 | 2.5101 | 2.5137 | 2.5485 | 2.8875 | 2.8633 | 3.0693 | 3.188 | 3.1054 | 2.9644 | 2.6313 | 2.3425 | 2.3614 | 2.2642 | 2.3784 | 2.4423 | 2.4627
Portfolio Adjusted1-in-2Size: Over 200kWAll2026May Monthly Peak | Portfolio Adjusted | 1-in-2 | Size: Over 200kW | All | 2026 | May Monthly Peak | 5 | 125.9303 | 122.0311 | 118.2275 | 118.4377 | 127.5797 | 151.1264 | 175.9696 | 195.1293 | 207.5873 | 214.7579 | 222.4597 | 224.7765 | 223.6161 | 224.7099 | 219.1605 | 206.9801 | 193.7192 | 180.9345 | 171.4081 | 167.4746 | 165.0229 | 156.8002 | 145.6975 | 138.3083 | 0.41526 | 0.041674 | 0.14247 | -0.060308 | -0.20258 | -0.68226 | -0.0016919 | 0.070757 | -0.29978 | -0.24897 | 0.034635 | 0.36816 | 0.75796 | 2.2531 | 7.3776 | 6.9036 | 6.058 | 5.2168 | 1.0572 | -0.054927 | -0.60531 | -0.69161 | -0.57385 | -0.84691 | 64.8229 | 63.7622 | 62.7279 | 61.8699 | 61.1499 | 60.2484 | 59.7997 | 60.3492 | 63.1291 | 66.7849 | 70.8834 | 74.9488 | 78.6274 | 81.1035 | 82.6138 | 83.2483 | 83.3497 | 82.5438 | 80.619 | 78.0306 | 73.9576 | 70.7801 | 69.0533 | 67.4709 | 2.4933 | 2.1164 | 2.2937 | 2.4559 | 2.8568 | 2.4852 | 2.2772 | 2.3598 | 2.5846 | 2.6066 | 2.6466 | 2.9976 | 2.9608 | 3.1671 | 3.2859 | 3.1882 | 3.036 | 2.6795 | 2.3774 | 2.3609 | 2.2887 | 2.4137 | 2.4815 | 2.5148
Portfolio Adjusted1-in-2Size: Over 200kWAll2026June Monthly Peak | Portfolio Adjusted | 1-in-2 | Size: Over 200kW | All | 2026 | June Monthly Peak | 6 | 133.725 | 129.5197 | 125.2506 | 125.4021 | 134.0298 | 156.3471 | 180.8879 | 199.4429 | 211.0809 | 217.7312 | 225.1207 | 226.2915 | 222.2446 | 222.5719 | 217.0915 | 207.9554 | 196.3552 | 184.3138 | 176.7363 | 172.0898 | 170.4394 | 162.784 | 151.1539 | 144.0353 | 0.28748 | 0.002111 | 0.08221 | -0.14733 | -0.32386 | -0.71035 | -0.12814 | -0.086278 | -0.28952 | -0.19429 | -0.096375 | 0.24065 | 0.66994 | 2.2228 | 7.2826 | 6.9719 | 6.2143 | 5.4042 | 1.3443 | 0.068283 | -0.4875 | -0.62319 | -0.61028 | -0.86335 | 67.5167 | 66.3666 | 65.3093 | 64.4766 | 63.6939 | 63.1115 | 62.5743 | 63.2253 | 66.1232 | 70.2952 | 74.1273 | 77.6861 | 80.1839 | 82.3624 | 83.6524 | 84.4676 | 84.9989 | 84.6695 | 83.3732 | 80.7686 | 77.3513 | 73.6257 | 71.2234 | 69.6734 | 2.5879 | 2.1917 | 2.3665 | 2.5187 | 2.892 | 2.4886 | 2.2618 | 2.3276 | 2.5398 | 2.5579 | 2.5947 | 2.9191 | 2.844 | 3.0283 | 3.1302 | 3.0768 | 2.9548 | 2.6304 | 2.3712 | 2.3452 | 2.2909 | 2.4327 | 2.4976 | 2.5446
Portfolio Adjusted1-in-2Size: Over 200kWAll2026July Monthly Peak | Portfolio Adjusted | 1-in-2 | Size: Over 200kW | All | 2026 | July Monthly Peak | 7 | 136.7084 | 132.563 | 129.0303 | 129.0374 | 138.3672 | 162.2419 | 187.8284 | 205.2057 | 215.9697 | 222.6844 | 229.7115 | 230.503 | 226.7428 | 227.4979 | 222.4743 | 213.6835 | 202.4871 | 190.8622 | 182.2562 | 177.4004 | 175.4092 | 167.515 | 155.5993 | 147.921 | -0.051444 | -0.16159 | -0.10118 | -0.29666 | -0.51182 | -0.81328 | -0.40485 | -0.40598 | -0.25256 | -0.064652 | -0.29307 | -0.0066712 | 0.49416 | 2.1853 | 7.3611 | 7.1505 | 6.4353 | 5.6682 | 1.7266 | 0.13444 | -0.3715 | -0.54807 | -0.70513 | -0.87493 | 69.6409 | 68.8999 | 68.2606 | 67.6167 | 66.9932 | 66.5337 | 66.3018 | 66.695 | 69.0664 | 72.9964 | 77.9088 | 81.6028 | 84.5646 | 86.9295 | 88.6779 | 89.1808 | 89.3722 | 88.5103 | 87.0552 | 84.787 | 81.1509 | 77.2734 | 74.7917 | 73.298 | 2.5726 | 2.1794 | 2.371 | 2.5172 | 2.8954 | 2.506 | 2.2778 | 2.3222 | 2.5199 | 2.539 | 2.5698 | 2.8859 | 2.8095 | 2.9965 | 3.0973 | 3.0498 | 2.9342 | 2.6304 | 2.368 | 2.3431 | 2.2898 | 2.4335 | 2.4994 | 2.5424
Portfolio Adjusted1-in-2Size: Over 200kWAll2026August Monthly Peak | Portfolio Adjusted | 1-in-2 | Size: Over 200kW | All | 2026 | August Monthly Peak | 8 | 141.3492 | 136.7505 | 132.7811 | 133.5057 | 143.2578 | 168.6856 | 197.3142 | 217.2347 | 231.7045 | 241.0666 | 250.0419 | 252.2715 | 249.153 | 250.3287 | 244.1736 | 232.2624 | 217.6855 | 202.9167 | 192.152 | 187.4653 | 183.4815 | 174.1092 | 161.726 | 153.9619 | -0.41323 | -0.30616 | -0.28814 | -0.44561 | -0.69947 | -0.89554 | -0.72775 | -0.8461 | -0.24702 | 0.038226 | -0.59038 | -0.39061 | 0.20715 | 2.2256 | 7.8065 | 7.6352 | 6.8617 | 6.0254 | 2.1712 | 0.18991 | -0.22287 | -0.43316 | -0.80359 | -0.88606 | 74.6405 | 73.6797 | 72.8022 | 71.6975 | 71.1326 | 70.4387 | 70.0223 | 70.1707 | 72.6706 | 77.5604 | 82.5564 | 86.7189 | 89.6968 | 91.7899 | 93.0893 | 93.2093 | 93.3648 | 92.1886 | 90.1779 | 87.4252 | 83.2833 | 80.2105 | 78.3589 | 76.6873 | 2.6599 | 2.2479 | 2.4401 | 2.6092 | 3.0113 | 2.6122 | 2.401 | 2.4712 | 2.7197 | 2.7618 | 2.8078 | 3.1688 | 3.1048 | 3.3183 | 3.4282 | 3.3409 | 3.1712 | 2.8022 | 2.5016 | 2.4813 | 2.3993 | 2.5326 | 2.6003 | 2.6473
Portfolio Adjusted1-in-2Size: Over 200kWAll2026September Monthly Peak | Portfolio Adjusted | 1-in-2 | Size: Over 200kW | All | 2026 | September Monthly Peak | 9 | 137.8071 | 134.0311 | 130.1361 | 130.7517 | 140.7814 | 165.7911 | 195.6608 | 215.2681 | 231.4601 | 240.5025 | 248.7865 | 250.8326 | 247.3204 | 248.6897 | 242.2375 | 228.8984 | 213.1847 | 198.2634 | 188.7642 | 186.6652 | 179.6812 | 170.6823 | 157.4453 | 149.5933 | -0.15353 | -0.22437 | -0.16615 | -0.32998 | -0.54999 | -0.88243 | -0.51405 | -0.53329 | -0.2577 | -0.029163 | -0.36015 | -0.10098 | 0.44383 | 2.3019 | 7.907 | 7.5791 | 6.7029 | 5.8354 | 1.8084 | 0.081364 | -0.39627 | -0.56362 | -0.74913 | -0.88804 | 69.6371 | 68.5742 | 67.8448 | 67.126 | 66.6039 | 66.0538 | 66.0401 | 65.8951 | 67.6312 | 72.6062 | 78.7966 | 84.0316 | 88.4005 | 90.9836 | 92.0758 | 92.2566 | 91.7858 | 90.507 | 87.9864 | 84.4085 | 80.8956 | 78.5966 | 77.0989 | 75.8317 | 2.5847 | 2.195 | 2.3836 | 2.5435 | 2.9467 | 2.555 | 2.3707 | 2.4369 | 2.7049 | 2.7439 | 2.7814 | 3.1389 | 3.0676 | 3.2823 | 3.3928 | 3.2848 | 3.0969 | 2.7291 | 2.4472 | 2.4564 | 2.3368 | 2.4712 | 2.5214 | 2.5644
Portfolio Adjusted1-in-2Size: Over 200kWAll2026October Monthly Peak | Portfolio Adjusted | 1-in-2 | Size: Over 200kW | All | 2026 | October Monthly Peak | 10 | 134.5009 | 130.4042 | 126.0724 | 125.9102 | 135.1332 | 159.2943 | 188.6956 | 206.2884 | 220.936 | 231.4205 | 241.7635 | 246.1322 | 245.5836 | 247.3201 | 241.1712 | 227.483 | 211.3247 | 196.7217 | 189.8336 | 183.6766 | 175.4455 | 166.0724 | 153.8215 | 145.4679 | 0.03478 | -0.10255 | -0.050132 | -0.24056 | -0.43588 | -0.76136 | -0.34884 | -0.38758 | -0.28975 | -0.13429 | -0.29502 | -0.020646 | 0.48406 | 2.3202 | 7.8607 | 7.4997 | 6.6233 | 5.7512 | 1.6824 | 0.08883 | -0.40021 | -0.5522 | -0.67601 | -0.86002 | 69.7014 | 68.8675 | 67.9437 | 67.1634 | 66.4529 | 65.6183 | 65.6447 | 66.2217 | 66.9505 | 71.2225 | 76.7967 | 82.0614 | 85.7461 | 87.8936 | 89.3579 | 89.5303 | 88.6888 | 87.1772 | 84.7 | 81.0155 | 77.5928 | 75.0018 | 72.9933 | 71.4156 | 2.5206 | 2.1378 | 2.3087 | 2.4609 | 2.8524 | 2.4707 | 2.3046 | 2.3552 | 2.6016 | 2.6581 | 2.7173 | 3.0936 | 3.0692 | 3.2894 | 3.4118 | 3.3065 | 3.116 | 2.7427 | 2.4786 | 2.4377 | 2.2962 | 2.4123 | 2.4718 | 2.4968
Portfolio Adjusted1-in-2Size: Over 200kWAll2026November Monthly Peak | Portfolio Adjusted | 1-in-2 | Size: Over 200kW | All | 2026 | November Monthly Peak | 11 | 125.1768 | 121.4439 | 117.5847 | 117.5259 | 126.4818 | 149.665 | 175.1193 | 190.8576 | 201.6792 | 207.75 | 214.3982 | 216.4974 | 215.1472 | 216.0133 | 209.6396 | 197.6068 | 186.5521 | 180.4394 | 172.055 | 165.4137 | 158.8152 | 150.8471 | 140.739 | 134.0041 | 0.42566 | 0.052712 | 0.15356 | -0.056671 | -0.1958 | -0.67374 | 0.0012842 | 0.071945 | -0.29045 | -0.24311 | 0.032501 | 0.35346 | 0.72979 | 2.1783 | 7.0869 | 6.6171 | 5.8555 | 5.2211 | 1.0569 | -0.056935 | -0.58581 | -0.66896 | -0.55273 | -0.82112 | 59.0519 | 58.2291 | 57.4937 | 56.7843 | 56.0806 | 55.816 | 55.3804 | 55.2986 | 58.9544 | 63.9041 | 70.0283 | 75.2078 | 78.8144 | 80.335 | 80.8388 | 80.3024 | 78.0981 | 73.912 | 69.5397 | 66.9616 | 64.9656 | 63.3298 | 62.1074 | 60.9848 | 2.4906 | 2.1143 | 2.2914 | 2.4371 | 2.8286 | 2.4648 | 2.2705 | 2.3092 | 2.5111 | 2.5179 | 2.5481 | 2.8897 | 2.8451 | 3.0403 | 3.1336 | 3.0384 | 2.9224 | 2.6747 | 2.3901 | 2.3318 | 2.203 | 2.3239 | 2.4009 | 2.444
Portfolio Adjusted1-in-2Size: Over 200kWAll2026December Monthly Peak | Portfolio Adjusted | 1-in-2 | Size: Over 200kW | All | 2026 | December Monthly Peak | 12 | 118.884 | 115.0495 | 111.8444 | 111.5386 | 120.2666 | 143.4225 | 170.4502 | 184.8536 | 193.6283 | 195.4425 | 196.7755 | 194.5637 | 189.8868 | 188.4554 | 181.5798 | 172.3702 | 165.8799 | 163.1648 | 158.5232 | 153.4666 | 147.9592 | 142.0172 | 132.5176 | 125.8494 | 0.40002 | 0.045685 | 0.14309 | -0.05409 | -0.18068 | -0.64817 | 0.00090395 | 0.064549 | -0.28049 | -0.22881 | 0.024915 | 0.30922 | 0.63019 | 1.8842 | 6.1276 | 5.76 | 5.1806 | 4.6916 | 0.95441 | -0.07613 | -0.56556 | -0.64867 | -0.53436 | -0.77835 | 47.9451 | 47.2584 | 46.2302 | 45.3586 | 44.7366 | 44.0645 | 43.8773 | 43.6417 | 44.0813 | 46.8432 | 49.397 | 51.4824 | 53.0742 | 53.9929 | 54.5803 | 54.6314 | 54.0335 | 52.9376 | 51.45 | 50.2558 | 49.3584 | 48.4747 | 47.6831 | 46.7753 | 2.3644 | 2.0022 | 2.1795 | 2.3161 | 2.7043 | 2.3682 | 2.2161 | 2.2472 | 2.4257 | 2.3814 | 2.3483 | 2.6094 | 2.5249 | 2.6696 | 2.7347 | 2.6738 | 2.6284 | 2.4388 | 2.2131 | 2.176 | 2.0583 | 2.187 | 2.2605 | 2.2934
Portfolio Adjusted1-in-2Size: Over 200kWAll2026Typical Event Day | Portfolio Adjusted | 1-in-2 | Size: Over 200kW | All | 2026 | Typical Event Day | 8 | 139.567 | 134.9941 | 130.7991 | 131.4243 | 140.9658 | 165.9875 | 194.1534 | 212.6448 | 225.0743 | 232.4252 | 240.0086 | 241.7497 | 238.5369 | 239.8235 | 234.1605 | 222.9634 | 209.1965 | 195.5644 | 186.2183 | 182.0634 | 178.7127 | 169.8295 | 157.938 | 150.5342 | -0.07913 | -0.17347 | -0.11597 | -0.30858 | -0.5288 | -0.83719 | -0.44447 | -0.46353 | -0.2648 | -0.065082 | -0.33059 | -0.051452 | 0.47033 | 2.2653 | 7.6878 | 7.4166 | 6.6166 | 5.7844 | 1.7755 | 0.12906 | -0.36834 | -0.54202 | -0.72015 | -0.88691 | 70.3588 | 69.3801 | 68.5542 | 67.7292 | 67.1059 | 66.5344 | 66.2346 | 66.4965 | 68.8729 | 73.3646 | 78.3473 | 82.5099 | 85.7115 | 88.0163 | 89.3738 | 89.7786 | 89.8804 | 88.9689 | 87.1482 | 84.3473 | 80.6703 | 77.4265 | 75.3682 | 73.8726 | 2.6177 | 2.2112 | 2.3957 | 2.5578 | 2.9465 | 2.5589 | 2.3511 | 2.406 | 2.6267 | 2.6486 | 2.6829 | 3.0247 | 2.9594 | 3.1651 | 3.273 | 3.1933 | 3.0346 | 2.6905 | 2.4148 | 2.3999 | 2.3274 | 2.4605 | 2.529 | 2.578
Portfolio Adjusted1-in-10Size: Over 200kWOrange County2015January Monthly Peak | Portfolio Adjusted | 1-in-10 | Size: Over 200kW | Orange County | 2015 | January Monthly Peak | 1 | 113.1992 | 109.3295 | 105.9632 | 106.8072 | 118.6865 | 149.9842 | 178.5474 | 191.8031 | 200.7499 | 199.7688 | 200.9448 | 200.4054 | 197.6812 | 192.846 | 184.8825 | 171.9631 | 160.8083 | 157.5319 | 153.1098 | 149.1307 | 144.0035 | 138.0282 | 129.2951 | 123.1965 | 1.9244 | 1.4768 | 1.2327 | 0.25003 | 0.06882 | 0.44321 | 1.0703 | 0.98734 | -0.059985 | -0.48612 | 0.05109 | 0.47751 | 1.1381 | 3.6722 | 8.9131 | 8.0785 | 7.7897 | 7.1984 | 1.8504 | 0.98441 | 0.22961 | 0.15312 | 0.35796 | -0.17323 | 45.8931 | 45.1063 | 44.1167 | 43.3859 | 43.0994 | 42.5301 | 42.0641 | 41.9828 | 42.4804 | 44.7706 | 47.3735 | 49.2111 | 51.0202 | 52.0168 | 52.6709 | 52.6256 | 51.4692 | 49.8313 | 47.3734 | 45.9957 | 45.1811 | 44.7333 | 44.1553 | 43.3964 | 4.8499 | 3.909 | 4.197 | 3.7786 | 3.4348 | 3.833 | 3.2801 | 3.0217 | 3.175 | 3.3891 | 3.6549 | 4.4104 | 3.728 | 3.6582 | 3.0638 | 2.7769 | 2.421 | 2.8651 | 3.251 | 2.996 | 3.1866 | 3.8001 | 3.9633 | 4.3413
Portfolio Adjusted1-in-10Size: Over 200kWOrange County2015February Monthly Peak | Portfolio Adjusted | 1-in-10 | Size: Over 200kW | Orange County | 2015 | February Monthly Peak | 2 | 113.8628 | 109.6114 | 107.0377 | 108.1371 | 119.982 | 150.5396 | 178.0965 | 190.9101 | 199.6727 | 200.7508 | 202.8871 | 204.0524 | 202.5343 | 199.3911 | 192.3952 | 179.2758 | 166.9938 | 161.0867 | 157.6002 | 152.9385 | 147.3864 | 140.1751 | 130.1472 | 123.3213 | 1.9356 | 1.4806 | 1.2452 | 0.25315 | 0.069571 | 0.44485 | 1.0676 | 0.98274 | -0.059664 | -0.48851 | 0.051583 | 0.4862 | 1.1661 | 3.7969 | 9.2753 | 8.4221 | 8.0893 | 7.3608 | 1.9047 | 1.0095 | 0.235 | 0.1555 | 0.36031 | -0.1734 | 51.4966 | 51.8111 | 51.3969 | 50.8739 | 50.772 | 50.0418 | 48.9324 | 49.3705 | 50.3757 | 52.6237 | 54.7973 | 55.8279 | 56.6542 | 57.9012 | 59.0223 | 59.3021 | 58.486 | 58.0908 | 56.5296 | 55.0778 | 53.8722 | 52.3773 | 51.6546 | 50.8679 | 4.8784 | 3.9191 | 4.2396 | 3.8257 | 3.4723 | 3.8472 | 3.2718 | 3.0076 | 3.158 | 3.4057 | 3.6902 | 4.4907 | 3.8195 | 3.7824 | 3.1883 | 2.895 | 2.5141 | 2.9298 | 3.3463 | 3.0725 | 3.2615 | 3.8592 | 3.9895 | 4.3457
Portfolio Adjusted1-in-10Size: Over 200kWOrange County2015March Monthly Peak | Portfolio Adjusted | 1-in-10 | Size: Over 200kW | Orange County | 2015 | March Monthly Peak | 3 | 119.2679 | 114.7295 | 110.9043 | 112.3432 | 123.3395 | 153.3432 | 181.3065 | 194.4066 | 203.9894 | 207.441 | 212.1001 | 214.5481 | 215.2072 | 214.3871 | 208.0537 | 195.0309 | 181.8898 | 170.7437 | 164.3197 | 163.509 | 157.8672 | 149.3788 | 138.0791 | 129.719 | 2.0275 | 1.5498 | 1.2902 | 0.26299 | 0.071518 | 0.45314 | 1.0869 | 1.0007 | -0.060953 | -0.50479 | 0.053926 | 0.5112 | 1.239 | 4.0824 | 10.0302 | 9.1622 | 8.8109 | 7.8021 | 1.9859 | 1.0793 | 0.25172 | 0.16571 | 0.38227 | -0.1824 | 62.249 | 60.4298 | 58.6651 | 57.8835 | 57.4265 | 57.058 | 57.0364 | 57.2891 | 58.2801 | 61.9385 | 66.1702 | 70.7146 | 74.4369 | 76.4905 | 77.4768 | 78.1506 | 78.291 | 77.6791 | 76.1187 | 73.3856 | 69.9252 | 66.8892 | 64.4694 | 61.8289 | 5.11 | 4.1021 | 4.3927 | 3.9745 | 3.5695 | 3.9188 | 3.3307 | 3.0627 | 3.2262 | 3.5192 | 3.8578 | 4.7216 | 4.0585 | 4.0668 | 3.4478 | 3.1495 | 2.7384 | 3.1054 | 3.489 | 3.2849 | 3.4934 | 4.1126 | 4.2326 | 4.5711
Portfolio Adjusted1-in-10Size: Over 200kWOrange County2015April Monthly Peak | Portfolio Adjusted | 1-in-10 | Size: Over 200kW | Orange County | 2015 | April Monthly Peak | 4 | 121.4176 | 117.0751 | 113.3951 | 115.286 | 126.4751 | 156.7354 | 183.3755 | 199.0691 | 212.0167 | 219.789 | 227.5334 | 231.6301 | 232.7966 | 231.7903 | 224.7574 | 211.1439 | 196.9572 | 184.0389 | 173.3159 | 172.6548 | 167.1943 | 157.851 | 144.9588 | 135.5302 | 0.97704 | 0.78289 | 0.58836 | -0.12579 | -0.37838 | -0.23733 | 0.21732 | 0.35852 | 0.21133 | 0.13515 | -0.048714 | 0.22124 | 1.1152 | 4.0116 | 10.6213 | 9.7528 | 9.1594 | 8.1717 | 2.3935 | 0.66572 | -0.034255 | -0.08508 | -0.05741 | -0.32316 | 72.2809 | 70.2706 | 68.5193 | 66.688 | 65.7556 | 65.0297 | 64.3363 | 64.5128 | 67.6899 | 73.4009 | 79.8299 | 85.7586 | 89.6467 | 91.6464 | 92.4071 | 93.0077 | 92.9835 | 92.1457 | 90.5663 | 86.9826 | 81.9031 | 77.8259 | 75.0252 | 72.7426 | 4.9395 | 3.9747 | 4.2647 | 3.8727 | 3.4755 | 3.8033 | 3.1987 | 2.9778 | 3.1839 | 3.5405 | 3.9296 | 4.8402 | 4.1686 | 4.175 | 3.5366 | 3.2375 | 2.8156 | 3.1783 | 3.4942 | 3.2935 | 3.5131 | 4.1265 | 4.2192 | 4.5348
Portfolio Adjusted1-in-10Size: Over 200kWOrange County2015May Monthly Peak | Portfolio Adjusted | 1-in-10 | Size: Over 200kW | Orange County | 2015 | May Monthly Peak | 5 | 123.904 | 119.2796 | 115.3757 | 117.4096 | 129.4386 | 160.7731 | 186.265 | 205.3 | 221.8915 | 231.7353 | 241.1055 | 245.3918 | 246.5118 | 245.5795 | 238.4833 | 223.667 | 208.2021 | 193.7994 | 181.9361 | 178.4061 | 174.6022 | 165.0487 | 151.1683 | 142.2518 | 0.19131 | 0.20667 | 0.058531 | -0.4208 | -0.72304 | -0.76536 | -0.42995 | -0.12932 | 0.42998 | 0.6556 | -0.13364 | -0.020074 | 1.0078 | 3.9407 | 11.1048 | 10.2032 | 9.3895 | 8.4231 | 2.7404 | 0.33216 | -0.26398 | -0.28657 | -0.40735 | -0.44028 | 75.719 | 73.8971 | 72.2923 | 71.6359 | 70.8698 | 69.8521 | 69.3128 | 69.6676 | 73.3184 | 79.2806 | 84.4973 | 88.3861 | 91.078 | 93.2878 | 94.6888 | 95.0793 | 94.963 | 93.9262 | 92.3118 | 89.6198 | 85.5495 | 81.0275 | 78.3504 | 76.0962 | 4.9946 | 4.0126 | 4.2996 | 3.9081 | 3.5244 | 3.8657 | 3.2195 | 3.043 | 3.3018 | 3.6989 | 4.126 | 5.081 | 4.3739 | 4.383 | 3.7184 | 3.3983 | 2.9492 | 3.3163 | 3.6346 | 3.3722 | 3.6353 | 4.2753 | 4.3598 | 4.7163
Portfolio Adjusted1-in-10Size: Over 200kWOrange County2015June Monthly Peak | Portfolio Adjusted | 1-in-10 | Size: Over 200kW | Orange County | 2015 | June Monthly Peak | 6 | 134.1647 | 129.3648 | 124.043 | 126.0893 | 136.5256 | 165.19 | 191.1689 | 209.0865 | 223.2244 | 231.3853 | 238.2795 | 240.5782 | 238.5467 | 236.8084 | 230.4861 | 219.7889 | 206.3018 | 192.6877 | 184.1891 | 180.9142 | 178.2196 | 170.111 | 156.5696 | 148.4655 | 0.45524 | 0.40639 | 0.22804 | -0.36253 | -0.66192 | -0.6339 | -0.25138 | 0.012821 | 0.37284 | 0.50893 | -0.10903 | 0.051255 | 1.0229 | 3.8848 | 10.7778 | 10.0621 | 9.3863 | 8.4263 | 2.7087 | 0.4394 | -0.20321 | -0.23744 | -0.31957 | -0.42951 | 73.6572 | 72.2303 | 70.9107 | 69.899 | 68.5816 | 67.7168 | 67.3297 | 68.1732 | 71.7158 | 77.0179 | 82.4997 | 87.2187 | 90.8893 | 93.5173 | 95.3758 | 96.2679 | 96.6094 | 95.4311 | 93.7978 | 90.6543 | 86.3854 | 82.3537 | 79.5929 | 77.4355 | 5.4081 | 4.3517 | 4.6224 | 4.1969 | 3.7173 | 3.9718 | 3.3041 | 3.099 | 3.3216 | 3.6932 | 4.0775 | 4.9812 | 4.2325 | 4.2263 | 3.5936 | 3.3392 | 2.9221 | 3.2972 | 3.6794 | 3.4195 | 3.7104 | 4.4063 | 4.5154 | 4.9222
Portfolio Adjusted1-in-10Size: Over 200kWOrange County2015July Monthly Peak | Portfolio Adjusted | 1-in-10 | Size: Over 200kW | Orange County | 2015 | July Monthly Peak | 7 | 137.862 | 132.6444 | 128.5797 | 130.4145 | 141.831 | 172.6348 | 199.5278 | 216.0295 | 229.4582 | 238.1163 | 245.3155 | 247.8224 | 246.8257 | 244.7837 | 239.4231 | 229.331 | 216.3354 | 203.1487 | 194.0198 | 189.2039 | 184.8014 | 176.5929 | 163.0808 | 154.5272 | -0.42507 | -0.2378 | -0.36307 | -0.69875 | -1.0541 | -1.2206 | -0.95655 | -0.50975 | 0.5983 | 1.0488 | -0.19536 | -0.20313 | 0.88578 | 3.7084 | 11.0307 | 10.3682 | 9.5397 | 8.6938 | 3.0953 | 0.083804 | -0.45126 | -0.45706 | -0.70619 | -0.55641 | 79.1768 | 77.7721 | 76.4444 | 75.0232 | 74.1061 | 73.2507 | 72.4141 | 72.8344 | 76.0006 | 80.9759 | 86.3436 | 91.0347 | 93.9734 | 95.4575 | 96.3777 | 96.1997 | 96.0252 | 95.6341 | 94.1024 | 91.4924 | 87.5684 | 83.6035 | 80.9978 | 79.276 | 5.6091 | 4.5038 | 4.8363 | 4.3815 | 3.8979 | 4.1896 | 3.4809 | 3.2319 | 3.4463 | 3.8362 | 4.2372 | 5.1792 | 4.4203 | 4.4096 | 3.7678 | 3.5168 | 3.0929 | 3.5087 | 3.9121 | 3.6097 | 3.8835 | 4.617 | 4.7472 | 5.1711
Portfolio Adjusted1-in-10Size: Over 200kWOrange County2015August Monthly Peak | Portfolio Adjusted | 1-in-10 | Size: Over 200kW | Orange County | 2015 | August Monthly Peak | 8 | 140.9035 | 134.9103 | 130.5334 | 132.8137 | 144.6053 | 176.601 | 206.5614 | 224.8431 | 240.7599 | 250.9963 | 259.2682 | 262.7408 | 262.4558 | 260.9411 | 254.6384 | 241.9012 | 226.8144 | 211.6555 | 200.6108 | 196.5399 | 191.2536 | 180.5084 | 166.3097 | 157.9971 | -1.0993 | -0.72684 | -0.81197 | -0.95184 | -1.3469 | -1.6646 | -1.5139 | -0.92713 | 0.79216 | 1.5088 | -0.27047 | -0.41304 | 0.80813 | 3.7145 | 11.6038 | 10.836 | 9.7704 | 8.9136 | 3.3828 | -0.1973 | -0.64839 | -0.624 | -0.99755 | -0.65037 | 79.4277 | 78.5372 | 77.6646 | 76.6675 | 76.0103 | 75.4665 | 75.4756 | 76.0699 | 78.7264 | 83.6147 | 88.6075 | 93.333 | 97.3579 | 99.6722 | 100.5665 | 101.3234 | 101.3716 | 100.3934 | 99.5864 | 96.8803 | 92.6727 | 88.8946 | 86.2476 | 84.1408 | 5.862 | 4.6839 | 5.0204 | 4.5626 | 4.0637 | 4.3824 | 3.6847 | 3.4395 | 3.6975 | 4.1348 | 4.5791 | 5.6147 | 4.8062 | 4.8065 | 4.0976 | 3.7932 | 3.3158 | 3.738 | 4.1361 | 3.8341 | 4.1096 | 4.8257 | 4.9503 | 5.4063
Portfolio Adjusted1-in-10Size: Over 200kWOrange County2015September Monthly Peak | Portfolio Adjusted | 1-in-10 | Size: Over 200kW | Orange County | 2015 | September Monthly Peak | 9 | 139.3157 | 134.0935 | 130.1498 | 132.1337 | 144.1087 | 175.9336 | 206.7419 | 226.2201 | 244.8277 | 255.4159 | 264.6431 | 268.9213 | 269.3253 | 267.7994 | 260.3464 | 245.7049 | 229.4829 | 213.3328 | 202.5491 | 201.4249 | 192.2188 | 181.5164 | 166.9225 | 157.8084 | -1.1174 | -0.74479 | -0.83008 | -0.95805 | -1.3549 | -1.6775 | -1.5395 | -0.95131 | 0.8133 | 1.5544 | -0.2791 | -0.43213 | 0.82292 | 3.8008 | 11.8578 | 11.0016 | 9.8744 | 8.9775 | 3.424 | -0.21572 | -0.66011 | -0.6348 | -1.0141 | -0.65336 | 81.356 | 80.3979 | 79.4948 | 79.0994 | 78.3554 | 78.0312 | 77.4013 | 76.8881 | 78.8828 | 82.9472 | 87.5264 | 92.1314 | 95.4446 | 97.4144 | 98.4101 | 99.0539 | 99.2127 | 97.9987 | 96.1313 | 92.8245 | 88.7784 | 85.3557 | 82.7134 | 80.5736 | 5.8036 | 4.6617 | 5.0123 | 4.5452 | 4.0551 | 4.3717 | 3.6929 | 3.4652 | 3.7649 | 4.2132 | 4.6802 | 5.7544 | 4.9385 | 4.9394 | 4.195 | 3.8579 | 3.3593 | 3.7726 | 4.1816 | 3.9346 | 4.1358 | 4.8591 | 4.9751 | 5.407
Portfolio Adjusted1-in-10Size: Over 200kWOrange County2015October Monthly Peak | Portfolio Adjusted | 1-in-10 | Size: Over 200kW | Orange County | 2015 | October Monthly Peak | 10 | 131.7111 | 126.8017 | 121.4675 | 122.2779 | 133.9807 | 164.7939 | 194.0913 | 210.1588 | 226.22 | 236.0647 | 246.4984 | 251.4364 | 252.8107 | 252.6587 | 245.3823 | 230.4017 | 214.1139 | 199.8996 | 193.6483 | 189.0706 | 178.6076 | 168.3708 | 155.6332 | 146.1833 | 0.20469 | 0.22068 | 0.062506 | -0.43777 | -0.74787 | -0.78367 | -0.44696 | -0.13158 | 0.43804 | 0.66703 | -0.1365 | -0.020163 | 1.0339 | 4.0548 | 11.4264 | 10.5106 | 9.6565 | 8.6886 | 2.9164 | 0.3526 | -0.26967 | -0.29202 | -0.41882 | -0.45229 | 76.1751 | 74.4181 | 73.0738 | 71.8405 | 70.8919 | 70.2011 | 69.6498 | 69.575 | 71.1208 | 75.4863 | 81.3498 | 87.054 | 91.841 | 95.0516 | 96.261 | 96.9285 | 96.8081 | 95.2512 | 92.1635 | 87.5197 | 82.9167 | 79.8679 | 77.796 | 75.9451 | 5.3093 | 4.2656 | 4.5265 | 4.0701 | 3.6481 | 3.9624 | 3.3547 | 3.115 | 3.3662 | 3.768 | 4.2183 | 5.2062 | 4.4857 | 4.5093 | 3.8259 | 3.5006 | 3.0329 | 3.4207 | 3.8685 | 3.5738 | 3.7186 | 4.3613 | 4.4885 | 4.8467
Portfolio Adjusted1-in-10Size: Over 200kWOrange County2015November Monthly Peak | Portfolio Adjusted | 1-in-10 | Size: Over 200kW | Orange County | 2015 | November Monthly Peak | 11 | 123.8593 | 119.4323 | 115.9598 | 117.2767 | 128.6978 | 158.2524 | 184.1416 | 199.5041 | 212.7727 | 220.9246 | 228.9049 | 231.9584 | 232.5453 | 231.4774 | 224.3338 | 209.7309 | 196.2087 | 189.029 | 178.5733 | 172.7493 | 164.8504 | 156.0852 | 144.6012 | 136.6312 | 1.4133 | 1.1047 | 0.88247 | 0.023274 | -0.21232 | 0.026118 | 0.55098 | 0.61017 | 0.10851 | -0.11719 | -0.0087273 | 0.34597 | 1.1985 | 4.1571 | 10.6816 | 9.7496 | 9.2673 | 8.4851 | 2.3504 | 0.84427 | 0.077676 | 0.012539 | 0.11467 | -0.27556 | 70.2982 | 68.2132 | 67.6305 | 66.2581 | 65.1317 | 63.9942 | 64.2771 | 64.6347 | 66.9569 | 71.5038 | 77.7636 | 83.1343 | 86.4537 | 88.2053 | 89.2173 | 89.0944 | 87.8591 | 85.2463 | 81.7889 | 78.8132 | 76.1619 | 73.9464 | 72.0663 | 71.0832 | 5.1128 | 4.1142 | 4.4251 | 3.9974 | 3.5885 | 3.8965 | 3.2592 | 3.0281 | 3.2422 | 3.6111 | 4.0113 | 4.9183 | 4.2253 | 4.2306 | 3.5818 | 3.2631 | 2.846 | 3.3124 | 3.6531 | 3.3437 | 3.5147 | 4.1402 | 4.2706 | 4.6388
Portfolio Adjusted1-in-10Size: Over 200kWOrange County2015December Monthly Peak | Portfolio Adjusted | 1-in-10 | Size: Over 200kW | Orange County | 2015 | December Monthly Peak | 12 | 115.6878 | 111.3527 | 108.5126 | 108.7497 | 120.013 | 149.5512 | 176.9454 | 188.9727 | 197.3525 | 197.9558 | 199.5505 | 198.0044 | 194.8104 | 190.985 | 183.5308 | 172.1726 | 163.4073 | 160.313 | 154.6896 | 150.7204 | 144.9909 | 139.0612 | 129.7703 | 123.5657 | 1.9667 | 1.5041 | 1.2624 | 0.25458 | 0.069589 | 0.44193 | 1.0607 | 0.97277 | -0.05897 | -0.48171 | 0.050735 | 0.47178 | 1.1216 | 3.6368 | 8.848 | 8.0884 | 7.9156 | 7.3254 | 1.8695 | 0.9949 | 0.23118 | 0.15426 | 0.35927 | -0.17375 | 45.0121 | 44.3958 | 44.2294 | 44.5271 | 44.7579 | 44.6687 | 44.8633 | 44.7911 | 45.3751 | 46.5069 | 47.5693 | 49.0879 | 50.2161 | 50.7988 | 51.1026 | 51.0518 | 50.5501 | 49.6541 | 48.4326 | 47.2326 | 46.206 | 45.6598 | 45.2772 | 44.4028 | 4.9566 | 3.9814 | 4.298 | 3.8474 | 3.4732 | 3.8219 | 3.2506 | 2.9771 | 3.1213 | 3.3583 | 3.6295 | 4.3576 | 3.6739 | 3.6229 | 3.0414 | 2.7803 | 2.4601 | 2.9157 | 3.2845 | 3.028 | 3.2085 | 3.8286 | 3.9779 | 4.3543
Portfolio Adjusted1-in-10Size: Over 200kWOrange County2015Typical Event Day | Portfolio Adjusted | 1-in-10 | Size: Over 200kW | Orange County | 2015 | Typical Event Day | 8 | 140.0954 | 134.0888 | 129.7031 | 131.9852 | 143.6669 | 175.426 | 205.1655 | 222.655 | 237.621 | 246.7979 | 254.0851 | 256.9722 | 256.3632 | 254.9588 | 248.7656 | 236.3355 | 221.6578 | 207.0357 | 196.8436 | 193.0498 | 188.24 | 177.8549 | 163.9949 | 155.995 | -0.5433 | -0.32158 | -0.44046 | -0.74738 | -1.1133 | -1.3099 | -1.0712 | -0.59154 | 0.64691 | 1.1538 | -0.21291 | -0.2432 | 0.898 | 3.8232 | 11.4401 | 10.6683 | 9.7363 | 8.8364 | 3.1705 | 0.038459 | -0.48973 | -0.48635 | -0.75622 | -0.57524 | 78.4044 | 77.2343 | 76.1286 | 75.1723 | 74.2633 | 73.6163 | 73.1552 | 73.4914 | 76.3314 | 81.1389 | 86.2443 | 90.9295 | 94.4163 | 96.5153 | 97.6825 | 98.2112 | 98.3047 | 97.3643 | 95.9045 | 92.9629 | 88.8512 | 85.0519 | 82.3879 | 80.3565 | 5.7164 | 4.5659 | 4.8926 | 4.447 | 3.9597 | 4.2697 | 3.5895 | 3.3406 | 3.5792 | 3.9875 | 4.4013 | 5.3859 | 4.6044 | 4.6061 | 3.9262 | 3.6347 | 3.1782 | 3.5861 | 3.9805 | 3.6937 | 3.9672 | 4.6634 | 4.7876 | 5.2353
Portfolio Adjusted1-in-10Size: Over 200kWOrange County2016January Monthly Peak | Portfolio Adjusted | 1-in-10 | Size: Over 200kW | Orange County | 2016 | January Monthly Peak | 1 | 113.1992 | 109.3295 | 105.9632 | 106.8072 | 118.6865 | 149.9842 | 178.5474 | 191.8031 | 200.7499 | 199.7688 | 200.9448 | 200.4054 | 197.6812 | 192.846 | 184.8825 | 171.9631 | 160.8083 | 157.5319 | 153.1098 | 149.1307 | 144.0035 | 138.0282 | 129.2951 | 123.1965 | 1.9244 | 1.4768 | 1.2327 | 0.25003 | 0.06882 | 0.44321 | 1.0703 | 0.98734 | -0.059985 | -0.48612 | 0.05109 | 0.47751 | 1.1381 | 3.6722 | 8.9131 | 8.0785 | 7.7897 | 7.1984 | 1.8504 | 0.98441 | 0.22961 | 0.15312 | 0.35796 | -0.17323 | 45.8931 | 45.1063 | 44.1167 | 43.3859 | 43.0994 | 42.5301 | 42.0641 | 41.9828 | 42.4804 | 44.7706 | 47.3735 | 49.2111 | 51.0202 | 52.0168 | 52.6709 | 52.6256 | 51.4692 | 49.8313 | 47.3734 | 45.9957 | 45.1811 | 44.7333 | 44.1553 | 43.3964 | 4.8499 | 3.909 | 4.197 | 3.7786 | 3.4348 | 3.833 | 3.2801 | 3.0217 | 3.175 | 3.3891 | 3.6549 | 4.4104 | 3.728 | 3.6582 | 3.0638 | 2.7769 | 2.421 | 2.8651 | 3.251 | 2.996 | 3.1866 | 3.8001 | 3.9633 | 4.3413
Portfolio Adjusted1-in-10Size: Over 200kWOrange County2016February Monthly Peak | Portfolio Adjusted | 1-in-10 | Size: Over 200kW | Orange County | 2016 | February Monthly Peak | 2 | 113.8628 | 109.6114 | 107.0377 | 108.1371 | 119.982 | 150.5396 | 178.0965 | 190.9101 | 199.6727 | 200.7508 | 202.8871 | 204.0524 | 202.5343 | 199.3911 | 192.3952 | 179.2758 | 166.9938 | 161.0867 | 157.6002 | 152.9385 | 147.3864 | 140.1751 | 130.1472 | 123.3213 | 1.9356 | 1.4806 | 1.2452 | 0.25315 | 0.069571 | 0.44485 | 1.0676 | 0.98274 | -0.059664 | -0.48851 | 0.051583 | 0.4862 | 1.1661 | 3.7969 | 9.2753 | 8.4221 | 8.0893 | 7.3608 | 1.9047 | 1.0095 | 0.235 | 0.1555 | 0.36031 | -0.1734 | 51.4966 | 51.8111 | 51.3969 | 50.8739 | 50.772 | 50.0418 | 48.9324 | 49.3705 | 50.3757 | 52.6237 | 54.7973 | 55.8279 | 56.6542 | 57.9012 | 59.0223 | 59.3021 | 58.486 | 58.0908 | 56.5296 | 55.0778 | 53.8722 | 52.3773 | 51.6546 | 50.8679 | 4.8784 | 3.9191 | 4.2396 | 3.8257 | 3.4723 | 3.8472 | 3.2718 | 3.0076 | 3.158 | 3.4057 | 3.6902 | 4.4907 | 3.8195 | 3.7824 | 3.1883 | 2.895 | 2.5141 | 2.9298 | 3.3463 | 3.0725 | 3.2615 | 3.8592 | 3.9895 | 4.3457
Portfolio Adjusted1-in-10Size: Over 200kWOrange County2016March Monthly Peak | Portfolio Adjusted | 1-in-10 | Size: Over 200kW | Orange County | 2016 | March Monthly Peak | 3 | 119.2679 | 114.7295 | 110.9043 | 112.3432 | 123.3395 | 153.3432 | 181.3065 | 194.4066 | 203.9894 | 207.441 | 212.1001 | 214.5481 | 215.2072 | 214.3871 | 208.0537 | 195.0309 | 181.8898 | 170.7437 | 164.3197 | 163.509 | 157.8672 | 149.3788 | 138.0791 | 129.719 | 2.0275 | 1.5498 | 1.2902 | 0.26299 | 0.071518 | 0.45314 | 1.0869 | 1.0007 | -0.060953 | -0.50479 | 0.053926 | 0.5112 | 1.239 | 4.0824 | 10.0302 | 9.1622 | 8.8109 | 7.8021 | 1.9859 | 1.0793 | 0.25172 | 0.16571 | 0.38227 | -0.1824 | 62.249 | 60.4298 | 58.6651 | 57.8835 | 57.4265 | 57.058 | 57.0364 | 57.2891 | 58.2801 | 61.9385 | 66.1702 | 70.7146 | 74.4369 | 76.4905 | 77.4768 | 78.1506 | 78.291 | 77.6791 | 76.1187 | 73.3856 | 69.9252 | 66.8892 | 64.4694 | 61.8289 | 5.11 | 4.1021 | 4.3927 | 3.9745 | 3.5695 | 3.9188 | 3.3307 | 3.0627 | 3.2262 | 3.5192 | 3.8578 | 4.7216 | 4.0585 | 4.0668 | 3.4478 | 3.1495 | 2.7384 | 3.1054 | 3.489 | 3.2849 | 3.4934 | 4.1126 | 4.2326 | 4.5711
Portfolio Adjusted1-in-10Size: Over 200kWOrange County2016April Monthly Peak | Portfolio Adjusted | 1-in-10 | Size: Over 200kW | Orange County | 2016 | April Monthly Peak | 4 | 121.4176 | 117.0751 | 113.3951 | 115.286 | 126.4751 | 156.7354 | 183.3755 | 199.0691 | 212.0167 | 219.789 | 227.5334 | 231.6301 | 232.7966 | 231.7903 | 224.7574 | 211.1439 | 196.9572 | 184.0389 | 173.3159 | 172.6548 | 167.1943 | 157.851 | 144.9588 | 135.5302 | 0.97704 | 0.78289 | 0.58836 | -0.12579 | -0.37838 | -0.23733 | 0.21732 | 0.35852 | 0.21133 | 0.13515 | -0.048714 | 0.22124 | 1.1152 | 4.0116 | 10.6213 | 9.7528 | 9.1594 | 8.1717 | 2.3935 | 0.66572 | -0.034255 | -0.08508 | -0.05741 | -0.32316 | 72.2809 | 70.2706 | 68.5193 | 66.688 | 65.7556 | 65.0297 | 64.3363 | 64.5128 | 67.6899 | 73.4009 | 79.8299 | 85.7586 | 89.6467 | 91.6464 | 92.4071 | 93.0077 | 92.9835 | 92.1457 | 90.5663 | 86.9826 | 81.9031 | 77.8259 | 75.0252 | 72.7426 | 4.9395 | 3.9747 | 4.2647 | 3.8727 | 3.4755 | 3.8033 | 3.1987 | 2.9778 | 3.1839 | 3.5405 | 3.9296 | 4.8402 | 4.1686 | 4.175 | 3.5366 | 3.2375 | 2.8156 | 3.1783 | 3.4942 | 3.2935 | 3.5131 | 4.1265 | 4.2192 | 4.5348
Portfolio Adjusted1-in-10Size: Over 200kWOrange County2016May Monthly Peak | Portfolio Adjusted | 1-in-10 | Size: Over 200kW | Orange County | 2016 | May Monthly Peak | 5 | 123.904 | 119.2796 | 115.3757 | 117.4096 | 129.4386 | 160.7731 | 186.265 | 205.3 | 221.8915 | 231.7353 | 241.1055 | 245.3918 | 246.5118 | 245.5795 | 238.4833 | 223.667 | 208.2021 | 193.7994 | 181.9361 | 178.4061 | 174.6022 | 165.0487 | 151.1683 | 142.2518 | 0.19131 | 0.20667 | 0.058531 | -0.4208 | -0.72304 | -0.76536 | -0.42995 | -0.12932 | 0.42998 | 0.6556 | -0.13364 | -0.020074 | 1.0078 | 3.9407 | 11.1048 | 10.2032 | 9.3895 | 8.4231 | 2.7404 | 0.33216 | -0.26398 | -0.28657 | -0.40735 | -0.44028 | 75.719 | 73.8971 | 72.2923 | 71.6359 | 70.8698 | 69.8521 | 69.3128 | 69.6676 | 73.3184 | 79.2806 | 84.4973 | 88.3861 | 91.078 | 93.2878 | 94.6888 | 95.0793 | 94.963 | 93.9262 | 92.3118 | 89.6198 | 85.5495 | 81.0275 | 78.3504 | 76.0962 | 4.9946 | 4.0126 | 4.2996 | 3.9081 | 3.5244 | 3.8657 | 3.2195 | 3.043 | 3.3018 | 3.6989 | 4.126 | 5.081 | 4.3739 | 4.383 | 3.7184 | 3.3983 | 2.9492 | 3.3163 | 3.6346 | 3.3722 | 3.6353 | 4.2753 | 4.3598 | 4.7163
Portfolio Adjusted1-in-10Size: Over 200kWOrange County2016June Monthly Peak | Portfolio Adjusted | 1-in-10 | Size: Over 200kW | Orange County | 2016 | June Monthly Peak | 6 | 134.1647 | 129.3648 | 124.043 | 126.0893 | 136.5256 | 165.19 | 191.1689 | 209.0865 | 223.2244 | 231.3853 | 238.2795 | 240.5782 | 238.5467 | 236.8084 | 230.4861 | 219.7889 | 206.3018 | 192.6877 | 184.1891 | 180.9142 | 178.2196 | 170.111 | 156.5696 | 148.4655 | 0.45524 | 0.40639 | 0.22804 | -0.36253 | -0.66192 | -0.6339 | -0.25138 | 0.012821 | 0.37284 | 0.50893 | -0.10903 | 0.051255 | 1.0229 | 3.8848 | 10.7778 | 10.0621 | 9.3863 | 8.4263 | 2.7087 | 0.4394 | -0.20321 | -0.23744 | -0.31957 | -0.42951 | 73.6572 | 72.2303 | 70.9107 | 69.899 | 68.5816 | 67.7168 | 67.3297 | 68.1732 | 71.7158 | 77.0179 | 82.4997 | 87.2187 | 90.8893 | 93.5173 | 95.3758 | 96.2679 | 96.6094 | 95.4311 | 93.7978 | 90.6543 | 86.3854 | 82.3537 | 79.5929 | 77.4355 | 5.4081 | 4.3517 | 4.6224 | 4.1969 | 3.7173 | 3.9718 | 3.3041 | 3.099 | 3.3216 | 3.6932 | 4.0775 | 4.9812 | 4.2325 | 4.2263 | 3.5936 | 3.3392 | 2.9221 | 3.2972 | 3.6794 | 3.4195 | 3.7104 | 4.4063 | 4.5154 | 4.9222
Portfolio Adjusted1-in-10Size: Over 200kWOrange County2016July Monthly Peak | Portfolio Adjusted | 1-in-10 | Size: Over 200kW | Orange County | 2016 | July Monthly Peak | 7 | 137.862 | 132.6444 | 128.5797 | 130.4145 | 141.831 | 172.6348 | 199.5278 | 216.0295 | 229.4582 | 238.1163 | 245.3155 | 247.8224 | 246.8257 | 244.7837 | 239.4231 | 229.331 | 216.3354 | 203.1487 | 194.0198 | 189.2039 | 184.8014 | 176.5929 | 163.0808 | 154.5272 | -0.42507 | -0.2378 | -0.36307 | -0.69875 | -1.0541 | -1.2206 | -0.95655 | -0.50975 | 0.5983 | 1.0488 | -0.19536 | -0.20313 | 0.88578 | 3.7084 | 11.0307 | 10.3682 | 9.5397 | 8.6938 | 3.0953 | 0.083804 | -0.45126 | -0.45706 | -0.70619 | -0.55641 | 79.1768 | 77.7721 | 76.4444 | 75.0232 | 74.1061 | 73.2507 | 72.4141 | 72.8344 | 76.0006 | 80.9759 | 86.3436 | 91.0347 | 93.9734 | 95.4575 | 96.3777 | 96.1997 | 96.0252 | 95.6341 | 94.1024 | 91.4924 | 87.5684 | 83.6035 | 80.9978 | 79.276 | 5.6091 | 4.5038 | 4.8363 | 4.3815 | 3.8979 | 4.1896 | 3.4809 | 3.2319 | 3.4463 | 3.8362 | 4.2372 | 5.1792 | 4.4203 | 4.4096 | 3.7678 | 3.5168 | 3.0929 | 3.5087 | 3.9121 | 3.6097 | 3.8835 | 4.617 | 4.7472 | 5.1711
Portfolio Adjusted1-in-10Size: Over 200kWOrange County2016August Monthly Peak | Portfolio Adjusted | 1-in-10 | Size: Over 200kW | Orange County | 2016 | August Monthly Peak | 8 | 140.9035 | 134.9103 | 130.5334 | 132.8137 | 144.6053 | 176.601 | 206.5614 | 224.8431 | 240.7599 | 250.9963 | 259.2682 | 262.7408 | 262.4558 | 260.9411 | 254.6384 | 241.9012 | 226.8144 | 211.6555 | 200.6108 | 196.5399 | 191.2536 | 180.5084 | 166.3097 | 157.9971 | -1.0993 | -0.72684 | -0.81197 | -0.95184 | -1.3469 | -1.6646 | -1.5139 | -0.92713 | 0.79216 | 1.5088 | -0.27047 | -0.41304 | 0.80813 | 3.7145 | 11.6038 | 10.836 | 9.7704 | 8.9136 | 3.3828 | -0.1973 | -0.64839 | -0.624 | -0.99755 | -0.65037 | 79.4277 | 78.5372 | 77.6646 | 76.6675 | 76.0103 | 75.4665 | 75.4756 | 76.0699 | 78.7264 | 83.6147 | 88.6075 | 93.333 | 97.3579 | 99.6722 | 100.5665 | 101.3234 | 101.3716 | 100.3934 | 99.5864 | 96.8803 | 92.6727 | 88.8946 | 86.2476 | 84.1408 | 5.862 | 4.6839 | 5.0204 | 4.5626 | 4.0637 | 4.3824 | 3.6847 | 3.4395 | 3.6975 | 4.1348 | 4.5791 | 5.6147 | 4.8062 | 4.8065 | 4.0976 | 3.7932 | 3.3158 | 3.738 | 4.1361 | 3.8341 | 4.1096 | 4.8257 | 4.9503 | 5.4063
Portfolio Adjusted1-in-10Size: Over 200kWOrange County2016September Monthly Peak | Portfolio Adjusted | 1-in-10 | Size: Over 200kW | Orange County | 2016 | September Monthly Peak | 9 | 139.3157 | 134.0935 | 130.1498 | 132.1337 | 144.1087 | 175.9336 | 206.7419 | 226.2201 | 244.8277 | 255.4159 | 264.6431 | 268.9213 | 269.3253 | 267.7994 | 260.3464 | 245.7049 | 229.4829 | 213.3328 | 202.5491 | 201.4249 | 192.2188 | 181.5164 | 166.9225 | 157.8084 | -1.1174 | -0.74479 | -0.83008 | -0.95805 | -1.3549 | -1.6775 | -1.5395 | -0.95131 | 0.8133 | 1.5544 | -0.2791 | -0.43213 | 0.82292 | 3.8008 | 11.8578 | 11.0016 | 9.8744 | 8.9775 | 3.424 | -0.21572 | -0.66011 | -0.6348 | -1.0141 | -0.65336 | 81.356 | 80.3979 | 79.4948 | 79.0994 | 78.3554 | 78.0312 | 77.4013 | 76.8881 | 78.8828 | 82.9472 | 87.5264 | 92.1314 | 95.4446 | 97.4144 | 98.4101 | 99.0539 | 99.2127 | 97.9987 | 96.1313 | 92.8245 | 88.7784 | 85.3557 | 82.7134 | 80.5736 | 5.8036 | 4.6617 | 5.0123 | 4.5452 | 4.0551 | 4.3717 | 3.6929 | 3.4652 | 3.7649 | 4.2132 | 4.6802 | 5.7544 | 4.9385 | 4.9394 | 4.195 | 3.8579 | 3.3593 | 3.7726 | 4.1816 | 3.9346 | 4.1358 | 4.8591 | 4.9751 | 5.407
Portfolio Adjusted1-in-10Size: Over 200kWOrange County2016October Monthly Peak | Portfolio Adjusted | 1-in-10 | Size: Over 200kW | Orange County | 2016 | October Monthly Peak | 10 | 131.7111 | 126.8017 | 121.4675 | 122.2779 | 133.9807 | 164.7939 | 194.0913 | 210.1588 | 226.22 | 236.0647 | 246.4984 | 251.4364 | 252.8107 | 252.6587 | 245.3823 | 230.4017 | 214.1139 | 199.8996 | 193.6483 | 189.0706 | 178.6076 | 168.3708 | 155.6332 | 146.1833 | 0.20469 | 0.22068 | 0.062506 | -0.43777 | -0.74787 | -0.78367 | -0.44696 | -0.13158 | 0.43804 | 0.66703 | -0.1365 | -0.020163 | 1.0339 | 4.0548 | 11.4264 | 10.5106 | 9.6565 | 8.6886 | 2.9164 | 0.3526 | -0.26967 | -0.29202 | -0.41882 | -0.45229 | 76.1751 | 74.4181 | 73.0738 | 71.8405 | 70.8919 | 70.2011 | 69.6498 | 69.575 | 71.1208 | 75.4863 | 81.3498 | 87.054 | 91.841 | 95.0516 | 96.261 | 96.9285 | 96.8081 | 95.2512 | 92.1635 | 87.5197 | 82.9167 | 79.8679 | 77.796 | 75.9451 | 5.3093 | 4.2656 | 4.5265 | 4.0701 | 3.6481 | 3.9624 | 3.3547 | 3.115 | 3.3662 | 3.768 | 4.2183 | 5.2062 | 4.4857 | 4.5093 | 3.8259 | 3.5006 | 3.0329 | 3.4207 | 3.8685 | 3.5738 | 3.7186 | 4.3613 | 4.4885 | 4.8467
Portfolio Adjusted1-in-10Size: Over 200kWOrange County2016November Monthly Peak | Portfolio Adjusted | 1-in-10 | Size: Over 200kW | Orange County | 2016 | November Monthly Peak | 11 | 123.8593 | 119.4323 | 115.9598 | 117.2767 | 128.6978 | 158.2524 | 184.1416 | 199.5041 | 212.7727 | 220.9246 | 228.9049 | 231.9584 | 232.5453 | 231.4774 | 224.3338 | 209.7309 | 196.2087 | 189.029 | 178.5733 | 172.7493 | 164.8504 | 156.0852 | 144.6012 | 136.6312 | 1.4133 | 1.1047 | 0.88247 | 0.023274 | -0.21232 | 0.026118 | 0.55098 | 0.61017 | 0.10851 | -0.11719 | -0.0087273 | 0.34597 | 1.1985 | 4.1571 | 10.6816 | 9.7496 | 9.2673 | 8.4851 | 2.3504 | 0.84427 | 0.077676 | 0.012539 | 0.11467 | -0.27556 | 70.2982 | 68.2132 | 67.6305 | 66.2581 | 65.1317 | 63.9942 | 64.2771 | 64.6347 | 66.9569 | 71.5038 | 77.7636 | 83.1343 | 86.4537 | 88.2053 | 89.2173 | 89.0944 | 87.8591 | 85.2463 | 81.7889 | 78.8132 | 76.1619 | 73.9464 | 72.0663 | 71.0832 | 5.1128 | 4.1142 | 4.4251 | 3.9974 | 3.5885 | 3.8965 | 3.2592 | 3.0281 | 3.2422 | 3.6111 | 4.0113 | 4.9183 | 4.2253 | 4.2306 | 3.5818 | 3.2631 | 2.846 | 3.3124 | 3.6531 | 3.3437 | 3.5147 | 4.1402 | 4.2706 | 4.6388
Portfolio Adjusted1-in-10Size: Over 200kWOrange County2016December Monthly Peak | Portfolio Adjusted | 1-in-10 | Size: Over 200kW | Orange County | 2016 | December Monthly Peak | 12 | 115.6878 | 111.3527 | 108.5126 | 108.7497 | 120.013 | 149.5512 | 176.9454 | 188.9727 | 197.3525 | 197.9558 | 199.5505 | 198.0044 | 194.8104 | 190.985 | 183.5308 | 172.1726 | 163.4073 | 160.313 | 154.6896 | 150.7204 | 144.9909 | 139.0612 | 129.7703 | 123.5657 | 1.9667 | 1.5041 | 1.2624 | 0.25458 | 0.069589 | 0.44193 | 1.0607 | 0.97277 | -0.05897 | -0.48171 | 0.050735 | 0.47178 | 1.1216 | 3.6368 | 8.848 | 8.0884 | 7.9156 | 7.3254 | 1.8695 | 0.9949 | 0.23118 | 0.15426 | 0.35927 | -0.17375 | 45.0121 | 44.3958 | 44.2294 | 44.5271 | 44.7579 | 44.6687 | 44.8633 | 44.7911 | 45.3751 | 46.5069 | 47.5693 | 49.0879 | 50.2161 | 50.7988 | 51.1026 | 51.0518 | 50.5501 | 49.6541 | 48.4326 | 47.2326 | 46.206 | 45.6598 | 45.2772 | 44.4028 | 4.9566 | 3.9814 | 4.298 | 3.8474 | 3.4732 | 3.8219 | 3.2506 | 2.9771 | 3.1213 | 3.3583 | 3.6295 | 4.3576 | 3.6739 | 3.6229 | 3.0414 | 2.7803 | 2.4601 | 2.9157 | 3.2845 | 3.028 | 3.2085 | 3.8286 | 3.9779 | 4.3543
Portfolio Adjusted1-in-10Size: Over 200kWOrange County2016Typical Event Day | Portfolio Adjusted | 1-in-10 | Size: Over 200kW | Orange County | 2016 | Typical Event Day | 8 | 140.0954 | 134.0888 | 129.7031 | 131.9852 | 143.6669 | 175.426 | 205.1655 | 222.655 | 237.621 | 246.7979 | 254.0851 | 256.9722 | 256.3632 | 254.9588 | 248.7656 | 236.3355 | 221.6578 | 207.0357 | 196.8436 | 193.0498 | 188.24 | 177.8549 | 163.9949 | 155.995 | -0.5433 | -0.32158 | -0.44046 | -0.74738 | -1.1133 | -1.3099 | -1.0712 | -0.59154 | 0.64691 | 1.1538 | -0.21291 | -0.2432 | 0.898 | 3.8232 | 11.4401 | 10.6683 | 9.7363 | 8.8364 | 3.1705 | 0.038459 | -0.48973 | -0.48635 | -0.75622 | -0.57524 | 78.4044 | 77.2343 | 76.1286 | 75.1723 | 74.2633 | 73.6163 | 73.1552 | 73.4914 | 76.3314 | 81.1389 | 86.2443 | 90.9295 | 94.4163 | 96.5153 | 97.6825 | 98.2112 | 98.3047 | 97.3643 | 95.9045 | 92.9629 | 88.8512 | 85.0519 | 82.3879 | 80.3565 | 5.7164 | 4.5659 | 4.8926 | 4.447 | 3.9597 | 4.2697 | 3.5895 | 3.3406 | 3.5792 | 3.9875 | 4.4013 | 5.3859 | 4.6044 | 4.6061 | 3.9262 | 3.6347 | 3.1782 | 3.5861 | 3.9805 | 3.6937 | 3.9672 | 4.6634 | 4.7876 | 5.2353
Portfolio Adjusted1-in-10Size: Over 200kWOrange County2017January Monthly Peak | Portfolio Adjusted | 1-in-10 | Size: Over 200kW | Orange County | 2017 | January Monthly Peak | 1 | 113.1992 | 109.3295 | 105.9632 | 106.8072 | 118.6865 | 149.9842 | 178.5474 | 191.8031 | 200.7499 | 199.7688 | 200.9448 | 200.4054 | 197.6812 | 192.846 | 184.8824 | 171.9631 | 160.8083 | 157.5319 | 153.1098 | 149.1307 | 144.0034 | 138.0282 | 129.2951 | 123.1965 | 1.9244 | 1.4768 | 1.2327 | 0.25003 | 0.06882 | 0.44321 | 1.0703 | 0.98734 | -0.059985 | -0.48612 | 0.05109 | 0.47751 | 1.1381 | 3.6722 | 8.9131 | 8.0785 | 7.7897 | 7.1984 | 1.8504 | 0.98441 | 0.22961 | 0.15312 | 0.35796 | -0.17323 | 45.8931 | 45.1063 | 44.1167 | 43.3859 | 43.0994 | 42.5301 | 42.0641 | 41.9828 | 42.4804 | 44.7706 | 47.3735 | 49.2111 | 51.0202 | 52.0168 | 52.6709 | 52.6256 | 51.4692 | 49.8313 | 47.3733 | 45.9957 | 45.1811 | 44.7333 | 44.1553 | 43.3964 | 4.8499 | 3.909 | 4.197 | 3.7786 | 3.4348 | 3.833 | 3.2801 | 3.0217 | 3.175 | 3.3891 | 3.6549 | 4.4104 | 3.728 | 3.6582 | 3.0638 | 2.7769 | 2.421 | 2.8651 | 3.251 | 2.996 | 3.1866 | 3.8001 | 3.9633 | 4.3413
Portfolio Adjusted1-in-10Size: Over 200kWOrange County2017February Monthly Peak | Portfolio Adjusted | 1-in-10 | Size: Over 200kW | Orange County | 2017 | February Monthly Peak | 2 | 113.8628 | 109.6114 | 107.0377 | 108.1371 | 119.982 | 150.5396 | 178.0965 | 190.9101 | 199.6727 | 200.7508 | 202.8871 | 204.0524 | 202.5343 | 199.3911 | 192.3952 | 179.2758 | 166.9938 | 161.0867 | 157.6002 | 152.9385 | 147.3864 | 140.1751 | 130.1472 | 123.3213 | 1.9356 | 1.4806 | 1.2452 | 0.25315 | 0.069571 | 0.44485 | 1.0676 | 0.98274 | -0.059664 | -0.48851 | 0.051583 | 0.48619 | 1.1661 | 3.7969 | 9.2753 | 8.4221 | 8.0893 | 7.3608 | 1.9047 | 1.0095 | 0.235 | 0.1555 | 0.36031 | -0.1734 | 51.4966 | 51.8111 | 51.3969 | 50.8739 | 50.772 | 50.0418 | 48.9324 | 49.3705 | 50.3757 | 52.6237 | 54.7973 | 55.8279 | 56.6542 | 57.9012 | 59.0223 | 59.3021 | 58.486 | 58.0908 | 56.5296 | 55.0778 | 53.8722 | 52.3773 | 51.6546 | 50.8679 | 4.8784 | 3.9191 | 4.2396 | 3.8257 | 3.4723 | 3.8472 | 3.2718 | 3.0076 | 3.158 | 3.4057 | 3.6902 | 4.4907 | 3.8195 | 3.7824 | 3.1883 | 2.895 | 2.5141 | 2.9298 | 3.3463 | 3.0725 | 3.2615 | 3.8592 | 3.9895 | 4.3457
Portfolio Adjusted1-in-10Size: Over 200kWOrange County2017March Monthly Peak | Portfolio Adjusted | 1-in-10 | Size: Over 200kW | Orange County | 2017 | March Monthly Peak | 3 | 119.2679 | 114.7295 | 110.9043 | 112.3432 | 123.3395 | 153.3432 | 181.3065 | 194.4066 | 203.9894 | 207.441 | 212.1001 | 214.5481 | 215.2072 | 214.3871 | 208.0537 | 195.0309 | 181.8898 | 170.7437 | 164.3197 | 163.509 | 157.8672 | 149.3788 | 138.0791 | 129.7189 | 2.0275 | 1.5498 | 1.2902 | 0.26299 | 0.071518 | 0.45314 | 1.0869 | 1.0007 | -0.060953 | -0.50479 | 0.053926 | 0.5112 | 1.239 | 4.0824 | 10.0302 | 9.1622 | 8.8109 | 7.8021 | 1.9859 | 1.0793 | 0.25172 | 0.16571 | 0.38227 | -0.1824 | 62.249 | 60.4298 | 58.6651 | 57.8835 | 57.4265 | 57.058 | 57.0364 | 57.2891 | 58.2801 | 61.9385 | 66.1702 | 70.7146 | 74.4369 | 76.4905 | 77.4768 | 78.1506 | 78.291 | 77.6791 | 76.1187 | 73.3856 | 69.9252 | 66.8892 | 64.4694 | 61.8289 | 5.11 | 4.1021 | 4.3927 | 3.9745 | 3.5695 | 3.9188 | 3.3307 | 3.0627 | 3.2262 | 3.5192 | 3.8578 | 4.7216 | 4.0585 | 4.0668 | 3.4478 | 3.1495 | 2.7384 | 3.1054 | 3.489 | 3.2849 | 3.4934 | 4.1126 | 4.2326 | 4.5711
Portfolio Adjusted1-in-10Size: Over 200kWOrange County2017April Monthly Peak | Portfolio Adjusted | 1-in-10 | Size: Over 200kW | Orange County | 2017 | April Monthly Peak | 4 | 121.4176 | 117.0751 | 113.3951 | 115.286 | 126.4751 | 156.7354 | 183.3755 | 199.0691 | 212.0167 | 219.789 | 227.5334 | 231.6301 | 232.7966 | 231.7903 | 224.7574 | 211.1439 | 196.9572 | 184.0389 | 173.3159 | 172.6548 | 167.1943 | 157.851 | 144.9588 | 135.5302 | 0.97704 | 0.78289 | 0.58836 | -0.12579 | -0.37838 | -0.23733 | 0.21732 | 0.35852 | 0.21133 | 0.13515 | -0.048714 | 0.22124 | 1.1152 | 4.0116 | 10.6213 | 9.7528 | 9.1594 | 8.1717 | 2.3935 | 0.66572 | -0.034255 | -0.08508 | -0.05741 | -0.32316 | 72.2809 | 70.2706 | 68.5193 | 66.688 | 65.7556 | 65.0297 | 64.3363 | 64.5128 | 67.6899 | 73.4009 | 79.8299 | 85.7586 | 89.6467 | 91.6464 | 92.4071 | 93.0077 | 92.9835 | 92.1457 | 90.5663 | 86.9826 | 81.9031 | 77.8259 | 75.0252 | 72.7426 | 4.9395 | 3.9747 | 4.2647 | 3.8727 | 3.4755 | 3.8033 | 3.1987 | 2.9778 | 3.1839 | 3.5405 | 3.9296 | 4.8402 | 4.1686 | 4.175 | 3.5366 | 3.2375 | 2.8156 | 3.1783 | 3.4942 | 3.2935 | 3.5131 | 4.1265 | 4.2192 | 4.5348
Portfolio Adjusted1-in-10Size: Over 200kWOrange County2017May Monthly Peak | Portfolio Adjusted | 1-in-10 | Size: Over 200kW | Orange County | 2017 | May Monthly Peak | 5 | 123.904 | 119.2796 | 115.3757 | 117.4096 | 129.4386 | 160.7731 | 186.265 | 205.3 | 221.8915 | 231.7353 | 241.1055 | 245.3917 | 246.5118 | 245.5795 | 238.4833 | 223.667 | 208.2021 | 193.7994 | 181.9361 | 178.4061 | 174.6022 | 165.0487 | 151.1683 | 142.2518 | 0.19131 | 0.20667 | 0.058531 | -0.4208 | -0.72304 | -0.76536 | -0.42995 | -0.12932 | 0.42998 | 0.6556 | -0.13364 | -0.020074 | 1.0078 | 3.9407 | 11.1048 | 10.2032 | 9.3894 | 8.4231 | 2.7404 | 0.33216 | -0.26398 | -0.28657 | -0.40735 | -0.44028 | 75.719 | 73.8971 | 72.2923 | 71.6359 | 70.8698 | 69.8521 | 69.3128 | 69.6676 | 73.3184 | 79.2806 | 84.4973 | 88.3861 | 91.078 | 93.2878 | 94.6888 | 95.0793 | 94.963 | 93.9262 | 92.3118 | 89.6198 | 85.5495 | 81.0275 | 78.3504 | 76.0962 | 4.9946 | 4.0126 | 4.2996 | 3.9081 | 3.5244 | 3.8657 | 3.2195 | 3.043 | 3.3018 | 3.6989 | 4.126 | 5.081 | 4.3739 | 4.383 | 3.7184 | 3.3983 | 2.9492 | 3.3163 | 3.6346 | 3.3722 | 3.6353 | 4.2753 | 4.3598 | 4.7163
Portfolio Adjusted1-in-10Size: Over 200kWOrange County2017June Monthly Peak | Portfolio Adjusted | 1-in-10 | Size: Over 200kW | Orange County | 2017 | June Monthly Peak | 6 | 134.1647 | 129.3648 | 124.043 | 126.0893 | 136.5256 | 165.19 | 191.1689 | 209.0865 | 223.2244 | 231.3853 | 238.2795 | 240.5782 | 238.5467 | 236.8084 | 230.4861 | 219.7889 | 206.3018 | 192.6877 | 184.1891 | 180.9142 | 178.2196 | 170.111 | 156.5696 | 148.4655 | 0.45524 | 0.40639 | 0.22804 | -0.36253 | -0.66192 | -0.6339 | -0.25138 | 0.012821 | 0.37284 | 0.50893 | -0.10903 | 0.051255 | 1.0229 | 3.8848 | 10.7778 | 10.0621 | 9.3863 | 8.4263 | 2.7087 | 0.4394 | -0.20321 | -0.23744 | -0.31957 | -0.42951 | 73.6572 | 72.2303 | 70.9107 | 69.899 | 68.5816 | 67.7168 | 67.3297 | 68.1732 | 71.7158 | 77.0179 | 82.4997 | 87.2187 | 90.8893 | 93.5173 | 95.3758 | 96.2679 | 96.6094 | 95.4311 | 93.7978 | 90.6543 | 86.3854 | 82.3537 | 79.5929 | 77.4355 | 5.4081 | 4.3517 | 4.6224 | 4.1969 | 3.7173 | 3.9718 | 3.3041 | 3.099 | 3.3216 | 3.6932 | 4.0775 | 4.9812 | 4.2325 | 4.2263 | 3.5936 | 3.3392 | 2.9221 | 3.2972 | 3.6794 | 3.4195 | 3.7104 | 4.4063 | 4.5154 | 4.9222
Portfolio Adjusted1-in-10Size: Over 200kWOrange County2017July Monthly Peak | Portfolio Adjusted | 1-in-10 | Size: Over 200kW | Orange County | 2017 | July Monthly Peak | 7 | 137.862 | 132.6444 | 128.5797 | 130.4145 | 141.831 | 172.6348 | 199.5278 | 216.0295 | 229.4582 | 238.1163 | 245.3155 | 247.8224 | 246.8257 | 244.7837 | 239.4231 | 229.331 | 216.3354 | 203.1487 | 194.0198 | 189.2039 | 184.8014 | 176.5929 | 163.0808 | 154.5272 | -0.42507 | -0.2378 | -0.36307 | -0.69875 | -1.0541 | -1.2206 | -0.95655 | -0.50975 | 0.5983 | 1.0488 | -0.19536 | -0.20313 | 0.88578 | 3.7084 | 11.0307 | 10.3682 | 9.5397 | 8.6938 | 3.0953 | 0.083804 | -0.45126 | -0.45706 | -0.70619 | -0.55641 | 79.1768 | 77.7721 | 76.4444 | 75.0232 | 74.1061 | 73.2507 | 72.4141 | 72.8344 | 76.0007 | 80.9759 | 86.3436 | 91.0347 | 93.9734 | 95.4575 | 96.3777 | 96.1997 | 96.0252 | 95.6341 | 94.1024 | 91.4924 | 87.5684 | 83.6035 | 80.9978 | 79.276 | 5.6091 | 4.5038 | 4.8363 | 4.3815 | 3.8979 | 4.1896 | 3.4809 | 3.2319 | 3.4463 | 3.8362 | 4.2372 | 5.1792 | 4.4203 | 4.4096 | 3.7678 | 3.5168 | 3.0929 | 3.5087 | 3.9121 | 3.6097 | 3.8835 | 4.617 | 4.7472 | 5.1711
Portfolio Adjusted1-in-10Size: Over 200kWOrange County2017August Monthly Peak | Portfolio Adjusted | 1-in-10 | Size: Over 200kW | Orange County | 2017 | August Monthly Peak | 8 | 140.9035 | 134.9102 | 130.5334 | 132.8137 | 144.6053 | 176.601 | 206.5614 | 224.8431 | 240.7599 | 250.9964 | 259.2682 | 262.7408 | 262.4558 | 260.9411 | 254.6384 | 241.9012 | 226.8144 | 211.6555 | 200.6108 | 196.5399 | 191.2536 | 180.5084 | 166.3097 | 157.9971 | -1.0993 | -0.72684 | -0.81197 | -0.95184 | -1.3469 | -1.6646 | -1.5139 | -0.92713 | 0.79216 | 1.5088 | -0.27047 | -0.41304 | 0.80813 | 3.7145 | 11.6038 | 10.836 | 9.7703 | 8.9136 | 3.3828 | -0.1973 | -0.64839 | -0.624 | -0.99755 | -0.65037 | 79.4277 | 78.5372 | 77.6646 | 76.6675 | 76.0103 | 75.4665 | 75.4756 | 76.0699 | 78.7264 | 83.6147 | 88.6075 | 93.3331 | 97.3579 | 99.6721 | 100.5665 | 101.3234 | 101.3716 | 100.3934 | 99.5864 | 96.8803 | 92.6727 | 88.8946 | 86.2476 | 84.1408 | 5.862 | 4.6839 | 5.0204 | 4.5626 | 4.0637 | 4.3824 | 3.6847 | 3.4395 | 3.6975 | 4.1348 | 4.5791 | 5.6147 | 4.8062 | 4.8065 | 4.0976 | 3.7932 | 3.3158 | 3.738 | 4.1361 | 3.8341 | 4.1096 | 4.8257 | 4.9503 | 5.4063
Portfolio Adjusted1-in-10Size: Over 200kWOrange County2017September Monthly Peak | Portfolio Adjusted | 1-in-10 | Size: Over 200kW | Orange County | 2017 | September Monthly Peak | 9 | 139.3157 | 134.0935 | 130.1498 | 132.1337 | 144.1087 | 175.9335 | 206.7419 | 226.2201 | 244.8277 | 255.4159 | 264.6431 | 268.9214 | 269.3253 | 267.7994 | 260.3464 | 245.7049 | 229.4829 | 213.3328 | 202.5491 | 201.4249 | 192.2187 | 181.5164 | 166.9225 | 157.8084 | -1.1174 | -0.74479 | -0.83008 | -0.95805 | -1.3549 | -1.6775 | -1.5395 | -0.95131 | 0.8133 | 1.5544 | -0.2791 | -0.43213 | 0.82292 | 3.8008 | 11.8578 | 11.0016 | 9.8744 | 8.9775 | 3.424 | -0.21572 | -0.66011 | -0.6348 | -1.0141 | -0.65336 | 81.356 | 80.3979 | 79.4948 | 79.0994 | 78.3554 | 78.0312 | 77.4013 | 76.8881 | 78.8828 | 82.9472 | 87.5264 | 92.1314 | 95.4446 | 97.4144 | 98.4101 | 99.0539 | 99.2127 | 97.9987 | 96.1312 | 92.8245 | 88.7784 | 85.3557 | 82.7134 | 80.5736 | 5.8036 | 4.6617 | 5.0123 | 4.5452 | 4.0551 | 4.3717 | 3.6929 | 3.4652 | 3.7649 | 4.2132 | 4.6802 | 5.7544 | 4.9385 | 4.9394 | 4.195 | 3.8579 | 3.3593 | 3.7726 | 4.1816 | 3.9346 | 4.1358 | 4.8591 | 4.9751 | 5.407
Portfolio Adjusted1-in-10Size: Over 200kWOrange County2017October Monthly Peak | Portfolio Adjusted | 1-in-10 | Size: Over 200kW | Orange County | 2017 | October Monthly Peak | 10 | 131.7111 | 126.8017 | 121.4675 | 122.2779 | 133.9807 | 164.7939 | 194.0913 | 210.1588 | 226.22 | 236.0647 | 246.4984 | 251.4364 | 252.8107 | 252.6587 | 245.3823 | 230.4017 | 214.1139 | 199.8996 | 193.6483 | 189.0707 | 178.6076 | 168.3708 | 155.6332 | 146.1834 | 0.20469 | 0.22068 | 0.062506 | -0.43777 | -0.74787 | -0.78367 | -0.44696 | -0.13158 | 0.43804 | 0.66703 | -0.1365 | -0.020163 | 1.0339 | 4.0548 | 11.4264 | 10.5106 | 9.6565 | 8.6886 | 2.9164 | 0.3526 | -0.26967 | -0.29202 | -0.41882 | -0.45229 | 76.1751 | 74.4181 | 73.0738 | 71.8405 | 70.8919 | 70.2011 | 69.6498 | 69.575 | 71.1208 | 75.4863 | 81.3498 | 87.054 | 91.841 | 95.0516 | 96.261 | 96.9285 | 96.8081 | 95.2512 | 92.1635 | 87.5197 | 82.9167 | 79.8679 | 77.796 | 75.9451 | 5.3093 | 4.2656 | 4.5265 | 4.0701 | 3.6481 | 3.9624 | 3.3547 | 3.115 | 3.3662 | 3.768 | 4.2183 | 5.2062 | 4.4857 | 4.5093 | 3.8259 | 3.5006 | 3.0329 | 3.4207 | 3.8685 | 3.5738 | 3.7186 | 4.3613 | 4.4885 | 4.8467
Portfolio Adjusted1-in-10Size: Over 200kWOrange County2017November Monthly Peak | Portfolio Adjusted | 1-in-10 | Size: Over 200kW | Orange County | 2017 | November Monthly Peak | 11 | 123.8593 | 119.4323 | 115.9598 | 117.2767 | 128.6978 | 158.2524 | 184.1416 | 199.5041 | 212.7727 | 220.9246 | 228.9049 | 231.9584 | 232.5453 | 231.4774 | 224.3338 | 209.7309 | 196.2087 | 189.029 | 178.5733 | 172.7493 | 164.8504 | 156.0852 | 144.6012 | 136.6312 | 1.4133 | 1.1047 | 0.88247 | 0.023274 | -0.21232 | 0.026118 | 0.55098 | 0.61017 | 0.10851 | -0.11719 | -0.0087273 | 0.34597 | 1.1985 | 4.1571 | 10.6816 | 9.7496 | 9.2673 | 8.4851 | 2.3504 | 0.84427 | 0.077676 | 0.012539 | 0.11467 | -0.27556 | 70.2982 | 68.2132 | 67.6305 | 66.2581 | 65.1317 | 63.9942 | 64.2771 | 64.6347 | 66.9569 | 71.5038 | 77.7636 | 83.1343 | 86.4537 | 88.2053 | 89.2173 | 89.0944 | 87.8591 | 85.2464 | 81.7889 | 78.8132 | 76.1619 | 73.9464 | 72.0663 | 71.0832 | 5.1128 | 4.1142 | 4.4251 | 3.9974 | 3.5885 | 3.8965 | 3.2592 | 3.0281 | 3.2422 | 3.6111 | 4.0113 | 4.9183 | 4.2253 | 4.2306 | 3.5818 | 3.2631 | 2.846 | 3.3124 | 3.6531 | 3.3437 | 3.5147 | 4.1403 | 4.2706 | 4.6388
Portfolio Adjusted1-in-10Size: Over 200kWOrange County2017December Monthly Peak | Portfolio Adjusted | 1-in-10 | Size: Over 200kW | Orange County | 2017 | December Monthly Peak | 12 | 115.6878 | 111.3527 | 108.5126 | 108.7498 | 120.013 | 149.5512 | 176.9454 | 188.9727 | 197.3525 | 197.9558 | 199.5505 | 198.0044 | 194.8104 | 190.985 | 183.5308 | 172.1726 | 163.4073 | 160.313 | 154.6896 | 150.7204 | 144.9909 | 139.0612 | 129.7702 | 123.5657 | 1.9667 | 1.5041 | 1.2624 | 0.25458 | 0.069589 | 0.44193 | 1.0607 | 0.97277 | -0.05897 | -0.48171 | 0.050735 | 0.47178 | 1.1216 | 3.6368 | 8.848 | 8.0884 | 7.9156 | 7.3254 | 1.8695 | 0.9949 | 0.23118 | 0.15426 | 0.35927 | -0.17375 | 45.0121 | 44.3958 | 44.2294 | 44.5271 | 44.7579 | 44.6687 | 44.8633 | 44.7911 | 45.3751 | 46.5069 | 47.5693 | 49.0879 | 50.2161 | 50.7988 | 51.1026 | 51.0518 | 50.5501 | 49.6541 | 48.4326 | 47.2326 | 46.206 | 45.6598 | 45.2772 | 44.4028 | 4.9566 | 3.9814 | 4.298 | 3.8474 | 3.4732 | 3.8219 | 3.2506 | 2.9771 | 3.1213 | 3.3583 | 3.6295 | 4.3576 | 3.6739 | 3.6229 | 3.0414 | 2.7803 | 2.4601 | 2.9157 | 3.2845 | 3.028 | 3.2085 | 3.8286 | 3.9779 | 4.3543
Portfolio Adjusted1-in-10Size: Over 200kWOrange County2017Typical Event Day | Portfolio Adjusted | 1-in-10 | Size: Over 200kW | Orange County | 2017 | Typical Event Day | 8 | 140.0953 | 134.0888 | 129.7031 | 131.9852 | 143.6669 | 175.426 | 205.1655 | 222.655 | 237.621 | 246.7979 | 254.0851 | 256.9722 | 256.3632 | 254.9588 | 248.7656 | 236.3355 | 221.6578 | 207.0357 | 196.8437 | 193.0498 | 188.24 | 177.8549 | 163.9949 | 155.995 | -0.5433 | -0.32158 | -0.44046 | -0.74738 | -1.1133 | -1.3099 | -1.0712 | -0.59154 | 0.64691 | 1.1538 | -0.21291 | -0.2432 | 0.898 | 3.8232 | 11.4401 | 10.6683 | 9.7363 | 8.8364 | 3.1705 | 0.038459 | -0.48973 | -0.48635 | -0.75622 | -0.57524 | 78.4044 | 77.2343 | 76.1286 | 75.1723 | 74.2633 | 73.6163 | 73.1552 | 73.4914 | 76.3314 | 81.1389 | 86.2443 | 90.9295 | 94.4163 | 96.5153 | 97.6825 | 98.2112 | 98.3047 | 97.3643 | 95.9045 | 92.9629 | 88.8512 | 85.0519 | 82.3879 | 80.3565 | 5.7164 | 4.5659 | 4.8926 | 4.447 | 3.9597 | 4.2697 | 3.5895 | 3.3406 | 3.5792 | 3.9875 | 4.4013 | 5.3859 | 4.6044 | 4.6061 | 3.9262 | 3.6347 | 3.1782 | 3.5861 | 3.9805 | 3.6937 | 3.9672 | 4.6634 | 4.7876 | 5.2353
Portfolio Adjusted1-in-10Size: Over 200kWOrange County2018January Monthly Peak | Portfolio Adjusted | 1-in-10 | Size: Over 200kW | Orange County | 2018 | January Monthly Peak | 1 | 113.1992 | 109.3295 | 105.9632 | 106.8072 | 118.6865 | 149.9842 | 178.5474 | 191.8031 | 200.7499 | 199.7688 | 200.9448 | 200.4054 | 197.6812 | 192.8459 | 184.8824 | 171.9631 | 160.8083 | 157.5319 | 153.1098 | 149.1307 | 144.0034 | 138.0282 | 129.2951 | 123.1965 | 1.9244 | 1.4768 | 1.2327 | 0.25003 | 0.06882 | 0.44321 | 1.0703 | 0.98734 | -0.059985 | -0.48612 | 0.05109 | 0.47751 | 1.1381 | 3.6722 | 8.9131 | 8.0785 | 7.7897 | 7.1984 | 1.8504 | 0.98441 | 0.22961 | 0.15312 | 0.35796 | -0.17323 | 45.8931 | 45.1063 | 44.1167 | 43.3859 | 43.0994 | 42.5301 | 42.0641 | 41.9828 | 42.4804 | 44.7706 | 47.3735 | 49.2111 | 51.0202 | 52.0168 | 52.6709 | 52.6256 | 51.4692 | 49.8313 | 47.3734 | 45.9957 | 45.1811 | 44.7333 | 44.1553 | 43.3964 | 4.8499 | 3.909 | 4.197 | 3.7786 | 3.4348 | 3.833 | 3.2801 | 3.0217 | 3.175 | 3.3891 | 3.6549 | 4.4104 | 3.728 | 3.6582 | 3.0638 | 2.7769 | 2.421 | 2.8651 | 3.251 | 2.996 | 3.1866 | 3.8001 | 3.9633 | 4.3413
Portfolio Adjusted1-in-10Size: Over 200kWOrange County2018February Monthly Peak | Portfolio Adjusted | 1-in-10 | Size: Over 200kW | Orange County | 2018 | February Monthly Peak | 2 | 113.8628 | 109.6114 | 107.0377 | 108.1371 | 119.982 | 150.5396 | 178.0965 | 190.91 | 199.6728 | 200.7508 | 202.8871 | 204.0524 | 202.5343 | 199.3911 | 192.3952 | 179.2758 | 166.9938 | 161.0867 | 157.6002 | 152.9385 | 147.3864 | 140.1751 | 130.1472 | 123.3213 | 1.9356 | 1.4806 | 1.2452 | 0.25315 | 0.069571 | 0.44485 | 1.0676 | 0.98274 | -0.059664 | -0.48851 | 0.051583 | 0.4862 | 1.1661 | 3.7969 | 9.2753 | 8.4221 | 8.0893 | 7.3608 | 1.9047 | 1.0095 | 0.235 | 0.1555 | 0.36031 | -0.1734 | 51.4966 | 51.8111 | 51.3969 | 50.8739 | 50.772 | 50.0418 | 48.9324 | 49.3705 | 50.3757 | 52.6236 | 54.7973 | 55.8279 | 56.6542 | 57.9012 | 59.0223 | 59.3021 | 58.486 | 58.0908 | 56.5296 | 55.0778 | 53.8722 | 52.3773 | 51.6546 | 50.8679 | 4.8784 | 3.9191 | 4.2396 | 3.8257 | 3.4723 | 3.8472 | 3.2718 | 3.0076 | 3.158 | 3.4057 | 3.6902 | 4.4907 | 3.8195 | 3.7824 | 3.1883 | 2.895 | 2.5141 | 2.9298 | 3.3463 | 3.0725 | 3.2615 | 3.8592 | 3.9895 | 4.3457
Portfolio Adjusted1-in-10Size: Over 200kWOrange County2018March Monthly Peak | Portfolio Adjusted | 1-in-10 | Size: Over 200kW | Orange County | 2018 | March Monthly Peak | 3 | 119.2679 | 114.7295 | 110.9043 | 112.3432 | 123.3395 | 153.3432 | 181.3065 | 194.4066 | 203.9894 | 207.441 | 212.1001 | 214.5481 | 215.2072 | 214.387 | 208.0537 | 195.0309 | 181.8898 | 170.7437 | 164.3197 | 163.509 | 157.8672 | 149.3788 | 138.0791 | 129.719 | 2.0275 | 1.5498 | 1.2902 | 0.26299 | 0.071518 | 0.45314 | 1.0869 | 1.0007 | -0.060953 | -0.50479 | 0.053926 | 0.5112 | 1.239 | 4.0824 | 10.0302 | 9.1622 | 8.8109 | 7.8021 | 1.9859 | 1.0793 | 0.25172 | 0.16571 | 0.38227 | -0.1824 | 62.249 | 60.4298 | 58.6651 | 57.8835 | 57.4265 | 57.058 | 57.0364 | 57.2891 | 58.2801 | 61.9385 | 66.1702 | 70.7146 | 74.4369 | 76.4905 | 77.4768 | 78.1506 | 78.291 | 77.6791 | 76.1187 | 73.3856 | 69.9252 | 66.8892 | 64.4694 | 61.8289 | 5.11 | 4.1021 | 4.3927 | 3.9745 | 3.5695 | 3.9188 | 3.3307 | 3.0627 | 3.2262 | 3.5192 | 3.8578 | 4.7216 | 4.0585 | 4.0668 | 3.4478 | 3.1495 | 2.7384 | 3.1054 | 3.489 | 3.2849 | 3.4934 | 4.1126 | 4.2326 | 4.5711
Portfolio Adjusted1-in-10Size: Over 200kWOrange County2018April Monthly Peak | Portfolio Adjusted | 1-in-10 | Size: Over 200kW | Orange County | 2018 | April Monthly Peak | 4 | 121.4176 | 117.0751 | 113.3951 | 115.286 | 126.4751 | 156.7354 | 183.3755 | 199.0691 | 212.0167 | 219.789 | 227.5334 | 231.6301 | 232.7966 | 231.7903 | 224.7574 | 211.1439 | 196.9572 | 184.0389 | 173.3159 | 172.6548 | 167.1943 | 157.851 | 144.9588 | 135.5302 | 0.97704 | 0.78289 | 0.58836 | -0.12579 | -0.37838 | -0.23733 | 0.21732 | 0.35852 | 0.21133 | 0.13515 | -0.048714 | 0.22124 | 1.1152 | 4.0116 | 10.6213 | 9.7528 | 9.1594 | 8.1717 | 2.3935 | 0.66572 | -0.034255 | -0.08508 | -0.05741 | -0.32316 | 72.2809 | 70.2706 | 68.5193 | 66.688 | 65.7556 | 65.0297 | 64.3363 | 64.5128 | 67.6899 | 73.4009 | 79.8299 | 85.7586 | 89.6467 | 91.6464 | 92.4071 | 93.0077 | 92.9835 | 92.1457 | 90.5663 | 86.9826 | 81.9031 | 77.8259 | 75.0252 | 72.7426 | 4.9395 | 3.9747 | 4.2647 | 3.8727 | 3.4755 | 3.8033 | 3.1987 | 2.9778 | 3.1839 | 3.5405 | 3.9296 | 4.8402 | 4.1686 | 4.175 | 3.5366 | 3.2375 | 2.8156 | 3.1783 | 3.4942 | 3.2935 | 3.5131 | 4.1265 | 4.2192 | 4.5348
Portfolio Adjusted1-in-10Size: Over 200kWOrange County2018May Monthly Peak | Portfolio Adjusted | 1-in-10 | Size: Over 200kW | Orange County | 2018 | May Monthly Peak | 5 | 123.904 | 119.2796 | 115.3757 | 117.4096 | 129.4386 | 160.7731 | 186.265 | 205.3 | 221.8915 | 231.7353 | 241.1055 | 245.3918 | 246.5118 | 245.5795 | 238.4833 | 223.667 | 208.2021 | 193.7994 | 181.9361 | 178.4061 | 174.6022 | 165.0487 | 151.1683 | 142.2518 | 0.19131 | 0.20667 | 0.058531 | -0.4208 | -0.72304 | -0.76536 | -0.42995 | -0.12932 | 0.42998 | 0.6556 | -0.13364 | -0.020074 | 1.0078 | 3.9407 | 11.1048 | 10.2032 | 9.3894 | 8.4231 | 2.7404 | 0.33216 | -0.26398 | -0.28657 | -0.40735 | -0.44028 | 75.719 | 73.8971 | 72.2923 | 71.6359 | 70.8698 | 69.8521 | 69.3128 | 69.6676 | 73.3184 | 79.2806 | 84.4973 | 88.3861 | 91.078 | 93.2878 | 94.6888 | 95.0793 | 94.963 | 93.9262 | 92.3118 | 89.6198 | 85.5495 | 81.0275 | 78.3504 | 76.0962 | 4.9946 | 4.0126 | 4.2996 | 3.9081 | 3.5244 | 3.8657 | 3.2195 | 3.043 | 3.3018 | 3.6989 | 4.126 | 5.081 | 4.3739 | 4.383 | 3.7184 | 3.3983 | 2.9492 | 3.3163 | 3.6346 | 3.3722 | 3.6353 | 4.2753 | 4.3598 | 4.7163
Portfolio Adjusted1-in-10Size: Over 200kWOrange County2018June Monthly Peak | Portfolio Adjusted | 1-in-10 | Size: Over 200kW | Orange County | 2018 | June Monthly Peak | 6 | 134.1647 | 129.3648 | 124.043 | 126.0893 | 136.5256 | 165.19 | 191.1689 | 209.0865 | 223.2244 | 231.3853 | 238.2795 | 240.5782 | 238.5467 | 236.8084 | 230.4861 | 219.7889 | 206.3018 | 192.6877 | 184.1891 | 180.9142 | 178.2196 | 170.111 | 156.5696 | 148.4655 | 0.45524 | 0.40639 | 0.22804 | -0.36253 | -0.66192 | -0.6339 | -0.25138 | 0.012821 | 0.37284 | 0.50893 | -0.10903 | 0.051255 | 1.0229 | 3.8848 | 10.7778 | 10.0621 | 9.3863 | 8.4263 | 2.7087 | 0.4394 | -0.20321 | -0.23744 | -0.31957 | -0.42951 | 73.6572 | 72.2303 | 70.9107 | 69.899 | 68.5816 | 67.7168 | 67.3297 | 68.1732 | 71.7158 | 77.0179 | 82.4997 | 87.2187 | 90.8893 | 93.5173 | 95.3758 | 96.2679 | 96.6094 | 95.4311 | 93.7978 | 90.6543 | 86.3854 | 82.3537 | 79.5929 | 77.4355 | 5.4081 | 4.3517 | 4.6224 | 4.1969 | 3.7173 | 3.9718 | 3.3041 | 3.099 | 3.3216 | 3.6932 | 4.0775 | 4.9812 | 4.2325 | 4.2263 | 3.5936 | 3.3392 | 2.9221 | 3.2972 | 3.6794 | 3.4195 | 3.7104 | 4.4063 | 4.5154 | 4.9222
Portfolio Adjusted1-in-10Size: Over 200kWOrange County2018July Monthly Peak | Portfolio Adjusted | 1-in-10 | Size: Over 200kW | Orange County | 2018 | July Monthly Peak | 7 | 137.862 | 132.6444 | 128.5797 | 130.4146 | 141.831 | 172.6348 | 199.5278 | 216.0294 | 229.4582 | 238.1163 | 245.3155 | 247.8224 | 246.8257 | 244.7838 | 239.4231 | 229.331 | 216.3354 | 203.1487 | 194.0198 | 189.2039 | 184.8014 | 176.5929 | 163.0808 | 154.5272 | -0.42507 | -0.2378 | -0.36307 | -0.69875 | -1.0541 | -1.2206 | -0.95655 | -0.50975 | 0.5983 | 1.0488 | -0.19536 | -0.20313 | 0.88578 | 3.7084 | 11.0307 | 10.3682 | 9.5397 | 8.6938 | 3.0953 | 0.083804 | -0.45126 | -0.45706 | -0.70619 | -0.55641 | 79.1768 | 77.7721 | 76.4444 | 75.0232 | 74.1061 | 73.2507 | 72.4141 | 72.8344 | 76.0007 | 80.9759 | 86.3436 | 91.0347 | 93.9734 | 95.4575 | 96.3777 | 96.1997 | 96.0252 | 95.6341 | 94.1024 | 91.4924 | 87.5684 | 83.6035 | 80.9978 | 79.276 | 5.6091 | 4.5038 | 4.8363 | 4.3815 | 3.8979 | 4.1896 | 3.4809 | 3.2319 | 3.4463 | 3.8362 | 4.2372 | 5.1792 | 4.4203 | 4.4096 | 3.7678 | 3.5168 | 3.0929 | 3.5087 | 3.9121 | 3.6097 | 3.8835 | 4.617 | 4.7472 | 5.1711
Portfolio Adjusted1-in-10Size: Over 200kWOrange County2018August Monthly Peak | Portfolio Adjusted | 1-in-10 | Size: Over 200kW | Orange County | 2018 | August Monthly Peak | 8 | 140.9035 | 134.9102 | 130.5334 | 132.8137 | 144.6053 | 176.601 | 206.5614 | 224.8431 | 240.7599 | 250.9964 | 259.2682 | 262.7408 | 262.4558 | 260.9411 | 254.6384 | 241.9012 | 226.8143 | 211.6555 | 200.6108 | 196.5399 | 191.2536 | 180.5084 | 166.3097 | 157.9971 | -1.0993 | -0.72684 | -0.81197 | -0.95184 | -1.3469 | -1.6646 | -1.5139 | -0.92713 | 0.79216 | 1.5088 | -0.27047 | -0.41304 | 0.80813 | 3.7145 | 11.6038 | 10.836 | 9.7703 | 8.9136 | 3.3828 | -0.1973 | -0.64839 | -0.624 | -0.99755 | -0.65037 | 79.4277 | 78.5372 | 77.6646 | 76.6675 | 76.0103 | 75.4665 | 75.4756 | 76.0699 | 78.7264 | 83.6147 | 88.6075 | 93.333 | 97.3579 | 99.6722 | 100.5665 | 101.3234 | 101.3716 | 100.3934 | 99.5864 | 96.8803 | 92.6727 | 88.8945 | 86.2476 | 84.1408 | 5.862 | 4.6839 | 5.0204 | 4.5626 | 4.0637 | 4.3824 | 3.6847 | 3.4395 | 3.6975 | 4.1348 | 4.5791 | 5.6147 | 4.8062 | 4.8065 | 4.0976 | 3.7932 | 3.3158 | 3.738 | 4.1361 | 3.8341 | 4.1096 | 4.8257 | 4.9503 | 5.4063
Portfolio Adjusted1-in-10Size: Over 200kWOrange County2018September Monthly Peak | Portfolio Adjusted | 1-in-10 | Size: Over 200kW | Orange County | 2018 | September Monthly Peak | 9 | 139.3157 | 134.0935 | 130.1498 | 132.1337 | 144.1087 | 175.9335 | 206.742 | 226.2201 | 244.8277 | 255.4159 | 264.6431 | 268.9214 | 269.3253 | 267.7994 | 260.3464 | 245.7049 | 229.4829 | 213.3328 | 202.5491 | 201.4249 | 192.2187 | 181.5164 | 166.9225 | 157.8084 | -1.1174 | -0.74479 | -0.83008 | -0.95805 | -1.3549 | -1.6775 | -1.5395 | -0.95131 | 0.8133 | 1.5544 | -0.2791 | -0.43213 | 0.82292 | 3.8008 | 11.8578 | 11.0016 | 9.8744 | 8.9775 | 3.424 | -0.21572 | -0.66011 | -0.6348 | -1.0141 | -0.65336 | 81.356 | 80.3979 | 79.4948 | 79.0994 | 78.3554 | 78.0312 | 77.4013 | 76.8881 | 78.8828 | 82.9472 | 87.5264 | 92.1314 | 95.4446 | 97.4144 | 98.4101 | 99.0539 | 99.2127 | 97.9987 | 96.1313 | 92.8245 | 88.7784 | 85.3557 | 82.7134 | 80.5736 | 5.8036 | 4.6617 | 5.0123 | 4.5452 | 4.0551 | 4.3717 | 3.6929 | 3.4652 | 3.7649 | 4.2132 | 4.6802 | 5.7544 | 4.9385 | 4.9394 | 4.195 | 3.8579 | 3.3593 | 3.7726 | 4.1816 | 3.9346 | 4.1358 | 4.8591 | 4.9751 | 5.407
Portfolio Adjusted1-in-10Size: Over 200kWOrange County2018October Monthly Peak | Portfolio Adjusted | 1-in-10 | Size: Over 200kW | Orange County | 2018 | October Monthly Peak | 10 | 131.7111 | 126.8017 | 121.4675 | 122.2779 | 133.9807 | 164.7939 | 194.0913 | 210.1588 | 226.22 | 236.0647 | 246.4984 | 251.4364 | 252.8107 | 252.6587 | 245.3823 | 230.4017 | 214.1139 | 199.8996 | 193.6483 | 189.0706 | 178.6076 | 168.3708 | 155.6332 | 146.1834 | 0.20469 | 0.22068 | 0.062506 | -0.43777 | -0.74787 | -0.78367 | -0.44696 | -0.13158 | 0.43804 | 0.66703 | -0.1365 | -0.020163 | 1.0339 | 4.0548 | 11.4264 | 10.5106 | 9.6565 | 8.6886 | 2.9164 | 0.3526 | -0.26967 | -0.29202 | -0.41882 | -0.45229 | 76.1751 | 74.4181 | 73.0738 | 71.8405 | 70.8919 | 70.2011 | 69.6498 | 69.575 | 71.1208 | 75.4863 | 81.3498 | 87.054 | 91.841 | 95.0516 | 96.261 | 96.9285 | 96.8081 | 95.2512 | 92.1635 | 87.5197 | 82.9167 | 79.8679 | 77.796 | 75.9451 | 5.3093 | 4.2656 | 4.5265 | 4.0701 | 3.6481 | 3.9624 | 3.3547 | 3.115 | 3.3662 | 3.768 | 4.2183 | 5.2062 | 4.4857 | 4.5093 | 3.8259 | 3.5006 | 3.0329 | 3.4207 | 3.8685 | 3.5738 | 3.7186 | 4.3613 | 4.4885 | 4.8467
Portfolio Adjusted1-in-10Size: Over 200kWOrange County2018November Monthly Peak | Portfolio Adjusted | 1-in-10 | Size: Over 200kW | Orange County | 2018 | November Monthly Peak | 11 | 123.8593 | 119.4323 | 115.9598 | 117.2767 | 128.6978 | 158.2524 | 184.1416 | 199.5041 | 212.7727 | 220.9246 | 228.9049 | 231.9584 | 232.5453 | 231.4774 | 224.3338 | 209.7309 | 196.2087 | 189.029 | 178.5733 | 172.7493 | 164.8504 | 156.0852 | 144.6012 | 136.6312 | 1.4133 | 1.1047 | 0.88247 | 0.023274 | -0.21232 | 0.026118 | 0.55098 | 0.61017 | 0.10851 | -0.11719 | -0.0087273 | 0.34597 | 1.1985 | 4.1571 | 10.6816 | 9.7496 | 9.2673 | 8.4851 | 2.3504 | 0.84427 | 0.077676 | 0.012539 | 0.11467 | -0.27556 | 70.2982 | 68.2132 | 67.6305 | 66.2581 | 65.1317 | 63.9942 | 64.2771 | 64.6347 | 66.9569 | 71.5038 | 77.7636 | 83.1343 | 86.4537 | 88.2053 | 89.2173 | 89.0944 | 87.8591 | 85.2464 | 81.7889 | 78.8132 | 76.1619 | 73.9464 | 72.0663 | 71.0832 | 5.1128 | 4.1142 | 4.4251 | 3.9974 | 3.5885 | 3.8965 | 3.2592 | 3.0281 | 3.2422 | 3.6111 | 4.0113 | 4.9183 | 4.2253 | 4.2306 | 3.5818 | 3.2631 | 2.846 | 3.3124 | 3.6531 | 3.3437 | 3.5147 | 4.1403 | 4.2706 | 4.6388
Portfolio Adjusted1-in-10Size: Over 200kWOrange County2018December Monthly Peak | Portfolio Adjusted | 1-in-10 | Size: Over 200kW | Orange County | 2018 | December Monthly Peak | 12 | 115.6878 | 111.3527 | 108.5126 | 108.7497 | 120.013 | 149.5512 | 176.9454 | 188.9727 | 197.3525 | 197.9558 | 199.5506 | 198.0044 | 194.8104 | 190.985 | 183.5308 | 172.1726 | 163.4073 | 160.313 | 154.6896 | 150.7204 | 144.9909 | 139.0612 | 129.7702 | 123.5657 | 1.9667 | 1.5041 | 1.2624 | 0.25458 | 0.069589 | 0.44193 | 1.0607 | 0.97277 | -0.05897 | -0.48171 | 0.050735 | 0.47178 | 1.1216 | 3.6368 | 8.848 | 8.0884 | 7.9156 | 7.3254 | 1.8695 | 0.9949 | 0.23118 | 0.15426 | 0.35927 | -0.17375 | 45.0121 | 44.3958 | 44.2294 | 44.5271 | 44.7579 | 44.6687 | 44.8633 | 44.7911 | 45.3751 | 46.5069 | 47.5693 | 49.0879 | 50.2161 | 50.7988 | 51.1026 | 51.0518 | 50.5501 | 49.6541 | 48.4326 | 47.2326 | 46.206 | 45.6597 | 45.2772 | 44.4028 | 4.9566 | 3.9814 | 4.298 | 3.8474 | 3.4732 | 3.8219 | 3.2506 | 2.9771 | 3.1213 | 3.3583 | 3.6295 | 4.3576 | 3.6739 | 3.6229 | 3.0414 | 2.7803 | 2.4601 | 2.9157 | 3.2845 | 3.028 | 3.2085 | 3.8286 | 3.9779 | 4.3543
Portfolio Adjusted1-in-10Size: Over 200kWOrange County2018Typical Event Day | Portfolio Adjusted | 1-in-10 | Size: Over 200kW | Orange County | 2018 | Typical Event Day | 8 | 140.0954 | 134.0888 | 129.7031 | 131.9852 | 143.6669 | 175.426 | 205.1655 | 222.655 | 237.621 | 246.7979 | 254.0851 | 256.9722 | 256.3632 | 254.9588 | 248.7656 | 236.3355 | 221.6578 | 207.0357 | 196.8436 | 193.0498 | 188.24 | 177.8549 | 163.9949 | 155.995 | -0.5433 | -0.32158 | -0.44046 | -0.74738 | -1.1133 | -1.3099 | -1.0712 | -0.59154 | 0.64691 | 1.1538 | -0.21291 | -0.2432 | 0.898 | 3.8232 | 11.4401 | 10.6683 | 9.7363 | 8.8364 | 3.1705 | 0.038459 | -0.48973 | -0.48635 | -0.75622 | -0.57524 | 78.4044 | 77.2343 | 76.1286 | 75.1723 | 74.2633 | 73.6163 | 73.1552 | 73.4914 | 76.3314 | 81.1389 | 86.2443 | 90.9295 | 94.4163 | 96.5153 | 97.6825 | 98.2112 | 98.3047 | 97.3643 | 95.9045 | 92.9629 | 88.8512 | 85.0519 | 82.3879 | 80.3565 | 5.7164 | 4.5659 | 4.8926 | 4.447 | 3.9597 | 4.2697 | 3.5895 | 3.3406 | 3.5792 | 3.9875 | 4.4013 | 5.3859 | 4.6044 | 4.6061 | 3.9262 | 3.6347 | 3.1782 | 3.5861 | 3.9805 | 3.6937 | 3.9672 | 4.6634 | 4.7876 | 5.2353
Portfolio Adjusted1-in-10Size: Over 200kWOrange County2019January Monthly Peak | Portfolio Adjusted | 1-in-10 | Size: Over 200kW | Orange County | 2019 | January Monthly Peak | 1 | 113.1992 | 109.3295 | 105.9632 | 106.8072 | 118.6865 | 149.9842 | 178.5474 | 191.8031 | 200.7499 | 199.7688 | 200.9448 | 200.4054 | 197.6812 | 192.846 | 184.8825 | 171.9631 | 160.8083 | 157.5319 | 153.1098 | 149.1307 | 144.0035 | 138.0282 | 129.2951 | 123.1965 | 1.9244 | 1.4768 | 1.2327 | 0.25003 | 0.06882 | 0.44321 | 1.0703 | 0.98734 | -0.059985 | -0.48612 | 0.05109 | 0.47751 | 1.1381 | 3.6722 | 8.9131 | 8.0785 | 7.7897 | 7.1984 | 1.8504 | 0.98441 | 0.22961 | 0.15312 | 0.35796 | -0.17323 | 45.8931 | 45.1063 | 44.1167 | 43.3859 | 43.0994 | 42.5301 | 42.0641 | 41.9828 | 42.4804 | 44.7706 | 47.3735 | 49.2111 | 51.0202 | 52.0168 | 52.6709 | 52.6256 | 51.4692 | 49.8313 | 47.3734 | 45.9957 | 45.1811 | 44.7333 | 44.1553 | 43.3964 | 4.8499 | 3.909 | 4.197 | 3.7786 | 3.4348 | 3.833 | 3.2801 | 3.0217 | 3.175 | 3.3891 | 3.6549 | 4.4104 | 3.728 | 3.6582 | 3.0638 | 2.7769 | 2.421 | 2.8651 | 3.251 | 2.996 | 3.1866 | 3.8001 | 3.9633 | 4.3413
Portfolio Adjusted1-in-10Size: Over 200kWOrange County2019February Monthly Peak | Portfolio Adjusted | 1-in-10 | Size: Over 200kW | Orange County | 2019 | February Monthly Peak | 2 | 113.8628 | 109.6114 | 107.0377 | 108.1371 | 119.982 | 150.5396 | 178.0965 | 190.91 | 199.6727 | 200.7508 | 202.8871 | 204.0524 | 202.5343 | 199.3911 | 192.3952 | 179.2758 | 166.9938 | 161.0867 | 157.6002 | 152.9385 | 147.3864 | 140.1751 | 130.1472 | 123.3213 | 1.9356 | 1.4806 | 1.2452 | 0.25315 | 0.069571 | 0.44485 | 1.0676 | 0.98274 | -0.059664 | -0.48851 | 0.051583 | 0.48619 | 1.1661 | 3.7969 | 9.2753 | 8.4221 | 8.0893 | 7.3608 | 1.9047 | 1.0095 | 0.235 | 0.1555 | 0.36031 | -0.1734 | 51.4966 | 51.8111 | 51.3969 | 50.8739 | 50.772 | 50.0418 | 48.9324 | 49.3705 | 50.3757 | 52.6236 | 54.7973 | 55.8279 | 56.6542 | 57.9012 | 59.0223 | 59.3021 | 58.486 | 58.0908 | 56.5296 | 55.0778 | 53.8722 | 52.3773 | 51.6546 | 50.8679 | 4.8784 | 3.9191 | 4.2396 | 3.8257 | 3.4723 | 3.8472 | 3.2718 | 3.0076 | 3.158 | 3.4057 | 3.6902 | 4.4907 | 3.8195 | 3.7824 | 3.1883 | 2.895 | 2.5141 | 2.9298 | 3.3463 | 3.0725 | 3.2615 | 3.8592 | 3.9895 | 4.3457
Portfolio Adjusted1-in-10Size: Over 200kWOrange County2019March Monthly Peak | Portfolio Adjusted | 1-in-10 | Size: Over 200kW | Orange County | 2019 | March Monthly Peak | 3 | 119.2679 | 114.7295 | 110.9043 | 112.3432 | 123.3395 | 153.3432 | 181.3065 | 194.4066 | 203.9894 | 207.441 | 212.1001 | 214.5481 | 215.2072 | 214.3871 | 208.0537 | 195.0309 | 181.8898 | 170.7437 | 164.3197 | 163.509 | 157.8672 | 149.3788 | 138.0791 | 129.7189 | 2.0275 | 1.5498 | 1.2902 | 0.26299 | 0.071518 | 0.45314 | 1.0869 | 1.0007 | -0.060953 | -0.50479 | 0.053926 | 0.5112 | 1.239 | 4.0824 | 10.0302 | 9.1622 | 8.8109 | 7.8021 | 1.9859 | 1.0793 | 0.25172 | 0.16571 | 0.38227 | -0.1824 | 62.249 | 60.4298 | 58.6651 | 57.8835 | 57.4265 | 57.058 | 57.0364 | 57.2891 | 58.2801 | 61.9385 | 66.1702 | 70.7146 | 74.4369 | 76.4905 | 77.4768 | 78.1506 | 78.291 | 77.6791 | 76.1187 | 73.3856 | 69.9252 | 66.8892 | 64.4694 | 61.8289 | 5.11 | 4.1021 | 4.3927 | 3.9745 | 3.5695 | 3.9188 | 3.3307 | 3.0627 | 3.2262 | 3.5192 | 3.8578 | 4.7216 | 4.0585 | 4.0668 | 3.4478 | 3.1495 | 2.7384 | 3.1054 | 3.489 | 3.2849 | 3.4934 | 4.1126 | 4.2326 | 4.5711
Portfolio Adjusted1-in-10Size: Over 200kWOrange County2019April Monthly Peak | Portfolio Adjusted | 1-in-10 | Size: Over 200kW | Orange County | 2019 | April Monthly Peak | 4 | 121.4176 | 117.0751 | 113.3951 | 115.286 | 126.4751 | 156.7354 | 183.3755 | 199.0691 | 212.0167 | 219.789 | 227.5334 | 231.6301 | 232.7966 | 231.7903 | 224.7574 | 211.1439 | 196.9573 | 184.0389 | 173.3159 | 172.6548 | 167.1944 | 157.851 | 144.9588 | 135.5302 | 0.97704 | 0.78289 | 0.58836 | -0.12579 | -0.37838 | -0.23733 | 0.21732 | 0.35852 | 0.21133 | 0.13515 | -0.048714 | 0.22124 | 1.1152 | 4.0116 | 10.6213 | 9.7528 | 9.1594 | 8.1717 | 2.3935 | 0.66572 | -0.034255 | -0.08508 | -0.05741 | -0.32316 | 72.2809 | 70.2706 | 68.5193 | 66.688 | 65.7556 | 65.0297 | 64.3363 | 64.5128 | 67.6899 | 73.4009 | 79.8299 | 85.7586 | 89.6467 | 91.6464 | 92.407 | 93.0077 | 92.9835 | 92.1457 | 90.5663 | 86.9826 | 81.9031 | 77.8259 | 75.0252 | 72.7426 | 4.9395 | 3.9747 | 4.2647 | 3.8727 | 3.4755 | 3.8033 | 3.1987 | 2.9778 | 3.1839 | 3.5405 | 3.9296 | 4.8402 | 4.1686 | 4.175 | 3.5366 | 3.2375 | 2.8156 | 3.1783 | 3.4942 | 3.2935 | 3.5131 | 4.1265 | 4.2192 | 4.5348
Portfolio Adjusted1-in-10Size: Over 200kWOrange County2019May Monthly Peak | Portfolio Adjusted | 1-in-10 | Size: Over 200kW | Orange County | 2019 | May Monthly Peak | 5 | 123.904 | 119.2796 | 115.3757 | 117.4096 | 129.4386 | 160.7731 | 186.265 | 205.3 | 221.8915 | 231.7353 | 241.1055 | 245.3918 | 246.5118 | 245.5795 | 238.4833 | 223.667 | 208.2021 | 193.7994 | 181.9361 | 178.4061 | 174.6022 | 165.0487 | 151.1683 | 142.2518 | 0.19131 | 0.20667 | 0.058531 | -0.4208 | -0.72304 | -0.76536 | -0.42995 | -0.12932 | 0.42998 | 0.6556 | -0.13364 | -0.020074 | 1.0078 | 3.9407 | 11.1048 | 10.2032 | 9.3894 | 8.4231 | 2.7404 | 0.33216 | -0.26398 | -0.28657 | -0.40735 | -0.44028 | 75.719 | 73.8971 | 72.2923 | 71.6359 | 70.8698 | 69.8521 | 69.3128 | 69.6676 | 73.3184 | 79.2806 | 84.4973 | 88.3861 | 91.078 | 93.2878 | 94.6888 | 95.0793 | 94.963 | 93.9262 | 92.3118 | 89.6198 | 85.5495 | 81.0275 | 78.3504 | 76.0962 | 4.9946 | 4.0126 | 4.2996 | 3.9081 | 3.5244 | 3.8657 | 3.2195 | 3.043 | 3.3018 | 3.6989 | 4.126 | 5.081 | 4.3739 | 4.383 | 3.7184 | 3.3983 | 2.9492 | 3.3163 | 3.6346 | 3.3722 | 3.6353 | 4.2753 | 4.3598 | 4.7163
Portfolio Adjusted1-in-10Size: Over 200kWOrange County2019June Monthly Peak | Portfolio Adjusted | 1-in-10 | Size: Over 200kW | Orange County | 2019 | June Monthly Peak | 6 | 134.1647 | 129.3648 | 124.043 | 126.0893 | 136.5256 | 165.19 | 191.1689 | 209.0865 | 223.2244 | 231.3853 | 238.2795 | 240.5782 | 238.5467 | 236.8084 | 230.4861 | 219.7889 | 206.3018 | 192.6877 | 184.1891 | 180.9142 | 178.2196 | 170.111 | 156.5696 | 148.4655 | 0.45524 | 0.40639 | 0.22804 | -0.36253 | -0.66192 | -0.6339 | -0.25138 | 0.012821 | 0.37284 | 0.50893 | -0.10903 | 0.051255 | 1.0229 | 3.8848 | 10.7778 | 10.0621 | 9.3863 | 8.4263 | 2.7087 | 0.4394 | -0.20321 | -0.23744 | -0.31957 | -0.42951 | 73.6572 | 72.2303 | 70.9107 | 69.899 | 68.5816 | 67.7168 | 67.3297 | 68.1732 | 71.7158 | 77.0179 | 82.4997 | 87.2187 | 90.8893 | 93.5173 | 95.3758 | 96.2679 | 96.6094 | 95.4311 | 93.7978 | 90.6543 | 86.3854 | 82.3537 | 79.5929 | 77.4355 | 5.4081 | 4.3517 | 4.6224 | 4.1969 | 3.7173 | 3.9718 | 3.3041 | 3.099 | 3.3216 | 3.6932 | 4.0775 | 4.9812 | 4.2325 | 4.2263 | 3.5936 | 3.3392 | 2.9221 | 3.2972 | 3.6794 | 3.4195 | 3.7104 | 4.4063 | 4.5154 | 4.9222
Portfolio Adjusted1-in-10Size: Over 200kWOrange County2019July Monthly Peak | Portfolio Adjusted | 1-in-10 | Size: Over 200kW | Orange County | 2019 | July Monthly Peak | 7 | 137.862 | 132.6444 | 128.5797 | 130.4146 | 141.831 | 172.6348 | 199.5278 | 216.0294 | 229.4582 | 238.1164 | 245.3155 | 247.8224 | 246.8257 | 244.7838 | 239.4231 | 229.331 | 216.3354 | 203.1487 | 194.0198 | 189.2039 | 184.8014 | 176.5929 | 163.0808 | 154.5272 | -0.42507 | -0.2378 | -0.36307 | -0.69875 | -1.0541 | -1.2206 | -0.95655 | -0.50975 | 0.5983 | 1.0488 | -0.19536 | -0.20313 | 0.88578 | 3.7084 | 11.0307 | 10.3682 | 9.5397 | 8.6938 | 3.0953 | 0.083804 | -0.45126 | -0.45706 | -0.70619 | -0.55641 | 79.1768 | 77.7721 | 76.4444 | 75.0232 | 74.1061 | 73.2507 | 72.4141 | 72.8344 | 76.0007 | 80.9759 | 86.3436 | 91.0347 | 93.9734 | 95.4575 | 96.3777 | 96.1997 | 96.0252 | 95.6341 | 94.1024 | 91.4924 | 87.5684 | 83.6035 | 80.9978 | 79.276 | 5.6091 | 4.5038 | 4.8363 | 4.3815 | 3.8979 | 4.1896 | 3.4809 | 3.2319 | 3.4463 | 3.8362 | 4.2372 | 5.1792 | 4.4203 | 4.4096 | 3.7678 | 3.5168 | 3.0929 | 3.5087 | 3.9121 | 3.6097 | 3.8835 | 4.617 | 4.7472 | 5.1711
Portfolio Adjusted1-in-10Size: Over 200kWOrange County2019August Monthly Peak | Portfolio Adjusted | 1-in-10 | Size: Over 200kW | Orange County | 2019 | August Monthly Peak | 8 | 140.9035 | 134.9102 | 130.5334 | 132.8137 | 144.6052 | 176.601 | 206.5614 | 224.8431 | 240.7599 | 250.9964 | 259.2683 | 262.7408 | 262.4558 | 260.9411 | 254.6384 | 241.9012 | 226.8143 | 211.6555 | 200.6108 | 196.5399 | 191.2536 | 180.5084 | 166.3097 | 157.9971 | -1.0993 | -0.72684 | -0.81197 | -0.95184 | -1.3469 | -1.6646 | -1.5139 | -0.92713 | 0.79216 | 1.5088 | -0.27047 | -0.41304 | 0.80813 | 3.7145 | 11.6038 | 10.836 | 9.7703 | 8.9136 | 3.3828 | -0.1973 | -0.64839 | -0.624 | -0.99755 | -0.65037 | 79.4277 | 78.5372 | 77.6646 | 76.6675 | 76.0103 | 75.4665 | 75.4756 | 76.0699 | 78.7264 | 83.6147 | 88.6075 | 93.333 | 97.3579 | 99.6722 | 100.5665 | 101.3234 | 101.3716 | 100.3934 | 99.5864 | 96.8803 | 92.6727 | 88.8946 | 86.2476 | 84.1408 | 5.862 | 4.6839 | 5.0204 | 4.5626 | 4.0637 | 4.3824 | 3.6847 | 3.4395 | 3.6975 | 4.1348 | 4.5791 | 5.6147 | 4.8062 | 4.8065 | 4.0976 | 3.7932 | 3.3158 | 3.738 | 4.1361 | 3.8341 | 4.1096 | 4.8257 | 4.9503 | 5.4063
Portfolio Adjusted1-in-10Size: Over 200kWOrange County2019September Monthly Peak | Portfolio Adjusted | 1-in-10 | Size: Over 200kW | Orange County | 2019 | September Monthly Peak | 9 | 139.3157 | 134.0935 | 130.1498 | 132.1337 | 144.1087 | 175.9336 | 206.7419 | 226.2201 | 244.8277 | 255.4159 | 264.6431 | 268.9214 | 269.3253 | 267.7994 | 260.3464 | 245.7049 | 229.4829 | 213.3328 | 202.5491 | 201.4249 | 192.2188 | 181.5164 | 166.9225 | 157.8083 | -1.1174 | -0.74479 | -0.83008 | -0.95805 | -1.3549 | -1.6775 | -1.5395 | -0.95131 | 0.8133 | 1.5544 | -0.2791 | -0.43213 | 0.82292 | 3.8008 | 11.8578 | 11.0016 | 9.8744 | 8.9775 | 3.424 | -0.21572 | -0.66011 | -0.6348 | -1.0141 | -0.65336 | 81.356 | 80.3979 | 79.4948 | 79.0994 | 78.3554 | 78.0312 | 77.4013 | 76.8881 | 78.8828 | 82.9472 | 87.5264 | 92.1314 | 95.4446 | 97.4144 | 98.4101 | 99.0539 | 99.2127 | 97.9987 | 96.1313 | 92.8245 | 88.7784 | 85.3557 | 82.7134 | 80.5736 | 5.8036 | 4.6617 | 5.0123 | 4.5452 | 4.0551 | 4.3717 | 3.6929 | 3.4652 | 3.7649 | 4.2132 | 4.6802 | 5.7544 | 4.9385 | 4.9394 | 4.195 | 3.8579 | 3.3593 | 3.7726 | 4.1816 | 3.9346 | 4.1358 | 4.8591 | 4.9751 | 5.407
Portfolio Adjusted1-in-10Size: Over 200kWOrange County2019October Monthly Peak | Portfolio Adjusted | 1-in-10 | Size: Over 200kW | Orange County | 2019 | October Monthly Peak | 10 | 131.7111 | 126.8017 | 121.4675 | 122.2779 | 133.9807 | 164.7939 | 194.0913 | 210.1588 | 226.22 | 236.0647 | 246.4984 | 251.4364 | 252.8107 | 252.6587 | 245.3823 | 230.4017 | 214.1139 | 199.8996 | 193.6483 | 189.0706 | 178.6076 | 168.3708 | 155.6332 | 146.1833 | 0.20469 | 0.22068 | 0.062506 | -0.43777 | -0.74787 | -0.78367 | -0.44696 | -0.13158 | 0.43804 | 0.66703 | -0.1365 | -0.020163 | 1.0339 | 4.0548 | 11.4264 | 10.5106 | 9.6565 | 8.6886 | 2.9164 | 0.3526 | -0.26967 | -0.29202 | -0.41882 | -0.45229 | 76.1751 | 74.4181 | 73.0738 | 71.8405 | 70.8919 | 70.2011 | 69.6498 | 69.575 | 71.1208 | 75.4863 | 81.3498 | 87.054 | 91.841 | 95.0516 | 96.261 | 96.9285 | 96.808 | 95.2512 | 92.1635 | 87.5197 | 82.9167 | 79.8679 | 77.796 | 75.9451 | 5.3093 | 4.2656 | 4.5265 | 4.0701 | 3.6481 | 3.9624 | 3.3547 | 3.115 | 3.3662 | 3.768 | 4.2183 | 5.2062 | 4.4857 | 4.5093 | 3.8259 | 3.5006 | 3.0329 | 3.4207 | 3.8685 | 3.5738 | 3.7186 | 4.3613 | 4.4885 | 4.8467
Portfolio Adjusted1-in-10Size: Over 200kWOrange County2019November Monthly Peak | Portfolio Adjusted | 1-in-10 | Size: Over 200kW | Orange County | 2019 | November Monthly Peak | 11 | 123.8593 | 119.4323 | 115.9598 | 117.2767 | 128.6978 | 158.2524 | 184.1416 | 199.5041 | 212.7727 | 220.9246 | 228.9049 | 231.9584 | 232.5453 | 231.4774 | 224.3338 | 209.7309 | 196.2087 | 189.029 | 178.5733 | 172.7493 | 164.8504 | 156.0852 | 144.6012 | 136.6312 | 1.4133 | 1.1047 | 0.88247 | 0.023274 | -0.21232 | 0.026118 | 0.55098 | 0.61017 | 0.10851 | -0.11719 | -0.0087273 | 0.34597 | 1.1985 | 4.1571 | 10.6816 | 9.7496 | 9.2673 | 8.4851 | 2.3504 | 0.84427 | 0.077676 | 0.012539 | 0.11467 | -0.27556 | 70.2982 | 68.2132 | 67.6305 | 66.2581 | 65.1317 | 63.9942 | 64.2771 | 64.6347 | 66.9569 | 71.5038 | 77.7636 | 83.1343 | 86.4537 | 88.2053 | 89.2173 | 89.0944 | 87.8591 | 85.2464 | 81.7889 | 78.8132 | 76.1619 | 73.9464 | 72.0663 | 71.0832 | 5.1128 | 4.1142 | 4.4251 | 3.9974 | 3.5885 | 3.8965 | 3.2592 | 3.0281 | 3.2422 | 3.6111 | 4.0113 | 4.9183 | 4.2253 | 4.2306 | 3.5818 | 3.2631 | 2.846 | 3.3124 | 3.6531 | 3.3437 | 3.5147 | 4.1403 | 4.2706 | 4.6388
Portfolio Adjusted1-in-10Size: Over 200kWOrange County2019December Monthly Peak | Portfolio Adjusted | 1-in-10 | Size: Over 200kW | Orange County | 2019 | December Monthly Peak | 12 | 115.6878 | 111.3527 | 108.5126 | 108.7497 | 120.013 | 149.5512 | 176.9454 | 188.9727 | 197.3525 | 197.9558 | 199.5506 | 198.0044 | 194.8104 | 190.985 | 183.5308 | 172.1726 | 163.4073 | 160.313 | 154.6896 | 150.7204 | 144.9909 | 139.0612 | 129.7702 | 123.5657 | 1.9667 | 1.5041 | 1.2624 | 0.25458 | 0.069589 | 0.44193 | 1.0607 | 0.97277 | -0.05897 | -0.48171 | 0.050735 | 0.47178 | 1.1216 | 3.6368 | 8.848 | 8.0884 | 7.9156 | 7.3254 | 1.8695 | 0.9949 | 0.23118 | 0.15426 | 0.35927 | -0.17375 | 45.0121 | 44.3958 | 44.2294 | 44.5271 | 44.7579 | 44.6687 | 44.8633 | 44.7911 | 45.3751 | 46.5069 | 47.5693 | 49.0879 | 50.2161 | 50.7988 | 51.1026 | 51.0518 | 50.5501 | 49.6541 | 48.4326 | 47.2326 | 46.206 | 45.6598 | 45.2772 | 44.4028 | 4.9566 | 3.9814 | 4.298 | 3.8474 | 3.4732 | 3.8219 | 3.2506 | 2.9771 | 3.1213 | 3.3583 | 3.6295 | 4.3576 | 3.6739 | 3.6229 | 3.0414 | 2.7803 | 2.4601 | 2.9157 | 3.2845 | 3.028 | 3.2085 | 3.8286 | 3.9779 | 4.3543
Portfolio Adjusted1-in-10Size: Over 200kWOrange County2019Typical Event Day | Portfolio Adjusted | 1-in-10 | Size: Over 200kW | Orange County | 2019 | Typical Event Day | 8 | 140.0953 | 134.0888 | 129.7031 | 131.9852 | 143.6669 | 175.426 | 205.1655 | 222.655 | 237.621 | 246.7979 | 254.0851 | 256.9722 | 256.3632 | 254.9588 | 248.7656 | 236.3355 | 221.6578 | 207.0357 | 196.8436 | 193.0498 | 188.24 | 177.8549 | 163.9949 | 155.995 | -0.5433 | -0.32158 | -0.44046 | -0.74738 | -1.1133 | -1.3099 | -1.0712 | -0.59154 | 0.64691 | 1.1538 | -0.21291 | -0.2432 | 0.898 | 3.8232 | 11.4401 | 10.6683 | 9.7363 | 8.8364 | 3.1705 | 0.038459 | -0.48973 | -0.48635 | -0.75622 | -0.57524 | 78.4044 | 77.2343 | 76.1286 | 75.1723 | 74.2633 | 73.6163 | 73.1552 | 73.4914 | 76.3314 | 81.1389 | 86.2443 | 90.9295 | 94.4163 | 96.5153 | 97.6825 | 98.2112 | 98.3047 | 97.3643 | 95.9045 | 92.9629 | 88.8512 | 85.0519 | 82.3879 | 80.3565 | 5.7164 | 4.5659 | 4.8926 | 4.447 | 3.9597 | 4.2697 | 3.5895 | 3.3406 | 3.5792 | 3.9875 | 4.4013 | 5.3859 | 4.6044 | 4.6061 | 3.9262 | 3.6347 | 3.1782 | 3.5861 | 3.9805 | 3.6937 | 3.9672 | 4.6634 | 4.7876 | 5.2353
Portfolio Adjusted1-in-10Size: Over 200kWOrange County2020January Monthly Peak | Portfolio Adjusted | 1-in-10 | Size: Over 200kW | Orange County | 2020 | January Monthly Peak | 1 | 113.1992 | 109.3295 | 105.9632 | 106.8072 | 118.6865 | 149.9842 | 178.5474 | 191.8031 | 200.7499 | 199.7688 | 200.9448 | 200.4054 | 197.6812 | 192.846 | 184.8824 | 171.9631 | 160.8083 | 157.5319 | 153.1098 | 149.1307 | 144.0034 | 138.0282 | 129.2951 | 123.1965 | 1.9244 | 1.4768 | 1.2327 | 0.25003 | 0.06882 | 0.44321 | 1.0703 | 0.98734 | -0.059985 | -0.48612 | 0.05109 | 0.47751 | 1.1381 | 3.6722 | 8.9131 | 8.0785 | 7.7897 | 7.1984 | 1.8504 | 0.98441 | 0.22961 | 0.15312 | 0.35796 | -0.17323 | 45.8931 | 45.1063 | 44.1167 | 43.3859 | 43.0994 | 42.5301 | 42.0641 | 41.9828 | 42.4804 | 44.7706 | 47.3735 | 49.2111 | 51.0202 | 52.0168 | 52.6709 | 52.6256 | 51.4692 | 49.8313 | 47.3734 | 45.9957 | 45.1811 | 44.7333 | 44.1553 | 43.3964 | 4.8499 | 3.909 | 4.197 | 3.7786 | 3.4348 | 3.833 | 3.2801 | 3.0217 | 3.175 | 3.3891 | 3.6549 | 4.4104 | 3.728 | 3.6582 | 3.0638 | 2.7769 | 2.421 | 2.8651 | 3.251 | 2.996 | 3.1866 | 3.8001 | 3.9633 | 4.3413
Portfolio Adjusted1-in-10Size: Over 200kWOrange County2020February Monthly Peak | Portfolio Adjusted | 1-in-10 | Size: Over 200kW | Orange County | 2020 | February Monthly Peak | 2 | 113.8628 | 109.6114 | 107.0377 | 108.1371 | 119.982 | 150.5396 | 178.0965 | 190.91 | 199.6727 | 200.7508 | 202.8871 | 204.0524 | 202.5343 | 199.3911 | 192.3952 | 179.2758 | 166.9938 | 161.0867 | 157.6002 | 152.9385 | 147.3864 | 140.1751 | 130.1472 | 123.3213 | 1.9356 | 1.4806 | 1.2452 | 0.25315 | 0.069571 | 0.44485 | 1.0676 | 0.98274 | -0.059664 | -0.48851 | 0.051583 | 0.48619 | 1.1661 | 3.7969 | 9.2753 | 8.4221 | 8.0893 | 7.3608 | 1.9047 | 1.0095 | 0.235 | 0.1555 | 0.36031 | -0.1734 | 51.4966 | 51.8111 | 51.3969 | 50.8739 | 50.772 | 50.0418 | 48.9324 | 49.3705 | 50.3757 | 52.6237 | 54.7973 | 55.8279 | 56.6542 | 57.9012 | 59.0223 | 59.3021 | 58.486 | 58.0908 | 56.5296 | 55.0778 | 53.8722 | 52.3773 | 51.6546 | 50.8679 | 4.8784 | 3.9191 | 4.2396 | 3.8257 | 3.4723 | 3.8472 | 3.2718 | 3.0076 | 3.158 | 3.4057 | 3.6902 | 4.4907 | 3.8195 | 3.7824 | 3.1883 | 2.895 | 2.5141 | 2.9298 | 3.3463 | 3.0725 | 3.2615 | 3.8592 | 3.9895 | 4.3457
Portfolio Adjusted1-in-10Size: Over 200kWOrange County2020March Monthly Peak | Portfolio Adjusted | 1-in-10 | Size: Over 200kW | Orange County | 2020 | March Monthly Peak | 3 | 119.2679 | 114.7295 | 110.9043 | 112.3432 | 123.3395 | 153.3432 | 181.3065 | 194.4066 | 203.9894 | 207.441 | 212.1001 | 214.5481 | 215.2072 | 214.387 | 208.0537 | 195.0309 | 181.8898 | 170.7437 | 164.3197 | 163.509 | 157.8672 | 149.3788 | 138.0791 | 129.7189 | 2.0275 | 1.5498 | 1.2902 | 0.26299 | 0.071518 | 0.45314 | 1.0869 | 1.0007 | -0.060953 | -0.50479 | 0.053926 | 0.5112 | 1.239 | 4.0824 | 10.0302 | 9.1622 | 8.8109 | 7.8021 | 1.9859 | 1.0793 | 0.25172 | 0.16571 | 0.38227 | -0.1824 | 62.249 | 60.4298 | 58.6651 | 57.8835 | 57.4265 | 57.058 | 57.0364 | 57.2891 | 58.2801 | 61.9385 | 66.1702 | 70.7146 | 74.4369 | 76.4905 | 77.4768 | 78.1506 | 78.291 | 77.6791 | 76.1187 | 73.3856 | 69.9252 | 66.8892 | 64.4694 | 61.8289 | 5.11 | 4.1021 | 4.3927 | 3.9745 | 3.5695 | 3.9188 | 3.3307 | 3.0627 | 3.2262 | 3.5192 | 3.8578 | 4.7216 | 4.0585 | 4.0668 | 3.4478 | 3.1495 | 2.7384 | 3.1054 | 3.489 | 3.2849 | 3.4934 | 4.1126 | 4.2326 | 4.5711
Portfolio Adjusted1-in-10Size: Over 200kWOrange County2020April Monthly Peak | Portfolio Adjusted | 1-in-10 | Size: Over 200kW | Orange County | 2020 | April Monthly Peak | 4 | 121.4176 | 117.0751 | 113.3951 | 115.286 | 126.4751 | 156.7354 | 183.3755 | 199.0691 | 212.0167 | 219.789 | 227.5334 | 231.6301 | 232.7966 | 231.7903 | 224.7574 | 211.1439 | 196.9573 | 184.0389 | 173.3159 | 172.6548 | 167.1944 | 157.851 | 144.9588 | 135.5302 | 0.97704 | 0.78289 | 0.58836 | -0.12579 | -0.37838 | -0.23733 | 0.21732 | 0.35852 | 0.21133 | 0.13515 | -0.048714 | 0.22124 | 1.1152 | 4.0116 | 10.6213 | 9.7528 | 9.1594 | 8.1717 | 2.3935 | 0.66572 | -0.034255 | -0.08508 | -0.05741 | -0.32316 | 72.2809 | 70.2706 | 68.5193 | 66.688 | 65.7556 | 65.0297 | 64.3363 | 64.5128 | 67.6899 | 73.4009 | 79.8299 | 85.7586 | 89.6467 | 91.6464 | 92.4071 | 93.0077 | 92.9835 | 92.1457 | 90.5663 | 86.9826 | 81.9031 | 77.8259 | 75.0252 | 72.7426 | 4.9395 | 3.9747 | 4.2647 | 3.8727 | 3.4755 | 3.8033 | 3.1987 | 2.9778 | 3.1839 | 3.5405 | 3.9296 | 4.8402 | 4.1686 | 4.175 | 3.5366 | 3.2375 | 2.8156 | 3.1783 | 3.4942 | 3.2935 | 3.5131 | 4.1265 | 4.2192 | 4.5348
Portfolio Adjusted1-in-10Size: Over 200kWOrange County2020May Monthly Peak | Portfolio Adjusted | 1-in-10 | Size: Over 200kW | Orange County | 2020 | May Monthly Peak | 5 | 123.904 | 119.2796 | 115.3757 | 117.4096 | 129.4386 | 160.7731 | 186.265 | 205.3 | 221.8915 | 231.7353 | 241.1055 | 245.3918 | 246.5118 | 245.5795 | 238.4833 | 223.667 | 208.2021 | 193.7994 | 181.9361 | 178.4061 | 174.6022 | 165.0487 | 151.1683 | 142.2518 | 0.19131 | 0.20667 | 0.058531 | -0.4208 | -0.72304 | -0.76536 | -0.42995 | -0.12932 | 0.42998 | 0.6556 | -0.13364 | -0.020074 | 1.0078 | 3.9407 | 11.1048 | 10.2032 | 9.3894 | 8.4231 | 2.7404 | 0.33216 | -0.26398 | -0.28657 | -0.40735 | -0.44028 | 75.719 | 73.8971 | 72.2923 | 71.6359 | 70.8698 | 69.8521 | 69.3128 | 69.6676 | 73.3184 | 79.2806 | 84.4973 | 88.3861 | 91.078 | 93.2878 | 94.6888 | 95.0793 | 94.963 | 93.9262 | 92.3118 | 89.6198 | 85.5495 | 81.0275 | 78.3504 | 76.0962 | 4.9946 | 4.0126 | 4.2996 | 3.9081 | 3.5244 | 3.8657 | 3.2195 | 3.043 | 3.3018 | 3.6989 | 4.126 | 5.081 | 4.3739 | 4.383 | 3.7184 | 3.3983 | 2.9492 | 3.3163 | 3.6346 | 3.3722 | 3.6353 | 4.2753 | 4.3598 | 4.7163
Portfolio Adjusted1-in-10Size: Over 200kWOrange County2020June Monthly Peak | Portfolio Adjusted | 1-in-10 | Size: Over 200kW | Orange County | 2020 | June Monthly Peak | 6 | 134.1647 | 129.3648 | 124.043 | 126.0893 | 136.5256 | 165.19 | 191.1689 | 209.0865 | 223.2244 | 231.3853 | 238.2795 | 240.5782 | 238.5467 | 236.8084 | 230.4861 | 219.7889 | 206.3018 | 192.6877 | 184.1891 | 180.9142 | 178.2196 | 170.111 | 156.5696 | 148.4655 | 0.45524 | 0.40639 | 0.22804 | -0.36253 | -0.66192 | -0.6339 | -0.25138 | 0.012821 | 0.37284 | 0.50893 | -0.10903 | 0.051255 | 1.0229 | 3.8848 | 10.7778 | 10.0621 | 9.3863 | 8.4263 | 2.7087 | 0.4394 | -0.20321 | -0.23744 | -0.31957 | -0.42951 | 73.6572 | 72.2303 | 70.9107 | 69.899 | 68.5816 | 67.7168 | 67.3297 | 68.1732 | 71.7158 | 77.0179 | 82.4997 | 87.2187 | 90.8893 | 93.5173 | 95.3758 | 96.2679 | 96.6094 | 95.4311 | 93.7978 | 90.6543 | 86.3854 | 82.3537 | 79.5929 | 77.4355 | 5.4081 | 4.3517 | 4.6224 | 4.1969 | 3.7173 | 3.9718 | 3.3041 | 3.099 | 3.3216 | 3.6932 | 4.0775 | 4.9812 | 4.2325 | 4.2263 | 3.5936 | 3.3392 | 2.9221 | 3.2972 | 3.6794 | 3.4195 | 3.7104 | 4.4063 | 4.5154 | 4.9222
Portfolio Adjusted1-in-10Size: Over 200kWOrange County2020July Monthly Peak | Portfolio Adjusted | 1-in-10 | Size: Over 200kW | Orange County | 2020 | July Monthly Peak | 7 | 137.862 | 132.6444 | 128.5797 | 130.4145 | 141.831 | 172.6348 | 199.5278 | 216.0294 | 229.4582 | 238.1163 | 245.3155 | 247.8224 | 246.8257 | 244.7838 | 239.4231 | 229.331 | 216.3354 | 203.1487 | 194.0198 | 189.2039 | 184.8014 | 176.5929 | 163.0808 | 154.5272 | -0.42507 | -0.2378 | -0.36307 | -0.69875 | -1.0541 | -1.2206 | -0.95655 | -0.50975 | 0.5983 | 1.0488 | -0.19536 | -0.20313 | 0.88578 | 3.7084 | 11.0307 | 10.3682 | 9.5397 | 8.6938 | 3.0953 | 0.083804 | -0.45126 | -0.45706 | -0.70619 | -0.55641 | 79.1768 | 77.7721 | 76.4444 | 75.0232 | 74.1061 | 73.2507 | 72.4141 | 72.8344 | 76.0007 | 80.9759 | 86.3436 | 91.0347 | 93.9734 | 95.4575 | 96.3777 | 96.1997 | 96.0252 | 95.6341 | 94.1024 | 91.4924 | 87.5684 | 83.6035 | 80.9978 | 79.276 | 5.6091 | 4.5038 | 4.8363 | 4.3815 | 3.8979 | 4.1896 | 3.4809 | 3.2319 | 3.4463 | 3.8362 | 4.2372 | 5.1792 | 4.4203 | 4.4096 | 3.7678 | 3.5168 | 3.0929 | 3.5087 | 3.9121 | 3.6097 | 3.8835 | 4.617 | 4.7472 | 5.1711
Portfolio Adjusted1-in-10Size: Over 200kWOrange County2020August Monthly Peak | Portfolio Adjusted | 1-in-10 | Size: Over 200kW | Orange County | 2020 | August Monthly Peak | 8 | 140.9035 | 134.9102 | 130.5334 | 132.8137 | 144.6053 | 176.601 | 206.5614 | 224.8431 | 240.7599 | 250.9964 | 259.2683 | 262.7408 | 262.4558 | 260.9411 | 254.6384 | 241.9012 | 226.8144 | 211.6555 | 200.6108 | 196.5399 | 191.2536 | 180.5084 | 166.3097 | 157.9971 | -1.0993 | -0.72684 | -0.81197 | -0.95184 | -1.3469 | -1.6646 | -1.5139 | -0.92713 | 0.79216 | 1.5088 | -0.27047 | -0.41304 | 0.80813 | 3.7145 | 11.6038 | 10.836 | 9.7704 | 8.9136 | 3.3828 | -0.1973 | -0.64839 | -0.624 | -0.99755 | -0.65037 | 79.4277 | 78.5372 | 77.6646 | 76.6675 | 76.0103 | 75.4665 | 75.4756 | 76.0699 | 78.7264 | 83.6147 | 88.6075 | 93.333 | 97.3579 | 99.6722 | 100.5665 | 101.3234 | 101.3716 | 100.3934 | 99.5864 | 96.8803 | 92.6727 | 88.8945 | 86.2476 | 84.1408 | 5.862 | 4.6839 | 5.0204 | 4.5626 | 4.0637 | 4.3824 | 3.6847 | 3.4395 | 3.6975 | 4.1348 | 4.5791 | 5.6147 | 4.8062 | 4.8065 | 4.0976 | 3.7932 | 3.3158 | 3.738 | 4.1361 | 3.8341 | 4.1096 | 4.8257 | 4.9503 | 5.4063
Portfolio Adjusted1-in-10Size: Over 200kWOrange County2020September Monthly Peak | Portfolio Adjusted | 1-in-10 | Size: Over 200kW | Orange County | 2020 | September Monthly Peak | 9 | 139.3157 | 134.0935 | 130.1498 | 132.1337 | 144.1087 | 175.9335 | 206.7419 | 226.2201 | 244.8277 | 255.4159 | 264.6431 | 268.9214 | 269.3253 | 267.7994 | 260.3464 | 245.7049 | 229.4829 | 213.3328 | 202.5491 | 201.4249 | 192.2187 | 181.5164 | 166.9225 | 157.8083 | -1.1174 | -0.74479 | -0.83008 | -0.95805 | -1.3549 | -1.6775 | -1.5395 | -0.95131 | 0.8133 | 1.5544 | -0.2791 | -0.43213 | 0.82292 | 3.8008 | 11.8578 | 11.0016 | 9.8744 | 8.9775 | 3.424 | -0.21572 | -0.66011 | -0.6348 | -1.0141 | -0.65336 | 81.356 | 80.3979 | 79.4948 | 79.0994 | 78.3554 | 78.0312 | 77.4013 | 76.8881 | 78.8828 | 82.9472 | 87.5264 | 92.1314 | 95.4446 | 97.4144 | 98.4101 | 99.0539 | 99.2127 | 97.9987 | 96.1312 | 92.8245 | 88.7784 | 85.3557 | 82.7134 | 80.5736 | 5.8036 | 4.6617 | 5.0123 | 4.5452 | 4.0551 | 4.3717 | 3.6929 | 3.4652 | 3.7649 | 4.2132 | 4.6802 | 5.7544 | 4.9385 | 4.9394 | 4.195 | 3.8579 | 3.3593 | 3.7726 | 4.1816 | 3.9346 | 4.1358 | 4.8591 | 4.9751 | 5.407
Portfolio Adjusted1-in-10Size: Over 200kWOrange County2020October Monthly Peak | Portfolio Adjusted | 1-in-10 | Size: Over 200kW | Orange County | 2020 | October Monthly Peak | 10 | 131.7111 | 126.8017 | 121.4675 | 122.2779 | 133.9807 | 164.7939 | 194.0913 | 210.1588 | 226.22 | 236.0647 | 246.4983 | 251.4364 | 252.8107 | 252.6587 | 245.3823 | 230.4017 | 214.1139 | 199.8996 | 193.6483 | 189.0706 | 178.6076 | 168.3708 | 155.6332 | 146.1833 | 0.20469 | 0.22068 | 0.062506 | -0.43777 | -0.74787 | -0.78367 | -0.44696 | -0.13158 | 0.43804 | 0.66703 | -0.1365 | -0.020163 | 1.0339 | 4.0548 | 11.4264 | 10.5106 | 9.6565 | 8.6886 | 2.9164 | 0.3526 | -0.26967 | -0.29202 | -0.41882 | -0.45229 | 76.1751 | 74.4181 | 73.0738 | 71.8405 | 70.8919 | 70.2011 | 69.6498 | 69.575 | 71.1208 | 75.4863 | 81.3498 | 87.054 | 91.841 | 95.0516 | 96.261 | 96.9285 | 96.808 | 95.2512 | 92.1635 | 87.5197 | 82.9167 | 79.8679 | 77.796 | 75.9451 | 5.3093 | 4.2656 | 4.5265 | 4.0701 | 3.6481 | 3.9624 | 3.3547 | 3.115 | 3.3662 | 3.768 | 4.2183 | 5.2062 | 4.4857 | 4.5093 | 3.8259 | 3.5006 | 3.0329 | 3.4207 | 3.8685 | 3.5738 | 3.7186 | 4.3613 | 4.4885 | 4.8467
Portfolio Adjusted1-in-10Size: Over 200kWOrange County2020November Monthly Peak | Portfolio Adjusted | 1-in-10 | Size: Over 200kW | Orange County | 2020 | November Monthly Peak | 11 | 123.8593 | 119.4323 | 115.9598 | 117.2767 | 128.6978 | 158.2524 | 184.1416 | 199.5041 | 212.7727 | 220.9246 | 228.9049 | 231.9584 | 232.5453 | 231.4774 | 224.3338 | 209.7309 | 196.2087 | 189.029 | 178.5733 | 172.7493 | 164.8505 | 156.0852 | 144.6012 | 136.6312 | 1.4133 | 1.1047 | 0.88247 | 0.023274 | -0.21232 | 0.026118 | 0.55098 | 0.61017 | 0.10851 | -0.11719 | -0.0087273 | 0.34597 | 1.1985 | 4.1571 | 10.6816 | 9.7496 | 9.2673 | 8.4851 | 2.3504 | 0.84427 | 0.077676 | 0.012539 | 0.11467 | -0.27556 | 70.2982 | 68.2132 | 67.6305 | 66.2581 | 65.1317 | 63.9942 | 64.2771 | 64.6347 | 66.9569 | 71.5038 | 77.7636 | 83.1343 | 86.4537 | 88.2053 | 89.2173 | 89.0944 | 87.8591 | 85.2463 | 81.7889 | 78.8132 | 76.1619 | 73.9464 | 72.0663 | 71.0832 | 5.1128 | 4.1142 | 4.4251 | 3.9974 | 3.5885 | 3.8965 | 3.2592 | 3.0281 | 3.2422 | 3.6111 | 4.0113 | 4.9183 | 4.2253 | 4.2306 | 3.5818 | 3.2631 | 2.846 | 3.3124 | 3.6531 | 3.3437 | 3.5147 | 4.1403 | 4.2706 | 4.6388
Portfolio Adjusted1-in-10Size: Over 200kWOrange County2020December Monthly Peak | Portfolio Adjusted | 1-in-10 | Size: Over 200kW | Orange County | 2020 | December Monthly Peak | 12 | 115.6878 | 111.3527 | 108.5126 | 108.7497 | 120.013 | 149.5512 | 176.9454 | 188.9727 | 197.3525 | 197.9558 | 199.5506 | 198.0044 | 194.8104 | 190.985 | 183.5308 | 172.1726 | 163.4073 | 160.313 | 154.6896 | 150.7204 | 144.9909 | 139.0613 | 129.7703 | 123.5657 | 1.9667 | 1.5041 | 1.2624 | 0.25458 | 0.069589 | 0.44193 | 1.0607 | 0.97277 | -0.05897 | -0.48171 | 0.050735 | 0.47178 | 1.1216 | 3.6368 | 8.848 | 8.0884 | 7.9156 | 7.3254 | 1.8695 | 0.9949 | 0.23118 | 0.15426 | 0.35927 | -0.17375 | 45.0121 | 44.3958 | 44.2294 | 44.5271 | 44.7579 | 44.6687 | 44.8633 | 44.7911 | 45.3751 | 46.5069 | 47.5693 | 49.0879 | 50.2161 | 50.7988 | 51.1026 | 51.0518 | 50.5501 | 49.6541 | 48.4326 | 47.2326 | 46.206 | 45.6598 | 45.2772 | 44.4028 | 4.9566 | 3.9813 | 4.298 | 3.8474 | 3.4732 | 3.8219 | 3.2506 | 2.9771 | 3.1213 | 3.3583 | 3.6295 | 4.3576 | 3.6739 | 3.6229 | 3.0414 | 2.7803 | 2.4601 | 2.9157 | 3.2845 | 3.028 | 3.2085 | 3.8286 | 3.9779 | 4.3543
Portfolio Adjusted1-in-10Size: Over 200kWOrange County2020Typical Event Day | Portfolio Adjusted | 1-in-10 | Size: Over 200kW | Orange County | 2020 | Typical Event Day | 8 | 140.0953 | 134.0888 | 129.7031 | 131.9852 | 143.6669 | 175.426 | 205.1655 | 222.655 | 237.621 | 246.7979 | 254.0851 | 256.9722 | 256.3632 | 254.9588 | 248.7656 | 236.3355 | 221.6578 | 207.0357 | 196.8436 | 193.0498 | 188.24 | 177.8549 | 163.9949 | 155.995 | -0.5433 | -0.32158 | -0.44046 | -0.74738 | -1.1133 | -1.3099 | -1.0712 | -0.59154 | 0.64691 | 1.1538 | -0.21291 | -0.2432 | 0.898 | 3.8232 | 11.4401 | 10.6683 | 9.7363 | 8.8364 | 3.1705 | 0.038459 | -0.48973 | -0.48635 | -0.75622 | -0.57524 | 78.4044 | 77.2344 | 76.1286 | 75.1723 | 74.2633 | 73.6163 | 73.1552 | 73.4914 | 76.3314 | 81.1389 | 86.2443 | 90.9295 | 94.4163 | 96.5153 | 97.6825 | 98.2112 | 98.3047 | 97.3643 | 95.9045 | 92.9629 | 88.8512 | 85.0519 | 82.3879 | 80.3565 | 5.7164 | 4.5659 | 4.8926 | 4.447 | 3.9597 | 4.2697 | 3.5895 | 3.3406 | 3.5792 | 3.9875 | 4.4013 | 5.3859 | 4.6044 | 4.6061 | 3.9262 | 3.6347 | 3.1782 | 3.5861 | 3.9805 | 3.6937 | 3.9672 | 4.6634 | 4.7876 | 5.2353
Portfolio Adjusted1-in-10Size: Over 200kWOrange County2021January Monthly Peak | Portfolio Adjusted | 1-in-10 | Size: Over 200kW | Orange County | 2021 | January Monthly Peak | 1 | 113.1992 | 109.3295 | 105.9632 | 106.8072 | 118.6865 | 149.9842 | 178.5474 | 191.8031 | 200.7499 | 199.7688 | 200.9448 | 200.4054 | 197.6812 | 192.846 | 184.8824 | 171.9631 | 160.8083 | 157.5319 | 153.1098 | 149.1307 | 144.0034 | 138.0282 | 129.2951 | 123.1965 | 1.9244 | 1.4768 | 1.2327 | 0.25003 | 0.06882 | 0.44321 | 1.0703 | 0.98734 | -0.059985 | -0.48612 | 0.05109 | 0.47751 | 1.1381 | 3.6722 | 8.9131 | 8.0785 | 7.7897 | 7.1984 | 1.8504 | 0.98441 | 0.22961 | 0.15312 | 0.35796 | -0.17323 | 45.8931 | 45.1063 | 44.1167 | 43.3859 | 43.0994 | 42.5301 | 42.0641 | 41.9828 | 42.4804 | 44.7706 | 47.3735 | 49.2111 | 51.0202 | 52.0168 | 52.6709 | 52.6256 | 51.4692 | 49.8313 | 47.3734 | 45.9957 | 45.1811 | 44.7333 | 44.1553 | 43.3964 | 4.8499 | 3.909 | 4.197 | 3.7786 | 3.4348 | 3.833 | 3.2801 | 3.0217 | 3.175 | 3.3891 | 3.6549 | 4.4104 | 3.728 | 3.6582 | 3.0638 | 2.7769 | 2.421 | 2.8651 | 3.251 | 2.996 | 3.1866 | 3.8001 | 3.9633 | 4.3413
Portfolio Adjusted1-in-10Size: Over 200kWOrange County2021February Monthly Peak | Portfolio Adjusted | 1-in-10 | Size: Over 200kW | Orange County | 2021 | February Monthly Peak | 2 | 113.8628 | 109.6114 | 107.0377 | 108.1371 | 119.982 | 150.5396 | 178.0965 | 190.91 | 199.6727 | 200.7508 | 202.8871 | 204.0524 | 202.5343 | 199.3911 | 192.3952 | 179.2758 | 166.9938 | 161.0867 | 157.6002 | 152.9385 | 147.3864 | 140.1751 | 130.1472 | 123.3213 | 1.9356 | 1.4806 | 1.2452 | 0.25315 | 0.069571 | 0.44485 | 1.0676 | 0.98274 | -0.059664 | -0.48851 | 0.051583 | 0.48619 | 1.1661 | 3.7969 | 9.2753 | 8.4221 | 8.0893 | 7.3608 | 1.9047 | 1.0095 | 0.235 | 0.1555 | 0.36031 | -0.1734 | 51.4966 | 51.8111 | 51.3969 | 50.8739 | 50.772 | 50.0418 | 48.9324 | 49.3705 | 50.3757 | 52.6237 | 54.7973 | 55.8279 | 56.6542 | 57.9012 | 59.0223 | 59.3021 | 58.486 | 58.0908 | 56.5296 | 55.0778 | 53.8722 | 52.3773 | 51.6546 | 50.8679 | 4.8784 | 3.9191 | 4.2396 | 3.8257 | 3.4723 | 3.8472 | 3.2718 | 3.0076 | 3.158 | 3.4057 | 3.6902 | 4.4907 | 3.8195 | 3.7824 | 3.1883 | 2.895 | 2.5141 | 2.9298 | 3.3463 | 3.0725 | 3.2615 | 3.8592 | 3.9895 | 4.3457
Portfolio Adjusted1-in-10Size: Over 200kWOrange County2021March Monthly Peak | Portfolio Adjusted | 1-in-10 | Size: Over 200kW | Orange County | 2021 | March Monthly Peak | 3 | 119.2679 | 114.7295 | 110.9043 | 112.3432 | 123.3395 | 153.3432 | 181.3065 | 194.4066 | 203.9894 | 207.441 | 212.1001 | 214.5481 | 215.2072 | 214.3871 | 208.0537 | 195.0309 | 181.8898 | 170.7437 | 164.3197 | 163.509 | 157.8672 | 149.3788 | 138.0791 | 129.7189 | 2.0275 | 1.5498 | 1.2902 | 0.26299 | 0.071518 | 0.45314 | 1.0869 | 1.0007 | -0.060953 | -0.50479 | 0.053926 | 0.5112 | 1.239 | 4.0824 | 10.0302 | 9.1622 | 8.8109 | 7.8021 | 1.9859 | 1.0793 | 0.25172 | 0.16571 | 0.38227 | -0.1824 | 62.249 | 60.4298 | 58.6651 | 57.8835 | 57.4265 | 57.058 | 57.0364 | 57.2891 | 58.2801 | 61.9385 | 66.1702 | 70.7146 | 74.4369 | 76.4905 | 77.4768 | 78.1506 | 78.291 | 77.6791 | 76.1187 | 73.3856 | 69.9252 | 66.8892 | 64.4694 | 61.8289 | 5.11 | 4.1021 | 4.3927 | 3.9745 | 3.5695 | 3.9188 | 3.3307 | 3.0627 | 3.2262 | 3.5192 | 3.8578 | 4.7216 | 4.0585 | 4.0668 | 3.4478 | 3.1495 | 2.7384 | 3.1054 | 3.489 | 3.2849 | 3.4934 | 4.1126 | 4.2326 | 4.5711
Portfolio Adjusted1-in-10Size: Over 200kWOrange County2021April Monthly Peak | Portfolio Adjusted | 1-in-10 | Size: Over 200kW | Orange County | 2021 | April Monthly Peak | 4 | 121.4176 | 117.0751 | 113.3951 | 115.286 | 126.4751 | 156.7354 | 183.3755 | 199.0691 | 212.0167 | 219.789 | 227.5334 | 231.6301 | 232.7966 | 231.7903 | 224.7574 | 211.1439 | 196.9572 | 184.0389 | 173.3159 | 172.6548 | 167.1944 | 157.851 | 144.9588 | 135.5302 | 0.97704 | 0.78289 | 0.58836 | -0.12579 | -0.37838 | -0.23733 | 0.21732 | 0.35852 | 0.21133 | 0.13515 | -0.048714 | 0.22124 | 1.1152 | 4.0116 | 10.6213 | 9.7528 | 9.1594 | 8.1717 | 2.3935 | 0.66572 | -0.034255 | -0.08508 | -0.05741 | -0.32316 | 72.2809 | 70.2706 | 68.5193 | 66.688 | 65.7556 | 65.0297 | 64.3363 | 64.5128 | 67.6899 | 73.4009 | 79.8299 | 85.7586 | 89.6467 | 91.6464 | 92.407 | 93.0077 | 92.9835 | 92.1457 | 90.5663 | 86.9826 | 81.9031 | 77.8259 | 75.0252 | 72.7426 | 4.9395 | 3.9747 | 4.2647 | 3.8727 | 3.4755 | 3.8033 | 3.1987 | 2.9778 | 3.1839 | 3.5405 | 3.9296 | 4.8402 | 4.1686 | 4.175 | 3.5366 | 3.2375 | 2.8156 | 3.1783 | 3.4942 | 3.2935 | 3.5131 | 4.1265 | 4.2192 | 4.5348
Portfolio Adjusted1-in-10Size: Over 200kWOrange County2021May Monthly Peak | Portfolio Adjusted | 1-in-10 | Size: Over 200kW | Orange County | 2021 | May Monthly Peak | 5 | 123.904 | 119.2796 | 115.3757 | 117.4096 | 129.4386 | 160.7731 | 186.2649 | 205.3 | 221.8915 | 231.7353 | 241.1055 | 245.3918 | 246.5118 | 245.5795 | 238.4833 | 223.667 | 208.2021 | 193.7994 | 181.9361 | 178.4061 | 174.6022 | 165.0487 | 151.1683 | 142.2518 | 0.19131 | 0.20667 | 0.058531 | -0.4208 | -0.72304 | -0.76536 | -0.42995 | -0.12932 | 0.42998 | 0.6556 | -0.13364 | -0.020074 | 1.0078 | 3.9407 | 11.1048 | 10.2032 | 9.3894 | 8.4231 | 2.7404 | 0.33216 | -0.26398 | -0.28657 | -0.40735 | -0.44028 | 75.719 | 73.8971 | 72.2923 | 71.6359 | 70.8698 | 69.8521 | 69.3128 | 69.6676 | 73.3184 | 79.2806 | 84.4973 | 88.3861 | 91.078 | 93.2878 | 94.6888 | 95.0793 | 94.963 | 93.9262 | 92.3118 | 89.6198 | 85.5495 | 81.0275 | 78.3504 | 76.0962 | 4.9946 | 4.0126 | 4.2996 | 3.9081 | 3.5244 | 3.8657 | 3.2195 | 3.043 | 3.3018 | 3.6989 | 4.126 | 5.081 | 4.3739 | 4.383 | 3.7184 | 3.3983 | 2.9492 | 3.3163 | 3.6346 | 3.3722 | 3.6353 | 4.2753 | 4.3598 | 4.7163
Portfolio Adjusted1-in-10Size: Over 200kWOrange County2021June Monthly Peak | Portfolio Adjusted | 1-in-10 | Size: Over 200kW | Orange County | 2021 | June Monthly Peak | 6 | 134.1647 | 129.3648 | 124.043 | 126.0893 | 136.5256 | 165.19 | 191.1689 | 209.0865 | 223.2244 | 231.3853 | 238.2795 | 240.5782 | 238.5467 | 236.8084 | 230.4861 | 219.7889 | 206.3018 | 192.6877 | 184.1891 | 180.9142 | 178.2196 | 170.111 | 156.5696 | 148.4655 | 0.45524 | 0.40639 | 0.22804 | -0.36253 | -0.66192 | -0.6339 | -0.25138 | 0.012821 | 0.37284 | 0.50893 | -0.10903 | 0.051255 | 1.0229 | 3.8848 | 10.7778 | 10.0621 | 9.3863 | 8.4263 | 2.7087 | 0.4394 | -0.20321 | -0.23744 | -0.31957 | -0.42951 | 73.6572 | 72.2303 | 70.9107 | 69.899 | 68.5816 | 67.7168 | 67.3297 | 68.1732 | 71.7158 | 77.0179 | 82.4997 | 87.2187 | 90.8893 | 93.5173 | 95.3758 | 96.2679 | 96.6094 | 95.4311 | 93.7978 | 90.6543 | 86.3854 | 82.3537 | 79.5929 | 77.4355 | 5.4081 | 4.3517 | 4.6224 | 4.1969 | 3.7173 | 3.9718 | 3.3041 | 3.099 | 3.3216 | 3.6932 | 4.0775 | 4.9812 | 4.2325 | 4.2263 | 3.5936 | 3.3392 | 2.9221 | 3.2972 | 3.6794 | 3.4195 | 3.7104 | 4.4063 | 4.5154 | 4.9222
Portfolio Adjusted1-in-10Size: Over 200kWOrange County2021July Monthly Peak | Portfolio Adjusted | 1-in-10 | Size: Over 200kW | Orange County | 2021 | July Monthly Peak | 7 | 137.862 | 132.6444 | 128.5797 | 130.4146 | 141.831 | 172.6348 | 199.5278 | 216.0294 | 229.4582 | 238.1163 | 245.3155 | 247.8224 | 246.8257 | 244.7838 | 239.4231 | 229.331 | 216.3354 | 203.1487 | 194.0198 | 189.2039 | 184.8014 | 176.5929 | 163.0808 | 154.5272 | -0.42507 | -0.2378 | -0.36307 | -0.69875 | -1.0541 | -1.2206 | -0.95655 | -0.50975 | 0.5983 | 1.0488 | -0.19536 | -0.20313 | 0.88578 | 3.7084 | 11.0307 | 10.3682 | 9.5397 | 8.6938 | 3.0953 | 0.083804 | -0.45126 | -0.45706 | -0.70619 | -0.55641 | 79.1768 | 77.7721 | 76.4444 | 75.0232 | 74.1061 | 73.2507 | 72.4141 | 72.8344 | 76.0007 | 80.9759 | 86.3436 | 91.0347 | 93.9734 | 95.4575 | 96.3777 | 96.1997 | 96.0252 | 95.6341 | 94.1024 | 91.4924 | 87.5684 | 83.6035 | 80.9978 | 79.276 | 5.6091 | 4.5038 | 4.8363 | 4.3815 | 3.8979 | 4.1896 | 3.4809 | 3.2319 | 3.4463 | 3.8362 | 4.2372 | 5.1792 | 4.4203 | 4.4096 | 3.7678 | 3.5168 | 3.0929 | 3.5087 | 3.9121 | 3.6097 | 3.8835 | 4.617 | 4.7472 | 5.1711
Portfolio Adjusted1-in-10Size: Over 200kWOrange County2021August Monthly Peak | Portfolio Adjusted | 1-in-10 | Size: Over 200kW | Orange County | 2021 | August Monthly Peak | 8 | 140.9035 | 134.9102 | 130.5334 | 132.8137 | 144.6053 | 176.601 | 206.5614 | 224.8431 | 240.7599 | 250.9964 | 259.2682 | 262.7408 | 262.4558 | 260.9411 | 254.6384 | 241.9012 | 226.8143 | 211.6556 | 200.6108 | 196.5399 | 191.2536 | 180.5084 | 166.3097 | 157.9971 | -1.0993 | -0.72684 | -0.81197 | -0.95184 | -1.3469 | -1.6646 | -1.5139 | -0.92713 | 0.79216 | 1.5088 | -0.27047 | -0.41304 | 0.80813 | 3.7145 | 11.6038 | 10.836 | 9.7703 | 8.9136 | 3.3828 | -0.1973 | -0.64839 | -0.624 | -0.99755 | -0.65037 | 79.4277 | 78.5372 | 77.6646 | 76.6675 | 76.0103 | 75.4665 | 75.4756 | 76.0699 | 78.7264 | 83.6147 | 88.6075 | 93.333 | 97.3579 | 99.6722 | 100.5665 | 101.3234 | 101.3716 | 100.3934 | 99.5864 | 96.8803 | 92.6727 | 88.8946 | 86.2476 | 84.1408 | 5.862 | 4.6839 | 5.0204 | 4.5626 | 4.0637 | 4.3824 | 3.6847 | 3.4395 | 3.6975 | 4.1348 | 4.5791 | 5.6147 | 4.8062 | 4.8065 | 4.0976 | 3.7932 | 3.3158 | 3.738 | 4.1361 | 3.8341 | 4.1096 | 4.8257 | 4.9503 | 5.4063
Portfolio Adjusted1-in-10Size: Over 200kWOrange County2021September Monthly Peak | Portfolio Adjusted | 1-in-10 | Size: Over 200kW | Orange County | 2021 | September Monthly Peak | 9 | 139.3157 | 134.0935 | 130.1498 | 132.1337 | 144.1087 | 175.9335 | 206.7419 | 226.2201 | 244.8277 | 255.4159 | 264.6431 | 268.9214 | 269.3253 | 267.7994 | 260.3464 | 245.7049 | 229.4829 | 213.3328 | 202.5491 | 201.4249 | 192.2188 | 181.5164 | 166.9225 | 157.8083 | -1.1174 | -0.74479 | -0.83008 | -0.95805 | -1.3549 | -1.6775 | -1.5395 | -0.95131 | 0.8133 | 1.5544 | -0.2791 | -0.43213 | 0.82292 | 3.8008 | 11.8578 | 11.0016 | 9.8744 | 8.9775 | 3.424 | -0.21572 | -0.66011 | -0.6348 | -1.0141 | -0.65336 | 81.356 | 80.3979 | 79.4948 | 79.0994 | 78.3554 | 78.0312 | 77.4013 | 76.8881 | 78.8828 | 82.9472 | 87.5264 | 92.1314 | 95.4446 | 97.4144 | 98.4101 | 99.0539 | 99.2127 | 97.9987 | 96.1313 | 92.8245 | 88.7784 | 85.3557 | 82.7134 | 80.5736 | 5.8036 | 4.6617 | 5.0123 | 4.5452 | 4.0551 | 4.3717 | 3.6929 | 3.4652 | 3.7649 | 4.2132 | 4.6802 | 5.7544 | 4.9385 | 4.9394 | 4.195 | 3.8579 | 3.3593 | 3.7726 | 4.1816 | 3.9346 | 4.1358 | 4.8591 | 4.9751 | 5.407
Portfolio Adjusted1-in-10Size: Over 200kWOrange County2021October Monthly Peak | Portfolio Adjusted | 1-in-10 | Size: Over 200kW | Orange County | 2021 | October Monthly Peak | 10 | 131.7111 | 126.8017 | 121.4675 | 122.2779 | 133.9807 | 164.7939 | 194.0913 | 210.1588 | 226.22 | 236.0647 | 246.4984 | 251.4364 | 252.8107 | 252.6587 | 245.3823 | 230.4017 | 214.1139 | 199.8996 | 193.6483 | 189.0706 | 178.6076 | 168.3708 | 155.6332 | 146.1833 | 0.20469 | 0.22068 | 0.062506 | -0.43777 | -0.74787 | -0.78367 | -0.44696 | -0.13158 | 0.43804 | 0.66703 | -0.1365 | -0.020163 | 1.0339 | 4.0548 | 11.4264 | 10.5106 | 9.6565 | 8.6886 | 2.9164 | 0.3526 | -0.26967 | -0.29202 | -0.41882 | -0.45229 | 76.1751 | 74.4181 | 73.0738 | 71.8405 | 70.8919 | 70.2011 | 69.6498 | 69.575 | 71.1208 | 75.4863 | 81.3498 | 87.054 | 91.841 | 95.0516 | 96.261 | 96.9285 | 96.8081 | 95.2512 | 92.1635 | 87.5197 | 82.9167 | 79.8679 | 77.796 | 75.9451 | 5.3093 | 4.2656 | 4.5265 | 4.0701 | 3.6481 | 3.9624 | 3.3547 | 3.115 | 3.3662 | 3.768 | 4.2183 | 5.2062 | 4.4857 | 4.5093 | 3.8259 | 3.5006 | 3.0329 | 3.4207 | 3.8685 | 3.5738 | 3.7186 | 4.3613 | 4.4885 | 4.8467
Portfolio Adjusted1-in-10Size: Over 200kWOrange County2021November Monthly Peak | Portfolio Adjusted | 1-in-10 | Size: Over 200kW | Orange County | 2021 | November Monthly Peak | 11 | 123.8593 | 119.4323 | 115.9598 | 117.2767 | 128.6978 | 158.2524 | 184.1416 | 199.5041 | 212.7727 | 220.9246 | 228.9049 | 231.9584 | 232.5453 | 231.4774 | 224.3337 | 209.7309 | 196.2087 | 189.029 | 178.5733 | 172.7493 | 164.8505 | 156.0852 | 144.6012 | 136.6312 | 1.4133 | 1.1047 | 0.88247 | 0.023274 | -0.21232 | 0.026118 | 0.55098 | 0.61017 | 0.10851 | -0.11719 | -0.0087273 | 0.34597 | 1.1985 | 4.1571 | 10.6816 | 9.7496 | 9.2673 | 8.4851 | 2.3504 | 0.84427 | 0.077676 | 0.012539 | 0.11467 | -0.27556 | 70.2982 | 68.2132 | 67.6305 | 66.2581 | 65.1317 | 63.9942 | 64.2771 | 64.6347 | 66.9569 | 71.5038 | 77.7636 | 83.1343 | 86.4537 | 88.2053 | 89.2173 | 89.0944 | 87.8591 | 85.2463 | 81.7889 | 78.8132 | 76.1619 | 73.9464 | 72.0663 | 71.0832 | 5.1128 | 4.1142 | 4.4251 | 3.9974 | 3.5885 | 3.8965 | 3.2592 | 3.0281 | 3.2422 | 3.6111 | 4.0113 | 4.9183 | 4.2253 | 4.2306 | 3.5818 | 3.2631 | 2.846 | 3.3124 | 3.6531 | 3.3437 | 3.5147 | 4.1403 | 4.2706 | 4.6388
Portfolio Adjusted1-in-10Size: Over 200kWOrange County2021December Monthly Peak | Portfolio Adjusted | 1-in-10 | Size: Over 200kW | Orange County | 2021 | December Monthly Peak | 12 | 115.6878 | 111.3527 | 108.5126 | 108.7497 | 120.013 | 149.5512 | 176.9454 | 188.9727 | 197.3525 | 197.9558 | 199.5506 | 198.0044 | 194.8104 | 190.985 | 183.5308 | 172.1726 | 163.4073 | 160.313 | 154.6896 | 150.7204 | 144.9909 | 139.0612 | 129.7703 | 123.5656 | 1.9667 | 1.5041 | 1.2624 | 0.25458 | 0.069589 | 0.44193 | 1.0607 | 0.97277 | -0.05897 | -0.48171 | 0.050735 | 0.47178 | 1.1216 | 3.6368 | 8.848 | 8.0884 | 7.9156 | 7.3254 | 1.8695 | 0.9949 | 0.23118 | 0.15426 | 0.35927 | -0.17375 | 45.0121 | 44.3958 | 44.2294 | 44.5271 | 44.7579 | 44.6687 | 44.8633 | 44.7911 | 45.3751 | 46.5069 | 47.5693 | 49.0879 | 50.2161 | 50.7988 | 51.1026 | 51.0518 | 50.5501 | 49.6541 | 48.4326 | 47.2326 | 46.206 | 45.6598 | 45.2772 | 44.4028 | 4.9566 | 3.9814 | 4.298 | 3.8474 | 3.4732 | 3.8219 | 3.2506 | 2.9771 | 3.1213 | 3.3583 | 3.6295 | 4.3576 | 3.6739 | 3.6229 | 3.0414 | 2.7803 | 2.4601 | 2.9157 | 3.2845 | 3.028 | 3.2085 | 3.8286 | 3.9779 | 4.3543
Portfolio Adjusted1-in-10Size: Over 200kWOrange County2021Typical Event Day | Portfolio Adjusted | 1-in-10 | Size: Over 200kW | Orange County | 2021 | Typical Event Day | 8 | 140.0953 | 134.0888 | 129.7031 | 131.9852 | 143.6669 | 175.426 | 205.1655 | 222.655 | 237.621 | 246.7979 | 254.0851 | 256.9722 | 256.3632 | 254.9588 | 248.7656 | 236.3355 | 221.6578 | 207.0357 | 196.8436 | 193.0498 | 188.24 | 177.8549 | 163.9949 | 155.995 | -0.5433 | -0.32158 | -0.44046 | -0.74738 | -1.1133 | -1.3099 | -1.0712 | -0.59154 | 0.64691 | 1.1538 | -0.21291 | -0.2432 | 0.898 | 3.8232 | 11.4401 | 10.6683 | 9.7363 | 8.8364 | 3.1705 | 0.038459 | -0.48973 | -0.48635 | -0.75622 | -0.57524 | 78.4044 | 77.2343 | 76.1286 | 75.1723 | 74.2633 | 73.6163 | 73.1552 | 73.4914 | 76.3314 | 81.1389 | 86.2443 | 90.9295 | 94.4163 | 96.5153 | 97.6825 | 98.2112 | 98.3047 | 97.3643 | 95.9045 | 92.9629 | 88.8512 | 85.0519 | 82.3879 | 80.3565 | 5.7164 | 4.5659 | 4.8926 | 4.447 | 3.9597 | 4.2697 | 3.5895 | 3.3406 | 3.5792 | 3.9875 | 4.4013 | 5.3859 | 4.6044 | 4.6061 | 3.9262 | 3.6347 | 3.1782 | 3.5861 | 3.9805 | 3.6937 | 3.9672 | 4.6634 | 4.7876 | 5.2353
Portfolio Adjusted1-in-10Size: Over 200kWOrange County2022January Monthly Peak | Portfolio Adjusted | 1-in-10 | Size: Over 200kW | Orange County | 2022 | January Monthly Peak | 1 | 113.1992 | 109.3295 | 105.9632 | 106.8072 | 118.6865 | 149.9842 | 178.5474 | 191.8031 | 200.7499 | 199.7688 | 200.9448 | 200.4054 | 197.6812 | 192.8459 | 184.8825 | 171.9631 | 160.8083 | 157.5319 | 153.1098 | 149.1307 | 144.0034 | 138.0282 | 129.2951 | 123.1965 | 1.9244 | 1.4768 | 1.2327 | 0.25003 | 0.06882 | 0.44321 | 1.0703 | 0.98734 | -0.059985 | -0.48612 | 0.05109 | 0.47751 | 1.1381 | 3.6722 | 8.9131 | 8.0785 | 7.7897 | 7.1984 | 1.8504 | 0.98441 | 0.22961 | 0.15312 | 0.35796 | -0.17323 | 45.8931 | 45.1063 | 44.1167 | 43.3859 | 43.0994 | 42.5301 | 42.0641 | 41.9828 | 42.4804 | 44.7706 | 47.3735 | 49.2111 | 51.0202 | 52.0168 | 52.6709 | 52.6256 | 51.4692 | 49.8313 | 47.3734 | 45.9957 | 45.1811 | 44.7333 | 44.1553 | 43.3964 | 4.8499 | 3.909 | 4.197 | 3.7786 | 3.4348 | 3.833 | 3.2801 | 3.0217 | 3.175 | 3.3891 | 3.6549 | 4.4104 | 3.728 | 3.6582 | 3.0638 | 2.7769 | 2.421 | 2.8651 | 3.251 | 2.996 | 3.1866 | 3.8001 | 3.9633 | 4.3413
Portfolio Adjusted1-in-10Size: Over 200kWOrange County2022February Monthly Peak | Portfolio Adjusted | 1-in-10 | Size: Over 200kW | Orange County | 2022 | February Monthly Peak | 2 | 113.8628 | 109.6114 | 107.0377 | 108.1371 | 119.982 | 150.5396 | 178.0965 | 190.9101 | 199.6727 | 200.7508 | 202.8871 | 204.0524 | 202.5343 | 199.3911 | 192.3952 | 179.2758 | 166.9938 | 161.0867 | 157.6002 | 152.9385 | 147.3864 | 140.1751 | 130.1472 | 123.3213 | 1.9356 | 1.4806 | 1.2452 | 0.25315 | 0.069571 | 0.44485 | 1.0676 | 0.98274 | -0.059664 | -0.48851 | 0.051583 | 0.48619 | 1.1661 | 3.7969 | 9.2753 | 8.4221 | 8.0893 | 7.3608 | 1.9047 | 1.0095 | 0.235 | 0.1555 | 0.36031 | -0.1734 | 51.4966 | 51.8111 | 51.3969 | 50.8739 | 50.772 | 50.0418 | 48.9324 | 49.3705 | 50.3757 | 52.6236 | 54.7973 | 55.8279 | 56.6542 | 57.9012 | 59.0223 | 59.3021 | 58.486 | 58.0908 | 56.5296 | 55.0778 | 53.8722 | 52.3773 | 51.6546 | 50.8679 | 4.8784 | 3.9191 | 4.2396 | 3.8257 | 3.4723 | 3.8472 | 3.2718 | 3.0076 | 3.158 | 3.4057 | 3.6902 | 4.4907 | 3.8195 | 3.7824 | 3.1883 | 2.895 | 2.5141 | 2.9298 | 3.3463 | 3.0725 | 3.2615 | 3.8592 | 3.9895 | 4.3457
Portfolio Adjusted1-in-10Size: Over 200kWOrange County2022March Monthly Peak | Portfolio Adjusted | 1-in-10 | Size: Over 200kW | Orange County | 2022 | March Monthly Peak | 3 | 119.2679 | 114.7295 | 110.9043 | 112.3432 | 123.3395 | 153.3432 | 181.3065 | 194.4066 | 203.9894 | 207.441 | 212.1001 | 214.5481 | 215.2072 | 214.3871 | 208.0537 | 195.0309 | 181.8898 | 170.7437 | 164.3197 | 163.509 | 157.8672 | 149.3788 | 138.0791 | 129.719 | 2.0275 | 1.5498 | 1.2902 | 0.26299 | 0.071518 | 0.45314 | 1.0869 | 1.0007 | -0.060953 | -0.50479 | 0.053926 | 0.5112 | 1.239 | 4.0824 | 10.0302 | 9.1622 | 8.8109 | 7.8021 | 1.9859 | 1.0793 | 0.25172 | 0.16571 | 0.38227 | -0.1824 | 62.249 | 60.4298 | 58.6651 | 57.8835 | 57.4265 | 57.058 | 57.0364 | 57.2891 | 58.2801 | 61.9385 | 66.1702 | 70.7146 | 74.4369 | 76.4905 | 77.4768 | 78.1506 | 78.291 | 77.6791 | 76.1187 | 73.3856 | 69.9252 | 66.8892 | 64.4694 | 61.8289 | 5.11 | 4.1021 | 4.3927 | 3.9745 | 3.5695 | 3.9188 | 3.3307 | 3.0627 | 3.2262 | 3.5192 | 3.8578 | 4.7216 | 4.0585 | 4.0668 | 3.4478 | 3.1495 | 2.7384 | 3.1054 | 3.489 | 3.2849 | 3.4934 | 4.1126 | 4.2326 | 4.5711
Portfolio Adjusted1-in-10Size: Over 200kWOrange County2022April Monthly Peak | Portfolio Adjusted | 1-in-10 | Size: Over 200kW | Orange County | 2022 | April Monthly Peak | 4 | 121.4176 | 117.0751 | 113.3952 | 115.286 | 126.4751 | 156.7354 | 183.3755 | 199.0691 | 212.0167 | 219.789 | 227.5334 | 231.6301 | 232.7966 | 231.7903 | 224.7574 | 211.1439 | 196.9572 | 184.0389 | 173.3159 | 172.6548 | 167.1943 | 157.851 | 144.9588 | 135.5302 | 0.97704 | 0.78289 | 0.58836 | -0.12579 | -0.37838 | -0.23733 | 0.21732 | 0.35852 | 0.21133 | 0.13515 | -0.048714 | 0.22124 | 1.1152 | 4.0116 | 10.6213 | 9.7528 | 9.1594 | 8.1717 | 2.3935 | 0.66572 | -0.034255 | -0.08508 | -0.05741 | -0.32316 | 72.2809 | 70.2706 | 68.5193 | 66.688 | 65.7556 | 65.0297 | 64.3363 | 64.5128 | 67.6899 | 73.4009 | 79.8299 | 85.7586 | 89.6467 | 91.6464 | 92.4071 | 93.0077 | 92.9835 | 92.1457 | 90.5663 | 86.9826 | 81.9031 | 77.8259 | 75.0252 | 72.7426 | 4.9395 | 3.9747 | 4.2647 | 3.8727 | 3.4755 | 3.8033 | 3.1987 | 2.9778 | 3.1839 | 3.5405 | 3.9296 | 4.8402 | 4.1686 | 4.175 | 3.5366 | 3.2375 | 2.8156 | 3.1783 | 3.4942 | 3.2935 | 3.5131 | 4.1265 | 4.2192 | 4.5348
Portfolio Adjusted1-in-10Size: Over 200kWOrange County2022May Monthly Peak | Portfolio Adjusted | 1-in-10 | Size: Over 200kW | Orange County | 2022 | May Monthly Peak | 5 | 123.904 | 119.2796 | 115.3757 | 117.4096 | 129.4386 | 160.7731 | 186.265 | 205.3 | 221.8915 | 231.7353 | 241.1055 | 245.3918 | 246.5118 | 245.5795 | 238.4833 | 223.667 | 208.2021 | 193.7994 | 181.9361 | 178.4061 | 174.6022 | 165.0487 | 151.1683 | 142.2518 | 0.19131 | 0.20667 | 0.058531 | -0.4208 | -0.72304 | -0.76536 | -0.42995 | -0.12932 | 0.42998 | 0.6556 | -0.13364 | -0.020074 | 1.0078 | 3.9407 | 11.1048 | 10.2032 | 9.3894 | 8.4231 | 2.7404 | 0.33216 | -0.26398 | -0.28657 | -0.40735 | -0.44028 | 75.719 | 73.8971 | 72.2923 | 71.6359 | 70.8698 | 69.8521 | 69.3128 | 69.6676 | 73.3184 | 79.2806 | 84.4973 | 88.3861 | 91.078 | 93.2878 | 94.6888 | 95.0793 | 94.963 | 93.9262 | 92.3118 | 89.6198 | 85.5495 | 81.0275 | 78.3504 | 76.0962 | 4.9946 | 4.0126 | 4.2996 | 3.9081 | 3.5244 | 3.8657 | 3.2195 | 3.043 | 3.3018 | 3.6989 | 4.126 | 5.081 | 4.3739 | 4.383 | 3.7184 | 3.3983 | 2.9492 | 3.3163 | 3.6346 | 3.3722 | 3.6353 | 4.2753 | 4.3598 | 4.7163
Portfolio Adjusted1-in-10Size: Over 200kWOrange County2022June Monthly Peak | Portfolio Adjusted | 1-in-10 | Size: Over 200kW | Orange County | 2022 | June Monthly Peak | 6 | 134.1647 | 129.3648 | 124.043 | 126.0893 | 136.5256 | 165.19 | 191.1689 | 209.0865 | 223.2244 | 231.3853 | 238.2795 | 240.5782 | 238.5467 | 236.8084 | 230.4861 | 219.7889 | 206.3018 | 192.6877 | 184.1891 | 180.9142 | 178.2196 | 170.111 | 156.5696 | 148.4655 | 0.45524 | 0.40639 | 0.22804 | -0.36253 | -0.66192 | -0.6339 | -0.25138 | 0.012821 | 0.37284 | 0.50893 | -0.10903 | 0.051255 | 1.0229 | 3.8848 | 10.7778 | 10.0621 | 9.3863 | 8.4263 | 2.7087 | 0.4394 | -0.20321 | -0.23744 | -0.31957 | -0.42951 | 73.6572 | 72.2303 | 70.9107 | 69.899 | 68.5816 | 67.7168 | 67.3297 | 68.1732 | 71.7158 | 77.0179 | 82.4997 | 87.2187 | 90.8893 | 93.5173 | 95.3758 | 96.2679 | 96.6094 | 95.4311 | 93.7978 | 90.6543 | 86.3854 | 82.3537 | 79.5929 | 77.4355 | 5.4081 | 4.3517 | 4.6224 | 4.1969 | 3.7173 | 3.9718 | 3.3041 | 3.099 | 3.3216 | 3.6932 | 4.0775 | 4.9812 | 4.2325 | 4.2263 | 3.5936 | 3.3392 | 2.9221 | 3.2972 | 3.6794 | 3.4195 | 3.7104 | 4.4063 | 4.5154 | 4.9222
Portfolio Adjusted1-in-10Size: Over 200kWOrange County2022July Monthly Peak | Portfolio Adjusted | 1-in-10 | Size: Over 200kW | Orange County | 2022 | July Monthly Peak | 7 | 137.862 | 132.6444 | 128.5797 | 130.4146 | 141.831 | 172.6348 | 199.5278 | 216.0295 | 229.4582 | 238.1163 | 245.3155 | 247.8224 | 246.8257 | 244.7838 | 239.4231 | 229.331 | 216.3354 | 203.1487 | 194.0198 | 189.2039 | 184.8014 | 176.5929 | 163.0808 | 154.5272 | -0.42507 | -0.2378 | -0.36307 | -0.69875 | -1.0541 | -1.2206 | -0.95655 | -0.50975 | 0.5983 | 1.0488 | -0.19536 | -0.20313 | 0.88578 | 3.7084 | 11.0307 | 10.3682 | 9.5397 | 8.6938 | 3.0953 | 0.083804 | -0.45126 | -0.45706 | -0.70619 | -0.55641 | 79.1768 | 77.7721 | 76.4444 | 75.0232 | 74.1061 | 73.2507 | 72.4141 | 72.8344 | 76.0007 | 80.9759 | 86.3436 | 91.0347 | 93.9734 | 95.4575 | 96.3777 | 96.1997 | 96.0252 | 95.6341 | 94.1024 | 91.4924 | 87.5684 | 83.6035 | 80.9978 | 79.276 | 5.6091 | 4.5038 | 4.8363 | 4.3815 | 3.8979 | 4.1896 | 3.4809 | 3.2319 | 3.4463 | 3.8362 | 4.2372 | 5.1792 | 4.4203 | 4.4096 | 3.7678 | 3.5168 | 3.0929 | 3.5087 | 3.9121 | 3.6097 | 3.8835 | 4.617 | 4.7472 | 5.1711
Portfolio Adjusted1-in-10Size: Over 200kWOrange County2022August Monthly Peak | Portfolio Adjusted | 1-in-10 | Size: Over 200kW | Orange County | 2022 | August Monthly Peak | 8 | 140.9035 | 134.9103 | 130.5334 | 132.8137 | 144.6052 | 176.601 | 206.5614 | 224.8431 | 240.7599 | 250.9964 | 259.2683 | 262.7407 | 262.4558 | 260.9411 | 254.6384 | 241.9012 | 226.8143 | 211.6555 | 200.6108 | 196.5399 | 191.2536 | 180.5084 | 166.3097 | 157.9971 | -1.0993 | -0.72684 | -0.81197 | -0.95184 | -1.3469 | -1.6646 | -1.5139 | -0.92713 | 0.79216 | 1.5088 | -0.27047 | -0.41304 | 0.80813 | 3.7145 | 11.6038 | 10.836 | 9.7703 | 8.9136 | 3.3828 | -0.1973 | -0.64839 | -0.624 | -0.99755 | -0.65037 | 79.4277 | 78.5372 | 77.6646 | 76.6675 | 76.0103 | 75.4665 | 75.4756 | 76.0699 | 78.7264 | 83.6147 | 88.6075 | 93.333 | 97.3579 | 99.6722 | 100.5665 | 101.3234 | 101.3716 | 100.3934 | 99.5864 | 96.8803 | 92.6727 | 88.8946 | 86.2476 | 84.1408 | 5.862 | 4.6839 | 5.0204 | 4.5626 | 4.0637 | 4.3824 | 3.6847 | 3.4395 | 3.6975 | 4.1348 | 4.5791 | 5.6147 | 4.8062 | 4.8065 | 4.0976 | 3.7932 | 3.3158 | 3.738 | 4.1361 | 3.8341 | 4.1096 | 4.8257 | 4.9503 | 5.4063
Portfolio Adjusted1-in-10Size: Over 200kWOrange County2022September Monthly Peak | Portfolio Adjusted | 1-in-10 | Size: Over 200kW | Orange County | 2022 | September Monthly Peak | 9 | 139.3157 | 134.0935 | 130.1498 | 132.1337 | 144.1087 | 175.9335 | 206.7419 | 226.2201 | 244.8277 | 255.4159 | 264.6431 | 268.9214 | 269.3253 | 267.7994 | 260.3464 | 245.7049 | 229.4829 | 213.3328 | 202.5491 | 201.4249 | 192.2187 | 181.5164 | 166.9225 | 157.8084 | -1.1174 | -0.74479 | -0.83008 | -0.95805 | -1.3549 | -1.6775 | -1.5395 | -0.95131 | 0.8133 | 1.5544 | -0.2791 | -0.43213 | 0.82292 | 3.8008 | 11.8578 | 11.0016 | 9.8744 | 8.9775 | 3.424 | -0.21572 | -0.66011 | -0.6348 | -1.0141 | -0.65336 | 81.356 | 80.3979 | 79.4948 | 79.0994 | 78.3554 | 78.0312 | 77.4013 | 76.8881 | 78.8828 | 82.9472 | 87.5264 | 92.1314 | 95.4446 | 97.4144 | 98.4101 | 99.0539 | 99.2127 | 97.9987 | 96.1313 | 92.8245 | 88.7784 | 85.3557 | 82.7134 | 80.5736 | 5.8036 | 4.6617 | 5.0123 | 4.5452 | 4.0551 | 4.3717 | 3.6929 | 3.4652 | 3.7649 | 4.2132 | 4.6802 | 5.7544 | 4.9385 | 4.9394 | 4.195 | 3.8579 | 3.3593 | 3.7726 | 4.1816 | 3.9346 | 4.1358 | 4.8591 | 4.9751 | 5.407
Portfolio Adjusted1-in-10Size: Over 200kWOrange County2022October Monthly Peak | Portfolio Adjusted | 1-in-10 | Size: Over 200kW | Orange County | 2022 | October Monthly Peak | 10 | 131.7111 | 126.8017 | 121.4675 | 122.2779 | 133.9807 | 164.7939 | 194.0913 | 210.1588 | 226.22 | 236.0647 | 246.4983 | 251.4364 | 252.8107 | 252.6587 | 245.3823 | 230.4017 | 214.1139 | 199.8996 | 193.6483 | 189.0706 | 178.6076 | 168.3708 | 155.6332 | 146.1834 | 0.20469 | 0.22068 | 0.062506 | -0.43777 | -0.74787 | -0.78367 | -0.44696 | -0.13158 | 0.43804 | 0.66703 | -0.1365 | -0.020163 | 1.0339 | 4.0548 | 11.4264 | 10.5106 | 9.6565 | 8.6886 | 2.9164 | 0.3526 | -0.26967 | -0.29202 | -0.41882 | -0.45229 | 76.1751 | 74.4181 | 73.0738 | 71.8405 | 70.8919 | 70.2011 | 69.6498 | 69.575 | 71.1208 | 75.4863 | 81.3498 | 87.054 | 91.841 | 95.0516 | 96.261 | 96.9285 | 96.808 | 95.2512 | 92.1635 | 87.5197 | 82.9167 | 79.8679 | 77.796 | 75.9451 | 5.3093 | 4.2656 | 4.5265 | 4.0701 | 3.6481 | 3.9624 | 3.3547 | 3.115 | 3.3662 | 3.768 | 4.2183 | 5.2062 | 4.4857 | 4.5093 | 3.8259 | 3.5006 | 3.0329 | 3.4207 | 3.8685 | 3.5738 | 3.7186 | 4.3613 | 4.4885 | 4.8467
Portfolio Adjusted1-in-10Size: Over 200kWOrange County2022November Monthly Peak | Portfolio Adjusted | 1-in-10 | Size: Over 200kW | Orange County | 2022 | November Monthly Peak | 11 | 123.8593 | 119.4323 | 115.9598 | 117.2767 | 128.6978 | 158.2524 | 184.1416 | 199.5041 | 212.7727 | 220.9246 | 228.9049 | 231.9584 | 232.5453 | 231.4774 | 224.3338 | 209.7309 | 196.2087 | 189.029 | 178.5733 | 172.7493 | 164.8504 | 156.0852 | 144.6012 | 136.6312 | 1.4133 | 1.1047 | 0.88247 | 0.023274 | -0.21232 | 0.026118 | 0.55098 | 0.61017 | 0.10851 | -0.11719 | -0.0087273 | 0.34597 | 1.1985 | 4.1571 | 10.6816 | 9.7496 | 9.2673 | 8.4851 | 2.3504 | 0.84427 | 0.077676 | 0.012539 | 0.11467 | -0.27556 | 70.2982 | 68.2132 | 67.6305 | 66.2581 | 65.1317 | 63.9942 | 64.2771 | 64.6347 | 66.9569 | 71.5038 | 77.7636 | 83.1343 | 86.4537 | 88.2053 | 89.2173 | 89.0944 | 87.8591 | 85.2463 | 81.7889 | 78.8132 | 76.1619 | 73.9464 | 72.0663 | 71.0832 | 5.1128 | 4.1142 | 4.4251 | 3.9974 | 3.5885 | 3.8965 | 3.2592 | 3.0281 | 3.2422 | 3.6111 | 4.0113 | 4.9183 | 4.2253 | 4.2306 | 3.5818 | 3.2631 | 2.846 | 3.3124 | 3.6531 | 3.3437 | 3.5147 | 4.1403 | 4.2706 | 4.6388
Portfolio Adjusted1-in-10Size: Over 200kWOrange County2022December Monthly Peak | Portfolio Adjusted | 1-in-10 | Size: Over 200kW | Orange County | 2022 | December Monthly Peak | 12 | 115.6878 | 111.3527 | 108.5126 | 108.7498 | 120.013 | 149.5512 | 176.9454 | 188.9727 | 197.3525 | 197.9558 | 199.5506 | 198.0044 | 194.8104 | 190.985 | 183.5308 | 172.1726 | 163.4073 | 160.313 | 154.6896 | 150.7204 | 144.9909 | 139.0613 | 129.7702 | 123.5657 | 1.9667 | 1.5041 | 1.2624 | 0.25458 | 0.069589 | 0.44193 | 1.0607 | 0.97277 | -0.05897 | -0.48171 | 0.050735 | 0.47178 | 1.1216 | 3.6368 | 8.848 | 8.0884 | 7.9156 | 7.3254 | 1.8695 | 0.9949 | 0.23118 | 0.15426 | 0.35927 | -0.17375 | 45.0121 | 44.3958 | 44.2294 | 44.5271 | 44.7579 | 44.6687 | 44.8633 | 44.7911 | 45.3751 | 46.5069 | 47.5693 | 49.0879 | 50.2161 | 50.7988 | 51.1026 | 51.0518 | 50.5501 | 49.6541 | 48.4326 | 47.2326 | 46.206 | 45.6598 | 45.2772 | 44.4028 | 4.9566 | 3.9813 | 4.298 | 3.8474 | 3.4732 | 3.8219 | 3.2506 | 2.9771 | 3.1213 | 3.3583 | 3.6295 | 4.3576 | 3.6739 | 3.6229 | 3.0414 | 2.7803 | 2.4601 | 2.9157 | 3.2845 | 3.028 | 3.2085 | 3.8286 | 3.9779 | 4.3543
Portfolio Adjusted1-in-10Size: Over 200kWOrange County2022Typical Event Day | Portfolio Adjusted | 1-in-10 | Size: Over 200kW | Orange County | 2022 | Typical Event Day | 8 | 140.0954 | 134.0888 | 129.7031 | 131.9852 | 143.6669 | 175.426 | 205.1655 | 222.655 | 237.621 | 246.7979 | 254.0851 | 256.9722 | 256.3632 | 254.9588 | 248.7656 | 236.3355 | 221.6578 | 207.0357 | 196.8436 | 193.0498 | 188.24 | 177.8549 | 163.9949 | 155.995 | -0.5433 | -0.32158 | -0.44046 | -0.74738 | -1.1133 | -1.3099 | -1.0712 | -0.59154 | 0.64691 | 1.1538 | -0.21291 | -0.2432 | 0.898 | 3.8232 | 11.4401 | 10.6683 | 9.7363 | 8.8364 | 3.1705 | 0.038459 | -0.48973 | -0.48635 | -0.75622 | -0.57524 | 78.4044 | 77.2343 | 76.1286 | 75.1723 | 74.2633 | 73.6163 | 73.1552 | 73.4914 | 76.3314 | 81.1389 | 86.2443 | 90.9295 | 94.4163 | 96.5153 | 97.6825 | 98.2112 | 98.3047 | 97.3643 | 95.9045 | 92.9629 | 88.8512 | 85.0519 | 82.3879 | 80.3565 | 5.7164 | 4.5659 | 4.8926 | 4.447 | 3.9597 | 4.2697 | 3.5895 | 3.3406 | 3.5792 | 3.9875 | 4.4013 | 5.3859 | 4.6044 | 4.6061 | 3.9262 | 3.6347 | 3.1782 | 3.5861 | 3.9805 | 3.6937 | 3.9672 | 4.6634 | 4.7876 | 5.2353
Portfolio Adjusted1-in-10Size: Over 200kWOrange County2023January Monthly Peak | Portfolio Adjusted | 1-in-10 | Size: Over 200kW | Orange County | 2023 | January Monthly Peak | 1 | 113.1992 | 109.3295 | 105.9632 | 106.8072 | 118.6865 | 149.9842 | 178.5474 | 191.8031 | 200.7499 | 199.7688 | 200.9448 | 200.4054 | 197.6812 | 192.846 | 184.8824 | 171.9631 | 160.8083 | 157.5319 | 153.1098 | 149.1307 | 144.0035 | 138.0282 | 129.2951 | 123.1965 | 1.9244 | 1.4768 | 1.2327 | 0.25003 | 0.06882 | 0.44321 | 1.0703 | 0.98734 | -0.059985 | -0.48612 | 0.05109 | 0.47751 | 1.1381 | 3.6722 | 8.9131 | 8.0785 | 7.7897 | 7.1984 | 1.8504 | 0.98441 | 0.22961 | 0.15312 | 0.35796 | -0.17323 | 45.8931 | 45.1063 | 44.1167 | 43.3859 | 43.0994 | 42.5301 | 42.0641 | 41.9828 | 42.4804 | 44.7706 | 47.3735 | 49.2111 | 51.0202 | 52.0168 | 52.6709 | 52.6256 | 51.4692 | 49.8313 | 47.3734 | 45.9957 | 45.1811 | 44.7333 | 44.1553 | 43.3964 | 4.8499 | 3.909 | 4.197 | 3.7786 | 3.4348 | 3.833 | 3.2801 | 3.0217 | 3.175 | 3.3891 | 3.6549 | 4.4104 | 3.728 | 3.6582 | 3.0638 | 2.7769 | 2.421 | 2.8651 | 3.251 | 2.996 | 3.1866 | 3.8001 | 3.9633 | 4.3413
Portfolio Adjusted1-in-10Size: Over 200kWOrange County2023February Monthly Peak | Portfolio Adjusted | 1-in-10 | Size: Over 200kW | Orange County | 2023 | February Monthly Peak | 2 | 113.8628 | 109.6114 | 107.0377 | 108.1371 | 119.982 | 150.5396 | 178.0965 | 190.91 | 199.6728 | 200.7508 | 202.887 | 204.0524 | 202.5343 | 199.3911 | 192.3952 | 179.2758 | 166.9938 | 161.0867 | 157.6002 | 152.9385 | 147.3864 | 140.1751 | 130.1472 | 123.3213 | 1.9356 | 1.4806 | 1.2452 | 0.25315 | 0.069571 | 0.44485 | 1.0676 | 0.98274 | -0.059664 | -0.48851 | 0.051583 | 0.4862 | 1.1661 | 3.7969 | 9.2753 | 8.4221 | 8.0893 | 7.3608 | 1.9047 | 1.0095 | 0.235 | 0.1555 | 0.36031 | -0.1734 | 51.4966 | 51.8111 | 51.3969 | 50.8739 | 50.772 | 50.0418 | 48.9324 | 49.3705 | 50.3757 | 52.6236 | 54.7973 | 55.8279 | 56.6542 | 57.9012 | 59.0223 | 59.3021 | 58.486 | 58.0908 | 56.5296 | 55.0778 | 53.8722 | 52.3773 | 51.6546 | 50.8679 | 4.8784 | 3.9191 | 4.2396 | 3.8257 | 3.4723 | 3.8472 | 3.2718 | 3.0076 | 3.158 | 3.4057 | 3.6902 | 4.4907 | 3.8195 | 3.7824 | 3.1883 | 2.895 | 2.5141 | 2.9298 | 3.3463 | 3.0725 | 3.2615 | 3.8592 | 3.9895 | 4.3457
Portfolio Adjusted1-in-10Size: Over 200kWOrange County2023March Monthly Peak | Portfolio Adjusted | 1-in-10 | Size: Over 200kW | Orange County | 2023 | March Monthly Peak | 3 | 119.2679 | 114.7295 | 110.9043 | 112.3432 | 123.3395 | 153.3432 | 181.3065 | 194.4066 | 203.9894 | 207.441 | 212.1001 | 214.5481 | 215.2072 | 214.387 | 208.0537 | 195.0309 | 181.8898 | 170.7437 | 164.3197 | 163.509 | 157.8672 | 149.3788 | 138.0791 | 129.7189 | 2.0275 | 1.5498 | 1.2902 | 0.26299 | 0.071518 | 0.45314 | 1.0869 | 1.0007 | -0.060953 | -0.50479 | 0.053926 | 0.5112 | 1.239 | 4.0824 | 10.0302 | 9.1622 | 8.8109 | 7.8021 | 1.9859 | 1.0793 | 0.25172 | 0.16571 | 0.38227 | -0.1824 | 62.249 | 60.4298 | 58.6651 | 57.8835 | 57.4265 | 57.058 | 57.0364 | 57.2891 | 58.2801 | 61.9385 | 66.1702 | 70.7146 | 74.4369 | 76.4905 | 77.4768 | 78.1506 | 78.291 | 77.6791 | 76.1187 | 73.3856 | 69.9252 | 66.8892 | 64.4694 | 61.8289 | 5.11 | 4.1021 | 4.3927 | 3.9745 | 3.5695 | 3.9188 | 3.3307 | 3.0627 | 3.2262 | 3.5192 | 3.8578 | 4.7216 | 4.0585 | 4.0668 | 3.4478 | 3.1495 | 2.7384 | 3.1054 | 3.489 | 3.2849 | 3.4934 | 4.1126 | 4.2326 | 4.5711
Portfolio Adjusted1-in-10Size: Over 200kWOrange County2023April Monthly Peak | Portfolio Adjusted | 1-in-10 | Size: Over 200kW | Orange County | 2023 | April Monthly Peak | 4 | 121.4176 | 117.0751 | 113.3951 | 115.286 | 126.4751 | 156.7354 | 183.3755 | 199.0691 | 212.0167 | 219.789 | 227.5333 | 231.6301 | 232.7966 | 231.7903 | 224.7574 | 211.1439 | 196.9572 | 184.0389 | 173.3159 | 172.6548 | 167.1944 | 157.851 | 144.9588 | 135.5302 | 0.97704 | 0.78289 | 0.58836 | -0.12579 | -0.37838 | -0.23733 | 0.21732 | 0.35852 | 0.21133 | 0.13515 | -0.048714 | 0.22124 | 1.1152 | 4.0116 | 10.6213 | 9.7528 | 9.1594 | 8.1717 | 2.3935 | 0.66572 | -0.034255 | -0.08508 | -0.05741 | -0.32316 | 72.2809 | 70.2706 | 68.5193 | 66.688 | 65.7556 | 65.0297 | 64.3363 | 64.5128 | 67.6899 | 73.4009 | 79.8299 | 85.7586 | 89.6467 | 91.6464 | 92.4071 | 93.0077 | 92.9835 | 92.1457 | 90.5663 | 86.9826 | 81.9031 | 77.8259 | 75.0252 | 72.7426 | 4.9395 | 3.9747 | 4.2647 | 3.8727 | 3.4755 | 3.8033 | 3.1987 | 2.9778 | 3.1839 | 3.5405 | 3.9296 | 4.8402 | 4.1686 | 4.175 | 3.5366 | 3.2375 | 2.8156 | 3.1783 | 3.4942 | 3.2935 | 3.5131 | 4.1265 | 4.2192 | 4.5348
Portfolio Adjusted1-in-10Size: Over 200kWOrange County2023May Monthly Peak | Portfolio Adjusted | 1-in-10 | Size: Over 200kW | Orange County | 2023 | May Monthly Peak | 5 | 123.904 | 119.2796 | 115.3757 | 117.4096 | 129.4386 | 160.7731 | 186.265 | 205.3 | 221.8915 | 231.7353 | 241.1055 | 245.3918 | 246.5118 | 245.5795 | 238.4833 | 223.667 | 208.2021 | 193.7994 | 181.9361 | 178.4061 | 174.6022 | 165.0487 | 151.1683 | 142.2518 | 0.19131 | 0.20667 | 0.058531 | -0.4208 | -0.72304 | -0.76536 | -0.42995 | -0.12932 | 0.42998 | 0.6556 | -0.13364 | -0.020074 | 1.0078 | 3.9407 | 11.1048 | 10.2032 | 9.3894 | 8.4231 | 2.7404 | 0.33216 | -0.26398 | -0.28657 | -0.40735 | -0.44028 | 75.719 | 73.8971 | 72.2923 | 71.6359 | 70.8698 | 69.8521 | 69.3128 | 69.6676 | 73.3184 | 79.2806 | 84.4973 | 88.3861 | 91.078 | 93.2878 | 94.6888 | 95.0793 | 94.963 | 93.9262 | 92.3118 | 89.6198 | 85.5495 | 81.0275 | 78.3504 | 76.0962 | 4.9946 | 4.0126 | 4.2996 | 3.9081 | 3.5244 | 3.8657 | 3.2195 | 3.043 | 3.3018 | 3.6989 | 4.126 | 5.081 | 4.3739 | 4.383 | 3.7184 | 3.3983 | 2.9492 | 3.3163 | 3.6346 | 3.3722 | 3.6353 | 4.2753 | 4.3598 | 4.7163
Portfolio Adjusted1-in-10Size: Over 200kWOrange County2023June Monthly Peak | Portfolio Adjusted | 1-in-10 | Size: Over 200kW | Orange County | 2023 | June Monthly Peak | 6 | 134.1647 | 129.3648 | 124.043 | 126.0893 | 136.5256 | 165.19 | 191.1689 | 209.0865 | 223.2244 | 231.3853 | 238.2795 | 240.5782 | 238.5467 | 236.8084 | 230.4861 | 219.7889 | 206.3018 | 192.6877 | 184.1891 | 180.9142 | 178.2196 | 170.111 | 156.5696 | 148.4655 | 0.45524 | 0.40639 | 0.22804 | -0.36253 | -0.66192 | -0.6339 | -0.25138 | 0.012821 | 0.37284 | 0.50893 | -0.10903 | 0.051255 | 1.0229 | 3.8848 | 10.7778 | 10.0621 | 9.3863 | 8.4263 | 2.7087 | 0.4394 | -0.20321 | -0.23744 | -0.31957 | -0.42951 | 73.6572 | 72.2303 | 70.9107 | 69.899 | 68.5816 | 67.7168 | 67.3297 | 68.1732 | 71.7158 | 77.0179 | 82.4997 | 87.2187 | 90.8893 | 93.5173 | 95.3758 | 96.2679 | 96.6094 | 95.4311 | 93.7978 | 90.6543 | 86.3854 | 82.3537 | 79.5929 | 77.4355 | 5.4081 | 4.3517 | 4.6224 | 4.1969 | 3.7173 | 3.9718 | 3.3041 | 3.099 | 3.3216 | 3.6932 | 4.0775 | 4.9812 | 4.2325 | 4.2263 | 3.5936 | 3.3392 | 2.9221 | 3.2972 | 3.6794 | 3.4195 | 3.7104 | 4.4063 | 4.5154 | 4.9222
Portfolio Adjusted1-in-10Size: Over 200kWOrange County2023July Monthly Peak | Portfolio Adjusted | 1-in-10 | Size: Over 200kW | Orange County | 2023 | July Monthly Peak | 7 | 137.862 | 132.6444 | 128.5797 | 130.4146 | 141.831 | 172.6348 | 199.5277 | 216.0294 | 229.4582 | 238.1164 | 245.3155 | 247.8224 | 246.8257 | 244.7838 | 239.4231 | 229.331 | 216.3354 | 203.1487 | 194.0198 | 189.2039 | 184.8014 | 176.5929 | 163.0808 | 154.5272 | -0.42507 | -0.2378 | -0.36307 | -0.69875 | -1.0541 | -1.2206 | -0.95655 | -0.50975 | 0.5983 | 1.0488 | -0.19536 | -0.20313 | 0.88578 | 3.7084 | 11.0307 | 10.3682 | 9.5397 | 8.6938 | 3.0953 | 0.083804 | -0.45126 | -0.45706 | -0.70619 | -0.55641 | 79.1768 | 77.7721 | 76.4444 | 75.0232 | 74.1061 | 73.2507 | 72.4141 | 72.8344 | 76.0006 | 80.9759 | 86.3436 | 91.0347 | 93.9734 | 95.4575 | 96.3777 | 96.1997 | 96.0252 | 95.6341 | 94.1024 | 91.4924 | 87.5684 | 83.6035 | 80.9978 | 79.276 | 5.6091 | 4.5038 | 4.8363 | 4.3815 | 3.8979 | 4.1896 | 3.4809 | 3.2319 | 3.4463 | 3.8362 | 4.2372 | 5.1792 | 4.4203 | 4.4096 | 3.7678 | 3.5168 | 3.0929 | 3.5087 | 3.9121 | 3.6097 | 3.8835 | 4.617 | 4.7472 | 5.1711
Portfolio Adjusted1-in-10Size: Over 200kWOrange County2023August Monthly Peak | Portfolio Adjusted | 1-in-10 | Size: Over 200kW | Orange County | 2023 | August Monthly Peak | 8 | 140.9035 | 134.9102 | 130.5334 | 132.8137 | 144.6053 | 176.601 | 206.5614 | 224.8431 | 240.7599 | 250.9964 | 259.2682 | 262.7408 | 262.4558 | 260.9411 | 254.6384 | 241.9012 | 226.8143 | 211.6556 | 200.6108 | 196.5399 | 191.2536 | 180.5084 | 166.3097 | 157.9971 | -1.0993 | -0.72684 | -0.81197 | -0.95184 | -1.3469 | -1.6646 | -1.5139 | -0.92713 | 0.79216 | 1.5088 | -0.27047 | -0.41304 | 0.80813 | 3.7145 | 11.6038 | 10.836 | 9.7703 | 8.9136 | 3.3828 | -0.1973 | -0.64839 | -0.624 | -0.99755 | -0.65037 | 79.4277 | 78.5372 | 77.6646 | 76.6675 | 76.0103 | 75.4665 | 75.4756 | 76.0699 | 78.7264 | 83.6147 | 88.6075 | 93.333 | 97.3579 | 99.6722 | 100.5665 | 101.3234 | 101.3716 | 100.3934 | 99.5864 | 96.8803 | 92.6727 | 88.8946 | 86.2476 | 84.1408 | 5.862 | 4.6839 | 5.0204 | 4.5626 | 4.0637 | 4.3824 | 3.6847 | 3.4395 | 3.6975 | 4.1348 | 4.5791 | 5.6147 | 4.8062 | 4.8065 | 4.0976 | 3.7932 | 3.3158 | 3.738 | 4.1361 | 3.8341 | 4.1096 | 4.8257 | 4.9503 | 5.4063
Portfolio Adjusted1-in-10Size: Over 200kWOrange County2023September Monthly Peak | Portfolio Adjusted | 1-in-10 | Size: Over 200kW | Orange County | 2023 | September Monthly Peak | 9 | 139.3157 | 134.0935 | 130.1498 | 132.1337 | 144.1087 | 175.9335 | 206.7419 | 226.2201 | 244.8277 | 255.4159 | 264.6431 | 268.9213 | 269.3253 | 267.7994 | 260.3464 | 245.7049 | 229.4829 | 213.3328 | 202.5491 | 201.4249 | 192.2188 | 181.5164 | 166.9225 | 157.8084 | -1.1174 | -0.74479 | -0.83008 | -0.95805 | -1.3549 | -1.6775 | -1.5395 | -0.95131 | 0.8133 | 1.5544 | -0.2791 | -0.43213 | 0.82292 | 3.8008 | 11.8578 | 11.0016 | 9.8744 | 8.9775 | 3.424 | -0.21572 | -0.66011 | -0.6348 | -1.0141 | -0.65336 | 81.356 | 80.3979 | 79.4948 | 79.0994 | 78.3554 | 78.0312 | 77.4013 | 76.8881 | 78.8828 | 82.9472 | 87.5264 | 92.1314 | 95.4446 | 97.4144 | 98.4101 | 99.0539 | 99.2127 | 97.9987 | 96.1313 | 92.8245 | 88.7784 | 85.3557 | 82.7134 | 80.5736 | 5.8036 | 4.6617 | 5.0123 | 4.5452 | 4.0551 | 4.3717 | 3.6929 | 3.4652 | 3.7649 | 4.2132 | 4.6802 | 5.7544 | 4.9385 | 4.9394 | 4.195 | 3.8579 | 3.3593 | 3.7726 | 4.1816 | 3.9346 | 4.1358 | 4.8591 | 4.9751 | 5.407
Portfolio Adjusted1-in-10Size: Over 200kWOrange County2023October Monthly Peak | Portfolio Adjusted | 1-in-10 | Size: Over 200kW | Orange County | 2023 | October Monthly Peak | 10 | 131.7111 | 126.8017 | 121.4675 | 122.2779 | 133.9807 | 164.7939 | 194.0913 | 210.1588 | 226.22 | 236.0647 | 246.4983 | 251.4364 | 252.8107 | 252.6587 | 245.3823 | 230.4017 | 214.1139 | 199.8996 | 193.6483 | 189.0707 | 178.6076 | 168.3708 | 155.6332 | 146.1834 | 0.20469 | 0.22068 | 0.062506 | -0.43777 | -0.74787 | -0.78367 | -0.44696 | -0.13158 | 0.43804 | 0.66703 | -0.1365 | -0.020163 | 1.0339 | 4.0548 | 11.4264 | 10.5106 | 9.6565 | 8.6886 | 2.9164 | 0.3526 | -0.26967 | -0.29202 | -0.41882 | -0.45229 | 76.1751 | 74.4181 | 73.0738 | 71.8405 | 70.8919 | 70.2011 | 69.6498 | 69.575 | 71.1208 | 75.4863 | 81.3498 | 87.054 | 91.841 | 95.0516 | 96.261 | 96.9285 | 96.808 | 95.2512 | 92.1635 | 87.5197 | 82.9167 | 79.8679 | 77.796 | 75.9451 | 5.3093 | 4.2656 | 4.5265 | 4.0701 | 3.6481 | 3.9624 | 3.3547 | 3.115 | 3.3662 | 3.768 | 4.2183 | 5.2062 | 4.4857 | 4.5093 | 3.8259 | 3.5006 | 3.0329 | 3.4207 | 3.8685 | 3.5738 | 3.7186 | 4.3613 | 4.4885 | 4.8467
Portfolio Adjusted1-in-10Size: Over 200kWOrange County2023November Monthly Peak | Portfolio Adjusted | 1-in-10 | Size: Over 200kW | Orange County | 2023 | November Monthly Peak | 11 | 123.8593 | 119.4323 | 115.9598 | 117.2767 | 128.6978 | 158.2524 | 184.1416 | 199.5041 | 212.7727 | 220.9246 | 228.9049 | 231.9584 | 232.5453 | 231.4774 | 224.3338 | 209.7309 | 196.2087 | 189.029 | 178.5733 | 172.7493 | 164.8504 | 156.0852 | 144.6012 | 136.6312 | 1.4133 | 1.1047 | 0.88247 | 0.023274 | -0.21232 | 0.026118 | 0.55098 | 0.61017 | 0.10851 | -0.11719 | -0.0087273 | 0.34597 | 1.1985 | 4.1571 | 10.6816 | 9.7496 | 9.2673 | 8.4851 | 2.3504 | 0.84427 | 0.077676 | 0.012539 | 0.11467 | -0.27556 | 70.2982 | 68.2132 | 67.6305 | 66.2581 | 65.1317 | 63.9942 | 64.2771 | 64.6347 | 66.9569 | 71.5038 | 77.7636 | 83.1343 | 86.4537 | 88.2053 | 89.2173 | 89.0944 | 87.8591 | 85.2464 | 81.7889 | 78.8132 | 76.1619 | 73.9464 | 72.0663 | 71.0832 | 5.1128 | 4.1142 | 4.4251 | 3.9974 | 3.5885 | 3.8965 | 3.2592 | 3.0281 | 3.2422 | 3.6111 | 4.0113 | 4.9183 | 4.2253 | 4.2306 | 3.5818 | 3.2631 | 2.846 | 3.3124 | 3.6531 | 3.3437 | 3.5147 | 4.1403 | 4.2706 | 4.6388
Portfolio Adjusted1-in-10Size: Over 200kWOrange County2023December Monthly Peak | Portfolio Adjusted | 1-in-10 | Size: Over 200kW | Orange County | 2023 | December Monthly Peak | 12 | 115.6878 | 111.3527 | 108.5126 | 108.7497 | 120.013 | 149.5512 | 176.9454 | 188.9727 | 197.3525 | 197.9558 | 199.5505 | 198.0044 | 194.8104 | 190.985 | 183.5308 | 172.1726 | 163.4073 | 160.313 | 154.6896 | 150.7204 | 144.9909 | 139.0613 | 129.7702 | 123.5656 | 1.9667 | 1.5041 | 1.2624 | 0.25458 | 0.069589 | 0.44193 | 1.0607 | 0.97277 | -0.05897 | -0.48171 | 0.050735 | 0.47178 | 1.1216 | 3.6368 | 8.848 | 8.0884 | 7.9156 | 7.3254 | 1.8695 | 0.9949 | 0.23118 | 0.15426 | 0.35927 | -0.17375 | 45.0121 | 44.3958 | 44.2294 | 44.5271 | 44.7579 | 44.6687 | 44.8633 | 44.7911 | 45.3751 | 46.5069 | 47.5693 | 49.0879 | 50.2161 | 50.7988 | 51.1026 | 51.0518 | 50.5501 | 49.6541 | 48.4326 | 47.2326 | 46.206 | 45.6598 | 45.2772 | 44.4028 | 4.9566 | 3.9814 | 4.298 | 3.8474 | 3.4732 | 3.8219 | 3.2506 | 2.9771 | 3.1213 | 3.3583 | 3.6295 | 4.3575 | 3.6739 | 3.6229 | 3.0414 | 2.7803 | 2.4601 | 2.9157 | 3.2845 | 3.028 | 3.2085 | 3.8286 | 3.9779 | 4.3543
Portfolio Adjusted1-in-10Size: Over 200kWOrange County2023Typical Event Day | Portfolio Adjusted | 1-in-10 | Size: Over 200kW | Orange County | 2023 | Typical Event Day | 8 | 140.0954 | 134.0888 | 129.7031 | 131.9852 | 143.6669 | 175.426 | 205.1655 | 222.655 | 237.621 | 246.7979 | 254.0851 | 256.9722 | 256.3632 | 254.9588 | 248.7656 | 236.3355 | 221.6578 | 207.0357 | 196.8436 | 193.0498 | 188.24 | 177.8549 | 163.9949 | 155.995 | -0.5433 | -0.32158 | -0.44046 | -0.74738 | -1.1133 | -1.3099 | -1.0712 | -0.59154 | 0.64691 | 1.1538 | -0.21291 | -0.2432 | 0.898 | 3.8232 | 11.4401 | 10.6683 | 9.7363 | 8.8364 | 3.1705 | 0.038459 | -0.48973 | -0.48635 | -0.75622 | -0.57524 | 78.4044 | 77.2344 | 76.1286 | 75.1723 | 74.2633 | 73.6163 | 73.1552 | 73.4914 | 76.3314 | 81.1389 | 86.2443 | 90.9295 | 94.4163 | 96.5153 | 97.6826 | 98.2112 | 98.3047 | 97.3643 | 95.9044 | 92.9629 | 88.8512 | 85.0519 | 82.3879 | 80.3565 | 5.7164 | 4.5659 | 4.8926 | 4.447 | 3.9597 | 4.2697 | 3.5895 | 3.3406 | 3.5792 | 3.9875 | 4.4013 | 5.3859 | 4.6044 | 4.6061 | 3.9262 | 3.6347 | 3.1782 | 3.5861 | 3.9805 | 3.6937 | 3.9672 | 4.6634 | 4.7876 | 5.2353
Portfolio Adjusted1-in-10Size: Over 200kWOrange County2024January Monthly Peak | Portfolio Adjusted | 1-in-10 | Size: Over 200kW | Orange County | 2024 | January Monthly Peak | 1 | 113.1992 | 109.3295 | 105.9632 | 106.8072 | 118.6865 | 149.9842 | 178.5474 | 191.8031 | 200.7499 | 199.7688 | 200.9448 | 200.4054 | 197.6812 | 192.8459 | 184.8824 | 171.9631 | 160.8083 | 157.5319 | 153.1098 | 149.1307 | 144.0034 | 138.0282 | 129.2951 | 123.1965 | 1.9244 | 1.4768 | 1.2327 | 0.25003 | 0.06882 | 0.44321 | 1.0703 | 0.98734 | -0.059985 | -0.48612 | 0.05109 | 0.47751 | 1.1381 | 3.6722 | 8.9131 | 8.0785 | 7.7897 | 7.1984 | 1.8504 | 0.98441 | 0.22961 | 0.15312 | 0.35796 | -0.17323 | 45.8931 | 45.1063 | 44.1167 | 43.3859 | 43.0994 | 42.5301 | 42.0641 | 41.9828 | 42.4804 | 44.7706 | 47.3735 | 49.2111 | 51.0202 | 52.0168 | 52.6709 | 52.6256 | 51.4692 | 49.8313 | 47.3734 | 45.9957 | 45.1811 | 44.7333 | 44.1553 | 43.3964 | 4.8499 | 3.909 | 4.197 | 3.7786 | 3.4348 | 3.833 | 3.2801 | 3.0217 | 3.175 | 3.3891 | 3.6549 | 4.4104 | 3.728 | 3.6582 | 3.0638 | 2.7769 | 2.421 | 2.8651 | 3.251 | 2.996 | 3.1866 | 3.8001 | 3.9633 | 4.3413