Program Specific1-in-10Size: 20 kW to 199.99 kWSouth of Lugo2024October Monthly Peak | Program Specific | 1-in-10 | Size: 20 kW to 199.99 kW | South of Lugo | 2024 | October Monthly Peak | 10 | 14.554 | 13.8496 | 13.376 | 13.1855 | 13.5864 | 15.1584 | 17.859 | 19.5715 | 23.4167 | 26.665 | 29.0811 | 30.9129 | 31.6666 | 32.5577 | 32.8204 | 32.2246 | 30.9514 | 28.3065 | 25.7553 | 24.3145 | 22.8657 | 20.9995 | 18.3083 | 16.0042 | 0 | 0 | 0 | 0 | 0 | 0 | 0 | 0 | 0 | 0 | 0 | 0 | 0 | 0 | 0.31288 | 0.31176 | 0.30732 | 0.21748 | 0 | 0 | 0 | 0 | 0 | 0 | 70.8298 | 69.8912 | 68.8215 | 67.7707 | 66.7242 | 66.4523 | 66.4892 | 66.4563 | 67.6737 | 70.7097 | 75.0434 | 79.9008 | 83.9881 | 85.7976 | 86.0102 | 86.0333 | 85.4754 | 84.5982 | 81.8548 | 77.9576 | 74.3889 | 72.248 | 70.6855 | 69.5847 | 0.03355 | 0.034392 | 0.032558 | 0.028157 | 0.028854 | 0.031201 | 0.037916 | 0.043268 | 0.051705 | 0.057373 | 0.060517 | 0.063734 | 0.065363 | 0.066539 | 0.065628 | 0.060393 | 0.055178 | 0.050221 | 0.045218 | 0.043552 | 0.042454 | 0.038853 | 0.03652 | 0.037408
Program Specific1-in-10Size: 20 kW to 199.99 kWSouth of Lugo2024November Monthly Peak | Program Specific | 1-in-10 | Size: 20 kW to 199.99 kW | South of Lugo | 2024 | November Monthly Peak | 11 | 13.6341 | 13.0262 | 12.669 | 12.6082 | 12.9548 | 14.601 | 16.4358 | 18.5623 | 22.2729 | 25.5498 | 27.8155 | 29.6124 | 30.4396 | 31.1419 | 31.0354 | 30.2692 | 28.794 | 27.3412 | 24.6064 | 22.8695 | 21.3901 | 19.3636 | 17.0051 | 14.99 | 0 | 0 | 0 | 0 | 0 | 0 | 0 | 0 | 0 | 0 | 0 | 0 | 0 | 0 | 0.29587 | 0.29284 | 0.28589 | 0.21006 | 0 | 0 | 0 | 0 | 0 | 0 | 68.6638 | 66.8664 | 66.1422 | 64.5805 | 63.8158 | 62.7615 | 62.1772 | 62.6984 | 65.6673 | 71.4981 | 78.2542 | 83.6639 | 85.7308 | 87.1795 | 87.6053 | 86.2204 | 84.0865 | 81.7205 | 79.3342 | 76.4377 | 74.552 | 72.8079 | 70.6929 | 69.1179 | 0.03143 | 0.032348 | 0.030837 | 0.026924 | 0.027512 | 0.030054 | 0.034895 | 0.041037 | 0.049179 | 0.054973 | 0.057883 | 0.061052 | 0.06283 | 0.063645 | 0.062059 | 0.056729 | 0.051332 | 0.048508 | 0.043201 | 0.040963 | 0.039715 | 0.035827 | 0.03392 | 0.035037
Program Specific1-in-10Size: 20 kW to 199.99 kWSouth of Lugo2024December Monthly Peak | Program Specific | 1-in-10 | Size: 20 kW to 199.99 kW | South of Lugo | 2024 | December Monthly Peak | 12 | 12.9857 | 12.5235 | 12.3178 | 12.4301 | 12.7615 | 14.5925 | 17.2071 | 18.6953 | 21.0417 | 22.0543 | 22.3144 | 22.3296 | 21.9931 | 22.1645 | 22.1569 | 21.6279 | 21.024 | 21.0415 | 20.1563 | 19.4263 | 18.6015 | 17.3024 | 15.7079 | 14.1342 | 0 | 0 | 0 | 0 | 0 | 0 | 0 | 0 | 0 | 0 | 0 | 0 | 0 | 0 | 0.21123 | 0.20924 | 0.20875 | 0.16166 | 0 | 0 | 0 | 0 | 0 | 0 | 48.1614 | 47.2375 | 46.8566 | 47.1304 | 47.6576 | 47.319 | 48.2721 | 48.3935 | 49.3296 | 50.8592 | 52.0664 | 53.4763 | 55.0006 | 54.6854 | 54.5947 | 54.3876 | 53.8224 | 52.4674 | 51.3655 | 49.4985 | 47.59 | 47.8444 | 47.7637 | 47.0172 | 0.029935 | 0.031099 | 0.029982 | 0.026544 | 0.027102 | 0.030036 | 0.036532 | 0.041331 | 0.046461 | 0.047452 | 0.046435 | 0.046037 | 0.045396 | 0.045298 | 0.044305 | 0.040534 | 0.03748 | 0.037332 | 0.035388 | 0.034796 | 0.034537 | 0.032013 | 0.031333 | 0.033037
Program Specific1-in-10Size: 20 kW to 199.99 kWSouth of Lugo2024Typical Event Day | Program Specific | 1-in-10 | Size: 20 kW to 199.99 kW | South of Lugo | 2024 | Typical Event Day | 8 | 15.2869 | 14.4545 | 13.9581 | 13.7939 | 14.1919 | 16.009 | 18.4259 | 21.1248 | 25.4187 | 28.7668 | 31.6683 | 33.4304 | 34.0781 | 34.7966 | 35.0295 | 34.6907 | 33.5783 | 31.1656 | 27.623 | 25.8221 | 24.7994 | 22.575 | 19.918 | 17.1677 | 0 | 0 | 0 | 0 | 0 | 0 | 0 | 0 | 0 | 0 | 0 | 0 | 0 | 0 | 0.33394 | 0.33561 | 0.3334 | 0.23945 | 0 | 0 | 0 | 0 | 0 | 0 | 70.6138 | 69.9018 | 69.5012 | 69.074 | 68.4724 | 68.1392 | 68.1129 | 68.7167 | 71.06 | 75.0257 | 79.1122 | 82.7785 | 83.9967 | 84.3889 | 85.2281 | 86.012 | 86.638 | 86.5994 | 85.881 | 82.3926 | 77.8348 | 74.6866 | 72.8615 | 71.597 | 0.03524 | 0.035895 | 0.033975 | 0.029456 | 0.03014 | 0.032952 | 0.03912 | 0.046702 | 0.056125 | 0.061895 | 0.0659 | 0.068924 | 0.07034 | 0.071115 | 0.070045 | 0.065015 | 0.059861 | 0.055294 | 0.048497 | 0.046252 | 0.046045 | 0.041768 | 0.039731 | 0.040128
Program Specific1-in-10Size: 20 kW to 199.99 kWSouth of Lugo2025January Monthly Peak | Program Specific | 1-in-10 | Size: 20 kW to 199.99 kW | South of Lugo | 2025 | January Monthly Peak | 1 | 13.1007 | 12.7992 | 12.637 | 12.6871 | 13.0171 | 14.669 | 17.3605 | 19.0696 | 21.1949 | 22.0362 | 22.3822 | 22.1215 | 21.5472 | 21.7033 | 21.6311 | 20.8741 | 20.0712 | 20.294 | 19.8563 | 19.1533 | 18.3345 | 17.0234 | 15.5084 | 13.9373 | 0 | 0 | 0 | 0 | 0 | 0 | 0 | 0 | 0 | 0 | 0 | 0 | 0 | 0 | 0.20621 | 0.20195 | 0.19929 | 0.15592 | 0 | 0 | 0 | 0 | 0 | 0 | 48.6203 | 47.7085 | 46.7043 | 46.3938 | 45.7862 | 45.9711 | 45.7356 | 45.4727 | 45.2812 | 48.3016 | 51.63 | 53.0752 | 54.7624 | 55.7953 | 55.6271 | 54.5039 | 52.9849 | 51.8304 | 50.349 | 48.5079 | 47.3096 | 46.3159 | 46.1274 | 45.6552 | 0.0302 | 0.031784 | 0.030759 | 0.027093 | 0.027645 | 0.030193 | 0.036858 | 0.042159 | 0.046799 | 0.047413 | 0.046577 | 0.045608 | 0.044475 | 0.044356 | 0.043254 | 0.039121 | 0.035782 | 0.036005 | 0.034861 | 0.034307 | 0.034041 | 0.031497 | 0.030935 | 0.032577
Program Specific1-in-10Size: 20 kW to 199.99 kWSouth of Lugo2025February Monthly Peak | Program Specific | 1-in-10 | Size: 20 kW to 199.99 kW | South of Lugo | 2025 | February Monthly Peak | 2 | 13.0444 | 12.5991 | 12.2968 | 12.2667 | 12.5496 | 13.8749 | 16.0029 | 17.4726 | 19.7098 | 21.3115 | 22.5552 | 23.3856 | 23.6911 | 24.347 | 24.4777 | 23.9185 | 22.9969 | 21.7218 | 20.8768 | 19.8293 | 18.8553 | 17.431 | 15.5894 | 13.879 | 0 | 0 | 0 | 0 | 0 | 0 | 0 | 0 | 0 | 0 | 0 | 0 | 0 | 0 | 0.23335 | 0.2314 | 0.22834 | 0.16689 | 0 | 0 | 0 | 0 | 0 | 0 | 54.4939 | 53.4935 | 52.3111 | 51.6248 | 51.8678 | 51.183 | 48.6733 | 51.3114 | 53.2832 | 55.7442 | 58.6251 | 59.4292 | 60.674 | 62.2153 | 63.1159 | 63.4531 | 62.6461 | 61.9887 | 60.6694 | 59.0052 | 57.4587 | 56.0901 | 55.429 | 53.9329 | 0.03007 | 0.031287 | 0.029931 | 0.026195 | 0.026652 | 0.028559 | 0.033976 | 0.038628 | 0.04352 | 0.045854 | 0.046936 | 0.048214 | 0.0489 | 0.049759 | 0.048946 | 0.044827 | 0.040998 | 0.038539 | 0.036653 | 0.035518 | 0.035008 | 0.032251 | 0.031096 | 0.03244
Program Specific1-in-10Size: 20 kW to 199.99 kWSouth of Lugo2025March Monthly Peak | Program Specific | 1-in-10 | Size: 20 kW to 199.99 kW | South of Lugo | 2025 | March Monthly Peak | 3 | 13.3172 | 12.8228 | 12.3941 | 12.2632 | 12.5853 | 13.7294 | 15.9869 | 17.3984 | 19.9906 | 22.4762 | 24.3136 | 25.7388 | 26.3646 | 27.2989 | 27.6619 | 27.2417 | 26.3978 | 24.5521 | 22.3823 | 21.534 | 20.4802 | 18.762 | 16.5898 | 14.5727 | 0 | 0 | 0 | 0 | 0 | 0 | 0 | 0 | 0 | 0 | 0 | 0 | 0 | 0 | 0.26371 | 0.26355 | 0.2621 | 0.18864 | 0 | 0 | 0 | 0 | 0 | 0 | 61.4642 | 59.899 | 58.8605 | 57.585 | 56.5972 | 55.6348 | 54.8893 | 54.6207 | 56.1592 | 59.9281 | 64.2076 | 68.4639 | 72.5055 | 73.8667 | 74.6043 | 74.1425 | 73.0617 | 71.4717 | 70.6819 | 69.1467 | 66.8062 | 64.2528 | 61.9033 | 60.1544 | 0.030699 | 0.031842 | 0.030168 | 0.026188 | 0.026727 | 0.028259 | 0.033942 | 0.038464 | 0.04414 | 0.04836 | 0.050596 | 0.053066 | 0.054419 | 0.055791 | 0.055313 | 0.051055 | 0.04706 | 0.04356 | 0.039296 | 0.038571 | 0.038025 | 0.034713 | 0.033092 | 0.034062
Program Specific1-in-10Size: 20 kW to 199.99 kWSouth of Lugo2025April Monthly Peak | Program Specific | 1-in-10 | Size: 20 kW to 199.99 kW | South of Lugo | 2025 | April Monthly Peak | 4 | 14.1142 | 13.4878 | 12.9689 | 12.7866 | 13.1802 | 14.4402 | 16.5219 | 18.5706 | 22.385 | 25.707 | 28.4431 | 30.3675 | 31.2372 | 32.0918 | 32.2531 | 31.8067 | 30.6137 | 28.2157 | 24.9194 | 23.7233 | 22.6545 | 20.6117 | 18.0937 | 15.6879 | 0 | 0 | 0 | 0 | 0 | 0 | 0 | 0 | 0 | 0 | 0 | 0 | 0 | 0 | 0.30747 | 0.30771 | 0.30396 | 0.21678 | 0 | 0 | 0 | 0 | 0 | 0 | 70.2366 | 69.2532 | 67.6769 | 66.0963 | 64.7401 | 63.8838 | 63.4959 | 63.576 | 66.2894 | 71.9069 | 77.2243 | 82.3192 | 85.3139 | 86.1566 | 85.2592 | 85.2006 | 85.1445 | 85.2123 | 83.8401 | 79.8078 | 75.0521 | 70.4282 | 68.1164 | 67.1315 | 0.032537 | 0.033494 | 0.031567 | 0.027305 | 0.027991 | 0.029723 | 0.035077 | 0.041055 | 0.049427 | 0.055312 | 0.059189 | 0.062609 | 0.064476 | 0.065587 | 0.064494 | 0.05961 | 0.054576 | 0.05006 | 0.04375 | 0.042493 | 0.042062 | 0.038136 | 0.036092 | 0.036669
Program Specific1-in-10Size: 20 kW to 199.99 kWSouth of Lugo2025May Monthly Peak | Program Specific | 1-in-10 | Size: 20 kW to 199.99 kW | South of Lugo | 2025 | May Monthly Peak | 5 | 14.3286 | 13.699 | 13.2324 | 13.0836 | 13.5253 | 14.8837 | 16.8004 | 19.4002 | 23.4227 | 26.8441 | 29.4755 | 31.3419 | 32.2139 | 32.8384 | 32.8613 | 32.2877 | 31.011 | 28.5993 | 25.3884 | 23.7929 | 23.1535 | 21.0706 | 18.4224 | 15.9659 | 0 | 0 | 0 | 0 | 0 | 0 | 0 | 0 | 0 | 0 | 0 | 0 | 0 | 0 | 0.31327 | 0.31237 | 0.30791 | 0.21973 | 0 | 0 | 0 | 0 | 0 | 0 | 70.8102 | 69.6561 | 68.4801 | 68.168 | 67.8138 | 67.4542 | 67.5708 | 67.6136 | 70.8909 | 76.1743 | 80.7728 | 84.1419 | 85.5046 | 85.7212 | 86.5252 | 86.6818 | 86.6986 | 85.765 | 85.2475 | 82.8174 | 78.5602 | 73.9634 | 71.4146 | 69.0446 | 0.033031 | 0.034018 | 0.032208 | 0.027939 | 0.028724 | 0.030636 | 0.035669 | 0.04289 | 0.051718 | 0.057758 | 0.061337 | 0.064618 | 0.066492 | 0.067113 | 0.06571 | 0.060512 | 0.055284 | 0.05074 | 0.044574 | 0.042617 | 0.042989 | 0.038985 | 0.036748 | 0.037318
Program Specific1-in-10Size: 20 kW to 199.99 kWSouth of Lugo2025June Monthly Peak | Program Specific | 1-in-10 | Size: 20 kW to 199.99 kW | South of Lugo | 2025 | June Monthly Peak | 6 | 14.3205 | 13.6966 | 13.263 | 13.1109 | 13.5038 | 14.8353 | 16.874 | 19.4314 | 23.3208 | 26.6435 | 29.1726 | 30.9043 | 31.5221 | 32.1674 | 32.2776 | 31.7923 | 30.6606 | 28.3572 | 25.2693 | 23.345 | 22.7006 | 20.8968 | 18.2874 | 15.8432 | 0 | 0 | 0 | 0 | 0 | 0 | 0 | 0 | 0 | 0 | 0 | 0 | 0 | 0 | 0.30771 | 0.30757 | 0.30443 | 0.21787 | 0 | 0 | 0 | 0 | 0 | 0 | 65.6851 | 65.3182 | 65.4994 | 65.5217 | 64.4731 | 63.5087 | 62.9732 | 63.9993 | 66.5782 | 70.201 | 74.9256 | 79.1983 | 80.9666 | 80.932 | 81.6056 | 82.0937 | 83.3595 | 82.6435 | 82.5592 | 78.4577 | 73.9875 | 70.9471 | 69.1111 | 68.3743 | 0.033012 | 0.034012 | 0.032283 | 0.027998 | 0.028678 | 0.030536 | 0.035825 | 0.042959 | 0.051493 | 0.057326 | 0.060707 | 0.063716 | 0.065064 | 0.065741 | 0.064543 | 0.059583 | 0.05466 | 0.050311 | 0.044365 | 0.041815 | 0.042148 | 0.038663 | 0.036478 | 0.037031
Program Specific1-in-10Size: 20 kW to 199.99 kWSouth of Lugo2025July Monthly Peak | Program Specific | 1-in-10 | Size: 20 kW to 199.99 kW | South of Lugo | 2025 | July Monthly Peak | 7 | 15.0569 | 14.2247 | 13.7515 | 13.5801 | 14.0473 | 15.7213 | 17.8988 | 20.6235 | 24.6403 | 27.8544 | 30.477 | 32.1931 | 32.8065 | 33.5154 | 33.7013 | 33.3012 | 32.238 | 29.9784 | 26.7356 | 24.7148 | 24.0451 | 22.15 | 19.4857 | 16.9029 | 0 | 0 | 0 | 0 | 0 | 0 | 0 | 0 | 0 | 0 | 0 | 0 | 0 | 0 | 0.32128 | 0.32217 | 0.32009 | 0.23033 | 0 | 0 | 0 | 0 | 0 | 0 | 69.9997 | 68.7744 | 68.2272 | 67.8446 | 67.5172 | 67.2266 | 67.5775 | 68.4975 | 70.8572 | 74.9339 | 79.426 | 82.0088 | 80.7548 | 80.2015 | 82.6202 | 83.0508 | 82.4174 | 81.8388 | 80.6557 | 78.7763 | 75.552 | 72.9254 | 71.6633 | 70.9408 | 0.03471 | 0.035324 | 0.033472 | 0.029 | 0.029832 | 0.03236 | 0.038001 | 0.045594 | 0.054407 | 0.059932 | 0.063421 | 0.066373 | 0.067716 | 0.068496 | 0.067389 | 0.062411 | 0.057472 | 0.053187 | 0.046939 | 0.044269 | 0.044644 | 0.040982 | 0.038868 | 0.039508
Program Specific1-in-10Size: 20 kW to 199.99 kWSouth of Lugo2025August Monthly Peak | Program Specific | 1-in-10 | Size: 20 kW to 199.99 kW | South of Lugo | 2025 | August Monthly Peak | 8 | 15.4457 | 14.603 | 14.0958 | 13.9267 | 14.337 | 16.1887 | 18.6594 | 21.4576 | 25.8907 | 29.3381 | 32.3151 | 34.1027 | 34.7498 | 35.4456 | 35.6415 | 35.2822 | 34.1196 | 31.6678 | 28.0589 | 26.2104 | 25.1397 | 22.872 | 20.1783 | 17.3816 | 0 | 0 | 0 | 0 | 0 | 0 | 0 | 0 | 0 | 0 | 0 | 0 | 0 | 0 | 0.33978 | 0.34134 | 0.33877 | 0.24331 | 0 | 0 | 0 | 0 | 0 | 0 | 70.9944 | 70.3825 | 69.8883 | 69.4254 | 69.2198 | 69.4753 | 69.6053 | 69.8101 | 72.1363 | 76.1829 | 79.5294 | 83.3135 | 85.0732 | 86.0524 | 86.6107 | 88.4182 | 90.3811 | 92.1397 | 91.9864 | 87.9448 | 81.7794 | 78.0008 | 75.9984 | 73.7527 | 0.035606 | 0.036263 | 0.03431 | 0.02974 | 0.030448 | 0.033321 | 0.039616 | 0.047438 | 0.057168 | 0.063124 | 0.067246 | 0.07031 | 0.071727 | 0.072441 | 0.071269 | 0.066124 | 0.060826 | 0.056185 | 0.049263 | 0.046948 | 0.046677 | 0.042318 | 0.04025 | 0.040627
Program Specific1-in-10Size: 20 kW to 199.99 kWSouth of Lugo2025September Monthly Peak | Program Specific | 1-in-10 | Size: 20 kW to 199.99 kW | South of Lugo | 2025 | September Monthly Peak | 9 | 15.8717 | 15.0688 | 14.5503 | 14.3827 | 14.8507 | 16.7378 | 19.7116 | 22.2623 | 27.2998 | 30.895 | 33.64 | 35.5959 | 36.1312 | 36.77 | 36.7276 | 35.9997 | 34.4553 | 31.7086 | 27.862 | 26.6184 | 25.1073 | 22.9623 | 20.0944 | 17.4256 | 0 | 0 | 0 | 0 | 0 | 0 | 0 | 0 | 0 | 0 | 0 | 0 | 0 | 0 | 0.35013 | 0.34828 | 0.34211 | 0.24362 | 0 | 0 | 0 | 0 | 0 | 0 | 75.7762 | 75.1319 | 74.3899 | 73.5043 | 72.6795 | 72.3462 | 72.2957 | 72.5599 | 74.6682 | 78.7849 | 82.5677 | 86.5935 | 89.192 | 90.3696 | 90.076 | 90.4853 | 90.3939 | 89.7757 | 88.3227 | 84.3916 | 80.0201 | 76.873 | 74.6731 | 73.32 | 0.036588 | 0.03742 | 0.035416 | 0.030714 | 0.031539 | 0.034452 | 0.041849 | 0.049217 | 0.060279 | 0.066474 | 0.070003 | 0.073389 | 0.074578 | 0.075148 | 0.073441 | 0.067469 | 0.061425 | 0.056257 | 0.048917 | 0.047678 | 0.046616 | 0.042485 | 0.040083 | 0.04073
Program Specific1-in-10Size: 20 kW to 199.99 kWSouth of Lugo2025October Monthly Peak | Program Specific | 1-in-10 | Size: 20 kW to 199.99 kW | South of Lugo | 2025 | October Monthly Peak | 10 | 14.554 | 13.8496 | 13.376 | 13.1855 | 13.5864 | 15.1584 | 17.859 | 19.5715 | 23.4167 | 26.665 | 29.0811 | 30.9129 | 31.6666 | 32.5577 | 32.8204 | 32.2246 | 30.9514 | 28.3065 | 25.7553 | 24.3145 | 22.8657 | 20.9995 | 18.3083 | 16.0042 | 0 | 0 | 0 | 0 | 0 | 0 | 0 | 0 | 0 | 0 | 0 | 0 | 0 | 0 | 0.31288 | 0.31176 | 0.30732 | 0.21748 | 0 | 0 | 0 | 0 | 0 | 0 | 70.8298 | 69.8912 | 68.8215 | 67.7707 | 66.7242 | 66.4523 | 66.4892 | 66.4563 | 67.6737 | 70.7097 | 75.0434 | 79.9008 | 83.9881 | 85.7976 | 86.0102 | 86.0333 | 85.4754 | 84.5982 | 81.8548 | 77.9576 | 74.3889 | 72.248 | 70.6855 | 69.5847 | 0.03355 | 0.034392 | 0.032558 | 0.028157 | 0.028854 | 0.031201 | 0.037916 | 0.043268 | 0.051705 | 0.057373 | 0.060517 | 0.063734 | 0.065363 | 0.066539 | 0.065628 | 0.060393 | 0.055178 | 0.050221 | 0.045218 | 0.043552 | 0.042454 | 0.038853 | 0.03652 | 0.037408
Program Specific1-in-10Size: 20 kW to 199.99 kWSouth of Lugo2025November Monthly Peak | Program Specific | 1-in-10 | Size: 20 kW to 199.99 kW | South of Lugo | 2025 | November Monthly Peak | 11 | 13.6341 | 13.0262 | 12.669 | 12.6082 | 12.9548 | 14.601 | 16.4358 | 18.5623 | 22.2729 | 25.5498 | 27.8155 | 29.6124 | 30.4396 | 31.1419 | 31.0354 | 30.2692 | 28.794 | 27.3412 | 24.6064 | 22.8695 | 21.3901 | 19.3636 | 17.0051 | 14.99 | 0 | 0 | 0 | 0 | 0 | 0 | 0 | 0 | 0 | 0 | 0 | 0 | 0 | 0 | 0.29587 | 0.29284 | 0.28589 | 0.21006 | 0 | 0 | 0 | 0 | 0 | 0 | 68.6638 | 66.8664 | 66.1422 | 64.5805 | 63.8158 | 62.7615 | 62.1772 | 62.6984 | 65.6673 | 71.4981 | 78.2542 | 83.6639 | 85.7308 | 87.1795 | 87.6053 | 86.2204 | 84.0865 | 81.7205 | 79.3342 | 76.4377 | 74.552 | 72.8079 | 70.6929 | 69.1179 | 0.03143 | 0.032348 | 0.030837 | 0.026924 | 0.027512 | 0.030054 | 0.034895 | 0.041037 | 0.049179 | 0.054973 | 0.057883 | 0.061052 | 0.06283 | 0.063645 | 0.062059 | 0.056729 | 0.051332 | 0.048508 | 0.043201 | 0.040963 | 0.039715 | 0.035827 | 0.03392 | 0.035037
Program Specific1-in-10Size: 20 kW to 199.99 kWSouth of Lugo2025December Monthly Peak | Program Specific | 1-in-10 | Size: 20 kW to 199.99 kW | South of Lugo | 2025 | December Monthly Peak | 12 | 12.9857 | 12.5235 | 12.3178 | 12.4301 | 12.7615 | 14.5925 | 17.2071 | 18.6953 | 21.0417 | 22.0543 | 22.3144 | 22.3296 | 21.9931 | 22.1645 | 22.1569 | 21.6279 | 21.024 | 21.0415 | 20.1563 | 19.4263 | 18.6015 | 17.3024 | 15.7079 | 14.1342 | 0 | 0 | 0 | 0 | 0 | 0 | 0 | 0 | 0 | 0 | 0 | 0 | 0 | 0 | 0.21123 | 0.20924 | 0.20875 | 0.16166 | 0 | 0 | 0 | 0 | 0 | 0 | 48.1614 | 47.2375 | 46.8566 | 47.1304 | 47.6576 | 47.319 | 48.2721 | 48.3935 | 49.3296 | 50.8592 | 52.0664 | 53.4763 | 55.0006 | 54.6854 | 54.5947 | 54.3876 | 53.8224 | 52.4674 | 51.3655 | 49.4985 | 47.59 | 47.8444 | 47.7637 | 47.0172 | 0.029935 | 0.031099 | 0.029982 | 0.026544 | 0.027102 | 0.030036 | 0.036532 | 0.041331 | 0.046461 | 0.047452 | 0.046435 | 0.046037 | 0.045396 | 0.045298 | 0.044305 | 0.040534 | 0.03748 | 0.037332 | 0.035388 | 0.034796 | 0.034537 | 0.032013 | 0.031333 | 0.033037
Program Specific1-in-10Size: 20 kW to 199.99 kWSouth of Lugo2025Typical Event Day | Program Specific | 1-in-10 | Size: 20 kW to 199.99 kW | South of Lugo | 2025 | Typical Event Day | 8 | 15.2869 | 14.4545 | 13.9581 | 13.7939 | 14.1919 | 16.009 | 18.4259 | 21.1248 | 25.4187 | 28.7668 | 31.6683 | 33.4304 | 34.0781 | 34.7966 | 35.0295 | 34.6907 | 33.5783 | 31.1656 | 27.623 | 25.8221 | 24.7994 | 22.575 | 19.918 | 17.1677 | 0 | 0 | 0 | 0 | 0 | 0 | 0 | 0 | 0 | 0 | 0 | 0 | 0 | 0 | 0.33394 | 0.33561 | 0.3334 | 0.23945 | 0 | 0 | 0 | 0 | 0 | 0 | 70.6138 | 69.9018 | 69.5012 | 69.074 | 68.4724 | 68.1392 | 68.1129 | 68.7167 | 71.06 | 75.0257 | 79.1122 | 82.7785 | 83.9967 | 84.3889 | 85.2281 | 86.012 | 86.638 | 86.5994 | 85.881 | 82.3926 | 77.8348 | 74.6866 | 72.8615 | 71.597 | 0.03524 | 0.035895 | 0.033975 | 0.029456 | 0.03014 | 0.032952 | 0.03912 | 0.046702 | 0.056125 | 0.061895 | 0.0659 | 0.068924 | 0.07034 | 0.071115 | 0.070045 | 0.065015 | 0.059861 | 0.055294 | 0.048497 | 0.046252 | 0.046045 | 0.041768 | 0.039731 | 0.040128
Program Specific1-in-10Size: 20 kW to 199.99 kWSouth of Lugo2026January Monthly Peak | Program Specific | 1-in-10 | Size: 20 kW to 199.99 kW | South of Lugo | 2026 | January Monthly Peak | 1 | 13.1007 | 12.7992 | 12.637 | 12.6871 | 13.0171 | 14.669 | 17.3605 | 19.0696 | 21.1949 | 22.0362 | 22.3822 | 22.1215 | 21.5472 | 21.7033 | 21.6311 | 20.8741 | 20.0712 | 20.294 | 19.8563 | 19.1533 | 18.3345 | 17.0234 | 15.5084 | 13.9373 | 0 | 0 | 0 | 0 | 0 | 0 | 0 | 0 | 0 | 0 | 0 | 0 | 0 | 0 | 0.20621 | 0.20195 | 0.19929 | 0.15592 | 0 | 0 | 0 | 0 | 0 | 0 | 48.6203 | 47.7085 | 46.7043 | 46.3938 | 45.7862 | 45.9711 | 45.7356 | 45.4727 | 45.2812 | 48.3016 | 51.63 | 53.0752 | 54.7624 | 55.7953 | 55.6271 | 54.5039 | 52.9849 | 51.8304 | 50.349 | 48.5079 | 47.3096 | 46.3159 | 46.1274 | 45.6552 | 0.0302 | 0.031784 | 0.030759 | 0.027093 | 0.027645 | 0.030193 | 0.036858 | 0.042159 | 0.046799 | 0.047413 | 0.046577 | 0.045608 | 0.044475 | 0.044356 | 0.043254 | 0.039121 | 0.035782 | 0.036005 | 0.034861 | 0.034307 | 0.034041 | 0.031497 | 0.030935 | 0.032577
Program Specific1-in-10Size: 20 kW to 199.99 kWSouth of Lugo2026February Monthly Peak | Program Specific | 1-in-10 | Size: 20 kW to 199.99 kW | South of Lugo | 2026 | February Monthly Peak | 2 | 13.0444 | 12.5991 | 12.2968 | 12.2667 | 12.5496 | 13.8749 | 16.0029 | 17.4726 | 19.7098 | 21.3115 | 22.5552 | 23.3856 | 23.6911 | 24.347 | 24.4777 | 23.9185 | 22.9969 | 21.7218 | 20.8768 | 19.8293 | 18.8553 | 17.431 | 15.5894 | 13.879 | 0 | 0 | 0 | 0 | 0 | 0 | 0 | 0 | 0 | 0 | 0 | 0 | 0 | 0 | 0.23335 | 0.2314 | 0.22834 | 0.16689 | 0 | 0 | 0 | 0 | 0 | 0 | 54.4939 | 53.4935 | 52.3111 | 51.6248 | 51.8678 | 51.183 | 48.6733 | 51.3114 | 53.2832 | 55.7442 | 58.6251 | 59.4292 | 60.674 | 62.2153 | 63.1159 | 63.4531 | 62.6461 | 61.9887 | 60.6694 | 59.0052 | 57.4587 | 56.0901 | 55.429 | 53.9329 | 0.03007 | 0.031287 | 0.029931 | 0.026195 | 0.026652 | 0.028559 | 0.033976 | 0.038628 | 0.04352 | 0.045854 | 0.046936 | 0.048214 | 0.0489 | 0.049759 | 0.048946 | 0.044827 | 0.040998 | 0.038539 | 0.036653 | 0.035518 | 0.035008 | 0.032251 | 0.031096 | 0.03244
Program Specific1-in-10Size: 20 kW to 199.99 kWSouth of Lugo2026March Monthly Peak | Program Specific | 1-in-10 | Size: 20 kW to 199.99 kW | South of Lugo | 2026 | March Monthly Peak | 3 | 13.3172 | 12.8228 | 12.3941 | 12.2632 | 12.5853 | 13.7294 | 15.9869 | 17.3984 | 19.9906 | 22.4762 | 24.3136 | 25.7388 | 26.3646 | 27.2989 | 27.6619 | 27.2417 | 26.3978 | 24.5521 | 22.3823 | 21.534 | 20.4802 | 18.762 | 16.5898 | 14.5727 | 0 | 0 | 0 | 0 | 0 | 0 | 0 | 0 | 0 | 0 | 0 | 0 | 0 | 0 | 0.26371 | 0.26355 | 0.2621 | 0.18864 | 0 | 0 | 0 | 0 | 0 | 0 | 61.4642 | 59.899 | 58.8605 | 57.585 | 56.5972 | 55.6348 | 54.8893 | 54.6207 | 56.1592 | 59.9281 | 64.2076 | 68.4639 | 72.5055 | 73.8667 | 74.6043 | 74.1425 | 73.0617 | 71.4717 | 70.6819 | 69.1467 | 66.8062 | 64.2528 | 61.9033 | 60.1544 | 0.030699 | 0.031842 | 0.030168 | 0.026188 | 0.026727 | 0.028259 | 0.033942 | 0.038464 | 0.04414 | 0.04836 | 0.050596 | 0.053066 | 0.054419 | 0.055791 | 0.055313 | 0.051055 | 0.04706 | 0.04356 | 0.039296 | 0.038571 | 0.038025 | 0.034713 | 0.033092 | 0.034062
Program Specific1-in-10Size: 20 kW to 199.99 kWSouth of Lugo2026April Monthly Peak | Program Specific | 1-in-10 | Size: 20 kW to 199.99 kW | South of Lugo | 2026 | April Monthly Peak | 4 | 14.1142 | 13.4878 | 12.9689 | 12.7866 | 13.1802 | 14.4402 | 16.5219 | 18.5706 | 22.385 | 25.707 | 28.4431 | 30.3675 | 31.2372 | 32.0918 | 32.2531 | 31.8067 | 30.6137 | 28.2157 | 24.9194 | 23.7233 | 22.6545 | 20.6117 | 18.0937 | 15.6879 | 0 | 0 | 0 | 0 | 0 | 0 | 0 | 0 | 0 | 0 | 0 | 0 | 0 | 0 | 0.30747 | 0.30771 | 0.30396 | 0.21678 | 0 | 0 | 0 | 0 | 0 | 0 | 70.2366 | 69.2532 | 67.6769 | 66.0963 | 64.7401 | 63.8838 | 63.4959 | 63.576 | 66.2894 | 71.9069 | 77.2243 | 82.3192 | 85.3139 | 86.1566 | 85.2592 | 85.2006 | 85.1445 | 85.2123 | 83.8401 | 79.8078 | 75.0521 | 70.4282 | 68.1164 | 67.1315 | 0.032537 | 0.033494 | 0.031567 | 0.027305 | 0.027991 | 0.029723 | 0.035077 | 0.041055 | 0.049427 | 0.055312 | 0.059189 | 0.062609 | 0.064476 | 0.065587 | 0.064494 | 0.05961 | 0.054576 | 0.05006 | 0.04375 | 0.042493 | 0.042062 | 0.038136 | 0.036092 | 0.036669
Program Specific1-in-10Size: 20 kW to 199.99 kWSouth of Lugo2026May Monthly Peak | Program Specific | 1-in-10 | Size: 20 kW to 199.99 kW | South of Lugo | 2026 | May Monthly Peak | 5 | 14.3286 | 13.699 | 13.2324 | 13.0836 | 13.5253 | 14.8837 | 16.8004 | 19.4002 | 23.4227 | 26.8441 | 29.4755 | 31.3419 | 32.2139 | 32.8384 | 32.8613 | 32.2877 | 31.011 | 28.5993 | 25.3884 | 23.7929 | 23.1535 | 21.0706 | 18.4224 | 15.9659 | 0 | 0 | 0 | 0 | 0 | 0 | 0 | 0 | 0 | 0 | 0 | 0 | 0 | 0 | 0.31327 | 0.31237 | 0.30791 | 0.21973 | 0 | 0 | 0 | 0 | 0 | 0 | 70.8102 | 69.6561 | 68.4801 | 68.168 | 67.8138 | 67.4542 | 67.5708 | 67.6136 | 70.8909 | 76.1743 | 80.7728 | 84.1419 | 85.5046 | 85.7212 | 86.5252 | 86.6818 | 86.6986 | 85.765 | 85.2475 | 82.8174 | 78.5602 | 73.9634 | 71.4146 | 69.0446 | 0.033031 | 0.034018 | 0.032208 | 0.027939 | 0.028724 | 0.030636 | 0.035669 | 0.04289 | 0.051718 | 0.057758 | 0.061337 | 0.064618 | 0.066492 | 0.067113 | 0.06571 | 0.060512 | 0.055284 | 0.05074 | 0.044574 | 0.042617 | 0.042989 | 0.038985 | 0.036748 | 0.037318
Program Specific1-in-10Size: 20 kW to 199.99 kWSouth of Lugo2026June Monthly Peak | Program Specific | 1-in-10 | Size: 20 kW to 199.99 kW | South of Lugo | 2026 | June Monthly Peak | 6 | 14.3205 | 13.6966 | 13.263 | 13.1109 | 13.5038 | 14.8353 | 16.874 | 19.4314 | 23.3208 | 26.6435 | 29.1726 | 30.9043 | 31.5221 | 32.1674 | 32.2776 | 31.7923 | 30.6606 | 28.3572 | 25.2693 | 23.345 | 22.7006 | 20.8968 | 18.2874 | 15.8432 | 0 | 0 | 0 | 0 | 0 | 0 | 0 | 0 | 0 | 0 | 0 | 0 | 0 | 0 | 0.30771 | 0.30757 | 0.30443 | 0.21787 | 0 | 0 | 0 | 0 | 0 | 0 | 65.6851 | 65.3182 | 65.4994 | 65.5217 | 64.4731 | 63.5087 | 62.9732 | 63.9993 | 66.5782 | 70.201 | 74.9256 | 79.1983 | 80.9666 | 80.932 | 81.6056 | 82.0937 | 83.3595 | 82.6435 | 82.5592 | 78.4577 | 73.9875 | 70.9471 | 69.1111 | 68.3743 | 0.033012 | 0.034012 | 0.032283 | 0.027998 | 0.028678 | 0.030536 | 0.035825 | 0.042959 | 0.051493 | 0.057326 | 0.060707 | 0.063716 | 0.065064 | 0.065741 | 0.064543 | 0.059583 | 0.05466 | 0.050311 | 0.044365 | 0.041815 | 0.042148 | 0.038663 | 0.036478 | 0.037031
Program Specific1-in-10Size: 20 kW to 199.99 kWSouth of Lugo2026July Monthly Peak | Program Specific | 1-in-10 | Size: 20 kW to 199.99 kW | South of Lugo | 2026 | July Monthly Peak | 7 | 15.0569 | 14.2247 | 13.7515 | 13.5801 | 14.0473 | 15.7213 | 17.8988 | 20.6235 | 24.6403 | 27.8544 | 30.477 | 32.1931 | 32.8065 | 33.5154 | 33.7013 | 33.3012 | 32.238 | 29.9784 | 26.7356 | 24.7148 | 24.0451 | 22.15 | 19.4857 | 16.9029 | 0 | 0 | 0 | 0 | 0 | 0 | 0 | 0 | 0 | 0 | 0 | 0 | 0 | 0 | 0.32128 | 0.32217 | 0.32009 | 0.23033 | 0 | 0 | 0 | 0 | 0 | 0 | 69.9997 | 68.7744 | 68.2272 | 67.8446 | 67.5172 | 67.2266 | 67.5775 | 68.4975 | 70.8572 | 74.9339 | 79.426 | 82.0088 | 80.7548 | 80.2015 | 82.6202 | 83.0508 | 82.4174 | 81.8388 | 80.6557 | 78.7763 | 75.552 | 72.9254 | 71.6633 | 70.9408 | 0.03471 | 0.035324 | 0.033472 | 0.029 | 0.029832 | 0.03236 | 0.038001 | 0.045594 | 0.054407 | 0.059932 | 0.063421 | 0.066373 | 0.067716 | 0.068496 | 0.067389 | 0.062411 | 0.057472 | 0.053187 | 0.046939 | 0.044269 | 0.044644 | 0.040982 | 0.038868 | 0.039508
Program Specific1-in-10Size: 20 kW to 199.99 kWSouth of Lugo2026August Monthly Peak | Program Specific | 1-in-10 | Size: 20 kW to 199.99 kW | South of Lugo | 2026 | August Monthly Peak | 8 | 15.4457 | 14.603 | 14.0958 | 13.9267 | 14.337 | 16.1887 | 18.6594 | 21.4576 | 25.8907 | 29.3381 | 32.3151 | 34.1027 | 34.7498 | 35.4456 | 35.6415 | 35.2822 | 34.1196 | 31.6678 | 28.0589 | 26.2104 | 25.1397 | 22.872 | 20.1783 | 17.3816 | 0 | 0 | 0 | 0 | 0 | 0 | 0 | 0 | 0 | 0 | 0 | 0 | 0 | 0 | 0.33978 | 0.34134 | 0.33877 | 0.24331 | 0 | 0 | 0 | 0 | 0 | 0 | 70.9944 | 70.3825 | 69.8883 | 69.4254 | 69.2198 | 69.4753 | 69.6053 | 69.8101 | 72.1363 | 76.1829 | 79.5294 | 83.3135 | 85.0732 | 86.0524 | 86.6107 | 88.4182 | 90.3811 | 92.1397 | 91.9864 | 87.9448 | 81.7794 | 78.0008 | 75.9984 | 73.7527 | 0.035606 | 0.036263 | 0.03431 | 0.02974 | 0.030448 | 0.033321 | 0.039616 | 0.047438 | 0.057168 | 0.063124 | 0.067246 | 0.07031 | 0.071727 | 0.072441 | 0.071269 | 0.066124 | 0.060826 | 0.056185 | 0.049263 | 0.046948 | 0.046677 | 0.042318 | 0.04025 | 0.040627
Program Specific1-in-10Size: 20 kW to 199.99 kWSouth of Lugo2026September Monthly Peak | Program Specific | 1-in-10 | Size: 20 kW to 199.99 kW | South of Lugo | 2026 | September Monthly Peak | 9 | 15.8717 | 15.0688 | 14.5503 | 14.3827 | 14.8507 | 16.7378 | 19.7116 | 22.2623 | 27.2998 | 30.895 | 33.64 | 35.5959 | 36.1312 | 36.77 | 36.7276 | 35.9997 | 34.4553 | 31.7086 | 27.862 | 26.6184 | 25.1073 | 22.9623 | 20.0944 | 17.4256 | 0 | 0 | 0 | 0 | 0 | 0 | 0 | 0 | 0 | 0 | 0 | 0 | 0 | 0 | 0.35013 | 0.34828 | 0.34211 | 0.24362 | 0 | 0 | 0 | 0 | 0 | 0 | 75.7762 | 75.1319 | 74.3899 | 73.5043 | 72.6795 | 72.3462 | 72.2957 | 72.5599 | 74.6682 | 78.7849 | 82.5677 | 86.5935 | 89.192 | 90.3696 | 90.076 | 90.4853 | 90.3939 | 89.7757 | 88.3227 | 84.3916 | 80.0201 | 76.873 | 74.6731 | 73.32 | 0.036588 | 0.03742 | 0.035416 | 0.030714 | 0.031539 | 0.034452 | 0.041849 | 0.049217 | 0.060279 | 0.066474 | 0.070003 | 0.073389 | 0.074578 | 0.075148 | 0.073441 | 0.067469 | 0.061425 | 0.056257 | 0.048917 | 0.047678 | 0.046616 | 0.042485 | 0.040083 | 0.04073
Program Specific1-in-10Size: 20 kW to 199.99 kWSouth of Lugo2026October Monthly Peak | Program Specific | 1-in-10 | Size: 20 kW to 199.99 kW | South of Lugo | 2026 | October Monthly Peak | 10 | 14.554 | 13.8496 | 13.376 | 13.1855 | 13.5864 | 15.1584 | 17.859 | 19.5715 | 23.4167 | 26.665 | 29.0811 | 30.9129 | 31.6666 | 32.5577 | 32.8204 | 32.2246 | 30.9514 | 28.3065 | 25.7553 | 24.3145 | 22.8657 | 20.9995 | 18.3083 | 16.0042 | 0 | 0 | 0 | 0 | 0 | 0 | 0 | 0 | 0 | 0 | 0 | 0 | 0 | 0 | 0.31288 | 0.31176 | 0.30732 | 0.21748 | 0 | 0 | 0 | 0 | 0 | 0 | 70.8298 | 69.8912 | 68.8215 | 67.7707 | 66.7242 | 66.4523 | 66.4892 | 66.4563 | 67.6737 | 70.7097 | 75.0434 | 79.9008 | 83.9881 | 85.7976 | 86.0102 | 86.0333 | 85.4754 | 84.5982 | 81.8548 | 77.9576 | 74.3889 | 72.248 | 70.6855 | 69.5847 | 0.03355 | 0.034392 | 0.032558 | 0.028157 | 0.028854 | 0.031201 | 0.037916 | 0.043268 | 0.051705 | 0.057373 | 0.060517 | 0.063734 | 0.065363 | 0.066539 | 0.065628 | 0.060393 | 0.055178 | 0.050221 | 0.045218 | 0.043552 | 0.042454 | 0.038853 | 0.03652 | 0.037408
Program Specific1-in-10Size: 20 kW to 199.99 kWSouth of Lugo2026November Monthly Peak | Program Specific | 1-in-10 | Size: 20 kW to 199.99 kW | South of Lugo | 2026 | November Monthly Peak | 11 | 13.6341 | 13.0262 | 12.669 | 12.6082 | 12.9548 | 14.601 | 16.4358 | 18.5623 | 22.2729 | 25.5498 | 27.8155 | 29.6124 | 30.4396 | 31.1419 | 31.0354 | 30.2692 | 28.794 | 27.3412 | 24.6064 | 22.8695 | 21.3901 | 19.3636 | 17.0051 | 14.99 | 0 | 0 | 0 | 0 | 0 | 0 | 0 | 0 | 0 | 0 | 0 | 0 | 0 | 0 | 0.29587 | 0.29284 | 0.28589 | 0.21006 | 0 | 0 | 0 | 0 | 0 | 0 | 68.6638 | 66.8664 | 66.1422 | 64.5805 | 63.8158 | 62.7615 | 62.1772 | 62.6984 | 65.6673 | 71.4981 | 78.2542 | 83.6639 | 85.7308 | 87.1795 | 87.6053 | 86.2204 | 84.0865 | 81.7205 | 79.3342 | 76.4377 | 74.552 | 72.8079 | 70.6929 | 69.1179 | 0.03143 | 0.032348 | 0.030837 | 0.026924 | 0.027512 | 0.030054 | 0.034895 | 0.041037 | 0.049179 | 0.054973 | 0.057883 | 0.061052 | 0.06283 | 0.063645 | 0.062059 | 0.056729 | 0.051332 | 0.048508 | 0.043201 | 0.040963 | 0.039715 | 0.035827 | 0.03392 | 0.035037
Program Specific1-in-10Size: 20 kW to 199.99 kWSouth of Lugo2026December Monthly Peak | Program Specific | 1-in-10 | Size: 20 kW to 199.99 kW | South of Lugo | 2026 | December Monthly Peak | 12 | 12.9857 | 12.5235 | 12.3178 | 12.4301 | 12.7615 | 14.5925 | 17.2071 | 18.6953 | 21.0417 | 22.0543 | 22.3144 | 22.3296 | 21.9931 | 22.1645 | 22.1569 | 21.6279 | 21.024 | 21.0415 | 20.1563 | 19.4263 | 18.6015 | 17.3024 | 15.7079 | 14.1342 | 0 | 0 | 0 | 0 | 0 | 0 | 0 | 0 | 0 | 0 | 0 | 0 | 0 | 0 | 0.21123 | 0.20924 | 0.20875 | 0.16166 | 0 | 0 | 0 | 0 | 0 | 0 | 48.1614 | 47.2375 | 46.8566 | 47.1304 | 47.6576 | 47.319 | 48.2721 | 48.3935 | 49.3296 | 50.8592 | 52.0664 | 53.4763 | 55.0006 | 54.6854 | 54.5947 | 54.3876 | 53.8224 | 52.4674 | 51.3655 | 49.4985 | 47.59 | 47.8444 | 47.7637 | 47.0172 | 0.029935 | 0.031099 | 0.029982 | 0.026544 | 0.027102 | 0.030036 | 0.036532 | 0.041331 | 0.046461 | 0.047452 | 0.046435 | 0.046037 | 0.045396 | 0.045298 | 0.044305 | 0.040534 | 0.03748 | 0.037332 | 0.035388 | 0.034796 | 0.034537 | 0.032013 | 0.031333 | 0.033037
Program Specific1-in-10Size: 20 kW to 199.99 kWSouth of Lugo2026Typical Event Day | Program Specific | 1-in-10 | Size: 20 kW to 199.99 kW | South of Lugo | 2026 | Typical Event Day | 8 | 15.2869 | 14.4545 | 13.9581 | 13.7939 | 14.1919 | 16.009 | 18.4259 | 21.1248 | 25.4187 | 28.7668 | 31.6683 | 33.4304 | 34.0781 | 34.7966 | 35.0295 | 34.6907 | 33.5783 | 31.1656 | 27.623 | 25.8221 | 24.7994 | 22.575 | 19.918 | 17.1677 | 0 | 0 | 0 | 0 | 0 | 0 | 0 | 0 | 0 | 0 | 0 | 0 | 0 | 0 | 0.33394 | 0.33561 | 0.3334 | 0.23945 | 0 | 0 | 0 | 0 | 0 | 0 | 70.6138 | 69.9018 | 69.5012 | 69.074 | 68.4724 | 68.1392 | 68.1129 | 68.7167 | 71.06 | 75.0257 | 79.1122 | 82.7785 | 83.9967 | 84.3889 | 85.2281 | 86.012 | 86.638 | 86.5994 | 85.881 | 82.3926 | 77.8348 | 74.6866 | 72.8615 | 71.597 | 0.03524 | 0.035895 | 0.033975 | 0.029456 | 0.03014 | 0.032952 | 0.03912 | 0.046702 | 0.056125 | 0.061895 | 0.0659 | 0.068924 | 0.07034 | 0.071115 | 0.070045 | 0.065015 | 0.059861 | 0.055294 | 0.048497 | 0.046252 | 0.046045 | 0.041768 | 0.039731 | 0.040128
Program Specific1-in-2Size: 20 kW to 199.99 kWSouth of Lugo2015January Monthly Peak | Program Specific | 1-in-2 | Size: 20 kW to 199.99 kW | South of Lugo | 2015 | January Monthly Peak | 1
Program Specific1-in-2Size: 20 kW to 199.99 kWSouth of Lugo2015February Monthly Peak | Program Specific | 1-in-2 | Size: 20 kW to 199.99 kW | South of Lugo | 2015 | February Monthly Peak | 2
Program Specific1-in-2Size: 20 kW to 199.99 kWSouth of Lugo2015March Monthly Peak | Program Specific | 1-in-2 | Size: 20 kW to 199.99 kW | South of Lugo | 2015 | March Monthly Peak | 3
Program Specific1-in-2Size: 20 kW to 199.99 kWSouth of Lugo2015April Monthly Peak | Program Specific | 1-in-2 | Size: 20 kW to 199.99 kW | South of Lugo | 2015 | April Monthly Peak | 4
Program Specific1-in-2Size: 20 kW to 199.99 kWSouth of Lugo2015May Monthly Peak | Program Specific | 1-in-2 | Size: 20 kW to 199.99 kW | South of Lugo | 2015 | May Monthly Peak | 5
Program Specific1-in-2Size: 20 kW to 199.99 kWSouth of Lugo2015June Monthly Peak | Program Specific | 1-in-2 | Size: 20 kW to 199.99 kW | South of Lugo | 2015 | June Monthly Peak | 6
Program Specific1-in-2Size: 20 kW to 199.99 kWSouth of Lugo2015July Monthly Peak | Program Specific | 1-in-2 | Size: 20 kW to 199.99 kW | South of Lugo | 2015 | July Monthly Peak | 7
Program Specific1-in-2Size: 20 kW to 199.99 kWSouth of Lugo2015August Monthly Peak | Program Specific | 1-in-2 | Size: 20 kW to 199.99 kW | South of Lugo | 2015 | August Monthly Peak | 8
Program Specific1-in-2Size: 20 kW to 199.99 kWSouth of Lugo2015September Monthly Peak | Program Specific | 1-in-2 | Size: 20 kW to 199.99 kW | South of Lugo | 2015 | September Monthly Peak | 9
Program Specific1-in-2Size: 20 kW to 199.99 kWSouth of Lugo2015October Monthly Peak | Program Specific | 1-in-2 | Size: 20 kW to 199.99 kW | South of Lugo | 2015 | October Monthly Peak | 10
Program Specific1-in-2Size: 20 kW to 199.99 kWSouth of Lugo2015November Monthly Peak | Program Specific | 1-in-2 | Size: 20 kW to 199.99 kW | South of Lugo | 2015 | November Monthly Peak | 11
Program Specific1-in-2Size: 20 kW to 199.99 kWSouth of Lugo2015December Monthly Peak | Program Specific | 1-in-2 | Size: 20 kW to 199.99 kW | South of Lugo | 2015 | December Monthly Peak | 12
Program Specific1-in-2Size: 20 kW to 199.99 kWSouth of Lugo2015Typical Event Day | Program Specific | 1-in-2 | Size: 20 kW to 199.99 kW | South of Lugo | 2015 | Typical Event Day | 8
Program Specific1-in-2Size: 20 kW to 199.99 kWSouth of Lugo2016January Monthly Peak | Program Specific | 1-in-2 | Size: 20 kW to 199.99 kW | South of Lugo | 2016 | January Monthly Peak | 1
Program Specific1-in-2Size: 20 kW to 199.99 kWSouth of Lugo2016February Monthly Peak | Program Specific | 1-in-2 | Size: 20 kW to 199.99 kW | South of Lugo | 2016 | February Monthly Peak | 2
Program Specific1-in-2Size: 20 kW to 199.99 kWSouth of Lugo2016March Monthly Peak | Program Specific | 1-in-2 | Size: 20 kW to 199.99 kW | South of Lugo | 2016 | March Monthly Peak | 3
Program Specific1-in-2Size: 20 kW to 199.99 kWSouth of Lugo2016April Monthly Peak | Program Specific | 1-in-2 | Size: 20 kW to 199.99 kW | South of Lugo | 2016 | April Monthly Peak | 4
Program Specific1-in-2Size: 20 kW to 199.99 kWSouth of Lugo2016May Monthly Peak | Program Specific | 1-in-2 | Size: 20 kW to 199.99 kW | South of Lugo | 2016 | May Monthly Peak | 5
Program Specific1-in-2Size: 20 kW to 199.99 kWSouth of Lugo2016June Monthly Peak | Program Specific | 1-in-2 | Size: 20 kW to 199.99 kW | South of Lugo | 2016 | June Monthly Peak | 6
Program Specific1-in-2Size: 20 kW to 199.99 kWSouth of Lugo2016July Monthly Peak | Program Specific | 1-in-2 | Size: 20 kW to 199.99 kW | South of Lugo | 2016 | July Monthly Peak | 7
Program Specific1-in-2Size: 20 kW to 199.99 kWSouth of Lugo2016August Monthly Peak | Program Specific | 1-in-2 | Size: 20 kW to 199.99 kW | South of Lugo | 2016 | August Monthly Peak | 8
Program Specific1-in-2Size: 20 kW to 199.99 kWSouth of Lugo2016September Monthly Peak | Program Specific | 1-in-2 | Size: 20 kW to 199.99 kW | South of Lugo | 2016 | September Monthly Peak | 9
Program Specific1-in-2Size: 20 kW to 199.99 kWSouth of Lugo2016October Monthly Peak | Program Specific | 1-in-2 | Size: 20 kW to 199.99 kW | South of Lugo | 2016 | October Monthly Peak | 10
Program Specific1-in-2Size: 20 kW to 199.99 kWSouth of Lugo2016November Monthly Peak | Program Specific | 1-in-2 | Size: 20 kW to 199.99 kW | South of Lugo | 2016 | November Monthly Peak | 11
Program Specific1-in-2Size: 20 kW to 199.99 kWSouth of Lugo2016December Monthly Peak | Program Specific | 1-in-2 | Size: 20 kW to 199.99 kW | South of Lugo | 2016 | December Monthly Peak | 12
Program Specific1-in-2Size: 20 kW to 199.99 kWSouth of Lugo2016Typical Event Day | Program Specific | 1-in-2 | Size: 20 kW to 199.99 kW | South of Lugo | 2016 | Typical Event Day | 8
Program Specific1-in-2Size: 20 kW to 199.99 kWSouth of Lugo2017January Monthly Peak | Program Specific | 1-in-2 | Size: 20 kW to 199.99 kW | South of Lugo | 2017 | January Monthly Peak | 1
Program Specific1-in-2Size: 20 kW to 199.99 kWSouth of Lugo2017February Monthly Peak | Program Specific | 1-in-2 | Size: 20 kW to 199.99 kW | South of Lugo | 2017 | February Monthly Peak | 2
Program Specific1-in-2Size: 20 kW to 199.99 kWSouth of Lugo2017March Monthly Peak | Program Specific | 1-in-2 | Size: 20 kW to 199.99 kW | South of Lugo | 2017 | March Monthly Peak | 3
Program Specific1-in-2Size: 20 kW to 199.99 kWSouth of Lugo2017April Monthly Peak | Program Specific | 1-in-2 | Size: 20 kW to 199.99 kW | South of Lugo | 2017 | April Monthly Peak | 4
Program Specific1-in-2Size: 20 kW to 199.99 kWSouth of Lugo2017May Monthly Peak | Program Specific | 1-in-2 | Size: 20 kW to 199.99 kW | South of Lugo | 2017 | May Monthly Peak | 5
Program Specific1-in-2Size: 20 kW to 199.99 kWSouth of Lugo2017June Monthly Peak | Program Specific | 1-in-2 | Size: 20 kW to 199.99 kW | South of Lugo | 2017 | June Monthly Peak | 6
Program Specific1-in-2Size: 20 kW to 199.99 kWSouth of Lugo2017July Monthly Peak | Program Specific | 1-in-2 | Size: 20 kW to 199.99 kW | South of Lugo | 2017 | July Monthly Peak | 7
Program Specific1-in-2Size: 20 kW to 199.99 kWSouth of Lugo2017August Monthly Peak | Program Specific | 1-in-2 | Size: 20 kW to 199.99 kW | South of Lugo | 2017 | August Monthly Peak | 8
Program Specific1-in-2Size: 20 kW to 199.99 kWSouth of Lugo2017September Monthly Peak | Program Specific | 1-in-2 | Size: 20 kW to 199.99 kW | South of Lugo | 2017 | September Monthly Peak | 9
Program Specific1-in-2Size: 20 kW to 199.99 kWSouth of Lugo2017October Monthly Peak | Program Specific | 1-in-2 | Size: 20 kW to 199.99 kW | South of Lugo | 2017 | October Monthly Peak | 10
Program Specific1-in-2Size: 20 kW to 199.99 kWSouth of Lugo2017November Monthly Peak | Program Specific | 1-in-2 | Size: 20 kW to 199.99 kW | South of Lugo | 2017 | November Monthly Peak | 11
Program Specific1-in-2Size: 20 kW to 199.99 kWSouth of Lugo2017December Monthly Peak | Program Specific | 1-in-2 | Size: 20 kW to 199.99 kW | South of Lugo | 2017 | December Monthly Peak | 12
Program Specific1-in-2Size: 20 kW to 199.99 kWSouth of Lugo2017Typical Event Day | Program Specific | 1-in-2 | Size: 20 kW to 199.99 kW | South of Lugo | 2017 | Typical Event Day | 8
Program Specific1-in-2Size: 20 kW to 199.99 kWSouth of Lugo2018January Monthly Peak | Program Specific | 1-in-2 | Size: 20 kW to 199.99 kW | South of Lugo | 2018 | January Monthly Peak | 1
Program Specific1-in-2Size: 20 kW to 199.99 kWSouth of Lugo2018February Monthly Peak | Program Specific | 1-in-2 | Size: 20 kW to 199.99 kW | South of Lugo | 2018 | February Monthly Peak | 2
Program Specific1-in-2Size: 20 kW to 199.99 kWSouth of Lugo2018March Monthly Peak | Program Specific | 1-in-2 | Size: 20 kW to 199.99 kW | South of Lugo | 2018 | March Monthly Peak | 3
Program Specific1-in-2Size: 20 kW to 199.99 kWSouth of Lugo2018April Monthly Peak | Program Specific | 1-in-2 | Size: 20 kW to 199.99 kW | South of Lugo | 2018 | April Monthly Peak | 4 | 13.3134 | 12.7712 | 12.3288 | 12.2007 | 12.5365 | 13.6927 | 15.5849 | 17.182 | 20.2007 | 22.7139 | 24.7635 | 26.206 | 26.834 | 27.6535 | 27.9725 | 27.629 | 26.7534 | 24.7954 | 22.1681 | 21.368 | 20.6168 | 18.8974 | 16.6926 | 14.577 | 0 | 0 | 0 | 0 | 0 | 0 | 0 | 0 | 0 | 0 | 0 | 0 | 0 | 0 | 0.26667 | 0.2673 | 0.26563 | 0.1905 | 0 | 0 | 0 | 0 | 0 | 0 | 60.8042 | 60.3017 | 59.7131 | 59.3146 | 58.5281 | 57.9947 | 57.6998 | 57.7722 | 59.3779 | 62.5443 | 66.4505 | 70.2182 | 73.1439 | 73.8191 | 73.6162 | 72.9692 | 71.4743 | 70.2561 | 69.0013 | 67.3842 | 64.9377 | 64.6247 | 63.5308 | 61.5237 | 0.03069 | 0.031714 | 0.030009 | 0.026054 | 0.026624 | 0.028184 | 0.033088 | 0.037985 | 0.044604 | 0.048871 | 0.051532 | 0.054029 | 0.055388 | 0.056516 | 0.055934 | 0.051781 | 0.047694 | 0.043992 | 0.03892 | 0.038274 | 0.038279 | 0.034964 | 0.033297 | 0.034072
Program Specific1-in-2Size: 20 kW to 199.99 kWSouth of Lugo2018May Monthly Peak | Program Specific | 1-in-2 | Size: 20 kW to 199.99 kW | South of Lugo | 2018 | May Monthly Peak | 5 | 13.3656 | 12.8227 | 12.4375 | 12.3404 | 12.7107 | 13.9117 | 15.5623 | 17.5963 | 20.7056 | 23.2973 | 25.2447 | 26.6955 | 27.3902 | 28.0419 | 28.2676 | 27.8182 | 26.8934 | 24.8981 | 22.3364 | 21.1449 | 20.8523 | 19.1099 | 16.7787 | 14.6452 | 0 | 0 | 0 | 0 | 0 | 0 | 0 | 0 | 0 | 0 | 0 | 0 | 0 | 0 | 0.26948 | 0.26913 | 0.26702 | 0.19129 | 0 | 0 | 0 | 0 | 0 | 0 | 62.793 | 61.8998 | 61.0429 | 60.6571 | 60.4166 | 59.7751 | 59.7405 | 60.3519 | 62.4027 | 65.0732 | 68.4415 | 71.9282 | 74.3242 | 74.6296 | 74.423 | 74.5779 | 75.3113 | 75.3053 | 74.0662 | 71.6067 | 68.0986 | 65.496 | 64.719 | 64.0048 | 0.030811 | 0.031842 | 0.030273 | 0.026352 | 0.026994 | 0.028635 | 0.03304 | 0.038901 | 0.045719 | 0.050127 | 0.052533 | 0.055039 | 0.056536 | 0.05731 | 0.056524 | 0.052135 | 0.047944 | 0.044174 | 0.039216 | 0.037874 | 0.038716 | 0.035357 | 0.033469 | 0.034231
Program Specific1-in-2Size: 20 kW to 199.99 kWSouth of Lugo2018June Monthly Peak | Program Specific | 1-in-2 | Size: 20 kW to 199.99 kW | South of Lugo | 2018 | June Monthly Peak | 6 | 14.0251 | 13.4302 | 13.0233 | 12.8893 | 13.2606 | 14.549 | 16.5124 | 18.8999 | 22.5022 | 25.5471 | 27.8435 | 29.4211 | 29.9661 | 30.6084 | 30.7787 | 30.3314 | 29.3125 | 27.1551 | 24.2915 | 22.5029 | 21.9706 | 20.279 | 17.7766 | 15.4356 | 0 | 0 | 0 | 0 | 0 | 0 | 0 | 0 | 0 | 0 | 0 | 0 | 0 | 0 | 0.29342 | 0.29344 | 0.29104 | 0.20863 | 0 | 0 | 0 | 0 | 0 | 0 | 64.8774 | 64.3033 | 63.527 | 63.1242 | 62.8957 | 62.68 | 62.4879 | 62.875 | 64.9988 | 68.3228 | 71.2282 | 73.426 | 74.1085 | 74.7816 | 75.0674 | 76.2425 | 77.5229 | 77.8219 | 77.577 | 75.016 | 71.9993 | 68.5524 | 66.6979 | 66.1232 | 0.032331 | 0.033351 | 0.031699 | 0.027525 | 0.028162 | 0.029947 | 0.035057 | 0.041783 | 0.049686 | 0.054967 | 0.057941 | 0.060658 | 0.061853 | 0.062555 | 0.061545 | 0.056845 | 0.052257 | 0.048178 | 0.042648 | 0.040307 | 0.040792 | 0.03752 | 0.035459 | 0.036079
Program Specific1-in-2Size: 20 kW to 199.99 kWSouth of Lugo2018July Monthly Peak | Program Specific | 1-in-2 | Size: 20 kW to 199.99 kW | South of Lugo | 2018 | July Monthly Peak | 7 | 14.736 | 13.9296 | 13.4813 | 13.3243 | 13.7673 | 15.382 | 17.4628 | 19.9941 | 23.7158 | 26.6835 | 29.108 | 30.7202 | 31.2984 | 32.0309 | 32.2872 | 31.9285 | 30.9764 | 28.8318 | 25.7726 | 23.8712 | 23.3097 | 21.5179 | 18.9466 | 16.466 | 0 | 0 | 0 | 0 | 0 | 0 | 0 | 0 | 0 | 0 | 0 | 0 | 0 | 0 | 0.3078 | 0.30889 | 0.30756 | 0.22152 | 0 | 0 | 0 | 0 | 0 | 0 | 65.312 | 65.2229 | 65.3564 | 65.5839 | 65.5308 | 65.2818 | 65.1074 | 65.4431 | 67.4682 | 70.4633 | 74.2704 | 77.2266 | 78.5634 | 79.3182 | 80.4492 | 80.9908 | 81.7847 | 81.5892 | 80.6755 | 78.0897 | 74.2444 | 71.0326 | 69.6083 | 68.7562 | 0.03397 | 0.034591 | 0.032814 | 0.028454 | 0.029238 | 0.031661 | 0.037075 | 0.044203 | 0.052365 | 0.057412 | 0.060573 | 0.063336 | 0.064603 | 0.065462 | 0.064562 | 0.059839 | 0.055223 | 0.051153 | 0.045248 | 0.042758 | 0.043279 | 0.039812 | 0.037793 | 0.038487
Program Specific1-in-2Size: 20 kW to 199.99 kWSouth of Lugo2018August Monthly Peak | Program Specific | 1-in-2 | Size: 20 kW to 199.99 kW | South of Lugo | 2018 | August Monthly Peak | 8 | 15.4107 | 14.5702 | 14.0654 | 13.8973 | 14.3048 | 16.1488 | 18.6075 | 21.3837 | 25.7862 | 29.2123 | 32.1732 | 33.9558 | 34.6034 | 35.3044 | 35.5086 | 35.1538 | 34.0021 | 31.5585 | 27.9637 | 26.1255 | 25.0652 | 22.8068 | 20.121 | 17.3345 | 0 | 0 | 0 | 0 | 0 | 0 | 0 | 0 | 0 | 0 | 0 | 0 | 0 | 0 | 0.33851 | 0.34009 | 0.33761 | 0.24247 | 0 | 0 | 0 | 0 | 0 | 0 | 71.6871 | 70.8474 | 70.152 | 69.07 | 68.7346 | 68.2254 | 67.9772 | 68.3546 | 70.7332 | 75.453 | 80.7306 | 84.4722 | 85.8392 | 86.4665 | 87.4565 | 87.4351 | 88.6137 | 87.6379 | 86.2458 | 83.5082 | 78.2419 | 75.2275 | 73.8795 | 72.8683 | 0.035525 | 0.036182 | 0.034236 | 0.029677 | 0.030379 | 0.033239 | 0.039505 | 0.047275 | 0.056937 | 0.062853 | 0.066951 | 0.070007 | 0.071424 | 0.072153 | 0.071003 | 0.065883 | 0.060617 | 0.055991 | 0.049095 | 0.046795 | 0.046538 | 0.042197 | 0.040136 | 0.040517
Program Specific1-in-2Size: 20 kW to 199.99 kWSouth of Lugo2018September Monthly Peak | Program Specific | 1-in-2 | Size: 20 kW to 199.99 kW | South of Lugo | 2018 | September Monthly Peak | 9 | 14.9206 | 14.1787 | 13.723 | 13.584 | 13.9783 | 15.6553 | 18.3026 | 20.2563 | 24.4648 | 27.4794 | 29.7855 | 31.6048 | 32.1545 | 32.9359 | 33.1161 | 32.5115 | 31.265 | 28.7411 | 25.2761 | 24.3106 | 23.0839 | 21.194 | 18.5397 | 16.1466 | 0 | 0 | 0 | 0 | 0 | 0 | 0 | 0 | 0 | 0 | 0 | 0 | 0 | 0 | 0.3157 | 0.31453 | 0.31043 | 0.22082 | 0 | 0 | 0 | 0 | 0 | 0 | 68.1157 | 67.3973 | 66.7846 | 65.909 | 65.4385 | 65.2151 | 65.1629 | 64.9516 | 66.7444 | 70.6871 | 75.141 | 79.5956 | 83.0964 | 84.8531 | 85.8412 | 85.7531 | 85.6175 | 84.4767 | 82.1594 | 79.6072 | 77.0824 | 75.73 | 74.7812 | 73.8687 | 0.034396 | 0.03521 | 0.033402 | 0.029008 | 0.029686 | 0.032224 | 0.038858 | 0.044782 | 0.054019 | 0.059125 | 0.061982 | 0.06516 | 0.06637 | 0.067312 | 0.066219 | 0.060931 | 0.055737 | 0.050992 | 0.044377 | 0.043545 | 0.042859 | 0.039213 | 0.036981 | 0.037741
Program Specific1-in-2Size: 20 kW to 199.99 kWSouth of Lugo2018October Monthly Peak | Program Specific | 1-in-2 | Size: 20 kW to 199.99 kW | South of Lugo | 2018 | October Monthly Peak | 10 | 14.4601 | 13.7627 | 13.2961 | 13.1093 | 13.5031 | 15.0566 | 17.7276 | 19.3826 | 23.1431 | 26.3245 | 28.6878 | 30.495 | 31.2425 | 32.1429 | 32.4267 | 31.843 | 30.6012 | 27.986 | 25.4829 | 24.0744 | 22.656 | 20.8183 | 18.1521 | 15.877 | 0 | 0 | 0 | 0 | 0 | 0 | 0 | 0 | 0 | 0 | 0 | 0 | 0 | 0 | 0.30913 | 0.30806 | 0.30384 | 0.21502 | 0 | 0 | 0 | 0 | 0 | 0 | 68.1385 | 67.5882 | 66.62 | 65.7049 | 65.2261 | 63.9648 | 63.5046 | 63.6195 | 65.1485 | 69.7122 | 76.071 | 81.7237 | 85.1291 | 86.7486 | 88.4596 | 87.501 | 85.9777 | 83.1961 | 81.0753 | 78.5948 | 76.1607 | 74.1921 | 72.5716 | 70.7518 | 0.033334 | 0.034177 | 0.032363 | 0.027994 | 0.028677 | 0.030991 | 0.037637 | 0.042851 | 0.051101 | 0.05664 | 0.059698 | 0.062872 | 0.064487 | 0.065691 | 0.064841 | 0.059678 | 0.054554 | 0.049652 | 0.04474 | 0.043122 | 0.042065 | 0.038518 | 0.036208 | 0.037111
Program Specific1-in-2Size: 20 kW to 199.99 kWSouth of Lugo2018November Monthly Peak | Program Specific | 1-in-2 | Size: 20 kW to 199.99 kW | South of Lugo | 2018 | November Monthly Peak | 11 | 12.8071 | 12.2933 | 12.02 | 12.0217 | 12.3096 | 13.8641 | 15.5213 | 17.1923 | 20.0607 | 22.4342 | 23.9236 | 25.1447 | 25.6685 | 26.3014 | 26.3513 | 25.6913 | 24.558 | 23.6133 | 21.6433 | 20.3498 | 19.2148 | 17.5455 | 15.5388 | 13.8357 | 0 | 0 | 0 | 0 | 0 | 0 | 0 | 0 | 0 | 0 | 0 | 0 | 0 | 0 | 0.25121 | 0.24855 | 0.24384 | 0.18142 | 0 | 0 | 0 | 0 | 0 | 0 | 58.0559 | 56.9468 | 56.2049 | 55.4865 | 54.6743 | 54.088 | 53.5364 | 53.7562 | 57.2392 | 60.4191 | 65.9334 | 71.1237 | 74.9649 | 76.2174 | 75.7218 | 74.9035 | 72.2207 | 68.3813 | 64.9633 | 63.5659 | 62.5294 | 61.2241 | 60.1697 | 59.4764 | 0.029524 | 0.030528 | 0.029257 | 0.025672 | 0.026142 | 0.028537 | 0.032953 | 0.038008 | 0.044295 | 0.04827 | 0.049784 | 0.051841 | 0.052982 | 0.053753 | 0.052692 | 0.048149 | 0.043781 | 0.041894 | 0.037999 | 0.03645 | 0.035676 | 0.032463 | 0.030995 | 0.032339
Program Specific1-in-2Size: 20 kW to 199.99 kWSouth of Lugo2018December Monthly Peak | Program Specific | 1-in-2 | Size: 20 kW to 199.99 kW | South of Lugo | 2018 | December Monthly Peak | 12 | 12.9691 | 12.5034 | 12.2955 | 12.4042 | 12.7337 | 14.5509 | 17.1479 | 18.6186 | 20.964 | 22.011 | 22.3075 | 22.3713 | 22.0703 | 22.2658 | 22.2662 | 21.7395 | 21.1315 | 21.1178 | 20.1909 | 19.4433 | 18.6126 | 17.3028 | 15.6936 | 14.1166 | 0 | 0 | 0 | 0 | 0 | 0 | 0 | 0 | 0 | 0 | 0 | 0 | 0 | 0 | 0.21227 | 0.21032 | 0.20981 | 0.16225 | 0 | 0 | 0 | 0 | 0 | 0 | 51.3127 | 49.8721 | 47.919 | 47.038 | 46.2378 | 45.5631 | 45.6108 | 45.4224 | 46.1913 | 49.3934 | 52.7125 | 54.7848 | 56.1147 | 56.4542 | 57.2787 | 57.3059 | 56.4702 | 55.261 | 53.9495 | 53.3516 | 52.6342 | 51.4357 | 50.4905 | 49.3723 | 0.029897 | 0.031049 | 0.029928 | 0.026489 | 0.027043 | 0.02995 | 0.036406 | 0.041161 | 0.046289 | 0.047359 | 0.046421 | 0.046123 | 0.045555 | 0.045505 | 0.044524 | 0.040743 | 0.037672 | 0.037467 | 0.035449 | 0.034826 | 0.034558 | 0.032014 | 0.031304 | 0.032996
Program Specific1-in-2Size: 20 kW to 199.99 kWSouth of Lugo2018Typical Event Day | Program Specific | 1-in-2 | Size: 20 kW to 199.99 kW | South of Lugo | 2018 | Typical Event Day | 8 | 14.89 | 14.0872 | 13.6198 | 13.4713 | 13.8391 | 15.5775 | 17.8686 | 20.3246 | 24.2606 | 27.3271 | 30.0064 | 31.6665 | 32.289 | 33.0479 | 33.37 | 33.0826 | 32.1027 | 29.8139 | 26.4733 | 24.8084 | 23.914 | 21.8094 | 19.2579 | 16.6298 | 0 | 0 | 0 | 0 | 0 | 0 | 0 | 0 | 0 | 0 | 0 | 0 | 0 | 0 | 0.31812 | 0.32006 | 0.31875 | 0.22906 | 0 | 0 | 0 | 0 | 0 | 0 | 67.498 | 66.9427 | 66.455 | 65.9218 | 65.6499 | 65.3506 | 65.1838 | 65.4061 | 67.4861 | 71.2315 | 75.3426 | 78.6801 | 80.4019 | 81.3549 | 82.2036 | 82.6054 | 83.3847 | 82.8815 | 81.6644 | 79.0553 | 75.392 | 72.6356 | 71.2417 | 70.4041 | 0.034325 | 0.034982 | 0.033151 | 0.028767 | 0.02939 | 0.032064 | 0.037937 | 0.044933 | 0.053568 | 0.058797 | 0.062442 | 0.065287 | 0.066647 | 0.067541 | 0.066727 | 0.062002 | 0.057231 | 0.052896 | 0.046479 | 0.044436 | 0.044401 | 0.040352 | 0.038414 | 0.03887
Program Specific1-in-2Size: 20 kW to 199.99 kWSouth of Lugo2019January Monthly Peak | Program Specific | 1-in-2 | Size: 20 kW to 199.99 kW | South of Lugo | 2019 | January Monthly Peak | 1 | 12.9156 | 12.5409 | 12.3299 | 12.3078 | 12.6121 | 14.0342 | 16.4413 | 17.9022 | 20.1186 | 21.6745 | 22.7549 | 23.4164 | 23.5009 | 24.0864 | 24.1346 | 23.4037 | 22.4867 | 22.1 | 20.8374 | 19.7699 | 18.8044 | 17.2622 | 15.4437 | 13.7763 | 0 | 0 | 0 | 0 | 0 | 0 | 0 | 0 | 0 | 0 | 0 | 0 | 0 | 0 | 0.23008 | 0.22642 | 0.22327 | 0.1698 | 0 | 0 | 0 | 0 | 0 | 0 | 56.7369 | 55.9771 | 55.5882 | 55.2763 | 54.22 | 54.127 | 55.0227 | 55.2951 | 55.9558 | 57.1292 | 58.5896 | 59.0756 | 60.142 | 61.1058 | 61.6782 | 61.3592 | 61.7606 | 61.5124 | 60.2068 | 59.0739 | 58.5434 | 58.1685 | 57.2731 | 56.177 | 0.029774 | 0.031142 | 0.030012 | 0.026283 | 0.026785 | 0.028887 | 0.034906 | 0.039578 | 0.044423 | 0.046635 | 0.047352 | 0.048278 | 0.048508 | 0.049226 | 0.04826 | 0.043862 | 0.040088 | 0.039209 | 0.036584 | 0.035412 | 0.034914 | 0.031938 | 0.030806 | 0.032201
Program Specific1-in-2Size: 20 kW to 199.99 kWSouth of Lugo2019February Monthly Peak | Program Specific | 1-in-2 | Size: 20 kW to 199.99 kW | South of Lugo | 2019 | February Monthly Peak | 2 | 13.0431 | 12.5952 | 12.2911 | 12.2585 | 12.5411 | 13.8601 | 15.9807 | 17.4455 | 19.6895 | 21.3163 | 22.585 | 23.445 | 23.7711 | 24.4398 | 24.5732 | 24.0142 | 23.0877 | 21.7924 | 20.9198 | 19.8595 | 18.8796 | 17.4469 | 15.5947 | 13.88 | 0 | 0 | 0 | 0 | 0 | 0 | 0 | 0 | 0 | 0 | 0 | 0 | 0 | 0 | 0.23426 | 0.23233 | 0.22924 | 0.16743 | 0 | 0 | 0 | 0 | 0 | 0 | 52.3266 | 51.5752 | 51.1868 | 50.7411 | 50.3501 | 49.9244 | 49.5073 | 49.6741 | 51.135 | 54.8445 | 59.1483 | 63.2677 | 64.9306 | 65.8271 | 65.8279 | 64.6469 | 64.0005 | 63.6799 | 61.0782 | 59.0915 | 58.3057 | 57.3116 | 56.2709 | 55.0283 | 0.030067 | 0.031277 | 0.029917 | 0.026178 | 0.026634 | 0.028529 | 0.033928 | 0.038568 | 0.043475 | 0.045864 | 0.046999 | 0.048337 | 0.049066 | 0.049948 | 0.049137 | 0.045006 | 0.041159 | 0.038664 | 0.036728 | 0.035572 | 0.035053 | 0.03228 | 0.031107 | 0.032443
Program Specific1-in-2Size: 20 kW to 199.99 kWSouth of Lugo2019March Monthly Peak | Program Specific | 1-in-2 | Size: 20 kW to 199.99 kW | South of Lugo | 2019 | March Monthly Peak | 3 | 13.1726 | 12.7374 | 12.354 | 12.2731 | 12.5906 | 13.8135 | 16.1509 | 17.5492 | 19.8673 | 21.7793 | 23.0691 | 23.917 | 24.1603 | 24.8807 | 25.2324 | 24.8297 | 24.132 | 22.7031 | 21.1186 | 20.5581 | 19.666 | 18.1513 | 16.2139 | 14.3267 | 0 | 0 | 0 | 0 | 0 | 0 | 0 | 0 | 0 | 0 | 0 | 0 | 0 | 0 | 0.24054 | 0.24021 | 0.23961 | 0.17443 | 0 | 0 | 0 | 0 | 0 | 0 | 54.3552 | 53.2185 | 52.6726 | 52.682 | 52.2909 | 51.795 | 51.4124 | 51.8006 | 53.2193 | 54.8088 | 57.139 | 59.8709 | 62.2834 | 64.191 | 65.0314 | 65.3676 | 64.615 | 63.4359 | 60.6877 | 58.5253 | 57.7334 | 56.7795 | 55.5313 | 54.0301 | 0.030366 | 0.03163 | 0.03007 | 0.026209 | 0.026739 | 0.028433 | 0.03429 | 0.038797 | 0.043868 | 0.04686 | 0.048006 | 0.04931 | 0.049869 | 0.050849 | 0.050455 | 0.046535 | 0.043021 | 0.04028 | 0.037078 | 0.036823 | 0.036514 | 0.033583 | 0.032342 | 0.033487
Program Specific1-in-2Size: 20 kW to 199.99 kWSouth of Lugo2019April Monthly Peak | Program Specific | 1-in-2 | Size: 20 kW to 199.99 kW | South of Lugo | 2019 | April Monthly Peak | 4 | 13.3134 | 12.7712 | 12.3288 | 12.2007 | 12.5365 | 13.6927 | 15.5849 | 17.182 | 20.2007 | 22.7139 | 24.7635 | 26.206 | 26.834 | 27.6535 | 27.9725 | 27.629 | 26.7534 | 24.7954 | 22.1681 | 21.368 | 20.6168 | 18.8974 | 16.6926 | 14.577 | 0 | 0 | 0 | 0 | 0 | 0 | 0 | 0 | 0 | 0 | 0 | 0 | 0 | 0 | 0.26667 | 0.2673 | 0.26563 | 0.1905 | 0 | 0 | 0 | 0 | 0 | 0 | 60.8042 | 60.3017 | 59.7131 | 59.3146 | 58.5281 | 57.9947 | 57.6998 | 57.7722 | 59.3779 | 62.5443 | 66.4505 | 70.2182 | 73.1439 | 73.8191 | 73.6162 | 72.9692 | 71.4743 | 70.2561 | 69.0013 | 67.3842 | 64.9377 | 64.6247 | 63.5308 | 61.5237 | 0.03069 | 0.031714 | 0.030009 | 0.026054 | 0.026624 | 0.028184 | 0.033088 | 0.037985 | 0.044604 | 0.048871 | 0.051532 | 0.054029 | 0.055388 | 0.056516 | 0.055934 | 0.051781 | 0.047694 | 0.043992 | 0.03892 | 0.038274 | 0.038279 | 0.034964 | 0.033297 | 0.034072
Program Specific1-in-2Size: 20 kW to 199.99 kWSouth of Lugo2019May Monthly Peak | Program Specific | 1-in-2 | Size: 20 kW to 199.99 kW | South of Lugo | 2019 | May Monthly Peak | 5 | 13.3656 | 12.8227 | 12.4375 | 12.3404 | 12.7107 | 13.9117 | 15.5623 | 17.5963 | 20.7056 | 23.2973 | 25.2447 | 26.6955 | 27.3902 | 28.0419 | 28.2676 | 27.8182 | 26.8934 | 24.8981 | 22.3364 | 21.1449 | 20.8523 | 19.1099 | 16.7787 | 14.6452 | 0 | 0 | 0 | 0 | 0 | 0 | 0 | 0 | 0 | 0 | 0 | 0 | 0 | 0 | 0.26948 | 0.26913 | 0.26702 | 0.19129 | 0 | 0 | 0 | 0 | 0 | 0 | 62.793 | 61.8998 | 61.0429 | 60.6571 | 60.4166 | 59.7751 | 59.7405 | 60.3519 | 62.4027 | 65.0732 | 68.4415 | 71.9282 | 74.3243 | 74.6296 | 74.423 | 74.5779 | 75.3113 | 75.3053 | 74.0662 | 71.6067 | 68.0986 | 65.496 | 64.7191 | 64.0048 | 0.030811 | 0.031842 | 0.030273 | 0.026352 | 0.026994 | 0.028635 | 0.03304 | 0.038901 | 0.045719 | 0.050127 | 0.052533 | 0.055039 | 0.056536 | 0.05731 | 0.056524 | 0.052135 | 0.047944 | 0.044174 | 0.039216 | 0.037874 | 0.038716 | 0.035357 | 0.033469 | 0.034231
Program Specific1-in-2Size: 20 kW to 199.99 kWSouth of Lugo2019June Monthly Peak | Program Specific | 1-in-2 | Size: 20 kW to 199.99 kW | South of Lugo | 2019 | June Monthly Peak | 6 | 14.0251 | 13.4302 | 13.0233 | 12.8893 | 13.2606 | 14.549 | 16.5124 | 18.8999 | 22.5022 | 25.5471 | 27.8435 | 29.4211 | 29.9661 | 30.6084 | 30.7787 | 30.3314 | 29.3125 | 27.1551 | 24.2915 | 22.5028 | 21.9706 | 20.279 | 17.7766 | 15.4356 | 0 | 0 | 0 | 0 | 0 | 0 | 0 | 0 | 0 | 0 | 0 | 0 | 0 | 0 | 0.29342 | 0.29344 | 0.29104 | 0.20863 | 0 | 0 | 0 | 0 | 0 | 0 | 64.8774 | 64.3033 | 63.527 | 63.1242 | 62.8957 | 62.68 | 62.4879 | 62.875 | 64.9988 | 68.3228 | 71.2282 | 73.426 | 74.1085 | 74.7816 | 75.0674 | 76.2425 | 77.5229 | 77.822 | 77.577 | 75.016 | 71.9993 | 68.5525 | 66.6979 | 66.1232 | 0.032331 | 0.033351 | 0.031699 | 0.027525 | 0.028162 | 0.029947 | 0.035057 | 0.041783 | 0.049686 | 0.054967 | 0.057941 | 0.060658 | 0.061853 | 0.062555 | 0.061545 | 0.056845 | 0.052257 | 0.048178 | 0.042648 | 0.040307 | 0.040792 | 0.03752 | 0.035459 | 0.036079
Program Specific1-in-2Size: 20 kW to 199.99 kWSouth of Lugo2019July Monthly Peak | Program Specific | 1-in-2 | Size: 20 kW to 199.99 kW | South of Lugo | 2019 | July Monthly Peak | 7 | 14.736 | 13.9296 | 13.4813 | 13.3243 | 13.7673 | 15.382 | 17.4628 | 19.9941 | 23.7158 | 26.6835 | 29.108 | 30.7202 | 31.2984 | 32.0309 | 32.2872 | 31.9285 | 30.9764 | 28.8318 | 25.7726 | 23.8712 | 23.3097 | 21.5179 | 18.9466 | 16.466 | 0 | 0 | 0 | 0 | 0 | 0 | 0 | 0 | 0 | 0 | 0 | 0 | 0 | 0 | 0.3078 | 0.30889 | 0.30756 | 0.22152 | 0 | 0 | 0 | 0 | 0 | 0 | 65.312 | 65.2228 | 65.3564 | 65.5839 | 65.5308 | 65.2818 | 65.1074 | 65.4431 | 67.4682 | 70.4633 | 74.2704 | 77.2266 | 78.5634 | 79.3182 | 80.4492 | 80.9908 | 81.7847 | 81.5892 | 80.6755 | 78.0897 | 74.2444 | 71.0326 | 69.6083 | 68.7562 | 0.03397 | 0.034591 | 0.032814 | 0.028454 | 0.029238 | 0.031661 | 0.037075 | 0.044203 | 0.052365 | 0.057412 | 0.060573 | 0.063336 | 0.064603 | 0.065462 | 0.064562 | 0.059839 | 0.055223 | 0.051153 | 0.045248 | 0.042758 | 0.043279 | 0.039812 | 0.037793 | 0.038487
Program Specific1-in-2Size: 20 kW to 199.99 kWSouth of Lugo2019August Monthly Peak | Program Specific | 1-in-2 | Size: 20 kW to 199.99 kW | South of Lugo | 2019 | August Monthly Peak | 8 | 15.4107 | 14.5702 | 14.0654 | 13.8973 | 14.3048 | 16.1488 | 18.6075 | 21.3837 | 25.7862 | 29.2123 | 32.1732 | 33.9558 | 34.6034 | 35.3044 | 35.5086 | 35.1538 | 34.0021 | 31.5585 | 27.9637 | 26.1255 | 25.0652 | 22.8068 | 20.121 | 17.3345 | 0 | 0 | 0 | 0 | 0 | 0 | 0 | 0 | 0 | 0 | 0 | 0 | 0 | 0 | 0.33851 | 0.34009 | 0.33761 | 0.24247 | 0 | 0 | 0 | 0 | 0 | 0 | 71.6871 | 70.8474 | 70.152 | 69.07 | 68.7346 | 68.2254 | 67.9772 | 68.3546 | 70.7332 | 75.453 | 80.7306 | 84.4722 | 85.8392 | 86.4665 | 87.4565 | 87.4351 | 88.6137 | 87.6379 | 86.2458 | 83.5082 | 78.2419 | 75.2275 | 73.8795 | 72.8683 | 0.035525 | 0.036182 | 0.034236 | 0.029677 | 0.030379 | 0.033239 | 0.039505 | 0.047275 | 0.056937 | 0.062853 | 0.066951 | 0.070007 | 0.071424 | 0.072153 | 0.071003 | 0.065883 | 0.060617 | 0.055991 | 0.049095 | 0.046795 | 0.046538 | 0.042197 | 0.040136 | 0.040517
Program Specific1-in-2Size: 20 kW to 199.99 kWSouth of Lugo2019September Monthly Peak | Program Specific | 1-in-2 | Size: 20 kW to 199.99 kW | South of Lugo | 2019 | September Monthly Peak | 9 | 14.9206 | 14.1787 | 13.723 | 13.584 | 13.9783 | 15.6553 | 18.3026 | 20.2563 | 24.4648 | 27.4794 | 29.7855 | 31.6048 | 32.1545 | 32.9359 | 33.1161 | 32.5115 | 31.265 | 28.7411 | 25.2761 | 24.3106 | 23.0839 | 21.194 | 18.5397 | 16.1466 | 0 | 0 | 0 | 0 | 0 | 0 | 0 | 0 | 0 | 0 | 0 | 0 | 0 | 0 | 0.3157 | 0.31453 | 0.31043 | 0.22082 | 0 | 0 | 0 | 0 | 0 | 0 | 68.1157 | 67.3973 | 66.7846 | 65.909 | 65.4385 | 65.2151 | 65.1629 | 64.9516 | 66.7444 | 70.6871 | 75.141 | 79.5956 | 83.0964 | 84.8531 | 85.8412 | 85.7531 | 85.6175 | 84.4767 | 82.1594 | 79.6072 | 77.0824 | 75.73 | 74.7812 | 73.8687 | 0.034396 | 0.03521 | 0.033402 | 0.029008 | 0.029686 | 0.032224 | 0.038858 | 0.044782 | 0.054019 | 0.059125 | 0.061982 | 0.06516 | 0.06637 | 0.067312 | 0.066219 | 0.060931 | 0.055737 | 0.050992 | 0.044377 | 0.043545 | 0.042859 | 0.039213 | 0.036981 | 0.037741
Program Specific1-in-2Size: 20 kW to 199.99 kWSouth of Lugo2019October Monthly Peak | Program Specific | 1-in-2 | Size: 20 kW to 199.99 kW | South of Lugo | 2019 | October Monthly Peak | 10 | 14.4601 | 13.7627 | 13.2961 | 13.1093 | 13.5031 | 15.0566 | 17.7276 | 19.3826 | 23.1431 | 26.3245 | 28.6878 | 30.495 | 31.2425 | 32.1429 | 32.4267 | 31.843 | 30.6012 | 27.986 | 25.4829 | 24.0744 | 22.656 | 20.8183 | 18.1521 | 15.877 | 0 | 0 | 0 | 0 | 0 | 0 | 0 | 0 | 0 | 0 | 0 | 0 | 0 | 0 | 0.30913 | 0.30806 | 0.30384 | 0.21502 | 0 | 0 | 0 | 0 | 0 | 0 | 68.1385 | 67.5882 | 66.62 | 65.7049 | 65.2261 | 63.9648 | 63.5046 | 63.6195 | 65.1485 | 69.7122 | 76.071 | 81.7237 | 85.1291 | 86.7486 | 88.4596 | 87.501 | 85.9777 | 83.1961 | 81.0753 | 78.5948 | 76.1607 | 74.1921 | 72.5716 | 70.7517 | 0.033334 | 0.034177 | 0.032363 | 0.027994 | 0.028677 | 0.030991 | 0.037637 | 0.042851 | 0.051101 | 0.05664 | 0.059698 | 0.062872 | 0.064487 | 0.065691 | 0.064841 | 0.059678 | 0.054554 | 0.049652 | 0.04474 | 0.043122 | 0.042065 | 0.038518 | 0.036208 | 0.037111
Program Specific1-in-2Size: 20 kW to 199.99 kWSouth of Lugo2019November Monthly Peak | Program Specific | 1-in-2 | Size: 20 kW to 199.99 kW | South of Lugo | 2019 | November Monthly Peak | 11 | 12.8071 | 12.2933 | 12.02 | 12.0217 | 12.3096 | 13.8641 | 15.5213 | 17.1923 | 20.0607 | 22.4342 | 23.9236 | 25.1447 | 25.6685 | 26.3014 | 26.3513 | 25.6913 | 24.558 | 23.6133 | 21.6433 | 20.3498 | 19.2148 | 17.5455 | 15.5388 | 13.8357 | 0 | 0 | 0 | 0 | 0 | 0 | 0 | 0 | 0 | 0 | 0 | 0 | 0 | 0 | 0.25121 | 0.24855 | 0.24384 | 0.18142 | 0 | 0 | 0 | 0 | 0 | 0 | 58.0559 | 56.9468 | 56.2049 | 55.4865 | 54.6743 | 54.088 | 53.5364 | 53.7562 | 57.2392 | 60.4191 | 65.9334 | 71.1237 | 74.9649 | 76.2174 | 75.7218 | 74.9035 | 72.2207 | 68.3813 | 64.9633 | 63.5659 | 62.5294 | 61.2241 | 60.1697 | 59.4764 | 0.029524 | 0.030528 | 0.029257 | 0.025672 | 0.026142 | 0.028537 | 0.032953 | 0.038008 | 0.044295 | 0.04827 | 0.049784 | 0.051841 | 0.052982 | 0.053753 | 0.052692 | 0.048149 | 0.043781 | 0.041894 | 0.037999 | 0.03645 | 0.035676 | 0.032463 | 0.030995 | 0.032339
Program Specific1-in-2Size: 20 kW to 199.99 kWSouth of Lugo2019December Monthly Peak | Program Specific | 1-in-2 | Size: 20 kW to 199.99 kW | South of Lugo | 2019 | December Monthly Peak | 12 | 12.9691 | 12.5034 | 12.2955 | 12.4042 | 12.7337 | 14.5509 | 17.1479 | 18.6186 | 20.964 | 22.011 | 22.3075 | 22.3713 | 22.0703 | 22.2658 | 22.2662 | 21.7395 | 21.1315 | 21.1178 | 20.1909 | 19.4433 | 18.6126 | 17.3028 | 15.6936 | 14.1166 | 0 | 0 | 0 | 0 | 0 | 0 | 0 | 0 | 0 | 0 | 0 | 0 | 0 | 0 | 0.21227 | 0.21032 | 0.20981 | 0.16225 | 0 | 0 | 0 | 0 | 0 | 0 | 51.3127 | 49.8721 | 47.919 | 47.0381 | 46.2378 | 45.5631 | 45.6108 | 45.4224 | 46.1913 | 49.3934 | 52.7125 | 54.7848 | 56.1147 | 56.4542 | 57.2787 | 57.3059 | 56.4702 | 55.261 | 53.9495 | 53.3516 | 52.6342 | 51.4357 | 50.4905 | 49.3723 | 0.029897 | 0.031049 | 0.029928 | 0.026489 | 0.027043 | 0.02995 | 0.036406 | 0.041161 | 0.046289 | 0.047359 | 0.046421 | 0.046123 | 0.045555 | 0.045505 | 0.044524 | 0.040743 | 0.037672 | 0.037467 | 0.035449 | 0.034826 | 0.034558 | 0.032014 | 0.031304 | 0.032996
Program Specific1-in-2Size: 20 kW to 199.99 kWSouth of Lugo2019Typical Event Day | Program Specific | 1-in-2 | Size: 20 kW to 199.99 kW | South of Lugo | 2019 | Typical Event Day | 8 | 14.89 | 14.0872 | 13.6198 | 13.4713 | 13.8391 | 15.5775 | 17.8686 | 20.3246 | 24.2606 | 27.3271 | 30.0064 | 31.6665 | 32.289 | 33.0479 | 33.37 | 33.0826 | 32.1027 | 29.8139 | 26.4733 | 24.8084 | 23.914 | 21.8094 | 19.2579 | 16.6298 | 0 | 0 | 0 | 0 | 0 | 0 | 0 | 0 | 0 | 0 | 0 | 0 | 0 | 0 | 0.31812 | 0.32006 | 0.31875 | 0.22906 | 0 | 0 | 0 | 0 | 0 | 0 | 67.498 | 66.9427 | 66.455 | 65.9218 | 65.6499 | 65.3506 | 65.1838 | 65.4061 | 67.4861 | 71.2315 | 75.3426 | 78.6801 | 80.4019 | 81.3549 | 82.2036 | 82.6054 | 83.3847 | 82.8815 | 81.6644 | 79.0553 | 75.392 | 72.6356 | 71.2417 | 70.4041 | 0.034325 | 0.034982 | 0.033151 | 0.028767 | 0.02939 | 0.032063 | 0.037937 | 0.044933 | 0.053568 | 0.058797 | 0.062442 | 0.065287 | 0.066647 | 0.067541 | 0.066727 | 0.062002 | 0.057231 | 0.052896 | 0.046479 | 0.044436 | 0.044401 | 0.040352 | 0.038414 | 0.03887
Program Specific1-in-2Size: 20 kW to 199.99 kWSouth of Lugo2020January Monthly Peak | Program Specific | 1-in-2 | Size: 20 kW to 199.99 kW | South of Lugo | 2020 | January Monthly Peak | 1 | 12.9156 | 12.5409 | 12.3299 | 12.3078 | 12.6121 | 14.0342 | 16.4413 | 17.9022 | 20.1186 | 21.6745 | 22.7549 | 23.4164 | 23.5009 | 24.0864 | 24.1346 | 23.4037 | 22.4867 | 22.1 | 20.8374 | 19.7699 | 18.8044 | 17.2622 | 15.4437 | 13.7763 | 0 | 0 | 0 | 0 | 0 | 0 | 0 | 0 | 0 | 0 | 0 | 0 | 0 | 0 | 0.23008 | 0.22642 | 0.22327 | 0.1698 | 0 | 0 | 0 | 0 | 0 | 0 | 56.7369 | 55.9771 | 55.5882 | 55.2763 | 54.22 | 54.127 | 55.0227 | 55.2951 | 55.9558 | 57.1292 | 58.5896 | 59.0756 | 60.142 | 61.1058 | 61.6782 | 61.3592 | 61.7606 | 61.5124 | 60.2068 | 59.0739 | 58.5434 | 58.1685 | 57.2731 | 56.177 | 0.029774 | 0.031142 | 0.030012 | 0.026283 | 0.026785 | 0.028887 | 0.034906 | 0.039578 | 0.044423 | 0.046635 | 0.047352 | 0.048278 | 0.048508 | 0.049226 | 0.04826 | 0.043862 | 0.040088 | 0.039209 | 0.036584 | 0.035412 | 0.034914 | 0.031938 | 0.030806 | 0.032201
Program Specific1-in-2Size: 20 kW to 199.99 kWSouth of Lugo2020February Monthly Peak | Program Specific | 1-in-2 | Size: 20 kW to 199.99 kW | South of Lugo | 2020 | February Monthly Peak | 2 | 13.0431 | 12.5952 | 12.2911 | 12.2585 | 12.5411 | 13.8601 | 15.9807 | 17.4455 | 19.6895 | 21.3163 | 22.585 | 23.445 | 23.7711 | 24.4398 | 24.5732 | 24.0142 | 23.0877 | 21.7924 | 20.9198 | 19.8595 | 18.8796 | 17.4469 | 15.5947 | 13.88 | 0 | 0 | 0 | 0 | 0 | 0 | 0 | 0 | 0 | 0 | 0 | 0 | 0 | 0 | 0.23426 | 0.23233 | 0.22924 | 0.16743 | 0 | 0 | 0 | 0 | 0 | 0 | 52.3266 | 51.5752 | 51.1868 | 50.7411 | 50.3501 | 49.9244 | 49.5073 | 49.6741 | 51.135 | 54.8445 | 59.1483 | 63.2677 | 64.9306 | 65.8271 | 65.8279 | 64.6469 | 64.0005 | 63.6799 | 61.0782 | 59.0915 | 58.3057 | 57.3116 | 56.2709 | 55.0283 | 0.030067 | 0.031277 | 0.029917 | 0.026178 | 0.026634 | 0.028529 | 0.033928 | 0.038568 | 0.043475 | 0.045864 | 0.046999 | 0.048337 | 0.049066 | 0.049948 | 0.049137 | 0.045006 | 0.041159 | 0.038664 | 0.036728 | 0.035572 | 0.035053 | 0.03228 | 0.031107 | 0.032443
Program Specific1-in-2Size: 20 kW to 199.99 kWSouth of Lugo2020March Monthly Peak | Program Specific | 1-in-2 | Size: 20 kW to 199.99 kW | South of Lugo | 2020 | March Monthly Peak | 3 | 13.1725 | 12.7374 | 12.354 | 12.2731 | 12.5906 | 13.8135 | 16.1509 | 17.5492 | 19.8673 | 21.7793 | 23.0691 | 23.917 | 24.1603 | 24.8807 | 25.2324 | 24.8297 | 24.132 | 22.7031 | 21.1186 | 20.5581 | 19.666 | 18.1513 | 16.2139 | 14.3267 | 0 | 0 | 0 | 0 | 0 | 0 | 0 | 0 | 0 | 0 | 0 | 0 | 0 | 0 | 0.24054 | 0.24021 | 0.23961 | 0.17443 | 0 | 0 | 0 | 0 | 0 | 0 | 54.3552 | 53.2185 | 52.6726 | 52.682 | 52.2909 | 51.795 | 51.4124 | 51.8006 | 53.2193 | 54.8088 | 57.139 | 59.8709 | 62.2834 | 64.191 | 65.0314 | 65.3676 | 64.615 | 63.4359 | 60.6877 | 58.5253 | 57.7334 | 56.7795 | 55.5313 | 54.0301 | 0.030366 | 0.03163 | 0.03007 | 0.026209 | 0.026739 | 0.028433 | 0.03429 | 0.038797 | 0.043868 | 0.04686 | 0.048006 | 0.04931 | 0.049869 | 0.050849 | 0.050455 | 0.046535 | 0.043021 | 0.04028 | 0.037078 | 0.036823 | 0.036514 | 0.033583 | 0.032342 | 0.033487
Program Specific1-in-2Size: 20 kW to 199.99 kWSouth of Lugo2020April Monthly Peak | Program Specific | 1-in-2 | Size: 20 kW to 199.99 kW | South of Lugo | 2020 | April Monthly Peak | 4 | 13.3134 | 12.7712 | 12.3288 | 12.2007 | 12.5365 | 13.6927 | 15.5849 | 17.182 | 20.2007 | 22.7139 | 24.7635 | 26.206 | 26.834 | 27.6535 | 27.9725 | 27.629 | 26.7534 | 24.7954 | 22.1681 | 21.368 | 20.6168 | 18.8974 | 16.6926 | 14.577 | 0 | 0 | 0 | 0 | 0 | 0 | 0 | 0 | 0 | 0 | 0 | 0 | 0 | 0 | 0.26667 | 0.2673 | 0.26563 | 0.1905 | 0 | 0 | 0 | 0 | 0 | 0 | 60.8042 | 60.3017 | 59.7131 | 59.3146 | 58.5281 | 57.9947 | 57.6998 | 57.7722 | 59.3779 | 62.5443 | 66.4505 | 70.2182 | 73.1439 | 73.8191 | 73.6162 | 72.9692 | 71.4743 | 70.2561 | 69.0013 | 67.3842 | 64.9377 | 64.6247 | 63.5308 | 61.5237 | 0.03069 | 0.031714 | 0.030009 | 0.026054 | 0.026624 | 0.028184 | 0.033088 | 0.037985 | 0.044604 | 0.048871 | 0.051532 | 0.054029 | 0.055388 | 0.056516 | 0.055934 | 0.051781 | 0.047694 | 0.043992 | 0.03892 | 0.038274 | 0.038279 | 0.034964 | 0.033297 | 0.034072
Program Specific1-in-2Size: 20 kW to 199.99 kWSouth of Lugo2020May Monthly Peak | Program Specific | 1-in-2 | Size: 20 kW to 199.99 kW | South of Lugo | 2020 | May Monthly Peak | 5 | 13.3656 | 12.8227 | 12.4375 | 12.3404 | 12.7107 | 13.9117 | 15.5623 | 17.5963 | 20.7056 | 23.2973 | 25.2447 | 26.6955 | 27.3902 | 28.0419 | 28.2676 | 27.8182 | 26.8934 | 24.8981 | 22.3364 | 21.1449 | 20.8523 | 19.1099 | 16.7787 | 14.6452 | 0 | 0 | 0 | 0 | 0 | 0 | 0 | 0 | 0 | 0 | 0 | 0 | 0 | 0 | 0.26948 | 0.26913 | 0.26702 | 0.19129 | 0 | 0 | 0 | 0 | 0 | 0 | 62.793 | 61.8998 | 61.0429 | 60.6571 | 60.4166 | 59.7751 | 59.7405 | 60.3519 | 62.4027 | 65.0732 | 68.4415 | 71.9282 | 74.3243 | 74.6296 | 74.423 | 74.5779 | 75.3113 | 75.3053 | 74.0662 | 71.6067 | 68.0986 | 65.496 | 64.7191 | 64.0048 | 0.030811 | 0.031842 | 0.030273 | 0.026352 | 0.026994 | 0.028635 | 0.03304 | 0.038901 | 0.045719 | 0.050127 | 0.052533 | 0.055039 | 0.056536 | 0.05731 | 0.056524 | 0.052135 | 0.047944 | 0.044174 | 0.039216 | 0.037874 | 0.038716 | 0.035357 | 0.033469 | 0.034231
Program Specific1-in-2Size: 20 kW to 199.99 kWSouth of Lugo2020June Monthly Peak | Program Specific | 1-in-2 | Size: 20 kW to 199.99 kW | South of Lugo | 2020 | June Monthly Peak | 6 | 14.0251 | 13.4302 | 13.0233 | 12.8893 | 13.2606 | 14.549 | 16.5124 | 18.8999 | 22.5022 | 25.5471 | 27.8435 | 29.4211 | 29.9661 | 30.6084 | 30.7787 | 30.3314 | 29.3125 | 27.1551 | 24.2915 | 22.5028 | 21.9706 | 20.279 | 17.7766 | 15.4356 | 0 | 0 | 0 | 0 | 0 | 0 | 0 | 0 | 0 | 0 | 0 | 0 | 0 | 0 | 0.29342 | 0.29344 | 0.29104 | 0.20863 | 0 | 0 | 0 | 0 | 0 | 0 | 64.8774 | 64.3033 | 63.527 | 63.1242 | 62.8957 | 62.68 | 62.4879 | 62.875 | 64.9988 | 68.3228 | 71.2282 | 73.426 | 74.1085 | 74.7816 | 75.0674 | 76.2425 | 77.5229 | 77.822 | 77.577 | 75.016 | 71.9993 | 68.5525 | 66.6979 | 66.1232 | 0.032331 | 0.033351 | 0.031699 | 0.027525 | 0.028162 | 0.029947 | 0.035057 | 0.041783 | 0.049686 | 0.054967 | 0.057941 | 0.060658 | 0.061853 | 0.062555 | 0.061545 | 0.056845 | 0.052257 | 0.048178 | 0.042648 | 0.040307 | 0.040792 | 0.03752 | 0.035459 | 0.036079
Program Specific1-in-2Size: 20 kW to 199.99 kWSouth of Lugo2020July Monthly Peak | Program Specific | 1-in-2 | Size: 20 kW to 199.99 kW | South of Lugo | 2020 | July Monthly Peak | 7 | 14.736 | 13.9296 | 13.4813 | 13.3243 | 13.7673 | 15.382 | 17.4628 | 19.9941 | 23.7158 | 26.6835 | 29.108 | 30.7202 | 31.2984 | 32.0309 | 32.2872 | 31.9285 | 30.9764 | 28.8318 | 25.7726 | 23.8712 | 23.3097 | 21.5179 | 18.9466 | 16.466 | 0 | 0 | 0 | 0 | 0 | 0 | 0 | 0 | 0 | 0 | 0 | 0 | 0 | 0 | 0.3078 | 0.30889 | 0.30756 | 0.22152 | 0 | 0 | 0 | 0 | 0 | 0 | 65.312 | 65.2228 | 65.3564 | 65.5839 | 65.5308 | 65.2818 | 65.1074 | 65.4431 | 67.4682 | 70.4633 | 74.2704 | 77.2266 | 78.5634 | 79.3182 | 80.4492 | 80.9908 | 81.7847 | 81.5892 | 80.6755 | 78.0897 | 74.2444 | 71.0326 | 69.6083 | 68.7562 | 0.03397 | 0.034591 | 0.032814 | 0.028454 | 0.029238 | 0.031661 | 0.037075 | 0.044203 | 0.052365 | 0.057412 | 0.060573 | 0.063336 | 0.064603 | 0.065462 | 0.064562 | 0.059839 | 0.055223 | 0.051153 | 0.045248 | 0.042758 | 0.043279 | 0.039812 | 0.037793 | 0.038487
Program Specific1-in-2Size: 20 kW to 199.99 kWSouth of Lugo2020August Monthly Peak | Program Specific | 1-in-2 | Size: 20 kW to 199.99 kW | South of Lugo | 2020 | August Monthly Peak | 8 | 15.4107 | 14.5702 | 14.0654 | 13.8973 | 14.3048 | 16.1488 | 18.6075 | 21.3837 | 25.7862 | 29.2123 | 32.1732 | 33.9558 | 34.6034 | 35.3044 | 35.5086 | 35.1538 | 34.0021 | 31.5585 | 27.9637 | 26.1255 | 25.0652 | 22.8068 | 20.121 | 17.3345 | 0 | 0 | 0 | 0 | 0 | 0 | 0 | 0 | 0 | 0 | 0 | 0 | 0 | 0 | 0.33851 | 0.34009 | 0.33761 | 0.24247 | 0 | 0 | 0 | 0 | 0 | 0 | 71.6871 | 70.8474 | 70.152 | 69.07 | 68.7346 | 68.2254 | 67.9772 | 68.3546 | 70.7332 | 75.453 | 80.7306 | 84.4722 | 85.8392 | 86.4665 | 87.4565 | 87.4351 | 88.6137 | 87.6379 | 86.2458 | 83.5082 | 78.2419 | 75.2275 | 73.8795 | 72.8683 | 0.035525 | 0.036182 | 0.034236 | 0.029677 | 0.030379 | 0.033239 | 0.039505 | 0.047275 | 0.056937 | 0.062853 | 0.066951 | 0.070007 | 0.071424 | 0.072153 | 0.071003 | 0.065883 | 0.060617 | 0.055991 | 0.049095 | 0.046795 | 0.046538 | 0.042197 | 0.040136 | 0.040517
Program Specific1-in-2Size: 20 kW to 199.99 kWSouth of Lugo2020September Monthly Peak | Program Specific | 1-in-2 | Size: 20 kW to 199.99 kW | South of Lugo | 2020 | September Monthly Peak | 9 | 14.9206 | 14.1787 | 13.723 | 13.584 | 13.9783 | 15.6553 | 18.3026 | 20.2563 | 24.4648 | 27.4794 | 29.7855 | 31.6048 | 32.1545 | 32.9359 | 33.1161 | 32.5115 | 31.265 | 28.7411 | 25.2761 | 24.3106 | 23.0839 | 21.194 | 18.5397 | 16.1466 | 0 | 0 | 0 | 0 | 0 | 0 | 0 | 0 | 0 | 0 | 0 | 0 | 0 | 0 | 0.3157 | 0.31453 | 0.31043 | 0.22082 | 0 | 0 | 0 | 0 | 0 | 0 | 68.1157 | 67.3973 | 66.7846 | 65.909 | 65.4385 | 65.2151 | 65.1629 | 64.9516 | 66.7444 | 70.6871 | 75.141 | 79.5956 | 83.0964 | 84.8531 | 85.8412 | 85.7531 | 85.6175 | 84.4767 | 82.1594 | 79.6072 | 77.0824 | 75.73 | 74.7812 | 73.8687 | 0.034396 | 0.03521 | 0.033402 | 0.029008 | 0.029686 | 0.032224 | 0.038858 | 0.044782 | 0.054019 | 0.059125 | 0.061982 | 0.06516 | 0.06637 | 0.067312 | 0.066219 | 0.060931 | 0.055737 | 0.050992 | 0.044377 | 0.043545 | 0.042859 | 0.039213 | 0.036981 | 0.037741
Program Specific1-in-2Size: 20 kW to 199.99 kWSouth of Lugo2020October Monthly Peak | Program Specific | 1-in-2 | Size: 20 kW to 199.99 kW | South of Lugo | 2020 | October Monthly Peak | 10 | 14.4601 | 13.7627 | 13.2961 | 13.1093 | 13.5031 | 15.0566 | 17.7276 | 19.3826 | 23.1431 | 26.3245 | 28.6878 | 30.495 | 31.2425 | 32.1429 | 32.4267 | 31.843 | 30.6012 | 27.986 | 25.4829 | 24.0744 | 22.656 | 20.8183 | 18.1521 | 15.877 | 0 | 0 | 0 | 0 | 0 | 0 | 0 | 0 | 0 | 0 | 0 | 0 | 0 | 0 | 0.30913 | 0.30806 | 0.30384 | 0.21502 | 0 | 0 | 0 | 0 | 0 | 0 | 68.1385 | 67.5882 | 66.62 | 65.7049 | 65.2261 | 63.9648 | 63.5046 | 63.6195 | 65.1485 | 69.7122 | 76.071 | 81.7237 | 85.1291 | 86.7486 | 88.4596 | 87.501 | 85.9777 | 83.1961 | 81.0753 | 78.5948 | 76.1607 | 74.1921 | 72.5716 | 70.7517 | 0.033334 | 0.034177 | 0.032363 | 0.027994 | 0.028677 | 0.030991 | 0.037637 | 0.042851 | 0.051101 | 0.05664 | 0.059698 | 0.062872 | 0.064487 | 0.065691 | 0.064841 | 0.059678 | 0.054554 | 0.049652 | 0.04474 | 0.043122 | 0.042065 | 0.038518 | 0.036208 | 0.037111
Program Specific1-in-2Size: 20 kW to 199.99 kWSouth of Lugo2020November Monthly Peak | Program Specific | 1-in-2 | Size: 20 kW to 199.99 kW | South of Lugo | 2020 | November Monthly Peak | 11 | 12.8071 | 12.2933 | 12.02 | 12.0217 | 12.3096 | 13.8641 | 15.5213 | 17.1923 | 20.0607 | 22.4342 | 23.9236 | 25.1447 | 25.6685 | 26.3014 | 26.3513 | 25.6913 | 24.558 | 23.6133 | 21.6433 | 20.3498 | 19.2148 | 17.5455 | 15.5388 | 13.8357 | 0 | 0 | 0 | 0 | 0 | 0 | 0 | 0 | 0 | 0 | 0 | 0 | 0 | 0 | 0.25121 | 0.24855 | 0.24384 | 0.18142 | 0 | 0 | 0 | 0 | 0 | 0 | 58.0559 | 56.9468 | 56.2049 | 55.4865 | 54.6743 | 54.088 | 53.5364 | 53.7562 | 57.2392 | 60.4191 | 65.9334 | 71.1237 | 74.9649 | 76.2174 | 75.7218 | 74.9035 | 72.2207 | 68.3813 | 64.9633 | 63.5659 | 62.5294 | 61.2241 | 60.1697 | 59.4764 | 0.029524 | 0.030528 | 0.029257 | 0.025672 | 0.026142 | 0.028537 | 0.032953 | 0.038008 | 0.044295 | 0.04827 | 0.049784 | 0.051841 | 0.052982 | 0.053753 | 0.052692 | 0.048149 | 0.043781 | 0.041894 | 0.037999 | 0.03645 | 0.035676 | 0.032463 | 0.030995 | 0.032339
Program Specific1-in-2Size: 20 kW to 199.99 kWSouth of Lugo2020December Monthly Peak | Program Specific | 1-in-2 | Size: 20 kW to 199.99 kW | South of Lugo | 2020 | December Monthly Peak | 12 | 12.9691 | 12.5034 | 12.2955 | 12.4042 | 12.7337 | 14.5509 | 17.1479 | 18.6186 | 20.964 | 22.011 | 22.3075 | 22.3713 | 22.0703 | 22.2658 | 22.2662 | 21.7395 | 21.1315 | 21.1178 | 20.1909 | 19.4433 | 18.6126 | 17.3028 | 15.6936 | 14.1166 | 0 | 0 | 0 | 0 | 0 | 0 | 0 | 0 | 0 | 0 | 0 | 0 | 0 | 0 | 0.21227 | 0.21032 | 0.20981 | 0.16225 | 0 | 0 | 0 | 0 | 0 | 0 | 51.3127 | 49.8721 | 47.919 | 47.0381 | 46.2378 | 45.5631 | 45.6108 | 45.4224 | 46.1913 | 49.3934 | 52.7125 | 54.7848 | 56.1147 | 56.4542 | 57.2787 | 57.3059 | 56.4702 | 55.261 | 53.9495 | 53.3516 | 52.6342 | 51.4357 | 50.4905 | 49.3723 | 0.029897 | 0.031049 | 0.029928 | 0.026489 | 0.027043 | 0.02995 | 0.036406 | 0.041161 | 0.046289 | 0.047359 | 0.046421 | 0.046123 | 0.045555 | 0.045505 | 0.044524 | 0.040743 | 0.037672 | 0.037467 | 0.035449 | 0.034826 | 0.034558 | 0.032014 | 0.031304 | 0.032996
Program Specific1-in-2Size: 20 kW to 199.99 kWSouth of Lugo2020Typical Event Day | Program Specific | 1-in-2 | Size: 20 kW to 199.99 kW | South of Lugo | 2020 | Typical Event Day | 8 | 14.89 | 14.0872 | 13.6198 | 13.4713 | 13.8391 | 15.5775 | 17.8686 | 20.3246 | 24.2606 | 27.3271 | 30.0064 | 31.6665 | 32.289 | 33.0479 | 33.37 | 33.0826 | 32.1027 | 29.8139 | 26.4733 | 24.8084 | 23.914 | 21.8094 | 19.2579 | 16.6298 | 0 | 0 | 0 | 0 | 0 | 0 | 0 | 0 | 0 | 0 | 0 | 0 | 0 | 0 | 0.31812 | 0.32006 | 0.31875 | 0.22906 | 0 | 0 | 0 | 0 | 0 | 0 | 67.498 | 66.9427 | 66.455 | 65.9218 | 65.6499 | 65.3506 | 65.1838 | 65.4061 | 67.4861 | 71.2315 | 75.3426 | 78.6801 | 80.4019 | 81.3549 | 82.2036 | 82.6054 | 83.3847 | 82.8815 | 81.6644 | 79.0553 | 75.392 | 72.6356 | 71.2417 | 70.4041 | 0.034325 | 0.034982 | 0.033151 | 0.028767 | 0.02939 | 0.032063 | 0.037937 | 0.044933 | 0.053568 | 0.058797 | 0.062442 | 0.065287 | 0.066647 | 0.067541 | 0.066727 | 0.062002 | 0.057231 | 0.052896 | 0.046479 | 0.044436 | 0.044401 | 0.040352 | 0.038414 | 0.03887
Program Specific1-in-2Size: 20 kW to 199.99 kWSouth of Lugo2021January Monthly Peak | Program Specific | 1-in-2 | Size: 20 kW to 199.99 kW | South of Lugo | 2021 | January Monthly Peak | 1 | 12.9156 | 12.5409 | 12.3299 | 12.3078 | 12.6121 | 14.0342 | 16.4413 | 17.9022 | 20.1186 | 21.6745 | 22.7549 | 23.4164 | 23.5009 | 24.0864 | 24.1346 | 23.4037 | 22.4867 | 22.1 | 20.8374 | 19.7699 | 18.8044 | 17.2622 | 15.4437 | 13.7763 | 0 | 0 | 0 | 0 | 0 | 0 | 0 | 0 | 0 | 0 | 0 | 0 | 0 | 0 | 0.23008 | 0.22642 | 0.22327 | 0.1698 | 0 | 0 | 0 | 0 | 0 | 0 | 56.7369 | 55.9771 | 55.5882 | 55.2763 | 54.22 | 54.127 | 55.0227 | 55.2951 | 55.9558 | 57.1292 | 58.5896 | 59.0756 | 60.142 | 61.1058 | 61.6782 | 61.3592 | 61.7606 | 61.5124 | 60.2068 | 59.0739 | 58.5434 | 58.1685 | 57.2731 | 56.177 | 0.029774 | 0.031142 | 0.030012 | 0.026283 | 0.026785 | 0.028887 | 0.034906 | 0.039578 | 0.044423 | 0.046635 | 0.047352 | 0.048278 | 0.048508 | 0.049226 | 0.04826 | 0.043862 | 0.040088 | 0.039209 | 0.036584 | 0.035412 | 0.034914 | 0.031938 | 0.030806 | 0.032201
Program Specific1-in-2Size: 20 kW to 199.99 kWSouth of Lugo2021February Monthly Peak | Program Specific | 1-in-2 | Size: 20 kW to 199.99 kW | South of Lugo | 2021 | February Monthly Peak | 2 | 13.0431 | 12.5952 | 12.2911 | 12.2585 | 12.5411 | 13.8601 | 15.9807 | 17.4455 | 19.6895 | 21.3163 | 22.585 | 23.445 | 23.7711 | 24.4398 | 24.5732 | 24.0142 | 23.0877 | 21.7924 | 20.9198 | 19.8595 | 18.8796 | 17.4469 | 15.5947 | 13.88 | 0 | 0 | 0 | 0 | 0 | 0 | 0 | 0 | 0 | 0 | 0 | 0 | 0 | 0 | 0.23426 | 0.23233 | 0.22924 | 0.16743 | 0 | 0 | 0 | 0 | 0 | 0 | 52.3266 | 51.5752 | 51.1868 | 50.7411 | 50.3501 | 49.9244 | 49.5073 | 49.6741 | 51.135 | 54.8445 | 59.1483 | 63.2677 | 64.9306 | 65.8271 | 65.8279 | 64.6469 | 64.0005 | 63.6799 | 61.0782 | 59.0915 | 58.3057 | 57.3116 | 56.2709 | 55.0283 | 0.030067 | 0.031277 | 0.029917 | 0.026178 | 0.026634 | 0.028529 | 0.033928 | 0.038568 | 0.043475 | 0.045864 | 0.046999 | 0.048337 | 0.049066 | 0.049948 | 0.049137 | 0.045006 | 0.041159 | 0.038664 | 0.036728 | 0.035572 | 0.035053 | 0.03228 | 0.031107 | 0.032443
Program Specific1-in-2Size: 20 kW to 199.99 kWSouth of Lugo2021March Monthly Peak | Program Specific | 1-in-2 | Size: 20 kW to 199.99 kW | South of Lugo | 2021 | March Monthly Peak | 3 | 13.1725 | 12.7374 | 12.354 | 12.2731 | 12.5906 | 13.8135 | 16.1509 | 17.5492 | 19.8673 | 21.7793 | 23.0691 | 23.917 | 24.1603 | 24.8807 | 25.2324 | 24.8297 | 24.132 | 22.7031 | 21.1186 | 20.5581 | 19.666 | 18.1513 | 16.2139 | 14.3267 | 0 | 0 | 0 | 0 | 0 | 0 | 0 | 0 | 0 | 0 | 0 | 0 | 0 | 0 | 0.24054 | 0.24021 | 0.23961 | 0.17443 | 0 | 0 | 0 | 0 | 0 | 0 | 54.3552 | 53.2185 | 52.6726 | 52.682 | 52.2909 | 51.795 | 51.4124 | 51.8006 | 53.2193 | 54.8088 | 57.139 | 59.8709 | 62.2834 | 64.191 | 65.0314 | 65.3676 | 64.615 | 63.4359 | 60.6877 | 58.5253 | 57.7334 | 56.7795 | 55.5313 | 54.0301 | 0.030366 | 0.03163 | 0.03007 | 0.026209 | 0.026739 | 0.028433 | 0.03429 | 0.038797 | 0.043868 | 0.04686 | 0.048006 | 0.04931 | 0.049869 | 0.050849 | 0.050455 | 0.046535 | 0.043021 | 0.04028 | 0.037078 | 0.036823 | 0.036514 | 0.033583 | 0.032342 | 0.033487
Program Specific1-in-2Size: 20 kW to 199.99 kWSouth of Lugo2021April Monthly Peak | Program Specific | 1-in-2 | Size: 20 kW to 199.99 kW | South of Lugo | 2021 | April Monthly Peak | 4 | 13.3134 | 12.7712 | 12.3288 | 12.2007 | 12.5365 | 13.6927 | 15.5849 | 17.182 | 20.2007 | 22.7139 | 24.7635 | 26.206 | 26.834 | 27.6535 | 27.9725 | 27.629 | 26.7534 | 24.7954 | 22.1681 | 21.368 | 20.6168 | 18.8974 | 16.6926 | 14.577 | 0 | 0 | 0 | 0 | 0 | 0 | 0 | 0 | 0 | 0 | 0 | 0 | 0 | 0 | 0.26667 | 0.2673 | 0.26563 | 0.1905 | 0 | 0 | 0 | 0 | 0 | 0 | 60.8042 | 60.3017 | 59.7131 | 59.3146 | 58.5281 | 57.9947 | 57.6998 | 57.7722 | 59.3779 | 62.5443 | 66.4505 | 70.2182 | 73.1439 | 73.8191 | 73.6162 | 72.9692 | 71.4743 | 70.2561 | 69.0013 | 67.3842 | 64.9377 | 64.6247 | 63.5308 | 61.5237 | 0.03069 | 0.031714 | 0.030009 | 0.026054 | 0.026624 | 0.028184 | 0.033088 | 0.037985 | 0.044604 | 0.048871 | 0.051532 | 0.054029 | 0.055388 | 0.056516 | 0.055934 | 0.051781 | 0.047694 | 0.043992 | 0.03892 | 0.038274 | 0.038279 | 0.034964 | 0.033297 | 0.034072
Program Specific1-in-2Size: 20 kW to 199.99 kWSouth of Lugo2021May Monthly Peak | Program Specific | 1-in-2 | Size: 20 kW to 199.99 kW | South of Lugo | 2021 | May Monthly Peak | 5 | 13.3656 | 12.8227 | 12.4375 | 12.3404 | 12.7107 | 13.9117 | 15.5623 | 17.5963 | 20.7056 | 23.2973 | 25.2447 | 26.6955 | 27.3902 | 28.0419 | 28.2676 | 27.8182 | 26.8934 | 24.8981 | 22.3364 | 21.1449 | 20.8523 | 19.1099 | 16.7787 | 14.6452 | 0 | 0 | 0 | 0 | 0 | 0 | 0 | 0 | 0 | 0 | 0 | 0 | 0 | 0 | 0.26948 | 0.26913 | 0.26702 | 0.19129 | 0 | 0 | 0 | 0 | 0 | 0 | 62.793 | 61.8998 | 61.0429 | 60.6571 | 60.4166 | 59.7751 | 59.7405 | 60.3519 | 62.4027 | 65.0732 | 68.4415 | 71.9282 | 74.3243 | 74.6296 | 74.423 | 74.5779 | 75.3113 | 75.3053 | 74.0662 | 71.6067 | 68.0986 | 65.496 | 64.7191 | 64.0048 | 0.030811 | 0.031842 | 0.030273 | 0.026352 | 0.026994 | 0.028635 | 0.03304 | 0.038901 | 0.045719 | 0.050127 | 0.052533 | 0.055039 | 0.056536 | 0.05731 | 0.056524 | 0.052135 | 0.047944 | 0.044174 | 0.039216 | 0.037874 | 0.038716 | 0.035357 | 0.033469 | 0.034231
Program Specific1-in-2Size: 20 kW to 199.99 kWSouth of Lugo2021June Monthly Peak | Program Specific | 1-in-2 | Size: 20 kW to 199.99 kW | South of Lugo | 2021 | June Monthly Peak | 6 | 14.0251 | 13.4302 | 13.0233 | 12.8893 | 13.2606 | 14.549 | 16.5124 | 18.8999 | 22.5022 | 25.5471 | 27.8435 | 29.4211 | 29.9661 | 30.6084 | 30.7787 | 30.3314 | 29.3125 | 27.1551 | 24.2915 | 22.5028 | 21.9706 | 20.279 | 17.7766 | 15.4356 | 0 | 0 | 0 | 0 | 0 | 0 | 0 | 0 | 0 | 0 | 0 | 0 | 0 | 0 | 0.29342 | 0.29344 | 0.29104 | 0.20863 | 0 | 0 | 0 | 0 | 0 | 0 | 64.8774 | 64.3033 | 63.527 | 63.1242 | 62.8957 | 62.68 | 62.4879 | 62.875 | 64.9988 | 68.3228 | 71.2282 | 73.426 | 74.1085 | 74.7816 | 75.0674 | 76.2425 | 77.5229 | 77.822 | 77.577 | 75.016 | 71.9993 | 68.5525 | 66.6979 | 66.1232 | 0.032331 | 0.033351 | 0.031699 | 0.027525 | 0.028162 | 0.029947 | 0.035057 | 0.041783 | 0.049686 | 0.054967 | 0.057941 | 0.060658 | 0.061853 | 0.062555 | 0.061545 | 0.056845 | 0.052257 | 0.048178 | 0.042648 | 0.040307 | 0.040792 | 0.03752 | 0.035459 | 0.036079
Program Specific1-in-2Size: 20 kW to 199.99 kWSouth of Lugo2021July Monthly Peak | Program Specific | 1-in-2 | Size: 20 kW to 199.99 kW | South of Lugo | 2021 | July Monthly Peak | 7 | 14.736 | 13.9296 | 13.4813 | 13.3243 | 13.7673 | 15.382 | 17.4628 | 19.9941 | 23.7158 | 26.6835 | 29.108 | 30.7202 | 31.2984 | 32.0309 | 32.2872 | 31.9285 | 30.9764 | 28.8318 | 25.7726 | 23.8712 | 23.3097 | 21.5179 | 18.9466 | 16.466 | 0 | 0 | 0 | 0 | 0 | 0 | 0 | 0 | 0 | 0 | 0 | 0 | 0 | 0 | 0.3078 | 0.30889 | 0.30756 | 0.22152 | 0 | 0 | 0 | 0 | 0 | 0 | 65.312 | 65.2228 | 65.3564 | 65.5839 | 65.5308 | 65.2818 | 65.1074 | 65.4431 | 67.4682 | 70.4633 | 74.2704 | 77.2266 | 78.5634 | 79.3182 | 80.4492 | 80.9908 | 81.7847 | 81.5892 | 80.6755 | 78.0897 | 74.2444 | 71.0326 | 69.6083 | 68.7562 | 0.03397 | 0.034591 | 0.032814 | 0.028454 | 0.029238 | 0.031661 | 0.037075 | 0.044203 | 0.052365 | 0.057412 | 0.060573 | 0.063336 | 0.064603 | 0.065462 | 0.064562 | 0.059839 | 0.055223 | 0.051153 | 0.045248 | 0.042758 | 0.043279 | 0.039812 | 0.037793 | 0.038487
Program Specific1-in-2Size: 20 kW to 199.99 kWSouth of Lugo2021August Monthly Peak | Program Specific | 1-in-2 | Size: 20 kW to 199.99 kW | South of Lugo | 2021 | August Monthly Peak | 8 | 15.4107 | 14.5702 | 14.0654 | 13.8973 | 14.3048 | 16.1488 | 18.6075 | 21.3837 | 25.7862 | 29.2123 | 32.1732 | 33.9558 | 34.6034 | 35.3044 | 35.5086 | 35.1538 | 34.0021 | 31.5585 | 27.9637 | 26.1255 | 25.0652 | 22.8068 | 20.121 | 17.3345 | 0 | 0 | 0 | 0 | 0 | 0 | 0 | 0 | 0 | 0 | 0 | 0 | 0 | 0 | 0.33851 | 0.34009 | 0.33761 | 0.24247 | 0 | 0 | 0 | 0 | 0 | 0 | 71.6871 | 70.8474 | 70.152 | 69.07 | 68.7346 | 68.2254 | 67.9772 | 68.3546 | 70.7332 | 75.453 | 80.7306 | 84.4722 | 85.8392 | 86.4665 | 87.4565 | 87.4351 | 88.6137 | 87.6379 | 86.2458 | 83.5082 | 78.2419 | 75.2275 | 73.8795 | 72.8683 | 0.035525 | 0.036182 | 0.034236 | 0.029677 | 0.030379 | 0.033239 | 0.039505 | 0.047275 | 0.056937 | 0.062853 | 0.066951 | 0.070007 | 0.071424 | 0.072153 | 0.071003 | 0.065883 | 0.060617 | 0.055991 | 0.049095 | 0.046795 | 0.046538 | 0.042197 | 0.040136 | 0.040517
Program Specific1-in-2Size: 20 kW to 199.99 kWSouth of Lugo2021September Monthly Peak | Program Specific | 1-in-2 | Size: 20 kW to 199.99 kW | South of Lugo | 2021 | September Monthly Peak | 9 | 14.9206 | 14.1787 | 13.723 | 13.584 | 13.9783 | 15.6553 | 18.3026 | 20.2563 | 24.4648 | 27.4794 | 29.7855 | 31.6048 | 32.1545 | 32.9359 | 33.1161 | 32.5115 | 31.265 | 28.7411 | 25.2761 | 24.3106 | 23.0839 | 21.194 | 18.5397 | 16.1466 | 0 | 0 | 0 | 0 | 0 | 0 | 0 | 0 | 0 | 0 | 0 | 0 | 0 | 0 | 0.3157 | 0.31453 | 0.31043 | 0.22082 | 0 | 0 | 0 | 0 | 0 | 0 | 68.1157 | 67.3973 | 66.7846 | 65.909 | 65.4385 | 65.2151 | 65.1629 | 64.9516 | 66.7444 | 70.6871 | 75.141 | 79.5956 | 83.0964 | 84.8531 | 85.8412 | 85.7531 | 85.6175 | 84.4767 | 82.1594 | 79.6072 | 77.0824 | 75.73 | 74.7812 | 73.8687 | 0.034396 | 0.03521 | 0.033402 | 0.029008 | 0.029686 | 0.032224 | 0.038858 | 0.044782 | 0.054019 | 0.059125 | 0.061982 | 0.06516 | 0.06637 | 0.067312 | 0.066219 | 0.060931 | 0.055737 | 0.050992 | 0.044377 | 0.043545 | 0.042859 | 0.039213 | 0.036981 | 0.037741
Program Specific1-in-2Size: 20 kW to 199.99 kWSouth of Lugo2021October Monthly Peak | Program Specific | 1-in-2 | Size: 20 kW to 199.99 kW | South of Lugo | 2021 | October Monthly Peak | 10 | 14.4601 | 13.7627 | 13.2961 | 13.1093 | 13.5031 | 15.0566 | 17.7276 | 19.3826 | 23.1431 | 26.3245 | 28.6878 | 30.495 | 31.2425 | 32.1429 | 32.4267 | 31.843 | 30.6012 | 27.986 | 25.4829 | 24.0744 | 22.656 | 20.8183 | 18.1521 | 15.877 | 0 | 0 | 0 | 0 | 0 | 0 | 0 | 0 | 0 | 0 | 0 | 0 | 0 | 0 | 0.30913 | 0.30806 | 0.30384 | 0.21502 | 0 | 0 | 0 | 0 | 0 | 0 | 68.1385 | 67.5882 | 66.62 | 65.7049 | 65.2261 | 63.9648 | 63.5046 | 63.6195 | 65.1485 | 69.7122 | 76.071 | 81.7237 | 85.1291 | 86.7486 | 88.4596 | 87.501 | 85.9777 | 83.1961 | 81.0753 | 78.5948 | 76.1607 | 74.1921 | 72.5716 | 70.7517 | 0.033334 | 0.034177 | 0.032363 | 0.027994 | 0.028677 | 0.030991 | 0.037637 | 0.042851 | 0.051101 | 0.05664 | 0.059698 | 0.062872 | 0.064487 | 0.065691 | 0.064841 | 0.059678 | 0.054554 | 0.049652 | 0.04474 | 0.043122 | 0.042065 | 0.038518 | 0.036208 | 0.037111
Program Specific1-in-2Size: 20 kW to 199.99 kWSouth of Lugo2021November Monthly Peak | Program Specific | 1-in-2 | Size: 20 kW to 199.99 kW | South of Lugo | 2021 | November Monthly Peak | 11 | 12.8071 | 12.2933 | 12.02 | 12.0217 | 12.3096 | 13.8641 | 15.5213 | 17.1923 | 20.0607 | 22.4342 | 23.9236 | 25.1447 | 25.6685 | 26.3014 | 26.3513 | 25.6913 | 24.558 | 23.6133 | 21.6433 | 20.3498 | 19.2148 | 17.5455 | 15.5388 | 13.8357 | 0 | 0 | 0 | 0 | 0 | 0 | 0 | 0 | 0 | 0 | 0 | 0 | 0 | 0 | 0.25121 | 0.24855 | 0.24384 | 0.18142 | 0 | 0 | 0 | 0 | 0 | 0 | 58.0559 | 56.9468 | 56.2049 | 55.4865 | 54.6743 | 54.088 | 53.5364 | 53.7562 | 57.2392 | 60.4191 | 65.9334 | 71.1237 | 74.9649 | 76.2174 | 75.7218 | 74.9035 | 72.2207 | 68.3813 | 64.9633 | 63.5659 | 62.5294 | 61.2241 | 60.1697 | 59.4764 | 0.029524 | 0.030528 | 0.029257 | 0.025672 | 0.026142 | 0.028537 | 0.032953 | 0.038008 | 0.044295 | 0.04827 | 0.049784 | 0.051841 | 0.052982 | 0.053753 | 0.052692 | 0.048149 | 0.043781 | 0.041894 | 0.037999 | 0.03645 | 0.035676 | 0.032463 | 0.030995 | 0.032339
Program Specific1-in-2Size: 20 kW to 199.99 kWSouth of Lugo2021December Monthly Peak | Program Specific | 1-in-2 | Size: 20 kW to 199.99 kW | South of Lugo | 2021 | December Monthly Peak | 12 | 12.9691 | 12.5034 | 12.2955 | 12.4042 | 12.7337 | 14.5509 | 17.1479 | 18.6186 | 20.964 | 22.011 | 22.3075 | 22.3713 | 22.0703 | 22.2658 | 22.2662 | 21.7395 | 21.1315 | 21.1178 | 20.1909 | 19.4433 | 18.6126 | 17.3028 | 15.6936 | 14.1166 | 0 | 0 | 0 | 0 | 0 | 0 | 0 | 0 | 0 | 0 | 0 | 0 | 0 | 0 | 0.21227 | 0.21032 | 0.20981 | 0.16225 | 0 | 0 | 0 | 0 | 0 | 0 | 51.3127 | 49.8721 | 47.919 | 47.0381 | 46.2378 | 45.5631 | 45.6108 | 45.4224 | 46.1913 | 49.3934 | 52.7125 | 54.7848 | 56.1147 | 56.4542 | 57.2787 | 57.3059 | 56.4702 | 55.261 | 53.9495 | 53.3516 | 52.6342 | 51.4357 | 50.4905 | 49.3723 | 0.029897 | 0.031049 | 0.029928 | 0.026489 | 0.027043 | 0.02995 | 0.036406 | 0.041161 | 0.046289 | 0.047359 | 0.046421 | 0.046123 | 0.045555 | 0.045505 | 0.044524 | 0.040743 | 0.037672 | 0.037467 | 0.035449 | 0.034826 | 0.034558 | 0.032014 | 0.031304 | 0.032996
Program Specific1-in-2Size: 20 kW to 199.99 kWSouth of Lugo2021Typical Event Day | Program Specific | 1-in-2 | Size: 20 kW to 199.99 kW | South of Lugo | 2021 | Typical Event Day | 8 | 14.89 | 14.0872 | 13.6198 | 13.4713 | 13.8391 | 15.5775 | 17.8686 | 20.3246 | 24.2606 | 27.3271 | 30.0064 | 31.6665 | 32.289 | 33.0479 | 33.37 | 33.0826 | 32.1027 | 29.8139 | 26.4733 | 24.8084 | 23.914 | 21.8094 | 19.2579 | 16.6298 | 0 | 0 | 0 | 0 | 0 | 0 | 0 | 0 | 0 | 0 | 0 | 0 | 0 | 0 | 0.31812 | 0.32006 | 0.31875 | 0.22906 | 0 | 0 | 0 | 0 | 0 | 0 | 67.498 | 66.9427 | 66.455 | 65.9218 | 65.6499 | 65.3506 | 65.1838 | 65.4061 | 67.4861 | 71.2315 | 75.3426 | 78.6801 | 80.4019 | 81.3549 | 82.2036 | 82.6054 | 83.3847 | 82.8815 | 81.6644 | 79.0553 | 75.392 | 72.6356 | 71.2417 | 70.4041 | 0.034325 | 0.034982 | 0.033151 | 0.028767 | 0.02939 | 0.032063 | 0.037937 | 0.044933 | 0.053568 | 0.058797 | 0.062442 | 0.065287 | 0.066647 | 0.067541 | 0.066727 | 0.062002 | 0.057231 | 0.052896 | 0.046479 | 0.044436 | 0.044401 | 0.040352 | 0.038414 | 0.03887
Program Specific1-in-2Size: 20 kW to 199.99 kWSouth of Lugo2022January Monthly Peak | Program Specific | 1-in-2 | Size: 20 kW to 199.99 kW | South of Lugo | 2022 | January Monthly Peak | 1 | 12.9156 | 12.5409 | 12.3299 | 12.3078 | 12.6121 | 14.0342 | 16.4413 | 17.9022 | 20.1186 | 21.6745 | 22.7549 | 23.4164 | 23.5009 | 24.0864 | 24.1346 | 23.4037 | 22.4867 | 22.1 | 20.8374 | 19.7699 | 18.8044 | 17.2622 | 15.4437 | 13.7763 | 0 | 0 | 0 | 0 | 0 | 0 | 0 | 0 | 0 | 0 | 0 | 0 | 0 | 0 | 0.23008 | 0.22642 | 0.22327 | 0.1698 | 0 | 0 | 0 | 0 | 0 | 0 | 56.7369 | 55.9771 | 55.5882 | 55.2763 | 54.22 | 54.127 | 55.0227 | 55.2951 | 55.9558 | 57.1292 | 58.5896 | 59.0756 | 60.142 | 61.1058 | 61.6782 | 61.3592 | 61.7606 | 61.5124 | 60.2068 | 59.0739 | 58.5434 | 58.1685 | 57.2731 | 56.177 | 0.029774 | 0.031142 | 0.030012 | 0.026283 | 0.026785 | 0.028887 | 0.034906 | 0.039578 | 0.044423 | 0.046635 | 0.047352 | 0.048278 | 0.048508 | 0.049226 | 0.04826 | 0.043862 | 0.040088 | 0.039209 | 0.036584 | 0.035412 | 0.034914 | 0.031938 | 0.030806 | 0.032201
Program Specific1-in-2Size: 20 kW to 199.99 kWSouth of Lugo2022February Monthly Peak | Program Specific | 1-in-2 | Size: 20 kW to 199.99 kW | South of Lugo | 2022 | February Monthly Peak | 2 | 13.0431 | 12.5952 | 12.2911 | 12.2585 | 12.5411 | 13.8601 | 15.9807 | 17.4455 | 19.6895 | 21.3163 | 22.585 | 23.445 | 23.7711 | 24.4398 | 24.5732 | 24.0142 | 23.0877 | 21.7924 | 20.9198 | 19.8595 | 18.8796 | 17.4469 | 15.5947 | 13.88 | 0 | 0 | 0 | 0 | 0 | 0 | 0 | 0 | 0 | 0 | 0 | 0 | 0 | 0 | 0.23426 | 0.23233 | 0.22924 | 0.16743 | 0 | 0 | 0 | 0 | 0 | 0 | 52.3266 | 51.5752 | 51.1868 | 50.7411 | 50.3501 | 49.9244 | 49.5073 | 49.6741 | 51.135 | 54.8445 | 59.1483 | 63.2677 | 64.9306 | 65.8271 | 65.8279 | 64.6469 | 64.0005 | 63.6799 | 61.0782 | 59.0915 | 58.3057 | 57.3116 | 56.2709 | 55.0283 | 0.030067 | 0.031277 | 0.029917 | 0.026178 | 0.026634 | 0.028529 | 0.033928 | 0.038568 | 0.043475 | 0.045864 | 0.046999 | 0.048337 | 0.049066 | 0.049948 | 0.049137 | 0.045006 | 0.041159 | 0.038664 | 0.036728 | 0.035572 | 0.035053 | 0.03228 | 0.031107 | 0.032443
Program Specific1-in-2Size: 20 kW to 199.99 kWSouth of Lugo2022March Monthly Peak | Program Specific | 1-in-2 | Size: 20 kW to 199.99 kW | South of Lugo | 2022 | March Monthly Peak | 3 | 13.1725 | 12.7374 | 12.354 | 12.2731 | 12.5906 | 13.8135 | 16.1509 | 17.5492 | 19.8673 | 21.7793 | 23.0691 | 23.917 | 24.1603 | 24.8807 | 25.2324 | 24.8297 | 24.132 | 22.7031 | 21.1186 | 20.5581 | 19.666 | 18.1513 | 16.2139 | 14.3267 | 0 | 0 | 0 | 0 | 0 | 0 | 0 | 0 | 0 | 0 | 0 | 0 | 0 | 0 | 0.24054 | 0.24021 | 0.23961 | 0.17443 | 0 | 0 | 0 | 0 | 0 | 0 | 54.3552 | 53.2185 | 52.6726 | 52.682 | 52.2909 | 51.795 | 51.4124 | 51.8006 | 53.2193 | 54.8088 | 57.139 | 59.8709 | 62.2834 | 64.191 | 65.0314 | 65.3676 | 64.615 | 63.4359 | 60.6877 | 58.5253 | 57.7334 | 56.7795 | 55.5313 | 54.0301 | 0.030366 | 0.03163 | 0.03007 | 0.026209 | 0.026739 | 0.028433 | 0.03429 | 0.038797 | 0.043868 | 0.04686 | 0.048006 | 0.04931 | 0.049869 | 0.050849 | 0.050455 | 0.046535 | 0.043021 | 0.04028 | 0.037078 | 0.036823 | 0.036514 | 0.033583 | 0.032342 | 0.033487
Program Specific1-in-2Size: 20 kW to 199.99 kWSouth of Lugo2022April Monthly Peak | Program Specific | 1-in-2 | Size: 20 kW to 199.99 kW | South of Lugo | 2022 | April Monthly Peak | 4 | 13.3134 | 12.7712 | 12.3288 | 12.2007 | 12.5365 | 13.6927 | 15.5849 | 17.182 | 20.2007 | 22.7139 | 24.7635 | 26.206 | 26.834 | 27.6535 | 27.9725 | 27.629 | 26.7534 | 24.7954 | 22.1681 | 21.368 | 20.6168 | 18.8974 | 16.6926 | 14.577 | 0 | 0 | 0 | 0 | 0 | 0 | 0 | 0 | 0 | 0 | 0 | 0 | 0 | 0 | 0.26667 | 0.2673 | 0.26563 | 0.1905 | 0 | 0 | 0 | 0 | 0 | 0 | 60.8042 | 60.3017 | 59.7131 | 59.3146 | 58.5281 | 57.9947 | 57.6998 | 57.7722 | 59.3779 | 62.5443 | 66.4505 | 70.2182 | 73.1439 | 73.8191 | 73.6162 | 72.9692 | 71.4743 | 70.2561 | 69.0013 | 67.3842 | 64.9377 | 64.6247 | 63.5308 | 61.5237 | 0.03069 | 0.031714 | 0.030009 | 0.026054 | 0.026624 | 0.028184 | 0.033088 | 0.037985 | 0.044604 | 0.048871 | 0.051532 | 0.054029 | 0.055388 | 0.056516 | 0.055934 | 0.051781 | 0.047694 | 0.043992 | 0.03892 | 0.038274 | 0.038279 | 0.034964 | 0.033297 | 0.034072
Program Specific1-in-2Size: 20 kW to 199.99 kWSouth of Lugo2022May Monthly Peak | Program Specific | 1-in-2 | Size: 20 kW to 199.99 kW | South of Lugo | 2022 | May Monthly Peak | 5 | 13.3656 | 12.8227 | 12.4375 | 12.3404 | 12.7107 | 13.9117 | 15.5623 | 17.5963 | 20.7056 | 23.2973 | 25.2447 | 26.6955 | 27.3902 | 28.0419 | 28.2676 | 27.8182 | 26.8934 | 24.8981 | 22.3364 | 21.1449 | 20.8523 | 19.1099 | 16.7787 | 14.6452 | 0 | 0 | 0 | 0 | 0 | 0 | 0 | 0 | 0 | 0 | 0 | 0 | 0 | 0 | 0.26948 | 0.26913 | 0.26702 | 0.19129 | 0 | 0 | 0 | 0 | 0 | 0 | 62.793 | 61.8998 | 61.0429 | 60.6571 | 60.4166 | 59.7751 | 59.7405 | 60.3519 | 62.4027 | 65.0732 | 68.4415 | 71.9282 | 74.3243 | 74.6296 | 74.423 | 74.5779 | 75.3113 | 75.3053 | 74.0662 | 71.6067 | 68.0986 | 65.496 | 64.7191 | 64.0048 | 0.030811 | 0.031842 | 0.030273 | 0.026352 | 0.026994 | 0.028635 | 0.03304 | 0.038901 | 0.045719 | 0.050127 | 0.052533 | 0.055039 | 0.056536 | 0.05731 | 0.056524 | 0.052135 | 0.047944 | 0.044174 | 0.039216 | 0.037874 | 0.038716 | 0.035357 | 0.033469 | 0.034231
Program Specific1-in-2Size: 20 kW to 199.99 kWSouth of Lugo2022June Monthly Peak | Program Specific | 1-in-2 | Size: 20 kW to 199.99 kW | South of Lugo | 2022 | June Monthly Peak | 6 | 14.0251 | 13.4302 | 13.0233 | 12.8893 | 13.2606 | 14.549 | 16.5124 | 18.8999 | 22.5022 | 25.5471 | 27.8435 | 29.4211 | 29.9661 | 30.6084 | 30.7787 | 30.3314 | 29.3125 | 27.1551 | 24.2915 | 22.5028 | 21.9706 | 20.279 | 17.7766 | 15.4356 | 0 | 0 | 0 | 0 | 0 | 0 | 0 | 0 | 0 | 0 | 0 | 0 | 0 | 0 | 0.29342 | 0.29344 | 0.29104 | 0.20863 | 0 | 0 | 0 | 0 | 0 | 0 | 64.8774 | 64.3033 | 63.527 | 63.1242 | 62.8957 | 62.68 | 62.4879 | 62.875 | 64.9988 | 68.3228 | 71.2282 | 73.426 | 74.1085 | 74.7816 | 75.0674 | 76.2425 | 77.5229 | 77.822 | 77.577 | 75.016 | 71.9993 | 68.5525 | 66.6979 | 66.1232 | 0.032331 | 0.033351 | 0.031699 | 0.027525 | 0.028162 | 0.029947 | 0.035057 | 0.041783 | 0.049686 | 0.054967 | 0.057941 | 0.060658 | 0.061853 | 0.062555 | 0.061545 | 0.056845 | 0.052257 | 0.048178 | 0.042648 | 0.040307 | 0.040792 | 0.03752 | 0.035459 | 0.036079
Program Specific1-in-2Size: 20 kW to 199.99 kWSouth of Lugo2022July Monthly Peak | Program Specific | 1-in-2 | Size: 20 kW to 199.99 kW | South of Lugo | 2022 | July Monthly Peak | 7 | 14.736 | 13.9296 | 13.4813 | 13.3243 | 13.7673 | 15.382 | 17.4628 | 19.9941 | 23.7158 | 26.6835 | 29.108 | 30.7202 | 31.2984 | 32.0309 | 32.2872 | 31.9285 | 30.9764 | 28.8318 | 25.7726 | 23.8712 | 23.3097 | 21.5179 | 18.9466 | 16.466 | 0 | 0 | 0 | 0 | 0 | 0 | 0 | 0 | 0 | 0 | 0 | 0 | 0 | 0 | 0.3078 | 0.30889 | 0.30756 | 0.22152 | 0 | 0 | 0 | 0 | 0 | 0 | 65.312 | 65.2228 | 65.3564 | 65.5839 | 65.5308 | 65.2818 | 65.1074 | 65.4431 | 67.4682 | 70.4633 | 74.2704 | 77.2266 | 78.5634 | 79.3182 | 80.4492 | 80.9908 | 81.7847 | 81.5892 | 80.6755 | 78.0897 | 74.2444 | 71.0326 | 69.6083 | 68.7562 | 0.03397 | 0.034591 | 0.032814 | 0.028454 | 0.029238 | 0.031661 | 0.037075 | 0.044203 | 0.052365 | 0.057412 | 0.060573 | 0.063336 | 0.064603 | 0.065462 | 0.064562 | 0.059839 | 0.055223 | 0.051153 | 0.045248 | 0.042758 | 0.043279 | 0.039812 | 0.037793 | 0.038487
Program Specific1-in-2Size: 20 kW to 199.99 kWSouth of Lugo2022August Monthly Peak | Program Specific | 1-in-2 | Size: 20 kW to 199.99 kW | South of Lugo | 2022 | August Monthly Peak | 8 | 15.4107 | 14.5702 | 14.0654 | 13.8973 | 14.3048 | 16.1488 | 18.6075 | 21.3837 | 25.7862 | 29.2123 | 32.1732 | 33.9558 | 34.6034 | 35.3044 | 35.5086 | 35.1538 | 34.0021 | 31.5585 | 27.9637 | 26.1255 | 25.0652 | 22.8068 | 20.121 | 17.3345 | 0 | 0 | 0 | 0 | 0 | 0 | 0 | 0 | 0 | 0 | 0 | 0 | 0 | 0 | 0.33851 | 0.34009 | 0.33761 | 0.24247 | 0 | 0 | 0 | 0 | 0 | 0 | 71.6871 | 70.8474 | 70.152 | 69.07 | 68.7346 | 68.2254 | 67.9772 | 68.3546 | 70.7332 | 75.453 | 80.7306 | 84.4722 | 85.8392 | 86.4665 | 87.4565 | 87.4351 | 88.6137 | 87.6379 | 86.2458 | 83.5082 | 78.2419 | 75.2275 | 73.8795 | 72.8683 | 0.035525 | 0.036182 | 0.034236 | 0.029677 | 0.030379 | 0.033239 | 0.039505 | 0.047275 | 0.056937 | 0.062853 | 0.066951 | 0.070007 | 0.071424 | 0.072153 | 0.071003 | 0.065883 | 0.060617 | 0.055991 | 0.049095 | 0.046795 | 0.046538 | 0.042197 | 0.040136 | 0.040517
Program Specific1-in-2Size: 20 kW to 199.99 kWSouth of Lugo2022September Monthly Peak | Program Specific | 1-in-2 | Size: 20 kW to 199.99 kW | South of Lugo | 2022 | September Monthly Peak | 9 | 14.9206 | 14.1787 | 13.723 | 13.584 | 13.9783 | 15.6553 | 18.3026 | 20.2563 | 24.4648 | 27.4794 | 29.7855 | 31.6048 | 32.1545 | 32.9359 | 33.1161 | 32.5115 | 31.265 | 28.7411 | 25.2761 | 24.3106 | 23.0839 | 21.194 | 18.5397 | 16.1466 | 0 | 0 | 0 | 0 | 0 | 0 | 0 | 0 | 0 | 0 | 0 | 0 | 0 | 0 | 0.3157 | 0.31453 | 0.31043 | 0.22082 | 0 | 0 | 0 | 0 | 0 | 0 | 68.1157 | 67.3973 | 66.7846 | 65.909 | 65.4385 | 65.2151 | 65.1629 | 64.9516 | 66.7444 | 70.6871 | 75.141 | 79.5956 | 83.0964 | 84.8531 | 85.8412 | 85.7531 | 85.6175 | 84.4767 | 82.1594 | 79.6072 | 77.0824 | 75.73 | 74.7812 | 73.8687 | 0.034396 | 0.03521 | 0.033402 | 0.029008 | 0.029686 | 0.032224 | 0.038858 | 0.044782 | 0.054019 | 0.059125 | 0.061982 | 0.06516 | 0.06637 | 0.067312 | 0.066219 | 0.060931 | 0.055737 | 0.050992 | 0.044377 | 0.043545 | 0.042859 | 0.039213 | 0.036981 | 0.037741
Program Specific1-in-2Size: 20 kW to 199.99 kWSouth of Lugo2022October Monthly Peak | Program Specific | 1-in-2 | Size: 20 kW to 199.99 kW | South of Lugo | 2022 | October Monthly Peak | 10 | 14.4601 | 13.7627 | 13.2961 | 13.1093 | 13.5031 | 15.0566 | 17.7276 | 19.3826 | 23.1431 | 26.3245 | 28.6878 | 30.495 | 31.2425 | 32.1429 | 32.4267 | 31.843 | 30.6012 | 27.986 | 25.4829 | 24.0744 | 22.656 | 20.8183 | 18.1521 | 15.877 | 0 | 0 | 0 | 0 | 0 | 0 | 0 | 0 | 0 | 0 | 0 | 0 | 0 | 0 | 0.30913 | 0.30806 | 0.30384 | 0.21502 | 0 | 0 | 0 | 0 | 0 | 0 | 68.1385 | 67.5882 | 66.62 | 65.7049 | 65.2261 | 63.9648 | 63.5046 | 63.6195 | 65.1485 | 69.7122 | 76.071 | 81.7237 | 85.1291 | 86.7486 | 88.4596 | 87.501 | 85.9777 | 83.1961 | 81.0753 | 78.5948 | 76.1607 | 74.1921 | 72.5716 | 70.7517 | 0.033334 | 0.034177 | 0.032363 | 0.027994 | 0.028677 | 0.030991 | 0.037637 | 0.042851 | 0.051101 | 0.05664 | 0.059698 | 0.062872 | 0.064487 | 0.065691 | 0.064841 | 0.059678 | 0.054554 | 0.049652 | 0.04474 | 0.043122 | 0.042065 | 0.038518 | 0.036208 | 0.037111
Program Specific1-in-2Size: 20 kW to 199.99 kWSouth of Lugo2022November Monthly Peak | Program Specific | 1-in-2 | Size: 20 kW to 199.99 kW | South of Lugo | 2022 | November Monthly Peak | 11 | 12.8071 | 12.2933 | 12.02 | 12.0217 | 12.3096 | 13.8641 | 15.5213 | 17.1923 | 20.0607 | 22.4342 | 23.9236 | 25.1447 | 25.6685 | 26.3014 | 26.3513 | 25.6913 | 24.558 | 23.6133 | 21.6433 | 20.3498 | 19.2148 | 17.5455 | 15.5388 | 13.8357 | 0 | 0 | 0 | 0 | 0 | 0 | 0 | 0 | 0 | 0 | 0 | 0 | 0 | 0 | 0.25121 | 0.24855 | 0.24384 | 0.18142 | 0 | 0 | 0 | 0 | 0 | 0 | 58.0559 | 56.9468 | 56.2049 | 55.4865 | 54.6743 | 54.088 | 53.5364 | 53.7562 | 57.2392 | 60.4191 | 65.9334 | 71.1237 | 74.9649 | 76.2174 | 75.7218 | 74.9035 | 72.2207 | 68.3813 | 64.9633 | 63.5659 | 62.5294 | 61.2241 | 60.1697 | 59.4764 | 0.029524 | 0.030528 | 0.029257 | 0.025672 | 0.026142 | 0.028537 | 0.032953 | 0.038008 | 0.044295 | 0.04827 | 0.049784 | 0.051841 | 0.052982 | 0.053753 | 0.052692 | 0.048149 | 0.043781 | 0.041894 | 0.037999 | 0.03645 | 0.035676 | 0.032463 | 0.030995 | 0.032339
Program Specific1-in-2Size: 20 kW to 199.99 kWSouth of Lugo2022December Monthly Peak | Program Specific | 1-in-2 | Size: 20 kW to 199.99 kW | South of Lugo | 2022 | December Monthly Peak | 12 | 12.9691 | 12.5034 | 12.2955 | 12.4042 | 12.7337 | 14.5509 | 17.1479 | 18.6186 | 20.964 | 22.011 | 22.3075 | 22.3713 | 22.0703 | 22.2658 | 22.2662 | 21.7395 | 21.1315 | 21.1178 | 20.1909 | 19.4433 | 18.6126 | 17.3028 | 15.6936 | 14.1166 | 0 | 0 | 0 | 0 | 0 | 0 | 0 | 0 | 0 | 0 | 0 | 0 | 0 | 0 | 0.21227 | 0.21032 | 0.20981 | 0.16225 | 0 | 0 | 0 | 0 | 0 | 0 | 51.3127 | 49.8721 | 47.919 | 47.0381 | 46.2378 | 45.5631 | 45.6108 | 45.4224 | 46.1913 | 49.3934 | 52.7125 | 54.7848 | 56.1147 | 56.4542 | 57.2787 | 57.3059 | 56.4702 | 55.261 | 53.9495 | 53.3516 | 52.6342 | 51.4357 | 50.4905 | 49.3723 | 0.029897 | 0.031049 | 0.029928 | 0.026489 | 0.027043 | 0.02995 | 0.036406 | 0.041161 | 0.046289 | 0.047359 | 0.046421 | 0.046123 | 0.045555 | 0.045505 | 0.044524 | 0.040743 | 0.037672 | 0.037467 | 0.035449 | 0.034826 | 0.034558 | 0.032014 | 0.031304 | 0.032996
Program Specific1-in-2Size: 20 kW to 199.99 kWSouth of Lugo2022Typical Event Day | Program Specific | 1-in-2 | Size: 20 kW to 199.99 kW | South of Lugo | 2022 | Typical Event Day | 8 | 14.89 | 14.0872 | 13.6198 | 13.4713 | 13.8391 | 15.5775 | 17.8686 | 20.3246 | 24.2606 | 27.3271 | 30.0064 | 31.6665 | 32.289 | 33.0479 | 33.37 | 33.0826 | 32.1027 | 29.8139 | 26.4733 | 24.8084 | 23.914 | 21.8094 | 19.2579 | 16.6298 | 0 | 0 | 0 | 0 | 0 | 0 | 0 | 0 | 0 | 0 | 0 | 0 | 0 | 0 | 0.31812 | 0.32006 | 0.31875 | 0.22906 | 0 | 0 | 0 | 0 | 0 | 0 | 67.498 | 66.9427 | 66.455 | 65.9218 | 65.6499 | 65.3506 | 65.1838 | 65.4061 | 67.4861 | 71.2315 | 75.3426 | 78.6801 | 80.4019 | 81.3549 | 82.2036 | 82.6054 | 83.3847 | 82.8815 | 81.6644 | 79.0553 | 75.392 | 72.6356 | 71.2417 | 70.4041 | 0.034325 | 0.034982 | 0.033151 | 0.028767 | 0.02939 | 0.032063 | 0.037937 | 0.044933 | 0.053568 | 0.058797 | 0.062442 | 0.065287 | 0.066647 | 0.067541 | 0.066727 | 0.062002 | 0.057231 | 0.052896 | 0.046479 | 0.044436 | 0.044401 | 0.040352 | 0.038414 | 0.03887
Program Specific1-in-2Size: 20 kW to 199.99 kWSouth of Lugo2023January Monthly Peak | Program Specific | 1-in-2 | Size: 20 kW to 199.99 kW | South of Lugo | 2023 | January Monthly Peak | 1 | 12.9156 | 12.5409 | 12.3299 | 12.3078 | 12.6121 | 14.0342 | 16.4413 | 17.9022 | 20.1186 | 21.6745 | 22.7549 | 23.4164 | 23.5009 | 24.0864 | 24.1346 | 23.4037 | 22.4867 | 22.1 | 20.8374 | 19.7699 | 18.8044 | 17.2622 | 15.4437 | 13.7763 | 0 | 0 | 0 | 0 | 0 | 0 | 0 | 0 | 0 | 0 | 0 | 0 | 0 | 0 | 0.23008 | 0.22642 | 0.22327 | 0.1698 | 0 | 0 | 0 | 0 | 0 | 0 | 56.7369 | 55.9771 | 55.5882 | 55.2763 | 54.22 | 54.127 | 55.0227 | 55.2951 | 55.9558 | 57.1292 | 58.5896 | 59.0756 | 60.142 | 61.1058 | 61.6782 | 61.3592 | 61.7606 | 61.5124 | 60.2068 | 59.0739 | 58.5434 | 58.1685 | 57.2731 | 56.177 | 0.029774 | 0.031142 | 0.030012 | 0.026283 | 0.026785 | 0.028887 | 0.034906 | 0.039578 | 0.044423 | 0.046635 | 0.047352 | 0.048278 | 0.048508 | 0.049226 | 0.04826 | 0.043862 | 0.040088 | 0.039209 | 0.036584 | 0.035412 | 0.034914 | 0.031938 | 0.030806 | 0.032201
Program Specific1-in-2Size: 20 kW to 199.99 kWSouth of Lugo2023February Monthly Peak | Program Specific | 1-in-2 | Size: 20 kW to 199.99 kW | South of Lugo | 2023 | February Monthly Peak | 2 | 13.0431 | 12.5952 | 12.2911 | 12.2585 | 12.5411 | 13.8601 | 15.9807 | 17.4455 | 19.6895 | 21.3163 | 22.585 | 23.445 | 23.7711 | 24.4398 | 24.5732 | 24.0142 | 23.0877 | 21.7924 | 20.9198 | 19.8595 | 18.8796 | 17.4469 | 15.5947 | 13.88 | 0 | 0 | 0 | 0 | 0 | 0 | 0 | 0 | 0 | 0 | 0 | 0 | 0 | 0 | 0.23426 | 0.23233 | 0.22924 | 0.16743 | 0 | 0 | 0 | 0 | 0 | 0 | 52.3266 | 51.5752 | 51.1868 | 50.7411 | 50.3501 | 49.9244 | 49.5073 | 49.6741 | 51.135 | 54.8445 | 59.1483 | 63.2677 | 64.9306 | 65.8271 | 65.8279 | 64.6469 | 64.0005 | 63.6799 | 61.0782 | 59.0915 | 58.3057 | 57.3116 | 56.2709 | 55.0283 | 0.030067 | 0.031277 | 0.029917 | 0.026178 | 0.026634 | 0.028529 | 0.033928 | 0.038568 | 0.043475 | 0.045864 | 0.046999 | 0.048337 | 0.049066 | 0.049948 | 0.049137 | 0.045006 | 0.041159 | 0.038664 | 0.036728 | 0.035572 | 0.035053 | 0.03228 | 0.031107 | 0.032443
Program Specific1-in-2Size: 20 kW to 199.99 kWSouth of Lugo2023March Monthly Peak | Program Specific | 1-in-2 | Size: 20 kW to 199.99 kW | South of Lugo | 2023 | March Monthly Peak | 3 | 13.1725 | 12.7374 | 12.354 | 12.2731 | 12.5906 | 13.8135 | 16.1509 | 17.5492 | 19.8673 | 21.7793 | 23.0691 | 23.917 | 24.1603 | 24.8807 | 25.2324 | 24.8297 | 24.132 | 22.7031 | 21.1186 | 20.5581 | 19.666 | 18.1513 | 16.2139 | 14.3267 | 0 | 0 | 0 | 0 | 0 | 0 | 0 | 0 | 0 | 0 | 0 | 0 | 0 | 0 | 0.24054 | 0.24021 | 0.23961 | 0.17443 | 0 | 0 | 0 | 0 | 0 | 0 | 54.3552 | 53.2185 | 52.6726 | 52.682 | 52.2909 | 51.795 | 51.4124 | 51.8006 | 53.2193 | 54.8088 | 57.139 | 59.8709 | 62.2834 | 64.191 | 65.0314 | 65.3676 | 64.615 | 63.4359 | 60.6877 | 58.5253 | 57.7334 | 56.7795 | 55.5313 | 54.0301 | 0.030366 | 0.03163 | 0.03007 | 0.026209 | 0.026739 | 0.028433 | 0.03429 | 0.038797 | 0.043868 | 0.04686 | 0.048006 | 0.04931 | 0.049869 | 0.050849 | 0.050455 | 0.046535 | 0.043021 | 0.04028 | 0.037078 | 0.036823 | 0.036514 | 0.033583 | 0.032342 | 0.033487
Program Specific1-in-2Size: 20 kW to 199.99 kWSouth of Lugo2023April Monthly Peak | Program Specific | 1-in-2 | Size: 20 kW to 199.99 kW | South of Lugo | 2023 | April Monthly Peak | 4 | 13.3134 | 12.7712 | 12.3288 | 12.2007 | 12.5365 | 13.6927 | 15.5849 | 17.182 | 20.2007 | 22.7139 | 24.7635 | 26.206 | 26.834 | 27.6535 | 27.9725 | 27.629 | 26.7534 | 24.7954 | 22.1681 | 21.368 | 20.6168 | 18.8974 | 16.6926 | 14.577 | 0 | 0 | 0 | 0 | 0 | 0 | 0 | 0 | 0 | 0 | 0 | 0 | 0 | 0 | 0.26667 | 0.2673 | 0.26563 | 0.1905 | 0 | 0 | 0 | 0 | 0 | 0 | 60.8042 | 60.3017 | 59.7131 | 59.3146 | 58.5281 | 57.9947 | 57.6998 | 57.7722 | 59.3779 | 62.5443 | 66.4505 | 70.2182 | 73.1439 | 73.8191 | 73.6162 | 72.9692 | 71.4743 | 70.2561 | 69.0013 | 67.3842 | 64.9377 | 64.6247 | 63.5308 | 61.5237 | 0.03069 | 0.031714 | 0.030009 | 0.026054 | 0.026624 | 0.028184 | 0.033088 | 0.037985 | 0.044604 | 0.048871 | 0.051532 | 0.054029 | 0.055388 | 0.056516 | 0.055934 | 0.051781 | 0.047694 | 0.043992 | 0.03892 | 0.038274 | 0.038279 | 0.034964 | 0.033297 | 0.034072
Program Specific1-in-2Size: 20 kW to 199.99 kWSouth of Lugo2023May Monthly Peak | Program Specific | 1-in-2 | Size: 20 kW to 199.99 kW | South of Lugo | 2023 | May Monthly Peak | 5 | 13.3656 | 12.8227 | 12.4375 | 12.3404 | 12.7107 | 13.9117 | 15.5623 | 17.5963 | 20.7056 | 23.2973 | 25.2447 | 26.6955 | 27.3902 | 28.0419 | 28.2676 | 27.8182 | 26.8934 | 24.8981 | 22.3364 | 21.1449 | 20.8523 | 19.1099 | 16.7787 | 14.6452 | 0 | 0 | 0 | 0 | 0 | 0 | 0 | 0 | 0 | 0 | 0 | 0 | 0 | 0 | 0.26948 | 0.26913 | 0.26702 | 0.19129 | 0 | 0 | 0 | 0 | 0 | 0 | 62.793 | 61.8998 | 61.0429 | 60.6571 | 60.4166 | 59.7751 | 59.7405 | 60.3519 | 62.4027 | 65.0732 | 68.4415 | 71.9282 | 74.3243 | 74.6296 | 74.423 | 74.5779 | 75.3113 | 75.3053 | 74.0662 | 71.6067 | 68.0986 | 65.496 | 64.7191 | 64.0048 | 0.030811 | 0.031842 | 0.030273 | 0.026352 | 0.026994 | 0.028635 | 0.03304 | 0.038901 | 0.045719 | 0.050127 | 0.052533 | 0.055039 | 0.056536 | 0.05731 | 0.056524 | 0.052135 | 0.047944 | 0.044174 | 0.039216 | 0.037874 | 0.038716 | 0.035357 | 0.033469 | 0.034231
Program Specific1-in-2Size: 20 kW to 199.99 kWSouth of Lugo2023June Monthly Peak | Program Specific | 1-in-2 | Size: 20 kW to 199.99 kW | South of Lugo | 2023 | June Monthly Peak | 6 | 14.0251 | 13.4302 | 13.0233 | 12.8893 | 13.2606 | 14.549 | 16.5124 | 18.8999 | 22.5022 | 25.5471 | 27.8435 | 29.4211 | 29.9661 | 30.6084 | 30.7787 | 30.3314 | 29.3125 | 27.1551 | 24.2915 | 22.5028 | 21.9706 | 20.279 | 17.7766 | 15.4356 | 0 | 0 | 0 | 0 | 0 | 0 | 0 | 0 | 0 | 0 | 0 | 0 | 0 | 0 | 0.29342 | 0.29344 | 0.29104 | 0.20863 | 0 | 0 | 0 | 0 | 0 | 0 | 64.8774 | 64.3033 | 63.527 | 63.1242 | 62.8957 | 62.68 | 62.4879 | 62.875 | 64.9988 | 68.3228 | 71.2282 | 73.426 | 74.1085 | 74.7816 | 75.0674 | 76.2425 | 77.5229 | 77.822 | 77.577 | 75.016 | 71.9993 | 68.5525 | 66.6979 | 66.1232 | 0.032331 | 0.033351 | 0.031699 | 0.027525 | 0.028162 | 0.029947 | 0.035057 | 0.041783 | 0.049686 | 0.054967 | 0.057941 | 0.060658 | 0.061853 | 0.062555 | 0.061545 | 0.056845 | 0.052257 | 0.048178 | 0.042648 | 0.040307 | 0.040792 | 0.03752 | 0.035459 | 0.036079
Program Specific1-in-2Size: 20 kW to 199.99 kWSouth of Lugo2023July Monthly Peak | Program Specific | 1-in-2 | Size: 20 kW to 199.99 kW | South of Lugo | 2023 | July Monthly Peak | 7 | 14.736 | 13.9296 | 13.4813 | 13.3243 | 13.7673 | 15.382 | 17.4628 | 19.9941 | 23.7158 | 26.6835 | 29.108 | 30.7202 | 31.2984 | 32.0309 | 32.2872 | 31.9285 | 30.9764 | 28.8318 | 25.7726 | 23.8712 | 23.3097 | 21.5179 | 18.9466 | 16.466 | 0 | 0 | 0 | 0 | 0 | 0 | 0 | 0 | 0 | 0 | 0 | 0 | 0 | 0 | 0.3078 | 0.30889 | 0.30756 | 0.22152 | 0 | 0 | 0 | 0 | 0 | 0 | 65.312 | 65.2228 | 65.3564 | 65.5839 | 65.5308 | 65.2818 | 65.1074 | 65.4431 | 67.4682 | 70.4633 | 74.2704 | 77.2266 | 78.5634 | 79.3182 | 80.4492 | 80.9908 | 81.7847 | 81.5892 | 80.6755 | 78.0897 | 74.2444 | 71.0326 | 69.6083 | 68.7562 | 0.03397 | 0.034591 | 0.032814 | 0.028454 | 0.029238 | 0.031661 | 0.037075 | 0.044203 | 0.052365 | 0.057412 | 0.060573 | 0.063336 | 0.064603 | 0.065462 | 0.064562 | 0.059839 | 0.055223 | 0.051153 | 0.045248 | 0.042758 | 0.043279 | 0.039812 | 0.037793 | 0.038487
Program Specific1-in-2Size: 20 kW to 199.99 kWSouth of Lugo2023August Monthly Peak | Program Specific | 1-in-2 | Size: 20 kW to 199.99 kW | South of Lugo | 2023 | August Monthly Peak | 8 | 15.4107 | 14.5702 | 14.0654 | 13.8973 | 14.3048 | 16.1488 | 18.6075 | 21.3837 | 25.7862 | 29.2123 | 32.1732 | 33.9558 | 34.6034 | 35.3044 | 35.5086 | 35.1538 | 34.0021 | 31.5585 | 27.9637 | 26.1255 | 25.0652 | 22.8068 | 20.121 | 17.3345 | 0 | 0 | 0 | 0 | 0 | 0 | 0 | 0 | 0 | 0 | 0 | 0 | 0 | 0 | 0.33851 | 0.34009 | 0.33761 | 0.24247 | 0 | 0 | 0 | 0 | 0 | 0 | 71.6871 | 70.8474 | 70.152 | 69.07 | 68.7346 | 68.2254 | 67.9772 | 68.3546 | 70.7332 | 75.453 | 80.7306 | 84.4722 | 85.8392 | 86.4665 | 87.4565 | 87.4351 | 88.6137 | 87.6379 | 86.2458 | 83.5082 | 78.2419 | 75.2275 | 73.8795 | 72.8683 | 0.035525 | 0.036182 | 0.034236 | 0.029677 | 0.030379 | 0.033239 | 0.039505 | 0.047275 | 0.056937 | 0.062853 | 0.066951 | 0.070007 | 0.071424 | 0.072153 | 0.071003 | 0.065883 | 0.060617 | 0.055991 | 0.049095 | 0.046795 | 0.046538 | 0.042197 | 0.040136 | 0.040517
Program Specific1-in-2Size: 20 kW to 199.99 kWSouth of Lugo2023September Monthly Peak | Program Specific | 1-in-2 | Size: 20 kW to 199.99 kW | South of Lugo | 2023 | September Monthly Peak | 9 | 14.9206 | 14.1787 | 13.723 | 13.584 | 13.9783 | 15.6553 | 18.3026 | 20.2563 | 24.4648 | 27.4794 | 29.7855 | 31.6048 | 32.1545 | 32.9359 | 33.1161 | 32.5115 | 31.265 | 28.7411 | 25.2761 | 24.3106 | 23.0839 | 21.194 | 18.5397 | 16.1466 | 0 | 0 | 0 | 0 | 0 | 0 | 0 | 0 | 0 | 0 | 0 | 0 | 0 | 0 | 0.3157 | 0.31453 | 0.31043 | 0.22082 | 0 | 0 | 0 | 0 | 0 | 0 | 68.1157 | 67.3973 | 66.7846 | 65.909 | 65.4385 | 65.2151 | 65.1629 | 64.9516 | 66.7444 | 70.6871 | 75.141 | 79.5956 | 83.0964 | 84.8531 | 85.8412 | 85.7531 | 85.6175 | 84.4767 | 82.1594 | 79.6072 | 77.0824 | 75.73 | 74.7812 | 73.8687 | 0.034396 | 0.03521 | 0.033402 | 0.029008 | 0.029686 | 0.032224 | 0.038858 | 0.044782 | 0.054019 | 0.059125 | 0.061982 | 0.06516 | 0.06637 | 0.067312 | 0.066219 | 0.060931 | 0.055737 | 0.050992 | 0.044377 | 0.043545 | 0.042859 | 0.039213 | 0.036981 | 0.037741
Program Specific1-in-2Size: 20 kW to 199.99 kWSouth of Lugo2023October Monthly Peak | Program Specific | 1-in-2 | Size: 20 kW to 199.99 kW | South of Lugo | 2023 | October Monthly Peak | 10 | 14.4601 | 13.7627 | 13.2961 | 13.1093 | 13.5031 | 15.0566 | 17.7276 | 19.3826 | 23.1431 | 26.3245 | 28.6878 | 30.495 | 31.2425 | 32.1429 | 32.4267 | 31.843 | 30.6012 | 27.986 | 25.4829 | 24.0744 | 22.656 | 20.8183 | 18.1521 | 15.877 | 0 | 0 | 0 | 0 | 0 | 0 | 0 | 0 | 0 | 0 | 0 | 0 | 0 | 0 | 0.30913 | 0.30806 | 0.30384 | 0.21502 | 0 | 0 | 0 | 0 | 0 | 0 | 68.1385 | 67.5882 | 66.62 | 65.7049 | 65.2261 | 63.9648 | 63.5046 | 63.6195 | 65.1485 | 69.7122 | 76.071 | 81.7237 | 85.1291 | 86.7486 | 88.4596 | 87.501 | 85.9777 | 83.1961 | 81.0753 | 78.5948 | 76.1607 | 74.1921 | 72.5716 | 70.7517 | 0.033334 | 0.034177 | 0.032363 | 0.027994 | 0.028677 | 0.030991 | 0.037637 | 0.042851 | 0.051101 | 0.05664 | 0.059698 | 0.062872 | 0.064487 | 0.065691 | 0.064841 | 0.059678 | 0.054554 | 0.049652 | 0.04474 | 0.043122 | 0.042065 | 0.038518 | 0.036208 | 0.037111
Program Specific1-in-2Size: 20 kW to 199.99 kWSouth of Lugo2023November Monthly Peak | Program Specific | 1-in-2 | Size: 20 kW to 199.99 kW | South of Lugo | 2023 | November Monthly Peak | 11 | 12.8071 | 12.2933 | 12.02 | 12.0217 | 12.3096 | 13.8641 | 15.5213 | 17.1923 | 20.0607 | 22.4342 | 23.9236 | 25.1447 | 25.6685 | 26.3014 | 26.3513 | 25.6913 | 24.558 | 23.6133 | 21.6433 | 20.3498 | 19.2148 | 17.5455 | 15.5388 | 13.8357 | 0 | 0 | 0 | 0 | 0 | 0 | 0 | 0 | 0 | 0 | 0 | 0 | 0 | 0 | 0.25121 | 0.24855 | 0.24384 | 0.18142 | 0 | 0 | 0 | 0 | 0 | 0 | 58.0559 | 56.9468 | 56.2049 | 55.4865 | 54.6743 | 54.088 | 53.5364 | 53.7562 | 57.2392 | 60.4191 | 65.9334 | 71.1237 | 74.9649 | 76.2174 | 75.7218 | 74.9035 | 72.2207 | 68.3813 | 64.9633 | 63.5659 | 62.5294 | 61.2241 | 60.1697 | 59.4764 | 0.029524 | 0.030528 | 0.029257 | 0.025672 | 0.026142 | 0.028537 | 0.032953 | 0.038008 | 0.044295 | 0.04827 | 0.049784 | 0.051841 | 0.052982 | 0.053753 | 0.052692 | 0.048149 | 0.043781 | 0.041894 | 0.037999 | 0.03645 | 0.035676 | 0.032463 | 0.030995 | 0.032339
Program Specific1-in-2Size: 20 kW to 199.99 kWSouth of Lugo2023December Monthly Peak | Program Specific | 1-in-2 | Size: 20 kW to 199.99 kW | South of Lugo | 2023 | December Monthly Peak | 12 | 12.9691 | 12.5034 | 12.2955 | 12.4042 | 12.7337 | 14.5509 | 17.1479 | 18.6186 | 20.964 | 22.011 | 22.3075 | 22.3713 | 22.0703 | 22.2658 | 22.2662 | 21.7395 | 21.1315 | 21.1178 | 20.1909 | 19.4433 | 18.6126 | 17.3028 | 15.6936 | 14.1166 | 0 | 0 | 0 | 0 | 0 | 0 | 0 | 0 | 0 | 0 | 0 | 0 | 0 | 0 | 0.21227 | 0.21032 | 0.20981 | 0.16225 | 0 | 0 | 0 | 0 | 0 | 0 | 51.3127 | 49.8721 | 47.919 | 47.0381 | 46.2378 | 45.5631 | 45.6108 | 45.4224 | 46.1913 | 49.3934 | 52.7125 | 54.7848 | 56.1147 | 56.4542 | 57.2787 | 57.3059 | 56.4702 | 55.261 | 53.9495 | 53.3516 | 52.6342 | 51.4357 | 50.4905 | 49.3723 | 0.029897 | 0.031049 | 0.029928 | 0.026489 | 0.027043 | 0.02995 | 0.036406 | 0.041161 | 0.046289 | 0.047359 | 0.046421 | 0.046123 | 0.045555 | 0.045505 | 0.044524 | 0.040743 | 0.037672 | 0.037467 | 0.035449 | 0.034826 | 0.034558 | 0.032014 | 0.031304 | 0.032996
Program Specific1-in-2Size: 20 kW to 199.99 kWSouth of Lugo2023Typical Event Day | Program Specific | 1-in-2 | Size: 20 kW to 199.99 kW | South of Lugo | 2023 | Typical Event Day | 8 | 14.89 | 14.0872 | 13.6198 | 13.4713 | 13.8391 | 15.5775 | 17.8686 | 20.3246 | 24.2606 | 27.3271 | 30.0064 | 31.6665 | 32.289 | 33.0479 | 33.37 | 33.0826 | 32.1027 | 29.8139 | 26.4733 | 24.8084 | 23.914 | 21.8094 | 19.2579 | 16.6298 | 0 | 0 | 0 | 0 | 0 | 0 | 0 | 0 | 0 | 0 | 0 | 0 | 0 | 0 | 0.31812 | 0.32006 | 0.31875 | 0.22906 | 0 | 0 | 0 | 0 | 0 | 0 | 67.498 | 66.9427 | 66.455 | 65.9218 | 65.6499 | 65.3506 | 65.1838 | 65.4061 | 67.4861 | 71.2315 | 75.3426 | 78.6801 | 80.4019 | 81.3549 | 82.2036 | 82.6054 | 83.3847 | 82.8815 | 81.6644 | 79.0553 | 75.392 | 72.6356 | 71.2417 | 70.4041 | 0.034325 | 0.034982 | 0.033151 | 0.028767 | 0.02939 | 0.032063 | 0.037937 | 0.044933 | 0.053568 | 0.058797 | 0.062442 | 0.065287 | 0.066647 | 0.067541 | 0.066727 | 0.062002 | 0.057231 | 0.052896 | 0.046479 | 0.044436 | 0.044401 | 0.040352 | 0.038414 | 0.03887
Program Specific1-in-2Size: 20 kW to 199.99 kWSouth of Lugo2024January Monthly Peak | Program Specific | 1-in-2 | Size: 20 kW to 199.99 kW | South of Lugo | 2024 | January Monthly Peak | 1 | 12.9156 | 12.5409 | 12.3299 | 12.3078 | 12.6121 | 14.0342 | 16.4413 | 17.9022 | 20.1186 | 21.6745 | 22.7549 | 23.4164 | 23.5009 | 24.0864 | 24.1346 | 23.4037 | 22.4867 | 22.1 | 20.8374 | 19.7699 | 18.8044 | 17.2622 | 15.4437 | 13.7763 | 0 | 0 | 0 | 0 | 0 | 0 | 0 | 0 | 0 | 0 | 0 | 0 | 0 | 0 | 0.23008 | 0.22642 | 0.22327 | 0.1698 | 0 | 0 | 0 | 0 | 0 | 0 | 56.7369 | 55.9771 | 55.5882 | 55.2763 | 54.22 | 54.127 | 55.0227 | 55.2951 | 55.9558 | 57.1292 | 58.5896 | 59.0756 | 60.142 | 61.1058 | 61.6782 | 61.3592 | 61.7606 | 61.5124 | 60.2068 | 59.0739 | 58.5434 | 58.1685 | 57.2731 | 56.177 | 0.029774 | 0.031142 | 0.030012 | 0.026283 | 0.026785 | 0.028887 | 0.034906 | 0.039578 | 0.044423 | 0.046635 | 0.047352 | 0.048278 | 0.048508 | 0.049226 | 0.04826 | 0.043862 | 0.040088 | 0.039209 | 0.036584 | 0.035412 | 0.034914 | 0.031938 | 0.030806 | 0.032201
Program Specific1-in-2Size: 20 kW to 199.99 kWSouth of Lugo2024February Monthly Peak | Program Specific | 1-in-2 | Size: 20 kW to 199.99 kW | South of Lugo | 2024 | February Monthly Peak | 2 | 13.0431 | 12.5952 | 12.2911 | 12.2585 | 12.5411 | 13.8601 | 15.9807 | 17.4455 | 19.6895 | 21.3163 | 22.585 | 23.445 | 23.7711 | 24.4398 | 24.5732 | 24.0142 | 23.0877 | 21.7924 | 20.9198 | 19.8595 | 18.8796 | 17.4469 | 15.5947 | 13.88 | 0 | 0 | 0 | 0 | 0 | 0 | 0 | 0 | 0 | 0 | 0 | 0 | 0 | 0 | 0.23426 | 0.23233 | 0.22924 | 0.16743 | 0 | 0 | 0 | 0 | 0 | 0 | 52.3266 | 51.5752 | 51.1868 | 50.7411 | 50.3501 | 49.9244 | 49.5073 | 49.6741 | 51.135 | 54.8445 | 59.1483 | 63.2677 | 64.9306 | 65.8271 | 65.8279 | 64.6469 | 64.0005 | 63.6799 | 61.0782 | 59.0915 | 58.3057 | 57.3116 | 56.2709 | 55.0283 | 0.030067 | 0.031277 | 0.029917 | 0.026178 | 0.026634 | 0.028529 | 0.033928 | 0.038568 | 0.043475 | 0.045864 | 0.046999 | 0.048337 | 0.049066 | 0.049948 | 0.049137 | 0.045006 | 0.041159 | 0.038664 | 0.036728 | 0.035572 | 0.035053 | 0.03228 | 0.031107 | 0.032443
Program Specific1-in-2Size: 20 kW to 199.99 kWSouth of Lugo2024March Monthly Peak | Program Specific | 1-in-2 | Size: 20 kW to 199.99 kW | South of Lugo | 2024 | March Monthly Peak | 3 | 13.1725 | 12.7374 | 12.354 | 12.2731 | 12.5906 | 13.8135 | 16.1509 | 17.5492 | 19.8673 | 21.7793 | 23.0691 | 23.917 | 24.1603 | 24.8807 | 25.2324 | 24.8297 | 24.132 | 22.7031 | 21.1186 | 20.5581 | 19.666 | 18.1513 | 16.2139 | 14.3267 | 0 | 0 | 0 | 0 | 0 | 0 | 0 | 0 | 0 | 0 | 0 | 0 | 0 | 0 | 0.24054 | 0.24021 | 0.23961 | 0.17443 | 0 | 0 | 0 | 0 | 0 | 0 | 54.3552 | 53.2185 | 52.6726 | 52.682 | 52.2909 | 51.795 | 51.4124 | 51.8006 | 53.2193 | 54.8088 | 57.139 | 59.8709 | 62.2834 | 64.191 | 65.0314 | 65.3676 | 64.615 | 63.4359 | 60.6877 | 58.5253 | 57.7334 | 56.7795 | 55.5313 | 54.0301 | 0.030366 | 0.03163 | 0.03007 | 0.026209 | 0.026739 | 0.028433 | 0.03429 | 0.038797 | 0.043868 | 0.04686 | 0.048006 | 0.04931 | 0.049869 | 0.050849 | 0.050455 | 0.046535 | 0.043021 | 0.04028 | 0.037078 | 0.036823 | 0.036514 | 0.033583 | 0.032342 | 0.033487
Program Specific1-in-2Size: 20 kW to 199.99 kWSouth of Lugo2024April Monthly Peak | Program Specific | 1-in-2 | Size: 20 kW to 199.99 kW | South of Lugo | 2024 | April Monthly Peak | 4 | 13.3134 | 12.7712 | 12.3288 | 12.2007 | 12.5365 | 13.6927 | 15.5849 | 17.182 | 20.2007 | 22.7139 | 24.7635 | 26.206 | 26.834 | 27.6535 | 27.9725 | 27.629 | 26.7534 | 24.7954 | 22.1681 | 21.368 | 20.6168 | 18.8974 | 16.6926 | 14.577 | 0 | 0 | 0 | 0 | 0 | 0 | 0 | 0 | 0 | 0 | 0 | 0 | 0 | 0 | 0.26667 | 0.2673 | 0.26563 | 0.1905 | 0 | 0 | 0 | 0 | 0 | 0 | 60.8042 | 60.3017 | 59.7131 | 59.3146 | 58.5281 | 57.9947 | 57.6998 | 57.7722 | 59.3779 | 62.5443 | 66.4505 | 70.2182 | 73.1439 | 73.8191 | 73.6162 | 72.9692 | 71.4743 | 70.2561 | 69.0013 | 67.3842 | 64.9377 | 64.6247 | 63.5308 | 61.5237 | 0.03069 | 0.031714 | 0.030009 | 0.026054 | 0.026624 | 0.028184 | 0.033088 | 0.037985 | 0.044604 | 0.048871 | 0.051532 | 0.054029 | 0.055388 | 0.056516 | 0.055934 | 0.051781 | 0.047694 | 0.043992 | 0.03892 | 0.038274 | 0.038279 | 0.034964 | 0.033297 | 0.034072
Program Specific1-in-2Size: 20 kW to 199.99 kWSouth of Lugo2024May Monthly Peak | Program Specific | 1-in-2 | Size: 20 kW to 199.99 kW | South of Lugo | 2024 | May Monthly Peak | 5 | 13.3656 | 12.8227 | 12.4375 | 12.3404 | 12.7107 | 13.9117 | 15.5623 | 17.5963 | 20.7056 | 23.2973 | 25.2447 | 26.6955 | 27.3902 | 28.0419 | 28.2676 | 27.8182 | 26.8934 | 24.8981 | 22.3364 | 21.1449 | 20.8523 | 19.1099 | 16.7787 | 14.6452 | 0 | 0 | 0 | 0 | 0 | 0 | 0 | 0 | 0 | 0 | 0 | 0 | 0 | 0 | 0.26948 | 0.26913 | 0.26702 | 0.19129 | 0 | 0 | 0 | 0 | 0 | 0 | 62.793 | 61.8998 | 61.0429 | 60.6571 | 60.4166 | 59.7751 | 59.7405 | 60.3519 | 62.4027 | 65.0732 | 68.4415 | 71.9282 | 74.3243 | 74.6296 | 74.423 | 74.5779 | 75.3113 | 75.3053 | 74.0662 | 71.6067 | 68.0986 | 65.496 | 64.7191 | 64.0048 | 0.030811 | 0.031842 | 0.030273 | 0.026352 | 0.026994 | 0.028635 | 0.03304 | 0.038901 | 0.045719 | 0.050127 | 0.052533 | 0.055039 | 0.056536 | 0.05731 | 0.056524 | 0.052135 | 0.047944 | 0.044174 | 0.039216 | 0.037874 | 0.038716 | 0.035357 | 0.033469 | 0.034231
Program Specific1-in-2Size: 20 kW to 199.99 kWSouth of Lugo2024June Monthly Peak | Program Specific | 1-in-2 | Size: 20 kW to 199.99 kW | South of Lugo | 2024 | June Monthly Peak | 6 | 14.0251 | 13.4302 | 13.0233 | 12.8893 | 13.2606 | 14.549 | 16.5124 | 18.8999 | 22.5022 | 25.5471 | 27.8435 | 29.4211 | 29.9661 | 30.6084 | 30.7787 | 30.3314 | 29.3125 | 27.1551 | 24.2915 | 22.5028 | 21.9706 | 20.279 | 17.7766 | 15.4356 | 0 | 0 | 0 | 0 | 0 | 0 | 0 | 0 | 0 | 0 | 0 | 0 | 0 | 0 | 0.29342 | 0.29344 | 0.29104 | 0.20863 | 0 | 0 | 0 | 0 | 0 | 0 | 64.8774 | 64.3033 | 63.527 | 63.1242 | 62.8957 | 62.68 | 62.4879 | 62.875 | 64.9988 | 68.3228 | 71.2282 | 73.426 | 74.1085 | 74.7816 | 75.0674 | 76.2425 | 77.5229 | 77.822 | 77.577 | 75.016 | 71.9993 | 68.5525 | 66.6979 | 66.1232 | 0.032331 | 0.033351 | 0.031699 | 0.027525 | 0.028162 | 0.029947 | 0.035057 | 0.041783 | 0.049686 | 0.054967 | 0.057941 | 0.060658 | 0.061853 | 0.062555 | 0.061545 | 0.056845 | 0.052257 | 0.048178 | 0.042648 | 0.040307 | 0.040792 | 0.03752 | 0.035459 | 0.036079
Program Specific1-in-2Size: 20 kW to 199.99 kWSouth of Lugo2024July Monthly Peak | Program Specific | 1-in-2 | Size: 20 kW to 199.99 kW | South of Lugo | 2024 | July Monthly Peak | 7 | 14.736 | 13.9296 | 13.4813 | 13.3243 | 13.7673 | 15.382 | 17.4628 | 19.9941 | 23.7158 | 26.6835 | 29.108 | 30.7202 | 31.2984 | 32.0309 | 32.2872 | 31.9285 | 30.9764 | 28.8318 | 25.7726 | 23.8712 | 23.3097 | 21.5179 | 18.9466 | 16.466 | 0 | 0 | 0 | 0 | 0 | 0 | 0 | 0 | 0 | 0 | 0 | 0 | 0 | 0 | 0.3078 | 0.30889 | 0.30756 | 0.22152 | 0 | 0 | 0 | 0 | 0 | 0 | 65.312 | 65.2228 | 65.3564 | 65.5839 | 65.5308 | 65.2818 | 65.1074 | 65.4431 | 67.4682 | 70.4633 | 74.2704 | 77.2266 | 78.5634 | 79.3182 | 80.4492 | 80.9908 | 81.7847 | 81.5892 | 80.6755 | 78.0897 | 74.2444 | 71.0326 | 69.6083 | 68.7562 | 0.03397 | 0.034591 | 0.032814 | 0.028454 | 0.029238 | 0.031661 | 0.037075 | 0.044203 | 0.052365 | 0.057412 | 0.060573 | 0.063336 | 0.064603 | 0.065462 | 0.064562 | 0.059839 | 0.055223 | 0.051153 | 0.045248 | 0.042758 | 0.043279 | 0.039812 | 0.037793 | 0.038487
Program Specific1-in-2Size: 20 kW to 199.99 kWSouth of Lugo2024August Monthly Peak | Program Specific | 1-in-2 | Size: 20 kW to 199.99 kW | South of Lugo | 2024 | August Monthly Peak | 8 | 15.4107 | 14.5702 | 14.0654 | 13.8973 | 14.3048 | 16.1488 | 18.6075 | 21.3837 | 25.7862 | 29.2123 | 32.1732 | 33.9558 | 34.6034 | 35.3044 | 35.5086 | 35.1538 | 34.0021 | 31.5585 | 27.9637 | 26.1255 | 25.0652 | 22.8068 | 20.121 | 17.3345 | 0 | 0 | 0 | 0 | 0 | 0 | 0 | 0 | 0 | 0 | 0 | 0 | 0 | 0 | 0.33851 | 0.34009 | 0.33761 | 0.24247 | 0 | 0 | 0 | 0 | 0 | 0 | 71.6871 | 70.8474 | 70.152 | 69.07 | 68.7346 | 68.2254 | 67.9772 | 68.3546 | 70.7332 | 75.453 | 80.7306 | 84.4722 | 85.8392 | 86.4665 | 87.4565 | 87.4351 | 88.6137 | 87.6379 | 86.2458 | 83.5082 | 78.2419 | 75.2275 | 73.8795 | 72.8683 | 0.035525 | 0.036182 | 0.034236 | 0.029677 | 0.030379 | 0.033239 | 0.039505 | 0.047275 | 0.056937 | 0.062853 | 0.066951 | 0.070007 | 0.071424 | 0.072153 | 0.071003 | 0.065883 | 0.060617 | 0.055991 | 0.049095 | 0.046795 | 0.046538 | 0.042197 | 0.040136 | 0.040517
Program Specific1-in-2Size: 20 kW to 199.99 kWSouth of Lugo2024September Monthly Peak | Program Specific | 1-in-2 | Size: 20 kW to 199.99 kW | South of Lugo | 2024 | September Monthly Peak | 9 | 14.9206 | 14.1787 | 13.723 | 13.584 | 13.9783 | 15.6553 | 18.3026 | 20.2563 | 24.4648 | 27.4794 | 29.7855 | 31.6048 | 32.1545 | 32.9359 | 33.1161 | 32.5115 | 31.265 | 28.7411 | 25.2761 | 24.3106 | 23.0839 | 21.194 | 18.5397 | 16.1466 | 0 | 0 | 0 | 0 | 0 | 0 | 0 | 0 | 0 | 0 | 0 | 0 | 0 | 0 | 0.3157 | 0.31453 | 0.31043 | 0.22082 | 0 | 0 | 0 | 0 | 0 | 0 | 68.1157 | 67.3973 | 66.7846 | 65.909 | 65.4385 | 65.2151 | 65.1629 | 64.9516 | 66.7444 | 70.6871 | 75.141 | 79.5956 | 83.0964 | 84.8531 | 85.8412 | 85.7531 | 85.6175 | 84.4767 | 82.1594 | 79.6072 | 77.0824 | 75.73 | 74.7812 | 73.8687 | 0.034396 | 0.03521 | 0.033402 | 0.029008 | 0.029686 | 0.032224 | 0.038858 | 0.044782 | 0.054019 | 0.059125 | 0.061982 | 0.06516 | 0.06637 | 0.067312 | 0.066219 | 0.060931 | 0.055737 | 0.050992 | 0.044377 | 0.043545 | 0.042859 | 0.039213 | 0.036981 | 0.037741
Program Specific1-in-2Size: 20 kW to 199.99 kWSouth of Lugo2024October Monthly Peak | Program Specific | 1-in-2 | Size: 20 kW to 199.99 kW | South of Lugo | 2024 | October Monthly Peak | 10 | 14.4601 | 13.7627 | 13.2961 | 13.1093 | 13.5031 | 15.0566 | 17.7276 | 19.3826 | 23.1431 | 26.3245 | 28.6878 | 30.495 | 31.2425 | 32.1429 | 32.4267 | 31.843 | 30.6012 | 27.986 | 25.4829 | 24.0744 | 22.656 | 20.8183 | 18.1521 | 15.877 | 0 | 0 | 0 | 0 | 0 | 0 | 0 | 0 | 0 | 0 | 0 | 0 | 0 | 0 | 0.30913 | 0.30806 | 0.30384 | 0.21502 | 0 | 0 | 0 | 0 | 0 | 0 | 68.1385 | 67.5882 | 66.62 | 65.7049 | 65.2261 | 63.9648 | 63.5046 | 63.6195 | 65.1485 | 69.7122 | 76.071 | 81.7237 | 85.1291 | 86.7486 | 88.4596 | 87.501 | 85.9777 | 83.1961 | 81.0753 | 78.5948 | 76.1607 | 74.1921 | 72.5716 | 70.7517 | 0.033334 | 0.034177 | 0.032363 | 0.027994 | 0.028677 | 0.030991 | 0.037637 | 0.042851 | 0.051101 | 0.05664 | 0.059698 | 0.062872 | 0.064487 | 0.065691 | 0.064841 | 0.059678 | 0.054554 | 0.049652 | 0.04474 | 0.043122 | 0.042065 | 0.038518 | 0.036208 | 0.037111
Program Specific1-in-2Size: 20 kW to 199.99 kWSouth of Lugo2024November Monthly Peak | Program Specific | 1-in-2 | Size: 20 kW to 199.99 kW | South of Lugo | 2024 | November Monthly Peak | 11 | 12.8071 | 12.2933 | 12.02 | 12.0217 | 12.3096 | 13.8641 | 15.5213 | 17.1923 | 20.0607 | 22.4342 | 23.9236 | 25.1447 | 25.6685 | 26.3014 | 26.3513 | 25.6913 | 24.558 | 23.6133 | 21.6433 | 20.3498 | 19.2148 | 17.5455 | 15.5388 | 13.8357 | 0 | 0 | 0 | 0 | 0 | 0 | 0 | 0 | 0 | 0 | 0 | 0 | 0 | 0 | 0.25121 | 0.24855 | 0.24384 | 0.18142 | 0 | 0 | 0 | 0 | 0 | 0 | 58.0559 | 56.9468 | 56.2049 | 55.4865 | 54.6743 | 54.088 | 53.5364 | 53.7562 | 57.2392 | 60.4191 | 65.9334 | 71.1237 | 74.9649 | 76.2174 | 75.7218 | 74.9035 | 72.2207 | 68.3813 | 64.9633 | 63.5659 | 62.5294 | 61.2241 | 60.1697 | 59.4764 | 0.029524 | 0.030528 | 0.029257 | 0.025672 | 0.026142 | 0.028537 | 0.032953 | 0.038008 | 0.044295 | 0.04827 | 0.049784 | 0.051841 | 0.052982 | 0.053753 | 0.052692 | 0.048149 | 0.043781 | 0.041894 | 0.037999 | 0.03645 | 0.035676 | 0.032463 | 0.030995 | 0.032339
Program Specific1-in-2Size: 20 kW to 199.99 kWSouth of Lugo2024December Monthly Peak | Program Specific | 1-in-2 | Size: 20 kW to 199.99 kW | South of Lugo | 2024 | December Monthly Peak | 12 | 12.9691 | 12.5034 | 12.2955 | 12.4042 | 12.7337 | 14.5509 | 17.1479 | 18.6186 | 20.964 | 22.011 | 22.3075 | 22.3713 | 22.0703 | 22.2658 | 22.2662 | 21.7395 | 21.1315 | 21.1178 | 20.1909 | 19.4433 | 18.6126 | 17.3028 | 15.6936 | 14.1166 | 0 | 0 | 0 | 0 | 0 | 0 | 0 | 0 | 0 | 0 | 0 | 0 | 0 | 0 | 0.21227 | 0.21032 | 0.20981 | 0.16225 | 0 | 0 | 0 | 0 | 0 | 0 | 51.3127 | 49.8721 | 47.919 | 47.0381 | 46.2378 | 45.5631 | 45.6108 | 45.4224 | 46.1913 | 49.3934 | 52.7125 | 54.7848 | 56.1147 | 56.4542 | 57.2787 | 57.3059 | 56.4702 | 55.261 | 53.9495 | 53.3516 | 52.6342 | 51.4357 | 50.4905 | 49.3723 | 0.029897 | 0.031049 | 0.029928 | 0.026489 | 0.027043 | 0.02995 | 0.036406 | 0.041161 | 0.046289 | 0.047359 | 0.046421 | 0.046123 | 0.045555 | 0.045505 | 0.044524 | 0.040743 | 0.037672 | 0.037467 | 0.035449 | 0.034826 | 0.034558 | 0.032014 | 0.031304 | 0.032996
Program Specific1-in-2Size: 20 kW to 199.99 kWSouth of Lugo2024Typical Event Day | Program Specific | 1-in-2 | Size: 20 kW to 199.99 kW | South of Lugo | 2024 | Typical Event Day | 8 | 14.89 | 14.0872 | 13.6198 | 13.4713 | 13.8391 | 15.5775 | 17.8686 | 20.3246 | 24.2606 | 27.3271 | 30.0064 | 31.6665 | 32.289 | 33.0479 | 33.37 | 33.0826 | 32.1027 | 29.8139 | 26.4733 | 24.8084 | 23.914 | 21.8094 | 19.2579 | 16.6298 | 0 | 0 | 0 | 0 | 0 | 0 | 0 | 0 | 0 | 0 | 0 | 0 | 0 | 0 | 0.31812 | 0.32006 | 0.31875 | 0.22906 | 0 | 0 | 0 | 0 | 0 | 0 | 67.498 | 66.9427 | 66.455 | 65.9218 | 65.6499 | 65.3506 | 65.1838 | 65.4061 | 67.4861 | 71.2315 | 75.3426 | 78.6801 | 80.4019 | 81.3549 | 82.2036 | 82.6054 | 83.3847 | 82.8815 | 81.6644 | 79.0553 | 75.392 | 72.6356 | 71.2417 | 70.4041 | 0.034325 | 0.034982 | 0.033151 | 0.028767 | 0.02939 | 0.032063 | 0.037937 | 0.044933 | 0.053568 | 0.058797 | 0.062442 | 0.065287 | 0.066647 | 0.067541 | 0.066727 | 0.062002 | 0.057231 | 0.052896 | 0.046479 | 0.044436 | 0.044401 | 0.040352 | 0.038414 | 0.03887
Program Specific1-in-2Size: 20 kW to 199.99 kWSouth of Lugo2025January Monthly Peak | Program Specific | 1-in-2 | Size: 20 kW to 199.99 kW | South of Lugo | 2025 | January Monthly Peak | 1 | 12.9156 | 12.5409 | 12.3299 | 12.3078 | 12.6121 | 14.0342 | 16.4413 | 17.9022 | 20.1186 | 21.6745 | 22.7549 | 23.4164 | 23.5009 | 24.0864 | 24.1346 | 23.4037 | 22.4867 | 22.1 | 20.8374 | 19.7699 | 18.8044 | 17.2622 | 15.4437 | 13.7763 | 0 | 0 | 0 | 0 | 0 | 0 | 0 | 0 | 0 | 0 | 0 | 0 | 0 | 0 | 0.23008 | 0.22642 | 0.22327 | 0.1698 | 0 | 0 | 0 | 0 | 0 | 0 | 56.7369 | 55.9771 | 55.5882 | 55.2763 | 54.22 | 54.127 | 55.0227 | 55.2951 | 55.9558 | 57.1292 | 58.5896 | 59.0756 | 60.142 | 61.1058 | 61.6782 | 61.3592 | 61.7606 | 61.5124 | 60.2068 | 59.0739 | 58.5434 | 58.1685 | 57.2731 | 56.177 | 0.029774 | 0.031142 | 0.030012 | 0.026283 | 0.026785 | 0.028887 | 0.034906 | 0.039578 | 0.044423 | 0.046635 | 0.047352 | 0.048278 | 0.048508 | 0.049226 | 0.04826 | 0.043862 | 0.040088 | 0.039209 | 0.036584 | 0.035412 | 0.034914 | 0.031938 | 0.030806 | 0.032201
Program Specific1-in-2Size: 20 kW to 199.99 kWSouth of Lugo2025February Monthly Peak | Program Specific | 1-in-2 | Size: 20 kW to 199.99 kW | South of Lugo | 2025 | February Monthly Peak | 2 | 13.0431 | 12.5952 | 12.2911 | 12.2585 | 12.5411 | 13.8601 | 15.9807 | 17.4455 | 19.6895 | 21.3163 | 22.585 | 23.445 | 23.7711 | 24.4398 | 24.5732 | 24.0142 | 23.0877 | 21.7924 | 20.9198 | 19.8595 | 18.8796 | 17.4469 | 15.5947 | 13.88 | 0 | 0 | 0 | 0 | 0 | 0 | 0 | 0 | 0 | 0 | 0 | 0 | 0 | 0 | 0.23426 | 0.23233 | 0.22924 | 0.16743 | 0 | 0 | 0 | 0 | 0 | 0 | 52.3266 | 51.5752 | 51.1868 | 50.7411 | 50.3501 | 49.9244 | 49.5073 | 49.6741 | 51.135 | 54.8445 | 59.1483 | 63.2677 | 64.9306 | 65.8271 | 65.8279 | 64.6469 | 64.0005 | 63.6799 | 61.0782 | 59.0915 | 58.3057 | 57.3116 | 56.2709 | 55.0283 | 0.030067 | 0.031277 | 0.029917 | 0.026178 | 0.026634 | 0.028529 | 0.033928 | 0.038568 | 0.043475 | 0.045864 | 0.046999 | 0.048337 | 0.049066 | 0.049948 | 0.049137 | 0.045006 | 0.041159 | 0.038664 | 0.036728 | 0.035572 | 0.035053 | 0.03228 | 0.031107 | 0.032443
Program Specific1-in-2Size: 20 kW to 199.99 kWSouth of Lugo2025March Monthly Peak | Program Specific | 1-in-2 | Size: 20 kW to 199.99 kW | South of Lugo | 2025 | March Monthly Peak | 3 | 13.1725 | 12.7374 | 12.354 | 12.2731 | 12.5906 | 13.8135 | 16.1509 | 17.5492 | 19.8673 | 21.7793 | 23.0691 | 23.917 | 24.1603 | 24.8807 | 25.2324 | 24.8297 | 24.132 | 22.7031 | 21.1186 | 20.5581 | 19.666 | 18.1513 | 16.2139 | 14.3267 | 0 | 0 | 0 | 0 | 0 | 0 | 0 | 0 | 0 | 0 | 0 | 0 | 0 | 0 | 0.24054 | 0.24021 | 0.23961 | 0.17443 | 0 | 0 | 0 | 0 | 0 | 0 | 54.3552 | 53.2185 | 52.6726 | 52.682 | 52.2909 | 51.795 | 51.4124 | 51.8006 | 53.2193 | 54.8088 | 57.139 | 59.8709 | 62.2834 | 64.191 | 65.0314 | 65.3676 | 64.615 | 63.4359 | 60.6877 | 58.5253 | 57.7334 | 56.7795 | 55.5313 | 54.0301 | 0.030366 | 0.03163 | 0.03007 | 0.026209 | 0.026739 | 0.028433 | 0.03429 | 0.038797 | 0.043868 | 0.04686 | 0.048006 | 0.04931 | 0.049869 | 0.050849 | 0.050455 | 0.046535 | 0.043021 | 0.04028 | 0.037078 | 0.036823 | 0.036514 | 0.033583 | 0.032342 | 0.033487
Program Specific1-in-2Size: 20 kW to 199.99 kWSouth of Lugo2025April Monthly Peak | Program Specific | 1-in-2 | Size: 20 kW to 199.99 kW | South of Lugo | 2025 | April Monthly Peak | 4 | 13.3134 | 12.7712 | 12.3288 | 12.2007 | 12.5365 | 13.6927 | 15.5849 | 17.182 | 20.2007 | 22.7139 | 24.7635 | 26.206 | 26.834 | 27.6535 | 27.9725 | 27.629 | 26.7534 | 24.7954 | 22.1681 | 21.368 | 20.6168 | 18.8974 | 16.6926 | 14.577 | 0 | 0 | 0 | 0 | 0 | 0 | 0 | 0 | 0 | 0 | 0 | 0 | 0 | 0 | 0.26667 | 0.2673 | 0.26563 | 0.1905 | 0 | 0 | 0 | 0 | 0 | 0 | 60.8042 | 60.3017 | 59.7131 | 59.3146 | 58.5281 | 57.9947 | 57.6998 | 57.7722 | 59.3779 | 62.5443 | 66.4505 | 70.2182 | 73.1439 | 73.8191 | 73.6162 | 72.9692 | 71.4743 | 70.2561 | 69.0013 | 67.3842 | 64.9377 | 64.6247 | 63.5308 | 61.5237 | 0.03069 | 0.031714 | 0.030009 | 0.026054 | 0.026624 | 0.028184 | 0.033088 | 0.037985 | 0.044604 | 0.048871 | 0.051532 | 0.054029 | 0.055388 | 0.056516 | 0.055934 | 0.051781 | 0.047694 | 0.043992 | 0.03892 | 0.038274 | 0.038279 | 0.034964 | 0.033297 | 0.034072
Program Specific1-in-2Size: 20 kW to 199.99 kWSouth of Lugo2025May Monthly Peak | Program Specific | 1-in-2 | Size: 20 kW to 199.99 kW | South of Lugo | 2025 | May Monthly Peak | 5 | 13.3656 | 12.8227 | 12.4375 | 12.3404 | 12.7107 | 13.9117 | 15.5623 | 17.5963 | 20.7056 | 23.2973 | 25.2447 | 26.6955 | 27.3902 | 28.0419 | 28.2676 | 27.8182 | 26.8934 | 24.8981 | 22.3364 | 21.1449 | 20.8523 | 19.1099 | 16.7787 | 14.6452 | 0 | 0 | 0 | 0 | 0 | 0 | 0 | 0 | 0 | 0 | 0 | 0 | 0 | 0 | 0.26948 | 0.26913 | 0.26702 | 0.19129 | 0 | 0 | 0 | 0 | 0 | 0 | 62.793 | 61.8998 | 61.0429 | 60.6571 | 60.4166 | 59.7751 | 59.7405 | 60.3519 | 62.4027 | 65.0732 | 68.4415 | 71.9282 | 74.3243 | 74.6296 | 74.423 | 74.5779 | 75.3113 | 75.3053 | 74.0662 | 71.6067 | 68.0986 | 65.496 | 64.7191 | 64.0048 | 0.030811 | 0.031842 | 0.030273 | 0.026352 | 0.026994 | 0.028635 | 0.03304 | 0.038901 | 0.045719 | 0.050127 | 0.052533 | 0.055039 | 0.056536 | 0.05731 | 0.056524 | 0.052135 | 0.047944 | 0.044174 | 0.039216 | 0.037874 | 0.038716 | 0.035357 | 0.033469 | 0.034231
Program Specific1-in-2Size: 20 kW to 199.99 kWSouth of Lugo2025June Monthly Peak | Program Specific | 1-in-2 | Size: 20 kW to 199.99 kW | South of Lugo | 2025 | June Monthly Peak | 6 | 14.0251 | 13.4302 | 13.0233 | 12.8893 | 13.2606 | 14.549 | 16.5124 | 18.8999 | 22.5022 | 25.5471 | 27.8435 | 29.4211 | 29.9661 | 30.6084 | 30.7787 | 30.3314 | 29.3125 | 27.1551 | 24.2915 | 22.5028 | 21.9706 | 20.279 | 17.7766 | 15.4356 | 0 | 0 | 0 | 0 | 0 | 0 | 0 | 0 | 0 | 0 | 0 | 0 | 0 | 0 | 0.29342 | 0.29344 | 0.29104 | 0.20863 | 0 | 0 | 0 | 0 | 0 | 0 | 64.8774 | 64.3033 | 63.527 | 63.1242 | 62.8957 | 62.68 | 62.4879 | 62.875 | 64.9988 | 68.3228 | 71.2282 | 73.426 | 74.1085 | 74.7816 | 75.0674 | 76.2425 | 77.5229 | 77.822 | 77.577 | 75.016 | 71.9993 | 68.5525 | 66.6979 | 66.1232 | 0.032331 | 0.033351 | 0.031699 | 0.027525 | 0.028162 | 0.029947 | 0.035057 | 0.041783 | 0.049686 | 0.054967 | 0.057941 | 0.060658 | 0.061853 | 0.062555 | 0.061545 | 0.056845 | 0.052257 | 0.048178 | 0.042648 | 0.040307 | 0.040792 | 0.03752 | 0.035459 | 0.036079
Program Specific1-in-2Size: 20 kW to 199.99 kWSouth of Lugo2025July Monthly Peak | Program Specific | 1-in-2 | Size: 20 kW to 199.99 kW | South of Lugo | 2025 | July Monthly Peak | 7 | 14.736 | 13.9296 | 13.4813 | 13.3243 | 13.7673 | 15.382 | 17.4628 | 19.9941 | 23.7158 | 26.6835 | 29.108 | 30.7202 | 31.2984 | 32.0309 | 32.2872 | 31.9285 | 30.9764 | 28.8318 | 25.7726 | 23.8712 | 23.3097 | 21.5179 | 18.9466 | 16.466 | 0 | 0 | 0 | 0 | 0 | 0 | 0 | 0 | 0 | 0 | 0 | 0 | 0 | 0 | 0.3078 | 0.30889 | 0.30756 | 0.22152 | 0 | 0 | 0 | 0 | 0 | 0 | 65.312 | 65.2228 | 65.3564 | 65.5839 | 65.5308 | 65.2818 | 65.1074 | 65.4431 | 67.4682 | 70.4633 | 74.2704 | 77.2266 | 78.5634 | 79.3182 | 80.4492 | 80.9908 | 81.7847 | 81.5892 | 80.6755 | 78.0897 | 74.2444 | 71.0326 | 69.6083 | 68.7562 | 0.03397 | 0.034591 | 0.032814 | 0.028454 | 0.029238 | 0.031661 | 0.037075 | 0.044203 | 0.052365 | 0.057412 | 0.060573 | 0.063336 | 0.064603 | 0.065462 | 0.064562 | 0.059839 | 0.055223 | 0.051153 | 0.045248 | 0.042758 | 0.043279 | 0.039812 | 0.037793 | 0.038487
Program Specific1-in-2Size: 20 kW to 199.99 kWSouth of Lugo2025August Monthly Peak | Program Specific | 1-in-2 | Size: 20 kW to 199.99 kW | South of Lugo | 2025 | August Monthly Peak | 8 | 15.4107 | 14.5702 | 14.0654 | 13.8973 | 14.3048 | 16.1488 | 18.6075 | 21.3837 | 25.7862 | 29.2123 | 32.1732 | 33.9558 | 34.6034 | 35.3044 | 35.5086 | 35.1538 | 34.0021 | 31.5585 | 27.9637 | 26.1255 | 25.0652 | 22.8068 | 20.121 | 17.3345 | 0 | 0 | 0 | 0 | 0 | 0 | 0 | 0 | 0 | 0 | 0 | 0 | 0 | 0 | 0.33851 | 0.34009 | 0.33761 | 0.24247 | 0 | 0 | 0 | 0 | 0 | 0 | 71.6871 | 70.8474 | 70.152 | 69.07 | 68.7346 | 68.2254 | 67.9772 | 68.3546 | 70.7332 | 75.453 | 80.7306 | 84.4722 | 85.8392 | 86.4665 | 87.4565 | 87.4351 | 88.6137 | 87.6379 | 86.2458 | 83.5082 | 78.2419 | 75.2275 | 73.8795 | 72.8683 | 0.035525 | 0.036182 | 0.034236 | 0.029677 | 0.030379 | 0.033239 | 0.039505 | 0.047275 | 0.056937 | 0.062853 | 0.066951 | 0.070007 | 0.071424 | 0.072153 | 0.071003 | 0.065883 | 0.060617 | 0.055991 | 0.049095 | 0.046795 | 0.046538 | 0.042197 | 0.040136 | 0.040517
Program Specific1-in-2Size: 20 kW to 199.99 kWSouth of Lugo2025September Monthly Peak | Program Specific | 1-in-2 | Size: 20 kW to 199.99 kW | South of Lugo | 2025 | September Monthly Peak | 9 | 14.9206 | 14.1787 | 13.723 | 13.584 | 13.9783 | 15.6553 | 18.3026 | 20.2563 | 24.4648 | 27.4794 | 29.7855 | 31.6048 | 32.1545 | 32.9359 | 33.1161 | 32.5115 | 31.265 | 28.7411 | 25.2761 | 24.3106 | 23.0839 | 21.194 | 18.5397 | 16.1466 | 0 | 0 | 0 | 0 | 0 | 0 | 0 | 0 | 0 | 0 | 0 | 0 | 0 | 0 | 0.3157 | 0.31453 | 0.31043 | 0.22082 | 0 | 0 | 0 | 0 | 0 | 0 | 68.1157 | 67.3973 | 66.7846 | 65.909 | 65.4385 | 65.2151 | 65.1629 | 64.9516 | 66.7444 | 70.6871 | 75.141 | 79.5956 | 83.0964 | 84.8531 | 85.8412 | 85.7531 | 85.6175 | 84.4767 | 82.1594 | 79.6072 | 77.0824 | 75.73 | 74.7812 | 73.8687 | 0.034396 | 0.03521 | 0.033402 | 0.029008 | 0.029686 | 0.032224 | 0.038858 | 0.044782 | 0.054019 | 0.059125 | 0.061982 | 0.06516 | 0.06637 | 0.067312 | 0.066219 | 0.060931 | 0.055737 | 0.050992 | 0.044377 | 0.043545 | 0.042859 | 0.039213 | 0.036981 | 0.037741
Program Specific1-in-2Size: 20 kW to 199.99 kWSouth of Lugo2025October Monthly Peak | Program Specific | 1-in-2 | Size: 20 kW to 199.99 kW | South of Lugo | 2025 | October Monthly Peak | 10 | 14.4601 | 13.7627 | 13.2961 | 13.1093 | 13.5031 | 15.0566 | 17.7276 | 19.3826 | 23.1431 | 26.3245 | 28.6878 | 30.495 | 31.2425 | 32.1429 | 32.4267 | 31.843 | 30.6012 | 27.986 | 25.4829 | 24.0744 | 22.656 | 20.8183 | 18.1521 | 15.877 | 0 | 0 | 0 | 0 | 0 | 0 | 0 | 0 | 0 | 0 | 0 | 0 | 0 | 0 | 0.30913 | 0.30806 | 0.30384 | 0.21502 | 0 | 0 | 0 | 0 | 0 | 0 | 68.1385 | 67.5882 | 66.62 | 65.7049 | 65.2261 | 63.9648 | 63.5046 | 63.6195 | 65.1485 | 69.7122 | 76.071 | 81.7237 | 85.1291 | 86.7486 | 88.4596 | 87.501 | 85.9777 | 83.1961 | 81.0753 | 78.5948 | 76.1607 | 74.1921 | 72.5716 | 70.7517 | 0.033334 | 0.034177 | 0.032363 | 0.027994 | 0.028677 | 0.030991 | 0.037637 | 0.042851 | 0.051101 | 0.05664 | 0.059698 | 0.062872 | 0.064487 | 0.065691 | 0.064841 | 0.059678 | 0.054554 | 0.049652 | 0.04474 | 0.043122 | 0.042065 | 0.038518 | 0.036208 | 0.037111
Program Specific1-in-2Size: 20 kW to 199.99 kWSouth of Lugo2025November Monthly Peak | Program Specific | 1-in-2 | Size: 20 kW to 199.99 kW | South of Lugo | 2025 | November Monthly Peak | 11 | 12.8071 | 12.2933 | 12.02 | 12.0217 | 12.3096 | 13.8641 | 15.5213 | 17.1923 | 20.0607 | 22.4342 | 23.9236 | 25.1447 | 25.6685 | 26.3014 | 26.3513 | 25.6913 | 24.558 | 23.6133 | 21.6433 | 20.3498 | 19.2148 | 17.5455 | 15.5388 | 13.8357 | 0 | 0 | 0 | 0 | 0 | 0 | 0 | 0 | 0 | 0 | 0 | 0 | 0 | 0 | 0.25121 | 0.24855 | 0.24384 | 0.18142 | 0 | 0 | 0 | 0 | 0 | 0 | 58.0559 | 56.9468 | 56.2049 | 55.4865 | 54.6743 | 54.088 | 53.5364 | 53.7562 | 57.2392 | 60.4191 | 65.9334 | 71.1237 | 74.9649 | 76.2174 | 75.7218 | 74.9035 | 72.2207 | 68.3813 | 64.9633 | 63.5659 | 62.5294 | 61.2241 | 60.1697 | 59.4764 | 0.029524 | 0.030528 | 0.029257 | 0.025672 | 0.026142 | 0.028537 | 0.032953 | 0.038008 | 0.044295 | 0.04827 | 0.049784 | 0.051841 | 0.052982 | 0.053753 | 0.052692 | 0.048149 | 0.043781 | 0.041894 | 0.037999 | 0.03645 | 0.035676 | 0.032463 | 0.030995 | 0.032339
Program Specific1-in-2Size: 20 kW to 199.99 kWSouth of Lugo2025December Monthly Peak | Program Specific | 1-in-2 | Size: 20 kW to 199.99 kW | South of Lugo | 2025 | December Monthly Peak | 12 | 12.9691 | 12.5034 | 12.2955 | 12.4042 | 12.7337 | 14.5509 | 17.1479 | 18.6186 | 20.964 | 22.011 | 22.3075 | 22.3713 | 22.0703 | 22.2658 | 22.2662 | 21.7395 | 21.1315 | 21.1178 | 20.1909 | 19.4433 | 18.6126 | 17.3028 | 15.6936 | 14.1166 | 0 | 0 | 0 | 0 | 0 | 0 | 0 | 0 | 0 | 0 | 0 | 0 | 0 | 0 | 0.21227 | 0.21032 | 0.20981 | 0.16225 | 0 | 0 | 0 | 0 | 0 | 0 | 51.3127 | 49.8721 | 47.919 | 47.0381 | 46.2378 | 45.5631 | 45.6108 | 45.4224 | 46.1913 | 49.3934 | 52.7125 | 54.7848 | 56.1147 | 56.4542 | 57.2787 | 57.3059 | 56.4702 | 55.261 | 53.9495 | 53.3516 | 52.6342 | 51.4357 | 50.4905 | 49.3723 | 0.029897 | 0.031049 | 0.029928 | 0.026489 | 0.027043 | 0.02995 | 0.036406 | 0.041161 | 0.046289 | 0.047359 | 0.046421 | 0.046123 | 0.045555 | 0.045505 | 0.044524 | 0.040743 | 0.037672 | 0.037467 | 0.035449 | 0.034826 | 0.034558 | 0.032014 | 0.031304 | 0.032996
Program Specific1-in-2Size: 20 kW to 199.99 kWSouth of Lugo2025Typical Event Day | Program Specific | 1-in-2 | Size: 20 kW to 199.99 kW | South of Lugo | 2025 | Typical Event Day | 8 | 14.89 | 14.0872 | 13.6198 | 13.4713 | 13.8391 | 15.5775 | 17.8686 | 20.3246 | 24.2606 | 27.3271 | 30.0064 | 31.6665 | 32.289 | 33.0479 | 33.37 | 33.0826 | 32.1027 | 29.8139 | 26.4733 | 24.8084 | 23.914 | 21.8094 | 19.2579 | 16.6298 | 0 | 0 | 0 | 0 | 0 | 0 | 0 | 0 | 0 | 0 | 0 | 0 | 0 | 0 | 0.31812 | 0.32006 | 0.31875 | 0.22906 | 0 | 0 | 0 | 0 | 0 | 0 | 67.498 | 66.9427 | 66.455 | 65.9218 | 65.6499 | 65.3506 | 65.1838 | 65.4061 | 67.4861 | 71.2315 | 75.3426 | 78.6801 | 80.4019 | 81.3549 | 82.2036 | 82.6054 | 83.3847 | 82.8815 | 81.6644 | 79.0553 | 75.392 | 72.6356 | 71.2417 | 70.4041 | 0.034325 | 0.034982 | 0.033151 | 0.028767 | 0.02939 | 0.032063 | 0.037937 | 0.044933 | 0.053568 | 0.058797 | 0.062442 | 0.065287 | 0.066647 | 0.067541 | 0.066727 | 0.062002 | 0.057231 | 0.052896 | 0.046479 | 0.044436 | 0.044401 | 0.040352 | 0.038414 | 0.03887
Program Specific1-in-2Size: 20 kW to 199.99 kWSouth of Lugo2026January Monthly Peak | Program Specific | 1-in-2 | Size: 20 kW to 199.99 kW | South of Lugo | 2026 | January Monthly Peak | 1 | 12.9156 | 12.5409 | 12.3299 | 12.3078 | 12.6121 | 14.0342 | 16.4413 | 17.9022 | 20.1186 | 21.6745 | 22.7549 | 23.4164 | 23.5009 | 24.0864 | 24.1346 | 23.4037 | 22.4867 | 22.1 | 20.8374 | 19.7699 | 18.8044 | 17.2622 | 15.4437 | 13.7763 | 0 | 0 | 0 | 0 | 0 | 0 | 0 | 0 | 0 | 0 | 0 | 0 | 0 | 0 | 0.23008 | 0.22642 | 0.22327 | 0.1698 | 0 | 0 | 0 | 0 | 0 | 0 | 56.7369 | 55.9771 | 55.5882 | 55.2763 | 54.22 | 54.127 | 55.0227 | 55.2951 | 55.9558 | 57.1292 | 58.5896 | 59.0756 | 60.142 | 61.1058 | 61.6782 | 61.3592 | 61.7606 | 61.5124 | 60.2068 | 59.0739 | 58.5434 | 58.1685 | 57.2731 | 56.177 | 0.029774 | 0.031142 | 0.030012 | 0.026283 | 0.026785 | 0.028887 | 0.034906 | 0.039578 | 0.044423 | 0.046635 | 0.047352 | 0.048278 | 0.048508 | 0.049226 | 0.04826 | 0.043862 | 0.040088 | 0.039209 | 0.036584 | 0.035412 | 0.034914 | 0.031938 | 0.030806 | 0.032201
Program Specific1-in-2Size: 20 kW to 199.99 kWSouth of Lugo2026February Monthly Peak | Program Specific | 1-in-2 | Size: 20 kW to 199.99 kW | South of Lugo | 2026 | February Monthly Peak | 2 | 13.0431 | 12.5952 | 12.2911 | 12.2585 | 12.5411 | 13.8601 | 15.9807 | 17.4455 | 19.6895 | 21.3163 | 22.585 | 23.445 | 23.7711 | 24.4398 | 24.5732 | 24.0142 | 23.0877 | 21.7924 | 20.9198 | 19.8595 | 18.8796 | 17.4469 | 15.5947 | 13.88 | 0 | 0 | 0 | 0 | 0 | 0 | 0 | 0 | 0 | 0 | 0 | 0 | 0 | 0 | 0.23426 | 0.23233 | 0.22924 | 0.16743 | 0 | 0 | 0 | 0 | 0 | 0 | 52.3266 | 51.5752 | 51.1868 | 50.7411 | 50.3501 | 49.9244 | 49.5073 | 49.6741 | 51.135 | 54.8445 | 59.1483 | 63.2677 | 64.9306 | 65.8271 | 65.8279 | 64.6469 | 64.0005 | 63.6799 | 61.0782 | 59.0915 | 58.3057 | 57.3116 | 56.2709 | 55.0283 | 0.030067 | 0.031277 | 0.029917 | 0.026178 | 0.026634 | 0.028529 | 0.033928 | 0.038568 | 0.043475 | 0.045864 | 0.046999 | 0.048337 | 0.049066 | 0.049948 | 0.049137 | 0.045006 | 0.041159 | 0.038664 | 0.036728 | 0.035572 | 0.035053 | 0.03228 | 0.031107 | 0.032443
Program Specific1-in-2Size: 20 kW to 199.99 kWSouth of Lugo2026March Monthly Peak | Program Specific | 1-in-2 | Size: 20 kW to 199.99 kW | South of Lugo | 2026 | March Monthly Peak | 3 | 13.1725 | 12.7374 | 12.354 | 12.2731 | 12.5906 | 13.8135 | 16.1509 | 17.5492 | 19.8673 | 21.7793 | 23.0691 | 23.917 | 24.1603 | 24.8807 | 25.2324 | 24.8297 | 24.132 | 22.7031 | 21.1186 | 20.5581 | 19.666 | 18.1513 | 16.2139 | 14.3267 | 0 | 0 | 0 | 0 | 0 | 0 | 0 | 0 | 0 | 0 | 0 | 0 | 0 | 0 | 0.24054 | 0.24021 | 0.23961 | 0.17443 | 0 | 0 | 0 | 0 | 0 | 0 | 54.3552 | 53.2185 | 52.6726 | 52.682 | 52.2909 | 51.795 | 51.4124 | 51.8006 | 53.2193 | 54.8088 | 57.139 | 59.8709 | 62.2834 | 64.191 | 65.0314 | 65.3676 | 64.615 | 63.4359 | 60.6877 | 58.5253 | 57.7334 | 56.7795 | 55.5313 | 54.0301 | 0.030366 | 0.03163 | 0.03007 | 0.026209 | 0.026739 | 0.028433 | 0.03429 | 0.038797 | 0.043868 | 0.04686 | 0.048006 | 0.04931 | 0.049869 | 0.050849 | 0.050455 | 0.046535 | 0.043021 | 0.04028 | 0.037078 | 0.036823 | 0.036514 | 0.033583 | 0.032342 | 0.033487
Program Specific1-in-2Size: 20 kW to 199.99 kWSouth of Lugo2026April Monthly Peak | Program Specific | 1-in-2 | Size: 20 kW to 199.99 kW | South of Lugo | 2026 | April Monthly Peak | 4 | 13.3134 | 12.7712 | 12.3288 | 12.2007 | 12.5365 | 13.6927 | 15.5849 | 17.182 | 20.2007 | 22.7139 | 24.7635 | 26.206 | 26.834 | 27.6535 | 27.9725 | 27.629 | 26.7534 | 24.7954 | 22.1681 | 21.368 | 20.6168 | 18.8974 | 16.6926 | 14.577 | 0 | 0 | 0 | 0 | 0 | 0 | 0 | 0 | 0 | 0 | 0 | 0 | 0 | 0 | 0.26667 | 0.2673 | 0.26563 | 0.1905 | 0 | 0 | 0 | 0 | 0 | 0 | 60.8042 | 60.3017 | 59.7131 | 59.3146 | 58.5281 | 57.9947 | 57.6998 | 57.7722 | 59.3779 | 62.5443 | 66.4505 | 70.2182 | 73.1439 | 73.8191 | 73.6162 | 72.9692 | 71.4743 | 70.2561 | 69.0013 | 67.3842 | 64.9377 | 64.6247 | 63.5308 | 61.5237 | 0.03069 | 0.031714 | 0.030009 | 0.026054 | 0.026624 | 0.028184 | 0.033088 | 0.037985 | 0.044604 | 0.048871 | 0.051532 | 0.054029 | 0.055388 | 0.056516 | 0.055934 | 0.051781 | 0.047694 | 0.043992 | 0.03892 | 0.038274 | 0.038279 | 0.034964 | 0.033297 | 0.034072
Program Specific1-in-2Size: 20 kW to 199.99 kWSouth of Lugo2026May Monthly Peak | Program Specific | 1-in-2 | Size: 20 kW to 199.99 kW | South of Lugo | 2026 | May Monthly Peak | 5 | 13.3656 | 12.8227 | 12.4375 | 12.3404 | 12.7107 | 13.9117 | 15.5623 | 17.5963 | 20.7056 | 23.2973 | 25.2447 | 26.6955 | 27.3902 | 28.0419 | 28.2676 | 27.8182 | 26.8934 | 24.8981 | 22.3364 | 21.1449 | 20.8523 | 19.1099 | 16.7787 | 14.6452 | 0 | 0 | 0 | 0 | 0 | 0 | 0 | 0 | 0 | 0 | 0 | 0 | 0 | 0 | 0.26948 | 0.26913 | 0.26702 | 0.19129 | 0 | 0 | 0 | 0 | 0 | 0 | 62.793 | 61.8998 | 61.0429 | 60.6571 | 60.4166 | 59.7751 | 59.7405 | 60.3519 | 62.4027 | 65.0732 | 68.4415 | 71.9282 | 74.3243 | 74.6296 | 74.423 | 74.5779 | 75.3113 | 75.3053 | 74.0662 | 71.6067 | 68.0986 | 65.496 | 64.7191 | 64.0048 | 0.030811 | 0.031842 | 0.030273 | 0.026352 | 0.026994 | 0.028635 | 0.03304 | 0.038901 | 0.045719 | 0.050127 | 0.052533 | 0.055039 | 0.056536 | 0.05731 | 0.056524 | 0.052135 | 0.047944 | 0.044174 | 0.039216 | 0.037874 | 0.038716 | 0.035357 | 0.033469 | 0.034231
Program Specific1-in-2Size: 20 kW to 199.99 kWSouth of Lugo2026June Monthly Peak | Program Specific | 1-in-2 | Size: 20 kW to 199.99 kW | South of Lugo | 2026 | June Monthly Peak | 6 | 14.0251 | 13.4302 | 13.0233 | 12.8893 | 13.2606 | 14.549 | 16.5124 | 18.8999 | 22.5022 | 25.5471 | 27.8435 | 29.4211 | 29.9661 | 30.6084 | 30.7787 | 30.3314 | 29.3125 | 27.1551 | 24.2915 | 22.5028 | 21.9706 | 20.279 | 17.7766 | 15.4356 | 0 | 0 | 0 | 0 | 0 | 0 | 0 | 0 | 0 | 0 | 0 | 0 | 0 | 0 | 0.29342 | 0.29344 | 0.29104 | 0.20863 | 0 | 0 | 0 | 0 | 0 | 0 | 64.8774 | 64.3033 | 63.527 | 63.1242 | 62.8957 | 62.68 | 62.4879 | 62.875 | 64.9988 | 68.3228 | 71.2282 | 73.426 | 74.1085 | 74.7816 | 75.0674 | 76.2425 | 77.5229 | 77.822 | 77.577 | 75.016 | 71.9993 | 68.5525 | 66.6979 | 66.1232 | 0.032331 | 0.033351 | 0.031699 | 0.027525 | 0.028162 | 0.029947 | 0.035057 | 0.041783 | 0.049686 | 0.054967 | 0.057941 | 0.060658 | 0.061853 | 0.062555 | 0.061545 | 0.056845 | 0.052257 | 0.048178 | 0.042648 | 0.040307 | 0.040792 | 0.03752 | 0.035459 | 0.036079
Program Specific1-in-2Size: 20 kW to 199.99 kWSouth of Lugo2026July Monthly Peak | Program Specific | 1-in-2 | Size: 20 kW to 199.99 kW | South of Lugo | 2026 | July Monthly Peak | 7 | 14.736 | 13.9296 | 13.4813 | 13.3243 | 13.7673 | 15.382 | 17.4628 | 19.9941 | 23.7158 | 26.6835 | 29.108 | 30.7202 | 31.2984 | 32.0309 | 32.2872 | 31.9285 | 30.9764 | 28.8318 | 25.7726 | 23.8712 | 23.3097 | 21.5179 | 18.9466 | 16.466 | 0 | 0 | 0 | 0 | 0 | 0 | 0 | 0 | 0 | 0 | 0 | 0 | 0 | 0 | 0.3078 | 0.30889 | 0.30756 | 0.22152 | 0 | 0 | 0 | 0 | 0 | 0 | 65.312 | 65.2228 | 65.3564 | 65.5839 | 65.5308 | 65.2818 | 65.1074 | 65.4431 | 67.4682 | 70.4633 | 74.2704 | 77.2266 | 78.5634 | 79.3182 | 80.4492 | 80.9908 | 81.7847 | 81.5892 | 80.6755 | 78.0897 | 74.2444 | 71.0326 | 69.6083 | 68.7562 | 0.03397 | 0.034591 | 0.032814 | 0.028454 | 0.029238 | 0.031661 | 0.037075 | 0.044203 | 0.052365 | 0.057412 | 0.060573 | 0.063336 | 0.064603 | 0.065462 | 0.064562 | 0.059839 | 0.055223 | 0.051153 | 0.045248 | 0.042758 | 0.043279 | 0.039812 | 0.037793 | 0.038487
Program Specific1-in-2Size: 20 kW to 199.99 kWSouth of Lugo2026August Monthly Peak | Program Specific | 1-in-2 | Size: 20 kW to 199.99 kW | South of Lugo | 2026 | August Monthly Peak | 8 | 15.4107 | 14.5702 | 14.0654 | 13.8973 | 14.3048 | 16.1488 | 18.6075 | 21.3837 | 25.7862 | 29.2123 | 32.1732 | 33.9558 | 34.6034 | 35.3044 | 35.5086 | 35.1538 | 34.0021 | 31.5585 | 27.9637 | 26.1255 | 25.0652 | 22.8068 | 20.121 | 17.3345 | 0 | 0 | 0 | 0 | 0 | 0 | 0 | 0 | 0 | 0 | 0 | 0 | 0 | 0 | 0.33851 | 0.34009 | 0.33761 | 0.24247 | 0 | 0 | 0 | 0 | 0 | 0 | 71.6871 | 70.8474 | 70.152 | 69.07 | 68.7346 | 68.2254 | 67.9772 | 68.3546 | 70.7332 | 75.453 | 80.7306 | 84.4722 | 85.8392 | 86.4665 | 87.4565 | 87.4351 | 88.6137 | 87.6379 | 86.2458 | 83.5082 | 78.2419 | 75.2275 | 73.8795 | 72.8683 | 0.035525 | 0.036182 | 0.034236 | 0.029677 | 0.030379 | 0.033239 | 0.039505 | 0.047275 | 0.056937 | 0.062853 | 0.066951 | 0.070007 | 0.071424 | 0.072153 | 0.071003 | 0.065883 | 0.060617 | 0.055991 | 0.049095 | 0.046795 | 0.046538 | 0.042197 | 0.040136 | 0.040517
Program Specific1-in-2Size: 20 kW to 199.99 kWSouth of Lugo2026September Monthly Peak | Program Specific | 1-in-2 | Size: 20 kW to 199.99 kW | South of Lugo | 2026 | September Monthly Peak | 9 | 14.9206 | 14.1787 | 13.723 | 13.584 | 13.9783 | 15.6553 | 18.3026 | 20.2563 | 24.4648 | 27.4794 | 29.7855 | 31.6048 | 32.1545 | 32.9359 | 33.1161 | 32.5115 | 31.265 | 28.7411 | 25.2761 | 24.3106 | 23.0839 | 21.194 | 18.5397 | 16.1466 | 0 | 0 | 0 | 0 | 0 | 0 | 0 | 0 | 0 | 0 | 0 | 0 | 0 | 0 | 0.3157 | 0.31453 | 0.31043 | 0.22082 | 0 | 0 | 0 | 0 | 0 | 0 | 68.1157 | 67.3973 | 66.7846 | 65.909 | 65.4385 | 65.2151 | 65.1629 | 64.9516 | 66.7444 | 70.6871 | 75.141 | 79.5956 | 83.0964 | 84.8531 | 85.8412 | 85.7531 | 85.6175 | 84.4767 | 82.1594 | 79.6072 | 77.0824 | 75.73 | 74.7812 | 73.8687 | 0.034396 | 0.03521 | 0.033402 | 0.029008 | 0.029686 | 0.032224 | 0.038858 | 0.044782 | 0.054019 | 0.059125 | 0.061982 | 0.06516 | 0.06637 | 0.067312 | 0.066219 | 0.060931 | 0.055737 | 0.050992 | 0.044377 | 0.043545 | 0.042859 | 0.039213 | 0.036981 | 0.037741
Program Specific1-in-2Size: 20 kW to 199.99 kWSouth of Lugo2026October Monthly Peak | Program Specific | 1-in-2 | Size: 20 kW to 199.99 kW | South of Lugo | 2026 | October Monthly Peak | 10 | 14.4601 | 13.7627 | 13.2961 | 13.1093 | 13.5031 | 15.0566 | 17.7276 | 19.3826 | 23.1431 | 26.3245 | 28.6878 | 30.495 | 31.2425 | 32.1429 | 32.4267 | 31.843 | 30.6012 | 27.986 | 25.4829 | 24.0744 | 22.656 | 20.8183 | 18.1521 | 15.877 | 0 | 0 | 0 | 0 | 0 | 0 | 0 | 0 | 0 | 0 | 0 | 0 | 0 | 0 | 0.30913 | 0.30806 | 0.30384 | 0.21502 | 0 | 0 | 0 | 0 | 0 | 0 | 68.1385 | 67.5882 | 66.62 | 65.7049 | 65.2261 | 63.9648 | 63.5046 | 63.6195 | 65.1485 | 69.7122 | 76.071 | 81.7237 | 85.1291 | 86.7486 | 88.4596 | 87.501 | 85.9777 | 83.1961 | 81.0753 | 78.5948 | 76.1607 | 74.1921 | 72.5716 | 70.7517 | 0.033334 | 0.034177 | 0.032363 | 0.027994 | 0.028677 | 0.030991 | 0.037637 | 0.042851 | 0.051101 | 0.05664 | 0.059698 | 0.062872 | 0.064487 | 0.065691 | 0.064841 | 0.059678 | 0.054554 | 0.049652 | 0.04474 | 0.043122 | 0.042065 | 0.038518 | 0.036208 | 0.037111
Program Specific1-in-2Size: 20 kW to 199.99 kWSouth of Lugo2026November Monthly Peak | Program Specific | 1-in-2 | Size: 20 kW to 199.99 kW | South of Lugo | 2026 | November Monthly Peak | 11 | 12.8071 | 12.2933 | 12.02 | 12.0217 | 12.3096 | 13.8641 | 15.5213 | 17.1923 | 20.0607 | 22.4342 | 23.9236 | 25.1447 | 25.6685 | 26.3014 | 26.3513 | 25.6913 | 24.558 | 23.6133 | 21.6433 | 20.3498 | 19.2148 | 17.5455 | 15.5388 | 13.8357 | 0 | 0 | 0 | 0 | 0 | 0 | 0 | 0 | 0 | 0 | 0 | 0 | 0 | 0 | 0.25121 | 0.24855 | 0.24384 | 0.18142 | 0 | 0 | 0 | 0 | 0 | 0 | 58.0559 | 56.9468 | 56.2049 | 55.4865 | 54.6743 | 54.088 | 53.5364 | 53.7562 | 57.2392 | 60.4191 | 65.9334 | 71.1237 | 74.9649 | 76.2174 | 75.7218 | 74.9035 | 72.2207 | 68.3813 | 64.9633 | 63.5659 | 62.5294 | 61.2241 | 60.1697 | 59.4764 | 0.029524 | 0.030528 | 0.029257 | 0.025672 | 0.026142 | 0.028537 | 0.032953 | 0.038008 | 0.044295 | 0.04827 | 0.049784 | 0.051841 | 0.052982 | 0.053753 | 0.052692 | 0.048149 | 0.043781 | 0.041894 | 0.037999 | 0.03645 | 0.035676 | 0.032463 | 0.030995 | 0.032339
Program Specific1-in-2Size: 20 kW to 199.99 kWSouth of Lugo2026December Monthly Peak | Program Specific | 1-in-2 | Size: 20 kW to 199.99 kW | South of Lugo | 2026 | December Monthly Peak | 12 | 12.9691 | 12.5034 | 12.2955 | 12.4042 | 12.7337 | 14.5509 | 17.1479 | 18.6186 | 20.964 | 22.011 | 22.3075 | 22.3713 | 22.0703 | 22.2658 | 22.2662 | 21.7395 | 21.1315 | 21.1178 | 20.1909 | 19.4433 | 18.6126 | 17.3028 | 15.6936 | 14.1166 | 0 | 0 | 0 | 0 | 0 | 0 | 0 | 0 | 0 | 0 | 0 | 0 | 0 | 0 | 0.21227 | 0.21032 | 0.20981 | 0.16225 | 0 | 0 | 0 | 0 | 0 | 0 | 51.3127 | 49.8721 | 47.919 | 47.0381 | 46.2378 | 45.5631 | 45.6108 | 45.4224 | 46.1913 | 49.3934 | 52.7125 | 54.7848 | 56.1147 | 56.4542 | 57.2787 | 57.3059 | 56.4702 | 55.261 | 53.9495 | 53.3516 | 52.6342 | 51.4357 | 50.4905 | 49.3723 | 0.029897 | 0.031049 | 0.029928 | 0.026489 | 0.027043 | 0.02995 | 0.036406 | 0.041161 | 0.046289 | 0.047359 | 0.046421 | 0.046123 | 0.045555 | 0.045505 | 0.044524 | 0.040743 | 0.037672 | 0.037467 | 0.035449 | 0.034826 | 0.034558 | 0.032014 | 0.031304 | 0.032996
Program Specific1-in-2Size: 20 kW to 199.99 kWSouth of Lugo2026Typical Event Day | Program Specific | 1-in-2 | Size: 20 kW to 199.99 kW | South of Lugo | 2026 | Typical Event Day | 8 | 14.89 | 14.0872 | 13.6198 | 13.4713 | 13.8391 | 15.5775 | 17.8686 | 20.3246 | 24.2606 | 27.3271 | 30.0064 | 31.6665 | 32.289 | 33.0479 | 33.37 | 33.0826 | 32.1027 | 29.8139 | 26.4733 | 24.8084 | 23.914 | 21.8094 | 19.2579 | 16.6298 | 0 | 0 | 0 | 0 | 0 | 0 | 0 | 0 | 0 | 0 | 0 | 0 | 0 | 0 | 0.31812 | 0.32006 | 0.31875 | 0.22906 | 0 | 0 | 0 | 0 | 0 | 0 | 67.498 | 66.9427 | 66.455 | 65.9218 | 65.6499 | 65.3506 | 65.1838 | 65.4061 | 67.4861 | 71.2315 | 75.3426 | 78.6801 | 80.4019 | 81.3549 | 82.2036 | 82.6054 | 83.3847 | 82.8815 | 81.6644 | 79.0553 | 75.392 | 72.6356 | 71.2417 | 70.4041 | 0.034325 | 0.034982 | 0.033151 | 0.028767 | 0.02939 | 0.032063 | 0.037937 | 0.044933 | 0.053568 | 0.058797 | 0.062442 | 0.065287 | 0.066647 | 0.067541 | 0.066727 | 0.062002 | 0.057231 | 0.052896 | 0.046479 | 0.044436 | 0.044401 | 0.040352 | 0.038414 | 0.03887
Program Specific1-in-10Size: 20 kW to 199.99 kWOther2015January Monthly Peak | Program Specific | 1-in-10 | Size: 20 kW to 199.99 kW | Other | 2015 | January Monthly Peak | 1
Program Specific1-in-10Size: 20 kW to 199.99 kWOther2015February Monthly Peak | Program Specific | 1-in-10 | Size: 20 kW to 199.99 kW | Other | 2015 | February Monthly Peak | 2
Program Specific1-in-10Size: 20 kW to 199.99 kWOther2015March Monthly Peak | Program Specific | 1-in-10 | Size: 20 kW to 199.99 kW | Other | 2015 | March Monthly Peak | 3
Program Specific1-in-10Size: 20 kW to 199.99 kWOther2015April Monthly Peak | Program Specific | 1-in-10 | Size: 20 kW to 199.99 kW | Other | 2015 | April Monthly Peak | 4
Program Specific1-in-10Size: 20 kW to 199.99 kWOther2015May Monthly Peak | Program Specific | 1-in-10 | Size: 20 kW to 199.99 kW | Other | 2015 | May Monthly Peak | 5
Program Specific1-in-10Size: 20 kW to 199.99 kWOther2015June Monthly Peak | Program Specific | 1-in-10 | Size: 20 kW to 199.99 kW | Other | 2015 | June Monthly Peak | 6
Program Specific1-in-10Size: 20 kW to 199.99 kWOther2015July Monthly Peak | Program Specific | 1-in-10 | Size: 20 kW to 199.99 kW | Other | 2015 | July Monthly Peak | 7
Program Specific1-in-10Size: 20 kW to 199.99 kWOther2015August Monthly Peak | Program Specific | 1-in-10 | Size: 20 kW to 199.99 kW | Other | 2015 | August Monthly Peak | 8
Program Specific1-in-10Size: 20 kW to 199.99 kWOther2015September Monthly Peak | Program Specific | 1-in-10 | Size: 20 kW to 199.99 kW | Other | 2015 | September Monthly Peak | 9
Program Specific1-in-10Size: 20 kW to 199.99 kWOther2015October Monthly Peak | Program Specific | 1-in-10 | Size: 20 kW to 199.99 kW | Other | 2015 | October Monthly Peak | 10
Program Specific1-in-10Size: 20 kW to 199.99 kWOther2015November Monthly Peak | Program Specific | 1-in-10 | Size: 20 kW to 199.99 kW | Other | 2015 | November Monthly Peak | 11
Program Specific1-in-10Size: 20 kW to 199.99 kWOther2015December Monthly Peak | Program Specific | 1-in-10 | Size: 20 kW to 199.99 kW | Other | 2015 | December Monthly Peak | 12
Program Specific1-in-10Size: 20 kW to 199.99 kWOther2015Typical Event Day | Program Specific | 1-in-10 | Size: 20 kW to 199.99 kW | Other | 2015 | Typical Event Day | 8
Program Specific1-in-10Size: 20 kW to 199.99 kWOther2016January Monthly Peak | Program Specific | 1-in-10 | Size: 20 kW to 199.99 kW | Other | 2016 | January Monthly Peak | 1
Program Specific1-in-10Size: 20 kW to 199.99 kWOther2016February Monthly Peak | Program Specific | 1-in-10 | Size: 20 kW to 199.99 kW | Other | 2016 | February Monthly Peak | 2
Program Specific1-in-10Size: 20 kW to 199.99 kWOther2016March Monthly Peak | Program Specific | 1-in-10 | Size: 20 kW to 199.99 kW | Other | 2016 | March Monthly Peak | 3
Program Specific1-in-10Size: 20 kW to 199.99 kWOther2016April Monthly Peak | Program Specific | 1-in-10 | Size: 20 kW to 199.99 kW | Other | 2016 | April Monthly Peak | 4
Program Specific1-in-10Size: 20 kW to 199.99 kWOther2016May Monthly Peak | Program Specific | 1-in-10 | Size: 20 kW to 199.99 kW | Other | 2016 | May Monthly Peak | 5
Program Specific1-in-10Size: 20 kW to 199.99 kWOther2016June Monthly Peak | Program Specific | 1-in-10 | Size: 20 kW to 199.99 kW | Other | 2016 | June Monthly Peak | 6
Program Specific1-in-10Size: 20 kW to 199.99 kWOther2016July Monthly Peak | Program Specific | 1-in-10 | Size: 20 kW to 199.99 kW | Other | 2016 | July Monthly Peak | 7
Program Specific1-in-10Size: 20 kW to 199.99 kWOther2016August Monthly Peak | Program Specific | 1-in-10 | Size: 20 kW to 199.99 kW | Other | 2016 | August Monthly Peak | 8
Program Specific1-in-10Size: 20 kW to 199.99 kWOther2016September Monthly Peak | Program Specific | 1-in-10 | Size: 20 kW to 199.99 kW | Other | 2016 | September Monthly Peak | 9
Program Specific1-in-10Size: 20 kW to 199.99 kWOther2016October Monthly Peak | Program Specific | 1-in-10 | Size: 20 kW to 199.99 kW | Other | 2016 | October Monthly Peak | 10
Program Specific1-in-10Size: 20 kW to 199.99 kWOther2016November Monthly Peak | Program Specific | 1-in-10 | Size: 20 kW to 199.99 kW | Other | 2016 | November Monthly Peak | 11
Program Specific1-in-10Size: 20 kW to 199.99 kWOther2016December Monthly Peak | Program Specific | 1-in-10 | Size: 20 kW to 199.99 kW | Other | 2016 | December Monthly Peak | 12
Program Specific1-in-10Size: 20 kW to 199.99 kWOther2016Typical Event Day | Program Specific | 1-in-10 | Size: 20 kW to 199.99 kW | Other | 2016 | Typical Event Day | 8
Program Specific1-in-10Size: 20 kW to 199.99 kWOther2017January Monthly Peak | Program Specific | 1-in-10 | Size: 20 kW to 199.99 kW | Other | 2017 | January Monthly Peak | 1
Program Specific1-in-10Size: 20 kW to 199.99 kWOther2017February Monthly Peak | Program Specific | 1-in-10 | Size: 20 kW to 199.99 kW | Other | 2017 | February Monthly Peak | 2
Program Specific1-in-10Size: 20 kW to 199.99 kWOther2017March Monthly Peak | Program Specific | 1-in-10 | Size: 20 kW to 199.99 kW | Other | 2017 | March Monthly Peak | 3
Program Specific1-in-10Size: 20 kW to 199.99 kWOther2017April Monthly Peak | Program Specific | 1-in-10 | Size: 20 kW to 199.99 kW | Other | 2017 | April Monthly Peak | 4
Program Specific1-in-10Size: 20 kW to 199.99 kWOther2017May Monthly Peak | Program Specific | 1-in-10 | Size: 20 kW to 199.99 kW | Other | 2017 | May Monthly Peak | 5
Program Specific1-in-10Size: 20 kW to 199.99 kWOther2017June Monthly Peak | Program Specific | 1-in-10 | Size: 20 kW to 199.99 kW | Other | 2017 | June Monthly Peak | 6
Program Specific1-in-10Size: 20 kW to 199.99 kWOther2017July Monthly Peak | Program Specific | 1-in-10 | Size: 20 kW to 199.99 kW | Other | 2017 | July Monthly Peak | 7
Program Specific1-in-10Size: 20 kW to 199.99 kWOther2017August Monthly Peak | Program Specific | 1-in-10 | Size: 20 kW to 199.99 kW | Other | 2017 | August Monthly Peak | 8
Program Specific1-in-10Size: 20 kW to 199.99 kWOther2017September Monthly Peak | Program Specific | 1-in-10 | Size: 20 kW to 199.99 kW | Other | 2017 | September Monthly Peak | 9
Program Specific1-in-10Size: 20 kW to 199.99 kWOther2017October Monthly Peak | Program Specific | 1-in-10 | Size: 20 kW to 199.99 kW | Other | 2017 | October Monthly Peak | 10
Program Specific1-in-10Size: 20 kW to 199.99 kWOther2017November Monthly Peak | Program Specific | 1-in-10 | Size: 20 kW to 199.99 kW | Other | 2017 | November Monthly Peak | 11
Program Specific1-in-10Size: 20 kW to 199.99 kWOther2017December Monthly Peak | Program Specific | 1-in-10 | Size: 20 kW to 199.99 kW | Other | 2017 | December Monthly Peak | 12
Program Specific1-in-10Size: 20 kW to 199.99 kWOther2017Typical Event Day | Program Specific | 1-in-10 | Size: 20 kW to 199.99 kW | Other | 2017 | Typical Event Day | 8
Program Specific1-in-10Size: 20 kW to 199.99 kWOther2018January Monthly Peak | Program Specific | 1-in-10 | Size: 20 kW to 199.99 kW | Other | 2018 | January Monthly Peak | 1
Program Specific1-in-10Size: 20 kW to 199.99 kWOther2018February Monthly Peak | Program Specific | 1-in-10 | Size: 20 kW to 199.99 kW | Other | 2018 | February Monthly Peak | 2
Program Specific1-in-10Size: 20 kW to 199.99 kWOther2018March Monthly Peak | Program Specific | 1-in-10 | Size: 20 kW to 199.99 kW | Other | 2018 | March Monthly Peak | 3
Program Specific1-in-10Size: 20 kW to 199.99 kWOther2018April Monthly Peak | Program Specific | 1-in-10 | Size: 20 kW to 199.99 kW | Other | 2018 | April Monthly Peak | 4 | 13.4903 | 12.8064 | 12.408 | 12.3866 | 12.8571 | 13.9968 | 15.8145 | 17.8418 | 20.905 | 23.4293 | 25.5522 | 26.9623 | 27.8185 | 28.5142 | 28.6738 | 28.194 | 26.9266 | 24.9282 | 22.7462 | 22.2099 | 21.2481 | 19.5244 | 17.1081 | 15.1499 | 0 | 0 | 0 | 0 | 0 | 0 | 0 | 0 | 0 | 0 | 0 | 0 | 0 | 0 | 0.27335 | 0.27276 | 0.26735 | 0.19152 | 0 | 0 | 0 | 0 | 0 | 0 | 66.9273 | 65.498 | 63.8219 | 62.6264 | 61.4734 | 60.3576 | 59.7403 | 59.6921 | 63.1361 | 69.5057 | 75.8598 | 81.1435 | 84.2907 | 86.3332 | 87.5612 | 88.2366 | 88.0744 | 87.3945 | 85.3463 | 82.2399 | 78.1228 | 74.378 | 71.5874 | 69.9234 | 0.031098 | 0.031802 | 0.030202 | 0.026451 | 0.027305 | 0.02881 | 0.033576 | 0.039444 | 0.046159 | 0.050411 | 0.053173 | 0.055589 | 0.05742 | 0.058275 | 0.057336 | 0.05284 | 0.048003 | 0.044227 | 0.039935 | 0.039782 | 0.039451 | 0.036124 | 0.034126 | 0.035411
Program Specific1-in-10Size: 20 kW to 199.99 kWOther2018May Monthly Peak | Program Specific | 1-in-10 | Size: 20 kW to 199.99 kW | Other | 2018 | May Monthly Peak | 5 | 14.3067 | 13.5545 | 13.1239 | 13.0721 | 13.5854 | 14.8382 | 16.5044 | 19.1256 | 22.7659 | 25.5946 | 27.8849 | 29.3484 | 30.1041 | 30.6825 | 30.7257 | 30.1683 | 28.7958 | 26.6724 | 24.2232 | 23.2057 | 22.528 | 20.7804 | 18.1991 | 16.1338 | 0 | 0 | 0 | 0 | 0 | 0 | 0 | 0 | 0 | 0 | 0 | 0 | 0 | 0 | 0.29291 | 0.29186 | 0.28591 | 0.20493 | 0 | 0 | 0 | 0 | 0 | 0 | 73.3949 | 71.3487 | 69.8892 | 68.6042 | 67.2345 | 66.0258 | 65.2475 | 65.5759 | 69.2524 | 74.7363 | 80.0234 | 83.6304 | 86.9943 | 89.2176 | 90.3865 | 90.7356 | 90.2613 | 89.1713 | 87.7609 | 85.2641 | 81.3132 | 77.6613 | 75.0831 | 72.5722 | 0.03298 | 0.03366 | 0.031944 | 0.027915 | 0.028852 | 0.030542 | 0.03504 | 0.042282 | 0.050268 | 0.05507 | 0.058027 | 0.060508 | 0.062137 | 0.062707 | 0.061439 | 0.05654 | 0.051336 | 0.047322 | 0.042528 | 0.041566 | 0.041827 | 0.038448 | 0.036302 | 0.037711
Program Specific1-in-10Size: 20 kW to 199.99 kWOther2018June Monthly Peak | Program Specific | 1-in-10 | Size: 20 kW to 199.99 kW | Other | 2018 | June Monthly Peak | 6 | 15.0365 | 14.2624 | 13.7557 | 13.6716 | 14.0869 | 15.4251 | 17.3641 | 20.4554 | 24.3389 | 27.4244 | 29.7408 | 31.2747 | 31.9871 | 32.6216 | 32.6762 | 32.0491 | 30.7847 | 28.5681 | 25.927 | 24.3737 | 23.5592 | 21.7967 | 19.1269 | 16.9613 | 0 | 0 | 0 | 0 | 0 | 0 | 0 | 0 | 0 | 0 | 0 | 0 | 0 | 0 | 0.31151 | 0.31006 | 0.30566 | 0.21949 | 0 | 0 | 0 | 0 | 0 | 0 | 73.3065 | 71.7274 | 70.6113 | 69.2776 | 68.2814 | 66.7287 | 65.9052 | 66.8848 | 70.9816 | 76.1633 | 81.2595 | 85.2257 | 87.9872 | 89.6843 | 90.9114 | 91.6337 | 92.0346 | 91.4167 | 90.2872 | 88.1677 | 85.0991 | 81.2626 | 78.7311 | 76.7466 | 0.034663 | 0.035417 | 0.033482 | 0.029195 | 0.029917 | 0.03175 | 0.036866 | 0.045222 | 0.053741 | 0.059007 | 0.06189 | 0.064479 | 0.066024 | 0.06667 | 0.065339 | 0.060065 | 0.054881 | 0.050685 | 0.045519 | 0.043658 | 0.043742 | 0.040328 | 0.038153 | 0.039645
Program Specific1-in-10Size: 20 kW to 199.99 kWOther2018July Monthly Peak | Program Specific | 1-in-10 | Size: 20 kW to 199.99 kW | Other | 2018 | July Monthly Peak | 7 | 15.9127 | 15.0822 | 14.5633 | 14.4541 | 14.8873 | 16.5652 | 18.9508 | 22.1645 | 26.2395 | 29.4496 | 31.8498 | 33.4579 | 34.2113 | 34.8384 | 34.8851 | 34.145 | 32.8649 | 30.5141 | 27.4914 | 25.7524 | 24.8619 | 23.0139 | 20.245 | 17.9618 | 0 | 0 | 0 | 0 | 0 | 0 | 0 | 0 | 0 | 0 | 0 | 0 | 0 | 0 | 0.33257 | 0.33033 | 0.32631 | 0.23444 | 0 | 0 | 0 | 0 | 0 | 0 | 77.1198 | 75.8704 | 74.6459 | 73.4952 | 72.5835 | 71.5647 | 70.7294 | 71.0034 | 74.0823 | 79.0421 | 83.6624 | 87.4076 | 90.082 | 91.8327 | 93.161 | 93.7901 | 93.694 | 93.1803 | 92.2179 | 89.9301 | 86.2569 | 82.7038 | 80.3712 | 78.6642 | 0.036683 | 0.037453 | 0.035448 | 0.030866 | 0.031616 | 0.034097 | 0.040234 | 0.049001 | 0.057938 | 0.063364 | 0.066278 | 0.068981 | 0.070615 | 0.0712 | 0.069756 | 0.063993 | 0.05859 | 0.054138 | 0.048266 | 0.046127 | 0.046161 | 0.04258 | 0.040383 | 0.041984
Program Specific1-in-10Size: 20 kW to 199.99 kWOther2018August Monthly Peak | Program Specific | 1-in-10 | Size: 20 kW to 199.99 kW | Other | 2018 | August Monthly Peak | 8 | 16.0417 | 15.1961 | 14.6746 | 14.5918 | 15.0596 | 16.7036 | 19.1596 | 22.2129 | 26.4507 | 29.8006 | 32.3144 | 33.9597 | 34.7213 | 35.3353 | 35.3298 | 34.5529 | 33.2215 | 30.7506 | 27.5763 | 26.1454 | 25.1273 | 23.101 | 20.3322 | 17.9704 | 0 | 0 | 0 | 0 | 0 | 0 | 0 | 0 | 0 | 0 | 0 | 0 | 0 | 0 | 0.33681 | 0.33428 | 0.32986 | 0.23626 | 0 | 0 | 0 | 0 | 0 | 0 | 76.3078 | 75.1157 | 73.9021 | 72.9423 | 71.8143 | 71.0876 | 70.5473 | 70.6419 | 73.3791 | 78.9027 | 83.9482 | 88.4747 | 91.602 | 93.6984 | 95.1853 | 96.1195 | 96.1758 | 95.2276 | 94.1481 | 91.7826 | 88.1314 | 85.2652 | 83.3313 | 81.5165 | 0.03698 | 0.037736 | 0.035719 | 0.03116 | 0.031982 | 0.034381 | 0.040678 | 0.049108 | 0.058404 | 0.064119 | 0.067245 | 0.070015 | 0.071668 | 0.072216 | 0.070646 | 0.064757 | 0.059225 | 0.054557 | 0.048415 | 0.046831 | 0.046654 | 0.042741 | 0.040557 | 0.042004
Program Specific1-in-10Size: 20 kW to 199.99 kWOther2018September Monthly Peak | Program Specific | 1-in-10 | Size: 20 kW to 199.99 kW | Other | 2018 | September Monthly Peak | 9 | 15.7374 | 14.988 | 14.5025 | 14.4055 | 14.9151 | 16.5339 | 19.1973 | 21.8681 | 26.0255 | 29.3755 | 31.9321 | 33.5297 | 34.323 | 34.9297 | 34.8311 | 33.9566 | 32.4936 | 29.8997 | 26.9435 | 26.1175 | 24.4826 | 22.4402 | 19.6525 | 17.5169 | 0 | 0 | 0 | 0 | 0 | 0 | 0 | 0 | 0 | 0 | 0 | 0 | 0 | 0 | 0.33205 | 0.32851 | 0.32263 | 0.22972 | 0 | 0 | 0 | 0 | 0 | 0 | 76.119 | 74.8537 | 73.6209 | 72.7724 | 71.884 | 71.0412 | 70.3398 | 70.0837 | 72.2301 | 77.2491 | 82.6041 | 87.1592 | 90.5146 | 92.9226 | 93.7485 | 93.9192 | 93.5793 | 92.5693 | 90.89 | 87.8972 | 83.9981 | 81.0681 | 78.6652 | 76.9879 | 0.036278 | 0.037219 | 0.0353 | 0.030762 | 0.031675 | 0.034032 | 0.040757 | 0.048345 | 0.057465 | 0.063205 | 0.06645 | 0.069129 | 0.070846 | 0.071387 | 0.069648 | 0.06364 | 0.057928 | 0.053048 | 0.047304 | 0.046781 | 0.045457 | 0.041519 | 0.039201 | 0.040944
Program Specific1-in-10Size: 20 kW to 199.99 kWOther2018October Monthly Peak | Program Specific | 1-in-10 | Size: 20 kW to 199.99 kW | Other | 2018 | October Monthly Peak | 10 | 14.268 | 13.573 | 13.1969 | 13.1471 | 13.6192 | 14.9615 | 17.4302 | 19.4033 | 22.4839 | 25.3598 | 27.5296 | 29.0376 | 29.7805 | 30.4561 | 30.5537 | 29.8782 | 28.4438 | 26.2409 | 24.6266 | 23.6481 | 22.0387 | 20.2128 | 17.7131 | 15.8137 | 0 | 0 | 0 | 0 | 0 | 0 | 0 | 0 | 0 | 0 | 0 | 0 | 0 | 0 | 0.29127 | 0.28906 | 0.28242 | 0.20161 | 0 | 0 | 0 | 0 | 0 | 0 | 70.5906 | 69.1469 | 68.2525 | 67.0381 | 66.0174 | 64.9711 | 64.4564 | 63.8407 | 64.55 | 69.4049 | 75.6027 | 81.444 | 85.8773 | 88.7645 | 89.8745 | 90.5338 | 90.5173 | 89.5883 | 87.16 | 82.9015 | 78.8141 | 75.7428 | 73.3789 | 71.65 | 0.032891 | 0.033705 | 0.032122 | 0.028075 | 0.028923 | 0.030796 | 0.037006 | 0.042896 | 0.049645 | 0.054564 | 0.057288 | 0.059867 | 0.061469 | 0.062244 | 0.061095 | 0.055996 | 0.050708 | 0.046556 | 0.043236 | 0.042358 | 0.040919 | 0.037398 | 0.035333 | 0.036963
Program Specific1-in-10Size: 20 kW to 199.99 kWOther2018November Monthly Peak | Program Specific | 1-in-10 | Size: 20 kW to 199.99 kW | Other | 2018 | November Monthly Peak | 11 | 13.0642 | 12.4227 | 12.1735 | 12.152 | 12.7005 | 13.7706 | 15.3074 | 17.242 | 20.0307 | 22.2605 | 24.0807 | 25.2093 | 25.9013 | 26.3852 | 26.3889 | 25.7553 | 24.65 | 24.0316 | 22.2168 | 21.0245 | 19.7038 | 18.1423 | 16.0224 | 14.3429 | 0 | 0 | 0 | 0 | 0 | 0 | 0 | 0 | 0 | 0 | 0 | 0 | 0 | 0 | 0.25157 | 0.24917 | 0.24475 | 0.18464 | 0 | 0 | 0 | 0 | 0 | 0 | 65.1715 | 63.8076 | 62.7767 | 61.3902 | 60.5203 | 59.6747 | 58.9627 | 58.6885 | 61.232 | 66.4204 | 72.6614 | 77.6218 | 80.79 | 82.4675 | 83.4963 | 83.6811 | 82.453 | 79.8619 | 76.3953 | 72.6426 | 70.0935 | 68.1518 | 66.4454 | 65.2393 | 0.030116 | 0.030849 | 0.029631 | 0.02595 | 0.026972 | 0.028344 | 0.032499 | 0.038118 | 0.044229 | 0.047896 | 0.050111 | 0.051974 | 0.053463 | 0.053924 | 0.052767 | 0.048269 | 0.043945 | 0.042637 | 0.039006 | 0.037659 | 0.036584 | 0.033567 | 0.03196 | 0.033525
Program Specific1-in-10Size: 20 kW to 199.99 kWOther2018December Monthly Peak | Program Specific | 1-in-10 | Size: 20 kW to 199.99 kW | Other | 2018 | December Monthly Peak | 12 | 12.0232 | 11.8335 | 11.7342 | 11.8525 | 12.2657 | 14.3354 | 17.4043 | 19.184 | 21.3973 | 22.2997 | 22.2143 | 21.9208 | 21.1382 | 20.8956 | 20.3028 | 19.2567 | 19.1573 | 19.1185 | 17.9035 | 17.0843 | 16.4041 | 15.439 | 14.3997 | 13.1477 | 0 | 0 | 0 | 0 | 0 | 0 | 0 | 0 | 0 | 0 | 0 | 0 | 0 | 0 | 0.19355 | 0.1863 | 0.19021 | 0.14689 | 0 | 0 | 0 | 0 | 0 | 0 | 42.2045 | 41.5663 | 41.3422 | 41.0714 | 40.7525 | 40.5801 | 40.7923 | 40.8529 | 41.5431 | 43.6081 | 45.8304 | 47.7392 | 48.8716 | 49.3992 | 49.3902 | 49.2988 | 48.9063 | 47.6591 | 46.4052 | 45.3527 | 44.4776 | 43.6177 | 43.2493 | 42.5435 | 0.027716 | 0.029386 | 0.028561 | 0.02531 | 0.026049 | 0.029507 | 0.036951 | 0.042412 | 0.047246 | 0.04798 | 0.046227 | 0.045195 | 0.043631 | 0.042705 | 0.040598 | 0.03609 | 0.034152 | 0.03392 | 0.031433 | 0.030601 | 0.030457 | 0.028565 | 0.028723 | 0.030731
Program Specific1-in-10Size: 20 kW to 199.99 kWOther2018Typical Event Day | Program Specific | 1-in-10 | Size: 20 kW to 199.99 kW | Other | 2018 | Typical Event Day | 8 | 15.8512 | 15.0075 | 14.4965 | 14.4172 | 14.8882 | 16.4604 | 18.816 | 21.7693 | 25.8564 | 29.1007 | 31.5551 | 33.1663 | 33.956 | 34.5949 | 34.6332 | 33.9132 | 32.6043 | 30.2045 | 27.1294 | 25.7457 | 24.7649 | 22.7755 | 20.034 | 17.7098 | 0 | 0 | 0 | 0 | 0 | 0 | 0 | 0 | 0 | 0 | 0 | 0 | 0 | 0 | 0.33016 | 0.32809 | 0.32373 | 0.23206 | 0 | 0 | 0 | 0 | 0 | 0 | 75.7132 | 74.3918 | 73.195 | 72.1219 | 71.1408 | 70.1055 | 69.3804 | 69.6534 | 72.6683 | 77.8393 | 82.8686 | 87.0668 | 90.0465 | 92.0345 | 93.2515 | 93.8656 | 93.8709 | 93.0985 | 91.8858 | 89.4444 | 85.8714 | 82.5749 | 80.2747 | 78.4788 | 0.036541 | 0.037268 | 0.035285 | 0.030787 | 0.031618 | 0.033881 | 0.039948 | 0.048127 | 0.057092 | 0.062613 | 0.065665 | 0.068379 | 0.070088 | 0.070703 | 0.069253 | 0.063558 | 0.058125 | 0.053588 | 0.047631 | 0.046115 | 0.045981 | 0.042139 | 0.039962 | 0.041395
Program Specific1-in-10Size: 20 kW to 199.99 kWOther2019January Monthly Peak | Program Specific | 1-in-10 | Size: 20 kW to 199.99 kW | Other | 2019 | January Monthly Peak | 1 | 11.4389 | 11.4317 | 11.3563 | 11.5386 | 11.7654 | 14.4758 | 18.4105 | 20.3033 | 22.5042 | 23.3935 | 22.99 | 22.7158 | 21.5726 | 21.3137 | 20.4946 | 19.0663 | 18.7975 | 18.4891 | 17.1718 | 16.1694 | 15.5469 | 14.4336 | 13.5526 | 12.5024 | 0 | 0 | 0 | 0 | 0 | 0 | 0 | 0 | 0 | 0 | 0 | 0 | 0 | 0 | 0.19538 | 0.18446 | 0.18664 | 0.14205 | 0 | 0 | 0 | 0 | 0 | 0 | 41.101 | 40.4657 | 39.9104 | 39.4724 | 39.3175 | 38.9724 | 38.5986 | 38.4712 | 39.0482 | 41.1499 | 43.6265 | 46.19 | 48.1282 | 49.0655 | 49.5596 | 49.4564 | 48.8851 | 47.8572 | 45.7232 | 44.0224 | 42.5976 | 41.4759 | 40.5867 | 39.8243 | 0.026369 | 0.028388 | 0.027642 | 0.02464 | 0.024986 | 0.029796 | 0.039087 | 0.044886 | 0.04969 | 0.050334 | 0.047841 | 0.046834 | 0.044528 | 0.043559 | 0.040981 | 0.035733 | 0.033511 | 0.032803 | 0.030148 | 0.028962 | 0.028866 | 0.026705 | 0.027034 | 0.029223
Program Specific1-in-10Size: 20 kW to 199.99 kWOther2019February Monthly Peak | Program Specific | 1-in-10 | Size: 20 kW to 199.99 kW | Other | 2019 | February Monthly Peak | 2 | 11.856 | 11.5284 | 11.3679 | 11.5217 | 11.934 | 13.6638 | 16.2571 | 17.7515 | 19.9219 | 21.1537 | 21.7028 | 22.02 | 21.8475 | 22.0494 | 21.833 | 21.0741 | 20.3117 | 19.616 | 18.9748 | 17.9338 | 17.0382 | 15.7423 | 14.2279 | 12.9032 | 0 | 0 | 0 | 0 | 0 | 0 | 0 | 0 | 0 | 0 | 0 | 0 | 0 | 0 | 0.20814 | 0.20388 | 0.20167 | 0.15071 | 0 | 0 | 0 | 0 | 0 | 0 | 48.9832 | 48.5193 | 48.0268 | 47.4858 | 46.9706 | 46.1252 | 45.7477 | 45.7345 | 46.6041 | 48.7826 | 50.9188 | 52.8123 | 54.3842 | 55.4407 | 56.4282 | 56.9739 | 56.5065 | 55.6794 | 53.6149 | 51.4834 | 49.7285 | 48.3025 | 47.414 | 46.4239 | 0.027331 | 0.028628 | 0.02767 | 0.024604 | 0.025344 | 0.028124 | 0.034515 | 0.039245 | 0.043988 | 0.045515 | 0.045163 | 0.045399 | 0.045095 | 0.045063 | 0.043657 | 0.039496 | 0.03621 | 0.034802 | 0.033314 | 0.032123 | 0.031635 | 0.029126 | 0.028381 | 0.03016
Program Specific1-in-10Size: 20 kW to 199.99 kWOther2019March Monthly Peak | Program Specific | 1-in-10 | Size: 20 kW to 199.99 kW | Other | 2019 | March Monthly Peak | 3 | 12.4791 | 11.9142 | 11.6362 | 11.6838 | 12.1272 | 13.3539 | 15.5626 | 17.0377 | 19.1495 | 20.9133 | 22.2297 | 23.1439 | 23.741 | 24.3894 | 24.5824 | 24.1469 | 23.1927 | 21.7402 | 20.4413 | 20.0441 | 18.9862 | 17.4662 | 15.4295 | 13.7998 | 0 | 0 | 0 | 0 | 0 | 0 | 0 | 0 | 0 | 0 | 0 | 0 | 0 | 0 | 0.23435 | 0.23361 | 0.23028 | 0.16703 | 0 | 0 | 0 | 0 | 0 | 0 | 56.3513 | 54.9144 | 54.0492 | 53.5855 | 52.603 | 51.8994 | 51.1941 | 51.015 | 52.3146 | 56.8088 | 62.3782 | 67.161 | 70.5123 | 72.3992 | 73.6734 | 74.4615 | 74.479 | 73.4039 | 71.6538 | 68.961 | 65.4992 | 62.4971 | 60.2399 | 58.552 | 0.028767 | 0.029586 | 0.028323 | 0.02495 | 0.025755 | 0.027487 | 0.033041 | 0.037667 | 0.042283 | 0.044997 | 0.046259 | 0.047716 | 0.049003 | 0.049845 | 0.049155 | 0.045255 | 0.041347 | 0.038571 | 0.035888 | 0.035903 | 0.035251 | 0.032316 | 0.030778 | 0.032255
Program Specific1-in-10Size: 20 kW to 199.99 kWOther2019April Monthly Peak | Program Specific | 1-in-10 | Size: 20 kW to 199.99 kW | Other | 2019 | April Monthly Peak | 4 | 13.4903 | 12.8064 | 12.408 | 12.3866 | 12.8571 | 13.9968 | 15.8145 | 17.8418 | 20.905 | 23.4293 | 25.5522 | 26.9623 | 27.8185 | 28.5142 | 28.6738 | 28.194 | 26.9266 | 24.9282 | 22.7462 | 22.2099 | 21.2481 | 19.5244 | 17.1081 | 15.1499 | 0 | 0 | 0 | 0 | 0 | 0 | 0 | 0 | 0 | 0 | 0 | 0 | 0 | 0 | 0.27335 | 0.27276 | 0.26735 | 0.19152 | 0 | 0 | 0 | 0 | 0 | 0 | 66.9273 | 65.498 | 63.8219 | 62.6264 | 61.4734 | 60.3576 | 59.7403 | 59.6921 | 63.1361 | 69.5057 | 75.8598 | 81.1435 | 84.2907 | 86.3332 | 87.5612 | 88.2366 | 88.0744 | 87.3945 | 85.3463 | 82.2399 | 78.1228 | 74.378 | 71.5874 | 69.9234 | 0.031098 | 0.031802 | 0.030202 | 0.026451 | 0.027305 | 0.02881 | 0.033576 | 0.039444 | 0.046159 | 0.050411 | 0.053173 | 0.055589 | 0.05742 | 0.058275 | 0.057336 | 0.05284 | 0.048003 | 0.044227 | 0.039935 | 0.039782 | 0.039451 | 0.036124 | 0.034126 | 0.035411
Program Specific1-in-10Size: 20 kW to 199.99 kWOther2019May Monthly Peak | Program Specific | 1-in-10 | Size: 20 kW to 199.99 kW | Other | 2019 | May Monthly Peak | 5 | 14.3067 | 13.5545 | 13.1239 | 13.0721 | 13.5854 | 14.8382 | 16.5044 | 19.1256 | 22.7659 | 25.5946 | 27.8849 | 29.3484 | 30.1041 | 30.6825 | 30.7257 | 30.1683 | 28.7958 | 26.6724 | 24.2232 | 23.2057 | 22.528 | 20.7804 | 18.1991 | 16.1338 | 0 | 0 | 0 | 0 | 0 | 0 | 0 | 0 | 0 | 0 | 0 | 0 | 0 | 0 | 0.29291 | 0.29186 | 0.28591 | 0.20493 | 0 | 0 | 0 | 0 | 0 | 0 | 73.3949 | 71.3487 | 69.8892 | 68.6042 | 67.2345 | 66.0258 | 65.2475 | 65.5759 | 69.2524 | 74.7363 | 80.0233 | 83.6304 | 86.9943 | 89.2176 | 90.3865 | 90.7356 | 90.2613 | 89.1713 | 87.7609 | 85.2641 | 81.3132 | 77.6613 | 75.0831 | 72.5722 | 0.03298 | 0.03366 | 0.031944 | 0.027915 | 0.028852 | 0.030542 | 0.03504 | 0.042282 | 0.050268 | 0.05507 | 0.058027 | 0.060508 | 0.062137 | 0.062707 | 0.061439 | 0.05654 | 0.051336 | 0.047322 | 0.042528 | 0.041566 | 0.041827 | 0.038448 | 0.036302 | 0.037711
Program Specific1-in-10Size: 20 kW to 199.99 kWOther2019June Monthly Peak | Program Specific | 1-in-10 | Size: 20 kW to 199.99 kW | Other | 2019 | June Monthly Peak | 6 | 15.0365 | 14.2624 | 13.7557 | 13.6716 | 14.0869 | 15.4251 | 17.3641 | 20.4554 | 24.3389 | 27.4244 | 29.7408 | 31.2747 | 31.9871 | 32.6216 | 32.6762 | 32.0491 | 30.7847 | 28.5681 | 25.927 | 24.3737 | 23.5592 | 21.7967 | 19.1269 | 16.9613 | 0 | 0 | 0 | 0 | 0 | 0 | 0 | 0 | 0 | 0 | 0 | 0 | 0 | 0 | 0.31151 | 0.31006 | 0.30566 | 0.21949 | 0 | 0 | 0 | 0 | 0 | 0 | 73.3065 | 71.7274 | 70.6113 | 69.2776 | 68.2814 | 66.7287 | 65.9052 | 66.8848 | 70.9816 | 76.1633 | 81.2595 | 85.2257 | 87.9872 | 89.6843 | 90.9114 | 91.6337 | 92.0346 | 91.4167 | 90.2872 | 88.1677 | 85.0991 | 81.2626 | 78.7311 | 76.7466 | 0.034663 | 0.035417 | 0.033482 | 0.029195 | 0.029917 | 0.03175 | 0.036866 | 0.045222 | 0.053741 | 0.059007 | 0.06189 | 0.064479 | 0.066024 | 0.06667 | 0.065339 | 0.060065 | 0.054881 | 0.050685 | 0.045519 | 0.043658 | 0.043742 | 0.040328 | 0.038153 | 0.039645
Program Specific1-in-10Size: 20 kW to 199.99 kWOther2019July Monthly Peak | Program Specific | 1-in-10 | Size: 20 kW to 199.99 kW | Other | 2019 | July Monthly Peak | 7 | 15.9127 | 15.0822 | 14.5633 | 14.4541 | 14.8873 | 16.5652 | 18.9508 | 22.1645 | 26.2395 | 29.4496 | 31.8498 | 33.4579 | 34.2113 | 34.8384 | 34.8851 | 34.145 | 32.8649 | 30.5141 | 27.4914 | 25.7524 | 24.8619 | 23.0139 | 20.245 | 17.9618 | 0 | 0 | 0 | 0 | 0 | 0 | 0 | 0 | 0 | 0 | 0 | 0 | 0 | 0 | 0.33257 | 0.33033 | 0.32631 | 0.23444 | 0 | 0 | 0 | 0 | 0 | 0 | 77.1198 | 75.8704 | 74.6459 | 73.4952 | 72.5835 | 71.5647 | 70.7294 | 71.0034 | 74.0823 | 79.0421 | 83.6624 | 87.4076 | 90.082 | 91.8327 | 93.161 | 93.7901 | 93.694 | 93.1803 | 92.2178 | 89.9301 | 86.257 | 82.7038 | 80.3712 | 78.6642 | 0.036683 | 0.037453 | 0.035448 | 0.030866 | 0.031616 | 0.034097 | 0.040234 | 0.049001 | 0.057938 | 0.063364 | 0.066278 | 0.068981 | 0.070615 | 0.0712 | 0.069756 | 0.063993 | 0.05859 | 0.054138 | 0.048266 | 0.046127 | 0.046161 | 0.04258 | 0.040383 | 0.041984
Program Specific1-in-10Size: 20 kW to 199.99 kWOther2019August Monthly Peak | Program Specific | 1-in-10 | Size: 20 kW to 199.99 kW | Other | 2019 | August Monthly Peak | 8 | 16.0417 | 15.1961 | 14.6746 | 14.5918 | 15.0596 | 16.7036 | 19.1596 | 22.2129 | 26.4507 | 29.8006 | 32.3144 | 33.9597 | 34.7213 | 35.3353 | 35.3298 | 34.5529 | 33.2215 | 30.7506 | 27.5763 | 26.1454 | 25.1273 | 23.101 | 20.3322 | 17.9704 | 0 | 0 | 0 | 0 | 0 | 0 | 0 | 0 | 0 | 0 | 0 | 0 | 0 | 0 | 0.33681 | 0.33428 | 0.32986 | 0.23626 | 0 | 0 | 0 | 0 | 0 | 0 | 76.3078 | 75.1157 | 73.9021 | 72.9423 | 71.8143 | 71.0876 | 70.5473 | 70.6419 | 73.3791 | 78.9027 | 83.9482 | 88.4747 | 91.602 | 93.6984 | 95.1853 | 96.1195 | 96.1758 | 95.2276 | 94.1481 | 91.7826 | 88.1314 | 85.2652 | 83.3313 | 81.5165 | 0.03698 | 0.037736 | 0.035719 | 0.03116 | 0.031982 | 0.034381 | 0.040678 | 0.049108 | 0.058404 | 0.064119 | 0.067245 | 0.070015 | 0.071668 | 0.072216 | 0.070646 | 0.064757 | 0.059225 | 0.054557 | 0.048415 | 0.046831 | 0.046654 | 0.042741 | 0.040557 | 0.042004
Program Specific1-in-10Size: 20 kW to 199.99 kWOther2019September Monthly Peak | Program Specific | 1-in-10 | Size: 20 kW to 199.99 kW | Other | 2019 | September Monthly Peak | 9 | 15.7374 | 14.988 | 14.5025 | 14.4055 | 14.9151 | 16.5339 | 19.1973 | 21.8681 | 26.0255 | 29.3755 | 31.9321 | 33.5297 | 34.323 | 34.9297 | 34.8311 | 33.9566 | 32.4936 | 29.8997 | 26.9435 | 26.1175 | 24.4826 | 22.4402 | 19.6525 | 17.5169 | 0 | 0 | 0 | 0 | 0 | 0 | 0 | 0 | 0 | 0 | 0 | 0 | 0 | 0 | 0.33205 | 0.32851 | 0.32263 | 0.22972 | 0 | 0 | 0 | 0 | 0 | 0 | 76.119 | 74.8537 | 73.6209 | 72.7724 | 71.884 | 71.0412 | 70.3398 | 70.0837 | 72.2301 | 77.2491 | 82.6041 | 87.1592 | 90.5146 | 92.9226 | 93.7485 | 93.9192 | 93.5793 | 92.5693 | 90.8899 | 87.8972 | 83.9981 | 81.0681 | 78.6652 | 76.9879 | 0.036278 | 0.037219 | 0.0353 | 0.030762 | 0.031675 | 0.034032 | 0.040757 | 0.048345 | 0.057465 | 0.063205 | 0.06645 | 0.069129 | 0.070846 | 0.071387 | 0.069648 | 0.06364 | 0.057928 | 0.053048 | 0.047304 | 0.046781 | 0.045457 | 0.041519 | 0.039201 | 0.040944
Program Specific1-in-10Size: 20 kW to 199.99 kWOther2019October Monthly Peak | Program Specific | 1-in-10 | Size: 20 kW to 199.99 kW | Other | 2019 | October Monthly Peak | 10 | 14.268 | 13.573 | 13.1969 | 13.1471 | 13.6192 | 14.9615 | 17.4302 | 19.4033 | 22.4839 | 25.3598 | 27.5296 | 29.0376 | 29.7805 | 30.4561 | 30.5537 | 29.8782 | 28.4438 | 26.2409 | 24.6266 | 23.6481 | 22.0387 | 20.2128 | 17.7131 | 15.8137 | 0 | 0 | 0 | 0 | 0 | 0 | 0 | 0 | 0 | 0 | 0 | 0 | 0 | 0 | 0.29127 | 0.28906 | 0.28242 | 0.20161 | 0 | 0 | 0 | 0 | 0 | 0 | 70.5906 | 69.1469 | 68.2525 | 67.0381 | 66.0174 | 64.9711 | 64.4564 | 63.8407 | 64.55 | 69.405 | 75.6027 | 81.444 | 85.8773 | 88.7645 | 89.8745 | 90.5338 | 90.5173 | 89.5883 | 87.16 | 82.9015 | 78.8141 | 75.7428 | 73.3789 | 71.65 | 0.032891 | 0.033705 | 0.032122 | 0.028075 | 0.028923 | 0.030796 | 0.037006 | 0.042896 | 0.049645 | 0.054564 | 0.057288 | 0.059867 | 0.061469 | 0.062244 | 0.061095 | 0.055996 | 0.050708 | 0.046556 | 0.043236 | 0.042358 | 0.040919 | 0.037398 | 0.035333 | 0.036963
Program Specific1-in-10Size: 20 kW to 199.99 kWOther2019November Monthly Peak | Program Specific | 1-in-10 | Size: 20 kW to 199.99 kW | Other | 2019 | November Monthly Peak | 11 | 13.0642 | 12.4227 | 12.1735 | 12.152 | 12.7005 | 13.7706 | 15.3074 | 17.242 | 20.0307 | 22.2605 | 24.0807 | 25.2093 | 25.9013 | 26.3852 | 26.3889 | 25.7553 | 24.65 | 24.0316 | 22.2168 | 21.0245 | 19.7038 | 18.1423 | 16.0224 | 14.3429 | 0 | 0 | 0 | 0 | 0 | 0 | 0 | 0 | 0 | 0 | 0 | 0 | 0 | 0 | 0.25157 | 0.24917 | 0.24475 | 0.18464 | 0 | 0 | 0 | 0 | 0 | 0 | 65.1715 | 63.8076 | 62.7767 | 61.3902 | 60.5203 | 59.6747 | 58.9627 | 58.6885 | 61.232 | 66.4204 | 72.6614 | 77.6218 | 80.79 | 82.4675 | 83.4963 | 83.6811 | 82.453 | 79.8619 | 76.3953 | 72.6426 | 70.0935 | 68.1518 | 66.4454 | 65.2393 | 0.030116 | 0.030849 | 0.029631 | 0.02595 | 0.026972 | 0.028344 | 0.032499 | 0.038118 | 0.044229 | 0.047896 | 0.050111 | 0.051974 | 0.053463 | 0.053924 | 0.052767 | 0.048269 | 0.043945 | 0.042637 | 0.039006 | 0.037659 | 0.036584 | 0.033567 | 0.03196 | 0.033525
Program Specific1-in-10Size: 20 kW to 199.99 kWOther2019December Monthly Peak | Program Specific | 1-in-10 | Size: 20 kW to 199.99 kW | Other | 2019 | December Monthly Peak | 12 | 12.0232 | 11.8335 | 11.7342 | 11.8525 | 12.2657 | 14.3354 | 17.4043 | 19.184 | 21.3973 | 22.2997 | 22.2143 | 21.9208 | 21.1382 | 20.8956 | 20.3028 | 19.2567 | 19.1573 | 19.1185 | 17.9035 | 17.0843 | 16.4041 | 15.439 | 14.3997 | 13.1477 | 0 | 0 | 0 | 0 | 0 | 0 | 0 | 0 | 0 | 0 | 0 | 0 | 0 | 0 | 0.19355 | 0.1863 | 0.19021 | 0.14689 | 0 | 0 | 0 | 0 | 0 | 0 | 42.2045 | 41.5663 | 41.3422 | 41.0714 | 40.7525 | 40.5801 | 40.7923 | 40.8529 | 41.5431 | 43.6081 | 45.8304 | 47.7392 | 48.8716 | 49.3992 | 49.3902 | 49.2988 | 48.9063 | 47.6591 | 46.4052 | 45.3527 | 44.4776 | 43.6177 | 43.2493 | 42.5435 | 0.027716 | 0.029386 | 0.028561 | 0.02531 | 0.026049 | 0.029507 | 0.036951 | 0.042412 | 0.047246 | 0.04798 | 0.046227 | 0.045195 | 0.043631 | 0.042705 | 0.040598 | 0.03609 | 0.034152 | 0.03392 | 0.031433 | 0.030601 | 0.030457 | 0.028565 | 0.028723 | 0.030731
Program Specific1-in-10Size: 20 kW to 199.99 kWOther2019Typical Event Day | Program Specific | 1-in-10 | Size: 20 kW to 199.99 kW | Other | 2019 | Typical Event Day | 8 | 15.8512 | 15.0075 | 14.4965 | 14.4172 | 14.8882 | 16.4604 | 18.816 | 21.7693 | 25.8564 | 29.1007 | 31.5551 | 33.1663 | 33.956 | 34.5949 | 34.6332 | 33.9132 | 32.6043 | 30.2045 | 27.1294 | 25.7457 | 24.7649 | 22.7755 | 20.034 | 17.7098 | 0 | 0 | 0 | 0 | 0 | 0 | 0 | 0 | 0 | 0 | 0 | 0 | 0 | 0 | 0.33016 | 0.32809 | 0.32373 | 0.23206 | 0 | 0 | 0 | 0 | 0 | 0 | 75.7132 | 74.3918 | 73.195 | 72.1219 | 71.1408 | 70.1055 | 69.3804 | 69.6534 | 72.6683 | 77.8393 | 82.8686 | 87.0668 | 90.0465 | 92.0345 | 93.2515 | 93.8656 | 93.8709 | 93.0985 | 91.8858 | 89.4444 | 85.8714 | 82.5749 | 80.2747 | 78.4788 | 0.036541 | 0.037268 | 0.035285 | 0.030787 | 0.031618 | 0.033881 | 0.039948 | 0.048127 | 0.057092 | 0.062613 | 0.065665 | 0.068379 | 0.070088 | 0.070703 | 0.069253 | 0.063558 | 0.058125 | 0.053588 | 0.047631 | 0.046115 | 0.045981 | 0.042139 | 0.039962 | 0.041395
Program Specific1-in-10Size: 20 kW to 199.99 kWOther2020January Monthly Peak | Program Specific | 1-in-10 | Size: 20 kW to 199.99 kW | Other | 2020 | January Monthly Peak | 1 | 11.4389 | 11.4317 | 11.3563 | 11.5386 | 11.7654 | 14.4758 | 18.4105 | 20.3033 | 22.5042 | 23.3935 | 22.99 | 22.7158 | 21.5726 | 21.3137 | 20.4946 | 19.0663 | 18.7975 | 18.4891 | 17.1718 | 16.1694 | 15.5469 | 14.4336 | 13.5526 | 12.5024 | 0 | 0 | 0 | 0 | 0 | 0 | 0 | 0 | 0 | 0 | 0 | 0 | 0 | 0 | 0.19538 | 0.18446 | 0.18664 | 0.14205 | 0 | 0 | 0 | 0 | 0 | 0 | 41.101 | 40.4657 | 39.9104 | 39.4724 | 39.3175 | 38.9724 | 38.5986 | 38.4712 | 39.0482 | 41.1499 | 43.6265 | 46.19 | 48.1282 | 49.0655 | 49.5596 | 49.4564 | 48.8851 | 47.8572 | 45.7232 | 44.0224 | 42.5976 | 41.4759 | 40.5867 | 39.8243 | 0.026369 | 0.028388 | 0.027642 | 0.02464 | 0.024986 | 0.029796 | 0.039087 | 0.044886 | 0.04969 | 0.050334 | 0.047841 | 0.046834 | 0.044528 | 0.043559 | 0.040981 | 0.035733 | 0.033511 | 0.032803 | 0.030148 | 0.028962 | 0.028866 | 0.026705 | 0.027034 | 0.029223
Program Specific1-in-10Size: 20 kW to 199.99 kWOther2020February Monthly Peak | Program Specific | 1-in-10 | Size: 20 kW to 199.99 kW | Other | 2020 | February Monthly Peak | 2 | 11.856 | 11.5284 | 11.3679 | 11.5217 | 11.934 | 13.6638 | 16.2571 | 17.7515 | 19.9219 | 21.1537 | 21.7029 | 22.02 | 21.8475 | 22.0494 | 21.833 | 21.0741 | 20.3117 | 19.616 | 18.9748 | 17.9338 | 17.0382 | 15.7423 | 14.2279 | 12.9032 | 0 | 0 | 0 | 0 | 0 | 0 | 0 | 0 | 0 | 0 | 0 | 0 | 0 | 0 | 0.20814 | 0.20388 | 0.20167 | 0.15071 | 0 | 0 | 0 | 0 | 0 | 0 | 48.9832 | 48.5193 | 48.0268 | 47.4858 | 46.9706 | 46.1252 | 45.7477 | 45.7345 | 46.6041 | 48.7826 | 50.9188 | 52.8123 | 54.3842 | 55.4407 | 56.4282 | 56.9739 | 56.5064 | 55.6794 | 53.6149 | 51.4834 | 49.7285 | 48.3025 | 47.414 | 46.4239 | 0.027331 | 0.028628 | 0.02767 | 0.024604 | 0.025344 | 0.028124 | 0.034515 | 0.039245 | 0.043988 | 0.045515 | 0.045163 | 0.045399 | 0.045095 | 0.045063 | 0.043657 | 0.039496 | 0.03621 | 0.034802 | 0.033314 | 0.032123 | 0.031635 | 0.029126 | 0.028381 | 0.03016
Program Specific1-in-10Size: 20 kW to 199.99 kWOther2020March Monthly Peak | Program Specific | 1-in-10 | Size: 20 kW to 199.99 kW | Other | 2020 | March Monthly Peak | 3 | 12.4791 | 11.9142 | 11.6362 | 11.6838 | 12.1272 | 13.3539 | 15.5626 | 17.0377 | 19.1495 | 20.9133 | 22.2297 | 23.1439 | 23.741 | 24.3894 | 24.5824 | 24.1469 | 23.1927 | 21.7402 | 20.4413 | 20.0441 | 18.9862 | 17.4662 | 15.4295 | 13.7998 | 0 | 0 | 0 | 0 | 0 | 0 | 0 | 0 | 0 | 0 | 0 | 0 | 0 | 0 | 0.23435 | 0.23361 | 0.23028 | 0.16703 | 0 | 0 | 0 | 0 | 0 | 0 | 56.3513 | 54.9144 | 54.0492 | 53.5855 | 52.603 | 51.8994 | 51.1941 | 51.015 | 52.3146 | 56.8088 | 62.3782 | 67.161 | 70.5123 | 72.3992 | 73.6734 | 74.4615 | 74.479 | 73.4039 | 71.6538 | 68.961 | 65.4992 | 62.4971 | 60.2399 | 58.552 | 0.028767 | 0.029586 | 0.028323 | 0.02495 | 0.025755 | 0.027487 | 0.033041 | 0.037667 | 0.042283 | 0.044997 | 0.046259 | 0.047716 | 0.049003 | 0.049845 | 0.049155 | 0.045255 | 0.041347 | 0.038571 | 0.035888 | 0.035903 | 0.035251 | 0.032316 | 0.030778 | 0.032255
Program Specific1-in-10Size: 20 kW to 199.99 kWOther2020April Monthly Peak | Program Specific | 1-in-10 | Size: 20 kW to 199.99 kW | Other | 2020 | April Monthly Peak | 4 | 13.4903 | 12.8064 | 12.408 | 12.3866 | 12.8571 | 13.9968 | 15.8145 | 17.8418 | 20.905 | 23.4293 | 25.5522 | 26.9623 | 27.8185 | 28.5142 | 28.6738 | 28.194 | 26.9266 | 24.9282 | 22.7462 | 22.2099 | 21.2481 | 19.5244 | 17.1081 | 15.1499 | 0 | 0 | 0 | 0 | 0 | 0 | 0 | 0 | 0 | 0 | 0 | 0 | 0 | 0 | 0.27335 | 0.27276 | 0.26735 | 0.19152 | 0 | 0 | 0 | 0 | 0 | 0 | 66.9273 | 65.498 | 63.8219 | 62.6264 | 61.4734 | 60.3576 | 59.7403 | 59.6921 | 63.1361 | 69.5057 | 75.8598 | 81.1435 | 84.2907 | 86.3332 | 87.5612 | 88.2366 | 88.0744 | 87.3945 | 85.3463 | 82.2399 | 78.1228 | 74.378 | 71.5874 | 69.9234 | 0.031098 | 0.031802 | 0.030202 | 0.026451 | 0.027305 | 0.02881 | 0.033576 | 0.039444 | 0.046159 | 0.050411 | 0.053173 | 0.055589 | 0.05742 | 0.058275 | 0.057336 | 0.05284 | 0.048003 | 0.044227 | 0.039935 | 0.039782 | 0.039451 | 0.036124 | 0.034126 | 0.035411
Program Specific1-in-10Size: 20 kW to 199.99 kWOther2020May Monthly Peak | Program Specific | 1-in-10 | Size: 20 kW to 199.99 kW | Other | 2020 | May Monthly Peak | 5 | 14.3067 | 13.5545 | 13.1239 | 13.0721 | 13.5854 | 14.8382 | 16.5044 | 19.1256 | 22.7659 | 25.5946 | 27.8849 | 29.3484 | 30.1041 | 30.6825 | 30.7257 | 30.1683 | 28.7958 | 26.6724 | 24.2232 | 23.2057 | 22.528 | 20.7804 | 18.1991 | 16.1338 | 0 | 0 | 0 | 0 | 0 | 0 | 0 | 0 | 0 | 0 | 0 | 0 | 0 | 0 | 0.29291 | 0.29186 | 0.28591 | 0.20493 | 0 | 0 | 0 | 0 | 0 | 0 | 73.3949 | 71.3487 | 69.8892 | 68.6042 | 67.2345 | 66.0258 | 65.2475 | 65.5759 | 69.2524 | 74.7363 | 80.0233 | 83.6304 | 86.9943 | 89.2176 | 90.3865 | 90.7356 | 90.2613 | 89.1713 | 87.7609 | 85.2641 | 81.3132 | 77.6613 | 75.0831 | 72.5722 | 0.03298 | 0.03366 | 0.031944 | 0.027915 | 0.028852 | 0.030542 | 0.03504 | 0.042282 | 0.050268 | 0.05507 | 0.058027 | 0.060508 | 0.062137 | 0.062707 | 0.061439 | 0.05654 | 0.051336 | 0.047322 | 0.042528 | 0.041566 | 0.041827 | 0.038448 | 0.036302 | 0.037711
Program Specific1-in-10Size: 20 kW to 199.99 kWOther2020June Monthly Peak | Program Specific | 1-in-10 | Size: 20 kW to 199.99 kW | Other | 2020 | June Monthly Peak | 6 | 15.0365 | 14.2624 | 13.7557 | 13.6716 | 14.0869 | 15.4251 | 17.3641 | 20.4554 | 24.3389 | 27.4244 | 29.7408 | 31.2747 | 31.9871 | 32.6216 | 32.6762 | 32.0491 | 30.7847 | 28.5681 | 25.927 | 24.3737 | 23.5592 | 21.7967 | 19.1269 | 16.9613 | 0 | 0 | 0 | 0 | 0 | 0 | 0 | 0 | 0 | 0 | 0 | 0 | 0 | 0 | 0.31151 | 0.31006 | 0.30566 | 0.21949 | 0 | 0 | 0 | 0 | 0 | 0 | 73.3065 | 71.7274 | 70.6113 | 69.2776 | 68.2814 | 66.7287 | 65.9052 | 66.8848 | 70.9816 | 76.1633 | 81.2595 | 85.2257 | 87.9872 | 89.6843 | 90.9114 | 91.6337 | 92.0346 | 91.4167 | 90.2872 | 88.1677 | 85.0991 | 81.2626 | 78.7311 | 76.7466 | 0.034663 | 0.035417 | 0.033482 | 0.029195 | 0.029917 | 0.03175 | 0.036866 | 0.045222 | 0.053741 | 0.059007 | 0.06189 | 0.064479 | 0.066024 | 0.06667 | 0.065339 | 0.060065 | 0.054881 | 0.050685 | 0.045519 | 0.043658 | 0.043742 | 0.040328 | 0.038153 | 0.039645
Program Specific1-in-10Size: 20 kW to 199.99 kWOther2020July Monthly Peak | Program Specific | 1-in-10 | Size: 20 kW to 199.99 kW | Other | 2020 | July Monthly Peak | 7 | 15.9127 | 15.0822 | 14.5633 | 14.4541 | 14.8873 | 16.5652 | 18.9508 | 22.1645 | 26.2395 | 29.4496 | 31.8498 | 33.4579 | 34.2113 | 34.8384 | 34.8851 | 34.145 | 32.8649 | 30.5141 | 27.4914 | 25.7524 | 24.8619 | 23.0139 | 20.245 | 17.9618 | 0 | 0 | 0 | 0 | 0 | 0 | 0 | 0 | 0 | 0 | 0 | 0 | 0 | 0 | 0.33257 | 0.33033 | 0.32631 | 0.23444 | 0 | 0 | 0 | 0 | 0 | 0 | 77.1198 | 75.8704 | 74.6459 | 73.4952 | 72.5835 | 71.5647 | 70.7294 | 71.0034 | 74.0823 | 79.0421 | 83.6624 | 87.4076 | 90.082 | 91.8327 | 93.161 | 93.7901 | 93.694 | 93.1803 | 92.2178 | 89.9301 | 86.257 | 82.7038 | 80.3712 | 78.6642 | 0.036683 | 0.037453 | 0.035448 | 0.030866 | 0.031616 | 0.034097 | 0.040234 | 0.049001 | 0.057938 | 0.063364 | 0.066278 | 0.068981 | 0.070615 | 0.0712 | 0.069756 | 0.063993 | 0.05859 | 0.054138 | 0.048266 | 0.046127 | 0.046161 | 0.04258 | 0.040383 | 0.041984
Program Specific1-in-10Size: 20 kW to 199.99 kWOther2020August Monthly Peak | Program Specific | 1-in-10 | Size: 20 kW to 199.99 kW | Other | 2020 | August Monthly Peak | 8 | 16.0417 | 15.1961 | 14.6746 | 14.5918 | 15.0596 | 16.7036 | 19.1596 | 22.2129 | 26.4507 | 29.8006 | 32.3144 | 33.9597 | 34.7213 | 35.3353 | 35.3298 | 34.5529 | 33.2215 | 30.7506 | 27.5763 | 26.1454 | 25.1273 | 23.101 | 20.3322 | 17.9704 | 0 | 0 | 0 | 0 | 0 | 0 | 0 | 0 | 0 | 0 | 0 | 0 | 0 | 0 | 0.33681 | 0.33428 | 0.32986 | 0.23626 | 0 | 0 | 0 | 0 | 0 | 0 | 76.3078 | 75.1157 | 73.9021 | 72.9423 | 71.8143 | 71.0876 | 70.5473 | 70.6419 | 73.3791 | 78.9027 | 83.9482 | 88.4747 | 91.602 | 93.6984 | 95.1853 | 96.1195 | 96.1758 | 95.2276 | 94.1481 | 91.7826 | 88.1314 | 85.2652 | 83.3313 | 81.5165 | 0.03698 | 0.037736 | 0.035719 | 0.03116 | 0.031982 | 0.034381 | 0.040678 | 0.049108 | 0.058404 | 0.064119 | 0.067245 | 0.070015 | 0.071668 | 0.072216 | 0.070646 | 0.064757 | 0.059225 | 0.054557 | 0.048415 | 0.046831 | 0.046654 | 0.042741 | 0.040557 | 0.042004
Program Specific1-in-10Size: 20 kW to 199.99 kWOther2020September Monthly Peak | Program Specific | 1-in-10 | Size: 20 kW to 199.99 kW | Other | 2020 | September Monthly Peak | 9 | 15.7374 | 14.988 | 14.5025 | 14.4055 | 14.9151 | 16.5339 | 19.1973 | 21.8681 | 26.0255 | 29.3755 | 31.9321 | 33.5297 | 34.323 | 34.9297 | 34.8311 | 33.9566 | 32.4936 | 29.8997 | 26.9435 | 26.1175 | 24.4826 | 22.4402 | 19.6525 | 17.5169 | 0 | 0 | 0 | 0 | 0 | 0 | 0 | 0 | 0 | 0 | 0 | 0 | 0 | 0 | 0.33205 | 0.32851 | 0.32263 | 0.22972 | 0 | 0 | 0 | 0 | 0 | 0 | 76.119 | 74.8537 | 73.6209 | 72.7724 | 71.884 | 71.0412 | 70.3398 | 70.0837 | 72.2301 | 77.2491 | 82.6041 | 87.1592 | 90.5146 | 92.9226 | 93.7485 | 93.9192 | 93.5793 | 92.5693 | 90.8899 | 87.8972 | 83.9981 | 81.0681 | 78.6652 | 76.9879 | 0.036278 | 0.037219 | 0.0353 | 0.030762 | 0.031675 | 0.034032 | 0.040757 | 0.048345 | 0.057465 | 0.063205 | 0.06645 | 0.069129 | 0.070846 | 0.071387 | 0.069648 | 0.06364 | 0.057928 | 0.053048 | 0.047304 | 0.046781 | 0.045457 | 0.041519 | 0.039201 | 0.040944
Program Specific1-in-10Size: 20 kW to 199.99 kWOther2020October Monthly Peak | Program Specific | 1-in-10 | Size: 20 kW to 199.99 kW | Other | 2020 | October Monthly Peak | 10 | 14.268 | 13.573 | 13.1969 | 13.1471 | 13.6192 | 14.9615 | 17.4302 | 19.4033 | 22.4839 | 25.3598 | 27.5296 | 29.0376 | 29.7805 | 30.4561 | 30.5537 | 29.8782 | 28.4438 | 26.2409 | 24.6266 | 23.6481 | 22.0387 | 20.2128 | 17.7131 | 15.8137 | 0 | 0 | 0 | 0 | 0 | 0 | 0 | 0 | 0 | 0 | 0 | 0 | 0 | 0 | 0.29127 | 0.28906 | 0.28242 | 0.20161 | 0 | 0 | 0 | 0 | 0 | 0 | 70.5906 | 69.1469 | 68.2525 | 67.0381 | 66.0174 | 64.9711 | 64.4564 | 63.8407 | 64.55 | 69.405 | 75.6027 | 81.444 | 85.8773 | 88.7645 | 89.8745 | 90.5338 | 90.5173 | 89.5883 | 87.16 | 82.9015 | 78.8141 | 75.7428 | 73.3789 | 71.65 | 0.032891 | 0.033705 | 0.032122 | 0.028075 | 0.028923 | 0.030796 | 0.037006 | 0.042896 | 0.049645 | 0.054564 | 0.057288 | 0.059867 | 0.061469 | 0.062244 | 0.061095 | 0.055996 | 0.050708 | 0.046556 | 0.043236 | 0.042358 | 0.040919 | 0.037398 | 0.035333 | 0.036963
Program Specific1-in-10Size: 20 kW to 199.99 kWOther2020November Monthly Peak | Program Specific | 1-in-10 | Size: 20 kW to 199.99 kW | Other | 2020 | November Monthly Peak | 11 | 13.0642 | 12.4227 | 12.1735 | 12.152 | 12.7005 | 13.7706 | 15.3074 | 17.242 | 20.0307 | 22.2605 | 24.0807 | 25.2093 | 25.9013 | 26.3852 | 26.3889 | 25.7553 | 24.65 | 24.0316 | 22.2168 | 21.0245 | 19.7038 | 18.1423 | 16.0224 | 14.3429 | 0 | 0 | 0 | 0 | 0 | 0 | 0 | 0 | 0 | 0 | 0 | 0 | 0 | 0 | 0.25157 | 0.24917 | 0.24475 | 0.18464 | 0 | 0 | 0 | 0 | 0 | 0 | 65.1715 | 63.8076 | 62.7767 | 61.3902 | 60.5203 | 59.6747 | 58.9627 | 58.6885 | 61.232 | 66.4204 | 72.6614 | 77.6218 | 80.79 | 82.4675 | 83.4963 | 83.6811 | 82.453 | 79.8619 | 76.3953 | 72.6426 | 70.0935 | 68.1518 | 66.4454 | 65.2393 | 0.030116 | 0.030849 | 0.029631 | 0.02595 | 0.026972 | 0.028344 | 0.032499 | 0.038118 | 0.044229 | 0.047896 | 0.050111 | 0.051974 | 0.053463 | 0.053924 | 0.052767 | 0.048269 | 0.043945 | 0.042637 | 0.039006 | 0.037659 | 0.036584 | 0.033567 | 0.03196 | 0.033525
Program Specific1-in-10Size: 20 kW to 199.99 kWOther2020December Monthly Peak | Program Specific | 1-in-10 | Size: 20 kW to 199.99 kW | Other | 2020 | December Monthly Peak | 12 | 12.0232 | 11.8335 | 11.7342 | 11.8525 | 12.2657 | 14.3354 | 17.4043 | 19.184 | 21.3973 | 22.2997 | 22.2143 | 21.9208 | 21.1382 | 20.8956 | 20.3028 | 19.2567 | 19.1573 | 19.1185 | 17.9035 | 17.0843 | 16.4041 | 15.439 | 14.3997 | 13.1477 | 0 | 0 | 0 | 0 | 0 | 0 | 0 | 0 | 0 | 0 | 0 | 0 | 0 | 0 | 0.19355 | 0.1863 | 0.19021 | 0.14689 | 0 | 0 | 0 | 0 | 0 | 0 | 42.2045 | 41.5663 | 41.3422 | 41.0714 | 40.7525 | 40.5801 | 40.7923 | 40.8529 | 41.5431 | 43.6081 | 45.8304 | 47.7392 | 48.8716 | 49.3992 | 49.3902 | 49.2988 | 48.9063 | 47.6591 | 46.4052 | 45.3527 | 44.4776 | 43.6177 | 43.2493 | 42.5435 | 0.027716 | 0.029386 | 0.028561 | 0.02531 | 0.026049 | 0.029507 | 0.036951 | 0.042412 | 0.047246 | 0.04798 | 0.046227 | 0.045195 | 0.043631 | 0.042705 | 0.040598 | 0.03609 | 0.034152 | 0.03392 | 0.031433 | 0.030601 | 0.030457 | 0.028565 | 0.028723 | 0.030731
Program Specific1-in-10Size: 20 kW to 199.99 kWOther2020Typical Event Day | Program Specific | 1-in-10 | Size: 20 kW to 199.99 kW | Other | 2020 | Typical Event Day | 8 | 15.8512 | 15.0075 | 14.4965 | 14.4172 | 14.8882 | 16.4604 | 18.816 | 21.7693 | 25.8564 | 29.1007 | 31.5551 | 33.1663 | 33.956 | 34.5949 | 34.6332 | 33.9132 | 32.6043 | 30.2045 | 27.1294 | 25.7457 | 24.7649 | 22.7755 | 20.034 | 17.7098 | 0 | 0 | 0 | 0 | 0 | 0 | 0 | 0 | 0 | 0 | 0 | 0 | 0 | 0 | 0.33016 | 0.32809 | 0.32373 | 0.23206 | 0 | 0 | 0 | 0 | 0 | 0 | 75.7132 | 74.3918 | 73.195 | 72.1219 | 71.1408 | 70.1055 | 69.3804 | 69.6534 | 72.6683 | 77.8393 | 82.8686 | 87.0668 | 90.0465 | 92.0345 | 93.2515 | 93.8656 | 93.8709 | 93.0985 | 91.8858 | 89.4444 | 85.8714 | 82.5749 | 80.2747 | 78.4788 | 0.036541 | 0.037268 | 0.035285 | 0.030787 | 0.031618 | 0.033881 | 0.039948 | 0.048127 | 0.057092 | 0.062613 | 0.065665 | 0.068379 | 0.070088 | 0.070703 | 0.069253 | 0.063558 | 0.058125 | 0.053588 | 0.047631 | 0.046115 | 0.045981 | 0.042139 | 0.039962 | 0.041395
Program Specific1-in-10Size: 20 kW to 199.99 kWOther2021January Monthly Peak | Program Specific | 1-in-10 | Size: 20 kW to 199.99 kW | Other | 2021 | January Monthly Peak | 1 | 11.4389 | 11.4317 | 11.3563 | 11.5386 | 11.7654 | 14.4758 | 18.4105 | 20.3033 | 22.5042 | 23.3935 | 22.99 | 22.7158 | 21.5726 | 21.3137 | 20.4946 | 19.0663 | 18.7975 | 18.4891 | 17.1718 | 16.1694 | 15.5469 | 14.4336 | 13.5526 | 12.5024 | 0 | 0 | 0 | 0 | 0 | 0 | 0 | 0 | 0 | 0 | 0 | 0 | 0 | 0 | 0.19538 | 0.18446 | 0.18664 | 0.14205 | 0 | 0 | 0 | 0 | 0 | 0 | 41.101 | 40.4657 | 39.9104 | 39.4724 | 39.3175 | 38.9724 | 38.5986 | 38.4712 | 39.0482 | 41.1499 | 43.6265 | 46.19 | 48.1282 | 49.0655 | 49.5596 | 49.4564 | 48.8851 | 47.8572 | 45.7232 | 44.0224 | 42.5976 | 41.4759 | 40.5867 | 39.8243 | 0.026369 | 0.028388 | 0.027642 | 0.02464 | 0.024986 | 0.029796 | 0.039087 | 0.044886 | 0.04969 | 0.050334 | 0.047841 | 0.046834 | 0.044528 | 0.043559 | 0.040981 | 0.035733 | 0.033511 | 0.032803 | 0.030148 | 0.028962 | 0.028866 | 0.026705 | 0.027034 | 0.029223
Program Specific1-in-10Size: 20 kW to 199.99 kWOther2021February Monthly Peak | Program Specific | 1-in-10 | Size: 20 kW to 199.99 kW | Other | 2021 | February Monthly Peak | 2 | 11.856 | 11.5284 | 11.3679 | 11.5217 | 11.934 | 13.6638 | 16.2571 | 17.7515 | 19.9219 | 21.1537 | 21.7029 | 22.02 | 21.8475 | 22.0494 | 21.833 | 21.0741 | 20.3117 | 19.616 | 18.9748 | 17.9338 | 17.0382 | 15.7423 | 14.2279 | 12.9032 | 0 | 0 | 0 | 0 | 0 | 0 | 0 | 0 | 0 | 0 | 0 | 0 | 0 | 0 | 0.20814 | 0.20388 | 0.20167 | 0.15071 | 0 | 0 | 0 | 0 | 0 | 0 | 48.9832 | 48.5193 | 48.0268 | 47.4858 | 46.9706 | 46.1252 | 45.7477 | 45.7345 | 46.6041 | 48.7826 | 50.9188 | 52.8123 | 54.3842 | 55.4407 | 56.4282 | 56.9739 | 56.5064 | 55.6794 | 53.6149 | 51.4834 | 49.7285 | 48.3025 | 47.414 | 46.4239 | 0.027331 | 0.028628 | 0.02767 | 0.024604 | 0.025344 | 0.028124 | 0.034515 | 0.039245 | 0.043988 | 0.045515 | 0.045163 | 0.045399 | 0.045095 | 0.045063 | 0.043657 | 0.039496 | 0.03621 | 0.034802 | 0.033314 | 0.032123 | 0.031635 | 0.029126 | 0.028381 | 0.03016
Program Specific1-in-10Size: 20 kW to 199.99 kWOther2021March Monthly Peak | Program Specific | 1-in-10 | Size: 20 kW to 199.99 kW | Other | 2021 | March Monthly Peak | 3 | 12.4791 | 11.9142 | 11.6362 | 11.6838 | 12.1272 | 13.3539 | 15.5626 | 17.0377 | 19.1495 | 20.9133 | 22.2297 | 23.1439 | 23.741 | 24.3894 | 24.5824 | 24.1469 | 23.1927 | 21.7402 | 20.4413 | 20.0441 | 18.9862 | 17.4662 | 15.4295 | 13.7998 | 0 | 0 | 0 | 0 | 0 | 0 | 0 | 0 | 0 | 0 | 0 | 0 | 0 | 0 | 0.23435 | 0.23361 | 0.23028 | 0.16703 | 0 | 0 | 0 | 0 | 0 | 0 | 56.3513 | 54.9144 | 54.0492 | 53.5855 | 52.603 | 51.8994 | 51.1941 | 51.015 | 52.3146 | 56.8088 | 62.3782 | 67.161 | 70.5123 | 72.3992 | 73.6734 | 74.4615 | 74.479 | 73.4039 | 71.6538 | 68.961 | 65.4992 | 62.4971 | 60.2399 | 58.552 | 0.028767 | 0.029586 | 0.028323 | 0.02495 | 0.025755 | 0.027487 | 0.033041 | 0.037667 | 0.042283 | 0.044997 | 0.046259 | 0.047716 | 0.049003 | 0.049845 | 0.049155 | 0.045255 | 0.041347 | 0.038571 | 0.035888 | 0.035903 | 0.035251 | 0.032316 | 0.030778 | 0.032255
Program Specific1-in-10Size: 20 kW to 199.99 kWOther2021April Monthly Peak | Program Specific | 1-in-10 | Size: 20 kW to 199.99 kW | Other | 2021 | April Monthly Peak | 4 | 13.4903 | 12.8064 | 12.408 | 12.3866 | 12.8571 | 13.9968 | 15.8145 | 17.8418 | 20.905 | 23.4293 | 25.5522 | 26.9623 | 27.8185 | 28.5142 | 28.6738 | 28.194 | 26.9266 | 24.9282 | 22.7462 | 22.2099 | 21.2481 | 19.5244 | 17.1081 | 15.1499 | 0 | 0 | 0 | 0 | 0 | 0 | 0 | 0 | 0 | 0 | 0 | 0 | 0 | 0 | 0.27335 | 0.27276 | 0.26735 | 0.19152 | 0 | 0 | 0 | 0 | 0 | 0 | 66.9273 | 65.498 | 63.8219 | 62.6264 | 61.4734 | 60.3576 | 59.7403 | 59.6921 | 63.1361 | 69.5057 | 75.8598 | 81.1435 | 84.2907 | 86.3332 | 87.5612 | 88.2366 | 88.0744 | 87.3945 | 85.3463 | 82.2399 | 78.1228 | 74.378 | 71.5874 | 69.9234 | 0.031098 | 0.031802 | 0.030202 | 0.026451 | 0.027305 | 0.02881 | 0.033576 | 0.039444 | 0.046159 | 0.050411 | 0.053173 | 0.055589 | 0.05742 | 0.058275 | 0.057336 | 0.05284 | 0.048003 | 0.044227 | 0.039935 | 0.039782 | 0.039451 | 0.036124 | 0.034126 | 0.035411
Program Specific1-in-10Size: 20 kW to 199.99 kWOther2021May Monthly Peak | Program Specific | 1-in-10 | Size: 20 kW to 199.99 kW | Other | 2021 | May Monthly Peak | 5 | 14.3067 | 13.5545 | 13.1239 | 13.0721 | 13.5854 | 14.8382 | 16.5044 | 19.1256 | 22.7659 | 25.5946 | 27.8849 | 29.3484 | 30.1041 | 30.6825 | 30.7257 | 30.1683 | 28.7958 | 26.6724 | 24.2232 | 23.2057 | 22.528 | 20.7804 | 18.1991 | 16.1338 | 0 | 0 | 0 | 0 | 0 | 0 | 0 | 0 | 0 | 0 | 0 | 0 | 0 | 0 | 0.29291 | 0.29186 | 0.28591 | 0.20493 | 0 | 0 | 0 | 0 | 0 | 0 | 73.3949 | 71.3487 | 69.8892 | 68.6042 | 67.2345 | 66.0258 | 65.2475 | 65.5759 | 69.2524 | 74.7363 | 80.0233 | 83.6304 | 86.9943 | 89.2176 | 90.3865 | 90.7356 | 90.2613 | 89.1713 | 87.7609 | 85.2641 | 81.3132 | 77.6613 | 75.0831 | 72.5722 | 0.03298 | 0.03366 | 0.031944 | 0.027915 | 0.028852 | 0.030542 | 0.03504 | 0.042282 | 0.050268 | 0.05507 | 0.058027 | 0.060508 | 0.062137 | 0.062707 | 0.061439 | 0.05654 | 0.051336 | 0.047322 | 0.042528 | 0.041566 | 0.041827 | 0.038448 | 0.036302 | 0.037711
Program Specific1-in-10Size: 20 kW to 199.99 kWOther2021June Monthly Peak | Program Specific | 1-in-10 | Size: 20 kW to 199.99 kW | Other | 2021 | June Monthly Peak | 6 | 15.0365 | 14.2624 | 13.7557 | 13.6716 | 14.0869 | 15.4251 | 17.3641 | 20.4554 | 24.3389 | 27.4244 | 29.7408 | 31.2747 | 31.9871 | 32.6216 | 32.6762 | 32.0491 | 30.7847 | 28.5681 | 25.927 | 24.3737 | 23.5592 | 21.7967 | 19.1269 | 16.9613 | 0 | 0 | 0 | 0 | 0 | 0 | 0 | 0 | 0 | 0 | 0 | 0 | 0 | 0 | 0.31151 | 0.31006 | 0.30566 | 0.21949 | 0 | 0 | 0 | 0 | 0 | 0 | 73.3065 | 71.7274 | 70.6113 | 69.2776 | 68.2814 | 66.7287 | 65.9052 | 66.8848 | 70.9816 | 76.1633 | 81.2595 | 85.2257 | 87.9872 | 89.6843 | 90.9114 | 91.6337 | 92.0346 | 91.4167 | 90.2872 | 88.1677 | 85.0991 | 81.2626 | 78.7311 | 76.7466 | 0.034663 | 0.035417 | 0.033482 | 0.029195 | 0.029917 | 0.03175 | 0.036866 | 0.045222 | 0.053741 | 0.059007 | 0.06189 | 0.064479 | 0.066024 | 0.06667 | 0.065339 | 0.060065 | 0.054881 | 0.050685 | 0.045519 | 0.043658 | 0.043742 | 0.040328 | 0.038153 | 0.039645
Program Specific1-in-10Size: 20 kW to 199.99 kWOther2021July Monthly Peak | Program Specific | 1-in-10 | Size: 20 kW to 199.99 kW | Other | 2021 | July Monthly Peak | 7 | 15.9127 | 15.0822 | 14.5633 | 14.4541 | 14.8873 | 16.5652 | 18.9508 | 22.1645 | 26.2395 | 29.4496 | 31.8498 | 33.4579 | 34.2113 | 34.8384 | 34.8851 | 34.145 | 32.8649 | 30.5141 | 27.4914 | 25.7524 | 24.8619 | 23.0139 | 20.245 | 17.9618 | 0 | 0 | 0 | 0 | 0 | 0 | 0 | 0 | 0 | 0 | 0 | 0 | 0 | 0 | 0.33257 | 0.33033 | 0.32631 | 0.23444 | 0 | 0 | 0 | 0 | 0 | 0 | 77.1198 | 75.8704 | 74.6459 | 73.4952 | 72.5835 | 71.5647 | 70.7294 | 71.0034 | 74.0823 | 79.0421 | 83.6624 | 87.4076 | 90.082 | 91.8327 | 93.161 | 93.7901 | 93.694 | 93.1803 | 92.2178 | 89.9301 | 86.257 | 82.7038 | 80.3712 | 78.6642 | 0.036683 | 0.037453 | 0.035448 | 0.030866 | 0.031616 | 0.034097 | 0.040234 | 0.049001 | 0.057938 | 0.063364 | 0.066278 | 0.068981 | 0.070615 | 0.0712 | 0.069756 | 0.063993 | 0.05859 | 0.054138 | 0.048266 | 0.046127 | 0.046161 | 0.04258 | 0.040383 | 0.041984
Program Specific1-in-10Size: 20 kW to 199.99 kWOther2021August Monthly Peak | Program Specific | 1-in-10 | Size: 20 kW to 199.99 kW | Other | 2021 | August Monthly Peak | 8 | 16.0417 | 15.1961 | 14.6746 | 14.5918 | 15.0596 | 16.7036 | 19.1596 | 22.2129 | 26.4507 | 29.8006 | 32.3144 | 33.9597 | 34.7213 | 35.3353 | 35.3298 | 34.5529 | 33.2215 | 30.7506 | 27.5763 | 26.1454 | 25.1273 | 23.101 | 20.3322 | 17.9704 | 0 | 0 | 0 | 0 | 0 | 0 | 0 | 0 | 0 | 0 | 0 | 0 | 0 | 0 | 0.33681 | 0.33428 | 0.32986 | 0.23626 | 0 | 0 | 0 | 0 | 0 | 0 | 76.3078 | 75.1157 | 73.9021 | 72.9423 | 71.8143 | 71.0876 | 70.5473 | 70.6419 | 73.3791 | 78.9027 | 83.9482 | 88.4747 | 91.602 | 93.6984 | 95.1853 | 96.1195 | 96.1758 | 95.2276 | 94.1481 | 91.7826 | 88.1314 | 85.2652 | 83.3313 | 81.5165 | 0.03698 | 0.037736 | 0.035719 | 0.03116 | 0.031982 | 0.034381 | 0.040678 | 0.049108 | 0.058404 | 0.064119 | 0.067245 | 0.070015 | 0.071668 | 0.072216 | 0.070646 | 0.064757 | 0.059225 | 0.054557 | 0.048415 | 0.046831 | 0.046654 | 0.042741 | 0.040557 | 0.042004
Program Specific1-in-10Size: 20 kW to 199.99 kWOther2021September Monthly Peak | Program Specific | 1-in-10 | Size: 20 kW to 199.99 kW | Other | 2021 | September Monthly Peak | 9 | 15.7374 | 14.988 | 14.5025 | 14.4055 | 14.9151 | 16.5339 | 19.1973 | 21.8681 | 26.0255 | 29.3755 | 31.9321 | 33.5297 | 34.323 | 34.9297 | 34.8311 | 33.9566 | 32.4936 | 29.8997 | 26.9435 | 26.1175 | 24.4826 | 22.4402 | 19.6525 | 17.5169 | 0 | 0 | 0 | 0 | 0 | 0 | 0 | 0 | 0 | 0 | 0 | 0 | 0 | 0 | 0.33205 | 0.32851 | 0.32263 | 0.22972 | 0 | 0 | 0 | 0 | 0 | 0 | 76.119 | 74.8537 | 73.6209 | 72.7724 | 71.884 | 71.0412 | 70.3398 | 70.0837 | 72.2301 | 77.2491 | 82.6041 | 87.1592 | 90.5146 | 92.9226 | 93.7485 | 93.9192 | 93.5793 | 92.5693 | 90.8899 | 87.8972 | 83.9981 | 81.0681 | 78.6652 | 76.9879 | 0.036278 | 0.037219 | 0.0353 | 0.030762 | 0.031675 | 0.034032 | 0.040757 | 0.048345 | 0.057465 | 0.063205 | 0.06645 | 0.069129 | 0.070846 | 0.071387 | 0.069648 | 0.06364 | 0.057928 | 0.053048 | 0.047304 | 0.046781 | 0.045457 | 0.041519 | 0.039201 | 0.040944
Program Specific1-in-10Size: 20 kW to 199.99 kWOther2021October Monthly Peak | Program Specific | 1-in-10 | Size: 20 kW to 199.99 kW | Other | 2021 | October Monthly Peak | 10 | 14.268 | 13.573 | 13.1969 | 13.1471 | 13.6192 | 14.9615 | 17.4302 | 19.4033 | 22.4839 | 25.3598 | 27.5296 | 29.0376 | 29.7805 | 30.4561 | 30.5537 | 29.8782 | 28.4438 | 26.2409 | 24.6266 | 23.6481 | 22.0387 | 20.2128 | 17.7131 | 15.8137 | 0 | 0 | 0 | 0 | 0 | 0 | 0 | 0 | 0 | 0 | 0 | 0 | 0 | 0 | 0.29127 | 0.28906 | 0.28242 | 0.20161 | 0 | 0 | 0 | 0 | 0 | 0 | 70.5906 | 69.1469 | 68.2525 | 67.0381 | 66.0174 | 64.9711 | 64.4564 | 63.8407 | 64.55 | 69.405 | 75.6027 | 81.444 | 85.8773 | 88.7645 | 89.8745 | 90.5338 | 90.5173 | 89.5883 | 87.16 | 82.9015 | 78.8141 | 75.7428 | 73.3789 | 71.65 | 0.032891 | 0.033705 | 0.032122 | 0.028075 | 0.028923 | 0.030796 | 0.037006 | 0.042896 | 0.049645 | 0.054564 | 0.057288 | 0.059867 | 0.061469 | 0.062244 | 0.061095 | 0.055996 | 0.050708 | 0.046556 | 0.043236 | 0.042358 | 0.040919 | 0.037398 | 0.035333 | 0.036963
Program Specific1-in-10Size: 20 kW to 199.99 kWOther2021November Monthly Peak | Program Specific | 1-in-10 | Size: 20 kW to 199.99 kW | Other | 2021 | November Monthly Peak | 11 | 13.0642 | 12.4227 | 12.1735 | 12.152 | 12.7005 | 13.7706 | 15.3074 | 17.242 | 20.0307 | 22.2605 | 24.0807 | 25.2093 | 25.9013 | 26.3852 | 26.3889 | 25.7553 | 24.65 | 24.0316 | 22.2168 | 21.0245 | 19.7038 | 18.1423 | 16.0224 | 14.3429 | 0 | 0 | 0 | 0 | 0 | 0 | 0 | 0 | 0 | 0 | 0 | 0 | 0 | 0 | 0.25157 | 0.24917 | 0.24475 | 0.18464 | 0 | 0 | 0 | 0 | 0 | 0 | 65.1715 | 63.8076 | 62.7767 | 61.3902 | 60.5203 | 59.6747 | 58.9627 | 58.6885 | 61.232 | 66.4204 | 72.6614 | 77.6218 | 80.79 | 82.4675 | 83.4963 | 83.6811 | 82.453 | 79.8619 | 76.3953 | 72.6426 | 70.0935 | 68.1518 | 66.4454 | 65.2393 | 0.030116 | 0.030849 | 0.029631 | 0.02595 | 0.026972 | 0.028344 | 0.032499 | 0.038118 | 0.044229 | 0.047896 | 0.050111 | 0.051974 | 0.053463 | 0.053924 | 0.052767 | 0.048269 | 0.043945 | 0.042637 | 0.039006 | 0.037659 | 0.036584 | 0.033567 | 0.03196 | 0.033525
Program Specific1-in-10Size: 20 kW to 199.99 kWOther2021December Monthly Peak | Program Specific | 1-in-10 | Size: 20 kW to 199.99 kW | Other | 2021 | December Monthly Peak | 12 | 12.0232 | 11.8335 | 11.7342 | 11.8525 | 12.2657 | 14.3354 | 17.4043 | 19.184 | 21.3973 | 22.2997 | 22.2143 | 21.9208 | 21.1382 | 20.8956 | 20.3028 | 19.2567 | 19.1573 | 19.1185 | 17.9035 | 17.0843 | 16.4041 | 15.439 | 14.3997 | 13.1477 | 0 | 0 | 0 | 0 | 0 | 0 | 0 | 0 | 0 | 0 | 0 | 0 | 0 | 0 | 0.19355 | 0.1863 | 0.19021 | 0.14689 | 0 | 0 | 0 | 0 | 0 | 0 | 42.2045 | 41.5663 | 41.3422 | 41.0714 | 40.7525 | 40.5801 | 40.7923 | 40.8529 | 41.5431 | 43.6081 | 45.8304 | 47.7392 | 48.8716 | 49.3992 | 49.3902 | 49.2988 | 48.9063 | 47.6591 | 46.4052 | 45.3527 | 44.4776 | 43.6177 | 43.2493 | 42.5435 | 0.027716 | 0.029386 | 0.028561 | 0.02531 | 0.026049 | 0.029507 | 0.036951 | 0.042412 | 0.047246 | 0.04798 | 0.046227 | 0.045195 | 0.043631 | 0.042705 | 0.040598 | 0.03609 | 0.034152 | 0.03392 | 0.031433 | 0.030601 | 0.030457 | 0.028565 | 0.028723 | 0.030731
Program Specific1-in-10Size: 20 kW to 199.99 kWOther2021Typical Event Day | Program Specific | 1-in-10 | Size: 20 kW to 199.99 kW | Other | 2021 | Typical Event Day | 8 | 15.8512 | 15.0075 | 14.4965 | 14.4172 | 14.8882 | 16.4604 | 18.816 | 21.7693 | 25.8564 | 29.1007 | 31.5551 | 33.1663 | 33.956 | 34.5949 | 34.6332 | 33.9132 | 32.6043 | 30.2045 | 27.1294 | 25.7457 | 24.7649 | 22.7755 | 20.034 | 17.7098 | 0 | 0 | 0 | 0 | 0 | 0 | 0 | 0 | 0 | 0 | 0 | 0 | 0 | 0 | 0.33016 | 0.32809 | 0.32373 | 0.23206 | 0 | 0 | 0 | 0 | 0 | 0 | 75.7132 | 74.3918 | 73.195 | 72.1219 | 71.1408 | 70.1055 | 69.3804 | 69.6534 | 72.6683 | 77.8393 | 82.8686 | 87.0668 | 90.0465 | 92.0345 | 93.2515 | 93.8656 | 93.8709 | 93.0985 | 91.8858 | 89.4444 | 85.8714 | 82.5749 | 80.2747 | 78.4788 | 0.036541 | 0.037268 | 0.035285 | 0.030787 | 0.031618 | 0.033881 | 0.039948 | 0.048127 | 0.057092 | 0.062613 | 0.065665 | 0.068379 | 0.070088 | 0.070703 | 0.069253 | 0.063558 | 0.058125 | 0.053588 | 0.047631 | 0.046115 | 0.045981 | 0.042139 | 0.039962 | 0.041395
Program Specific1-in-10Size: 20 kW to 199.99 kWOther2022January Monthly Peak | Program Specific | 1-in-10 | Size: 20 kW to 199.99 kW | Other | 2022 | January Monthly Peak | 1 | 11.4389 | 11.4317 | 11.3563 | 11.5386 | 11.7654 | 14.4758 | 18.4105 | 20.3033 | 22.5042 | 23.3935 | 22.99 | 22.7158 | 21.5726 | 21.3137 | 20.4946 | 19.0663 | 18.7975 | 18.4891 | 17.1718 | 16.1694 | 15.5469 | 14.4336 | 13.5526 | 12.5024 | 0 | 0 | 0 | 0 | 0 | 0 | 0 | 0 | 0 | 0 | 0 | 0 | 0 | 0 | 0.19538 | 0.18446 | 0.18664 | 0.14205 | 0 | 0 | 0 | 0 | 0 | 0 | 41.101 | 40.4657 | 39.9104 | 39.4724 | 39.3175 | 38.9724 | 38.5986 | 38.4712 | 39.0482 | 41.1499 | 43.6265 | 46.19 | 48.1282 | 49.0655 | 49.5596 | 49.4564 | 48.8851 | 47.8572 | 45.7232 | 44.0224 | 42.5976 | 41.4759 | 40.5867 | 39.8243 | 0.026369 | 0.028388 | 0.027642 | 0.02464 | 0.024986 | 0.029796 | 0.039087 | 0.044886 | 0.04969 | 0.050334 | 0.047841 | 0.046834 | 0.044528 | 0.043559 | 0.040981 | 0.035733 | 0.033511 | 0.032803 | 0.030148 | 0.028962 | 0.028866 | 0.026705 | 0.027034 | 0.029223
Program Specific1-in-10Size: 20 kW to 199.99 kWOther2022February Monthly Peak | Program Specific | 1-in-10 | Size: 20 kW to 199.99 kW | Other | 2022 | February Monthly Peak | 2 | 11.856 | 11.5284 | 11.3679 | 11.5217 | 11.934 | 13.6638 | 16.2571 | 17.7515 | 19.9219 | 21.1537 | 21.7029 | 22.02 | 21.8475 | 22.0494 | 21.833 | 21.0741 | 20.3117 | 19.616 | 18.9748 | 17.9338 | 17.0382 | 15.7423 | 14.2279 | 12.9032 | 0 | 0 | 0 | 0 | 0 | 0 | 0 | 0 | 0 | 0 | 0 | 0 | 0 | 0 | 0.20814 | 0.20388 | 0.20167 | 0.15071 | 0 | 0 | 0 | 0 | 0 | 0 | 48.9832 | 48.5193 | 48.0268 | 47.4858 | 46.9706 | 46.1252 | 45.7477 | 45.7345 | 46.6041 | 48.7826 | 50.9188 | 52.8123 | 54.3842 | 55.4407 | 56.4282 | 56.9739 | 56.5064 | 55.6794 | 53.6149 | 51.4834 | 49.7285 | 48.3025 | 47.414 | 46.4239 | 0.027331 | 0.028628 | 0.02767 | 0.024604 | 0.025344 | 0.028124 | 0.034515 | 0.039245 | 0.043988 | 0.045515 | 0.045163 | 0.045399 | 0.045095 | 0.045063 | 0.043657 | 0.039496 | 0.03621 | 0.034802 | 0.033314 | 0.032123 | 0.031635 | 0.029126 | 0.028381 | 0.03016
Program Specific1-in-10Size: 20 kW to 199.99 kWOther2022March Monthly Peak | Program Specific | 1-in-10 | Size: 20 kW to 199.99 kW | Other | 2022 | March Monthly Peak | 3 | 12.4791 | 11.9142 | 11.6362 | 11.6838 | 12.1272 | 13.3539 | 15.5626 | 17.0377 | 19.1495 | 20.9133 | 22.2297 | 23.1439 | 23.741 | 24.3894 | 24.5824 | 24.1469 | 23.1927 | 21.7402 | 20.4413 | 20.0441 | 18.9862 | 17.4662 | 15.4295 | 13.7998 | 0 | 0 | 0 | 0 | 0 | 0 | 0 | 0 | 0 | 0 | 0 | 0 | 0 | 0 | 0.23435 | 0.23361 | 0.23028 | 0.16703 | 0 | 0 | 0 | 0 | 0 | 0 | 56.3513 | 54.9144 | 54.0492 | 53.5855 | 52.603 | 51.8994 | 51.1941 | 51.015 | 52.3146 | 56.8088 | 62.3782 | 67.161 | 70.5123 | 72.3992 | 73.6734 | 74.4615 | 74.479 | 73.4039 | 71.6538 | 68.961 | 65.4992 | 62.4971 | 60.2399 | 58.552 | 0.028767 | 0.029586 | 0.028323 | 0.02495 | 0.025755 | 0.027487 | 0.033041 | 0.037667 | 0.042283 | 0.044997 | 0.046259 | 0.047716 | 0.049003 | 0.049845 | 0.049155 | 0.045255 | 0.041347 | 0.038571 | 0.035888 | 0.035903 | 0.035251 | 0.032316 | 0.030778 | 0.032255
Program Specific1-in-10Size: 20 kW to 199.99 kWOther2022April Monthly Peak | Program Specific | 1-in-10 | Size: 20 kW to 199.99 kW | Other | 2022 | April Monthly Peak | 4 | 13.4903 | 12.8064 | 12.408 | 12.3866 | 12.8571 | 13.9968 | 15.8145 | 17.8418 | 20.905 | 23.4293 | 25.5522 | 26.9623 | 27.8185 | 28.5142 | 28.6738 | 28.194 | 26.9266 | 24.9282 | 22.7462 | 22.2099 | 21.2481 | 19.5244 | 17.1081 | 15.1499 | 0 | 0 | 0 | 0 | 0 | 0 | 0 | 0 | 0 | 0 | 0 | 0 | 0 | 0 | 0.27335 | 0.27276 | 0.26735 | 0.19152 | 0 | 0 | 0 | 0 | 0 | 0 | 66.9273 | 65.498 | 63.8219 | 62.6264 | 61.4734 | 60.3576 | 59.7403 | 59.6921 | 63.1361 | 69.5057 | 75.8598 | 81.1435 | 84.2907 | 86.3332 | 87.5612 | 88.2366 | 88.0744 | 87.3945 | 85.3463 | 82.2399 | 78.1228 | 74.378 | 71.5874 | 69.9234 | 0.031098 | 0.031802 | 0.030202 | 0.026451 | 0.027305 | 0.02881 | 0.033576 | 0.039444 | 0.046159 | 0.050411 | 0.053173 | 0.055589 | 0.05742 | 0.058275 | 0.057336 | 0.05284 | 0.048003 | 0.044227 | 0.039935 | 0.039782 | 0.039451 | 0.036124 | 0.034126 | 0.035411
Program Specific1-in-10Size: 20 kW to 199.99 kWOther2022May Monthly Peak | Program Specific | 1-in-10 | Size: 20 kW to 199.99 kW | Other | 2022 | May Monthly Peak | 5 | 14.3067 | 13.5545 | 13.1239 | 13.0721 | 13.5854 | 14.8382 | 16.5044 | 19.1256 | 22.7659 | 25.5946 | 27.8849 | 29.3484 | 30.1041 | 30.6825 | 30.7257 | 30.1683 | 28.7958 | 26.6724 | 24.2232 | 23.2057 | 22.528 | 20.7804 | 18.1991 | 16.1338 | 0 | 0 | 0 | 0 | 0 | 0 | 0 | 0 | 0 | 0 | 0 | 0 | 0 | 0 | 0.29291 | 0.29186 | 0.28591 | 0.20493 | 0 | 0 | 0 | 0 | 0 | 0 | 73.3949 | 71.3487 | 69.8892 | 68.6042 | 67.2345 | 66.0258 | 65.2475 | 65.5759 | 69.2524 | 74.7363 | 80.0233 | 83.6304 | 86.9943 | 89.2176 | 90.3865 | 90.7356 | 90.2613 | 89.1713 | 87.7609 | 85.2641 | 81.3132 | 77.6613 | 75.0831 | 72.5722 | 0.03298 | 0.03366 | 0.031944 | 0.027915 | 0.028852 | 0.030542 | 0.03504 | 0.042282 | 0.050268 | 0.05507 | 0.058027 | 0.060508 | 0.062137 | 0.062707 | 0.061439 | 0.05654 | 0.051336 | 0.047322 | 0.042528 | 0.041566 | 0.041827 | 0.038448 | 0.036302 | 0.037711
Program Specific1-in-10Size: 20 kW to 199.99 kWOther2022June Monthly Peak | Program Specific | 1-in-10 | Size: 20 kW to 199.99 kW | Other | 2022 | June Monthly Peak | 6 | 15.0365 | 14.2624 | 13.7557 | 13.6716 | 14.0869 | 15.4251 | 17.3641 | 20.4554 | 24.3389 | 27.4244 | 29.7408 | 31.2747 | 31.9871 | 32.6216 | 32.6762 | 32.0491 | 30.7847 | 28.5681 | 25.927 | 24.3737 | 23.5592 | 21.7967 | 19.1269 | 16.9613 | 0 | 0 | 0 | 0 | 0 | 0 | 0 | 0 | 0 | 0 | 0 | 0 | 0 | 0 | 0.31151 | 0.31006 | 0.30566 | 0.21949 | 0 | 0 | 0 | 0 | 0 | 0 | 73.3065 | 71.7274 | 70.6113 | 69.2776 | 68.2814 | 66.7287 | 65.9052 | 66.8848 | 70.9816 | 76.1633 | 81.2595 | 85.2257 | 87.9872 | 89.6843 | 90.9114 | 91.6337 | 92.0346 | 91.4167 | 90.2872 | 88.1677 | 85.0991 | 81.2626 | 78.7311 | 76.7466 | 0.034663 | 0.035417 | 0.033482 | 0.029195 | 0.029917 | 0.03175 | 0.036866 | 0.045222 | 0.053741 | 0.059007 | 0.06189 | 0.064479 | 0.066024 | 0.06667 | 0.065339 | 0.060065 | 0.054881 | 0.050685 | 0.045519 | 0.043658 | 0.043742 | 0.040328 | 0.038153 | 0.039645
Program Specific1-in-10Size: 20 kW to 199.99 kWOther2022July Monthly Peak | Program Specific | 1-in-10 | Size: 20 kW to 199.99 kW | Other | 2022 | July Monthly Peak | 7 | 15.9127 | 15.0822 | 14.5633 | 14.4541 | 14.8873 | 16.5652 | 18.9508 | 22.1645 | 26.2395 | 29.4496 | 31.8498 | 33.4579 | 34.2113 | 34.8384 | 34.8851 | 34.145 | 32.8649 | 30.5141 | 27.4914 | 25.7524 | 24.8619 | 23.0139 | 20.245 | 17.9618 | 0 | 0 | 0 | 0 | 0 | 0 | 0 | 0 | 0 | 0 | 0 | 0 | 0 | 0 | 0.33257 | 0.33033 | 0.32631 | 0.23444 | 0 | 0 | 0 | 0 | 0 | 0 | 77.1198 | 75.8704 | 74.6459 | 73.4952 | 72.5835 | 71.5647 | 70.7294 | 71.0034 | 74.0823 | 79.0421 | 83.6624 | 87.4076 | 90.082 | 91.8327 | 93.161 | 93.7901 | 93.694 | 93.1803 | 92.2178 | 89.9301 | 86.257 | 82.7038 | 80.3712 | 78.6642 | 0.036683 | 0.037453 | 0.035448 | 0.030866 | 0.031616 | 0.034097 | 0.040234 | 0.049001 | 0.057938 | 0.063364 | 0.066278 | 0.068981 | 0.070615 | 0.0712 | 0.069756 | 0.063993 | 0.05859 | 0.054138 | 0.048266 | 0.046127 | 0.046161 | 0.04258 | 0.040383 | 0.041984
Program Specific1-in-10Size: 20 kW to 199.99 kWOther2022August Monthly Peak | Program Specific | 1-in-10 | Size: 20 kW to 199.99 kW | Other | 2022 | August Monthly Peak | 8 | 16.0417 | 15.1961 | 14.6746 | 14.5918 | 15.0596 | 16.7036 | 19.1596 | 22.2129 | 26.4507 | 29.8006 | 32.3144 | 33.9597 | 34.7213 | 35.3353 | 35.3298 | 34.5529 | 33.2215 | 30.7506 | 27.5763 | 26.1454 | 25.1273 | 23.101 | 20.3322 | 17.9704 | 0 | 0 | 0 | 0 | 0 | 0 | 0 | 0 | 0 | 0 | 0 | 0 | 0 | 0 | 0.33681 | 0.33428 | 0.32986 | 0.23626 | 0 | 0 | 0 | 0 | 0 | 0 | 76.3078 | 75.1157 | 73.9021 | 72.9423 | 71.8143 | 71.0876 | 70.5473 | 70.6419 | 73.3791 | 78.9027 | 83.9482 | 88.4747 | 91.602 | 93.6984 | 95.1853 | 96.1195 | 96.1758 | 95.2276 | 94.1481 | 91.7826 | 88.1314 | 85.2652 | 83.3313 | 81.5165 | 0.03698 | 0.037736 | 0.035719 | 0.03116 | 0.031982 | 0.034381 | 0.040678 | 0.049108 | 0.058404 | 0.064119 | 0.067245 | 0.070015 | 0.071668 | 0.072216 | 0.070646 | 0.064757 | 0.059225 | 0.054557 | 0.048415 | 0.046831 | 0.046654 | 0.042741 | 0.040557 | 0.042004
Program Specific1-in-10Size: 20 kW to 199.99 kWOther2022September Monthly Peak | Program Specific | 1-in-10 | Size: 20 kW to 199.99 kW | Other | 2022 | September Monthly Peak | 9 | 15.7374 | 14.988 | 14.5025 | 14.4055 | 14.9151 | 16.5339 | 19.1973 | 21.8681 | 26.0255 | 29.3755 | 31.9321 | 33.5297 | 34.323 | 34.9297 | 34.8311 | 33.9566 | 32.4936 | 29.8997 | 26.9435 | 26.1175 | 24.4826 | 22.4402 | 19.6525 | 17.5169 | 0 | 0 | 0 | 0 | 0 | 0 | 0 | 0 | 0 | 0 | 0 | 0 | 0 | 0 | 0.33205 | 0.32851 | 0.32263 | 0.22972 | 0 | 0 | 0 | 0 | 0 | 0 | 76.119 | 74.8537 | 73.6209 | 72.7724 | 71.884 | 71.0412 | 70.3398 | 70.0837 | 72.2301 | 77.2491 | 82.6041 | 87.1592 | 90.5146 | 92.9226 | 93.7485 | 93.9192 | 93.5793 | 92.5693 | 90.8899 | 87.8972 | 83.9981 | 81.0681 | 78.6652 | 76.9879 | 0.036278 | 0.037219 | 0.0353 | 0.030762 | 0.031675 | 0.034032 | 0.040757 | 0.048345 | 0.057465 | 0.063205 | 0.06645 | 0.069129 | 0.070846 | 0.071387 | 0.069648 | 0.06364 | 0.057928 | 0.053048 | 0.047304 | 0.046781 | 0.045457 | 0.041519 | 0.039201 | 0.040944
Program Specific1-in-10Size: 20 kW to 199.99 kWOther2022October Monthly Peak | Program Specific | 1-in-10 | Size: 20 kW to 199.99 kW | Other | 2022 | October Monthly Peak | 10 | 14.268 | 13.573 | 13.1969 | 13.1471 | 13.6192 | 14.9615 | 17.4302 | 19.4033 | 22.4839 | 25.3598 | 27.5296 | 29.0376 | 29.7805 | 30.4561 | 30.5537 | 29.8782 | 28.4438 | 26.2409 | 24.6266 | 23.6481 | 22.0387 | 20.2128 | 17.7131 | 15.8137 | 0 | 0 | 0 | 0 | 0 | 0 | 0 | 0 | 0 | 0 | 0 | 0 | 0 | 0 | 0.29127 | 0.28906 | 0.28242 | 0.20161 | 0 | 0 | 0 | 0 | 0 | 0 | 70.5906 | 69.1469 | 68.2525 | 67.0381 | 66.0174 | 64.9711 | 64.4564 | 63.8407 | 64.55 | 69.405 | 75.6027 | 81.444 | 85.8773 | 88.7645 | 89.8745 | 90.5338 | 90.5173 | 89.5883 | 87.16 | 82.9015 | 78.8141 | 75.7428 | 73.3789 | 71.65 | 0.032891 | 0.033705 | 0.032122 | 0.028075 | 0.028923 | 0.030796 | 0.037006 | 0.042896 | 0.049645 | 0.054564 | 0.057288 | 0.059867 | 0.061469 | 0.062244 | 0.061095 | 0.055996 | 0.050708 | 0.046556 | 0.043236 | 0.042358 | 0.040919 | 0.037398 | 0.035333 | 0.036963
Program Specific1-in-10Size: 20 kW to 199.99 kWOther2022November Monthly Peak | Program Specific | 1-in-10 | Size: 20 kW to 199.99 kW | Other | 2022 | November Monthly Peak | 11 | 13.0642 | 12.4227 | 12.1735 | 12.152 | 12.7005 | 13.7706 | 15.3074 | 17.242 | 20.0307 | 22.2605 | 24.0807 | 25.2093 | 25.9013 | 26.3852 | 26.3889 | 25.7553 | 24.65 | 24.0316 | 22.2168 | 21.0245 | 19.7038 | 18.1423 | 16.0224 | 14.3429 | 0 | 0 | 0 | 0 | 0 | 0 | 0 | 0 | 0 | 0 | 0 | 0 | 0 | 0 | 0.25157 | 0.24917 | 0.24475 | 0.18464 | 0 | 0 | 0 | 0 | 0 | 0 | 65.1715 | 63.8076 | 62.7767 | 61.3902 | 60.5203 | 59.6747 | 58.9627 | 58.6885 | 61.232 | 66.4204 | 72.6614 | 77.6218 | 80.79 | 82.4675 | 83.4963 | 83.6811 | 82.453 | 79.8619 | 76.3953 | 72.6426 | 70.0935 | 68.1518 | 66.4454 | 65.2393 | 0.030116 | 0.030849 | 0.029631 | 0.02595 | 0.026972 | 0.028344 | 0.032499 | 0.038118 | 0.044229 | 0.047896 | 0.050111 | 0.051974 | 0.053463 | 0.053924 | 0.052767 | 0.048269 | 0.043945 | 0.042637 | 0.039006 | 0.037659 | 0.036584 | 0.033567 | 0.03196 | 0.033525
Program Specific1-in-10Size: 20 kW to 199.99 kWOther2022December Monthly Peak | Program Specific | 1-in-10 | Size: 20 kW to 199.99 kW | Other | 2022 | December Monthly Peak | 12 | 12.0232 | 11.8335 | 11.7342 | 11.8525 | 12.2657 | 14.3354 | 17.4043 | 19.184 | 21.3973 | 22.2997 | 22.2143 | 21.9208 | 21.1382 | 20.8956 | 20.3028 | 19.2567 | 19.1573 | 19.1185 | 17.9035 | 17.0843 | 16.4041 | 15.439 | 14.3997 | 13.1477 | 0 | 0 | 0 | 0 | 0 | 0 | 0 | 0 | 0 | 0 | 0 | 0 | 0 | 0 | 0.19355 | 0.1863 | 0.19021 | 0.14689 | 0 | 0 | 0 | 0 | 0 | 0 | 42.2045 | 41.5663 | 41.3422 | 41.0714 | 40.7525 | 40.5801 | 40.7923 | 40.8529 | 41.5431 | 43.6081 | 45.8304 | 47.7392 | 48.8716 | 49.3992 | 49.3902 | 49.2988 | 48.9063 | 47.6591 | 46.4052 | 45.3527 | 44.4776 | 43.6177 | 43.2493 | 42.5435 | 0.027716 | 0.029386 | 0.028561 | 0.02531 | 0.026049 | 0.029507 | 0.036951 | 0.042412 | 0.047246 | 0.04798 | 0.046227 | 0.045195 | 0.043631 | 0.042705 | 0.040598 | 0.03609 | 0.034152 | 0.03392 | 0.031433 | 0.030601 | 0.030457 | 0.028565 | 0.028723 | 0.030731
Program Specific1-in-10Size: 20 kW to 199.99 kWOther2022Typical Event Day | Program Specific | 1-in-10 | Size: 20 kW to 199.99 kW | Other | 2022 | Typical Event Day | 8 | 15.8512 | 15.0075 | 14.4965 | 14.4172 | 14.8882 | 16.4604 | 18.816 | 21.7693 | 25.8564 | 29.1007 | 31.5551 | 33.1663 | 33.956 | 34.5949 | 34.6332 | 33.9132 | 32.6043 | 30.2045 | 27.1294 | 25.7457 | 24.7649 | 22.7755 | 20.034 | 17.7098 | 0 | 0 | 0 | 0 | 0 | 0 | 0 | 0 | 0 | 0 | 0 | 0 | 0 | 0 | 0.33016 | 0.32809 | 0.32373 | 0.23206 | 0 | 0 | 0 | 0 | 0 | 0 | 75.7132 | 74.3918 | 73.195 | 72.1219 | 71.1408 | 70.1055 | 69.3804 | 69.6534 | 72.6683 | 77.8393 | 82.8686 | 87.0668 | 90.0465 | 92.0345 | 93.2515 | 93.8656 | 93.8709 | 93.0985 | 91.8858 | 89.4444 | 85.8714 | 82.5749 | 80.2747 | 78.4788 | 0.036541 | 0.037268 | 0.035285 | 0.030787 | 0.031618 | 0.033881 | 0.039948 | 0.048127 | 0.057092 | 0.062613 | 0.065665 | 0.068379 | 0.070088 | 0.070703 | 0.069253 | 0.063558 | 0.058125 | 0.053588 | 0.047631 | 0.046115 | 0.045981 | 0.042139 | 0.039962 | 0.041395
Program Specific1-in-10Size: 20 kW to 199.99 kWOther2023January Monthly Peak | Program Specific | 1-in-10 | Size: 20 kW to 199.99 kW | Other | 2023 | January Monthly Peak | 1 | 11.4389 | 11.4317 | 11.3563 | 11.5386 | 11.7654 | 14.4758 | 18.4105 | 20.3033 | 22.5042 | 23.3935 | 22.99 | 22.7158 | 21.5726 | 21.3137 | 20.4946 | 19.0663 | 18.7975 | 18.4891 | 17.1718 | 16.1694 | 15.5469 | 14.4336 | 13.5526 | 12.5024 | 0 | 0 | 0 | 0 | 0 | 0 | 0 | 0 | 0 | 0 | 0 | 0 | 0 | 0 | 0.19538 | 0.18446 | 0.18664 | 0.14205 | 0 | 0 | 0 | 0 | 0 | 0 | 41.101 | 40.4657 | 39.9104 | 39.4724 | 39.3175 | 38.9724 | 38.5986 | 38.4712 | 39.0482 | 41.1499 | 43.6265 | 46.19 | 48.1282 | 49.0655 | 49.5596 | 49.4564 | 48.8851 | 47.8572 | 45.7232 | 44.0224 | 42.5976 | 41.4759 | 40.5867 | 39.8243 | 0.026369 | 0.028388 | 0.027642 | 0.02464 | 0.024986 | 0.029796 | 0.039087 | 0.044886 | 0.04969 | 0.050334 | 0.047841 | 0.046834 | 0.044528 | 0.043559 | 0.040981 | 0.035733 | 0.033511 | 0.032803 | 0.030148 | 0.028962 | 0.028866 | 0.026705 | 0.027034 | 0.029223
Program Specific1-in-10Size: 20 kW to 199.99 kWOther2023February Monthly Peak | Program Specific | 1-in-10 | Size: 20 kW to 199.99 kW | Other | 2023 | February Monthly Peak | 2 | 11.856 | 11.5284 | 11.3679 | 11.5217 | 11.934 | 13.6638 | 16.2571 | 17.7515 | 19.9219 | 21.1537 | 21.7029 | 22.02 | 21.8475 | 22.0494 | 21.833 | 21.0741 | 20.3117 | 19.616 | 18.9748 | 17.9338 | 17.0382 | 15.7423 | 14.2279 | 12.9032 | 0 | 0 | 0 | 0 | 0 | 0 | 0 | 0 | 0 | 0 | 0 | 0 | 0 | 0 | 0.20814 | 0.20388 | 0.20167 | 0.15071 | 0 | 0 | 0 | 0 | 0 | 0 | 48.9832 | 48.5193 | 48.0268 | 47.4858 | 46.9706 | 46.1252 | 45.7477 | 45.7345 | 46.6041 | 48.7826 | 50.9188 | 52.8123 | 54.3842 | 55.4407 | 56.4282 | 56.9739 | 56.5064 | 55.6794 | 53.6149 | 51.4834 | 49.7285 | 48.3025 | 47.414 | 46.4239 | 0.027331 | 0.028628 | 0.02767 | 0.024604 | 0.025344 | 0.028124 | 0.034515 | 0.039245 | 0.043988 | 0.045515 | 0.045163 | 0.045399 | 0.045095 | 0.045063 | 0.043657 | 0.039496 | 0.03621 | 0.034802 | 0.033314 | 0.032123 | 0.031635 | 0.029126 | 0.028381 | 0.03016
Program Specific1-in-10Size: 20 kW to 199.99 kWOther2023March Monthly Peak | Program Specific | 1-in-10 | Size: 20 kW to 199.99 kW | Other | 2023 | March Monthly Peak | 3 | 12.4791 | 11.9142 | 11.6362 | 11.6838 | 12.1272 | 13.3539 | 15.5626 | 17.0377 | 19.1495 | 20.9133 | 22.2297 | 23.1439 | 23.741 | 24.3894 | 24.5824 | 24.1469 | 23.1927 | 21.7402 | 20.4413 | 20.0441 | 18.9862 | 17.4662 | 15.4295 | 13.7998 | 0 | 0 | 0 | 0 | 0 | 0 | 0 | 0 | 0 | 0 | 0 | 0 | 0 | 0 | 0.23435 | 0.23361 | 0.23028 | 0.16703 | 0 | 0 | 0 | 0 | 0 | 0 | 56.3513 | 54.9144 | 54.0492 | 53.5855 | 52.603 | 51.8994 | 51.1941 | 51.015 | 52.3146 | 56.8088 | 62.3782 | 67.161 | 70.5123 | 72.3992 | 73.6734 | 74.4615 | 74.479 | 73.4039 | 71.6538 | 68.961 | 65.4992 | 62.4971 | 60.2399 | 58.552 | 0.028767 | 0.029586 | 0.028323 | 0.02495 | 0.025755 | 0.027487 | 0.033041 | 0.037667 | 0.042283 | 0.044997 | 0.046259 | 0.047716 | 0.049003 | 0.049845 | 0.049155 | 0.045255 | 0.041347 | 0.038571 | 0.035888 | 0.035903 | 0.035251 | 0.032316 | 0.030778 | 0.032255
Program Specific1-in-10Size: 20 kW to 199.99 kWOther2023April Monthly Peak | Program Specific | 1-in-10 | Size: 20 kW to 199.99 kW | Other | 2023 | April Monthly Peak | 4 | 13.4903 | 12.8064 | 12.408 | 12.3866 | 12.8571 | 13.9968 | 15.8145 | 17.8418 | 20.905 | 23.4293 | 25.5522 | 26.9623 | 27.8185 | 28.5142 | 28.6738 | 28.194 | 26.9266 | 24.9282 | 22.7462 | 22.2099 | 21.2481 | 19.5244 | 17.1081 | 15.1499 | 0 | 0 | 0 | 0 | 0 | 0 | 0 | 0 | 0 | 0 | 0 | 0 | 0 | 0 | 0.27335 | 0.27276 | 0.26735 | 0.19152 | 0 | 0 | 0 | 0 | 0 | 0 | 66.9273 | 65.498 | 63.8219 | 62.6264 | 61.4734 | 60.3576 | 59.7403 | 59.6921 | 63.1361 | 69.5057 | 75.8598 | 81.1435 | 84.2907 | 86.3332 | 87.5612 | 88.2366 | 88.0744 | 87.3945 | 85.3463 | 82.2399 | 78.1228 | 74.378 | 71.5874 | 69.9234 | 0.031098 | 0.031802 | 0.030202 | 0.026451 | 0.027305 | 0.02881 | 0.033576 | 0.039444 | 0.046159 | 0.050411 | 0.053173 | 0.055589 | 0.05742 | 0.058275 | 0.057336 | 0.05284 | 0.048003 | 0.044227 | 0.039935 | 0.039782 | 0.039451 | 0.036124 | 0.034126 | 0.035411
Program Specific1-in-10Size: 20 kW to 199.99 kWOther2023May Monthly Peak | Program Specific | 1-in-10 | Size: 20 kW to 199.99 kW | Other | 2023 | May Monthly Peak | 5 | 14.3067 | 13.5545 | 13.1239 | 13.0721 | 13.5854 | 14.8382 | 16.5044 | 19.1256 | 22.7659 | 25.5946 | 27.8849 | 29.3484 | 30.1041 | 30.6825 | 30.7257 | 30.1683 | 28.7958 | 26.6724 | 24.2232 | 23.2057 | 22.528 | 20.7804 | 18.1991 | 16.1338 | 0 | 0 | 0 | 0 | 0 | 0 | 0 | 0 | 0 | 0 | 0 | 0 | 0 | 0 | 0.29291 | 0.29186 | 0.28591 | 0.20493 | 0 | 0 | 0 | 0 | 0 | 0 | 73.3949 | 71.3487 | 69.8892 | 68.6042 | 67.2345 | 66.0258 | 65.2475 | 65.5759 | 69.2524 | 74.7363 | 80.0233 | 83.6304 | 86.9943 | 89.2176 | 90.3865 | 90.7356 | 90.2613 | 89.1713 | 87.7609 | 85.2641 | 81.3132 | 77.6613 | 75.0831 | 72.5722 | 0.03298 | 0.03366 | 0.031944 | 0.027915 | 0.028852 | 0.030542 | 0.03504 | 0.042282 | 0.050268 | 0.05507 | 0.058027 | 0.060508 | 0.062137 | 0.062707 | 0.061439 | 0.05654 | 0.051336 | 0.047322 | 0.042528 | 0.041566 | 0.041827 | 0.038448 | 0.036302 | 0.037711
Program Specific1-in-10Size: 20 kW to 199.99 kWOther2023June Monthly Peak | Program Specific | 1-in-10 | Size: 20 kW to 199.99 kW | Other | 2023 | June Monthly Peak | 6 | 15.0365 | 14.2624 | 13.7557 | 13.6716 | 14.0869 | 15.4251 | 17.3641 | 20.4554 | 24.3389 | 27.4244 | 29.7408 | 31.2747 | 31.9871 | 32.6216 | 32.6762 | 32.0491 | 30.7847 | 28.5681 | 25.927 | 24.3737 | 23.5592 | 21.7967 | 19.1269 | 16.9613 | 0 | 0 | 0 | 0 | 0 | 0 | 0 | 0 | 0 | 0 | 0 | 0 | 0 | 0 | 0.31151 | 0.31006 | 0.30566 | 0.21949 | 0 | 0 | 0 | 0 | 0 | 0 | 73.3065 | 71.7274 | 70.6113 | 69.2776 | 68.2814 | 66.7287 | 65.9052 | 66.8848 | 70.9816 | 76.1633 | 81.2595 | 85.2257 | 87.9872 | 89.6843 | 90.9114 | 91.6337 | 92.0346 | 91.4167 | 90.2872 | 88.1677 | 85.0991 | 81.2626 | 78.7311 | 76.7466 | 0.034663 | 0.035417 | 0.033482 | 0.029195 | 0.029917 | 0.03175 | 0.036866 | 0.045222 | 0.053741 | 0.059007 | 0.06189 | 0.064479 | 0.066024 | 0.06667 | 0.065339 | 0.060065 | 0.054881 | 0.050685 | 0.045519 | 0.043658 | 0.043742 | 0.040328 | 0.038153 | 0.039645
Program Specific1-in-10Size: 20 kW to 199.99 kWOther2023July Monthly Peak | Program Specific | 1-in-10 | Size: 20 kW to 199.99 kW | Other | 2023 | July Monthly Peak | 7 | 15.9127 | 15.0822 | 14.5633 | 14.4541 | 14.8873 | 16.5652 | 18.9508 | 22.1645 | 26.2395 | 29.4496 | 31.8498 | 33.4579 | 34.2113 | 34.8384 | 34.8851 | 34.145 | 32.8649 | 30.5141 | 27.4914 | 25.7524 | 24.8619 | 23.0139 | 20.245 | 17.9618 | 0 | 0 | 0 | 0 | 0 | 0 | 0 | 0 | 0 | 0 | 0 | 0 | 0 | 0 | 0.33257 | 0.33033 | 0.32631 | 0.23444 | 0 | 0 | 0 | 0 | 0 | 0 | 77.1198 | 75.8704 | 74.6459 | 73.4952 | 72.5835 | 71.5647 | 70.7294 | 71.0034 | 74.0823 | 79.0421 | 83.6624 | 87.4076 | 90.082 | 91.8327 | 93.161 | 93.7901 | 93.694 | 93.1803 | 92.2178 | 89.9301 | 86.257 | 82.7038 | 80.3712 | 78.6642 | 0.036683 | 0.037453 | 0.035448 | 0.030866 | 0.031616 | 0.034097 | 0.040234 | 0.049001 | 0.057938 | 0.063364 | 0.066278 | 0.068981 | 0.070615 | 0.0712 | 0.069756 | 0.063993 | 0.05859 | 0.054138 | 0.048266 | 0.046127 | 0.046161 | 0.04258 | 0.040383 | 0.041984
Program Specific1-in-10Size: 20 kW to 199.99 kWOther2023August Monthly Peak | Program Specific | 1-in-10 | Size: 20 kW to 199.99 kW | Other | 2023 | August Monthly Peak | 8 | 16.0417 | 15.1961 | 14.6746 | 14.5918 | 15.0596 | 16.7036 | 19.1596 | 22.2129 | 26.4507 | 29.8006 | 32.3144 | 33.9597 | 34.7213 | 35.3353 | 35.3298 | 34.5529 | 33.2215 | 30.7506 | 27.5763 | 26.1454 | 25.1273 | 23.101 | 20.3322 | 17.9704 | 0 | 0 | 0 | 0 | 0 | 0 | 0 | 0 | 0 | 0 | 0 | 0 | 0 | 0 | 0.33681 | 0.33428 | 0.32986 | 0.23626 | 0 | 0 | 0 | 0 | 0 | 0 | 76.3078 | 75.1157 | 73.9021 | 72.9423 | 71.8143 | 71.0876 | 70.5473 | 70.6419 | 73.3791 | 78.9027 | 83.9482 | 88.4747 | 91.602 | 93.6984 | 95.1853 | 96.1195 | 96.1758 | 95.2276 | 94.1481 | 91.7826 | 88.1314 | 85.2652 | 83.3313 | 81.5165 | 0.03698 | 0.037736 | 0.035719 | 0.03116 | 0.031982 | 0.034381 | 0.040678 | 0.049108 | 0.058404 | 0.064119 | 0.067245 | 0.070015 | 0.071668 | 0.072216 | 0.070646 | 0.064757 | 0.059225 | 0.054557 | 0.048415 | 0.046831 | 0.046654 | 0.042741 | 0.040557 | 0.042004
Program Specific1-in-10Size: 20 kW to 199.99 kWOther2023September Monthly Peak | Program Specific | 1-in-10 | Size: 20 kW to 199.99 kW | Other | 2023 | September Monthly Peak | 9 | 15.7374 | 14.988 | 14.5025 | 14.4055 | 14.9151 | 16.5339 | 19.1973 | 21.8681 | 26.0255 | 29.3755 | 31.9321 | 33.5297 | 34.323 | 34.9297 | 34.8311 | 33.9566 | 32.4936 | 29.8997 | 26.9435 | 26.1175 | 24.4826 | 22.4402 | 19.6525 | 17.5169 | 0 | 0 | 0 | 0 | 0 | 0 | 0 | 0 | 0 | 0 | 0 | 0 | 0 | 0 | 0.33205 | 0.32851 | 0.32263 | 0.22972 | 0 | 0 | 0 | 0 | 0 | 0 | 76.119 | 74.8537 | 73.6209 | 72.7724 | 71.884 | 71.0412 | 70.3398 | 70.0837 | 72.2301 | 77.2491 | 82.6041 | 87.1592 | 90.5146 | 92.9226 | 93.7485 | 93.9192 | 93.5793 | 92.5693 | 90.8899 | 87.8972 | 83.9981 | 81.0681 | 78.6652 | 76.9879 | 0.036278 | 0.037219 | 0.0353 | 0.030762 | 0.031675 | 0.034032 | 0.040757 | 0.048345 | 0.057465 | 0.063205 | 0.06645 | 0.069129 | 0.070846 | 0.071387 | 0.069648 | 0.06364 | 0.057928 | 0.053048 | 0.047304 | 0.046781 | 0.045457 | 0.041519 | 0.039201 | 0.040944
Program Specific1-in-10Size: 20 kW to 199.99 kWOther2023October Monthly Peak | Program Specific | 1-in-10 | Size: 20 kW to 199.99 kW | Other | 2023 | October Monthly Peak | 10 | 14.268 | 13.573 | 13.1969 | 13.1471 | 13.6192 | 14.9615 | 17.4302 | 19.4033 | 22.4839 | 25.3598 | 27.5296 | 29.0376 | 29.7805 | 30.4561 | 30.5537 | 29.8782 | 28.4438 | 26.2409 | 24.6266 | 23.6481 | 22.0387 | 20.2128 | 17.7131 | 15.8137 | 0 | 0 | 0 | 0 | 0 | 0 | 0 | 0 | 0 | 0 | 0 | 0 | 0 | 0 | 0.29127 | 0.28906 | 0.28242 | 0.20161 | 0 | 0 | 0 | 0 | 0 | 0 | 70.5906 | 69.1469 | 68.2525 | 67.0381 | 66.0174 | 64.9711 | 64.4564 | 63.8407 | 64.55 | 69.405 | 75.6027 | 81.444 | 85.8773 | 88.7645 | 89.8745 | 90.5338 | 90.5173 | 89.5883 | 87.16 | 82.9015 | 78.8141 | 75.7428 | 73.3789 | 71.65 | 0.032891 | 0.033705 | 0.032122 | 0.028075 | 0.028923 | 0.030796 | 0.037006 | 0.042896 | 0.049645 | 0.054564 | 0.057288 | 0.059867 | 0.061469 | 0.062244 | 0.061095 | 0.055996 | 0.050708 | 0.046556 | 0.043236 | 0.042358 | 0.040919 | 0.037398 | 0.035333 | 0.036963
Program Specific1-in-10Size: 20 kW to 199.99 kWOther2023November Monthly Peak | Program Specific | 1-in-10 | Size: 20 kW to 199.99 kW | Other | 2023 | November Monthly Peak | 11 | 13.0642 | 12.4227 | 12.1735 | 12.152 | 12.7005 | 13.7706 | 15.3074 | 17.242 | 20.0307 | 22.2605 | 24.0807 | 25.2093 | 25.9013 | 26.3852 | 26.3889 | 25.7553 | 24.65 | 24.0316 | 22.2168 | 21.0245 | 19.7038 | 18.1423 | 16.0224 | 14.3429 | 0 | 0 | 0 | 0 | 0 | 0 | 0 | 0 | 0 | 0 | 0 | 0 | 0 | 0 | 0.25157 | 0.24917 | 0.24475 | 0.18464 | 0 | 0 | 0 | 0 | 0 | 0 | 65.1715 | 63.8076 | 62.7767 | 61.3902 | 60.5203 | 59.6747 | 58.9627 | 58.6885 | 61.232 | 66.4204 | 72.6614 | 77.6218 | 80.79 | 82.4675 | 83.4963 | 83.6811 | 82.453 | 79.8619 | 76.3953 | 72.6426 | 70.0935 | 68.1518 | 66.4454 | 65.2393 | 0.030116 | 0.030849 | 0.029631 | 0.02595 | 0.026972 | 0.028344 | 0.032499 | 0.038118 | 0.044229 | 0.047896 | 0.050111 | 0.051974 | 0.053463 | 0.053924 | 0.052767 | 0.048269 | 0.043945 | 0.042637 | 0.039006 | 0.037659 | 0.036584 | 0.033567 | 0.03196 | 0.033525
Program Specific1-in-10Size: 20 kW to 199.99 kWOther2023December Monthly Peak | Program Specific | 1-in-10 | Size: 20 kW to 199.99 kW | Other | 2023 | December Monthly Peak | 12 | 12.0232 | 11.8335 | 11.7342 | 11.8525 | 12.2657 | 14.3354 | 17.4043 | 19.184 | 21.3973 | 22.2997 | 22.2143 | 21.9208 | 21.1382 | 20.8956 | 20.3028 | 19.2567 | 19.1573 | 19.1185 | 17.9035 | 17.0843 | 16.4041 | 15.439 | 14.3997 | 13.1477 | 0 | 0 | 0 | 0 | 0 | 0 | 0 | 0 | 0 | 0 | 0 | 0 | 0 | 0 | 0.19355 | 0.1863 | 0.19021 | 0.14689 | 0 | 0 | 0 | 0 | 0 | 0 | 42.2045 | 41.5663 | 41.3422 | 41.0714 | 40.7525 | 40.5801 | 40.7923 | 40.8529 | 41.5431 | 43.6081 | 45.8304 | 47.7392 | 48.8716 | 49.3992 | 49.3902 | 49.2988 | 48.9063 | 47.6591 | 46.4052 | 45.3527 | 44.4776 | 43.6177 | 43.2493 | 42.5435 | 0.027716 | 0.029386 | 0.028561 | 0.02531 | 0.026049 | 0.029507 | 0.036951 | 0.042412 | 0.047246 | 0.04798 | 0.046227 | 0.045195 | 0.043631 | 0.042705 | 0.040598 | 0.03609 | 0.034152 | 0.03392 | 0.031433 | 0.030601 | 0.030457 | 0.028565 | 0.028723 | 0.030731
Program Specific1-in-10Size: 20 kW to 199.99 kWOther2023Typical Event Day | Program Specific | 1-in-10 | Size: 20 kW to 199.99 kW | Other | 2023 | Typical Event Day | 8 | 15.8512 | 15.0075 | 14.4965 | 14.4172 | 14.8882 | 16.4604 | 18.816 | 21.7693 | 25.8564 | 29.1007 | 31.5551 | 33.1663 | 33.956 | 34.5949 | 34.6332 | 33.9132 | 32.6043 | 30.2045 | 27.1294 | 25.7457 | 24.7649 | 22.7755 | 20.034 | 17.7098 | 0 | 0 | 0 | 0 | 0 | 0 | 0 | 0 | 0 | 0 | 0 | 0 | 0 | 0 | 0.33016 | 0.32809 | 0.32373 | 0.23206 | 0 | 0 | 0 | 0 | 0 | 0 | 75.7132 | 74.3918 | 73.195 | 72.1219 | 71.1408 | 70.1055 | 69.3804 | 69.6534 | 72.6683 | 77.8393 | 82.8686 | 87.0668 | 90.0465 | 92.0345 | 93.2515 | 93.8656 | 93.8709 | 93.0985 | 91.8858 | 89.4444 | 85.8714 | 82.5749 | 80.2747 | 78.4788 | 0.036541 | 0.037268 | 0.035285 | 0.030787 | 0.031618 | 0.033881 | 0.039948 | 0.048127 | 0.057092 | 0.062613 | 0.065665 | 0.068379 | 0.070088 | 0.070703 | 0.069253 | 0.063558 | 0.058125 | 0.053588 | 0.047631 | 0.046115 | 0.045981 | 0.042139 | 0.039962 | 0.041395
Program Specific1-in-10Size: 20 kW to 199.99 kWOther2024January Monthly Peak | Program Specific | 1-in-10 | Size: 20 kW to 199.99 kW | Other | 2024 | January Monthly Peak | 1 | 11.4389 | 11.4317 | 11.3563 | 11.5386 | 11.7654 | 14.4758 | 18.4105 | 20.3033 | 22.5042 | 23.3935 | 22.99 | 22.7158 | 21.5726 | 21.3137 | 20.4946 | 19.0663 | 18.7975 | 18.4891 | 17.1718 | 16.1694 | 15.5469 | 14.4336 | 13.5526 | 12.5024 | 0 | 0 | 0 | 0 | 0 | 0 | 0 | 0 | 0 | 0 | 0 | 0 | 0 | 0 | 0.19538 | 0.18446 | 0.18664 | 0.14205 | 0 | 0 | 0 | 0 | 0 | 0 | 41.101 | 40.4657 | 39.9104 | 39.4724 | 39.3175 | 38.9724 | 38.5986 | 38.4712 | 39.0482 | 41.1499 | 43.6265 | 46.19 | 48.1282 | 49.0655 | 49.5596 | 49.4564 | 48.8851 | 47.8572 | 45.7232 | 44.0224 | 42.5976 | 41.4759 | 40.5867 | 39.8243 | 0.026369 | 0.028388 | 0.027642 | 0.02464 | 0.024986 | 0.029796 | 0.039087 | 0.044886 | 0.04969 | 0.050334 | 0.047841 | 0.046834 | 0.044528 | 0.043559 | 0.040981 | 0.035733 | 0.033511 | 0.032803 | 0.030148 | 0.028962 | 0.028866 | 0.026705 | 0.027034 | 0.029223
Program Specific1-in-10Size: 20 kW to 199.99 kWOther2024February Monthly Peak | Program Specific | 1-in-10 | Size: 20 kW to 199.99 kW | Other | 2024 | February Monthly Peak | 2 | 11.856 | 11.5284 | 11.3679 | 11.5217 | 11.934 | 13.6638 | 16.2571 | 17.7515 | 19.9219 | 21.1537 | 21.7029 | 22.02 | 21.8475 | 22.0494 | 21.833 | 21.0741 | 20.3117 | 19.616 | 18.9748 | 17.9338 | 17.0382 | 15.7423 | 14.2279 | 12.9032 | 0 | 0 | 0 | 0 | 0 | 0 | 0 | 0 | 0 | 0 | 0 | 0 | 0 | 0 | 0.20814 | 0.20388 | 0.20167 | 0.15071 | 0 | 0 | 0 | 0 | 0 | 0 | 48.9832 | 48.5193 | 48.0268 | 47.4858 | 46.9706 | 46.1252 | 45.7477 | 45.7345 | 46.6041 | 48.7826 | 50.9188 | 52.8123 | 54.3842 | 55.4407 | 56.4282 | 56.9739 | 56.5064 | 55.6794 | 53.6149 | 51.4834 | 49.7285 | 48.3025 | 47.414 | 46.4239 | 0.027331 | 0.028628 | 0.02767 | 0.024604 | 0.025344 | 0.028124 | 0.034515 | 0.039245 | 0.043988 | 0.045515 | 0.045163 | 0.045399 | 0.045095 | 0.045063 | 0.043657 | 0.039496 | 0.03621 | 0.034802 | 0.033314 | 0.032123 | 0.031635 | 0.029126 | 0.028381 | 0.03016
Program Specific1-in-10Size: 20 kW to 199.99 kWOther2024March Monthly Peak | Program Specific | 1-in-10 | Size: 20 kW to 199.99 kW | Other | 2024 | March Monthly Peak | 3 | 12.4791 | 11.9142 | 11.6362 | 11.6838 | 12.1272 | 13.3539 | 15.5626 | 17.0377 | 19.1495 | 20.9133 | 22.2297 | 23.1439 | 23.741 | 24.3894 | 24.5824 | 24.1469 | 23.1927 | 21.7402 | 20.4413 | 20.0441 | 18.9862 | 17.4662 | 15.4295 | 13.7998 | 0 | 0 | 0 | 0 | 0 | 0 | 0 | 0 | 0 | 0 | 0 | 0 | 0 | 0 | 0.23435 | 0.23361 | 0.23028 | 0.16703 | 0 | 0 | 0 | 0 | 0 | 0 | 56.3513 | 54.9144 | 54.0492 | 53.5855 | 52.603 | 51.8994 | 51.1941 | 51.015 | 52.3146 | 56.8088 | 62.3782 | 67.161 | 70.5123 | 72.3992 | 73.6734 | 74.4615 | 74.479 | 73.4039 | 71.6538 | 68.961 | 65.4992 | 62.4971 | 60.2399 | 58.552 | 0.028767 | 0.029586 | 0.028323 | 0.02495 | 0.025755 | 0.027487 | 0.033041 | 0.037667 | 0.042283 | 0.044997 | 0.046259 | 0.047716 | 0.049003 | 0.049845 | 0.049155 | 0.045255 | 0.041347 | 0.038571 | 0.035888 | 0.035903 | 0.035251 | 0.032316 | 0.030778 | 0.032255
Program Specific1-in-10Size: 20 kW to 199.99 kWOther2024April Monthly Peak | Program Specific | 1-in-10 | Size: 20 kW to 199.99 kW | Other | 2024 | April Monthly Peak | 4 | 13.4903 | 12.8064 | 12.408 | 12.3866 | 12.8571 | 13.9968 | 15.8145 | 17.8418 | 20.905 | 23.4293 | 25.5522 | 26.9623 | 27.8185 | 28.5142 | 28.6738 | 28.194 | 26.9266 | 24.9282 | 22.7462 | 22.2099 | 21.2481 | 19.5244 | 17.1081 | 15.1499 | 0 | 0 | 0 | 0 | 0 | 0 | 0 | 0 | 0 | 0 | 0 | 0 | 0 | 0 | 0.27335 | 0.27276 | 0.26735 | 0.19152 | 0 | 0 | 0 | 0 | 0 | 0 | 66.9273 | 65.498 | 63.8219 | 62.6264 | 61.4734 | 60.3576 | 59.7403 | 59.6921 | 63.1361 | 69.5057 | 75.8598 | 81.1435 | 84.2907 | 86.3332 | 87.5612 | 88.2366 | 88.0744 | 87.3945 | 85.3463 | 82.2399 | 78.1228 | 74.378 | 71.5874 | 69.9234 | 0.031098 | 0.031802 | 0.030202 | 0.026451 | 0.027305 | 0.02881 | 0.033576 | 0.039444 | 0.046159 | 0.050411 | 0.053173 | 0.055589 | 0.05742 | 0.058275 | 0.057336 | 0.05284 | 0.048003 | 0.044227 | 0.039935 | 0.039782 | 0.039451 | 0.036124 | 0.034126 | 0.035411
Program Specific1-in-10Size: 20 kW to 199.99 kWOther2024May Monthly Peak | Program Specific | 1-in-10 | Size: 20 kW to 199.99 kW | Other | 2024 | May Monthly Peak | 5 | 14.3067 | 13.5545 | 13.1239 | 13.0721 | 13.5854 | 14.8382 | 16.5044 | 19.1256 | 22.7659 | 25.5946 | 27.8849 | 29.3484 | 30.1041 | 30.6825 | 30.7257 | 30.1683 | 28.7958 | 26.6724 | 24.2232 | 23.2057 | 22.528 | 20.7804 | 18.1991 | 16.1338 | 0 | 0 | 0 | 0 | 0 | 0 | 0 | 0 | 0 | 0 | 0 | 0 | 0 | 0 | 0.29291 | 0.29186 | 0.28591 | 0.20493 | 0 | 0 | 0 | 0 | 0 | 0 | 73.3949 | 71.3487 | 69.8892 | 68.6042 | 67.2345 | 66.0258 | 65.2475 | 65.5759 | 69.2524 | 74.7363 | 80.0233 | 83.6304 | 86.9943 | 89.2176 | 90.3865 | 90.7356 | 90.2613 | 89.1713 | 87.7609 | 85.2641 | 81.3132 | 77.6613 | 75.0831 | 72.5722 | 0.03298 | 0.03366 | 0.031944 | 0.027915 | 0.028852 | 0.030542 | 0.03504 | 0.042282 | 0.050268 | 0.05507 | 0.058027 | 0.060508 | 0.062137 | 0.062707 | 0.061439 | 0.05654 | 0.051336 | 0.047322 | 0.042528 | 0.041566 | 0.041827 | 0.038448 | 0.036302 | 0.037711
Program Specific1-in-10Size: 20 kW to 199.99 kWOther2024June Monthly Peak | Program Specific | 1-in-10 | Size: 20 kW to 199.99 kW | Other | 2024 | June Monthly Peak | 6 | 15.0365 | 14.2624 | 13.7557 | 13.6716 | 14.0869 | 15.4251 | 17.3641 | 20.4554 | 24.3389 | 27.4244 | 29.7408 | 31.2747 | 31.9871 | 32.6216 | 32.6762 | 32.0491 | 30.7847 | 28.5681 | 25.927 | 24.3737 | 23.5592 | 21.7967 | 19.1269 | 16.9613 | 0 | 0 | 0 | 0 | 0 | 0 | 0 | 0 | 0 | 0 | 0 | 0 | 0 | 0 | 0.31151 | 0.31006 | 0.30566 | 0.21949 | 0 | 0 | 0 | 0 | 0 | 0 | 73.3065 | 71.7274 | 70.6113 | 69.2776 | 68.2814 | 66.7287 | 65.9052 | 66.8848 | 70.9816 | 76.1633 | 81.2595 | 85.2257 | 87.9872 | 89.6843 | 90.9114 | 91.6337 | 92.0346 | 91.4167 | 90.2872 | 88.1677 | 85.0991 | 81.2626 | 78.7311 | 76.7466 | 0.034663 | 0.035417 | 0.033482 | 0.029195 | 0.029917 | 0.03175 | 0.036866 | 0.045222 | 0.053741 | 0.059007 | 0.06189 | 0.064479 | 0.066024 | 0.06667 | 0.065339 | 0.060065 | 0.054881 | 0.050685 | 0.045519 | 0.043658 | 0.043742 | 0.040328 | 0.038153 | 0.039645
Program Specific1-in-10Size: 20 kW to 199.99 kWOther2024July Monthly Peak | Program Specific | 1-in-10 | Size: 20 kW to 199.99 kW | Other | 2024 | July Monthly Peak | 7 | 15.9127 | 15.0822 | 14.5633 | 14.4541 | 14.8873 | 16.5652 | 18.9508 | 22.1645 | 26.2395 | 29.4496 | 31.8498 | 33.4579 | 34.2113 | 34.8384 | 34.8851 | 34.145 | 32.8649 | 30.5141 | 27.4914 | 25.7524 | 24.8619 | 23.0139 | 20.245 | 17.9618 | 0 | 0 | 0 | 0 | 0 | 0 | 0 | 0 | 0 | 0 | 0 | 0 | 0 | 0 | 0.33257 | 0.33033 | 0.32631 | 0.23444 | 0 | 0 | 0 | 0 | 0 | 0 | 77.1198 | 75.8704 | 74.6459 | 73.4952 | 72.5835 | 71.5647 | 70.7294 | 71.0034 | 74.0823 | 79.0421 | 83.6624 | 87.4076 | 90.082 | 91.8327 | 93.161 | 93.7901 | 93.694 | 93.1803 | 92.2178 | 89.9301 | 86.257 | 82.7038 | 80.3712 | 78.6642 | 0.036683 | 0.037453 | 0.035448 | 0.030866 | 0.031616 | 0.034097 | 0.040234 | 0.049001 | 0.057938 | 0.063364 | 0.066278 | 0.068981 | 0.070615 | 0.0712 | 0.069756 | 0.063993 | 0.05859 | 0.054138 | 0.048266 | 0.046127 | 0.046161 | 0.04258 | 0.040383 | 0.041984
Program Specific1-in-10Size: 20 kW to 199.99 kWOther2024August Monthly Peak | Program Specific | 1-in-10 | Size: 20 kW to 199.99 kW | Other | 2024 | August Monthly Peak | 8 | 16.0417 | 15.1961 | 14.6746 | 14.5918 | 15.0596 | 16.7036 | 19.1596 | 22.2129 | 26.4507 | 29.8006 | 32.3144 | 33.9597 | 34.7213 | 35.3353 | 35.3298 | 34.5529 | 33.2215 | 30.7506 | 27.5763 | 26.1454 | 25.1273 | 23.101 | 20.3322 | 17.9704 | 0 | 0 | 0 | 0 | 0 | 0 | 0 | 0 | 0 | 0 | 0 | 0 | 0 | 0 | 0.33681 | 0.33428 | 0.32986 | 0.23626 | 0 | 0 | 0 | 0 | 0 | 0 | 76.3078 | 75.1157 | 73.9021 | 72.9423 | 71.8143 | 71.0876 | 70.5473 | 70.6419 | 73.3791 | 78.9027 | 83.9482 | 88.4747 | 91.602 | 93.6984 | 95.1853 | 96.1195 | 96.1758 | 95.2276 | 94.1481 | 91.7826 | 88.1314 | 85.2652 | 83.3313 | 81.5165 | 0.03698 | 0.037736 | 0.035719 | 0.03116 | 0.031982 | 0.034381 | 0.040678 | 0.049108 | 0.058404 | 0.064119 | 0.067245 | 0.070015 | 0.071668 | 0.072216 | 0.070646 | 0.064757 | 0.059225 | 0.054557 | 0.048415 | 0.046831 | 0.046654 | 0.042741 | 0.040557 | 0.042004
Program Specific1-in-10Size: 20 kW to 199.99 kWOther2024September Monthly Peak | Program Specific | 1-in-10 | Size: 20 kW to 199.99 kW | Other | 2024 | September Monthly Peak | 9 | 15.7374 | 14.988 | 14.5025 | 14.4055 | 14.9151 | 16.5339 | 19.1973 | 21.8681 | 26.0255 | 29.3755 | 31.9321 | 33.5297 | 34.323 | 34.9297 | 34.8311 | 33.9566 | 32.4936 | 29.8997 | 26.9435 | 26.1175 | 24.4826 | 22.4402 | 19.6525 | 17.5169 | 0 | 0 | 0 | 0 | 0 | 0 | 0 | 0 | 0 | 0 | 0 | 0 | 0 | 0 | 0.33205 | 0.32851 | 0.32263 | 0.22972 | 0 | 0 | 0 | 0 | 0 | 0 | 76.119 | 74.8537 | 73.6209 | 72.7724 | 71.884 | 71.0412 | 70.3398 | 70.0837 | 72.2301 | 77.2491 | 82.6041 | 87.1592 | 90.5146 | 92.9226 | 93.7485 | 93.9192 | 93.5793 | 92.5693 | 90.8899 | 87.8972 | 83.9981 | 81.0681 | 78.6652 | 76.9879 | 0.036278 | 0.037219 | 0.0353 | 0.030762 | 0.031675 | 0.034032 | 0.040757 | 0.048345 | 0.057465 | 0.063205 | 0.06645 | 0.069129 | 0.070846 | 0.071387 | 0.069648 | 0.06364 | 0.057928 | 0.053048 | 0.047304 | 0.046781 | 0.045457 | 0.041519 | 0.039201 | 0.040944
Program Specific1-in-10Size: 20 kW to 199.99 kWOther2024October Monthly Peak | Program Specific | 1-in-10 | Size: 20 kW to 199.99 kW | Other | 2024 | October Monthly Peak | 10 | 14.268 | 13.573 | 13.1969 | 13.1471 | 13.6192 | 14.9615 | 17.4302 | 19.4033 | 22.4839 | 25.3598 | 27.5296 | 29.0376 | 29.7805 | 30.4561 | 30.5537 | 29.8782 | 28.4438 | 26.2409 | 24.6266 | 23.6481 | 22.0387 | 20.2128 | 17.7131 | 15.8137 | 0 | 0 | 0 | 0 | 0 | 0 | 0 | 0 | 0 | 0 | 0 | 0 | 0 | 0 | 0.29127 | 0.28906 | 0.28242 | 0.20161 | 0 | 0 | 0 | 0 | 0 | 0 | 70.5906 | 69.1469 | 68.2525 | 67.0381 | 66.0174 | 64.9711 | 64.4564 | 63.8407 | 64.55 | 69.405 | 75.6027 | 81.444 | 85.8773 | 88.7645 | 89.8745 | 90.5338 | 90.5173 | 89.5883 | 87.16 | 82.9015 | 78.8141 | 75.7428 | 73.3789 | 71.65 | 0.032891 | 0.033705 | 0.032122 | 0.028075 | 0.028923 | 0.030796 | 0.037006 | 0.042896 | 0.049645 | 0.054564 | 0.057288 | 0.059867 | 0.061469 | 0.062244 | 0.061095 | 0.055996 | 0.050708 | 0.046556 | 0.043236 | 0.042358 | 0.040919 | 0.037398 | 0.035333 | 0.036963
Program Specific1-in-10Size: 20 kW to 199.99 kWOther2024November Monthly Peak | Program Specific | 1-in-10 | Size: 20 kW to 199.99 kW | Other | 2024 | November Monthly Peak | 11 | 13.0642 | 12.4227 | 12.1735 | 12.152 | 12.7005 | 13.7706 | 15.3074 | 17.242 | 20.0307 | 22.2605 | 24.0807 | 25.2093 | 25.9013 | 26.3852 | 26.3889 | 25.7553 | 24.65 | 24.0316 | 22.2168 | 21.0245 | 19.7038 | 18.1423 | 16.0224 | 14.3429 | 0 | 0 | 0 | 0 | 0 | 0 | 0 | 0 | 0 | 0 | 0 | 0 | 0 | 0 | 0.25157 | 0.24917 | 0.24475 | 0.18464 | 0 | 0 | 0 | 0 | 0 | 0 | 65.1715 | 63.8076 | 62.7767 | 61.3902 | 60.5203 | 59.6747 | 58.9627 | 58.6885 | 61.232 | 66.4204 | 72.6614 | 77.6218 | 80.79 | 82.4675 | 83.4963 | 83.6811 | 82.453 | 79.8619 | 76.3953 | 72.6426 | 70.0935 | 68.1518 | 66.4454 | 65.2393 | 0.030116 | 0.030849 | 0.029631 | 0.02595 | 0.026972 | 0.028344 | 0.032499 | 0.038118 | 0.044229 | 0.047896 | 0.050111 | 0.051974 | 0.053463 | 0.053924 | 0.052767 | 0.048269 | 0.043945 | 0.042637 | 0.039006 | 0.037659 | 0.036584 | 0.033567 | 0.03196 | 0.033525
Program Specific1-in-10Size: 20 kW to 199.99 kWOther2024December Monthly Peak | Program Specific | 1-in-10 | Size: 20 kW to 199.99 kW | Other | 2024 | December Monthly Peak | 12 | 12.0232 | 11.8335 | 11.7342 | 11.8525 | 12.2657 | 14.3354 | 17.4043 | 19.184 | 21.3973 | 22.2997 | 22.2143 | 21.9208 | 21.1382 | 20.8956 | 20.3028 | 19.2567 | 19.1573 | 19.1185 | 17.9035 | 17.0843 | 16.4041 | 15.439 | 14.3997 | 13.1477 | 0 | 0 | 0 | 0 | 0 | 0 | 0 | 0 | 0 | 0 | 0 | 0 | 0 | 0 | 0.19355 | 0.1863 | 0.19021 | 0.14689 | 0 | 0 | 0 | 0 | 0 | 0 | 42.2045 | 41.5663 | 41.3422 | 41.0714 | 40.7525 | 40.5801 | 40.7923 | 40.8529 | 41.5431 | 43.6081 | 45.8304 | 47.7392 | 48.8716 | 49.3992 | 49.3902 | 49.2988 | 48.9063 | 47.6591 | 46.4052 | 45.3527 | 44.4776 | 43.6177 | 43.2493 | 42.5435 | 0.027716 | 0.029386 | 0.028561 | 0.02531 | 0.026049 | 0.029507 | 0.036951 | 0.042412 | 0.047246 | 0.04798 | 0.046227 | 0.045195 | 0.043631 | 0.042705 | 0.040598 | 0.03609 | 0.034152 | 0.03392 | 0.031433 | 0.030601 | 0.030457 | 0.028565 | 0.028723 | 0.030731
Program Specific1-in-10Size: 20 kW to 199.99 kWOther2024Typical Event Day | Program Specific | 1-in-10 | Size: 20 kW to 199.99 kW | Other | 2024 | Typical Event Day | 8 | 15.8512 | 15.0075 | 14.4965 | 14.4172 | 14.8882 | 16.4604 | 18.816 | 21.7693 | 25.8564 | 29.1007 | 31.5551 | 33.1663 | 33.956 | 34.5949 | 34.6332 | 33.9132 | 32.6043 | 30.2045 | 27.1294 | 25.7457 | 24.7649 | 22.7755 | 20.034 | 17.7098 | 0 | 0 | 0 | 0 | 0 | 0 | 0 | 0 | 0 | 0 | 0 | 0 | 0 | 0 | 0.33016 | 0.32809 | 0.32373 | 0.23206 | 0 | 0 | 0 | 0 | 0 | 0 | 75.7132 | 74.3918 | 73.195 | 72.1219 | 71.1408 | 70.1055 | 69.3804 | 69.6534 | 72.6683 | 77.8393 | 82.8686 | 87.0668 | 90.0465 | 92.0345 | 93.2515 | 93.8656 | 93.8709 | 93.0985 | 91.8858 | 89.4444 | 85.8714 | 82.5749 | 80.2747 | 78.4788 | 0.036541 | 0.037268 | 0.035285 | 0.030787 | 0.031618 | 0.033881 | 0.039948 | 0.048127 | 0.057092 | 0.062613 | 0.065665 | 0.068379 | 0.070088 | 0.070703 | 0.069253 | 0.063558 | 0.058125 | 0.053588 | 0.047631 | 0.046115 | 0.045981 | 0.042139 | 0.039962 | 0.041395
Program Specific1-in-10Size: 20 kW to 199.99 kWOther2025January Monthly Peak | Program Specific | 1-in-10 | Size: 20 kW to 199.99 kW | Other | 2025 | January Monthly Peak | 1 | 11.4389 | 11.4317 | 11.3563 | 11.5386 | 11.7654 | 14.4758 | 18.4105 | 20.3033 | 22.5042 | 23.3935 | 22.99 | 22.7158 | 21.5726 | 21.3137 | 20.4946 | 19.0663 | 18.7975 | 18.4891 | 17.1718 | 16.1694 | 15.5469 | 14.4336 | 13.5526 | 12.5024 | 0 | 0 | 0 | 0 | 0 | 0 | 0 | 0 | 0 | 0 | 0 | 0 | 0 | 0 | 0.19538 | 0.18446 | 0.18664 | 0.14205 | 0 | 0 | 0 | 0 | 0 | 0 | 41.101 | 40.4657 | 39.9104 | 39.4724 | 39.3175 | 38.9724 | 38.5986 | 38.4712 | 39.0482 | 41.1499 | 43.6265 | 46.19 | 48.1282 | 49.0655 | 49.5596 | 49.4564 | 48.8851 | 47.8572 | 45.7232 | 44.0224 | 42.5976 | 41.4759 | 40.5867 | 39.8243 | 0.026369 | 0.028388 | 0.027642 | 0.02464 | 0.024986 | 0.029796 | 0.039087 | 0.044886 | 0.04969 | 0.050334 | 0.047841 | 0.046834 | 0.044528 | 0.043559 | 0.040981 | 0.035733 | 0.033511 | 0.032803 | 0.030148 | 0.028962 | 0.028866 | 0.026705 | 0.027034 | 0.029223
Program Specific1-in-10Size: 20 kW to 199.99 kWOther2025February Monthly Peak | Program Specific | 1-in-10 | Size: 20 kW to 199.99 kW | Other | 2025 | February Monthly Peak | 2 | 11.856 | 11.5284 | 11.3679 | 11.5217 | 11.934 | 13.6638 | 16.2571 | 17.7515 | 19.9219 | 21.1537 | 21.7029 | 22.02 | 21.8475 | 22.0494 | 21.833 | 21.0741 | 20.3117 | 19.616 | 18.9748 | 17.9338 | 17.0382 | 15.7423 | 14.2279 | 12.9032 | 0 | 0 | 0 | 0 | 0 | 0 | 0 | 0 | 0 | 0 | 0 | 0 | 0 | 0 | 0.20814 | 0.20388 | 0.20167 | 0.15071 | 0 | 0 | 0 | 0 | 0 | 0 | 48.9832 | 48.5193 | 48.0268 | 47.4858 | 46.9706 | 46.1252 | 45.7477 | 45.7345 | 46.6041 | 48.7826 | 50.9188 | 52.8123 | 54.3842 | 55.4407 | 56.4282 | 56.9739 | 56.5064 | 55.6794 | 53.6149 | 51.4834 | 49.7285 | 48.3025 | 47.414 | 46.4239 | 0.027331 | 0.028628 | 0.02767 | 0.024604 | 0.025344 | 0.028124 | 0.034515 | 0.039245 | 0.043988 | 0.045515 | 0.045163 | 0.045399 | 0.045095 | 0.045063 | 0.043657 | 0.039496 | 0.03621 | 0.034802 | 0.033314 | 0.032123 | 0.031635 | 0.029126 | 0.028381 | 0.03016
Program Specific1-in-10Size: 20 kW to 199.99 kWOther2025March Monthly Peak | Program Specific | 1-in-10 | Size: 20 kW to 199.99 kW | Other | 2025 | March Monthly Peak | 3 | 12.4791 | 11.9142 | 11.6362 | 11.6838 | 12.1272 | 13.3539 | 15.5626 | 17.0377 | 19.1495 | 20.9133 | 22.2297 | 23.1439 | 23.741 | 24.3894 | 24.5824 | 24.1469 | 23.1927 | 21.7402 | 20.4413 | 20.0441 | 18.9862 | 17.4662 | 15.4295 | 13.7998 | 0 | 0 | 0 | 0 | 0 | 0 | 0 | 0 | 0 | 0 | 0 | 0 | 0 | 0 | 0.23435 | 0.23361 | 0.23028 | 0.16703 | 0 | 0 | 0 | 0 | 0 | 0 | 56.3513 | 54.9144 | 54.0492 | 53.5855 | 52.603 | 51.8994 | 51.1941 | 51.015 | 52.3146 | 56.8088 | 62.3782 | 67.161 | 70.5123 | 72.3992 | 73.6734 | 74.4615 | 74.479 | 73.4039 | 71.6538 | 68.961 | 65.4992 | 62.4971 | 60.2399 | 58.552 | 0.028767 | 0.029586 | 0.028323 | 0.02495 | 0.025755 | 0.027487 | 0.033041 | 0.037667 | 0.042283 | 0.044997 | 0.046259 | 0.047716 | 0.049003 | 0.049845 | 0.049155 | 0.045255 | 0.041347 | 0.038571 | 0.035888 | 0.035903 | 0.035251 | 0.032316 | 0.030778 | 0.032255
Program Specific1-in-10Size: 20 kW to 199.99 kWOther2025April Monthly Peak | Program Specific | 1-in-10 | Size: 20 kW to 199.99 kW | Other | 2025 | April Monthly Peak | 4 | 13.4903 | 12.8064 | 12.408 | 12.3866 | 12.8571 | 13.9968 | 15.8145 | 17.8418 | 20.905 | 23.4293 | 25.5522 | 26.9623 | 27.8185 | 28.5142 | 28.6738 | 28.194 | 26.9266 | 24.9282 | 22.7462 | 22.2099 | 21.2481 | 19.5244 | 17.1081 | 15.1499 | 0 | 0 | 0 | 0 | 0 | 0 | 0 | 0 | 0 | 0 | 0 | 0 | 0 | 0 | 0.27335 | 0.27276 | 0.26735 | 0.19152 | 0 | 0 | 0 | 0 | 0 | 0 | 66.9273 | 65.498 | 63.8219 | 62.6264 | 61.4734 | 60.3576 | 59.7403 | 59.6921 | 63.1361 | 69.5057 | 75.8598 | 81.1435 | 84.2907 | 86.3332 | 87.5612 | 88.2366 | 88.0744 | 87.3945 | 85.3463 | 82.2399 | 78.1228 | 74.378 | 71.5874 | 69.9234 | 0.031098 | 0.031802 | 0.030202 | 0.026451 | 0.027305 | 0.02881 | 0.033576 | 0.039444 | 0.046159 | 0.050411 | 0.053173 | 0.055589 | 0.05742 | 0.058275 | 0.057336 | 0.05284 | 0.048003 | 0.044227 | 0.039935 | 0.039782 | 0.039451 | 0.036124 | 0.034126 | 0.035411
Program Specific1-in-10Size: 20 kW to 199.99 kWOther2025May Monthly Peak | Program Specific | 1-in-10 | Size: 20 kW to 199.99 kW | Other | 2025 | May Monthly Peak | 5 | 14.3067 | 13.5545 | 13.1239 | 13.0721 | 13.5854 | 14.8382 | 16.5044 | 19.1256 | 22.7659 | 25.5946 | 27.8849 | 29.3484 | 30.1041 | 30.6825 | 30.7257 | 30.1683 | 28.7958 | 26.6724 | 24.2232 | 23.2057 | 22.528 | 20.7804 | 18.1991 | 16.1338 | 0 | 0 | 0 | 0 | 0 | 0 | 0 | 0 | 0 | 0 | 0 | 0 | 0 | 0 | 0.29291 | 0.29186 | 0.28591 | 0.20493 | 0 | 0 | 0 | 0 | 0 | 0 | 73.3949 | 71.3487 | 69.8892 | 68.6042 | 67.2345 | 66.0258 | 65.2475 | 65.5759 | 69.2524 | 74.7363 | 80.0233 | 83.6304 | 86.9943 | 89.2176 | 90.3865 | 90.7356 | 90.2613 | 89.1713 | 87.7609 | 85.2641 | 81.3132 | 77.6613 | 75.0831 | 72.5722 | 0.03298 | 0.03366 | 0.031944 | 0.027915 | 0.028852 | 0.030542 | 0.03504 | 0.042282 | 0.050268 | 0.05507 | 0.058027 | 0.060508 | 0.062137 | 0.062707 | 0.061439 | 0.05654 | 0.051336 | 0.047322 | 0.042528 | 0.041566 | 0.041827 | 0.038448 | 0.036302 | 0.037711
Program Specific1-in-10Size: 20 kW to 199.99 kWOther2025June Monthly Peak | Program Specific | 1-in-10 | Size: 20 kW to 199.99 kW | Other | 2025 | June Monthly Peak | 6 | 15.0365 | 14.2624 | 13.7557 | 13.6716 | 14.0869 | 15.4251 | 17.3641 | 20.4554 | 24.3389 | 27.4244 | 29.7408 | 31.2747 | 31.9871 | 32.6216 | 32.6762 | 32.0491 | 30.7847 | 28.5681 | 25.927 | 24.3737 | 23.5592 | 21.7967 | 19.1269 | 16.9613 | 0 | 0 | 0 | 0 | 0 | 0 | 0 | 0 | 0 | 0 | 0 | 0 | 0 | 0 | 0.31151 | 0.31006 | 0.30566 | 0.21949 | 0 | 0 | 0 | 0 | 0 | 0 | 73.3065 | 71.7274 | 70.6113 | 69.2776 | 68.2814 | 66.7287 | 65.9052 | 66.8848 | 70.9816 | 76.1633 | 81.2595 | 85.2257 | 87.9872 | 89.6843 | 90.9114 | 91.6337 | 92.0346 | 91.4167 | 90.2872 | 88.1677 | 85.0991 | 81.2626 | 78.7311 | 76.7466 | 0.034663 | 0.035417 | 0.033482 | 0.029195 | 0.029917 | 0.03175 | 0.036866 | 0.045222 | 0.053741 | 0.059007 | 0.06189 | 0.064479 | 0.066024 | 0.06667 | 0.065339 | 0.060065 | 0.054881 | 0.050685 | 0.045519 | 0.043658 | 0.043742 | 0.040328 | 0.038153 | 0.039645
Program Specific1-in-10Size: 20 kW to 199.99 kWOther2025July Monthly Peak | Program Specific | 1-in-10 | Size: 20 kW to 199.99 kW | Other | 2025 | July Monthly Peak | 7 | 15.9127 | 15.0822 | 14.5633 | 14.4541 | 14.8873 | 16.5652 | 18.9508 | 22.1645 | 26.2395 | 29.4496 | 31.8498 | 33.4579 | 34.2113 | 34.8384 | 34.8851 | 34.145 | 32.8649 | 30.5141 | 27.4914 | 25.7524 | 24.8619 | 23.0139 | 20.245 | 17.9618 | 0 | 0 | 0 | 0 | 0 | 0 | 0 | 0 | 0 | 0 | 0 | 0 | 0 | 0 | 0.33257 | 0.33033 | 0.32631 | 0.23444 | 0 | 0 | 0 | 0 | 0 | 0 | 77.1198 | 75.8704 | 74.6459 | 73.4952 | 72.5835 | 71.5647 | 70.7294 | 71.0034 | 74.0823 | 79.0421 | 83.6624 | 87.4076 | 90.082 | 91.8327 | 93.161 | 93.7901 | 93.694 | 93.1803 | 92.2178 | 89.9301 | 86.257 | 82.7038 | 80.3712 | 78.6642 | 0.036683 | 0.037453 | 0.035448 | 0.030866 | 0.031616 | 0.034097 | 0.040234 | 0.049001 | 0.057938 | 0.063364 | 0.066278 | 0.068981 | 0.070615 | 0.0712 | 0.069756 | 0.063993 | 0.05859 | 0.054138 | 0.048266 | 0.046127 | 0.046161 | 0.04258 | 0.040383 | 0.041984
Program Specific1-in-10Size: 20 kW to 199.99 kWOther2025August Monthly Peak | Program Specific | 1-in-10 | Size: 20 kW to 199.99 kW | Other | 2025 | August Monthly Peak | 8 | 16.0417 | 15.1961 | 14.6746 | 14.5918 | 15.0596 | 16.7036 | 19.1596 | 22.2129 | 26.4507 | 29.8006 | 32.3144 | 33.9597 | 34.7213 | 35.3353 | 35.3298 | 34.5529 | 33.2215 | 30.7506 | 27.5763 | 26.1454 | 25.1273 | 23.101 | 20.3322 | 17.9704 | 0 | 0 | 0 | 0 | 0 | 0 | 0 | 0 | 0 | 0 | 0 | 0 | 0 | 0 | 0.33681 | 0.33428 | 0.32986 | 0.23626 | 0 | 0 | 0 | 0 | 0 | 0 | 76.3078 | 75.1157 | 73.9021 | 72.9423 | 71.8143 | 71.0876 | 70.5473 | 70.6419 | 73.3791 | 78.9027 | 83.9482 | 88.4747 | 91.602 | 93.6984 | 95.1853 | 96.1195 | 96.1758 | 95.2276 | 94.1481 | 91.7826 | 88.1314 | 85.2652 | 83.3313 | 81.5165 | 0.03698 | 0.037736 | 0.035719 | 0.03116 | 0.031982 | 0.034381 | 0.040678 | 0.049108 | 0.058404 | 0.064119 | 0.067245 | 0.070015 | 0.071668 | 0.072216 | 0.070646 | 0.064757 | 0.059225 | 0.054557 | 0.048415 | 0.046831 | 0.046654 | 0.042741 | 0.040557 | 0.042004
Program Specific1-in-10Size: 20 kW to 199.99 kWOther2025September Monthly Peak | Program Specific | 1-in-10 | Size: 20 kW to 199.99 kW | Other | 2025 | September Monthly Peak | 9 | 15.7374 | 14.988 | 14.5025 | 14.4055 | 14.9151 | 16.5339 | 19.1973 | 21.8681 | 26.0255 | 29.3755 | 31.9321 | 33.5297 | 34.323 | 34.9297 | 34.8311 | 33.9566 | 32.4936 | 29.8997 | 26.9435 | 26.1175 | 24.4826 | 22.4402 | 19.6525 | 17.5169 | 0 | 0 | 0 | 0 | 0 | 0 | 0 | 0 | 0 | 0 | 0 | 0 | 0 | 0 | 0.33205 | 0.32851 | 0.32263 | 0.22972 | 0 | 0 | 0 | 0 | 0 | 0 | 76.119 | 74.8537 | 73.6209 | 72.7724 | 71.884 | 71.0412 | 70.3398 | 70.0837 | 72.2301 | 77.2491 | 82.6041 | 87.1592 | 90.5146 | 92.9226 | 93.7485 | 93.9192 | 93.5793 | 92.5693 | 90.8899 | 87.8972 | 83.9981 | 81.0681 | 78.6652 | 76.9879 | 0.036278 | 0.037219 | 0.0353 | 0.030762 | 0.031675 | 0.034032 | 0.040757 | 0.048345 | 0.057465 | 0.063205 | 0.06645 | 0.069129 | 0.070846 | 0.071387 | 0.069648 | 0.06364 | 0.057928 | 0.053048 | 0.047304 | 0.046781 | 0.045457 | 0.041519 | 0.039201 | 0.040944
Program Specific1-in-10Size: 20 kW to 199.99 kWOther2025October Monthly Peak | Program Specific | 1-in-10 | Size: 20 kW to 199.99 kW | Other | 2025 | October Monthly Peak | 10 | 14.268 | 13.573 | 13.1969 | 13.1471 | 13.6192 | 14.9615 | 17.4302 | 19.4033 | 22.4839 | 25.3598 | 27.5296 | 29.0376 | 29.7805 | 30.4561 | 30.5537 | 29.8782 | 28.4438 | 26.2409 | 24.6266 | 23.6481 | 22.0387 | 20.2128 | 17.7131 | 15.8137 | 0 | 0 | 0 | 0 | 0 | 0 | 0 | 0 | 0 | 0 | 0 | 0 | 0 | 0 | 0.29127 | 0.28906 | 0.28242 | 0.20161 | 0 | 0 | 0 | 0 | 0 | 0 | 70.5906 | 69.1469 | 68.2525 | 67.0381 | 66.0174 | 64.9711 | 64.4564 | 63.8407 | 64.55 | 69.405 | 75.6027 | 81.444 | 85.8773 | 88.7645 | 89.8745 | 90.5338 | 90.5173 | 89.5883 | 87.16 | 82.9015 | 78.8141 | 75.7428 | 73.3789 | 71.65 | 0.032891 | 0.033705 | 0.032122 | 0.028075 | 0.028923 | 0.030796 | 0.037006 | 0.042896 | 0.049645 | 0.054564 | 0.057288 | 0.059867 | 0.061469 | 0.062244 | 0.061095 | 0.055996 | 0.050708 | 0.046556 | 0.043236 | 0.042358 | 0.040919 | 0.037398 | 0.035333 | 0.036963
Program Specific1-in-10Size: 20 kW to 199.99 kWOther2025November Monthly Peak | Program Specific | 1-in-10 | Size: 20 kW to 199.99 kW | Other | 2025 | November Monthly Peak | 11 | 13.0642 | 12.4227 | 12.1735 | 12.152 | 12.7005 | 13.7706 | 15.3074 | 17.242 | 20.0307 | 22.2605 | 24.0807 | 25.2093 | 25.9013 | 26.3852 | 26.3889 | 25.7553 | 24.65 | 24.0316 | 22.2168 | 21.0245 | 19.7038 | 18.1423 | 16.0224 | 14.3429 | 0 | 0 | 0 | 0 | 0 | 0 | 0 | 0 | 0 | 0 | 0 | 0 | 0 | 0 | 0.25157 | 0.24917 | 0.24475 | 0.18464 | 0 | 0 | 0 | 0 | 0 | 0 | 65.1715 | 63.8076 | 62.7767 | 61.3902 | 60.5203 | 59.6747 | 58.9627 | 58.6885 | 61.232 | 66.4204 | 72.6614 | 77.6218 | 80.79 | 82.4675 | 83.4963 | 83.6811 | 82.453 | 79.8619 | 76.3953 | 72.6426 | 70.0935 | 68.1518 | 66.4454 | 65.2393 | 0.030116 | 0.030849 | 0.029631 | 0.02595 | 0.026972 | 0.028344 | 0.032499 | 0.038118 | 0.044229 | 0.047896 | 0.050111 | 0.051974 | 0.053463 | 0.053924 | 0.052767 | 0.048269 | 0.043945 | 0.042637 | 0.039006 | 0.037659 | 0.036584 | 0.033567 | 0.03196 | 0.033525
Program Specific1-in-10Size: 20 kW to 199.99 kWOther2025December Monthly Peak | Program Specific | 1-in-10 | Size: 20 kW to 199.99 kW | Other | 2025 | December Monthly Peak | 12 | 12.0232 | 11.8335 | 11.7342 | 11.8525 | 12.2657 | 14.3354 | 17.4043 | 19.184 | 21.3973 | 22.2997 | 22.2143 | 21.9208 | 21.1382 | 20.8956 | 20.3028 | 19.2567 | 19.1573 | 19.1185 | 17.9035 | 17.0843 | 16.4041 | 15.439 | 14.3997 | 13.1477 | 0 | 0 | 0 | 0 | 0 | 0 | 0 | 0 | 0 | 0 | 0 | 0 | 0 | 0 | 0.19355 | 0.1863 | 0.19021 | 0.14689 | 0 | 0 | 0 | 0 | 0 | 0 | 42.2045 | 41.5663 | 41.3422 | 41.0714 | 40.7525 | 40.5801 | 40.7923 | 40.8529 | 41.5431 | 43.6081 | 45.8304 | 47.7392 | 48.8716 | 49.3992 | 49.3902 | 49.2988 | 48.9063 | 47.6591 | 46.4052 | 45.3527 | 44.4776 | 43.6177 | 43.2493 | 42.5435 | 0.027716 | 0.029386 | 0.028561 | 0.02531 | 0.026049 | 0.029507 | 0.036951 | 0.042412 | 0.047246 | 0.04798 | 0.046227 | 0.045195 | 0.043631 | 0.042705 | 0.040598 | 0.03609 | 0.034152 | 0.03392 | 0.031433 | 0.030601 | 0.030457 | 0.028565 | 0.028723 | 0.030731
Program Specific1-in-10Size: 20 kW to 199.99 kWOther2025Typical Event Day | Program Specific | 1-in-10 | Size: 20 kW to 199.99 kW | Other | 2025 | Typical Event Day | 8 | 15.8512 | 15.0075 | 14.4965 | 14.4172 | 14.8882 | 16.4604 | 18.816 | 21.7693 | 25.8564 | 29.1007 | 31.5551 | 33.1663 | 33.956 | 34.5949 | 34.6332 | 33.9132 | 32.6043 | 30.2045 | 27.1294 | 25.7457 | 24.7649 | 22.7755 | 20.034 | 17.7098 | 0 | 0 | 0 | 0 | 0 | 0 | 0 | 0 | 0 | 0 | 0 | 0 | 0 | 0 | 0.33016 | 0.32809 | 0.32373 | 0.23206 | 0 | 0 | 0 | 0 | 0 | 0 | 75.7132 | 74.3918 | 73.195 | 72.1219 | 71.1408 | 70.1055 | 69.3804 | 69.6534 | 72.6683 | 77.8393 | 82.8686 | 87.0668 | 90.0465 | 92.0345 | 93.2515 | 93.8656 | 93.8709 | 93.0985 | 91.8858 | 89.4444 | 85.8714 | 82.5749 | 80.2747 | 78.4788 | 0.036541 | 0.037268 | 0.035285 | 0.030787 | 0.031618 | 0.033881 | 0.039948 | 0.048127 | 0.057092 | 0.062613 | 0.065665 | 0.068379 | 0.070088 | 0.070703 | 0.069253 | 0.063558 | 0.058125 | 0.053588 | 0.047631 | 0.046115 | 0.045981 | 0.042139 | 0.039962 | 0.041395
Program Specific1-in-10Size: 20 kW to 199.99 kWOther2026January Monthly Peak | Program Specific | 1-in-10 | Size: 20 kW to 199.99 kW | Other | 2026 | January Monthly Peak | 1 | 11.4389 | 11.4317 | 11.3563 | 11.5386 | 11.7654 | 14.4758 | 18.4105 | 20.3033 | 22.5042 | 23.3935 | 22.99 | 22.7158 | 21.5726 | 21.3137 | 20.4946 | 19.0663 | 18.7975 | 18.4891 | 17.1718 | 16.1694 | 15.5469 | 14.4336 | 13.5526 | 12.5024 | 0 | 0 | 0 | 0 | 0 | 0 | 0 | 0 | 0 | 0 | 0 | 0 | 0 | 0 | 0.19538 | 0.18446 | 0.18664 | 0.14205 | 0 | 0 | 0 | 0 | 0 | 0 | 41.101 | 40.4657 | 39.9104 | 39.4724 | 39.3175 | 38.9724 | 38.5986 | 38.4712 | 39.0482 | 41.1499 | 43.6265 | 46.19 | 48.1282 | 49.0655 | 49.5596 | 49.4564 | 48.8851 | 47.8572 | 45.7232 | 44.0224 | 42.5976 | 41.4759 | 40.5867 | 39.8243 | 0.026369 | 0.028388 | 0.027642 | 0.02464 | 0.024986 | 0.029796 | 0.039087 | 0.044886 | 0.04969 | 0.050334 | 0.047841 | 0.046834 | 0.044528 | 0.043559 | 0.040981 | 0.035733 | 0.033511 | 0.032803 | 0.030148 | 0.028962 | 0.028866 | 0.026705 | 0.027034 | 0.029223
Program Specific1-in-10Size: 20 kW to 199.99 kWOther2026February Monthly Peak | Program Specific | 1-in-10 | Size: 20 kW to 199.99 kW | Other | 2026 | February Monthly Peak | 2 | 11.856 | 11.5284 | 11.3679 | 11.5217 | 11.934 | 13.6638 | 16.2571 | 17.7515 | 19.9219 | 21.1537 | 21.7029 | 22.02 | 21.8475 | 22.0494 | 21.833 | 21.0741 | 20.3117 | 19.616 | 18.9748 | 17.9338 | 17.0382 | 15.7423 | 14.2279 | 12.9032 | 0 | 0 | 0 | 0 | 0 | 0 | 0 | 0 | 0 | 0 | 0 | 0 | 0 | 0 | 0.20814 | 0.20388 | 0.20167 | 0.15071 | 0 | 0 | 0 | 0 | 0 | 0 | 48.9832 | 48.5193 | 48.0268 | 47.4858 | 46.9706 | 46.1252 | 45.7477 | 45.7345 | 46.6041 | 48.7826 | 50.9188 | 52.8123 | 54.3842 | 55.4407 | 56.4282 | 56.9739 | 56.5064 | 55.6794 | 53.6149 | 51.4834 | 49.7285 | 48.3025 | 47.414 | 46.4239 | 0.027331 | 0.028628 | 0.02767 | 0.024604 | 0.025344 | 0.028124 | 0.034515 | 0.039245 | 0.043988 | 0.045515 | 0.045163 | 0.045399 | 0.045095 | 0.045063 | 0.043657 | 0.039496 | 0.03621 | 0.034802 | 0.033314 | 0.032123 | 0.031635 | 0.029126 | 0.028381 | 0.03016
Program Specific1-in-10Size: 20 kW to 199.99 kWOther2026March Monthly Peak | Program Specific | 1-in-10 | Size: 20 kW to 199.99 kW | Other | 2026 | March Monthly Peak | 3 | 12.4791 | 11.9142 | 11.6362 | 11.6838 | 12.1272 | 13.3539 | 15.5626 | 17.0377 | 19.1495 | 20.9133 | 22.2297 | 23.1439 | 23.741 | 24.3894 | 24.5824 | 24.1469 | 23.1927 | 21.7402 | 20.4413 | 20.0441 | 18.9862 | 17.4662 | 15.4295 | 13.7998 | 0 | 0 | 0 | 0 | 0 | 0 | 0 | 0 | 0 | 0 | 0 | 0 | 0 | 0 | 0.23435 | 0.23361 | 0.23028 | 0.16703 | 0 | 0 | 0 | 0 | 0 | 0 | 56.3513 | 54.9144 | 54.0492 | 53.5855 | 52.603 | 51.8994 | 51.1941 | 51.015 | 52.3146 | 56.8088 | 62.3782 | 67.161 | 70.5123 | 72.3992 | 73.6734 | 74.4615 | 74.479 | 73.4039 | 71.6538 | 68.961 | 65.4992 | 62.4971 | 60.2399 | 58.552 | 0.028767 | 0.029586 | 0.028323 | 0.02495 | 0.025755 | 0.027487 | 0.033041 | 0.037667 | 0.042283 | 0.044997 | 0.046259 | 0.047716 | 0.049003 | 0.049845 | 0.049155 | 0.045255 | 0.041347 | 0.038571 | 0.035888 | 0.035903 | 0.035251 | 0.032316 | 0.030778 | 0.032255
Program Specific1-in-10Size: 20 kW to 199.99 kWOther2026April Monthly Peak | Program Specific | 1-in-10 | Size: 20 kW to 199.99 kW | Other | 2026 | April Monthly Peak | 4 | 13.4903 | 12.8064 | 12.408 | 12.3866 | 12.8571 | 13.9968 | 15.8145 | 17.8418 | 20.905 | 23.4293 | 25.5522 | 26.9623 | 27.8185 | 28.5142 | 28.6738 | 28.194 | 26.9266 | 24.9282 | 22.7462 | 22.2099 | 21.2481 | 19.5244 | 17.1081 | 15.1499 | 0 | 0 | 0 | 0 | 0 | 0 | 0 | 0 | 0 | 0 | 0 | 0 | 0 | 0 | 0.27335 | 0.27276 | 0.26735 | 0.19152 | 0 | 0 | 0 | 0 | 0 | 0 | 66.9273 | 65.498 | 63.8219 | 62.6264 | 61.4734 | 60.3576 | 59.7403 | 59.6921 | 63.1361 | 69.5057 | 75.8598 | 81.1435 | 84.2907 | 86.3332 | 87.5612 | 88.2366 | 88.0744 | 87.3945 | 85.3463 | 82.2399 | 78.1228 | 74.378 | 71.5874 | 69.9234 | 0.031098 | 0.031802 | 0.030202 | 0.026451 | 0.027305 | 0.02881 | 0.033576 | 0.039444 | 0.046159 | 0.050411 | 0.053173 | 0.055589 | 0.05742 | 0.058275 | 0.057336 | 0.05284 | 0.048003 | 0.044227 | 0.039935 | 0.039782 | 0.039451 | 0.036124 | 0.034126 | 0.035411
Program Specific1-in-10Size: 20 kW to 199.99 kWOther2026May Monthly Peak | Program Specific | 1-in-10 | Size: 20 kW to 199.99 kW | Other | 2026 | May Monthly Peak | 5 | 14.3067 | 13.5545 | 13.1239 | 13.0721 | 13.5854 | 14.8382 | 16.5044 | 19.1256 | 22.7659 | 25.5946 | 27.8849 | 29.3484 | 30.1041 | 30.6825 | 30.7257 | 30.1683 | 28.7958 | 26.6724 | 24.2232 | 23.2057 | 22.528 | 20.7804 | 18.1991 | 16.1338 | 0 | 0 | 0 | 0 | 0 | 0 | 0 | 0 | 0 | 0 | 0 | 0 | 0 | 0 | 0.29291 | 0.29186 | 0.28591 | 0.20493 | 0 | 0 | 0 | 0 | 0 | 0 | 73.3949 | 71.3487 | 69.8892 | 68.6042 | 67.2345 | 66.0258 | 65.2475 | 65.5759 | 69.2524 | 74.7363 | 80.0233 | 83.6304 | 86.9943 | 89.2176 | 90.3865 | 90.7356 | 90.2613 | 89.1713 | 87.7609 | 85.2641 | 81.3132 | 77.6613 | 75.0831 | 72.5722 | 0.03298 | 0.03366 | 0.031944 | 0.027915 | 0.028852 | 0.030542 | 0.03504 | 0.042282 | 0.050268 | 0.05507 | 0.058027 | 0.060508 | 0.062137 | 0.062707 | 0.061439 | 0.05654 | 0.051336 | 0.047322 | 0.042528 | 0.041566 | 0.041827 | 0.038448 | 0.036302 | 0.037711
Program Specific1-in-10Size: 20 kW to 199.99 kWOther2026June Monthly Peak | Program Specific | 1-in-10 | Size: 20 kW to 199.99 kW | Other | 2026 | June Monthly Peak | 6 | 15.0365 | 14.2624 | 13.7557 | 13.6716 | 14.0869 | 15.4251 | 17.3641 | 20.4554 | 24.3389 | 27.4244 | 29.7408 | 31.2747 | 31.9871 | 32.6216 | 32.6762 | 32.0491 | 30.7847 | 28.5681 | 25.927 | 24.3737 | 23.5592 | 21.7967 | 19.1269 | 16.9613 | 0 | 0 | 0 | 0 | 0 | 0 | 0 | 0 | 0 | 0 | 0 | 0 | 0 | 0 | 0.31151 | 0.31006 | 0.30566 | 0.21949 | 0 | 0 | 0 | 0 | 0 | 0 | 73.3065 | 71.7274 | 70.6113 | 69.2776 | 68.2814 | 66.7287 | 65.9052 | 66.8848 | 70.9816 | 76.1633 | 81.2595 | 85.2257 | 87.9872 | 89.6843 | 90.9114 | 91.6337 | 92.0346 | 91.4167 | 90.2872 | 88.1677 | 85.0991 | 81.2626 | 78.7311 | 76.7466 | 0.034663 | 0.035417 | 0.033482 | 0.029195 | 0.029917 | 0.03175 | 0.036866 | 0.045222 | 0.053741 | 0.059007 | 0.06189 | 0.064479 | 0.066024 | 0.06667 | 0.065339 | 0.060065 | 0.054881 | 0.050685 | 0.045519 | 0.043658 | 0.043742 | 0.040328 | 0.038153 | 0.039645
Program Specific1-in-10Size: 20 kW to 199.99 kWOther2026July Monthly Peak | Program Specific | 1-in-10 | Size: 20 kW to 199.99 kW | Other | 2026 | July Monthly Peak | 7 | 15.9127 | 15.0822 | 14.5633 | 14.4541 | 14.8873 | 16.5652 | 18.9508 | 22.1645 | 26.2395 | 29.4496 | 31.8498 | 33.4579 | 34.2113 | 34.8384 | 34.8851 | 34.145 | 32.8649 | 30.5141 | 27.4914 | 25.7524 | 24.8619 | 23.0139 | 20.245 | 17.9618 | 0 | 0 | 0 | 0 | 0 | 0 | 0 | 0 | 0 | 0 | 0 | 0 | 0 | 0 | 0.33257 | 0.33033 | 0.32631 | 0.23444 | 0 | 0 | 0 | 0 | 0 | 0 | 77.1198 | 75.8704 | 74.6459 | 73.4952 | 72.5835 | 71.5647 | 70.7294 | 71.0034 | 74.0823 | 79.0421 | 83.6624 | 87.4076 | 90.082 | 91.8327 | 93.161 | 93.7901 | 93.694 | 93.1803 | 92.2178 | 89.9301 | 86.257 | 82.7038 | 80.3712 | 78.6642 | 0.036683 | 0.037453 | 0.035448 | 0.030866 | 0.031616 | 0.034097 | 0.040234 | 0.049001 | 0.057938 | 0.063364 | 0.066278 | 0.068981 | 0.070615 | 0.0712 | 0.069756 | 0.063993 | 0.05859 | 0.054138 | 0.048266 | 0.046127 | 0.046161 | 0.04258 | 0.040383 | 0.041984
Program Specific1-in-10Size: 20 kW to 199.99 kWOther2026August Monthly Peak | Program Specific | 1-in-10 | Size: 20 kW to 199.99 kW | Other | 2026 | August Monthly Peak | 8 | 16.0417 | 15.1961 | 14.6746 | 14.5918 | 15.0596 | 16.7036 | 19.1596 | 22.2129 | 26.4507 | 29.8006 | 32.3144 | 33.9597 | 34.7213 | 35.3353 | 35.3298 | 34.5529 | 33.2215 | 30.7506 | 27.5763 | 26.1454 | 25.1273 | 23.101 | 20.3322 | 17.9704 | 0 | 0 | 0 | 0 | 0 | 0 | 0 | 0 | 0 | 0 | 0 | 0 | 0 | 0 | 0.33681 | 0.33428 | 0.32986 | 0.23626 | 0 | 0 | 0 | 0 | 0 | 0 | 76.3078 | 75.1157 | 73.9021 | 72.9423 | 71.8143 | 71.0876 | 70.5473 | 70.6419 | 73.3791 | 78.9027 | 83.9482 | 88.4747 | 91.602 | 93.6984 | 95.1853 | 96.1195 | 96.1758 | 95.2276 | 94.1481 | 91.7826 | 88.1314 | 85.2652 | 83.3313 | 81.5165 | 0.03698 | 0.037736 | 0.035719 | 0.03116 | 0.031982 | 0.034381 | 0.040678 | 0.049108 | 0.058404 | 0.064119 | 0.067245 | 0.070015 | 0.071668 | 0.072216 | 0.070646 | 0.064757 | 0.059225 | 0.054557 | 0.048415 | 0.046831 | 0.046654 | 0.042741 | 0.040557 | 0.042004
Program Specific1-in-10Size: 20 kW to 199.99 kWOther2026September Monthly Peak | Program Specific | 1-in-10 | Size: 20 kW to 199.99 kW | Other | 2026 | September Monthly Peak | 9 | 15.7374 | 14.988 | 14.5025 | 14.4055 | 14.9151 | 16.5339 | 19.1973 | 21.8681 | 26.0255 | 29.3755 | 31.9321 | 33.5297 | 34.323 | 34.9297 | 34.8311 | 33.9566 | 32.4936 | 29.8997 | 26.9435 | 26.1175 | 24.4826 | 22.4402 | 19.6525 | 17.5169 | 0 | 0 | 0 | 0 | 0 | 0 | 0 | 0 | 0 | 0 | 0 | 0 | 0 | 0 | 0.33205 | 0.32851 | 0.32263 | 0.22972 | 0 | 0 | 0 | 0 | 0 | 0 | 76.119 | 74.8537 | 73.6209 | 72.7724 | 71.884 | 71.0412 | 70.3398 | 70.0837 | 72.2301 | 77.2491 | 82.6041 | 87.1592 | 90.5146 | 92.9226 | 93.7485 | 93.9192 | 93.5793 | 92.5693 | 90.8899 | 87.8972 | 83.9981 | 81.0681 | 78.6652 | 76.9879 | 0.036278 | 0.037219 | 0.0353 | 0.030762 | 0.031675 | 0.034032 | 0.040757 | 0.048345 | 0.057465 | 0.063205 | 0.06645 | 0.069129 | 0.070846 | 0.071387 | 0.069648 | 0.06364 | 0.057928 | 0.053048 | 0.047304 | 0.046781 | 0.045457 | 0.041519 | 0.039201 | 0.040944
Program Specific1-in-10Size: 20 kW to 199.99 kWOther2026October Monthly Peak | Program Specific | 1-in-10 | Size: 20 kW to 199.99 kW | Other | 2026 | October Monthly Peak | 10 | 14.268 | 13.573 | 13.1969 | 13.1471 | 13.6192 | 14.9615 | 17.4302 | 19.4033 | 22.4839 | 25.3598 | 27.5296 | 29.0376 | 29.7805 | 30.4561 | 30.5537 | 29.8782 | 28.4438 | 26.2409 | 24.6266 | 23.6481 | 22.0387 | 20.2128 | 17.7131 | 15.8137 | 0 | 0 | 0 | 0 | 0 | 0 | 0 | 0 | 0 | 0 | 0 | 0 | 0 | 0 | 0.29127 | 0.28906 | 0.28242 | 0.20161 | 0 | 0 | 0 | 0 | 0 | 0 | 70.5906 | 69.1469 | 68.2525 | 67.0381 | 66.0174 | 64.9711 | 64.4564 | 63.8407 | 64.55 | 69.405 | 75.6027 | 81.444 | 85.8773 | 88.7645 | 89.8745 | 90.5338 | 90.5173 | 89.5883 | 87.16 | 82.9015 | 78.8141 | 75.7428 | 73.3789 | 71.65 | 0.032891 | 0.033705 | 0.032122 | 0.028075 | 0.028923 | 0.030796 | 0.037006 | 0.042896 | 0.049645 | 0.054564 | 0.057288 | 0.059867 | 0.061469 | 0.062244 | 0.061095 | 0.055996 | 0.050708 | 0.046556 | 0.043236 | 0.042358 | 0.040919 | 0.037398 | 0.035333 | 0.036963
Program Specific1-in-10Size: 20 kW to 199.99 kWOther2026November Monthly Peak | Program Specific | 1-in-10 | Size: 20 kW to 199.99 kW | Other | 2026 | November Monthly Peak | 11 | 13.0642 | 12.4227 | 12.1735 | 12.152 | 12.7005 | 13.7706 | 15.3074 | 17.242 | 20.0307 | 22.2605 | 24.0807 | 25.2093 | 25.9013 | 26.3852 | 26.3889 | 25.7553 | 24.65 | 24.0316 | 22.2168 | 21.0245 | 19.7038 | 18.1423 | 16.0224 | 14.3429 | 0 | 0 | 0 | 0 | 0 | 0 | 0 | 0 | 0 | 0 | 0 | 0 | 0 | 0 | 0.25157 | 0.24917 | 0.24475 | 0.18464 | 0 | 0 | 0 | 0 | 0 | 0 | 65.1715 | 63.8076 | 62.7767 | 61.3902 | 60.5203 | 59.6747 | 58.9627 | 58.6885 | 61.232 | 66.4204 | 72.6614 | 77.6218 | 80.79 | 82.4675 | 83.4963 | 83.6811 | 82.453 | 79.8619 | 76.3953 | 72.6426 | 70.0935 | 68.1518 | 66.4454 | 65.2393 | 0.030116 | 0.030849 | 0.029631 | 0.02595 | 0.026972 | 0.028344 | 0.032499 | 0.038118 | 0.044229 | 0.047896 | 0.050111 | 0.051974 | 0.053463 | 0.053924 | 0.052767 | 0.048269 | 0.043945 | 0.042637 | 0.039006 | 0.037659 | 0.036584 | 0.033567 | 0.03196 | 0.033525
Program Specific1-in-10Size: 20 kW to 199.99 kWOther2026December Monthly Peak | Program Specific | 1-in-10 | Size: 20 kW to 199.99 kW | Other | 2026 | December Monthly Peak | 12 | 12.0232 | 11.8335 | 11.7342 | 11.8525 | 12.2657 | 14.3354 | 17.4043 | 19.184 | 21.3973 | 22.2997 | 22.2143 | 21.9208 | 21.1382 | 20.8956 | 20.3028 | 19.2567 | 19.1573 | 19.1185 | 17.9035 | 17.0843 | 16.4041 | 15.439 | 14.3997 | 13.1477 | 0 | 0 | 0 | 0 | 0 | 0 | 0 | 0 | 0 | 0 | 0 | 0 | 0 | 0 | 0.19355 | 0.1863 | 0.19021 | 0.14689 | 0 | 0 | 0 | 0 | 0 | 0 | 42.2045 | 41.5663 | 41.3422 | 41.0714 | 40.7525 | 40.5801 | 40.7923 | 40.8529 | 41.5431 | 43.6081 | 45.8304 | 47.7392 | 48.8716 | 49.3992 | 49.3902 | 49.2988 | 48.9063 | 47.6591 | 46.4052 | 45.3527 | 44.4776 | 43.6177 | 43.2493 | 42.5435 | 0.027716 | 0.029386 | 0.028561 | 0.02531 | 0.026049 | 0.029507 | 0.036951 | 0.042412 | 0.047246 | 0.04798 | 0.046227 | 0.045195 | 0.043631 | 0.042705 | 0.040598 | 0.03609 | 0.034152 | 0.03392 | 0.031433 | 0.030601 | 0.030457 | 0.028565 | 0.028723 | 0.030731
Program Specific1-in-10Size: 20 kW to 199.99 kWOther2026Typical Event Day | Program Specific | 1-in-10 | Size: 20 kW to 199.99 kW | Other | 2026 | Typical Event Day | 8 | 15.8512 | 15.0075 | 14.4965 | 14.4172 | 14.8882 | 16.4604 | 18.816 | 21.7693 | 25.8564 | 29.1007 | 31.5551 | 33.1663 | 33.956 | 34.5949 | 34.6332 | 33.9132 | 32.6043 | 30.2045 | 27.1294 | 25.7457 | 24.7649 | 22.7755 | 20.034 | 17.7098 | 0 | 0 | 0 | 0 | 0 | 0 | 0 | 0 | 0 | 0 | 0 | 0 | 0 | 0 | 0.33016 | 0.32809 | 0.32373 | 0.23206 | 0 | 0 | 0 | 0 | 0 | 0 | 75.7132 | 74.3918 | 73.195 | 72.1219 | 71.1408 | 70.1055 | 69.3804 | 69.6534 | 72.6683 | 77.8393 | 82.8686 | 87.0668 | 90.0465 | 92.0345 | 93.2515 | 93.8656 | 93.8709 | 93.0985 | 91.8858 | 89.4444 | 85.8714 | 82.5749 | 80.2747 | 78.4788 | 0.036541 | 0.037268 | 0.035285 | 0.030787 | 0.031618 | 0.033881 | 0.039948 | 0.048127 | 0.057092 | 0.062613 | 0.065665 | 0.068379 | 0.070088 | 0.070703 | 0.069253 | 0.063558 | 0.058125 | 0.053588 | 0.047631 | 0.046115 | 0.045981 | 0.042139 | 0.039962 | 0.041395
Program Specific1-in-2Size: 20 kW to 199.99 kWOther2015January Monthly Peak | Program Specific | 1-in-2 | Size: 20 kW to 199.99 kW | Other | 2015 | January Monthly Peak | 1
Program Specific1-in-2Size: 20 kW to 199.99 kWOther2015February Monthly Peak | Program Specific | 1-in-2 | Size: 20 kW to 199.99 kW | Other | 2015 | February Monthly Peak | 2
Program Specific1-in-2Size: 20 kW to 199.99 kWOther2015March Monthly Peak | Program Specific | 1-in-2 | Size: 20 kW to 199.99 kW | Other | 2015 | March Monthly Peak | 3
Program Specific1-in-2Size: 20 kW to 199.99 kWOther2015April Monthly Peak | Program Specific | 1-in-2 | Size: 20 kW to 199.99 kW | Other | 2015 | April Monthly Peak | 4
Program Specific1-in-2Size: 20 kW to 199.99 kWOther2015May Monthly Peak | Program Specific | 1-in-2 | Size: 20 kW to 199.99 kW | Other | 2015 | May Monthly Peak | 5
Program Specific1-in-2Size: 20 kW to 199.99 kWOther2015June Monthly Peak | Program Specific | 1-in-2 | Size: 20 kW to 199.99 kW | Other | 2015 | June Monthly Peak | 6
Program Specific1-in-2Size: 20 kW to 199.99 kWOther2015July Monthly Peak | Program Specific | 1-in-2 | Size: 20 kW to 199.99 kW | Other | 2015 | July Monthly Peak | 7
Program Specific1-in-2Size: 20 kW to 199.99 kWOther2015August Monthly Peak | Program Specific | 1-in-2 | Size: 20 kW to 199.99 kW | Other | 2015 | August Monthly Peak | 8
Program Specific1-in-2Size: 20 kW to 199.99 kWOther2015September Monthly Peak | Program Specific | 1-in-2 | Size: 20 kW to 199.99 kW | Other | 2015 | September Monthly Peak | 9
Program Specific1-in-2Size: 20 kW to 199.99 kWOther2015October Monthly Peak | Program Specific | 1-in-2 | Size: 20 kW to 199.99 kW | Other | 2015 | October Monthly Peak | 10
Program Specific1-in-2Size: 20 kW to 199.99 kWOther2015November Monthly Peak | Program Specific | 1-in-2 | Size: 20 kW to 199.99 kW | Other | 2015 | November Monthly Peak | 11
Program Specific1-in-2Size: 20 kW to 199.99 kWOther2015December Monthly Peak | Program Specific | 1-in-2 | Size: 20 kW to 199.99 kW | Other | 2015 | December Monthly Peak | 12
Program Specific1-in-2Size: 20 kW to 199.99 kWOther2015Typical Event Day | Program Specific | 1-in-2 | Size: 20 kW to 199.99 kW | Other | 2015 | Typical Event Day | 8
Program Specific1-in-2Size: 20 kW to 199.99 kWOther2016January Monthly Peak | Program Specific | 1-in-2 | Size: 20 kW to 199.99 kW | Other | 2016 | January Monthly Peak | 1
Program Specific1-in-2Size: 20 kW to 199.99 kWOther2016February Monthly Peak | Program Specific | 1-in-2 | Size: 20 kW to 199.99 kW | Other | 2016 | February Monthly Peak | 2
Program Specific1-in-2Size: 20 kW to 199.99 kWOther2016March Monthly Peak | Program Specific | 1-in-2 | Size: 20 kW to 199.99 kW | Other | 2016 | March Monthly Peak | 3
Program Specific1-in-2Size: 20 kW to 199.99 kWOther2016April Monthly Peak | Program Specific | 1-in-2 | Size: 20 kW to 199.99 kW | Other | 2016 | April Monthly Peak | 4
Program Specific1-in-2Size: 20 kW to 199.99 kWOther2016May Monthly Peak | Program Specific | 1-in-2 | Size: 20 kW to 199.99 kW | Other | 2016 | May Monthly Peak | 5
Program Specific1-in-2Size: 20 kW to 199.99 kWOther2016June Monthly Peak | Program Specific | 1-in-2 | Size: 20 kW to 199.99 kW | Other | 2016 | June Monthly Peak | 6
Program Specific1-in-2Size: 20 kW to 199.99 kWOther2016July Monthly Peak | Program Specific | 1-in-2 | Size: 20 kW to 199.99 kW | Other | 2016 | July Monthly Peak | 7
Program Specific1-in-2Size: 20 kW to 199.99 kWOther2016August Monthly Peak | Program Specific | 1-in-2 | Size: 20 kW to 199.99 kW | Other | 2016 | August Monthly Peak | 8
Program Specific1-in-2Size: 20 kW to 199.99 kWOther2016September Monthly Peak | Program Specific | 1-in-2 | Size: 20 kW to 199.99 kW | Other | 2016 | September Monthly Peak | 9
Program Specific1-in-2Size: 20 kW to 199.99 kWOther2016October Monthly Peak | Program Specific | 1-in-2 | Size: 20 kW to 199.99 kW | Other | 2016 | October Monthly Peak | 10
Program Specific1-in-2Size: 20 kW to 199.99 kWOther2016November Monthly Peak | Program Specific | 1-in-2 | Size: 20 kW to 199.99 kW | Other | 2016 | November Monthly Peak | 11
Program Specific1-in-2Size: 20 kW to 199.99 kWOther2016December Monthly Peak | Program Specific | 1-in-2 | Size: 20 kW to 199.99 kW | Other | 2016 | December Monthly Peak | 12
Program Specific1-in-2Size: 20 kW to 199.99 kWOther2016Typical Event Day | Program Specific | 1-in-2 | Size: 20 kW to 199.99 kW | Other | 2016 | Typical Event Day | 8
Program Specific1-in-2Size: 20 kW to 199.99 kWOther2017January Monthly Peak | Program Specific | 1-in-2 | Size: 20 kW to 199.99 kW | Other | 2017 | January Monthly Peak | 1
Program Specific1-in-2Size: 20 kW to 199.99 kWOther2017February Monthly Peak | Program Specific | 1-in-2 | Size: 20 kW to 199.99 kW | Other | 2017 | February Monthly Peak | 2
Program Specific1-in-2Size: 20 kW to 199.99 kWOther2017March Monthly Peak | Program Specific | 1-in-2 | Size: 20 kW to 199.99 kW | Other | 2017 | March Monthly Peak | 3
Program Specific1-in-2Size: 20 kW to 199.99 kWOther2017April Monthly Peak | Program Specific | 1-in-2 | Size: 20 kW to 199.99 kW | Other | 2017 | April Monthly Peak | 4
Program Specific1-in-2Size: 20 kW to 199.99 kWOther2017May Monthly Peak | Program Specific | 1-in-2 | Size: 20 kW to 199.99 kW | Other | 2017 | May Monthly Peak | 5
Program Specific1-in-2Size: 20 kW to 199.99 kWOther2017June Monthly Peak | Program Specific | 1-in-2 | Size: 20 kW to 199.99 kW | Other | 2017 | June Monthly Peak | 6
Program Specific1-in-2Size: 20 kW to 199.99 kWOther2017July Monthly Peak | Program Specific | 1-in-2 | Size: 20 kW to 199.99 kW | Other | 2017 | July Monthly Peak | 7
Program Specific1-in-2Size: 20 kW to 199.99 kWOther2017August Monthly Peak | Program Specific | 1-in-2 | Size: 20 kW to 199.99 kW | Other | 2017 | August Monthly Peak | 8
Program Specific1-in-2Size: 20 kW to 199.99 kWOther2017September Monthly Peak | Program Specific | 1-in-2 | Size: 20 kW to 199.99 kW | Other | 2017 | September Monthly Peak | 9
Program Specific1-in-2Size: 20 kW to 199.99 kWOther2017October Monthly Peak | Program Specific | 1-in-2 | Size: 20 kW to 199.99 kW | Other | 2017 | October Monthly Peak | 10
Program Specific1-in-2Size: 20 kW to 199.99 kWOther2017November Monthly Peak | Program Specific | 1-in-2 | Size: 20 kW to 199.99 kW | Other | 2017 | November Monthly Peak | 11
Program Specific1-in-2Size: 20 kW to 199.99 kWOther2017December Monthly Peak | Program Specific | 1-in-2 | Size: 20 kW to 199.99 kW | Other | 2017 | December Monthly Peak | 12
Program Specific1-in-2Size: 20 kW to 199.99 kWOther2017Typical Event Day | Program Specific | 1-in-2 | Size: 20 kW to 199.99 kW | Other | 2017 | Typical Event Day | 8
Program Specific1-in-2Size: 20 kW to 199.99 kWOther2018January Monthly Peak | Program Specific | 1-in-2 | Size: 20 kW to 199.99 kW | Other | 2018 | January Monthly Peak | 1
Program Specific1-in-2Size: 20 kW to 199.99 kWOther2018February Monthly Peak | Program Specific | 1-in-2 | Size: 20 kW to 199.99 kW | Other | 2018 | February Monthly Peak | 2
Program Specific1-in-2Size: 20 kW to 199.99 kWOther2018March Monthly Peak | Program Specific | 1-in-2 | Size: 20 kW to 199.99 kW | Other | 2018 | March Monthly Peak | 3
Program Specific1-in-2Size: 20 kW to 199.99 kWOther2018April Monthly Peak | Program Specific | 1-in-2 | Size: 20 kW to 199.99 kW | Other | 2018 | April Monthly Peak | 4 | 12.9781 | 12.3429 | 11.9812 | 11.9778 | 12.4352 | 13.5245 | 15.2468 | 17.0705 | 19.7805 | 21.9871 | 23.8261 | 25.0516 | 25.8342 | 26.5176 | 26.7102 | 26.298 | 25.1412 | 23.3281 | 21.4067 | 20.999 | 20.1682 | 18.5661 | 16.3014 | 14.4683 | 0 | 0 | 0 | 0 | 0 | 0 | 0 | 0 | 0 | 0 | 0 | 0 | 0 | 0 | 0.25463 | 0.25442 | 0.24963 | 0.17923 | 0 | 0 | 0 | 0 | 0 | 0 | 63.3292 | 62.0799 | 60.9174 | 59.8279 | 58.8656 | 58.0467 | 57.382 | 57.2576 | 59.5472 | 63.8594 | 69.3509 | 74.0899 | 77.4569 | 79.3983 | 80.6442 | 81.3496 | 81.3988 | 80.9217 | 79.9538 | 77.9724 | 74.3298 | 71.3445 | 68.882 | 66.7423 | 0.029918 | 0.030651 | 0.029163 | 0.025578 | 0.026409 | 0.027838 | 0.03237 | 0.037739 | 0.043676 | 0.047308 | 0.049581 | 0.051649 | 0.053324 | 0.054195 | 0.05341 | 0.049286 | 0.04482 | 0.041388 | 0.037583 | 0.037613 | 0.037446 | 0.034351 | 0.032517 | 0.033818
Program Specific1-in-2Size: 20 kW to 199.99 kWOther2018May Monthly Peak | Program Specific | 1-in-2 | Size: 20 kW to 199.99 kW | Other | 2018 | May Monthly Peak | 5 | 13.4792 | 12.776 | 12.3992 | 12.3707 | 12.8773 | 13.9523 | 15.3461 | 17.594 | 20.6284 | 22.9668 | 24.8826 | 26.1106 | 26.8484 | 27.4609 | 27.6145 | 27.2241 | 25.9965 | 24.1763 | 22.1523 | 21.3415 | 20.8547 | 19.2885 | 16.8992 | 15.0197 | 0 | 0 | 0 | 0 | 0 | 0 | 0 | 0 | 0 | 0 | 0 | 0 | 0 | 0 | 0.26325 | 0.26338 | 0.25812 | 0.18575 | 0 | 0 | 0 | 0 | 0 | 0 | 65.628 | 64.2971 | 63.114 | 61.9102 | 60.914 | 59.8336 | 58.7662 | 59.8507 | 63.909 | 68.4654 | 72.6951 | 76.5125 | 79.6871 | 82.0613 | 83.6474 | 84.5129 | 84.5996 | 84.0043 | 82.6594 | 80.6161 | 76.7938 | 73.206 | 70.8052 | 68.703 | 0.031073 | 0.031726 | 0.03018 | 0.026417 | 0.027348 | 0.028718 | 0.032581 | 0.038896 | 0.045548 | 0.049416 | 0.05178 | 0.053833 | 0.055417 | 0.056123 | 0.055218 | 0.051022 | 0.046345 | 0.042893 | 0.038892 | 0.038226 | 0.038721 | 0.035688 | 0.033709 | 0.035107
Program Specific1-in-2Size: 20 kW to 199.99 kWOther2018June Monthly Peak | Program Specific | 1-in-2 | Size: 20 kW to 199.99 kW | Other | 2018 | June Monthly Peak | 6 | 14.35 | 13.6074 | 13.1435 | 13.077 | 13.4913 | 14.652 | 16.3282 | 19.096 | 22.466 | 25.1518 | 27.1838 | 28.5419 | 29.2707 | 29.9503 | 30.1143 | 29.6438 | 28.489 | 26.5253 | 24.2381 | 22.8559 | 22.1933 | 20.5767 | 18.0496 | 16.0331 | 0 | 0 | 0 | 0 | 0 | 0 | 0 | 0 | 0 | 0 | 0 | 0 | 0 | 0 | 0.28709 | 0.28679 | 0.28287 | 0.20379 | 0 | 0 | 0 | 0 | 0 | 0 | 68.2921 | 66.6114 | 65.307 | 64.2836 | 63.0017 | 62.0102 | 61.2794 | 62.2688 | 66.2635 | 70.9058 | 75.3713 | 79.2955 | 82.4154 | 84.5112 | 85.7656 | 86.3834 | 86.6566 | 86.3228 | 85.1205 | 83.1371 | 80.219 | 76.4232 | 73.4873 | 71.3833 | 0.03308 | 0.033791 | 0.031992 | 0.027925 | 0.028652 | 0.030159 | 0.034666 | 0.042217 | 0.049606 | 0.054117 | 0.056568 | 0.058845 | 0.060417 | 0.06121 | 0.060217 | 0.055557 | 0.050788 | 0.047061 | 0.042554 | 0.040939 | 0.041206 | 0.038071 | 0.036004 | 0.037476
Program Specific1-in-2Size: 20 kW to 199.99 kWOther2018July Monthly Peak | Program Specific | 1-in-2 | Size: 20 kW to 199.99 kW | Other | 2018 | July Monthly Peak | 7 | 15.2002 | 14.3856 | 13.9079 | 13.8137 | 14.2541 | 15.6931 | 17.7388 | 20.5918 | 24.1136 | 26.922 | 29.0746 | 30.5359 | 31.3637 | 32.068 | 32.2608 | 31.716 | 30.5304 | 28.4443 | 25.7913 | 24.2292 | 23.4846 | 21.7796 | 19.1287 | 16.9911 | 0 | 0 | 0 | 0 | 0 | 0 | 0 | 0 | 0 | 0 | 0 | 0 | 0 | 0 | 0.30755 | 0.30684 | 0.30314 | 0.21854 | 0 | 0 | 0 | 0 | 0 | 0 | 71.684 | 70.6968 | 69.6555 | 68.5406 | 67.3847 | 66.6052 | 65.913 | 66.2849 | 69.3202 | 73.9122 | 78.3398 | 81.9561 | 84.8695 | 87.2976 | 89.0847 | 89.9869 | 90.1321 | 89.4267 | 88.0289 | 86.48 | 83.3493 | 79.4708 | 76.8047 | 75.0691 | 0.03504 | 0.035723 | 0.033852 | 0.029499 | 0.030272 | 0.032301 | 0.037661 | 0.045524 | 0.053244 | 0.057926 | 0.060503 | 0.062956 | 0.064737 | 0.065538 | 0.064509 | 0.05944 | 0.054428 | 0.050466 | 0.045281 | 0.043399 | 0.043603 | 0.040297 | 0.038156 | 0.039715
Program Specific1-in-2Size: 20 kW to 199.99 kWOther2018August Monthly Peak | Program Specific | 1-in-2 | Size: 20 kW to 199.99 kW | Other | 2018 | August Monthly Peak | 8 | 15.5739 | 14.7353 | 14.2402 | 14.1665 | 14.6408 | 16.1166 | 18.3356 | 21.1469 | 25.0174 | 28.1063 | 30.4674 | 32.0237 | 32.846 | 33.5169 | 33.6141 | 32.9722 | 31.6989 | 29.4022 | 26.4712 | 25.1563 | 24.2315 | 22.2972 | 19.5997 | 17.3316 | 0 | 0 | 0 | 0 | 0 | 0 | 0 | 0 | 0 | 0 | 0 | 0 | 0 | 0 | 0.32045 | 0.31899 | 0.31474 | 0.2259 | 0 | 0 | 0 | 0 | 0 | 0 | 73.9205 | 72.6102 | 71.2027 | 69.9903 | 68.9525 | 67.9802 | 67.206 | 66.9173 | 70.0891 | 75.8632 | 81.1289 | 85.0505 | 88.4167 | 90.9248 | 92.1475 | 92.7653 | 92.686 | 91.9321 | 90.3796 | 88.0093 | 84.4459 | 81.1716 | 78.7893 | 77.0085 | 0.035902 | 0.036592 | 0.034661 | 0.030252 | 0.031093 | 0.033173 | 0.038928 | 0.046751 | 0.055239 | 0.060474 | 0.063401 | 0.066024 | 0.067797 | 0.068499 | 0.067215 | 0.061795 | 0.056511 | 0.052165 | 0.046475 | 0.045059 | 0.04499 | 0.041254 | 0.039096 | 0.04051
Program Specific1-in-2Size: 20 kW to 199.99 kWOther2018September Monthly Peak | Program Specific | 1-in-2 | Size: 20 kW to 199.99 kW | Other | 2018 | September Monthly Peak | 9 | 14.775 | 14.0568 | 13.6287 | 13.5539 | 14.0684 | 15.3959 | 17.6387 | 19.8367 | 23.2585 | 26.0585 | 28.2534 | 29.6323 | 30.4932 | 31.1868 | 31.2669 | 30.6373 | 29.313 | 27.0752 | 24.6172 | 24.0304 | 22.5993 | 20.7548 | 18.1437 | 16.21 | 0 | 0 | 0 | 0 | 0 | 0 | 0 | 0 | 0 | 0 | 0 | 0 | 0 | 0 | 0.29807 | 0.2964 | 0.29105 | 0.20802 | 0 | 0 | 0 | 0 | 0 | 0 | 68.521 | 67.2986 | 65.9749 | 64.6402 | 63.6507 | 62.6229 | 62.1109 | 61.7362 | 63.8728 | 69.4193 | 75.8085 | 81.662 | 85.4554 | 87.7216 | 88.8239 | 89.6094 | 89.5488 | 88.8107 | 87.005 | 83.7772 | 79.878 | 77.0602 | 74.9112 | 73.5787 | 0.03406 | 0.034907 | 0.033173 | 0.028944 | 0.029877 | 0.03169 | 0.037449 | 0.043854 | 0.051356 | 0.056068 | 0.058794 | 0.061093 | 0.062941 | 0.063737 | 0.062521 | 0.057419 | 0.052258 | 0.048037 | 0.04322 | 0.043043 | 0.04196 | 0.0384 | 0.036192 | 0.037889
Program Specific1-in-2Size: 20 kW to 199.99 kWOther2018October Monthly Peak | Program Specific | 1-in-2 | Size: 20 kW to 199.99 kW | Other | 2018 | October Monthly Peak | 10 | 14.0148 | 13.3338 | 12.974 | 12.9312 | 13.4017 | 14.6865 | 17.0681 | 18.9256 | 21.8198 | 24.5463 | 26.6042 | 28.0422 | 28.7828 | 29.4706 | 29.6038 | 28.9812 | 27.5901 | 25.4801 | 23.996 | 23.0806 | 21.529 | 19.7581 | 17.3155 | 15.4725 | 0 | 0 | 0 | 0 | 0 | 0 | 0 | 0 | 0 | 0 | 0 | 0 | 0 | 0 | 0.28222 | 0.28038 | 0.27394 | 0.19576 | 0 | 0 | 0 | 0 | 0 | 0 | 68.074 | 67.3095 | 66.0672 | 65.2715 | 64.3199 | 63.7102 | 63.0385 | 62.5629 | 63.4709 | 68.1266 | 74.4537 | 79.8808 | 83.442 | 85.787 | 87.1274 | 87.4673 | 86.9786 | 85.8893 | 83.7026 | 80.0185 | 75.7319 | 72.6095 | 70.2892 | 68.3348 | 0.032308 | 0.033112 | 0.031579 | 0.027614 | 0.028461 | 0.03023 | 0.036237 | 0.04184 | 0.048179 | 0.052814 | 0.055362 | 0.057815 | 0.05941 | 0.06023 | 0.059196 | 0.054315 | 0.049186 | 0.045206 | 0.042129 | 0.041342 | 0.039973 | 0.036556 | 0.034539 | 0.036165
Program Specific1-in-2Size: 20 kW to 199.99 kWOther2018November Monthly Peak | Program Specific | 1-in-2 | Size: 20 kW to 199.99 kW | Other | 2018 | November Monthly Peak | 11 | 12.3867 | 11.8438 | 11.6495 | 11.6584 | 12.1729 | 13.2875 | 14.8345 | 16.5507 | 18.913 | 20.6959 | 22.0439 | 22.8558 | 23.334 | 23.7398 | 23.721 | 23.1101 | 22.1903 | 21.8125 | 20.3376 | 19.3165 | 18.1933 | 16.8097 | 14.9516 | 13.4562 | 0 | 0 | 0 | 0 | 0 | 0 | 0 | 0 | 0 | 0 | 0 | 0 | 0 | 0 | 0.22614 | 0.22358 | 0.22033 | 0.16759 | 0 | 0 | 0 | 0 | 0 | 0 | 55.695 | 54.8938 | 53.7466 | 52.7244 | 51.8847 | 51.4207 | 50.7494 | 50.7458 | 54.1773 | 60.1779 | 66.7832 | 71.8193 | 75.1302 | 76.8139 | 77.6891 | 77.5878 | 75.922 | 72.33 | 67.922 | 64.6735 | 62.257 | 60.2114 | 59.2336 | 58.0303 | 0.028554 | 0.029411 | 0.028355 | 0.024896 | 0.025852 | 0.02735 | 0.031495 | 0.03659 | 0.041761 | 0.044529 | 0.045873 | 0.047122 | 0.048163 | 0.048518 | 0.047433 | 0.043312 | 0.039559 | 0.038699 | 0.035706 | 0.034599 | 0.033779 | 0.031101 | 0.029824 | 0.031452
Program Specific1-in-2Size: 20 kW to 199.99 kWOther2018December Monthly Peak | Program Specific | 1-in-2 | Size: 20 kW to 199.99 kW | Other | 2018 | December Monthly Peak | 12 | 12.0232 | 11.8342 | 11.735 | 11.8534 | 12.2663 | 14.3383 | 17.4098 | 19.1907 | 21.4047 | 22.3066 | 22.2193 | 21.9244 | 21.1394 | 20.8956 | 20.3015 | 19.2541 | 19.1554 | 19.1165 | 17.9014 | 17.0823 | 16.4025 | 15.4377 | 14.3996 | 13.148 | 0 | 0 | 0 | 0 | 0 | 0 | 0 | 0 | 0 | 0 | 0 | 0 | 0 | 0 | 0.19354 | 0.18627 | 0.19019 | 0.14687 | 0 | 0 | 0 | 0 | 0 | 0 | 43.0566 | 42.5933 | 41.7391 | 40.9853 | 40.2507 | 39.703 | 39.7035 | 39.7033 | 40.0993 | 42.8086 | 45.4947 | 47.4965 | 48.8299 | 49.655 | 50.3848 | 50.6148 | 50.2586 | 48.8082 | 47.0106 | 45.6899 | 44.7301 | 43.8469 | 42.949 | 42.0436 | 0.027716 | 0.029388 | 0.028564 | 0.025313 | 0.02605 | 0.029513 | 0.036963 | 0.042426 | 0.047262 | 0.047995 | 0.046238 | 0.045202 | 0.043634 | 0.042705 | 0.040595 | 0.036085 | 0.034149 | 0.033916 | 0.031429 | 0.030597 | 0.030454 | 0.028563 | 0.028723 | 0.030732
Program Specific1-in-2Size: 20 kW to 199.99 kWOther2018Typical Event Day | Program Specific | 1-in-2 | Size: 20 kW to 199.99 kW | Other | 2018 | Typical Event Day | 8 | 15.1375 | 14.3139 | 13.845 | 13.7816 | 14.2577 | 15.6043 | 17.6364 | 20.2346 | 23.7726 | 26.6113 | 28.8057 | 30.2609 | 31.1106 | 31.8193 | 31.9957 | 31.4631 | 30.2537 | 28.1184 | 25.4131 | 24.2068 | 23.3751 | 21.531 | 18.9154 | 16.7393 | 0 | 0 | 0 | 0 | 0 | 0 | 0 | 0 | 0 | 0 | 0 | 0 | 0 | 0 | 0.30502 | 0.30439 | 0.30039 | 0.21604 | 0 | 0 | 0 | 0 | 0 | 0 | 70.6044 | 69.3042 | 68.035 | 66.8637 | 65.7474 | 64.8046 | 64.1273 | 64.3018 | 67.3864 | 72.5252 | 77.6621 | 81.991 | 85.2893 | 87.6138 | 88.9554 | 89.6863 | 89.7559 | 89.1231 | 87.6335 | 85.3509 | 81.973 | 78.5315 | 75.9981 | 74.2599 | 0.034895 | 0.035545 | 0.033699 | 0.02943 | 0.030279 | 0.032119 | 0.037444 | 0.044734 | 0.052491 | 0.057257 | 0.059944 | 0.062389 | 0.064215 | 0.06503 | 0.063979 | 0.058966 | 0.053935 | 0.049887 | 0.044617 | 0.043359 | 0.0434 | 0.039837 | 0.037731 | 0.039126
Program Specific1-in-2Size: 20 kW to 199.99 kWOther2019January Monthly Peak | Program Specific | 1-in-2 | Size: 20 kW to 199.99 kW | Other | 2019 | January Monthly Peak | 1 | 11.471 | 11.2954 | 11.1865 | 11.3359 | 11.6443 | 13.8202 | 17.1008 | 18.7598 | 20.7858 | 21.8235 | 21.9063 | 21.9943 | 21.4186 | 21.4606 | 20.9589 | 19.8489 | 19.384 | 19.0859 | 17.7755 | 16.7589 | 16.0121 | 14.8079 | 13.6216 | 12.4728 | 0 | 0 | 0 | 0 | 0 | 0 | 0 | 0 | 0 | 0 | 0 | 0 | 0 | 0 | 0.1998 | 0.19203 | 0.19246 | 0.14664 | 0 | 0 | 0 | 0 | 0 | 0 | 46.61 | 46.1993 | 46.0099 | 45.6418 | 45.3456 | 45.1934 | 45.132 | 44.8475 | 45.1047 | 46.8686 | 49.1472 | 51.2479 | 52.8929 | 53.8624 | 54.4459 | 54.3451 | 54.1173 | 53.2092 | 51.4973 | 50.2095 | 49.3953 | 48.8985 | 48.0721 | 47.3186 | 0.026443 | 0.02805 | 0.027229 | 0.024207 | 0.024729 | 0.028446 | 0.036307 | 0.041474 | 0.045896 | 0.046956 | 0.045586 | 0.045346 | 0.04421 | 0.04386 | 0.041909 | 0.0372 | 0.034557 | 0.033862 | 0.031208 | 0.030018 | 0.029729 | 0.027398 | 0.027171 | 0.029154
Program Specific1-in-2Size: 20 kW to 199.99 kWOther2019February Monthly Peak | Program Specific | 1-in-2 | Size: 20 kW to 199.99 kW | Other | 2019 | February Monthly Peak | 2 | 11.9355 | 11.5435 | 11.3666 | 11.5066 | 11.9488 | 13.5014 | 15.8826 | 17.3239 | 19.4813 | 20.8065 | 21.5608 | 22.0272 | 22.0597 | 22.3667 | 22.2551 | 21.5965 | 20.7519 | 20.035 | 19.3613 | 18.2983 | 17.3424 | 15.9991 | 14.3594 | 12.9841 | 0 | 0 | 0 | 0 | 0 | 0 | 0 | 0 | 0 | 0 | 0 | 0 | 0 | 0 | 0.21216 | 0.20894 | 0.20605 | 0.15393 | 0 | 0 | 0 | 0 | 0 | 0 | 48.6913 | 48.0986 | 47.6149 | 47.2486 | 47.3881 | 47.0024 | 46.5304 | 46.9852 | 48.2087 | 51.6612 | 55.544 | 58.3312 | 60.0902 | 60.9525 | 61.5312 | 62.0289 | 62.0271 | 61.1085 | 58.9603 | 56.4508 | 54.879 | 53.5483 | 52.4787 | 51.1069 | 0.027514 | 0.028666 | 0.027667 | 0.024572 | 0.025376 | 0.02779 | 0.03372 | 0.038299 | 0.043015 | 0.044768 | 0.044867 | 0.045414 | 0.045533 | 0.045711 | 0.044501 | 0.040475 | 0.036995 | 0.035546 | 0.033992 | 0.032776 | 0.032199 | 0.029601 | 0.028643 | 0.030349
Program Specific1-in-2Size: 20 kW to 199.99 kWOther2019March Monthly Peak | Program Specific | 1-in-2 | Size: 20 kW to 199.99 kW | Other | 2019 | March Monthly Peak | 3 | 12.0956 | 11.6764 | 11.4464 | 11.5285 | 11.9088 | 13.4529 | 16.0265 | 17.5119 | 19.4894 | 20.9304 | 21.7246 | 22.2688 | 22.4388 | 22.8797 | 22.8863 | 22.2883 | 21.542 | 20.2138 | 19.0947 | 18.7978 | 17.9148 | 16.5408 | 14.8132 | 13.3371 | 0 | 0 | 0 | 0 | 0 | 0 | 0 | 0 | 0 | 0 | 0 | 0 | 0 | 0 | 0.21818 | 0.21563 | 0.21389 | 0.1553 | 0 | 0 | 0 | 0 | 0 | 0 | 50.4946 | 49.7343 | 48.9508 | 48.381 | 47.8145 | 47.437 | 47.0096 | 46.9968 | 49.1685 | 52.1678 | 55.0618 | 57.5999 | 59.9609 | 61.4251 | 62.3657 | 63.039 | 62.7938 | 62.0049 | 59.8847 | 56.9133 | 54.773 | 53.1951 | 51.7786 | 50.67 | 0.027883 | 0.028996 | 0.027861 | 0.024619 | 0.025291 | 0.027691 | 0.034026 | 0.038715 | 0.043033 | 0.045034 | 0.045208 | 0.045912 | 0.046316 | 0.04676 | 0.045763 | 0.041772 | 0.038404 | 0.035863 | 0.033524 | 0.03367 | 0.033262 | 0.030604 | 0.029548 | 0.031174
Program Specific1-in-2Size: 20 kW to 199.99 kWOther2019April Monthly Peak | Program Specific | 1-in-2 | Size: 20 kW to 199.99 kW | Other | 2019 | April Monthly Peak | 4 | 12.9781 | 12.3429 | 11.9812 | 11.9778 | 12.4352 | 13.5245 | 15.2468 | 17.0705 | 19.7805 | 21.9871 | 23.8261 | 25.0516 | 25.8342 | 26.5176 | 26.7102 | 26.298 | 25.1412 | 23.3281 | 21.4067 | 20.999 | 20.1682 | 18.5661 | 16.3014 | 14.4683 | 0 | 0 | 0 | 0 | 0 | 0 | 0 | 0 | 0 | 0 | 0 | 0 | 0 | 0 | 0.25463 | 0.25442 | 0.24963 | 0.17923 | 0 | 0 | 0 | 0 | 0 | 0 | 63.3292 | 62.0799 | 60.9174 | 59.8279 | 58.8656 | 58.0467 | 57.382 | 57.2576 | 59.5472 | 63.8594 | 69.3509 | 74.0899 | 77.4569 | 79.3983 | 80.6442 | 81.3496 | 81.3988 | 80.9217 | 79.9538 | 77.9724 | 74.3298 | 71.3445 | 68.882 | 66.7423 | 0.029918 | 0.030651 | 0.029163 | 0.025578 | 0.026409 | 0.027838 | 0.03237 | 0.037739 | 0.043676 | 0.047308 | 0.049581 | 0.051649 | 0.053324 | 0.054195 | 0.05341 | 0.049286 | 0.04482 | 0.041388 | 0.037583 | 0.037613 | 0.037446 | 0.034351 | 0.032517 | 0.033818
Program Specific1-in-2Size: 20 kW to 199.99 kWOther2019May Monthly Peak | Program Specific | 1-in-2 | Size: 20 kW to 199.99 kW | Other | 2019 | May Monthly Peak | 5 | 13.4792 | 12.776 | 12.3992 | 12.3707 | 12.8773 | 13.9523 | 15.3461 | 17.594 | 20.6284 | 22.9668 | 24.8827 | 26.1106 | 26.8484 | 27.4609 | 27.6145 | 27.2241 | 25.9965 | 24.1763 | 22.1523 | 21.3415 | 20.8547 | 19.2885 | 16.8992 | 15.0197 | 0 | 0 | 0 | 0 | 0 | 0 | 0 | 0 | 0 | 0 | 0 | 0 | 0 | 0 | 0.26325 | 0.26338 | 0.25812 | 0.18575 | 0 | 0 | 0 | 0 | 0 | 0 | 65.628 | 64.2971 | 63.114 | 61.9102 | 60.914 | 59.8336 | 58.7662 | 59.8507 | 63.909 | 68.4654 | 72.6951 | 76.5125 | 79.6871 | 82.0613 | 83.6474 | 84.5129 | 84.5996 | 84.0043 | 82.6594 | 80.6161 | 76.7938 | 73.206 | 70.8052 | 68.703 | 0.031073 | 0.031726 | 0.03018 | 0.026417 | 0.027348 | 0.028718 | 0.032581 | 0.038896 | 0.045548 | 0.049416 | 0.05178 | 0.053833 | 0.055417 | 0.056123 | 0.055218 | 0.051022 | 0.046345 | 0.042893 | 0.038892 | 0.038226 | 0.038721 | 0.035688 | 0.033709 | 0.035107
Program Specific1-in-2Size: 20 kW to 199.99 kWOther2019June Monthly Peak | Program Specific | 1-in-2 | Size: 20 kW to 199.99 kW | Other | 2019 | June Monthly Peak | 6 | 14.35 | 13.6074 | 13.1435 | 13.077 | 13.4913 | 14.652 | 16.3282 | 19.096 | 22.466 | 25.1518 | 27.1838 | 28.5419 | 29.2707 | 29.9503 | 30.1143 | 29.6438 | 28.489 | 26.5252 | 24.2381 | 22.8559 | 22.1933 | 20.5767 | 18.0496 | 16.0331 | 0 | 0 | 0 | 0 | 0 | 0 | 0 | 0 | 0 | 0 | 0 | 0 | 0 | 0 | 0.28709 | 0.28679 | 0.28287 | 0.20379 | 0 | 0 | 0 | 0 | 0 | 0 | 68.2921 | 66.6114 | 65.307 | 64.2836 | 63.0017 | 62.0102 | 61.2794 | 62.2688 | 66.2635 | 70.9058 | 75.3713 | 79.2955 | 82.4154 | 84.5112 | 85.7656 | 86.3834 | 86.6566 | 86.3228 | 85.1205 | 83.1371 | 80.219 | 76.4232 | 73.4873 | 71.3833 | 0.03308 | 0.033791 | 0.031992 | 0.027925 | 0.028652 | 0.030159 | 0.034666 | 0.042217 | 0.049606 | 0.054117 | 0.056568 | 0.058845 | 0.060417 | 0.06121 | 0.060217 | 0.055557 | 0.050788 | 0.047061 | 0.042554 | 0.040939 | 0.041206 | 0.038071 | 0.036004 | 0.037476
Program Specific1-in-2Size: 20 kW to 199.99 kWOther2019July Monthly Peak | Program Specific | 1-in-2 | Size: 20 kW to 199.99 kW | Other | 2019 | July Monthly Peak | 7 | 15.2002 | 14.3856 | 13.9079 | 13.8137 | 14.2541 | 15.6931 | 17.7388 | 20.5918 | 24.1136 | 26.922 | 29.0746 | 30.5359 | 31.3637 | 32.068 | 32.2608 | 31.716 | 30.5304 | 28.4443 | 25.7913 | 24.2292 | 23.4846 | 21.7796 | 19.1287 | 16.9911 | 0 | 0 | 0 | 0 | 0 | 0 | 0 | 0 | 0 | 0 | 0 | 0 | 0 | 0 | 0.30755 | 0.30684 | 0.30314 | 0.21854 | 0 | 0 | 0 | 0 | 0 | 0 | 71.684 | 70.6968 | 69.6555 | 68.5406 | 67.3847 | 66.6052 | 65.913 | 66.2849 | 69.3202 | 73.9122 | 78.3398 | 81.9561 | 84.8695 | 87.2976 | 89.0847 | 89.9869 | 90.1321 | 89.4267 | 88.0289 | 86.48 | 83.3493 | 79.4708 | 76.8047 | 75.0691 | 0.03504 | 0.035723 | 0.033852 | 0.029499 | 0.030272 | 0.032301 | 0.037661 | 0.045524 | 0.053244 | 0.057926 | 0.060503 | 0.062956 | 0.064737 | 0.065538 | 0.064509 | 0.05944 | 0.054428 | 0.050466 | 0.045281 | 0.043399 | 0.043603 | 0.040297 | 0.038156 | 0.039715
Program Specific1-in-2Size: 20 kW to 199.99 kWOther2019August Monthly Peak | Program Specific | 1-in-2 | Size: 20 kW to 199.99 kW | Other | 2019 | August Monthly Peak | 8 | 15.5739 | 14.7353 | 14.2402 | 14.1666 | 14.6408 | 16.1166 | 18.3356 | 21.1469 | 25.0174 | 28.1063 | 30.4674 | 32.0237 | 32.846 | 33.517 | 33.6141 | 32.9722 | 31.6989 | 29.4022 | 26.4712 | 25.1563 | 24.2315 | 22.2972 | 19.5997 | 17.3316 | 0 | 0 | 0 | 0 | 0 | 0 | 0 | 0 | 0 | 0 | 0 | 0 | 0 | 0 | 0.32045 | 0.31899 | 0.31474 | 0.2259 | 0 | 0 | 0 | 0 | 0 | 0 | 73.9205 | 72.6102 | 71.2027 | 69.9903 | 68.9525 | 67.9802 | 67.206 | 66.9173 | 70.0891 | 75.8632 | 81.1289 | 85.0505 | 88.4167 | 90.9248 | 92.1475 | 92.7652 | 92.686 | 91.9321 | 90.3796 | 88.0093 | 84.4459 | 81.1716 | 78.7893 | 77.0085 | 0.035902 | 0.036592 | 0.034661 | 0.030252 | 0.031093 | 0.033173 | 0.038928 | 0.046751 | 0.055239 | 0.060474 | 0.063401 | 0.066024 | 0.067797 | 0.068499 | 0.067215 | 0.061795 | 0.056511 | 0.052165 | 0.046475 | 0.045059 | 0.04499 | 0.041254 | 0.039096 | 0.04051
Program Specific1-in-2Size: 20 kW to 199.99 kWOther2019September Monthly Peak | Program Specific | 1-in-2 | Size: 20 kW to 199.99 kW | Other | 2019 | September Monthly Peak | 9 | 14.775 | 14.0568 | 13.6287 | 13.5539 | 14.0684 | 15.3959 | 17.6387 | 19.8367 | 23.2585 | 26.0585 | 28.2534 | 29.6323 | 30.4932 | 31.1868 | 31.2669 | 30.6373 | 29.313 | 27.0752 | 24.6172 | 24.0304 | 22.5993 | 20.7548 | 18.1437 | 16.21 | 0 | 0 | 0 | 0 | 0 | 0 | 0 | 0 | 0 | 0 | 0 | 0 | 0 | 0 | 0.29807 | 0.2964 | 0.29105 | 0.20802 | 0 | 0 | 0 | 0 | 0 | 0 | 68.521 | 67.2986 | 65.9749 | 64.6402 | 63.6507 | 62.6229 | 62.1109 | 61.7362 | 63.8728 | 69.4193 | 75.8085 | 81.662 | 85.4554 | 87.7216 | 88.8239 | 89.6094 | 89.5489 | 88.8107 | 87.005 | 83.7772 | 79.878 | 77.0602 | 74.9112 | 73.5787 | 0.03406 | 0.034907 | 0.033173 | 0.028944 | 0.029877 | 0.03169 | 0.037449 | 0.043854 | 0.051356 | 0.056068 | 0.058794 | 0.061093 | 0.062941 | 0.063737 | 0.062521 | 0.057419 | 0.052258 | 0.048037 | 0.04322 | 0.043043 | 0.04196 | 0.0384 | 0.036192 | 0.037889
Program Specific1-in-2Size: 20 kW to 199.99 kWOther2019October Monthly Peak | Program Specific | 1-in-2 | Size: 20 kW to 199.99 kW | Other | 2019 | October Monthly Peak | 10 | 14.0148 | 13.3338 | 12.974 | 12.9312 | 13.4017 | 14.6865 | 17.0681 | 18.9256 | 21.8198 | 24.5463 | 26.6042 | 28.0422 | 28.7828 | 29.4706 | 29.6038 | 28.9812 | 27.5901 | 25.4801 | 23.996 | 23.0806 | 21.529 | 19.7581 | 17.3155 | 15.4725 | 0 | 0 | 0 | 0 | 0 | 0 | 0 | 0 | 0 | 0 | 0 | 0 | 0 | 0 | 0.28222 | 0.28038 | 0.27394 | 0.19576 | 0 | 0 | 0 | 0 | 0 | 0 | 68.074 | 67.3095 | 66.0672 | 65.2715 | 64.32 | 63.7102 | 63.0385 | 62.5629 | 63.4709 | 68.1266 | 74.4537 | 79.8808 | 83.442 | 85.787 | 87.1274 | 87.4673 | 86.9786 | 85.8893 | 83.7026 | 80.0185 | 75.7319 | 72.6095 | 70.2892 | 68.3348 | 0.032308 | 0.033112 | 0.031579 | 0.027614 | 0.028461 | 0.03023 | 0.036237 | 0.04184 | 0.048179 | 0.052814 | 0.055362 | 0.057815 | 0.05941 | 0.06023 | 0.059196 | 0.054315 | 0.049186 | 0.045206 | 0.042129 | 0.041342 | 0.039973 | 0.036556 | 0.034539 | 0.036165
Program Specific1-in-2Size: 20 kW to 199.99 kWOther2019November Monthly Peak | Program Specific | 1-in-2 | Size: 20 kW to 199.99 kW | Other | 2019 | November Monthly Peak | 11 | 12.3867 | 11.8438 | 11.6495 | 11.6584 | 12.1729 | 13.2875 | 14.8345 | 16.5507 | 18.913 | 20.6959 | 22.0439 | 22.8558 | 23.334 | 23.7398 | 23.721 | 23.1101 | 22.1903 | 21.8125 | 20.3376 | 19.3165 | 18.1933 | 16.8097 | 14.9516 | 13.4562 | 0 | 0 | 0 | 0 | 0 | 0 | 0 | 0 | 0 | 0 | 0 | 0 | 0 | 0 | 0.22614 | 0.22358 | 0.22033 | 0.16759 | 0 | 0 | 0 | 0 | 0 | 0 | 55.695 | 54.8938 | 53.7466 | 52.7244 | 51.8847 | 51.4207 | 50.7494 | 50.7458 | 54.1773 | 60.1779 | 66.7832 | 71.8193 | 75.1302 | 76.8139 | 77.6891 | 77.5878 | 75.922 | 72.33 | 67.922 | 64.6735 | 62.257 | 60.2114 | 59.2336 | 58.0303 | 0.028554 | 0.029411 | 0.028355 | 0.024896 | 0.025852 | 0.02735 | 0.031495 | 0.03659 | 0.041761 | 0.044529 | 0.045873 | 0.047122 | 0.048163 | 0.048518 | 0.047433 | 0.043312 | 0.039559 | 0.038699 | 0.035706 | 0.034599 | 0.033779 | 0.031101 | 0.029824 | 0.031452
Program Specific1-in-2Size: 20 kW to 199.99 kWOther2019December Monthly Peak | Program Specific | 1-in-2 | Size: 20 kW to 199.99 kW | Other | 2019 | December Monthly Peak | 12 | 12.0232 | 11.8342 | 11.735 | 11.8534 | 12.2663 | 14.3383 | 17.4098 | 19.1907 | 21.4047 | 22.3066 | 22.2193 | 21.9244 | 21.1394 | 20.8956 | 20.3015 | 19.2541 | 19.1554 | 19.1165 | 17.9014 | 17.0823 | 16.4025 | 15.4377 | 14.3996 | 13.148 | 0 | 0 | 0 | 0 | 0 | 0 | 0 | 0 | 0 | 0 | 0 | 0 | 0 | 0 | 0.19354 | 0.18627 | 0.19019 | 0.14687 | 0 | 0 | 0 | 0 | 0 | 0 | 43.0566 | 42.5933 | 41.7391 | 40.9853 | 40.2507 | 39.703 | 39.7035 | 39.7033 | 40.0993 | 42.8086 | 45.4947 | 47.4965 | 48.8299 | 49.655 | 50.3848 | 50.6148 | 50.2586 | 48.8082 | 47.0106 | 45.6899 | 44.7301 | 43.8469 | 42.949 | 42.0436 | 0.027716 | 0.029388 | 0.028564 | 0.025313 | 0.02605 | 0.029513 | 0.036963 | 0.042426 | 0.047262 | 0.047995 | 0.046238 | 0.045202 | 0.043634 | 0.042705 | 0.040595 | 0.036085 | 0.034149 | 0.033916 | 0.031429 | 0.030597 | 0.030454 | 0.028563 | 0.028723 | 0.030732
Program Specific1-in-2Size: 20 kW to 199.99 kWOther2019Typical Event Day | Program Specific | 1-in-2 | Size: 20 kW to 199.99 kW | Other | 2019 | Typical Event Day | 8 | 15.1375 | 14.3139 | 13.845 | 13.7816 | 14.2577 | 15.6043 | 17.6364 | 20.2346 | 23.7726 | 26.6113 | 28.8057 | 30.2609 | 31.1106 | 31.8193 | 31.9957 | 31.4631 | 30.2537 | 28.1184 | 25.4131 | 24.2068 | 23.3751 | 21.531 | 18.9154 | 16.7393 | 0 | 0 | 0 | 0 | 0 | 0 | 0 | 0 | 0 | 0 | 0 | 0 | 0 | 0 | 0.30502 | 0.30439 | 0.30039 | 0.21604 | 0 | 0 | 0 | 0 | 0 | 0 | 70.6044 | 69.3042 | 68.035 | 66.8637 | 65.7474 | 64.8046 | 64.1273 | 64.3018 | 67.3864 | 72.5252 | 77.6621 | 81.991 | 85.2893 | 87.6138 | 88.9554 | 89.6863 | 89.7559 | 89.1231 | 87.6335 | 85.3509 | 81.973 | 78.5315 | 75.9981 | 74.2599 | 0.034895 | 0.035545 | 0.033699 | 0.02943 | 0.030279 | 0.032119 | 0.037444 | 0.044734 | 0.052491 | 0.057257 | 0.059944 | 0.062389 | 0.064215 | 0.06503 | 0.063979 | 0.058966 | 0.053935 | 0.049887 | 0.044617 | 0.043359 | 0.0434 | 0.039837 | 0.037731 | 0.039126
Program Specific1-in-2Size: 20 kW to 199.99 kWOther2020January Monthly Peak | Program Specific | 1-in-2 | Size: 20 kW to 199.99 kW | Other | 2020 | January Monthly Peak | 1 | 11.471 | 11.2954 | 11.1865 | 11.3359 | 11.6443 | 13.8202 | 17.1008 | 18.7598 | 20.7858 | 21.8235 | 21.9063 | 21.9943 | 21.4186 | 21.4606 | 20.9589 | 19.8489 | 19.384 | 19.0859 | 17.7755 | 16.7589 | 16.0121 | 14.8079 | 13.6216 | 12.4728 | 0 | 0 | 0 | 0 | 0 | 0 | 0 | 0 | 0 | 0 | 0 | 0 | 0 | 0 | 0.1998 | 0.19203 | 0.19246 | 0.14664 | 0 | 0 | 0 | 0 | 0 | 0 | 46.61 | 46.1994 | 46.0099 | 45.6418 | 45.3456 | 45.1934 | 45.132 | 44.8475 | 45.1047 | 46.8686 | 49.1472 | 51.2479 | 52.8929 | 53.8624 | 54.4459 | 54.3451 | 54.1173 | 53.2092 | 51.4973 | 50.2095 | 49.3953 | 48.8985 | 48.0721 | 47.3186 | 0.026443 | 0.02805 | 0.027229 | 0.024207 | 0.024729 | 0.028446 | 0.036307 | 0.041474 | 0.045896 | 0.046956 | 0.045586 | 0.045346 | 0.04421 | 0.04386 | 0.041909 | 0.0372 | 0.034557 | 0.033862 | 0.031208 | 0.030018 | 0.029729 | 0.027398 | 0.027171 | 0.029154
Program Specific1-in-2Size: 20 kW to 199.99 kWOther2020February Monthly Peak | Program Specific | 1-in-2 | Size: 20 kW to 199.99 kW | Other | 2020 | February Monthly Peak | 2 | 11.9355 | 11.5435 | 11.3666 | 11.5066 | 11.9488 | 13.5014 | 15.8826 | 17.3239 | 19.4813 | 20.8065 | 21.5608 | 22.0272 | 22.0597 | 22.3667 | 22.2551 | 21.5965 | 20.7519 | 20.035 | 19.3613 | 18.2983 | 17.3424 | 15.9991 | 14.3594 | 12.9841 | 0 | 0 | 0 | 0 | 0 | 0 | 0 | 0 | 0 | 0 | 0 | 0 | 0 | 0 | 0.21216 | 0.20894 | 0.20605 | 0.15393 | 0 | 0 | 0 | 0 | 0 | 0 | 48.6913 | 48.0986 | 47.6149 | 47.2486 | 47.3881 | 47.0024 | 46.5304 | 46.9852 | 48.2087 | 51.6612 | 55.544 | 58.3312 | 60.0902 | 60.9525 | 61.5312 | 62.0289 | 62.0271 | 61.1085 | 58.9603 | 56.4508 | 54.879 | 53.5483 | 52.4787 | 51.1069 | 0.027514 | 0.028666 | 0.027667 | 0.024572 | 0.025376 | 0.02779 | 0.03372 | 0.038299 | 0.043015 | 0.044768 | 0.044867 | 0.045414 | 0.045533 | 0.045711 | 0.044501 | 0.040475 | 0.036995 | 0.035546 | 0.033992 | 0.032776 | 0.032199 | 0.029601 | 0.028643 | 0.030349
Program Specific1-in-2Size: 20 kW to 199.99 kWOther2020March Monthly Peak | Program Specific | 1-in-2 | Size: 20 kW to 199.99 kW | Other | 2020 | March Monthly Peak | 3 | 12.0956 | 11.6764 | 11.4464 | 11.5285 | 11.9088 | 13.4529 | 16.0265 | 17.5119 | 19.4894 | 20.9304 | 21.7246 | 22.2688 | 22.4388 | 22.8797 | 22.8863 | 22.2883 | 21.542 | 20.2138 | 19.0947 | 18.7978 | 17.9148 | 16.5408 | 14.8132 | 13.3371 | 0 | 0 | 0 | 0 | 0 | 0 | 0 | 0 | 0 | 0 | 0 | 0 | 0 | 0 | 0.21818 | 0.21563 | 0.21389 | 0.1553 | 0 | 0 | 0 | 0 | 0 | 0 | 50.4946 | 49.7343 | 48.9508 | 48.381 | 47.8145 | 47.437 | 47.0096 | 46.9968 | 49.1685 | 52.1678 | 55.0618 | 57.5999 | 59.9609 | 61.4251 | 62.3657 | 63.039 | 62.7938 | 62.0049 | 59.8847 | 56.9133 | 54.773 | 53.1951 | 51.7786 | 50.67 | 0.027883 | 0.028996 | 0.027861 | 0.024619 | 0.025291 | 0.027691 | 0.034026 | 0.038715 | 0.043033 | 0.045034 | 0.045208 | 0.045912 | 0.046316 | 0.04676 | 0.045763 | 0.041772 | 0.038404 | 0.035863 | 0.033524 | 0.03367 | 0.033262 | 0.030604 | 0.029548 | 0.031174
Program Specific1-in-2Size: 20 kW to 199.99 kWOther2020April Monthly Peak | Program Specific | 1-in-2 | Size: 20 kW to 199.99 kW | Other | 2020 | April Monthly Peak | 4 | 12.9781 | 12.3429 | 11.9812 | 11.9778 | 12.4352 | 13.5245 | 15.2468 | 17.0705 | 19.7805 | 21.9871 | 23.8261 | 25.0516 | 25.8342 | 26.5176 | 26.7102 | 26.298 | 25.1412 | 23.3281 | 21.4067 | 20.999 | 20.1682 | 18.5661 | 16.3014 | 14.4683 | 0 | 0 | 0 | 0 | 0 | 0 | 0 | 0 | 0 | 0 | 0 | 0 | 0 | 0 | 0.25463 | 0.25442 | 0.24963 | 0.17923 | 0 | 0 | 0 | 0 | 0 | 0 | 63.3292 | 62.0799 | 60.9174 | 59.8279 | 58.8656 | 58.0467 | 57.382 | 57.2576 | 59.5472 | 63.8594 | 69.3509 | 74.0899 | 77.4569 | 79.3983 | 80.6442 | 81.3496 | 81.3988 | 80.9217 | 79.9538 | 77.9724 | 74.3298 | 71.3445 | 68.882 | 66.7423 | 0.029918 | 0.030651 | 0.029163 | 0.025578 | 0.026409 | 0.027838 | 0.03237 | 0.037739 | 0.043676 | 0.047308 | 0.049581 | 0.051649 | 0.053324 | 0.054195 | 0.05341 | 0.049286 | 0.04482 | 0.041388 | 0.037583 | 0.037613 | 0.037446 | 0.034351 | 0.032517 | 0.033818
Program Specific1-in-2Size: 20 kW to 199.99 kWOther2020May Monthly Peak | Program Specific | 1-in-2 | Size: 20 kW to 199.99 kW | Other | 2020 | May Monthly Peak | 5 | 13.4792 | 12.776 | 12.3992 | 12.3707 | 12.8773 | 13.9523 | 15.3461 | 17.594 | 20.6284 | 22.9668 | 24.8827 | 26.1106 | 26.8484 | 27.4609 | 27.6145 | 27.2241 | 25.9965 | 24.1763 | 22.1523 | 21.3415 | 20.8547 | 19.2885 | 16.8992 | 15.0197 | 0 | 0 | 0 | 0 | 0 | 0 | 0 | 0 | 0 | 0 | 0 | 0 | 0 | 0 | 0.26325 | 0.26338 | 0.25812 | 0.18575 | 0 | 0 | 0 | 0 | 0 | 0 | 65.628 | 64.2971 | 63.114 | 61.9102 | 60.914 | 59.8336 | 58.7662 | 59.8507 | 63.909 | 68.4654 | 72.6951 | 76.5125 | 79.6871 | 82.0613 | 83.6474 | 84.5129 | 84.5996 | 84.0043 | 82.6594 | 80.6161 | 76.7938 | 73.206 | 70.8052 | 68.703 | 0.031073 | 0.031726 | 0.03018 | 0.026417 | 0.027348 | 0.028718 | 0.032581 | 0.038896 | 0.045548 | 0.049416 | 0.05178 | 0.053833 | 0.055417 | 0.056123 | 0.055218 | 0.051022 | 0.046345 | 0.042893 | 0.038892 | 0.038226 | 0.038721 | 0.035688 | 0.033709 | 0.035107
Program Specific1-in-2Size: 20 kW to 199.99 kWOther2020June Monthly Peak | Program Specific | 1-in-2 | Size: 20 kW to 199.99 kW | Other | 2020 | June Monthly Peak | 6 | 14.35 | 13.6074 | 13.1435 | 13.077 | 13.4913 | 14.652 | 16.3282 | 19.096 | 22.466 | 25.1518 | 27.1838 | 28.5419 | 29.2707 | 29.9503 | 30.1143 | 29.6438 | 28.489 | 26.5252 | 24.2381 | 22.8559 | 22.1933 | 20.5767 | 18.0496 | 16.0331 | 0 | 0 | 0 | 0 | 0 | 0 | 0 | 0 | 0 | 0 | 0 | 0 | 0 | 0 | 0.28709 | 0.28679 | 0.28287 | 0.20379 | 0 | 0 | 0 | 0 | 0 | 0 | 68.2921 | 66.6114 | 65.307 | 64.2836 | 63.0017 | 62.0102 | 61.2794 | 62.2688 | 66.2635 | 70.9058 | 75.3713 | 79.2955 | 82.4154 | 84.5112 | 85.7656 | 86.3834 | 86.6566 | 86.3228 | 85.1205 | 83.1371 | 80.219 | 76.4232 | 73.4873 | 71.3833 | 0.03308 | 0.033791 | 0.031992 | 0.027925 | 0.028652 | 0.030159 | 0.034666 | 0.042217 | 0.049606 | 0.054117 | 0.056568 | 0.058845 | 0.060417 | 0.06121 | 0.060217 | 0.055557 | 0.050788 | 0.047061 | 0.042554 | 0.040939 | 0.041206 | 0.038071 | 0.036004 | 0.037476
Program Specific1-in-2Size: 20 kW to 199.99 kWOther2020July Monthly Peak | Program Specific | 1-in-2 | Size: 20 kW to 199.99 kW | Other | 2020 | July Monthly Peak | 7 | 15.2002 | 14.3856 | 13.9079 | 13.8137 | 14.2541 | 15.6931 | 17.7388 | 20.5918 | 24.1136 | 26.922 | 29.0746 | 30.5359 | 31.3637 | 32.068 | 32.2608 | 31.716 | 30.5304 | 28.4443 | 25.7913 | 24.2292 | 23.4846 | 21.7796 | 19.1287 | 16.9911 | 0 | 0 | 0 | 0 | 0 | 0 | 0 | 0 | 0 | 0 | 0 | 0 | 0 | 0 | 0.30755 | 0.30684 | 0.30314 | 0.21854 | 0 | 0 | 0 | 0 | 0 | 0 | 71.684 | 70.6968 | 69.6555 | 68.5406 | 67.3847 | 66.6052 | 65.913 | 66.2849 | 69.3202 | 73.9122 | 78.3398 | 81.9561 | 84.8695 | 87.2976 | 89.0847 | 89.9869 | 90.1321 | 89.4267 | 88.0289 | 86.48 | 83.3493 | 79.4708 | 76.8047 | 75.0691 | 0.03504 | 0.035723 | 0.033852 | 0.029499 | 0.030272 | 0.032301 | 0.037661 | 0.045524 | 0.053244 | 0.057926 | 0.060503 | 0.062956 | 0.064737 | 0.065538 | 0.064509 | 0.05944 | 0.054428 | 0.050466 | 0.045281 | 0.043399 | 0.043603 | 0.040297 | 0.038156 | 0.039715
Program Specific1-in-2Size: 20 kW to 199.99 kWOther2020August Monthly Peak | Program Specific | 1-in-2 | Size: 20 kW to 199.99 kW | Other | 2020 | August Monthly Peak | 8 | 15.5739 | 14.7353 | 14.2402 | 14.1666 | 14.6408 | 16.1166 | 18.3356 | 21.1469 | 25.0174 | 28.1063 | 30.4674 | 32.0237 | 32.846 | 33.517 | 33.6141 | 32.9722 | 31.6989 | 29.4022 | 26.4712 | 25.1563 | 24.2315 | 22.2972 | 19.5997 | 17.3316 | 0 | 0 | 0 | 0 | 0 | 0 | 0 | 0 | 0 | 0 | 0 | 0 | 0 | 0 | 0.32045 | 0.31899 | 0.31474 | 0.2259 | 0 | 0 | 0 | 0 | 0 | 0 | 73.9205 | 72.6102 | 71.2027 | 69.9903 | 68.9525 | 67.9802 | 67.206 | 66.9173 | 70.0891 | 75.8632 | 81.1289 | 85.0505 | 88.4167 | 90.9248 | 92.1475 | 92.7652 | 92.686 | 91.9321 | 90.3796 | 88.0093 | 84.4459 | 81.1716 | 78.7893 | 77.0085 | 0.035902 | 0.036592 | 0.034661 | 0.030252 | 0.031093 | 0.033173 | 0.038928 | 0.046751 | 0.055239 | 0.060474 | 0.063401 | 0.066024 | 0.067797 | 0.068499 | 0.067215 | 0.061795 | 0.056511 | 0.052165 | 0.046475 | 0.045059 | 0.04499 | 0.041254 | 0.039096 | 0.04051
Program Specific1-in-2Size: 20 kW to 199.99 kWOther2020September Monthly Peak | Program Specific | 1-in-2 | Size: 20 kW to 199.99 kW | Other | 2020 | September Monthly Peak | 9 | 14.775 | 14.0568 | 13.6287 | 13.5539 | 14.0684 | 15.3959 | 17.6387 | 19.8367 | 23.2585 | 26.0585 | 28.2534 | 29.6323 | 30.4932 | 31.1868 | 31.2669 | 30.6373 | 29.313 | 27.0752 | 24.6172 | 24.0304 | 22.5993 | 20.7548 | 18.1437 | 16.21 | 0 | 0 | 0 | 0 | 0 | 0 | 0 | 0 | 0 | 0 | 0 | 0 | 0 | 0 | 0.29807 | 0.2964 | 0.29105 | 0.20802 | 0 | 0 | 0 | 0 | 0 | 0 | 68.521 | 67.2986 | 65.9749 | 64.6402 | 63.6507 | 62.6229 | 62.1109 | 61.7362 | 63.8728 | 69.4193 | 75.8085 | 81.662 | 85.4554 | 87.7216 | 88.8239 | 89.6094 | 89.5489 | 88.8107 | 87.005 | 83.7772 | 79.878 | 77.0602 | 74.9112 | 73.5787 | 0.03406 | 0.034907 | 0.033173 | 0.028944 | 0.029877 | 0.03169 | 0.037449 | 0.043854 | 0.051356 | 0.056068 | 0.058794 | 0.061093 | 0.062941 | 0.063737 | 0.062521 | 0.057419 | 0.052258 | 0.048037 | 0.04322 | 0.043043 | 0.04196 | 0.0384 | 0.036192 | 0.037889
Program Specific1-in-2Size: 20 kW to 199.99 kWOther2020October Monthly Peak | Program Specific | 1-in-2 | Size: 20 kW to 199.99 kW | Other | 2020 | October Monthly Peak | 10 | 14.0148 | 13.3338 | 12.974 | 12.9312 | 13.4017 | 14.6865 | 17.0681 | 18.9256 | 21.8198 | 24.5463 | 26.6042 | 28.0422 | 28.7828 | 29.4706 | 29.6038 | 28.9812 | 27.5901 | 25.4801 | 23.996 | 23.0806 | 21.529 | 19.7581 | 17.3155 | 15.4725 | 0 | 0 | 0 | 0 | 0 | 0 | 0 | 0 | 0 | 0 | 0 | 0 | 0 | 0 | 0.28222 | 0.28038 | 0.27394 | 0.19576 | 0 | 0 | 0 | 0 | 0 | 0 | 68.074 | 67.3095 | 66.0672 | 65.2715 | 64.32 | 63.7102 | 63.0385 | 62.5629 | 63.4709 | 68.1266 | 74.4537 | 79.8808 | 83.442 | 85.787 | 87.1274 | 87.4673 | 86.9786 | 85.8893 | 83.7026 | 80.0185 | 75.7319 | 72.6095 | 70.2892 | 68.3348 | 0.032308 | 0.033112 | 0.031579 | 0.027614 | 0.028461 | 0.03023 | 0.036237 | 0.04184 | 0.048179 | 0.052814 | 0.055362 | 0.057815 | 0.05941 | 0.06023 | 0.059196 | 0.054315 | 0.049186 | 0.045206 | 0.042129 | 0.041342 | 0.039973 | 0.036556 | 0.034539 | 0.036165
Program Specific1-in-2Size: 20 kW to 199.99 kWOther2020November Monthly Peak | Program Specific | 1-in-2 | Size: 20 kW to 199.99 kW | Other | 2020 | November Monthly Peak | 11 | 12.3867 | 11.8438 | 11.6495 | 11.6584 | 12.1729 | 13.2875 | 14.8345 | 16.5507 | 18.913 | 20.6959 | 22.0439 | 22.8558 | 23.334 | 23.7398 | 23.721 | 23.1101 | 22.1903 | 21.8125 | 20.3376 | 19.3165 | 18.1933 | 16.8097 | 14.9516 | 13.4562 | 0 | 0 | 0 | 0 | 0 | 0 | 0 | 0 | 0 | 0 | 0 | 0 | 0 | 0 | 0.22614 | 0.22358 | 0.22033 | 0.16759 | 0 | 0 | 0 | 0 | 0 | 0 | 55.695 | 54.8938 | 53.7466 | 52.7244 | 51.8847 | 51.4207 | 50.7494 | 50.7458 | 54.1773 | 60.1779 | 66.7832 | 71.8193 | 75.1302 | 76.8139 | 77.6891 | 77.5878 | 75.922 | 72.33 | 67.922 | 64.6735 | 62.257 | 60.2114 | 59.2336 | 58.0303 | 0.028554 | 0.029411 | 0.028355 | 0.024896 | 0.025852 | 0.02735 | 0.031495 | 0.03659 | 0.041761 | 0.044529 | 0.045873 | 0.047122 | 0.048163 | 0.048518 | 0.047433 | 0.043312 | 0.039559 | 0.038699 | 0.035706 | 0.034599 | 0.033779 | 0.031101 | 0.029824 | 0.031452
Program Specific1-in-2Size: 20 kW to 199.99 kWOther2020December Monthly Peak | Program Specific | 1-in-2 | Size: 20 kW to 199.99 kW | Other | 2020 | December Monthly Peak | 12 | 12.0232 | 11.8342 | 11.735 | 11.8534 | 12.2663 | 14.3383 | 17.4098 | 19.1907 | 21.4047 | 22.3066 | 22.2193 | 21.9244 | 21.1394 | 20.8956 | 20.3015 | 19.2541 | 19.1554 | 19.1165 | 17.9014 | 17.0823 | 16.4025 | 15.4377 | 14.3996 | 13.148 | 0 | 0 | 0 | 0 | 0 | 0 | 0 | 0 | 0 | 0 | 0 | 0 | 0 | 0 | 0.19354 | 0.18627 | 0.19019 | 0.14687 | 0 | 0 | 0 | 0 | 0 | 0 | 43.0566 | 42.5933 | 41.7391 | 40.9853 | 40.2507 | 39.703 | 39.7035 | 39.7033 | 40.0993 | 42.8086 | 45.4947 | 47.4965 | 48.8299 | 49.655 | 50.3848 | 50.6148 | 50.2586 | 48.8082 | 47.0106 | 45.6899 | 44.7301 | 43.8469 | 42.949 | 42.0436 | 0.027716 | 0.029388 | 0.028564 | 0.025313 | 0.02605 | 0.029513 | 0.036963 | 0.042426 | 0.047262 | 0.047995 | 0.046238 | 0.045202 | 0.043634 | 0.042705 | 0.040595 | 0.036085 | 0.034149 | 0.033916 | 0.031429 | 0.030597 | 0.030454 | 0.028563 | 0.028723 | 0.030732
Program Specific1-in-2Size: 20 kW to 199.99 kWOther2020Typical Event Day | Program Specific | 1-in-2 | Size: 20 kW to 199.99 kW | Other | 2020 | Typical Event Day | 8 | 15.1375 | 14.3139 | 13.845 | 13.7816 | 14.2577 | 15.6043 | 17.6364 | 20.2346 | 23.7726 | 26.6113 | 28.8057 | 30.2609 | 31.1106 | 31.8193 | 31.9957 | 31.4631 | 30.2537 | 28.1184 | 25.4131 | 24.2068 | 23.3751 | 21.531 | 18.9154 | 16.7393 | 0 | 0 | 0 | 0 | 0 | 0 | 0 | 0 | 0 | 0 | 0 | 0 | 0 | 0 | 0.30502 | 0.30439 | 0.30039 | 0.21604 | 0 | 0 | 0 | 0 | 0 | 0 | 70.6044 | 69.3042 | 68.035 | 66.8637 | 65.7474 | 64.8046 | 64.1273 | 64.3018 | 67.3864 | 72.5252 | 77.6621 | 81.991 | 85.2893 | 87.6138 | 88.9554 | 89.6863 | 89.7559 | 89.1231 | 87.6335 | 85.3509 | 81.973 | 78.5315 | 75.9981 | 74.2599 | 0.034895 | 0.035545 | 0.033699 | 0.02943 | 0.030279 | 0.032119 | 0.037444 | 0.044734 | 0.052491 | 0.057257 | 0.059944 | 0.062389 | 0.064215 | 0.06503 | 0.063979 | 0.058966 | 0.053935 | 0.049887 | 0.044617 | 0.043359 | 0.0434 | 0.039837 | 0.037731 | 0.039126
Program Specific1-in-2Size: 20 kW to 199.99 kWOther2021January Monthly Peak | Program Specific | 1-in-2 | Size: 20 kW to 199.99 kW | Other | 2021 | January Monthly Peak | 1 | 11.471 | 11.2954 | 11.1865 | 11.3359 | 11.6443 | 13.8202 | 17.1008 | 18.7598 | 20.7858 | 21.8235 | 21.9063 | 21.9943 | 21.4186 | 21.4606 | 20.9589 | 19.8489 | 19.384 | 19.0859 | 17.7755 | 16.7589 | 16.0121 | 14.8079 | 13.6216 | 12.4728 | 0 | 0 | 0 | 0 | 0 | 0 | 0 | 0 | 0 | 0 | 0 | 0 | 0 | 0 | 0.1998 | 0.19203 | 0.19246 | 0.14664 | 0 | 0 | 0 | 0 | 0 | 0 | 46.61 | 46.1994 | 46.0099 | 45.6418 | 45.3456 | 45.1934 | 45.132 | 44.8475 | 45.1047 | 46.8686 | 49.1472 | 51.2479 | 52.8929 | 53.8624 | 54.4459 | 54.3451 | 54.1173 | 53.2092 | 51.4973 | 50.2095 | 49.3953 | 48.8985 | 48.0721 | 47.3186 | 0.026443 | 0.02805 | 0.027229 | 0.024207 | 0.024729 | 0.028446 | 0.036307 | 0.041474 | 0.045896 | 0.046956 | 0.045586 | 0.045346 | 0.04421 | 0.04386 | 0.041909 | 0.0372 | 0.034557 | 0.033862 | 0.031208 | 0.030018 | 0.029729 | 0.027398 | 0.027171 | 0.029154
Program Specific1-in-2Size: 20 kW to 199.99 kWOther2021February Monthly Peak | Program Specific | 1-in-2 | Size: 20 kW to 199.99 kW | Other | 2021 | February Monthly Peak | 2 | 11.9355 | 11.5435 | 11.3666 | 11.5066 | 11.9488 | 13.5014 | 15.8826 | 17.3239 | 19.4813 | 20.8065 | 21.5608 | 22.0272 | 22.0597 | 22.3667 | 22.2551 | 21.5965 | 20.7519 | 20.035 | 19.3613 | 18.2983 | 17.3424 | 15.9991 | 14.3594 | 12.9841 | 0 | 0 | 0 | 0 | 0 | 0 | 0 | 0 | 0 | 0 | 0 | 0 | 0 | 0 | 0.21216 | 0.20894 | 0.20605 | 0.15393 | 0 | 0 | 0 | 0 | 0 | 0 | 48.6913 | 48.0986 | 47.6149 | 47.2486 | 47.3881 | 47.0024 | 46.5304 | 46.9852 | 48.2087 | 51.6612 | 55.544 | 58.3312 | 60.0902 | 60.9525 | 61.5312 | 62.0289 | 62.0271 | 61.1085 | 58.9603 | 56.4508 | 54.879 | 53.5483 | 52.4787 | 51.1069 | 0.027514 | 0.028666 | 0.027667 | 0.024572 | 0.025376 | 0.02779 | 0.03372 | 0.038299 | 0.043015 | 0.044768 | 0.044867 | 0.045414 | 0.045533 | 0.045711 | 0.044501 | 0.040475 | 0.036995 | 0.035546 | 0.033992 | 0.032776 | 0.032199 | 0.029601 | 0.028643 | 0.030349
Program Specific1-in-2Size: 20 kW to 199.99 kWOther2021March Monthly Peak | Program Specific | 1-in-2 | Size: 20 kW to 199.99 kW | Other | 2021 | March Monthly Peak | 3 | 12.0956 | 11.6764 | 11.4464 | 11.5285 | 11.9088 | 13.4529 | 16.0265 | 17.5119 | 19.4894 | 20.9304 | 21.7246 | 22.2688 | 22.4388 | 22.8797 | 22.8863 | 22.2883 | 21.542 | 20.2138 | 19.0947 | 18.7978 | 17.9148 | 16.5408 | 14.8132 | 13.3371 | 0 | 0 | 0 | 0 | 0 | 0 | 0 | 0 | 0 | 0 | 0 | 0 | 0 | 0 | 0.21818 | 0.21563 | 0.21389 | 0.1553 | 0 | 0 | 0 | 0 | 0 | 0 | 50.4946 | 49.7343 | 48.9508 | 48.381 | 47.8145 | 47.437 | 47.0096 | 46.9968 | 49.1685 | 52.1678 | 55.0618 | 57.5999 | 59.9609 | 61.4251 | 62.3657 | 63.039 | 62.7938 | 62.0049 | 59.8847 | 56.9133 | 54.773 | 53.1951 | 51.7786 | 50.67 | 0.027883 | 0.028996 | 0.027861 | 0.024619 | 0.025291 | 0.027691 | 0.034026 | 0.038715 | 0.043033 | 0.045034 | 0.045208 | 0.045912 | 0.046316 | 0.04676 | 0.045763 | 0.041772 | 0.038404 | 0.035863 | 0.033524 | 0.03367 | 0.033262 | 0.030604 | 0.029548 | 0.031174
Program Specific1-in-2Size: 20 kW to 199.99 kWOther2021April Monthly Peak | Program Specific | 1-in-2 | Size: 20 kW to 199.99 kW | Other | 2021 | April Monthly Peak | 4 | 12.9781 | 12.3429 | 11.9812 | 11.9778 | 12.4352 | 13.5245 | 15.2468 | 17.0705 | 19.7805 | 21.9871 | 23.8261 | 25.0516 | 25.8342 | 26.5176 | 26.7102 | 26.298 | 25.1412 | 23.3281 | 21.4067 | 20.999 | 20.1682 | 18.5661 | 16.3014 | 14.4683 | 0 | 0 | 0 | 0 | 0 | 0 | 0 | 0 | 0 | 0 | 0 | 0 | 0 | 0 | 0.25463 | 0.25442 | 0.24963 | 0.17923 | 0 | 0 | 0 | 0 | 0 | 0 | 63.3292 | 62.0799 | 60.9174 | 59.8279 | 58.8656 | 58.0467 | 57.382 | 57.2576 | 59.5472 | 63.8594 | 69.3509 | 74.0899 | 77.4569 | 79.3983 | 80.6442 | 81.3496 | 81.3988 | 80.9217 | 79.9538 | 77.9724 | 74.3298 | 71.3445 | 68.882 | 66.7423 | 0.029918 | 0.030651 | 0.029163 | 0.025578 | 0.026409 | 0.027838 | 0.03237 | 0.037739 | 0.043676 | 0.047308 | 0.049581 | 0.051649 | 0.053324 | 0.054195 | 0.05341 | 0.049286 | 0.04482 | 0.041388 | 0.037583 | 0.037613 | 0.037446 | 0.034351 | 0.032517 | 0.033818
Program Specific1-in-2Size: 20 kW to 199.99 kWOther2021May Monthly Peak | Program Specific | 1-in-2 | Size: 20 kW to 199.99 kW | Other | 2021 | May Monthly Peak | 5 | 13.4792 | 12.776 | 12.3992 | 12.3707 | 12.8773 | 13.9523 | 15.3461 | 17.594 | 20.6284 | 22.9668 | 24.8827 | 26.1106 | 26.8484 | 27.4609 | 27.6145 | 27.2241 | 25.9965 | 24.1763 | 22.1523 | 21.3415 | 20.8547 | 19.2885 | 16.8992 | 15.0197 | 0 | 0 | 0 | 0 | 0 | 0 | 0 | 0 | 0 | 0 | 0 | 0 | 0 | 0 | 0.26325 | 0.26338 | 0.25812 | 0.18575 | 0 | 0 | 0 | 0 | 0 | 0 | 65.628 | 64.2971 | 63.114 | 61.9102 | 60.914 | 59.8336 | 58.7662 | 59.8507 | 63.909 | 68.4654 | 72.6951 | 76.5125 | 79.6871 | 82.0613 | 83.6474 | 84.5129 | 84.5996 | 84.0043 | 82.6594 | 80.6161 | 76.7938 | 73.206 | 70.8052 | 68.703 | 0.031073 | 0.031726 | 0.03018 | 0.026417 | 0.027348 | 0.028718 | 0.032581 | 0.038896 | 0.045548 | 0.049416 | 0.05178 | 0.053833 | 0.055417 | 0.056123 | 0.055218 | 0.051022 | 0.046345 | 0.042893 | 0.038892 | 0.038226 | 0.038721 | 0.035688 | 0.033709 | 0.035107
Program Specific1-in-2Size: 20 kW to 199.99 kWOther2021June Monthly Peak | Program Specific | 1-in-2 | Size: 20 kW to 199.99 kW | Other | 2021 | June Monthly Peak | 6 | 14.35 | 13.6074 | 13.1435 | 13.077 | 13.4913 | 14.652 | 16.3282 | 19.096 | 22.466 | 25.1518 | 27.1838 | 28.5419 | 29.2707 | 29.9503 | 30.1143 | 29.6438 | 28.489 | 26.5252 | 24.2381 | 22.8559 | 22.1933 | 20.5767 | 18.0496 | 16.0331 | 0 | 0 | 0 | 0 | 0 | 0 | 0 | 0 | 0 | 0 | 0 | 0 | 0 | 0 | 0.28709 | 0.28679 | 0.28287 | 0.20379 | 0 | 0 | 0 | 0 | 0 | 0 | 68.2921 | 66.6114 | 65.307 | 64.2836 | 63.0017 | 62.0102 | 61.2794 | 62.2688 | 66.2635 | 70.9058 | 75.3713 | 79.2955 | 82.4154 | 84.5112 | 85.7656 | 86.3834 | 86.6566 | 86.3228 | 85.1205 | 83.1371 | 80.219 | 76.4232 | 73.4873 | 71.3833 | 0.03308 | 0.033791 | 0.031992 | 0.027925 | 0.028652 | 0.030159 | 0.034666 | 0.042217 | 0.049606 | 0.054117 | 0.056568 | 0.058845 | 0.060417 | 0.06121 | 0.060217 | 0.055557 | 0.050788 | 0.047061 | 0.042554 | 0.040939 | 0.041206 | 0.038071 | 0.036004 | 0.037476
Program Specific1-in-2Size: 20 kW to 199.99 kWOther2021July Monthly Peak | Program Specific | 1-in-2 | Size: 20 kW to 199.99 kW | Other | 2021 | July Monthly Peak | 7 | 15.2002 | 14.3856 | 13.9079 | 13.8137 | 14.2541 | 15.6931 | 17.7388 | 20.5918 | 24.1136 | 26.922 | 29.0746 | 30.5359 | 31.3637 | 32.068 | 32.2608 | 31.716 | 30.5304 | 28.4443 | 25.7913 | 24.2292 | 23.4846 | 21.7796 | 19.1287 | 16.9911 | 0 | 0 | 0 | 0 | 0 | 0 | 0 | 0 | 0 | 0 | 0 | 0 | 0 | 0 | 0.30755 | 0.30684 | 0.30314 | 0.21854 | 0 | 0 | 0 | 0 | 0 | 0 | 71.684 | 70.6968 | 69.6555 | 68.5406 | 67.3847 | 66.6052 | 65.913 | 66.2849 | 69.3202 | 73.9122 | 78.3398 | 81.9561 | 84.8695 | 87.2976 | 89.0847 | 89.9869 | 90.1321 | 89.4267 | 88.0289 | 86.48 | 83.3493 | 79.4708 | 76.8047 | 75.0691 | 0.03504 | 0.035723 | 0.033852 | 0.029499 | 0.030272 | 0.032301 | 0.037661 | 0.045524 | 0.053244 | 0.057926 | 0.060503 | 0.062956 | 0.064737 | 0.065538 | 0.064509 | 0.05944 | 0.054428 | 0.050466 | 0.045281 | 0.043399 | 0.043603 | 0.040297 | 0.038156 | 0.039715
Program Specific1-in-2Size: 20 kW to 199.99 kWOther2021August Monthly Peak | Program Specific | 1-in-2 | Size: 20 kW to 199.99 kW | Other | 2021 | August Monthly Peak | 8 | 15.5739 | 14.7353 | 14.2402 | 14.1666 | 14.6408 | 16.1166 | 18.3356 | 21.1469 | 25.0174 | 28.1063 | 30.4674 | 32.0237 | 32.846 | 33.517 | 33.6141 | 32.9722 | 31.6989 | 29.4022 | 26.4712 | 25.1563 | 24.2315 | 22.2972 | 19.5997 | 17.3316 | 0 | 0 | 0 | 0 | 0 | 0 | 0 | 0 | 0 | 0 | 0 | 0 | 0 | 0 | 0.32045 | 0.31899 | 0.31474 | 0.2259 | 0 | 0 | 0 | 0 | 0 | 0 | 73.9205 | 72.6102 | 71.2027 | 69.9903 | 68.9525 | 67.9802 | 67.206 | 66.9173 | 70.0891 | 75.8632 | 81.1289 | 85.0505 | 88.4167 | 90.9248 | 92.1475 | 92.7652 | 92.686 | 91.9321 | 90.3796 | 88.0093 | 84.4459 | 81.1716 | 78.7893 | 77.0085 | 0.035902 | 0.036592 | 0.034661 | 0.030252 | 0.031093 | 0.033173 | 0.038928 | 0.046751 | 0.055239 | 0.060474 | 0.063401 | 0.066024 | 0.067797 | 0.068499 | 0.067215 | 0.061795 | 0.056511 | 0.052165 | 0.046475 | 0.045059 | 0.04499 | 0.041254 | 0.039096 | 0.04051
Program Specific1-in-2Size: 20 kW to 199.99 kWOther2021September Monthly Peak | Program Specific | 1-in-2 | Size: 20 kW to 199.99 kW | Other | 2021 | September Monthly Peak | 9 | 14.775 | 14.0568 | 13.6287 | 13.5539 | 14.0684 | 15.3959 | 17.6387 | 19.8367 | 23.2585 | 26.0585 | 28.2534 | 29.6323 | 30.4932 | 31.1868 | 31.2669 | 30.6373 | 29.313 | 27.0752 | 24.6172 | 24.0304 | 22.5993 | 20.7548 | 18.1437 | 16.21 | 0 | 0 | 0 | 0 | 0 | 0 | 0 | 0 | 0 | 0 | 0 | 0 | 0 | 0 | 0.29807 | 0.2964 | 0.29105 | 0.20802 | 0 | 0 | 0 | 0 | 0 | 0 | 68.521 | 67.2986 | 65.9749 | 64.6402 | 63.6507 | 62.6229 | 62.1109 | 61.7362 | 63.8728 | 69.4193 | 75.8085 | 81.662 | 85.4554 | 87.7216 | 88.8239 | 89.6094 | 89.5489 | 88.8107 | 87.005 | 83.7772 | 79.878 | 77.0602 | 74.9112 | 73.5787 | 0.03406 | 0.034907 | 0.033173 | 0.028944 | 0.029877 | 0.03169 | 0.037449 | 0.043854 | 0.051356 | 0.056068 | 0.058794 | 0.061093 | 0.062941 | 0.063737 | 0.062521 | 0.057419 | 0.052258 | 0.048037 | 0.04322 | 0.043043 | 0.04196 | 0.0384 | 0.036192 | 0.037889
Program Specific1-in-2Size: 20 kW to 199.99 kWOther2021October Monthly Peak | Program Specific | 1-in-2 | Size: 20 kW to 199.99 kW | Other | 2021 | October Monthly Peak | 10 | 14.0148 | 13.3338 | 12.974 | 12.9312 | 13.4017 | 14.6865 | 17.0681 | 18.9256 | 21.8198 | 24.5463 | 26.6042 | 28.0422 | 28.7828 | 29.4706 | 29.6038 | 28.9812 | 27.5901 | 25.4801 | 23.996 | 23.0806 | 21.529 | 19.7581 | 17.3155 | 15.4725 | 0 | 0 | 0 | 0 | 0 | 0 | 0 | 0 | 0 | 0 | 0 | 0 | 0 | 0 | 0.28222 | 0.28038 | 0.27394 | 0.19576 | 0 | 0 | 0 | 0 | 0 | 0 | 68.074 | 67.3095 | 66.0672 | 65.2715 | 64.32 | 63.7102 | 63.0385 | 62.5629 | 63.4709 | 68.1266 | 74.4537 | 79.8808 | 83.442 | 85.787 | 87.1274 | 87.4673 | 86.9786 | 85.8893 | 83.7026 | 80.0185 | 75.7319 | 72.6095 | 70.2892 | 68.3348 | 0.032308 | 0.033112 | 0.031579 | 0.027614 | 0.028461 | 0.03023 | 0.036237 | 0.04184 | 0.048179 | 0.052814 | 0.055362 | 0.057815 | 0.05941 | 0.06023 | 0.059196 | 0.054315 | 0.049186 | 0.045206 | 0.042129 | 0.041342 | 0.039973 | 0.036556 | 0.034539 | 0.036165
Program Specific1-in-2Size: 20 kW to 199.99 kWOther2021November Monthly Peak | Program Specific | 1-in-2 | Size: 20 kW to 199.99 kW | Other | 2021 | November Monthly Peak | 11 | 12.3867 | 11.8438 | 11.6495 | 11.6584 | 12.1729 | 13.2875 | 14.8345 | 16.5507 | 18.913 | 20.6959 | 22.0439 | 22.8558 | 23.334 | 23.7398 | 23.721 | 23.1101 | 22.1903 | 21.8125 | 20.3376 | 19.3165 | 18.1933 | 16.8097 | 14.9516 | 13.4562 | 0 | 0 | 0 | 0 | 0 | 0 | 0 | 0 | 0 | 0 | 0 | 0 | 0 | 0 | 0.22614 | 0.22358 | 0.22033 | 0.16759 | 0 | 0 | 0 | 0 | 0 | 0 | 55.695 | 54.8938 | 53.7466 | 52.7244 | 51.8847 | 51.4207 | 50.7494 | 50.7458 | 54.1773 | 60.1779 | 66.7832 | 71.8193 | 75.1302 | 76.8139 | 77.6891 | 77.5878 | 75.922 | 72.33 | 67.922 | 64.6735 | 62.257 | 60.2114 | 59.2336 | 58.0303 | 0.028554 | 0.029411 | 0.028355 | 0.024896 | 0.025852 | 0.02735 | 0.031495 | 0.03659 | 0.041761 | 0.044529 | 0.045873 | 0.047122 | 0.048163 | 0.048518 | 0.047433 | 0.043312 | 0.039559 | 0.038699 | 0.035706 | 0.034599 | 0.033779 | 0.031101 | 0.029824 | 0.031452
Program Specific1-in-2Size: 20 kW to 199.99 kWOther2021December Monthly Peak | Program Specific | 1-in-2 | Size: 20 kW to 199.99 kW | Other | 2021 | December Monthly Peak | 12 | 12.0232 | 11.8342 | 11.735 | 11.8534 | 12.2663 | 14.3383 | 17.4098 | 19.1907 | 21.4047 | 22.3066 | 22.2193 | 21.9244 | 21.1394 | 20.8956 | 20.3015 | 19.2541 | 19.1554 | 19.1165 | 17.9014 | 17.0823 | 16.4025 | 15.4377 | 14.3996 | 13.148 | 0 | 0 | 0 | 0 | 0 | 0 | 0 | 0 | 0 | 0 | 0 | 0 | 0 | 0 | 0.19354 | 0.18627 | 0.19019 | 0.14687 | 0 | 0 | 0 | 0 | 0 | 0 | 43.0566 | 42.5933 | 41.7391 | 40.9853 | 40.2507 | 39.703 | 39.7035 | 39.7033 | 40.0993 | 42.8086 | 45.4947 | 47.4965 | 48.8299 | 49.655 | 50.3848 | 50.6148 | 50.2586 | 48.8082 | 47.0106 | 45.6899 | 44.7301 | 43.8469 | 42.949 | 42.0436 | 0.027716 | 0.029388 | 0.028564 | 0.025313 | 0.02605 | 0.029513 | 0.036963 | 0.042426 | 0.047262 | 0.047995 | 0.046238 | 0.045202 | 0.043634 | 0.042705 | 0.040595 | 0.036085 | 0.034149 | 0.033916 | 0.031429 | 0.030597 | 0.030454 | 0.028563 | 0.028723 | 0.030732
Program Specific1-in-2Size: 20 kW to 199.99 kWOther2021Typical Event Day | Program Specific | 1-in-2 | Size: 20 kW to 199.99 kW | Other | 2021 | Typical Event Day | 8 | 15.1375 | 14.3139 | 13.845 | 13.7816 | 14.2577 | 15.6043 | 17.6364 | 20.2346 | 23.7726 | 26.6113 | 28.8057 | 30.2609 | 31.1106 | 31.8193 | 31.9957 | 31.4631 | 30.2537 | 28.1184 | 25.4131 | 24.2068 | 23.3751 | 21.531 | 18.9154 | 16.7393 | 0 | 0 | 0 | 0 | 0 | 0 | 0 | 0 | 0 | 0 | 0 | 0 | 0 | 0 | 0.30502 | 0.30439 | 0.30039 | 0.21604 | 0 | 0 | 0 | 0 | 0 | 0 | 70.6044 | 69.3042 | 68.035 | 66.8637 | 65.7474 | 64.8046 | 64.1273 | 64.3018 | 67.3864 | 72.5252 | 77.6621 | 81.991 | 85.2893 | 87.6138 | 88.9554 | 89.6863 | 89.7559 | 89.1231 | 87.6335 | 85.3509 | 81.973 | 78.5315 | 75.9981 | 74.2599 | 0.034895 | 0.035545 | 0.033699 | 0.02943 | 0.030279 | 0.032119 | 0.037444 | 0.044734 | 0.052491 | 0.057257 | 0.059944 | 0.062389 | 0.064215 | 0.06503 | 0.063979 | 0.058966 | 0.053935 | 0.049887 | 0.044617 | 0.043359 | 0.0434 | 0.039837 | 0.037731 | 0.039126
Program Specific1-in-2Size: 20 kW to 199.99 kWOther2022January Monthly Peak | Program Specific | 1-in-2 | Size: 20 kW to 199.99 kW | Other | 2022 | January Monthly Peak | 1 | 11.471 | 11.2954 | 11.1865 | 11.3359 | 11.6443 | 13.8202 | 17.1008 | 18.7598 | 20.7858 | 21.8235 | 21.9063 | 21.9943 | 21.4186 | 21.4606 | 20.9589 | 19.8489 | 19.384 | 19.0859 | 17.7755 | 16.7589 | 16.0121 | 14.8079 | 13.6216 | 12.4728 | 0 | 0 | 0 | 0 | 0 | 0 | 0 | 0 | 0 | 0 | 0 | 0 | 0 | 0 | 0.1998 | 0.19203 | 0.19246 | 0.14664 | 0 | 0 | 0 | 0 | 0 | 0 | 46.61 | 46.1994 | 46.0099 | 45.6418 | 45.3456 | 45.1934 | 45.132 | 44.8475 | 45.1047 | 46.8686 | 49.1472 | 51.2479 | 52.8929 | 53.8624 | 54.4459 | 54.3451 | 54.1173 | 53.2092 | 51.4973 | 50.2095 | 49.3953 | 48.8985 | 48.0721 | 47.3186 | 0.026443 | 0.02805 | 0.027229 | 0.024207 | 0.024729 | 0.028446 | 0.036307 | 0.041474 | 0.045896 | 0.046956 | 0.045586 | 0.045346 | 0.04421 | 0.04386 | 0.041909 | 0.0372 | 0.034557 | 0.033862 | 0.031208 | 0.030018 | 0.029729 | 0.027398 | 0.027171 | 0.029154
Program Specific1-in-2Size: 20 kW to 199.99 kWOther2022February Monthly Peak | Program Specific | 1-in-2 | Size: 20 kW to 199.99 kW | Other | 2022 | February Monthly Peak | 2 | 11.9355 | 11.5435 | 11.3666 | 11.5066 | 11.9488 | 13.5014 | 15.8826 | 17.3239 | 19.4813 | 20.8065 | 21.5608 | 22.0272 | 22.0597 | 22.3667 | 22.2551 | 21.5965 | 20.7519 | 20.035 | 19.3613 | 18.2983 | 17.3424 | 15.9991 | 14.3594 | 12.9841 | 0 | 0 | 0 | 0 | 0 | 0 | 0 | 0 | 0 | 0 | 0 | 0 | 0 | 0 | 0.21216 | 0.20894 | 0.20605 | 0.15393 | 0 | 0 | 0 | 0 | 0 | 0 | 48.6913 | 48.0986 | 47.6149 | 47.2486 | 47.3881 | 47.0024 | 46.5304 | 46.9852 | 48.2087 | 51.6612 | 55.544 | 58.3312 | 60.0902 | 60.9525 | 61.5312 | 62.0289 | 62.0271 | 61.1085 | 58.9603 | 56.4508 | 54.879 | 53.5483 | 52.4787 | 51.1069 | 0.027514 | 0.028666 | 0.027667 | 0.024572 | 0.025376 | 0.02779 | 0.03372 | 0.038299 | 0.043015 | 0.044768 | 0.044867 | 0.045414 | 0.045533 | 0.045711 | 0.044501 | 0.040475 | 0.036995 | 0.035546 | 0.033992 | 0.032776 | 0.032199 | 0.029601 | 0.028643 | 0.030349
Program Specific1-in-2Size: 20 kW to 199.99 kWOther2022March Monthly Peak | Program Specific | 1-in-2 | Size: 20 kW to 199.99 kW | Other | 2022 | March Monthly Peak | 3 | 12.0956 | 11.6764 | 11.4464 | 11.5285 | 11.9088 | 13.4529 | 16.0265 | 17.5119 | 19.4894 | 20.9304 | 21.7246 | 22.2688 | 22.4388 | 22.8797 | 22.8863 | 22.2883 | 21.542 | 20.2138 | 19.0947 | 18.7978 | 17.9148 | 16.5408 | 14.8132 | 13.3371 | 0 | 0 | 0 | 0 | 0 | 0 | 0 | 0 | 0 | 0 | 0 | 0 | 0 | 0 | 0.21818 | 0.21563 | 0.21389 | 0.1553 | 0 | 0 | 0 | 0 | 0 | 0 | 50.4946 | 49.7343 | 48.9508 | 48.381 | 47.8145 | 47.437 | 47.0096 | 46.9968 | 49.1685 | 52.1678 | 55.0618 | 57.5999 | 59.9609 | 61.4251 | 62.3657 | 63.039 | 62.7938 | 62.0049 | 59.8847 | 56.9133 | 54.773 | 53.1951 | 51.7786 | 50.67 | 0.027883 | 0.028996 | 0.027861 | 0.024619 | 0.025291 | 0.027691 | 0.034026 | 0.038715 | 0.043033 | 0.045034 | 0.045208 | 0.045912 | 0.046316 | 0.04676 | 0.045763 | 0.041772 | 0.038404 | 0.035863 | 0.033524 | 0.03367 | 0.033262 | 0.030604 | 0.029548 | 0.031174
Program Specific1-in-2Size: 20 kW to 199.99 kWOther2022April Monthly Peak | Program Specific | 1-in-2 | Size: 20 kW to 199.99 kW | Other | 2022 | April Monthly Peak | 4 | 12.9781 | 12.3429 | 11.9812 | 11.9778 | 12.4352 | 13.5245 | 15.2468 | 17.0705 | 19.7805 | 21.9871 | 23.8261 | 25.0516 | 25.8342 | 26.5176 | 26.7102 | 26.298 | 25.1412 | 23.3281 | 21.4067 | 20.999 | 20.1682 | 18.5661 | 16.3014 | 14.4683 | 0 | 0 | 0 | 0 | 0 | 0 | 0 | 0 | 0 | 0 | 0 | 0 | 0 | 0 | 0.25463 | 0.25442 | 0.24963 | 0.17923 | 0 | 0 | 0 | 0 | 0 | 0 | 63.3292 | 62.0799 | 60.9174 | 59.8279 | 58.8656 | 58.0467 | 57.382 | 57.2576 | 59.5472 | 63.8594 | 69.3509 | 74.0899 | 77.4569 | 79.3983 | 80.6442 | 81.3496 | 81.3988 | 80.9217 | 79.9538 | 77.9724 | 74.3298 | 71.3445 | 68.882 | 66.7423 | 0.029918 | 0.030651 | 0.029163 | 0.025578 | 0.026409 | 0.027838 | 0.03237 | 0.037739 | 0.043676 | 0.047308 | 0.049581 | 0.051649 | 0.053324 | 0.054195 | 0.05341 | 0.049286 | 0.04482 | 0.041388 | 0.037583 | 0.037613 | 0.037446 | 0.034351 | 0.032517 | 0.033818
Program Specific1-in-2Size: 20 kW to 199.99 kWOther2022May Monthly Peak | Program Specific | 1-in-2 | Size: 20 kW to 199.99 kW | Other | 2022 | May Monthly Peak | 5 | 13.4792 | 12.776 | 12.3992 | 12.3707 | 12.8773 | 13.9523 | 15.3461 | 17.594 | 20.6284 | 22.9668 | 24.8827 | 26.1106 | 26.8484 | 27.4609 | 27.6145 | 27.2241 | 25.9965 | 24.1763 | 22.1523 | 21.3415 | 20.8547 | 19.2885 | 16.8992 | 15.0197 | 0 | 0 | 0 | 0 | 0 | 0 | 0 | 0 | 0 | 0 | 0 | 0 | 0 | 0 | 0.26325 | 0.26338 | 0.25812 | 0.18575 | 0 | 0 | 0 | 0 | 0 | 0 | 65.628 | 64.2971 | 63.114 | 61.9102 | 60.914 | 59.8336 | 58.7662 | 59.8507 | 63.909 | 68.4654 | 72.6951 | 76.5125 | 79.6871 | 82.0613 | 83.6474 | 84.5129 | 84.5996 | 84.0043 | 82.6594 | 80.6161 | 76.7938 | 73.206 | 70.8052 | 68.703 | 0.031073 | 0.031726 | 0.03018 | 0.026417 | 0.027348 | 0.028718 | 0.032581 | 0.038896 | 0.045548 | 0.049416 | 0.05178 | 0.053833 | 0.055417 | 0.056123 | 0.055218 | 0.051022 | 0.046345 | 0.042893 | 0.038892 | 0.038226 | 0.038721 | 0.035688 | 0.033709 | 0.035107
Program Specific1-in-2Size: 20 kW to 199.99 kWOther2022June Monthly Peak | Program Specific | 1-in-2 | Size: 20 kW to 199.99 kW | Other | 2022 | June Monthly Peak | 6 | 14.35 | 13.6074 | 13.1435 | 13.077 | 13.4913 | 14.652 | 16.3282 | 19.096 | 22.466 | 25.1518 | 27.1838 | 28.5419 | 29.2707 | 29.9503 | 30.1143 | 29.6438 | 28.489 | 26.5252 | 24.2381 | 22.8559 | 22.1933 | 20.5767 | 18.0496 | 16.0331 | 0 | 0 | 0 | 0 | 0 | 0 | 0 | 0 | 0 | 0 | 0 | 0 | 0 | 0 | 0.28709 | 0.28679 | 0.28287 | 0.20379 | 0 | 0 | 0 | 0 | 0 | 0 | 68.2921 | 66.6114 | 65.307 | 64.2836 | 63.0017 | 62.0102 | 61.2794 | 62.2688 | 66.2635 | 70.9058 | 75.3713 | 79.2955 | 82.4154 | 84.5112 | 85.7656 | 86.3834 | 86.6566 | 86.3228 | 85.1205 | 83.1371 | 80.219 | 76.4232 | 73.4873 | 71.3833 | 0.03308 | 0.033791 | 0.031992 | 0.027925 | 0.028652 | 0.030159 | 0.034666 | 0.042217 | 0.049606 | 0.054117 | 0.056568 | 0.058845 | 0.060417 | 0.06121 | 0.060217 | 0.055557 | 0.050788 | 0.047061 | 0.042554 | 0.040939 | 0.041206 | 0.038071 | 0.036004 | 0.037476
Program Specific1-in-2Size: 20 kW to 199.99 kWOther2022July Monthly Peak | Program Specific | 1-in-2 | Size: 20 kW to 199.99 kW | Other | 2022 | July Monthly Peak | 7 | 15.2002 | 14.3856 | 13.9079 | 13.8137 | 14.2541 | 15.6931 | 17.7388 | 20.5918 | 24.1136 | 26.922 | 29.0746 | 30.5359 | 31.3637 | 32.068 | 32.2608 | 31.716 | 30.5304 | 28.4443 | 25.7913 | 24.2292 | 23.4846 | 21.7796 | 19.1287 | 16.9911 | 0 | 0 | 0 | 0 | 0 | 0 | 0 | 0 | 0 | 0 | 0 | 0 | 0 | 0 | 0.30755 | 0.30684 | 0.30314 | 0.21854 | 0 | 0 | 0 | 0 | 0 | 0 | 71.684 | 70.6968 | 69.6555 | 68.5406 | 67.3847 | 66.6052 | 65.913 | 66.2849 | 69.3202 | 73.9122 | 78.3398 | 81.9561 | 84.8695 | 87.2976 | 89.0847 | 89.9869 | 90.1321 | 89.4267 | 88.0289 | 86.48 | 83.3493 | 79.4708 | 76.8047 | 75.0691 | 0.03504 | 0.035723 | 0.033852 | 0.029499 | 0.030272 | 0.032301 | 0.037661 | 0.045524 | 0.053244 | 0.057926 | 0.060503 | 0.062956 | 0.064737 | 0.065538 | 0.064509 | 0.05944 | 0.054428 | 0.050466 | 0.045281 | 0.043399 | 0.043603 | 0.040297 | 0.038156 | 0.039715
Program Specific1-in-2Size: 20 kW to 199.99 kWOther2022August Monthly Peak | Program Specific | 1-in-2 | Size: 20 kW to 199.99 kW | Other | 2022 | August Monthly Peak | 8 | 15.5739 | 14.7353 | 14.2402 | 14.1666 | 14.6408 | 16.1166 | 18.3356 | 21.1469 | 25.0174 | 28.1063 | 30.4674 | 32.0237 | 32.846 | 33.517 | 33.6141 | 32.9722 | 31.6989 | 29.4022 | 26.4712 | 25.1563 | 24.2315 | 22.2972 | 19.5997 | 17.3316 | 0 | 0 | 0 | 0 | 0 | 0 | 0 | 0 | 0 | 0 | 0 | 0 | 0 | 0 | 0.32045 | 0.31899 | 0.31474 | 0.2259 | 0 | 0 | 0 | 0 | 0 | 0 | 73.9205 | 72.6102 | 71.2027 | 69.9903 | 68.9525 | 67.9802 | 67.206 | 66.9173 | 70.0891 | 75.8632 | 81.1289 | 85.0505 | 88.4167 | 90.9248 | 92.1475 | 92.7652 | 92.686 | 91.9321 | 90.3796 | 88.0093 | 84.4459 | 81.1716 | 78.7893 | 77.0085 | 0.035902 | 0.036592 | 0.034661 | 0.030252 | 0.031093 | 0.033173 | 0.038928 | 0.046751 | 0.055239 | 0.060474 | 0.063401 | 0.066024 | 0.067797 | 0.068499 | 0.067215 | 0.061795 | 0.056511 | 0.052165 | 0.046475 | 0.045059 | 0.04499 | 0.041254 | 0.039096 | 0.04051
Program Specific1-in-2Size: 20 kW to 199.99 kWOther2022September Monthly Peak | Program Specific | 1-in-2 | Size: 20 kW to 199.99 kW | Other | 2022 | September Monthly Peak | 9 | 14.775 | 14.0568 | 13.6287 | 13.5539 | 14.0684 | 15.3959 | 17.6387 | 19.8367 | 23.2585 | 26.0585 | 28.2534 | 29.6323 | 30.4932 | 31.1868 | 31.2669 | 30.6373 | 29.313 | 27.0752 | 24.6172 | 24.0304 | 22.5993 | 20.7548 | 18.1437 | 16.21 | 0 | 0 | 0 | 0 | 0 | 0 | 0 | 0 | 0 | 0 | 0 | 0 | 0 | 0 | 0.29807 | 0.2964 | 0.29105 | 0.20802 | 0 | 0 | 0 | 0 | 0 | 0 | 68.521 | 67.2986 | 65.9749 | 64.6402 | 63.6507 | 62.6229 | 62.1109 | 61.7362 | 63.8728 | 69.4193 | 75.8085 | 81.662 | 85.4554 | 87.7216 | 88.8239 | 89.6094 | 89.5489 | 88.8107 | 87.005 | 83.7772 | 79.878 | 77.0602 | 74.9112 | 73.5787 | 0.03406 | 0.034907 | 0.033173 | 0.028944 | 0.029877 | 0.03169 | 0.037449 | 0.043854 | 0.051356 | 0.056068 | 0.058794 | 0.061093 | 0.062941 | 0.063737 | 0.062521 | 0.057419 | 0.052258 | 0.048037 | 0.04322 | 0.043043 | 0.04196 | 0.0384 | 0.036192 | 0.037889
Program Specific1-in-2Size: 20 kW to 199.99 kWOther2022October Monthly Peak | Program Specific | 1-in-2 | Size: 20 kW to 199.99 kW | Other | 2022 | October Monthly Peak | 10 | 14.0148 | 13.3338 | 12.974 | 12.9312 | 13.4017 | 14.6865 | 17.0681 | 18.9256 | 21.8198 | 24.5463 | 26.6042 | 28.0422 | 28.7828 | 29.4706 | 29.6038 | 28.9812 | 27.5901 | 25.4801 | 23.996 | 23.0806 | 21.529 | 19.7581 | 17.3155 | 15.4725 | 0 | 0 | 0 | 0 | 0 | 0 | 0 | 0 | 0 | 0 | 0 | 0 | 0 | 0 | 0.28222 | 0.28038 | 0.27394 | 0.19576 | 0 | 0 | 0 | 0 | 0 | 0 | 68.074 | 67.3095 | 66.0672 | 65.2715 | 64.32 | 63.7102 | 63.0385 | 62.5629 | 63.4709 | 68.1266 | 74.4537 | 79.8808 | 83.442 | 85.787 | 87.1274 | 87.4673 | 86.9786 | 85.8893 | 83.7026 | 80.0185 | 75.7319 | 72.6095 | 70.2892 | 68.3348 | 0.032308 | 0.033112 | 0.031579 | 0.027614 | 0.028461 | 0.03023 | 0.036237 | 0.04184 | 0.048179 | 0.052814 | 0.055362 | 0.057815 | 0.05941 | 0.06023 | 0.059196 | 0.054315 | 0.049186 | 0.045206 | 0.042129 | 0.041342 | 0.039973 | 0.036556 | 0.034539 | 0.036165
Program Specific1-in-2Size: 20 kW to 199.99 kWOther2022November Monthly Peak | Program Specific | 1-in-2 | Size: 20 kW to 199.99 kW | Other | 2022 | November Monthly Peak | 11 | 12.3867 | 11.8438 | 11.6495 | 11.6584 | 12.1729 | 13.2875 | 14.8345 | 16.5507 | 18.913 | 20.6959 | 22.0439 | 22.8558 | 23.334 | 23.7398 | 23.721 | 23.1101 | 22.1903 | 21.8125 | 20.3376 | 19.3165 | 18.1933 | 16.8097 | 14.9516 | 13.4562 | 0 | 0 | 0 | 0 | 0 | 0 | 0 | 0 | 0 | 0 | 0 | 0 | 0 | 0 | 0.22614 | 0.22358 | 0.22033 | 0.16759 | 0 | 0 | 0 | 0 | 0 | 0 | 55.695 | 54.8938 | 53.7466 | 52.7244 | 51.8847 | 51.4207 | 50.7494 | 50.7458 | 54.1773 | 60.1779 | 66.7832 | 71.8193 | 75.1302 | 76.8139 | 77.6891 | 77.5878 | 75.922 | 72.33 | 67.922 | 64.6735 | 62.257 | 60.2114 | 59.2336 | 58.0303 | 0.028554 | 0.029411 | 0.028355 | 0.024896 | 0.025852 | 0.02735 | 0.031495 | 0.03659 | 0.041761 | 0.044529 | 0.045873 | 0.047122 | 0.048163 | 0.048518 | 0.047433 | 0.043312 | 0.039559 | 0.038699 | 0.035706 | 0.034599 | 0.033779 | 0.031101 | 0.029824 | 0.031452
Program Specific1-in-2Size: 20 kW to 199.99 kWOther2022December Monthly Peak | Program Specific | 1-in-2 | Size: 20 kW to 199.99 kW | Other | 2022 | December Monthly Peak | 12 | 12.0232 | 11.8342 | 11.735 | 11.8534 | 12.2663 | 14.3383 | 17.4098 | 19.1907 | 21.4047 | 22.3066 | 22.2193 | 21.9244 | 21.1394 | 20.8956 | 20.3015 | 19.2541 | 19.1554 | 19.1165 | 17.9014 | 17.0823 | 16.4025 | 15.4377 | 14.3996 | 13.148 | 0 | 0 | 0 | 0 | 0 | 0 | 0 | 0 | 0 | 0 | 0 | 0 | 0 | 0 | 0.19354 | 0.18627 | 0.19019 | 0.14687 | 0 | 0 | 0 | 0 | 0 | 0 | 43.0566 | 42.5933 | 41.7391 | 40.9853 | 40.2507 | 39.703 | 39.7035 | 39.7033 | 40.0993 | 42.8086 | 45.4947 | 47.4965 | 48.8299 | 49.655 | 50.3848 | 50.6148 | 50.2586 | 48.8082 | 47.0106 | 45.6899 | 44.7301 | 43.8469 | 42.949 | 42.0436 | 0.027716 | 0.029388 | 0.028564 | 0.025313 | 0.02605 | 0.029513 | 0.036963 | 0.042426 | 0.047262 | 0.047995 | 0.046238 | 0.045202 | 0.043634 | 0.042705 | 0.040595 | 0.036085 | 0.034149 | 0.033916 | 0.031429 | 0.030597 | 0.030454 | 0.028563 | 0.028723 | 0.030732
Program Specific1-in-2Size: 20 kW to 199.99 kWOther2022Typical Event Day | Program Specific | 1-in-2 | Size: 20 kW to 199.99 kW | Other | 2022 | Typical Event Day | 8 | 15.1375 | 14.3139 | 13.845 | 13.7816 | 14.2577 | 15.6043 | 17.6364 | 20.2346 | 23.7726 | 26.6113 | 28.8057 | 30.2609 | 31.1106 | 31.8193 | 31.9957 | 31.4631 | 30.2537 | 28.1184 | 25.4131 | 24.2068 | 23.3751 | 21.531 | 18.9154 | 16.7393 | 0 | 0 | 0 | 0 | 0 | 0 | 0 | 0 | 0 | 0 | 0 | 0 | 0 | 0 | 0.30502 | 0.30439 | 0.30039 | 0.21604 | 0 | 0 | 0 | 0 | 0 | 0 | 70.6044 | 69.3042 | 68.035 | 66.8637 | 65.7474 | 64.8046 | 64.1273 | 64.3018 | 67.3864 | 72.5252 | 77.6621 | 81.991 | 85.2893 | 87.6138 | 88.9554 | 89.6863 | 89.7559 | 89.1231 | 87.6335 | 85.3509 | 81.973 | 78.5315 | 75.9981 | 74.2599 | 0.034895 | 0.035545 | 0.033699 | 0.02943 | 0.030279 | 0.032119 | 0.037444 | 0.044734 | 0.052491 | 0.057257 | 0.059944 | 0.062389 | 0.064215 | 0.06503 | 0.063979 | 0.058966 | 0.053935 | 0.049887 | 0.044617 | 0.043359 | 0.0434 | 0.039837 | 0.037731 | 0.039126
Program Specific1-in-2Size: 20 kW to 199.99 kWOther2023January Monthly Peak | Program Specific | 1-in-2 | Size: 20 kW to 199.99 kW | Other | 2023 | January Monthly Peak | 1 | 11.471 | 11.2954 | 11.1865 | 11.3359 | 11.6443 | 13.8202 | 17.1008 | 18.7598 | 20.7858 | 21.8235 | 21.9063 | 21.9943 | 21.4186 | 21.4606 | 20.9589 | 19.8489 | 19.384 | 19.0859 | 17.7755 | 16.7589 | 16.0121 | 14.8079 | 13.6216 | 12.4728 | 0 | 0 | 0 | 0 | 0 | 0 | 0 | 0 | 0 | 0 | 0 | 0 | 0 | 0 | 0.1998 | 0.19203 | 0.19246 | 0.14664 | 0 | 0 | 0 | 0 | 0 | 0 | 46.61 | 46.1994 | 46.0099 | 45.6418 | 45.3456 | 45.1934 | 45.132 | 44.8475 | 45.1047 | 46.8686 | 49.1472 | 51.2479 | 52.8929 | 53.8624 | 54.4459 | 54.3451 | 54.1173 | 53.2092 | 51.4973 | 50.2095 | 49.3953 | 48.8985 | 48.0721 | 47.3186 | 0.026443 | 0.02805 | 0.027229 | 0.024207 | 0.024729 | 0.028446 | 0.036307 | 0.041474 | 0.045896 | 0.046956 | 0.045586 | 0.045346 | 0.04421 | 0.04386 | 0.041909 | 0.0372 | 0.034557 | 0.033862 | 0.031208 | 0.030018 | 0.029729 | 0.027398 | 0.027171 | 0.029154
Program Specific1-in-2Size: 20 kW to 199.99 kWOther2023February Monthly Peak | Program Specific | 1-in-2 | Size: 20 kW to 199.99 kW | Other | 2023 | February Monthly Peak | 2 | 11.9355 | 11.5435 | 11.3666 | 11.5066 | 11.9488 | 13.5014 | 15.8826 | 17.3239 | 19.4813 | 20.8065 | 21.5608 | 22.0272 | 22.0597 | 22.3667 | 22.2551 | 21.5965 | 20.7519 | 20.035 | 19.3613 | 18.2983 | 17.3424 | 15.9991 | 14.3594 | 12.9841 | 0 | 0 | 0 | 0 | 0 | 0 | 0 | 0 | 0 | 0 | 0 | 0 | 0 | 0 | 0.21216 | 0.20894 | 0.20605 | 0.15393 | 0 | 0 | 0 | 0 | 0 | 0 | 48.6913 | 48.0986 | 47.6149 | 47.2486 | 47.3881 | 47.0024 | 46.5304 | 46.9852 | 48.2087 | 51.6612 | 55.544 | 58.3312 | 60.0902 | 60.9525 | 61.5312 | 62.0289 | 62.0271 | 61.1085 | 58.9603 | 56.4508 | 54.879 | 53.5483 | 52.4787 | 51.1069 | 0.027514 | 0.028666 | 0.027667 | 0.024572 | 0.025376 | 0.02779 | 0.03372 | 0.038299 | 0.043015 | 0.044768 | 0.044867 | 0.045414 | 0.045533 | 0.045711 | 0.044501 | 0.040475 | 0.036995 | 0.035546 | 0.033992 | 0.032776 | 0.032199 | 0.029601 | 0.028643 | 0.030349
Program Specific1-in-2Size: 20 kW to 199.99 kWOther2023March Monthly Peak | Program Specific | 1-in-2 | Size: 20 kW to 199.99 kW | Other | 2023 | March Monthly Peak | 3 | 12.0956 | 11.6764 | 11.4464 | 11.5285 | 11.9088 | 13.4529 | 16.0265 | 17.5119 | 19.4894 | 20.9304 | 21.7246 | 22.2688 | 22.4388 | 22.8797 | 22.8863 | 22.2883 | 21.542 | 20.2138 | 19.0947 | 18.7978 | 17.9148 | 16.5408 | 14.8132 | 13.3371 | 0 | 0 | 0 | 0 | 0 | 0 | 0 | 0 | 0 | 0 | 0 | 0 | 0 | 0 | 0.21818 | 0.21563 | 0.21389 | 0.1553 | 0 | 0 | 0 | 0 | 0 | 0 | 50.4946 | 49.7343 | 48.9508 | 48.381 | 47.8145 | 47.437 | 47.0096 | 46.9968 | 49.1685 | 52.1678 | 55.0618 | 57.5999 | 59.9609 | 61.4251 | 62.3657 | 63.039 | 62.7938 | 62.0049 | 59.8847 | 56.9133 | 54.773 | 53.1951 | 51.7786 | 50.67 | 0.027883 | 0.028996 | 0.027861 | 0.024619 | 0.025291 | 0.027691 | 0.034026 | 0.038715 | 0.043033 | 0.045034 | 0.045208 | 0.045912 | 0.046316 | 0.04676 | 0.045763 | 0.041772 | 0.038404 | 0.035863 | 0.033524 | 0.03367 | 0.033262 | 0.030604 | 0.029548 | 0.031174
Program Specific1-in-2Size: 20 kW to 199.99 kWOther2023April Monthly Peak | Program Specific | 1-in-2 | Size: 20 kW to 199.99 kW | Other | 2023 | April Monthly Peak | 4 | 12.9781 | 12.3429 | 11.9812 | 11.9778 | 12.4352 | 13.5245 | 15.2468 | 17.0705 | 19.7805 | 21.9871 | 23.8261 | 25.0516 | 25.8342 | 26.5176 | 26.7102 | 26.298 | 25.1412 | 23.3281 | 21.4067 | 20.999 | 20.1682 | 18.5661 | 16.3014 | 14.4683 | 0 | 0 | 0 | 0 | 0 | 0 | 0 | 0 | 0 | 0 | 0 | 0 | 0 | 0 | 0.25463 | 0.25442 | 0.24963 | 0.17923 | 0 | 0 | 0 | 0 | 0 | 0 | 63.3292 | 62.0799 | 60.9174 | 59.8279 | 58.8656 | 58.0467 | 57.382 | 57.2576 | 59.5472 | 63.8594 | 69.3509 | 74.0899 | 77.4569 | 79.3983 | 80.6442 | 81.3496 | 81.3988 | 80.9217 | 79.9538 | 77.9724 | 74.3298 | 71.3445 | 68.882 | 66.7423 | 0.029918 | 0.030651 | 0.029163 | 0.025578 | 0.026409 | 0.027838 | 0.03237 | 0.037739 | 0.043676 | 0.047308 | 0.049581 | 0.051649 | 0.053324 | 0.054195 | 0.05341 | 0.049286 | 0.04482 | 0.041388 | 0.037583 | 0.037613 | 0.037446 | 0.034351 | 0.032517 | 0.033818
Program Specific1-in-2Size: 20 kW to 199.99 kWOther2023May Monthly Peak | Program Specific | 1-in-2 | Size: 20 kW to 199.99 kW | Other | 2023 | May Monthly Peak | 5 | 13.4792 | 12.776 | 12.3992 | 12.3707 | 12.8773 | 13.9523 | 15.3461 | 17.594 | 20.6284 | 22.9668 | 24.8827 | 26.1106 | 26.8484 | 27.4609 | 27.6145 | 27.2241 | 25.9965 | 24.1763 | 22.1523 | 21.3415 | 20.8547 | 19.2885 | 16.8992 | 15.0197 | 0 | 0 | 0 | 0 | 0 | 0 | 0 | 0 | 0 | 0 | 0 | 0 | 0 | 0 | 0.26325 | 0.26338 | 0.25812 | 0.18575 | 0 | 0 | 0 | 0 | 0 | 0 | 65.628 | 64.2971 | 63.114 | 61.9102 | 60.914 | 59.8336 | 58.7662 | 59.8507 | 63.909 | 68.4654 | 72.6951 | 76.5125 | 79.6871 | 82.0613 | 83.6474 | 84.5129 | 84.5996 | 84.0043 | 82.6594 | 80.6161 | 76.7938 | 73.206 | 70.8052 | 68.703 | 0.031073 | 0.031726 | 0.03018 | 0.026417 | 0.027348 | 0.028718 | 0.032581 | 0.038896 | 0.045548 | 0.049416 | 0.05178 | 0.053833 | 0.055417 | 0.056123 | 0.055218 | 0.051022 | 0.046345 | 0.042893 | 0.038892 | 0.038226 | 0.038721 | 0.035688 | 0.033709 | 0.035107
Program Specific1-in-2Size: 20 kW to 199.99 kWOther2023June Monthly Peak | Program Specific | 1-in-2 | Size: 20 kW to 199.99 kW | Other | 2023 | June Monthly Peak | 6 | 14.35 | 13.6074 | 13.1435 | 13.077 | 13.4913 | 14.652 | 16.3282 | 19.096 | 22.466 | 25.1518 | 27.1838 | 28.5419 | 29.2707 | 29.9503 | 30.1143 | 29.6438 | 28.489 | 26.5252 | 24.2381 | 22.8559 | 22.1933 | 20.5767 | 18.0496 | 16.0331 | 0 | 0 | 0 | 0 | 0 | 0 | 0 | 0 | 0 | 0 | 0 | 0 | 0 | 0 | 0.28709 | 0.28679 | 0.28287 | 0.20379 | 0 | 0 | 0 | 0 | 0 | 0 | 68.2921 | 66.6114 | 65.307 | 64.2836 | 63.0017 | 62.0102 | 61.2794 | 62.2688 | 66.2635 | 70.9058 | 75.3713 | 79.2955 | 82.4154 | 84.5112 | 85.7656 | 86.3834 | 86.6566 | 86.3228 | 85.1205 | 83.1371 | 80.219 | 76.4232 | 73.4873 | 71.3833 | 0.03308 | 0.033791 | 0.031992 | 0.027925 | 0.028652 | 0.030159 | 0.034666 | 0.042217 | 0.049606 | 0.054117 | 0.056568 | 0.058845 | 0.060417 | 0.06121 | 0.060217 | 0.055557 | 0.050788 | 0.047061 | 0.042554 | 0.040939 | 0.041206 | 0.038071 | 0.036004 | 0.037476
Program Specific1-in-2Size: 20 kW to 199.99 kWOther2023July Monthly Peak | Program Specific | 1-in-2 | Size: 20 kW to 199.99 kW | Other | 2023 | July Monthly Peak | 7 | 15.2002 | 14.3856 | 13.9079 | 13.8137 | 14.2541 | 15.6931 | 17.7388 | 20.5918 | 24.1136 | 26.922 | 29.0746 | 30.5359 | 31.3637 | 32.068 | 32.2608 | 31.716 | 30.5304 | 28.4443 | 25.7913 | 24.2292 | 23.4846 | 21.7796 | 19.1287 | 16.9911 | 0 | 0 | 0 | 0 | 0 | 0 | 0 | 0 | 0 | 0 | 0 | 0 | 0 | 0 | 0.30755 | 0.30684 | 0.30314 | 0.21854 | 0 | 0 | 0 | 0 | 0 | 0 | 71.684 | 70.6968 | 69.6555 | 68.5406 | 67.3847 | 66.6052 | 65.913 | 66.2849 | 69.3202 | 73.9122 | 78.3398 | 81.9561 | 84.8695 | 87.2976 | 89.0847 | 89.9869 | 90.1321 | 89.4267 | 88.0289 | 86.48 | 83.3493 | 79.4708 | 76.8047 | 75.0691 | 0.03504 | 0.035723 | 0.033852 | 0.029499 | 0.030272 | 0.032301 | 0.037661 | 0.045524 | 0.053244 | 0.057926 | 0.060503 | 0.062956 | 0.064737 | 0.065538 | 0.064509 | 0.05944 | 0.054428 | 0.050466 | 0.045281 | 0.043399 | 0.043603 | 0.040297 | 0.038156 | 0.039715
Program Specific1-in-2Size: 20 kW to 199.99 kWOther2023August Monthly Peak | Program Specific | 1-in-2 | Size: 20 kW to 199.99 kW | Other | 2023 | August Monthly Peak | 8 | 15.5739 | 14.7353 | 14.2402 | 14.1666 | 14.6408 | 16.1166 | 18.3356 | 21.1469 | 25.0174 | 28.1063 | 30.4674 | 32.0237 | 32.846 | 33.517 | 33.6141 | 32.9722 | 31.6989 | 29.4022 | 26.4712 | 25.1563 | 24.2315 | 22.2972 | 19.5997 | 17.3316 | 0 | 0 | 0 | 0 | 0 | 0 | 0 | 0 | 0 | 0 | 0 | 0 | 0 | 0 | 0.32045 | 0.31899 | 0.31474 | 0.2259 | 0 | 0 | 0 | 0 | 0 | 0 | 73.9205 | 72.6102 | 71.2027 | 69.9903 | 68.9525 | 67.9802 | 67.206 | 66.9173 | 70.0891 | 75.8632 | 81.1289 | 85.0505 | 88.4167 | 90.9248 | 92.1475 | 92.7652 | 92.686 | 91.9321 | 90.3796 | 88.0093 | 84.4459 | 81.1716 | 78.7893 | 77.0085 | 0.035902 | 0.036592 | 0.034661 | 0.030252 | 0.031093 | 0.033173 | 0.038928 | 0.046751 | 0.055239 | 0.060474 | 0.063401 | 0.066024 | 0.067797 | 0.068499 | 0.067215 | 0.061795 | 0.056511 | 0.052165 | 0.046475 | 0.045059 | 0.04499 | 0.041254 | 0.039096 | 0.04051
Program Specific1-in-2Size: 20 kW to 199.99 kWOther2023September Monthly Peak | Program Specific | 1-in-2 | Size: 20 kW to 199.99 kW | Other | 2023 | September Monthly Peak | 9 | 14.775 | 14.0568 | 13.6287 | 13.5539 | 14.0684 | 15.3959 | 17.6387 | 19.8367 | 23.2585 | 26.0585 | 28.2534 | 29.6323 | 30.4932 | 31.1868 | 31.2669 | 30.6373 | 29.313 | 27.0752 | 24.6172 | 24.0304 | 22.5993 | 20.7548 | 18.1437 | 16.21 | 0 | 0 | 0 | 0 | 0 | 0 | 0 | 0 | 0 | 0 | 0 | 0 | 0 | 0 | 0.29807 | 0.2964 | 0.29105 | 0.20802 | 0 | 0 | 0 | 0 | 0 | 0 | 68.521 | 67.2986 | 65.9749 | 64.6402 | 63.6507 | 62.6229 | 62.1109 | 61.7362 | 63.8728 | 69.4193 | 75.8085 | 81.662 | 85.4554 | 87.7216 | 88.8239 | 89.6094 | 89.5489 | 88.8107 | 87.005 | 83.7772 | 79.878 | 77.0602 | 74.9112 | 73.5787 | 0.03406 | 0.034907 | 0.033173 | 0.028944 | 0.029877 | 0.03169 | 0.037449 | 0.043854 | 0.051356 | 0.056068 | 0.058794 | 0.061093 | 0.062941 | 0.063737 | 0.062521 | 0.057419 | 0.052258 | 0.048037 | 0.04322 | 0.043043 | 0.04196 | 0.0384 | 0.036192 | 0.037889
Program Specific1-in-2Size: 20 kW to 199.99 kWOther2023October Monthly Peak | Program Specific | 1-in-2 | Size: 20 kW to 199.99 kW | Other | 2023 | October Monthly Peak | 10 | 14.0148 | 13.3338 | 12.974 | 12.9312 | 13.4017 | 14.6865 | 17.0681 | 18.9256 | 21.8198 | 24.5463 | 26.6042 | 28.0422 | 28.7828 | 29.4706 | 29.6038 | 28.9812 | 27.5901 | 25.4801 | 23.996 | 23.0806 | 21.529 | 19.7581 | 17.3155 | 15.4725 | 0 | 0 | 0 | 0 | 0 | 0 | 0 | 0 | 0 | 0 | 0 | 0 | 0 | 0 | 0.28222 | 0.28038 | 0.27394 | 0.19576 | 0 | 0 | 0 | 0 | 0 | 0 | 68.074 | 67.3095 | 66.0672 | 65.2715 | 64.32 | 63.7102 | 63.0385 | 62.5629 | 63.4709 | 68.1266 | 74.4537 | 79.8808 | 83.442 | 85.787 | 87.1274 | 87.4673 | 86.9786 | 85.8893 | 83.7026 | 80.0185 | 75.7319 | 72.6095 | 70.2892 | 68.3348 | 0.032308 | 0.033112 | 0.031579 | 0.027614 | 0.028461 | 0.03023 | 0.036237 | 0.04184 | 0.048179 | 0.052814 | 0.055362 | 0.057815 | 0.05941 | 0.06023 | 0.059196 | 0.054315 | 0.049186 | 0.045206 | 0.042129 | 0.041342 | 0.039973 | 0.036556 | 0.034539 | 0.036165
Program Specific1-in-2Size: 20 kW to 199.99 kWOther2023November Monthly Peak | Program Specific | 1-in-2 | Size: 20 kW to 199.99 kW | Other | 2023 | November Monthly Peak | 11 | 12.3867 | 11.8438 | 11.6495 | 11.6584 | 12.1729 | 13.2875 | 14.8345 | 16.5507 | 18.913 | 20.6959 | 22.0439 | 22.8558 | 23.334 | 23.7398 | 23.721 | 23.1101 | 22.1903 | 21.8125 | 20.3376 | 19.3165 | 18.1933 | 16.8097 | 14.9516 | 13.4562 | 0 | 0 | 0 | 0 | 0 | 0 | 0 | 0 | 0 | 0 | 0 | 0 | 0 | 0 | 0.22614 | 0.22358 | 0.22033 | 0.16759 | 0 | 0 | 0 | 0 | 0 | 0 | 55.695 | 54.8938 | 53.7466 | 52.7244 | 51.8847 | 51.4207 | 50.7494 | 50.7458 | 54.1773 | 60.1779 | 66.7832 | 71.8193 | 75.1302 | 76.8139 | 77.6891 | 77.5878 | 75.922 | 72.33 | 67.922 | 64.6735 | 62.257 | 60.2114 | 59.2336 | 58.0303 | 0.028554 | 0.029411 | 0.028355 | 0.024896 | 0.025852 | 0.02735 | 0.031495 | 0.03659 | 0.041761 | 0.044529 | 0.045873 | 0.047122 | 0.048163 | 0.048518 | 0.047433 | 0.043312 | 0.039559 | 0.038699 | 0.035706 | 0.034599 | 0.033779 | 0.031101 | 0.029824 | 0.031452
Program Specific1-in-2Size: 20 kW to 199.99 kWOther2023December Monthly Peak | Program Specific | 1-in-2 | Size: 20 kW to 199.99 kW | Other | 2023 | December Monthly Peak | 12 | 12.0232 | 11.8342 | 11.735 | 11.8534 | 12.2663 | 14.3383 | 17.4098 | 19.1907 | 21.4047 | 22.3066 | 22.2193 | 21.9244 | 21.1394 | 20.8956 | 20.3015 | 19.2541 | 19.1554 | 19.1165 | 17.9014 | 17.0823 | 16.4025 | 15.4377 | 14.3996 | 13.148 | 0 | 0 | 0 | 0 | 0 | 0 | 0 | 0 | 0 | 0 | 0 | 0 | 0 | 0 | 0.19354 | 0.18627 | 0.19019 | 0.14687 | 0 | 0 | 0 | 0 | 0 | 0 | 43.0566 | 42.5933 | 41.7391 | 40.9853 | 40.2507 | 39.703 | 39.7035 | 39.7033 | 40.0993 | 42.8086 | 45.4947 | 47.4965 | 48.8299 | 49.655 | 50.3848 | 50.6148 | 50.2586 | 48.8082 | 47.0106 | 45.6899 | 44.7301 | 43.8469 | 42.949 | 42.0436 | 0.027716 | 0.029388 | 0.028564 | 0.025313 | 0.02605 | 0.029513 | 0.036963 | 0.042426 | 0.047262 | 0.047995 | 0.046238 | 0.045202 | 0.043634 | 0.042705 | 0.040595 | 0.036085 | 0.034149 | 0.033916 | 0.031429 | 0.030597 | 0.030454 | 0.028563 | 0.028723 | 0.030732
Program Specific1-in-2Size: 20 kW to 199.99 kWOther2023Typical Event Day | Program Specific | 1-in-2 | Size: 20 kW to 199.99 kW | Other | 2023 | Typical Event Day | 8 | 15.1375 | 14.3139 | 13.845 | 13.7816 | 14.2577 | 15.6043 | 17.6364 | 20.2346 | 23.7726 | 26.6113 | 28.8057 | 30.2609 | 31.1106 | 31.8193 | 31.9957 | 31.4631 | 30.2537 | 28.1184 | 25.4131 | 24.2068 | 23.3751 | 21.531 | 18.9154 | 16.7393 | 0 | 0 | 0 | 0 | 0 | 0 | 0 | 0 | 0 | 0 | 0 | 0 | 0 | 0 | 0.30502 | 0.30439 | 0.30039 | 0.21604 | 0 | 0 | 0 | 0 | 0 | 0 | 70.6044 | 69.3042 | 68.035 | 66.8637 | 65.7474 | 64.8046 | 64.1273 | 64.3018 | 67.3864 | 72.5252 | 77.6621 | 81.991 | 85.2893 | 87.6138 | 88.9554 | 89.6863 | 89.7559 | 89.1231 | 87.6335 | 85.3509 | 81.973 | 78.5315 | 75.9981 | 74.2599 | 0.034895 | 0.035545 | 0.033699 | 0.02943 | 0.030279 | 0.032119 | 0.037444 | 0.044734 | 0.052491 | 0.057257 | 0.059944 | 0.062389 | 0.064215 | 0.06503 | 0.063979 | 0.058966 | 0.053935 | 0.049887 | 0.044617 | 0.043359 | 0.0434 | 0.039837 | 0.037731 | 0.039126
Program Specific1-in-2Size: 20 kW to 199.99 kWOther2024January Monthly Peak | Program Specific | 1-in-2 | Size: 20 kW to 199.99 kW | Other | 2024 | January Monthly Peak | 1 | 11.471 | 11.2954 | 11.1865 | 11.3359 | 11.6443 | 13.8202 | 17.1008 | 18.7598 | 20.7858 | 21.8235 | 21.9063 | 21.9943 | 21.4186 | 21.4606 | 20.9589 | 19.8489 | 19.384 | 19.0859 | 17.7755 | 16.7589 | 16.0121 | 14.8079 | 13.6216 | 12.4728 | 0 | 0 | 0 | 0 | 0 | 0 | 0 | 0 | 0 | 0 | 0 | 0 | 0 | 0 | 0.1998 | 0.19203 | 0.19246 | 0.14664 | 0 | 0 | 0 | 0 | 0 | 0 | 46.61 | 46.1994 | 46.0099 | 45.6418 | 45.3456 | 45.1934 | 45.132 | 44.8475 | 45.1047 | 46.8686 | 49.1472 | 51.2479 | 52.8929 | 53.8624 | 54.4459 | 54.3451 | 54.1173 | 53.2092 | 51.4973 | 50.2095 | 49.3953 | 48.8985 | 48.0721 | 47.3186 | 0.026443 | 0.02805 | 0.027229 | 0.024207 | 0.024729 | 0.028446 | 0.036307 | 0.041474 | 0.045896 | 0.046956 | 0.045586 | 0.045346 | 0.04421 | 0.04386 | 0.041909 | 0.0372 | 0.034557 | 0.033862 | 0.031208 | 0.030018 | 0.029729 | 0.027398 | 0.027171 | 0.029154
Program Specific1-in-2Size: 20 kW to 199.99 kWOther2024February Monthly Peak | Program Specific | 1-in-2 | Size: 20 kW to 199.99 kW | Other | 2024 | February Monthly Peak | 2 | 11.9355 | 11.5435 | 11.3666 | 11.5066 | 11.9488 | 13.5014 | 15.8826 | 17.3239 | 19.4813 | 20.8065 | 21.5608 | 22.0272 | 22.0597 | 22.3667 | 22.2551 | 21.5965 | 20.7519 | 20.035 | 19.3613 | 18.2983 | 17.3424 | 15.9991 | 14.3594 | 12.9841 | 0 | 0 | 0 | 0 | 0 | 0 | 0 | 0 | 0 | 0 | 0 | 0 | 0 | 0 | 0.21216 | 0.20894 | 0.20605 | 0.15393 | 0 | 0 | 0 | 0 | 0 | 0 | 48.6913 | 48.0986 | 47.6149 | 47.2486 | 47.3881 | 47.0024 | 46.5304 | 46.9852 | 48.2087 | 51.6612 | 55.544 | 58.3312 | 60.0902 | 60.9525 | 61.5312 | 62.0289 | 62.0271 | 61.1085 | 58.9603 | 56.4508 | 54.879 | 53.5483 | 52.4787 | 51.1069 | 0.027514 | 0.028666 | 0.027667 | 0.024572 | 0.025376 | 0.02779 | 0.03372 | 0.038299 | 0.043015 | 0.044768 | 0.044867 | 0.045414 | 0.045533 | 0.045711 | 0.044501 | 0.040475 | 0.036995 | 0.035546 | 0.033992 | 0.032776 | 0.032199 | 0.029601 | 0.028643 | 0.030349
Program Specific1-in-2Size: 20 kW to 199.99 kWOther2024March Monthly Peak | Program Specific | 1-in-2 | Size: 20 kW to 199.99 kW | Other | 2024 | March Monthly Peak | 3 | 12.0956 | 11.6764 | 11.4464 | 11.5285 | 11.9088 | 13.4529 | 16.0265 | 17.5119 | 19.4894 | 20.9304 | 21.7246 | 22.2688 | 22.4388 | 22.8797 | 22.8863 | 22.2883 | 21.542 | 20.2138 | 19.0947 | 18.7978 | 17.9148 | 16.5408 | 14.8132 | 13.3371 | 0 | 0 | 0 | 0 | 0 | 0 | 0 | 0 | 0 | 0 | 0 | 0 | 0 | 0 | 0.21818 | 0.21563 | 0.21389 | 0.1553 | 0 | 0 | 0 | 0 | 0 | 0 | 50.4946 | 49.7343 | 48.9508 | 48.381 | 47.8145 | 47.437 | 47.0096 | 46.9968 | 49.1685 | 52.1678 | 55.0618 | 57.5999 | 59.9609 | 61.4251 | 62.3657 | 63.039 | 62.7938 | 62.0049 | 59.8847 | 56.9133 | 54.773 | 53.1951 | 51.7786 | 50.67 | 0.027883 | 0.028996 | 0.027861 | 0.024619 | 0.025291 | 0.027691 | 0.034026 | 0.038715 | 0.043033 | 0.045034 | 0.045208 | 0.045912 | 0.046316 | 0.04676 | 0.045763 | 0.041772 | 0.038404 | 0.035863 | 0.033524 | 0.03367 | 0.033262 | 0.030604 | 0.029548 | 0.031174
Program Specific1-in-2Size: 20 kW to 199.99 kWOther2024April Monthly Peak | Program Specific | 1-in-2 | Size: 20 kW to 199.99 kW | Other | 2024 | April Monthly Peak | 4 | 12.9781 | 12.3429 | 11.9812 | 11.9778 | 12.4352 | 13.5245 | 15.2468 | 17.0705 | 19.7805 | 21.9871 | 23.8261 | 25.0516 | 25.8342 | 26.5176 | 26.7102 | 26.298 | 25.1412 | 23.3281 | 21.4067 | 20.999 | 20.1682 | 18.5661 | 16.3014 | 14.4683 | 0 | 0 | 0 | 0 | 0 | 0 | 0 | 0 | 0 | 0 | 0 | 0 | 0 | 0 | 0.25463 | 0.25442 | 0.24963 | 0.17923 | 0 | 0 | 0 | 0 | 0 | 0 | 63.3292 | 62.0799 | 60.9174 | 59.8279 | 58.8656 | 58.0467 | 57.382 | 57.2576 | 59.5472 | 63.8594 | 69.3509 | 74.0899 | 77.4569 | 79.3983 | 80.6442 | 81.3496 | 81.3988 | 80.9217 | 79.9538 | 77.9724 | 74.3298 | 71.3445 | 68.882 | 66.7423 | 0.029918 | 0.030651 | 0.029163 | 0.025578 | 0.026409 | 0.027838 | 0.03237 | 0.037739 | 0.043676 | 0.047308 | 0.049581 | 0.051649 | 0.053324 | 0.054195 | 0.05341 | 0.049286 | 0.04482 | 0.041388 | 0.037583 | 0.037613 | 0.037446 | 0.034351 | 0.032517 | 0.033818
Program Specific1-in-2Size: 20 kW to 199.99 kWOther2024May Monthly Peak | Program Specific | 1-in-2 | Size: 20 kW to 199.99 kW | Other | 2024 | May Monthly Peak | 5 | 13.4792 | 12.776 | 12.3992 | 12.3707 | 12.8773 | 13.9523 | 15.3461 | 17.594 | 20.6284 | 22.9668 | 24.8827 | 26.1106 | 26.8484 | 27.4609 | 27.6145 | 27.2241 | 25.9965 | 24.1763 | 22.1523 | 21.3415 | 20.8547 | 19.2885 | 16.8992 | 15.0197 | 0 | 0 | 0 | 0 | 0 | 0 | 0 | 0 | 0 | 0 | 0 | 0 | 0 | 0 | 0.26325 | 0.26338 | 0.25812 | 0.18575 | 0 | 0 | 0 | 0 | 0 | 0 | 65.628 | 64.2971 | 63.114 | 61.9102 | 60.914 | 59.8336 | 58.7662 | 59.8507 | 63.909 | 68.4654 | 72.6951 | 76.5125 | 79.6871 | 82.0613 | 83.6474 | 84.5129 | 84.5996 | 84.0043 | 82.6594 | 80.6161 | 76.7938 | 73.206 | 70.8052 | 68.703 | 0.031073 | 0.031726 | 0.03018 | 0.026417 | 0.027348 | 0.028718 | 0.032581 | 0.038896 | 0.045548 | 0.049416 | 0.05178 | 0.053833 | 0.055417 | 0.056123 | 0.055218 | 0.051022 | 0.046345 | 0.042893 | 0.038892 | 0.038226 | 0.038721 | 0.035688 | 0.033709 | 0.035107
Program Specific1-in-2Size: 20 kW to 199.99 kWOther2024June Monthly Peak | Program Specific | 1-in-2 | Size: 20 kW to 199.99 kW | Other | 2024 | June Monthly Peak | 6 | 14.35 | 13.6074 | 13.1435 | 13.077 | 13.4913 | 14.652 | 16.3282 | 19.096 | 22.466 | 25.1518 | 27.1838 | 28.5419 | 29.2707 | 29.9503 | 30.1143 | 29.6438 | 28.489 | 26.5252 | 24.2381 | 22.8559 | 22.1933 | 20.5767 | 18.0496 | 16.0331 | 0 | 0 | 0 | 0 | 0 | 0 | 0 | 0 | 0 | 0 | 0 | 0 | 0 | 0 | 0.28709 | 0.28679 | 0.28287 | 0.20379 | 0 | 0 | 0 | 0 | 0 | 0 | 68.2921 | 66.6114 | 65.307 | 64.2836 | 63.0017 | 62.0102 | 61.2794 | 62.2688 | 66.2635 | 70.9058 | 75.3713 | 79.2955 | 82.4154 | 84.5112 | 85.7656 | 86.3834 | 86.6566 | 86.3228 | 85.1205 | 83.1371 | 80.219 | 76.4232 | 73.4873 | 71.3833 | 0.03308 | 0.033791 | 0.031992 | 0.027925 | 0.028652 | 0.030159 | 0.034666 | 0.042217 | 0.049606 | 0.054117 | 0.056568 | 0.058845 | 0.060417 | 0.06121 | 0.060217 | 0.055557 | 0.050788 | 0.047061 | 0.042554 | 0.040939 | 0.041206 | 0.038071 | 0.036004 | 0.037476
Program Specific1-in-2Size: 20 kW to 199.99 kWOther2024July Monthly Peak | Program Specific | 1-in-2 | Size: 20 kW to 199.99 kW | Other | 2024 | July Monthly Peak | 7 | 15.2002 | 14.3856 | 13.9079 | 13.8137 | 14.2541 | 15.6931 | 17.7388 | 20.5918 | 24.1136 | 26.922 | 29.0746 | 30.5359 | 31.3637 | 32.068 | 32.2608 | 31.716 | 30.5304 | 28.4443 | 25.7913 | 24.2292 | 23.4846 | 21.7796 | 19.1287 | 16.9911 | 0 | 0 | 0 | 0 | 0 | 0 | 0 | 0 | 0 | 0 | 0 | 0 | 0 | 0 | 0.30755 | 0.30684 | 0.30314 | 0.21854 | 0 | 0 | 0 | 0 | 0 | 0 | 71.684 | 70.6968 | 69.6555 | 68.5406 | 67.3847 | 66.6052 | 65.913 | 66.2849 | 69.3202 | 73.9122 | 78.3398 | 81.9561 | 84.8695 | 87.2976 | 89.0847 | 89.9869 | 90.1321 | 89.4267 | 88.0289 | 86.48 | 83.3493 | 79.4708 | 76.8047 | 75.0691 | 0.03504 | 0.035723 | 0.033852 | 0.029499 | 0.030272 | 0.032301 | 0.037661 | 0.045524 | 0.053244 | 0.057926 | 0.060503 | 0.062956 | 0.064737 | 0.065538 | 0.064509 | 0.05944 | 0.054428 | 0.050466 | 0.045281 | 0.043399 | 0.043603 | 0.040297 | 0.038156 | 0.039715
Program Specific1-in-2Size: 20 kW to 199.99 kWOther2024August Monthly Peak | Program Specific | 1-in-2 | Size: 20 kW to 199.99 kW | Other | 2024 | August Monthly Peak | 8 | 15.5739 | 14.7353 | 14.2402 | 14.1666 | 14.6408 | 16.1166 | 18.3356 | 21.1469 | 25.0174 | 28.1063 | 30.4674 | 32.0237 | 32.846 | 33.517 | 33.6141 | 32.9722 | 31.6989 | 29.4022 | 26.4712 | 25.1563 | 24.2315 | 22.2972 | 19.5997 | 17.3316 | 0 | 0 | 0 | 0 | 0 | 0 | 0 | 0 | 0 | 0 | 0 | 0 | 0 | 0 | 0.32045 | 0.31899 | 0.31474 | 0.2259 | 0 | 0 | 0 | 0 | 0 | 0 | 73.9205 | 72.6102 | 71.2027 | 69.9903 | 68.9525 | 67.9802 | 67.206 | 66.9173 | 70.0891 | 75.8632 | 81.1289 | 85.0505 | 88.4167 | 90.9248 | 92.1475 | 92.7652 | 92.686 | 91.9321 | 90.3796 | 88.0093 | 84.4459 | 81.1716 | 78.7893 | 77.0085 | 0.035902 | 0.036592 | 0.034661 | 0.030252 | 0.031093 | 0.033173 | 0.038928 | 0.046751 | 0.055239 | 0.060474 | 0.063401 | 0.066024 | 0.067797 | 0.068499 | 0.067215 | 0.061795 | 0.056511 | 0.052165 | 0.046475 | 0.045059 | 0.04499 | 0.041254 | 0.039096 | 0.04051
Program Specific1-in-2Size: 20 kW to 199.99 kWOther2024September Monthly Peak | Program Specific | 1-in-2 | Size: 20 kW to 199.99 kW | Other | 2024 | September Monthly Peak | 9 | 14.775 | 14.0568 | 13.6287 | 13.5539 | 14.0684 | 15.3959 | 17.6387 | 19.8367 | 23.2585 | 26.0585 | 28.2534 | 29.6323 | 30.4932 | 31.1868 | 31.2669 | 30.6373 | 29.313 | 27.0752 | 24.6172 | 24.0304 | 22.5993 | 20.7548 | 18.1437 | 16.21 | 0 | 0 | 0 | 0 | 0 | 0 | 0 | 0 | 0 | 0 | 0 | 0 | 0 | 0 | 0.29807 | 0.2964 | 0.29105 | 0.20802 | 0 | 0 | 0 | 0 | 0 | 0 | 68.521 | 67.2986 | 65.9749 | 64.6402 | 63.6507 | 62.6229 | 62.1109 | 61.7362 | 63.8728 | 69.4193 | 75.8085 | 81.662 | 85.4554 | 87.7216 | 88.8239 | 89.6094 | 89.5489 | 88.8107 | 87.005 | 83.7772 | 79.878 | 77.0602 | 74.9112 | 73.5787 | 0.03406 | 0.034907 | 0.033173 | 0.028944 | 0.029877 | 0.03169 | 0.037449 | 0.043854 | 0.051356 | 0.056068 | 0.058794 | 0.061093 | 0.062941 | 0.063737 | 0.062521 | 0.057419 | 0.052258 | 0.048037 | 0.04322 | 0.043043 | 0.04196 | 0.0384 | 0.036192 | 0.037889
Program Specific1-in-2Size: 20 kW to 199.99 kWOther2024October Monthly Peak | Program Specific | 1-in-2 | Size: 20 kW to 199.99 kW | Other | 2024 | October Monthly Peak | 10 | 14.0148 | 13.3338 | 12.974 | 12.9312 | 13.4017 | 14.6865 | 17.0681 | 18.9256 | 21.8198 | 24.5463 | 26.6042 | 28.0422 | 28.7828 | 29.4706 | 29.6038 | 28.9812 | 27.5901 | 25.4801 | 23.996 | 23.0806 | 21.529 | 19.7581 | 17.3155 | 15.4725 | 0 | 0 | 0 | 0 | 0 | 0 | 0 | 0 | 0 | 0 | 0 | 0 | 0 | 0 | 0.28222 | 0.28038 | 0.27394 | 0.19576 | 0 | 0 | 0 | 0 | 0 | 0 | 68.074 | 67.3095 | 66.0672 | 65.2715 | 64.32 | 63.7102 | 63.0385 | 62.5629 | 63.4709 | 68.1266 | 74.4537 | 79.8808 | 83.442 | 85.787 | 87.1274 | 87.4673 | 86.9786 | 85.8893 | 83.7026 | 80.0185 | 75.7319 | 72.6095 | 70.2892 | 68.3348 | 0.032308 | 0.033112 | 0.031579 | 0.027614 | 0.028461 | 0.03023 | 0.036237 | 0.04184 | 0.048179 | 0.052814 | 0.055362 | 0.057815 | 0.05941 | 0.06023 | 0.059196 | 0.054315 | 0.049186 | 0.045206 | 0.042129 | 0.041342 | 0.039973 | 0.036556 | 0.034539 | 0.036165
Program Specific1-in-2Size: 20 kW to 199.99 kWOther2024November Monthly Peak | Program Specific | 1-in-2 | Size: 20 kW to 199.99 kW | Other | 2024 | November Monthly Peak | 11 | 12.3867 | 11.8438 | 11.6495 | 11.6584 | 12.1729 | 13.2875 | 14.8345 | 16.5507 | 18.913 | 20.6959 | 22.0439 | 22.8558 | 23.334 | 23.7398 | 23.721 | 23.1101 | 22.1903 | 21.8125 | 20.3376 | 19.3165 | 18.1933 | 16.8097 | 14.9516 | 13.4562 | 0 | 0 | 0 | 0 | 0 | 0 | 0 | 0 | 0 | 0 | 0 | 0 | 0 | 0 | 0.22614 | 0.22358 | 0.22033 | 0.16759 | 0 | 0 | 0 | 0 | 0 | 0 | 55.695 | 54.8938 | 53.7466 | 52.7244 | 51.8847 | 51.4207 | 50.7494 | 50.7458 | 54.1773 | 60.1779 | 66.7832 | 71.8193 | 75.1302 | 76.8139 | 77.6891 | 77.5878 | 75.922 | 72.33 | 67.922 | 64.6735 | 62.257 | 60.2114 | 59.2336 | 58.0303 | 0.028554 | 0.029411 | 0.028355 | 0.024896 | 0.025852 | 0.02735 | 0.031495 | 0.03659 | 0.041761 | 0.044529 | 0.045873 | 0.047122 | 0.048163 | 0.048518 | 0.047433 | 0.043312 | 0.039559 | 0.038699 | 0.035706 | 0.034599 | 0.033779 | 0.031101 | 0.029824 | 0.031452
Program Specific1-in-2Size: 20 kW to 199.99 kWOther2024December Monthly Peak | Program Specific | 1-in-2 | Size: 20 kW to 199.99 kW | Other | 2024 | December Monthly Peak | 12 | 12.0232 | 11.8342 | 11.735 | 11.8534 | 12.2663 | 14.3383 | 17.4098 | 19.1907 | 21.4047 | 22.3066 | 22.2193 | 21.9244 | 21.1394 | 20.8956 | 20.3015 | 19.2541 | 19.1554 | 19.1165 | 17.9014 | 17.0823 | 16.4025 | 15.4377 | 14.3996 | 13.148 | 0 | 0 | 0 | 0 | 0 | 0 | 0 | 0 | 0 | 0 | 0 | 0 | 0 | 0 | 0.19354 | 0.18627 | 0.19019 | 0.14687 | 0 | 0 | 0 | 0 | 0 | 0 | 43.0566 | 42.5933 | 41.7391 | 40.9853 | 40.2507 | 39.703 | 39.7035 | 39.7033 | 40.0993 | 42.8086 | 45.4947 | 47.4965 | 48.8299 | 49.655 | 50.3848 | 50.6148 | 50.2586 | 48.8082 | 47.0106 | 45.6899 | 44.7301 | 43.8469 | 42.949 | 42.0436 | 0.027716 | 0.029388 | 0.028564 | 0.025313 | 0.02605 | 0.029513 | 0.036963 | 0.042426 | 0.047262 | 0.047995 | 0.046238 | 0.045202 | 0.043634 | 0.042705 | 0.040595 | 0.036085 | 0.034149 | 0.033916 | 0.031429 | 0.030597 | 0.030454 | 0.028563 | 0.028723 | 0.030732
Program Specific1-in-2Size: 20 kW to 199.99 kWOther2024Typical Event Day | Program Specific | 1-in-2 | Size: 20 kW to 199.99 kW | Other | 2024 | Typical Event Day | 8 | 15.1375 | 14.3139 | 13.845 | 13.7816 | 14.2577 | 15.6043 | 17.6364 | 20.2346 | 23.7726 | 26.6113 | 28.8057 | 30.2609 | 31.1106 | 31.8193 | 31.9957 | 31.4631 | 30.2537 | 28.1184 | 25.4131 | 24.2068 | 23.3751 | 21.531 | 18.9154 | 16.7393 | 0 | 0 | 0 | 0 | 0 | 0 | 0 | 0 | 0 | 0 | 0 | 0 | 0 | 0 | 0.30502 | 0.30439 | 0.30039 | 0.21604 | 0 | 0 | 0 | 0 | 0 | 0 | 70.6044 | 69.3042 | 68.035 | 66.8637 | 65.7474 | 64.8046 | 64.1273 | 64.3018 | 67.3864 | 72.5252 | 77.6621 | 81.991 | 85.2893 | 87.6138 | 88.9554 | 89.6863 | 89.7559 | 89.1231 | 87.6335 | 85.3509 | 81.973 | 78.5315 | 75.9981 | 74.2599 | 0.034895 | 0.035545 | 0.033699 | 0.02943 | 0.030279 | 0.032119 | 0.037444 | 0.044734 | 0.052491 | 0.057257 | 0.059944 | 0.062389 | 0.064215 | 0.06503 | 0.063979 | 0.058966 | 0.053935 | 0.049887 | 0.044617 | 0.043359 | 0.0434 | 0.039837 | 0.037731 | 0.039126
Program Specific1-in-2Size: 20 kW to 199.99 kWOther2025January Monthly Peak | Program Specific | 1-in-2 | Size: 20 kW to 199.99 kW | Other | 2025 | January Monthly Peak | 1 | 11.471 | 11.2954 | 11.1865 | 11.3359 | 11.6443 | 13.8202 | 17.1008 | 18.7598 | 20.7858 | 21.8235 | 21.9063 | 21.9943 | 21.4186 | 21.4606 | 20.9589 | 19.8489 | 19.384 | 19.0859 | 17.7755 | 16.7589 | 16.0121 | 14.8079 | 13.6216 | 12.4728 | 0 | 0 | 0 | 0 | 0 | 0 | 0 | 0 | 0 | 0 | 0 | 0 | 0 | 0 | 0.1998 | 0.19203 | 0.19246 | 0.14664 | 0 | 0 | 0 | 0 | 0 | 0 | 46.61 | 46.1994 | 46.0099 | 45.6418 | 45.3456 | 45.1934 | 45.132 | 44.8475 | 45.1047 | 46.8686 | 49.1472 | 51.2479 | 52.8929 | 53.8624 | 54.4459 | 54.3451 | 54.1173 | 53.2092 | 51.4973 | 50.2095 | 49.3953 | 48.8985 | 48.0721 | 47.3186 | 0.026443 | 0.02805 | 0.027229 | 0.024207 | 0.024729 | 0.028446 | 0.036307 | 0.041474 | 0.045896 | 0.046956 | 0.045586 | 0.045346 | 0.04421 | 0.04386 | 0.041909 | 0.0372 | 0.034557 | 0.033862 | 0.031208 | 0.030018 | 0.029729 | 0.027398 | 0.027171 | 0.029154
Program Specific1-in-2Size: 20 kW to 199.99 kWOther2025February Monthly Peak | Program Specific | 1-in-2 | Size: 20 kW to 199.99 kW | Other | 2025 | February Monthly Peak | 2 | 11.9355 | 11.5435 | 11.3666 | 11.5066 | 11.9488 | 13.5014 | 15.8826 | 17.3239 | 19.4813 | 20.8065 | 21.5608 | 22.0272 | 22.0597 | 22.3667 | 22.2551 | 21.5965 | 20.7519 | 20.035 | 19.3613 | 18.2983 | 17.3424 | 15.9991 | 14.3594 | 12.9841 | 0 | 0 | 0 | 0 | 0 | 0 | 0 | 0 | 0 | 0 | 0 | 0 | 0 | 0 | 0.21216 | 0.20894 | 0.20605 | 0.15393 | 0 | 0 | 0 | 0 | 0 | 0 | 48.6913 | 48.0986 | 47.6149 | 47.2486 | 47.3881 | 47.0024 | 46.5304 | 46.9852 | 48.2087 | 51.6612 | 55.544 | 58.3312 | 60.0902 | 60.9525 | 61.5312 | 62.0289 | 62.0271 | 61.1085 | 58.9603 | 56.4508 | 54.879 | 53.5483 | 52.4787 | 51.1069 | 0.027514 | 0.028666 | 0.027667 | 0.024572 | 0.025376 | 0.02779 | 0.03372 | 0.038299 | 0.043015 | 0.044768 | 0.044867 | 0.045414 | 0.045533 | 0.045711 | 0.044501 | 0.040475 | 0.036995 | 0.035546 | 0.033992 | 0.032776 | 0.032199 | 0.029601 | 0.028643 | 0.030349
Program Specific1-in-2Size: 20 kW to 199.99 kWOther2025March Monthly Peak | Program Specific | 1-in-2 | Size: 20 kW to 199.99 kW | Other | 2025 | March Monthly Peak | 3 | 12.0956 | 11.6764 | 11.4464 | 11.5285 | 11.9088 | 13.4529 | 16.0265 | 17.5119 | 19.4894 | 20.9304 | 21.7246 | 22.2688 | 22.4388 | 22.8797 | 22.8863 | 22.2883 | 21.542 | 20.2138 | 19.0947 | 18.7978 | 17.9148 | 16.5408 | 14.8132 | 13.3371 | 0 | 0 | 0 | 0 | 0 | 0 | 0 | 0 | 0 | 0 | 0 | 0 | 0 | 0 | 0.21818 | 0.21563 | 0.21389 | 0.1553 | 0 | 0 | 0 | 0 | 0 | 0 | 50.4946 | 49.7343 | 48.9508 | 48.381 | 47.8145 | 47.437 | 47.0096 | 46.9968 | 49.1685 | 52.1678 | 55.0618 | 57.5999 | 59.9609 | 61.4251 | 62.3657 | 63.039 | 62.7938 | 62.0049 | 59.8847 | 56.9133 | 54.773 | 53.1951 | 51.7786 | 50.67 | 0.027883 | 0.028996 | 0.027861 | 0.024619 | 0.025291 | 0.027691 | 0.034026 | 0.038715 | 0.043033 | 0.045034 | 0.045208 | 0.045912 | 0.046316 | 0.04676 | 0.045763 | 0.041772 | 0.038404 | 0.035863 | 0.033524 | 0.03367 | 0.033262 | 0.030604 | 0.029548 | 0.031174
Program Specific1-in-2Size: 20 kW to 199.99 kWOther2025April Monthly Peak | Program Specific | 1-in-2 | Size: 20 kW to 199.99 kW | Other | 2025 | April Monthly Peak | 4 | 12.9781 | 12.3429 | 11.9812 | 11.9778 | 12.4352 | 13.5245 | 15.2468 | 17.0705 | 19.7805 | 21.9871 | 23.8261 | 25.0516 | 25.8342 | 26.5176 | 26.7102 | 26.298 | 25.1412 | 23.3281 | 21.4067 | 20.999 | 20.1682 | 18.5661 | 16.3014 | 14.4683 | 0 | 0 | 0 | 0 | 0 | 0 | 0 | 0 | 0 | 0 | 0 | 0 | 0 | 0 | 0.25463 | 0.25442 | 0.24963 | 0.17923 | 0 | 0 | 0 | 0 | 0 | 0 | 63.3292 | 62.0799 | 60.9174 | 59.8279 | 58.8656 | 58.0467 | 57.382 | 57.2576 | 59.5472 | 63.8594 | 69.3509 | 74.0899 | 77.4569 | 79.3983 | 80.6442 | 81.3496 | 81.3988 | 80.9217 | 79.9538 | 77.9724 | 74.3298 | 71.3445 | 68.882 | 66.7423 | 0.029918 | 0.030651 | 0.029163 | 0.025578 | 0.026409 | 0.027838 | 0.03237 | 0.037739 | 0.043676 | 0.047308 | 0.049581 | 0.051649 | 0.053324 | 0.054195 | 0.05341 | 0.049286 | 0.04482 | 0.041388 | 0.037583 | 0.037613 | 0.037446 | 0.034351 | 0.032517 | 0.033818
Program Specific1-in-2Size: 20 kW to 199.99 kWOther2025May Monthly Peak | Program Specific | 1-in-2 | Size: 20 kW to 199.99 kW | Other | 2025 | May Monthly Peak | 5 | 13.4792 | 12.776 | 12.3992 | 12.3707 | 12.8773 | 13.9523 | 15.3461 | 17.594 | 20.6284 | 22.9668 | 24.8827 | 26.1106 | 26.8484 | 27.4609 | 27.6145 | 27.2241 | 25.9965 | 24.1763 | 22.1523 | 21.3415 | 20.8547 | 19.2885 | 16.8992 | 15.0197 | 0 | 0 | 0 | 0 | 0 | 0 | 0 | 0 | 0 | 0 | 0 | 0 | 0 | 0 | 0.26325 | 0.26338 | 0.25812 | 0.18575 | 0 | 0 | 0 | 0 | 0 | 0 | 65.628 | 64.2971 | 63.114 | 61.9102 | 60.914 | 59.8336 | 58.7662 | 59.8507 | 63.909 | 68.4654 | 72.6951 | 76.5125 | 79.6871 | 82.0613 | 83.6474 | 84.5129 | 84.5996 | 84.0043 | 82.6594 | 80.6161 | 76.7938 | 73.206 | 70.8052 | 68.703 | 0.031073 | 0.031726 | 0.03018 | 0.026417 | 0.027348 | 0.028718 | 0.032581 | 0.038896 | 0.045548 | 0.049416 | 0.05178 | 0.053833 | 0.055417 | 0.056123 | 0.055218 | 0.051022 | 0.046345 | 0.042893 | 0.038892 | 0.038226 | 0.038721 | 0.035688 | 0.033709 | 0.035107
Program Specific1-in-2Size: 20 kW to 199.99 kWOther2025June Monthly Peak | Program Specific | 1-in-2 | Size: 20 kW to 199.99 kW | Other | 2025 | June Monthly Peak | 6 | 14.35 | 13.6074 | 13.1435 | 13.077 | 13.4913 | 14.652 | 16.3282 | 19.096 | 22.466 | 25.1518 | 27.1838 | 28.5419 | 29.2707 | 29.9503 | 30.1143 | 29.6438 | 28.489 | 26.5252 | 24.2381 | 22.8559 | 22.1933 | 20.5767 | 18.0496 | 16.0331 | 0 | 0 | 0 | 0 | 0 | 0 | 0 | 0 | 0 | 0 | 0 | 0 | 0 | 0 | 0.28709 | 0.28679 | 0.28287 | 0.20379 | 0 | 0 | 0 | 0 | 0 | 0 | 68.2921 | 66.6114 | 65.307 | 64.2836 | 63.0017 | 62.0102 | 61.2794 | 62.2688 | 66.2635 | 70.9058 | 75.3713 | 79.2955 | 82.4154 | 84.5112 | 85.7656 | 86.3834 | 86.6566 | 86.3228 | 85.1205 | 83.1371 | 80.219 | 76.4232 | 73.4873 | 71.3833 | 0.03308 | 0.033791 | 0.031992 | 0.027925 | 0.028652 | 0.030159 | 0.034666 | 0.042217 | 0.049606 | 0.054117 | 0.056568 | 0.058845 | 0.060417 | 0.06121 | 0.060217 | 0.055557 | 0.050788 | 0.047061 | 0.042554 | 0.040939 | 0.041206 | 0.038071 | 0.036004 | 0.037476
Program Specific1-in-2Size: 20 kW to 199.99 kWOther2025July Monthly Peak | Program Specific | 1-in-2 | Size: 20 kW to 199.99 kW | Other | 2025 | July Monthly Peak | 7 | 15.2002 | 14.3856 | 13.9079 | 13.8137 | 14.2541 | 15.6931 | 17.7388 | 20.5918 | 24.1136 | 26.922 | 29.0746 | 30.5359 | 31.3637 | 32.068 | 32.2608 | 31.716 | 30.5304 | 28.4443 | 25.7913 | 24.2292 | 23.4846 | 21.7796 | 19.1287 | 16.9911 | 0 | 0 | 0 | 0 | 0 | 0 | 0 | 0 | 0 | 0 | 0 | 0 | 0 | 0 | 0.30755 | 0.30684 | 0.30314 | 0.21854 | 0 | 0 | 0 | 0 | 0 | 0 | 71.684 | 70.6968 | 69.6555 | 68.5406 | 67.3847 | 66.6052 | 65.913 | 66.2849 | 69.3202 | 73.9122 | 78.3398 | 81.9561 | 84.8695 | 87.2976 | 89.0847 | 89.9869 | 90.1321 | 89.4267 | 88.0289 | 86.48 | 83.3493 | 79.4708 | 76.8047 | 75.0691 | 0.03504 | 0.035723 | 0.033852 | 0.029499 | 0.030272 | 0.032301 | 0.037661 | 0.045524 | 0.053244 | 0.057926 | 0.060503 | 0.062956 | 0.064737 | 0.065538 | 0.064509 | 0.05944 | 0.054428 | 0.050466 | 0.045281 | 0.043399 | 0.043603 | 0.040297 | 0.038156 | 0.039715
Program Specific1-in-2Size: 20 kW to 199.99 kWOther2025August Monthly Peak | Program Specific | 1-in-2 | Size: 20 kW to 199.99 kW | Other | 2025 | August Monthly Peak | 8 | 15.5739 | 14.7353 | 14.2402 | 14.1666 | 14.6408 | 16.1166 | 18.3356 | 21.1469 | 25.0174 | 28.1063 | 30.4674 | 32.0237 | 32.846 | 33.517 | 33.6141 | 32.9722 | 31.6989 | 29.4022 | 26.4712 | 25.1563 | 24.2315 | 22.2972 | 19.5997 | 17.3316 | 0 | 0 | 0 | 0 | 0 | 0 | 0 | 0 | 0 | 0 | 0 | 0 | 0 | 0 | 0.32045 | 0.31899 | 0.31474 | 0.2259 | 0 | 0 | 0 | 0 | 0 | 0 | 73.9205 | 72.6102 | 71.2027 | 69.9903 | 68.9525 | 67.9802 | 67.206 | 66.9173 | 70.0891 | 75.8632 | 81.1289 | 85.0505 | 88.4167 | 90.9248 | 92.1475 | 92.7652 | 92.686 | 91.9321 | 90.3796 | 88.0093 | 84.4459 | 81.1716 | 78.7893 | 77.0085 | 0.035902 | 0.036592 | 0.034661 | 0.030252 | 0.031093 | 0.033173 | 0.038928 | 0.046751 | 0.055239 | 0.060474 | 0.063401 | 0.066024 | 0.067797 | 0.068499 | 0.067215 | 0.061795 | 0.056511 | 0.052165 | 0.046475 | 0.045059 | 0.04499 | 0.041254 | 0.039096 | 0.04051
Program Specific1-in-2Size: 20 kW to 199.99 kWOther2025September Monthly Peak | Program Specific | 1-in-2 | Size: 20 kW to 199.99 kW | Other | 2025 | September Monthly Peak | 9 | 14.775 | 14.0568 | 13.6287 | 13.5539 | 14.0684 | 15.3959 | 17.6387 | 19.8367 | 23.2585 | 26.0585 | 28.2534 | 29.6323 | 30.4932 | 31.1868 | 31.2669 | 30.6373 | 29.313 | 27.0752 | 24.6172 | 24.0304 | 22.5993 | 20.7548 | 18.1437 | 16.21 | 0 | 0 | 0 | 0 | 0 | 0 | 0 | 0 | 0 | 0 | 0 | 0 | 0 | 0 | 0.29807 | 0.2964 | 0.29105 | 0.20802 | 0 | 0 | 0 | 0 | 0 | 0 | 68.521 | 67.2986 | 65.9749 | 64.6402 | 63.6507 | 62.6229 | 62.1109 | 61.7362 | 63.8728 | 69.4193 | 75.8085 | 81.662 | 85.4554 | 87.7216 | 88.8239 | 89.6094 | 89.5489 | 88.8107 | 87.005 | 83.7772 | 79.878 | 77.0602 | 74.9112 | 73.5787 | 0.03406 | 0.034907 | 0.033173 | 0.028944 | 0.029877 | 0.03169 | 0.037449 | 0.043854 | 0.051356 | 0.056068 | 0.058794 | 0.061093 | 0.062941 | 0.063737 | 0.062521 | 0.057419 | 0.052258 | 0.048037 | 0.04322 | 0.043043 | 0.04196 | 0.0384 | 0.036192 | 0.037889
Program Specific1-in-2Size: 20 kW to 199.99 kWOther2025October Monthly Peak | Program Specific | 1-in-2 | Size: 20 kW to 199.99 kW | Other | 2025 | October Monthly Peak | 10 | 14.0148 | 13.3338 | 12.974 | 12.9312 | 13.4017 | 14.6865 | 17.0681 | 18.9256 | 21.8198 | 24.5463 | 26.6042 | 28.0422 | 28.7828 | 29.4706 | 29.6038 | 28.9812 | 27.5901 | 25.4801 | 23.996 | 23.0806 | 21.529 | 19.7581 | 17.3155 | 15.4725 | 0 | 0 | 0 | 0 | 0 | 0 | 0 | 0 | 0 | 0 | 0 | 0 | 0 | 0 | 0.28222 | 0.28038 | 0.27394 | 0.19576 | 0 | 0 | 0 | 0 | 0 | 0 | 68.074 | 67.3095 | 66.0672 | 65.2715 | 64.32 | 63.7102 | 63.0385 | 62.5629 | 63.4709 | 68.1266 | 74.4537 | 79.8808 | 83.442 | 85.787 | 87.1274 | 87.4673 | 86.9786 | 85.8893 | 83.7026 | 80.0185 | 75.7319 | 72.6095 | 70.2892 | 68.3348 | 0.032308 | 0.033112 | 0.031579 | 0.027614 | 0.028461 | 0.03023 | 0.036237 | 0.04184 | 0.048179 | 0.052814 | 0.055362 | 0.057815 | 0.05941 | 0.06023 | 0.059196 | 0.054315 | 0.049186 | 0.045206 | 0.042129 | 0.041342 | 0.039973 | 0.036556 | 0.034539 | 0.036165
Program Specific1-in-2Size: 20 kW to 199.99 kWOther2025November Monthly Peak | Program Specific | 1-in-2 | Size: 20 kW to 199.99 kW | Other | 2025 | November Monthly Peak | 11 | 12.3867 | 11.8438 | 11.6495 | 11.6584 | 12.1729 | 13.2875 | 14.8345 | 16.5507 | 18.913 | 20.6959 | 22.0439 | 22.8558 | 23.334 | 23.7398 | 23.721 | 23.1101 | 22.1903 | 21.8125 | 20.3376 | 19.3165 | 18.1933 | 16.8097 | 14.9516 | 13.4562 | 0 | 0 | 0 | 0 | 0 | 0 | 0 | 0 | 0 | 0 | 0 | 0 | 0 | 0 | 0.22614 | 0.22358 | 0.22033 | 0.16759 | 0 | 0 | 0 | 0 | 0 | 0 | 55.695 | 54.8938 | 53.7466 | 52.7244 | 51.8847 | 51.4207 | 50.7494 | 50.7458 | 54.1773 | 60.1779 | 66.7832 | 71.8193 | 75.1302 | 76.8139 | 77.6891 | 77.5878 | 75.922 | 72.33 | 67.922 | 64.6735 | 62.257 | 60.2114 | 59.2336 | 58.0303 | 0.028554 | 0.029411 | 0.028355 | 0.024896 | 0.025852 | 0.02735 | 0.031495 | 0.03659 | 0.041761 | 0.044529 | 0.045873 | 0.047122 | 0.048163 | 0.048518 | 0.047433 | 0.043312 | 0.039559 | 0.038699 | 0.035706 | 0.034599 | 0.033779 | 0.031101 | 0.029824 | 0.031452
Program Specific1-in-2Size: 20 kW to 199.99 kWOther2025December Monthly Peak | Program Specific | 1-in-2 | Size: 20 kW to 199.99 kW | Other | 2025 | December Monthly Peak | 12 | 12.0232 | 11.8342 | 11.735 | 11.8534 | 12.2663 | 14.3383 | 17.4098 | 19.1907 | 21.4047 | 22.3066 | 22.2193 | 21.9244 | 21.1394 | 20.8956 | 20.3015 | 19.2541 | 19.1554 | 19.1165 | 17.9014 | 17.0823 | 16.4025 | 15.4377 | 14.3996 | 13.148 | 0 | 0 | 0 | 0 | 0 | 0 | 0 | 0 | 0 | 0 | 0 | 0 | 0 | 0 | 0.19354 | 0.18627 | 0.19019 | 0.14687 | 0 | 0 | 0 | 0 | 0 | 0 | 43.0566 | 42.5933 | 41.7391 | 40.9853 | 40.2507 | 39.703 | 39.7035 | 39.7033 | 40.0993 | 42.8086 | 45.4947 | 47.4965 | 48.8299 | 49.655 | 50.3848 | 50.6148 | 50.2586 | 48.8082 | 47.0106 | 45.6899 | 44.7301 | 43.8469 | 42.949 | 42.0436 | 0.027716 | 0.029388 | 0.028564 | 0.025313 | 0.02605 | 0.029513 | 0.036963 | 0.042426 | 0.047262 | 0.047995 | 0.046238 | 0.045202 | 0.043634 | 0.042705 | 0.040595 | 0.036085 | 0.034149 | 0.033916 | 0.031429 | 0.030597 | 0.030454 | 0.028563 | 0.028723 | 0.030732
Program Specific1-in-2Size: 20 kW to 199.99 kWOther2025Typical Event Day | Program Specific | 1-in-2 | Size: 20 kW to 199.99 kW | Other | 2025 | Typical Event Day | 8 | 15.1375 | 14.3139 | 13.845 | 13.7816 | 14.2577 | 15.6043 | 17.6364 | 20.2346 | 23.7726 | 26.6113 | 28.8057 | 30.2609 | 31.1106 | 31.8193 | 31.9957 | 31.4631 | 30.2537 | 28.1184 | 25.4131 | 24.2068 | 23.3751 | 21.531 | 18.9154 | 16.7393 | 0 | 0 | 0 | 0 | 0 | 0 | 0 | 0 | 0 | 0 | 0 | 0 | 0 | 0 | 0.30502 | 0.30439 | 0.30039 | 0.21604 | 0 | 0 | 0 | 0 | 0 | 0 | 70.6044 | 69.3042 | 68.035 | 66.8637 | 65.7474 | 64.8046 | 64.1273 | 64.3018 | 67.3864 | 72.5252 | 77.6621 | 81.991 | 85.2893 | 87.6138 | 88.9554 | 89.6863 | 89.7559 | 89.1231 | 87.6335 | 85.3509 | 81.973 | 78.5315 | 75.9981 | 74.2599 | 0.034895 | 0.035545 | 0.033699 | 0.02943 | 0.030279 | 0.032119 | 0.037444 | 0.044734 | 0.052491 | 0.057257 | 0.059944 | 0.062389 | 0.064215 | 0.06503 | 0.063979 | 0.058966 | 0.053935 | 0.049887 | 0.044617 | 0.043359 | 0.0434 | 0.039837 | 0.037731 | 0.039126
Program Specific1-in-2Size: 20 kW to 199.99 kWOther2026January Monthly Peak | Program Specific | 1-in-2 | Size: 20 kW to 199.99 kW | Other | 2026 | January Monthly Peak | 1 | 11.471 | 11.2954 | 11.1865 | 11.3359 | 11.6443 | 13.8202 | 17.1008 | 18.7598 | 20.7858 | 21.8235 | 21.9063 | 21.9943 | 21.4186 | 21.4606 | 20.9589 | 19.8489 | 19.384 | 19.0859 | 17.7755 | 16.7589 | 16.0121 | 14.8079 | 13.6216 | 12.4728 | 0 | 0 | 0 | 0 | 0 | 0 | 0 | 0 | 0 | 0 | 0 | 0 | 0 | 0 | 0.1998 | 0.19203 | 0.19246 | 0.14664 | 0 | 0 | 0 | 0 | 0 | 0 | 46.61 | 46.1994 | 46.0099 | 45.6418 | 45.3456 | 45.1934 | 45.132 | 44.8475 | 45.1047 | 46.8686 | 49.1472 | 51.2479 | 52.8929 | 53.8624 | 54.4459 | 54.3451 | 54.1173 | 53.2092 | 51.4973 | 50.2095 | 49.3953 | 48.8985 | 48.0721 | 47.3186 | 0.026443 | 0.02805 | 0.027229 | 0.024207 | 0.024729 | 0.028446 | 0.036307 | 0.041474 | 0.045896 | 0.046956 | 0.045586 | 0.045346 | 0.04421 | 0.04386 | 0.041909 | 0.0372 | 0.034557 | 0.033862 | 0.031208 | 0.030018 | 0.029729 | 0.027398 | 0.027171 | 0.029154
Program Specific1-in-2Size: 20 kW to 199.99 kWOther2026February Monthly Peak | Program Specific | 1-in-2 | Size: 20 kW to 199.99 kW | Other | 2026 | February Monthly Peak | 2 | 11.9355 | 11.5435 | 11.3666 | 11.5066 | 11.9488 | 13.5014 | 15.8826 | 17.3239 | 19.4813 | 20.8065 | 21.5608 | 22.0272 | 22.0597 | 22.3667 | 22.2551 | 21.5965 | 20.7519 | 20.035 | 19.3613 | 18.2983 | 17.3424 | 15.9991 | 14.3594 | 12.9841 | 0 | 0 | 0 | 0 | 0 | 0 | 0 | 0 | 0 | 0 | 0 | 0 | 0 | 0 | 0.21216 | 0.20894 | 0.20605 | 0.15393 | 0 | 0 | 0 | 0 | 0 | 0 | 48.6913 | 48.0986 | 47.6149 | 47.2486 | 47.3881 | 47.0024 | 46.5304 | 46.9852 | 48.2087 | 51.6612 | 55.544 | 58.3312 | 60.0902 | 60.9525 | 61.5312 | 62.0289 | 62.0271 | 61.1085 | 58.9603 | 56.4508 | 54.879 | 53.5483 | 52.4787 | 51.1069 | 0.027514 | 0.028666 | 0.027667 | 0.024572 | 0.025376 | 0.02779 | 0.03372 | 0.038299 | 0.043015 | 0.044768 | 0.044867 | 0.045414 | 0.045533 | 0.045711 | 0.044501 | 0.040475 | 0.036995 | 0.035546 | 0.033992 | 0.032776 | 0.032199 | 0.029601 | 0.028643 | 0.030349
Program Specific1-in-2Size: 20 kW to 199.99 kWOther2026March Monthly Peak | Program Specific | 1-in-2 | Size: 20 kW to 199.99 kW | Other | 2026 | March Monthly Peak | 3 | 12.0956 | 11.6764 | 11.4464 | 11.5285 | 11.9088 | 13.4529 | 16.0265 | 17.5119 | 19.4894 | 20.9304 | 21.7246 | 22.2688 | 22.4388 | 22.8797 | 22.8863 | 22.2883 | 21.542 | 20.2138 | 19.0947 | 18.7978 | 17.9148 | 16.5408 | 14.8132 | 13.3371 | 0 | 0 | 0 | 0 | 0 | 0 | 0 | 0 | 0 | 0 | 0 | 0 | 0 | 0 | 0.21818 | 0.21563 | 0.21389 | 0.1553 | 0 | 0 | 0 | 0 | 0 | 0 | 50.4946 | 49.7343 | 48.9508 | 48.381 | 47.8145 | 47.437 | 47.0096 | 46.9968 | 49.1685 | 52.1678 | 55.0618 | 57.5999 | 59.9609 | 61.4251 | 62.3657 | 63.039 | 62.7938 | 62.0049 | 59.8847 | 56.9133 | 54.773 | 53.1951 | 51.7786 | 50.67 | 0.027883 | 0.028996 | 0.027861 | 0.024619 | 0.025291 | 0.027691 | 0.034026 | 0.038715 | 0.043033 | 0.045034 | 0.045208 | 0.045912 | 0.046316 | 0.04676 | 0.045763 | 0.041772 | 0.038404 | 0.035863 | 0.033524 | 0.03367 | 0.033262 | 0.030604 | 0.029548 | 0.031174
Program Specific1-in-2Size: 20 kW to 199.99 kWOther2026April Monthly Peak | Program Specific | 1-in-2 | Size: 20 kW to 199.99 kW | Other | 2026 | April Monthly Peak | 4 | 12.9781 | 12.3429 | 11.9812 | 11.9778 | 12.4352 | 13.5245 | 15.2468 | 17.0705 | 19.7805 | 21.9871 | 23.8261 | 25.0516 | 25.8342 | 26.5176 | 26.7102 | 26.298 | 25.1412 | 23.3281 | 21.4067 | 20.999 | 20.1682 | 18.5661 | 16.3014 | 14.4683 | 0 | 0 | 0 | 0 | 0 | 0 | 0 | 0 | 0 | 0 | 0 | 0 | 0 | 0 | 0.25463 | 0.25442 | 0.24963 | 0.17923 | 0 | 0 | 0 | 0 | 0 | 0 | 63.3292 | 62.0799 | 60.9174 | 59.8279 | 58.8656 | 58.0467 | 57.382 | 57.2576 | 59.5472 | 63.8594 | 69.3509 | 74.0899 | 77.4569 | 79.3983 | 80.6442 | 81.3496 | 81.3988 | 80.9217 | 79.9538 | 77.9724 | 74.3298 | 71.3445 | 68.882 | 66.7423 | 0.029918 | 0.030651 | 0.029163 | 0.025578 | 0.026409 | 0.027838 | 0.03237 | 0.037739 | 0.043676 | 0.047308 | 0.049581 | 0.051649 | 0.053324 | 0.054195 | 0.05341 | 0.049286 | 0.04482 | 0.041388 | 0.037583 | 0.037613 | 0.037446 | 0.034351 | 0.032517 | 0.033818
Program Specific1-in-2Size: 20 kW to 199.99 kWOther2026May Monthly Peak | Program Specific | 1-in-2 | Size: 20 kW to 199.99 kW | Other | 2026 | May Monthly Peak | 5 | 13.4792 | 12.776 | 12.3992 | 12.3707 | 12.8773 | 13.9523 | 15.3461 | 17.594 | 20.6284 | 22.9668 | 24.8827 | 26.1106 | 26.8484 | 27.4609 | 27.6145 | 27.2241 | 25.9965 | 24.1763 | 22.1523 | 21.3415 | 20.8547 | 19.2885 | 16.8992 | 15.0197 | 0 | 0 | 0 | 0 | 0 | 0 | 0 | 0 | 0 | 0 | 0 | 0 | 0 | 0 | 0.26325 | 0.26338 | 0.25812 | 0.18575 | 0 | 0 | 0 | 0 | 0 | 0 | 65.628 | 64.2971 | 63.114 | 61.9102 | 60.914 | 59.8336 | 58.7662 | 59.8507 | 63.909 | 68.4654 | 72.6951 | 76.5125 | 79.6871 | 82.0613 | 83.6474 | 84.5129 | 84.5996 | 84.0043 | 82.6594 | 80.6161 | 76.7938 | 73.206 | 70.8052 | 68.703 | 0.031073 | 0.031726 | 0.03018 | 0.026417 | 0.027348 | 0.028718 | 0.032581 | 0.038896 | 0.045548 | 0.049416 | 0.05178 | 0.053833 | 0.055417 | 0.056123 | 0.055218 | 0.051022 | 0.046345 | 0.042893 | 0.038892 | 0.038226 | 0.038721 | 0.035688 | 0.033709 | 0.035107
Program Specific1-in-2Size: 20 kW to 199.99 kWOther2026June Monthly Peak | Program Specific | 1-in-2 | Size: 20 kW to 199.99 kW | Other | 2026 | June Monthly Peak | 6 | 14.35 | 13.6074 | 13.1435 | 13.077 | 13.4913 | 14.652 | 16.3282 | 19.096 | 22.466 | 25.1518 | 27.1838 | 28.5419 | 29.2707 | 29.9503 | 30.1143 | 29.6438 | 28.489 | 26.5252 | 24.2381 | 22.8559 | 22.1933 | 20.5767 | 18.0496 | 16.0331 | 0 | 0 | 0 | 0 | 0 | 0 | 0 | 0 | 0 | 0 | 0 | 0 | 0 | 0 | 0.28709 | 0.28679 | 0.28287 | 0.20379 | 0 | 0 | 0 | 0 | 0 | 0 | 68.2921 | 66.6114 | 65.307 | 64.2836 | 63.0017 | 62.0102 | 61.2794 | 62.2688 | 66.2635 | 70.9058 | 75.3713 | 79.2955 | 82.4154 | 84.5112 | 85.7656 | 86.3834 | 86.6566 | 86.3228 | 85.1205 | 83.1371 | 80.219 | 76.4232 | 73.4873 | 71.3833 | 0.03308 | 0.033791 | 0.031992 | 0.027925 | 0.028652 | 0.030159 | 0.034666 | 0.042217 | 0.049606 | 0.054117 | 0.056568 | 0.058845 | 0.060417 | 0.06121 | 0.060217 | 0.055557 | 0.050788 | 0.047061 | 0.042554 | 0.040939 | 0.041206 | 0.038071 | 0.036004 | 0.037476
Program Specific1-in-2Size: 20 kW to 199.99 kWOther2026July Monthly Peak | Program Specific | 1-in-2 | Size: 20 kW to 199.99 kW | Other | 2026 | July Monthly Peak | 7 | 15.2002 | 14.3856 | 13.9079 | 13.8137 | 14.2541 | 15.6931 | 17.7388 | 20.5918 | 24.1136 | 26.922 | 29.0746 | 30.5359 | 31.3637 | 32.068 | 32.2608 | 31.716 | 30.5304 | 28.4443 | 25.7913 | 24.2292 | 23.4846 | 21.7796 | 19.1287 | 16.9911 | 0 | 0 | 0 | 0 | 0 | 0 | 0 | 0 | 0 | 0 | 0 | 0 | 0 | 0 | 0.30755 | 0.30684 | 0.30314 | 0.21854 | 0 | 0 | 0 | 0 | 0 | 0 | 71.684 | 70.6968 | 69.6555 | 68.5406 | 67.3847 | 66.6052 | 65.913 | 66.2849 | 69.3202 | 73.9122 | 78.3398 | 81.9561 | 84.8695 | 87.2976 | 89.0847 | 89.9869 | 90.1321 | 89.4267 | 88.0289 | 86.48 | 83.3493 | 79.4708 | 76.8047 | 75.0691 | 0.03504 | 0.035723 | 0.033852 | 0.029499 | 0.030272 | 0.032301 | 0.037661 | 0.045524 | 0.053244 | 0.057926 | 0.060503 | 0.062956 | 0.064737 | 0.065538 | 0.064509 | 0.05944 | 0.054428 | 0.050466 | 0.045281 | 0.043399 | 0.043603 | 0.040297 | 0.038156 | 0.039715
Program Specific1-in-2Size: 20 kW to 199.99 kWOther2026August Monthly Peak | Program Specific | 1-in-2 | Size: 20 kW to 199.99 kW | Other | 2026 | August Monthly Peak | 8 | 15.5739 | 14.7353 | 14.2402 | 14.1666 | 14.6408 | 16.1166 | 18.3356 | 21.1469 | 25.0174 | 28.1063 | 30.4674 | 32.0237 | 32.846 | 33.517 | 33.6141 | 32.9722 | 31.6989 | 29.4022 | 26.4712 | 25.1563 | 24.2315 | 22.2972 | 19.5997 | 17.3316 | 0 | 0 | 0 | 0 | 0 | 0 | 0 | 0 | 0 | 0 | 0 | 0 | 0 | 0 | 0.32045 | 0.31899 | 0.31474 | 0.2259 | 0 | 0 | 0 | 0 | 0 | 0 | 73.9205 | 72.6102 | 71.2027 | 69.9903 | 68.9525 | 67.9802 | 67.206 | 66.9173 | 70.0891 | 75.8632 | 81.1289 | 85.0505 | 88.4167 | 90.9248 | 92.1475 | 92.7652 | 92.686 | 91.9321 | 90.3796 | 88.0093 | 84.4459 | 81.1716 | 78.7893 | 77.0085 | 0.035902 | 0.036592 | 0.034661 | 0.030252 | 0.031093 | 0.033173 | 0.038928 | 0.046751 | 0.055239 | 0.060474 | 0.063401 | 0.066024 | 0.067797 | 0.068499 | 0.067215 | 0.061795 | 0.056511 | 0.052165 | 0.046475 | 0.045059 | 0.04499 | 0.041254 | 0.039096 | 0.04051
Program Specific1-in-2Size: 20 kW to 199.99 kWOther2026September Monthly Peak | Program Specific | 1-in-2 | Size: 20 kW to 199.99 kW | Other | 2026 | September Monthly Peak | 9 | 14.775 | 14.0568 | 13.6287 | 13.5539 | 14.0684 | 15.3959 | 17.6387 | 19.8367 | 23.2585 | 26.0585 | 28.2534 | 29.6323 | 30.4932 | 31.1868 | 31.2669 | 30.6373 | 29.313 | 27.0752 | 24.6172 | 24.0304 | 22.5993 | 20.7548 | 18.1437 | 16.21 | 0 | 0 | 0 | 0 | 0 | 0 | 0 | 0 | 0 | 0 | 0 | 0 | 0 | 0 | 0.29807 | 0.2964 | 0.29105 | 0.20802 | 0 | 0 | 0 | 0 | 0 | 0 | 68.521 | 67.2986 | 65.9749 | 64.6402 | 63.6507 | 62.6229 | 62.1109 | 61.7362 | 63.8728 | 69.4193 | 75.8085 | 81.662 | 85.4554 | 87.7216 | 88.8239 | 89.6094 | 89.5489 | 88.8107 | 87.005 | 83.7772 | 79.878 | 77.0602 | 74.9112 | 73.5787 | 0.03406 | 0.034907 | 0.033173 | 0.028944 | 0.029877 | 0.03169 | 0.037449 | 0.043854 | 0.051356 | 0.056068 | 0.058794 | 0.061093 | 0.062941 | 0.063737 | 0.062521 | 0.057419 | 0.052258 | 0.048037 | 0.04322 | 0.043043 | 0.04196 | 0.0384 | 0.036192 | 0.037889
Program Specific1-in-2Size: 20 kW to 199.99 kWOther2026October Monthly Peak | Program Specific | 1-in-2 | Size: 20 kW to 199.99 kW | Other | 2026 | October Monthly Peak | 10 | 14.0148 | 13.3338 | 12.974 | 12.9312 | 13.4017 | 14.6865 | 17.0681 | 18.9256 | 21.8198 | 24.5463 | 26.6042 | 28.0422 | 28.7828 | 29.4706 | 29.6038 | 28.9812 | 27.5901 | 25.4801 | 23.996 | 23.0806 | 21.529 | 19.7581 | 17.3155 | 15.4725 | 0 | 0 | 0 | 0 | 0 | 0 | 0 | 0 | 0 | 0 | 0 | 0 | 0 | 0 | 0.28222 | 0.28038 | 0.27394 | 0.19576 | 0 | 0 | 0 | 0 | 0 | 0 | 68.074 | 67.3095 | 66.0672 | 65.2715 | 64.32 | 63.7102 | 63.0385 | 62.5629 | 63.4709 | 68.1266 | 74.4537 | 79.8808 | 83.442 | 85.787 | 87.1274 | 87.4673 | 86.9786 | 85.8893 | 83.7026 | 80.0185 | 75.7319 | 72.6095 | 70.2892 | 68.3348 | 0.032308 | 0.033112 | 0.031579 | 0.027614 | 0.028461 | 0.03023 | 0.036237 | 0.04184 | 0.048179 | 0.052814 | 0.055362 | 0.057815 | 0.05941 | 0.06023 | 0.059196 | 0.054315 | 0.049186 | 0.045206 | 0.042129 | 0.041342 | 0.039973 | 0.036556 | 0.034539 | 0.036165
Program Specific1-in-2Size: 20 kW to 199.99 kWOther2026November Monthly Peak | Program Specific | 1-in-2 | Size: 20 kW to 199.99 kW | Other | 2026 | November Monthly Peak | 11 | 12.3867 | 11.8438 | 11.6495 | 11.6584 | 12.1729 | 13.2875 | 14.8345 | 16.5507 | 18.913 | 20.6959 | 22.0439 | 22.8558 | 23.334 | 23.7398 | 23.721 | 23.1101 | 22.1903 | 21.8125 | 20.3376 | 19.3165 | 18.1933 | 16.8097 | 14.9516 | 13.4562 | 0 | 0 | 0 | 0 | 0 | 0 | 0 | 0 | 0 | 0 | 0 | 0 | 0 | 0 | 0.22614 | 0.22358 | 0.22033 | 0.16759 | 0 | 0 | 0 | 0 | 0 | 0 | 55.695 | 54.8938 | 53.7466 | 52.7244 | 51.8847 | 51.4207 | 50.7494 | 50.7458 | 54.1773 | 60.1779 | 66.7832 | 71.8193 | 75.1302 | 76.8139 | 77.6891 | 77.5878 | 75.922 | 72.33 | 67.922 | 64.6735 | 62.257 | 60.2114 | 59.2336 | 58.0303 | 0.028554 | 0.029411 | 0.028355 | 0.024896 | 0.025852 | 0.02735 | 0.031495 | 0.03659 | 0.041761 | 0.044529 | 0.045873 | 0.047122 | 0.048163 | 0.048518 | 0.047433 | 0.043312 | 0.039559 | 0.038699 | 0.035706 | 0.034599 | 0.033779 | 0.031101 | 0.029824 | 0.031452
Program Specific1-in-2Size: 20 kW to 199.99 kWOther2026December Monthly Peak | Program Specific | 1-in-2 | Size: 20 kW to 199.99 kW | Other | 2026 | December Monthly Peak | 12 | 12.0232 | 11.8342 | 11.735 | 11.8534 | 12.2663 | 14.3383 | 17.4098 | 19.1907 | 21.4047 | 22.3066 | 22.2193 | 21.9244 | 21.1394 | 20.8956 | 20.3015 | 19.2541 | 19.1554 | 19.1165 | 17.9014 | 17.0823 | 16.4025 | 15.4377 | 14.3996 | 13.148 | 0 | 0 | 0 | 0 | 0 | 0 | 0 | 0 | 0 | 0 | 0 | 0 | 0 | 0 | 0.19354 | 0.18627 | 0.19019 | 0.14687 | 0 | 0 | 0 | 0 | 0 | 0 | 43.0566 | 42.5933 | 41.7391 | 40.9853 | 40.2507 | 39.703 | 39.7035 | 39.7033 | 40.0993 | 42.8086 | 45.4947 | 47.4965 | 48.8299 | 49.655 | 50.3848 | 50.6148 | 50.2586 | 48.8082 | 47.0106 | 45.6899 | 44.7301 | 43.8469 | 42.949 | 42.0436 | 0.027716 | 0.029388 | 0.028564 | 0.025313 | 0.02605 | 0.029513 | 0.036963 | 0.042426 | 0.047262 | 0.047995 | 0.046238 | 0.045202 | 0.043634 | 0.042705 | 0.040595 | 0.036085 | 0.034149 | 0.033916 | 0.031429 | 0.030597 | 0.030454 | 0.028563 | 0.028723 | 0.030732
Program Specific1-in-2Size: 20 kW to 199.99 kWOther2026Typical Event Day | Program Specific | 1-in-2 | Size: 20 kW to 199.99 kW | Other | 2026 | Typical Event Day | 8 | 15.1375 | 14.3139 | 13.845 | 13.7816 | 14.2577 | 15.6043 | 17.6364 | 20.2346 | 23.7726 | 26.6113 | 28.8057 | 30.2609 | 31.1106 | 31.8193 | 31.9957 | 31.4631 | 30.2537 | 28.1184 | 25.4131 | 24.2068 | 23.3751 | 21.531 | 18.9154 | 16.7393 | 0 | 0 | 0 | 0 | 0 | 0 | 0 | 0 | 0 | 0 | 0 | 0 | 0 | 0 | 0.30502 | 0.30439 | 0.30039 | 0.21604 | 0 | 0 | 0 | 0 | 0 | 0 | 70.6044 | 69.3042 | 68.035 | 66.8637 | 65.7474 | 64.8046 | 64.1273 | 64.3018 | 67.3864 | 72.5252 | 77.6621 | 81.991 | 85.2893 | 87.6138 | 88.9554 | 89.6863 | 89.7559 | 89.1231 | 87.6335 | 85.3509 | 81.973 | 78.5315 | 75.9981 | 74.2599 | 0.034895 | 0.035545 | 0.033699 | 0.02943 | 0.030279 | 0.032119 | 0.037444 | 0.044734 | 0.052491 | 0.057257 | 0.059944 | 0.062389 | 0.064215 | 0.06503 | 0.063979 | 0.058966 | 0.053935 | 0.049887 | 0.044617 | 0.043359 | 0.0434 | 0.039837 | 0.037731 | 0.039126
Program Specific1-in-10Size: Over 200kWAll2015January Monthly Peak | Program Specific | 1-in-10 | Size: Over 200kW | All | 2015 | January Monthly Peak | 1 | 117.4569 | 113.9661 | 110.6976 | 111.2497 | 120.7335 | 144.9998 | 173.6287 | 189.2643 | 198.2144 | 198.4004 | 199.2368 | 196.8288 | 191.3172 | 189.5437 | 182.0567 | 172.1971 | 163.701 | 161.6009 | 157.9445 | 152.6294 | 147.0637 | 141.1611 | 132.2444 | 125.9551 | 0.64519 | 0.063647 | 0.2231 | -0.093291 | -0.30457 | -1.1002 | -0.0068371 | 0.10272 | -0.47972 | -0.38738 | 0.039855 | 0.51858 | 1.0577 | 3.1595 | 10.2433 | 9.5846 | 8.5071 | 7.7197 | 1.57 | -0.139 | -0.94506 | -1.0779 | -0.88941 | -1.2993 | 45.7013 | 44.9226 | 44.0916 | 43.5386 | 43.1592 | 42.8164 | 42.5424 | 42.3314 | 42.8037 | 45.1707 | 47.8666 | 49.9518 | 51.8071 | 52.581 | 52.912 | 52.7295 | 51.6675 | 50.2595 | 48.2465 | 46.6572 | 45.5313 | 44.8467 | 44.2768 | 43.5872 | 2.3301 | 1.9801 | 2.1514 | 2.3119 | 2.725 | 2.3968 | 2.2626 | 2.3073 | 2.4896 | 2.4217 | 2.381 | 2.6424 | 2.5432 | 2.6852 | 2.7422 | 2.6752 | 2.6028 | 2.4262 | 2.2106 | 2.1681 | 2.0472 | 2.174 | 2.2555 | 2.2936
Program Specific1-in-10Size: Over 200kWAll2015February Monthly Peak | Program Specific | 1-in-10 | Size: Over 200kW | All | 2015 | February Monthly Peak | 2 | 119.3027 | 115.6772 | 112.373 | 112.9683 | 121.8221 | 145.3997 | 173.0979 | 187.6 | 196.6144 | 198.7569 | 202.1289 | 202.8696 | 199.9742 | 200.4715 | 194.6521 | 183.3363 | 172.6854 | 167.2222 | 163.5547 | 157.3701 | 151.4712 | 144.3717 | 134.4412 | 127.7077 | 0.6425 | 0.052177 | 0.22312 | -0.097566 | -0.31518 | -1.1007 | -0.0071745 | 0.10813 | -0.47515 | -0.38511 | 0.046707 | 0.54519 | 1.119 | 3.3209 | 10.8856 | 10.1558 | 8.9387 | 7.9649 | 1.6395 | -0.13067 | -0.96246 | -1.0987 | -0.90688 | -1.3174 | 52.174 | 51.7517 | 51.0701 | 50.5351 | 50.46 | 49.7344 | 48.4468 | 49.1833 | 50.5119 | 52.7033 | 54.9511 | 56.1991 | 57.5957 | 59.0379 | 60.0521 | 60.3284 | 59.5056 | 58.8493 | 57.1703 | 55.4587 | 54.0668 | 52.7342 | 52.1101 | 51.2262 | 2.3583 | 2.0037 | 2.1809 | 2.3451 | 2.7406 | 2.3975 | 2.2499 | 2.278 | 2.4605 | 2.4202 | 2.4112 | 2.713 | 2.6545 | 2.8394 | 2.9391 | 2.8491 | 2.7399 | 2.5051 | 2.283 | 2.2331 | 2.1074 | 2.2217 | 2.2904 | 2.3184
Program Specific1-in-10Size: Over 200kWAll2015March Monthly Peak | Program Specific | 1-in-10 | Size: Over 200kW | All | 2015 | March Monthly Peak | 3 | 124.264 | 120.2825 | 116.4129 | 116.4651 | 124.6617 | 147.6197 | 175.9053 | 191.1261 | 200.2031 | 204.7461 | 211.2312 | 214.0559 | 213.4763 | 215.2676 | 210.2243 | 198.919 | 186.7217 | 176.3591 | 170.1533 | 167.4699 | 161.3975 | 152.88 | 141.9513 | 134.2169 | 0.67717 | 0.063575 | 0.23149 | -0.098927 | -0.32596 | -1.113 | -0.0063888 | 0.11257 | -0.48299 | -0.39331 | 0.055435 | 0.58557 | 1.2088 | 3.5813 | 11.7602 | 11.0218 | 9.6883 | 8.4176 | 1.7244 | -0.11811 | -1.0105 | -1.1463 | -0.94879 | -1.382 | 60.7197 | 59.1788 | 58.1529 | 57.4009 | 56.6278 | 55.9239 | 55.444 | 55.3348 | 56.5409 | 60.3319 | 64.9079 | 69.4468 | 73.1051 | 74.988 | 75.9939 | 76.5587 | 76.4034 | 75.2032 | 73.4483 | 70.8777 | 67.5885 | 64.9239 | 62.6521 | 60.6146 | 2.4582 | 2.0856 | 2.2592 | 2.4167 | 2.7974 | 2.4294 | 2.2808 | 2.3149 | 2.4966 | 2.4874 | 2.5147 | 2.8532 | 2.8272 | 3.0372 | 3.1569 | 3.0731 | 2.9372 | 2.6252 | 2.3676 | 2.3706 | 2.243 | 2.3516 | 2.4171 | 2.4358
Program Specific1-in-10Size: Over 200kWAll2015April Monthly Peak | Program Specific | 1-in-10 | Size: Over 200kW | All | 2015 | April Monthly Peak | 4 | 128.2611 | 124.2703 | 120.4879 | 120.728 | 129.5495 | 153.0577 | 179.4578 | 197.5999 | 211.231 | 220.2398 | 229.9653 | 233.7106 | 233.8911 | 235.5064 | 229.6604 | 217.2296 | 203.2396 | 189.5121 | 178.2655 | 175.7926 | 170.7217 | 161.3876 | 149.5008 | 141.2453 | 0.062155 | -0.14781 | -0.063602 | -0.37613 | -0.68984 | -1.1864 | -0.53244 | -0.61885 | -0.47417 | -0.23498 | -0.481 | -0.044295 | 0.75796 | 3.6853 | 12.4406 | 11.9033 | 10.5985 | 9.2104 | 2.6381 | 0.16741 | -0.61686 | -0.86773 | -1.0827 | -1.3884 | 70.5455 | 69.1262 | 67.5765 | 66.3205 | 65.3571 | 64.4415 | 63.8003 | 63.8899 | 66.9776 | 72.5344 | 78.1632 | 83.4896 | 86.9455 | 88.8975 | 89.6083 | 89.9885 | 89.7788 | 88.8727 | 87.0496 | 83.319 | 78.5877 | 74.7755 | 72.21 | 70.2695 | 2.3858 | 2.0276 | 2.2001 | 2.3586 | 2.7333 | 2.3724 | 2.1878 | 2.2516 | 2.4836 | 2.5257 | 2.582 | 2.9293 | 2.9156 | 3.1251 | 3.2405 | 3.1495 | 2.9947 | 2.6402 | 2.3272 | 2.337 | 2.2347 | 2.3412 | 2.3971 | 2.412
Program Specific1-in-10Size: Over 200kWAll2015May Monthly Peak | Program Specific | 1-in-10 | Size: Over 200kW | All | 2015 | May Monthly Peak | 5 | 129.4742 | 125.5205 | 122.0787 | 122.4935 | 132.0096 | 156.2865 | 181.9604 | 203.73 | 219.9912 | 231.1829 | 241.8687 | 245.4487 | 244.7841 | 245.929 | 239.5922 | 225.9144 | 210.9105 | 195.6923 | 183.1253 | 178.0838 | 174.418 | 165.1371 | 153.0597 | 144.9661 | -0.3851 | -0.34954 | -0.30476 | -0.57379 | -0.94049 | -1.3058 | -0.91183 | -1.0948 | -0.43521 | -0.061735 | -0.81368 | -0.44441 | 0.48041 | 3.7153 | 12.8309 | 12.3749 | 11.0548 | 9.6266 | 3.2024 | 0.27188 | -0.43015 | -0.743 | -1.2086 | -1.4043 | 73.7072 | 72.028 | 70.6195 | 69.8364 | 69.0692 | 68.1774 | 67.8438 | 68.1963 | 71.6532 | 77.2028 | 82.1725 | 85.7341 | 88.4582 | 90.3581 | 91.5248 | 91.8354 | 91.2727 | 89.9581 | 88.6078 | 85.9836 | 81.9779 | 77.8451 | 75.332 | 73.0631 | 2.4018 | 2.0408 | 2.2196 | 2.3829 | 2.7741 | 2.4113 | 2.2092 | 2.3132 | 2.5754 | 2.64 | 2.7034 | 3.0657 | 3.0379 | 3.2469 | 3.3599 | 3.2533 | 3.0867 | 2.7069 | 2.3771 | 2.3522 | 2.2703 | 2.3869 | 2.4454 | 2.4711
Program Specific1-in-10Size: Over 200kWAll2015June Monthly Peak | Program Specific | 1-in-10 | Size: Over 200kW | All | 2015 | June Monthly Peak | 6 | 135.4742 | 131.2436 | 127.1481 | 127.3819 | 136.19 | 158.8651 | 183.804 | 203.6779 | 217.1737 | 225.8124 | 234.7074 | 236.5553 | 232.7915 | 233.1322 | 227.2891 | 217.424 | 204.9682 | 191.7292 | 182.6539 | 177.4887 | 175.2252 | 167.0364 | 154.8858 | 147.3968 | -0.23999 | -0.34217 | -0.24989 | -0.55508 | -0.92089 | -1.3609 | -0.77389 | -0.80107 | -0.40793 | -0.053137 | -0.58852 | -0.11166 | 0.76678 | 3.6883 | 12.4746 | 12.1079 | 10.8456 | 9.4977 | 3.0278 | 0.26741 | -0.55221 | -0.87086 | -1.2085 | -1.46 | 70.6434 | 69.4914 | 68.5862 | 67.7037 | 66.5121 | 65.5377 | 65.0745 | 66.2275 | 69.7044 | 74.4941 | 79.5279 | 83.9969 | 87.0366 | 89.0065 | 90.3408 | 90.7817 | 91.1193 | 90.0102 | 88.8789 | 86.0629 | 82.0835 | 78.2709 | 75.852 | 74.0846 | 2.5387 | 2.1511 | 2.3266 | 2.4789 | 2.8488 | 2.4503 | 2.2273 | 2.3041 | 2.5337 | 2.572 | 2.6216 | 2.9566 | 2.8848 | 3.0708 | 3.1701 | 3.1105 | 2.9807 | 2.6454 | 2.3724 | 2.3415 | 2.2817 | 2.4196 | 2.4803 | 2.5238
Program Specific1-in-10Size: Over 200kWAll2015July Monthly Peak | Program Specific | 1-in-10 | Size: Over 200kW | All | 2015 | July Monthly Peak | 7 | 138.632 | 134.4572 | 131.1637 | 131.2581 | 140.8108 | 165.1127 | 191.1726 | 210.101 | 223.0139 | 231.8783 | 240.4265 | 241.7953 | 238.1755 | 238.8082 | 233.2846 | 223.7317 | 211.661 | 198.8052 | 188.6828 | 183.2891 | 180.6292 | 172.2086 | 159.7226 | 151.649 | -0.75069 | -0.56019 | -0.51803 | -0.78508 | -1.2148 | -1.4874 | -1.2089 | -1.3439 | -0.36941 | 0.12054 | -0.95158 | -0.56318 | 0.4311 | 3.6262 | 12.5974 | 12.4142 | 11.2435 | 9.9634 | 3.6857 | 0.40182 | -0.32317 | -0.71474 | -1.3477 | -1.471 | 75.9947 | 74.583 | 73.4035 | 72.2688 | 71.5142 | 70.8377 | 70.4244 | 70.9193 | 73.7138 | 78.2852 | 83.1488 | 87.0412 | 88.9039 | 89.8016 | 91.0278 | 91.4124 | 91.1001 | 90.5227 | 89.1438 | 86.8173 | 83.2205 | 79.8054 | 77.6328 | 76.2121 | 2.6195 | 2.2194 | 2.4192 | 2.5703 | 2.9613 | 2.5607 | 2.3283 | 2.3883 | 2.6139 | 2.6539 | 2.6991 | 3.0411 | 2.9632 | 3.1582 | 3.2609 | 3.2048 | 3.0775 | 2.7486 | 2.4613 | 2.4288 | 2.3657 | 2.5114 | 2.5768 | 2.6194
Program Specific1-in-10Size: Over 200kWAll2015August Monthly Peak | Program Specific | 1-in-10 | Size: Over 200kW | All | 2015 | August Monthly Peak | 8 | 142.3305 | 137.7203 | 133.8715 | 134.6222 | 144.4964 | 170.1588 | 199.0334 | 219.8126 | 235.401 | 245.8685 | 255.6472 | 258.2018 | 255.1639 | 256.2189 | 249.808 | 237.5283 | 222.5221 | 207.1504 | 195.6247 | 190.6839 | 186.3288 | 176.6819 | 163.9693 | 155.9749 | -1.154 | -0.76661 | -0.74621 | -0.94452 | -1.4125 | -1.6542 | -1.5777 | -1.7858 | -0.34131 | 0.28205 | -1.2182 | -0.92571 | 0.17834 | 3.7023 | 13.254 | 13.046 | 11.7193 | 10.3376 | 4.0869 | 0.37194 | -0.26651 | -0.67044 | -1.4881 | -1.5097 | 75.9468 | 75.1158 | 74.2853 | 73.4858 | 72.8602 | 72.4775 | 72.3243 | 72.666 | 75.2332 | 80.0032 | 84.504 | 88.8074 | 92.0385 | 94.0494 | 95.011 | 96.0249 | 96.4381 | 95.8427 | 95.0666 | 92.2845 | 87.9437 | 84.5647 | 82.3047 | 80.1634 | 2.7347 | 2.3096 | 2.5092 | 2.6789 | 3.0898 | 2.6822 | 2.4642 | 2.5424 | 2.8077 | 2.8618 | 2.9187 | 3.3049 | 3.2327 | 3.4512 | 3.559 | 3.4652 | 3.2864 | 2.9046 | 2.5922 | 2.5653 | 2.4788 | 2.6189 | 2.6879 | 2.7382
Program Specific1-in-10Size: Over 200kWAll2015September Monthly Peak | Program Specific | 1-in-10 | Size: Over 200kW | All | 2015 | September Monthly Peak | 9 | 141.008 | 137.1861 | 133.733 | 134.5224 | 144.943 | 170.7009 | 201.4275 | 223.6796 | 243.613 | 256.2446 | 266.9235 | 269.7266 | 266.2608 | 267.3343 | 259.9298 | 245.3379 | 228.22 | 211.3214 | 199.3768 | 196.3568 | 188.2366 | 178.4021 | 164.2819 | 155.7877 | -1.1673 | -0.71687 | -0.73818 | -0.9393 | -1.4084 | -1.5907 | -1.6369 | -1.9821 | -0.39578 | 0.22053 | -1.4142 | -1.1878 | -0.045836 | 3.7465 | 13.5465 | 13.3148 | 11.9525 | 10.4894 | 4.2307 | 0.38641 | -0.18724 | -0.59008 | -1.4724 | -1.4746 | 78.4058 | 77.3847 | 76.4008 | 75.8097 | 75.0521 | 74.6476 | 74.2709 | 74.1163 | 76.075 | 80.309 | 84.8339 | 89.2633 | 92.5435 | 94.6466 | 95.3805 | 95.6004 | 95.2166 | 93.8271 | 92.0919 | 88.9209 | 84.9613 | 81.8134 | 79.4288 | 77.6086 | 2.7312 | 2.3218 | 2.5304 | 2.709 | 3.1504 | 2.7254 | 2.5305 | 2.6286 | 2.9578 | 3.0346 | 3.0928 | 3.4942 | 3.4229 | 3.6577 | 3.7756 | 3.6507 | 3.438 | 3.0127 | 2.676 | 2.6762 | 2.5343 | 2.6725 | 2.7222 | 2.7621
Program Specific1-in-10Size: Over 200kWAll2015October Monthly Peak | Program Specific | 1-in-10 | Size: Over 200kW | All | 2015 | October Monthly Peak | 10 | 135.5314 | 131.4217 | 127.2037 | 127.0812 | 136.4152 | 160.7971 | 190.4434 | 208.8634 | 224.6394 | 236.2952 | 247.5031 | 252.2465 | 251.8317 | 253.5284 | 247.1469 | 233.0454 | 216.4056 | 201.126 | 193.3915 | 186.9493 | 178.3427 | 168.6641 | 156.0915 | 147.5078 | -0.39471 | -0.40336 | -0.33323 | -0.59327 | -0.96415 | -1.4032 | -0.94289 | -1.0446 | -0.4255 | -0.032454 | -0.75164 | -0.34983 | 0.59394 | 3.8479 | 13.3114 | 12.805 | 11.3308 | 9.8845 | 3.2968 | 0.2226 | -0.53151 | -0.83943 | -1.2591 | -1.4548 | 73.4784 | 72.1314 | 71.1558 | 70.0646 | 69.0676 | 68.3166 | 67.9846 | 67.7283 | 68.7258 | 72.6677 | 78.0134 | 83.5727 | 88.1735 | 91.0128 | 91.9441 | 92.3326 | 91.9765 | 90.5855 | 87.5205 | 82.9821 | 78.9326 | 76.3366 | 74.5297 | 72.9099 | 2.5241 | 2.1414 | 2.3152 | 2.4695 | 2.8643 | 2.4797 | 2.3129 | 2.3715 | 2.6307 | 2.6983 | 2.7653 | 3.1529 | 3.1278 | 3.3505 | 3.4721 | 3.363 | 3.1672 | 2.7844 | 2.5096 | 2.4653 | 2.32 | 2.4361 | 2.4943 | 2.5181
Program Specific1-in-10Size: Over 200kWAll2015November Monthly Peak | Program Specific | 1-in-10 | Size: Over 200kW | All | 2015 | November Monthly Peak | 11 | 128.1201 | 124.3399 | 120.6872 | 120.8251 | 130.0543 | 153.7433 | 179.7887 | 197.3833 | 211.0561 | 220.4335 | 229.6922 | 233.0686 | 232.3989 | 233.59 | 226.7376 | 213.3724 | 200.7081 | 192.3783 | 181.2724 | 173.6468 | 166.165 | 157.2815 | 146.4415 | 139.2033 | 0.31535 | -0.001584 | 0.085561 | -0.2793 | -0.57296 | -1.099 | -0.34129 | -0.42622 | -0.51297 | -0.34934 | -0.38346 | 0.091988 | 0.85385 | 3.7354 | 12.3874 | 11.7529 | 10.5197 | 9.3765 | 2.5056 | 0.16599 | -0.63936 | -0.86942 | -0.98898 | -1.3592 | 69.4135 | 67.7848 | 67.1274 | 65.8313 | 65.0004 | 64.0677 | 63.7639 | 63.9925 | 66.3001 | 71.1444 | 77.2606 | 82.2082 | 85.2831 | 86.8631 | 87.7744 | 87.4531 | 85.7946 | 83.0726 | 79.9548 | 76.8435 | 74.4185 | 72.5353 | 70.7169 | 69.5481 | 2.4225 | 2.0571 | 2.2342 | 2.3799 | 2.7595 | 2.4042 | 2.212 | 2.2673 | 2.499 | 2.545 | 2.5974 | 2.9489 | 2.92 | 3.1235 | 3.22 | 3.116 | 2.9825 | 2.7016 | 2.3869 | 2.3237 | 2.1909 | 2.3035 | 2.3729 | 2.4101
Program Specific1-in-10Size: Over 200kWAll2015December Monthly Peak | Program Specific | 1-in-10 | Size: Over 200kW | All | 2015 | December Monthly Peak | 12 | 118.842 | 115.0126 | 111.8365 | 111.5223 | 120.2806 | 143.4743 | 170.5369 | 185.0357 | 193.8864 | 195.6309 | 196.8265 | 194.463 | 189.6289 | 188.0273 | 181.0601 | 171.9136 | 165.5033 | 162.9065 | 158.4097 | 153.3867 | 147.8779 | 142.0005 | 132.5151 | 125.8558 | 0.66629 | 0.076029 | 0.23789 | -0.090179 | -0.30072 | -1.0809 | 0.0014238 | 0.1074 | -0.4682 | -0.38183 | 0.041055 | 0.5142 | 1.0474 | 3.1317 | 10.1829 | 9.5745 | 8.6135 | 7.8055 | 1.5878 | -0.12882 | -0.94365 | -1.0823 | -0.89111 | -1.2976 | 45.7813 | 45.0894 | 44.8022 | 44.8201 | 44.873 | 44.634 | 45.0531 | 45.1141 | 45.6718 | 47.1192 | 48.6942 | 50.4341 | 51.782 | 52.1398 | 52.2281 | 52.1381 | 51.6566 | 50.5791 | 49.3265 | 48.0682 | 46.8034 | 46.2789 | 45.9948 | 45.2868 | 2.3636 | 2.0016 | 2.1793 | 2.3159 | 2.7052 | 2.3694 | 2.2176 | 2.2499 | 2.4296 | 2.3843 | 2.3495 | 2.6089 | 2.5222 | 2.6646 | 2.7283 | 2.668 | 2.6241 | 2.4361 | 2.2122 | 2.1754 | 2.0575 | 2.1869 | 2.2606 | 2.2936
Program Specific1-in-10Size: Over 200kWAll2015Typical Event Day | Program Specific | 1-in-10 | Size: Over 200kW | All | 2015 | Typical Event Day | 8 | 141.54 | 136.9386 | 132.9898 | 133.7072 | 143.4803 | 168.9477 | 197.6102 | 217.7065 | 232.3656 | 241.9334 | 251.0782 | 253.4028 | 250.324 | 251.4731 | 245.2871 | 233.3099 | 218.6501 | 203.7627 | 192.8576 | 188.1431 | 184.0919 | 174.6654 | 162.1938 | 154.3784 | -0.83457 | -0.6016 | -0.5653 | -0.81392 | -1.2533 | -1.5491 | -1.3157 | -1.4869 | -0.38205 | 0.14298 | -1.0367 | -0.68375 | 0.3508 | 3.7362 | 13.1236 | 12.851 | 11.537 | 10.149 | 3.7742 | 0.36266 | -0.33547 | -0.71372 | -1.3865 | -1.4929 | 75.2477 | 74.1437 | 73.169 | 72.317 | 71.4847 | 70.8751 | 70.5236 | 70.9823 | 73.6816 | 78.2729 | 83.0036 | 87.2772 | 90.1306 | 91.876 | 92.94 | 93.4549 | 93.4685 | 92.5507 | 91.2953 | 88.5214 | 84.5523 | 81.1136 | 78.8046 | 77.0172 | 2.6762 | 2.261 | 2.4546 | 2.6225 | 3.0256 | 2.6253 | 2.4125 | 2.4839 | 2.7347 | 2.7786 | 2.8277 | 3.1967 | 3.1293 | 3.3436 | 3.4528 | 3.3639 | 3.1924 | 2.8219 | 2.5201 | 2.4975 | 2.415 | 2.5506 | 2.6188 | 2.6673
Program Specific1-in-10Size: Over 200kWAll2016January Monthly Peak | Program Specific | 1-in-10 | Size: Over 200kW | All | 2016 | January Monthly Peak | 1 | 117.4569 | 113.9661 | 110.6976 | 111.2497 | 120.7335 | 144.9998 | 173.6287 | 189.2643 | 198.2144 | 198.4004 | 199.2368 | 196.8288 | 191.3172 | 189.5437 | 182.0567 | 172.1971 | 163.701 | 161.6009 | 157.9445 | 152.6294 | 147.0637 | 141.1611 | 132.2444 | 125.9551 | 0.64519 | 0.063647 | 0.2231 | -0.093291 | -0.30457 | -1.1002 | -0.0068371 | 0.10272 | -0.47972 | -0.38738 | 0.039855 | 0.51858 | 1.0577 | 3.1595 | 10.2433 | 9.5846 | 8.5071 | 7.7197 | 1.57 | -0.139 | -0.94506 | -1.0779 | -0.88941 | -1.2993 | 45.7013 | 44.9226 | 44.0916 | 43.5386 | 43.1592 | 42.8164 | 42.5424 | 42.3314 | 42.8037 | 45.1707 | 47.8666 | 49.9518 | 51.8071 | 52.581 | 52.912 | 52.7295 | 51.6675 | 50.2595 | 48.2465 | 46.6572 | 45.5313 | 44.8467 | 44.2768 | 43.5872 | 2.3301 | 1.9801 | 2.1514 | 2.3119 | 2.725 | 2.3968 | 2.2626 | 2.3073 | 2.4896 | 2.4217 | 2.381 | 2.6424 | 2.5432 | 2.6852 | 2.7422 | 2.6752 | 2.6028 | 2.4262 | 2.2106 | 2.1681 | 2.0472 | 2.174 | 2.2555 | 2.2936
Program Specific1-in-10Size: Over 200kWAll2016February Monthly Peak | Program Specific | 1-in-10 | Size: Over 200kW | All | 2016 | February Monthly Peak | 2 | 119.3027 | 115.6772 | 112.373 | 112.9683 | 121.8221 | 145.3997 | 173.0979 | 187.6 | 196.6144 | 198.7569 | 202.1289 | 202.8696 | 199.9742 | 200.4715 | 194.6521 | 183.3363 | 172.6854 | 167.2222 | 163.5547 | 157.3701 | 151.4712 | 144.3717 | 134.4412 | 127.7077 | 0.6425 | 0.052177 | 0.22312 | -0.097566 | -0.31518 | -1.1007 | -0.0071745 | 0.10813 | -0.47515 | -0.38511 | 0.046707 | 0.54519 | 1.119 | 3.3209 | 10.8856 | 10.1558 | 8.9387 | 7.9649 | 1.6395 | -0.13067 | -0.96246 | -1.0987 | -0.90688 | -1.3174 | 52.174 | 51.7517 | 51.0701 | 50.5351 | 50.46 | 49.7344 | 48.4468 | 49.1833 | 50.5119 | 52.7033 | 54.9511 | 56.1991 | 57.5957 | 59.0379 | 60.0521 | 60.3284 | 59.5056 | 58.8493 | 57.1703 | 55.4587 | 54.0668 | 52.7342 | 52.1101 | 51.2262 | 2.3583 | 2.0037 | 2.1809 | 2.3451 | 2.7406 | 2.3975 | 2.2499 | 2.278 | 2.4605 | 2.4202 | 2.4112 | 2.713 | 2.6545 | 2.8394 | 2.9391 | 2.8491 | 2.7399 | 2.5051 | 2.283 | 2.2331 | 2.1074 | 2.2217 | 2.2904 | 2.3184
Program Specific1-in-10Size: Over 200kWAll2016March Monthly Peak | Program Specific | 1-in-10 | Size: Over 200kW | All | 2016 | March Monthly Peak | 3 | 124.264 | 120.2825 | 116.4129 | 116.4651 | 124.6617 | 147.6197 | 175.9053 | 191.1261 | 200.2031 | 204.7461 | 211.2312 | 214.0559 | 213.4763 | 215.2676 | 210.2243 | 198.919 | 186.7217 | 176.3591 | 170.1533 | 167.4699 | 161.3975 | 152.88 | 141.9513 | 134.2169 | 0.67717 | 0.063575 | 0.23149 | -0.098927 | -0.32596 | -1.113 | -0.0063888 | 0.11257 | -0.48299 | -0.39331 | 0.055435 | 0.58557 | 1.2088 | 3.5813 | 11.7602 | 11.0218 | 9.6883 | 8.4176 | 1.7244 | -0.11811 | -1.0105 | -1.1463 | -0.94879 | -1.382 | 60.7197 | 59.1788 | 58.1529 | 57.4009 | 56.6278 | 55.9239 | 55.444 | 55.3348 | 56.5409 | 60.3319 | 64.9079 | 69.4468 | 73.1051 | 74.988 | 75.9939 | 76.5587 | 76.4034 | 75.2032 | 73.4483 | 70.8777 | 67.5885 | 64.9239 | 62.6521 | 60.6146 | 2.4582 | 2.0856 | 2.2592 | 2.4167 | 2.7974 | 2.4294 | 2.2808 | 2.3149 | 2.4966 | 2.4874 | 2.5147 | 2.8532 | 2.8272 | 3.0372 | 3.1569 | 3.0731 | 2.9372 | 2.6252 | 2.3676 | 2.3706 | 2.243 | 2.3516 | 2.4171 | 2.4358
Program Specific1-in-10Size: Over 200kWAll2016April Monthly Peak | Program Specific | 1-in-10 | Size: Over 200kW | All | 2016 | April Monthly Peak | 4 | 128.2611 | 124.2703 | 120.4879 | 120.728 | 129.5495 | 153.0577 | 179.4578 | 197.5999 | 211.231 | 220.2398 | 229.9653 | 233.7106 | 233.8911 | 235.5064 | 229.6604 | 217.2296 | 203.2396 | 189.5121 | 178.2655 | 175.7926 | 170.7217 | 161.3876 | 149.5008 | 141.2453 | 0.062155 | -0.14781 | -0.063602 | -0.37613 | -0.68984 | -1.1864 | -0.53244 | -0.61885 | -0.47417 | -0.23498 | -0.481 | -0.044295 | 0.75796 | 3.6853 | 12.4406 | 11.9033 | 10.5985 | 9.2104 | 2.6381 | 0.16741 | -0.61686 | -0.86773 | -1.0827 | -1.3884 | 70.5455 | 69.1262 | 67.5765 | 66.3205 | 65.3571 | 64.4415 | 63.8003 | 63.8899 | 66.9776 | 72.5344 | 78.1632 | 83.4896 | 86.9455 | 88.8975 | 89.6083 | 89.9885 | 89.7788 | 88.8727 | 87.0496 | 83.319 | 78.5877 | 74.7755 | 72.21 | 70.2695 | 2.3858 | 2.0276 | 2.2001 | 2.3586 | 2.7333 | 2.3724 | 2.1878 | 2.2516 | 2.4836 | 2.5257 | 2.582 | 2.9293 | 2.9156 | 3.1251 | 3.2405 | 3.1495 | 2.9947 | 2.6402 | 2.3272 | 2.337 | 2.2347 | 2.3412 | 2.3971 | 2.412
Program Specific1-in-10Size: Over 200kWAll2016May Monthly Peak | Program Specific | 1-in-10 | Size: Over 200kW | All | 2016 | May Monthly Peak | 5 | 129.4742 | 125.5205 | 122.0787 | 122.4935 | 132.0096 | 156.2865 | 181.9604 | 203.73 | 219.9912 | 231.1829 | 241.8687 | 245.4487 | 244.7841 | 245.929 | 239.5922 | 225.9144 | 210.9105 | 195.6923 | 183.1253 | 178.0838 | 174.418 | 165.1371 | 153.0597 | 144.9661 | -0.3851 | -0.34954 | -0.30476 | -0.57379 | -0.94049 | -1.3058 | -0.91183 | -1.0948 | -0.43521 | -0.061735 | -0.81368 | -0.44441 | 0.48041 | 3.7153 | 12.8309 | 12.3749 | 11.0548 | 9.6266 | 3.2024 | 0.27188 | -0.43015 | -0.743 | -1.2086 | -1.4043 | 73.7072 | 72.028 | 70.6195 | 69.8364 | 69.0692 | 68.1774 | 67.8438 | 68.1963 | 71.6532 | 77.2028 | 82.1725 | 85.7341 | 88.4582 | 90.3581 | 91.5248 | 91.8354 | 91.2727 | 89.9581 | 88.6078 | 85.9836 | 81.9779 | 77.8451 | 75.332 | 73.0631 | 2.4018 | 2.0408 | 2.2196 | 2.3829 | 2.7741 | 2.4113 | 2.2092 | 2.3132 | 2.5754 | 2.64 | 2.7034 | 3.0657 | 3.0379 | 3.2469 | 3.3599 | 3.2533 | 3.0867 | 2.7069 | 2.3771 | 2.3522 | 2.2703 | 2.3869 | 2.4454 | 2.4711
Program Specific1-in-10Size: Over 200kWAll2016June Monthly Peak | Program Specific | 1-in-10 | Size: Over 200kW | All | 2016 | June Monthly Peak | 6 | 135.4742 | 131.2436 | 127.1481 | 127.3819 | 136.19 | 158.8651 | 183.804 | 203.6779 | 217.1737 | 225.8124 | 234.7074 | 236.5553 | 232.7915 | 233.1322 | 227.2891 | 217.424 | 204.9682 | 191.7292 | 182.6539 | 177.4887 | 175.2252 | 167.0364 | 154.8858 | 147.3968 | -0.23999 | -0.34217 | -0.24989 | -0.55508 | -0.92089 | -1.3609 | -0.77389 | -0.80107 | -0.40793 | -0.053137 | -0.58852 | -0.11166 | 0.76678 | 3.6883 | 12.4746 | 12.1079 | 10.8456 | 9.4977 | 3.0278 | 0.26741 | -0.55221 | -0.87086 | -1.2085 | -1.46 | 70.6434 | 69.4914 | 68.5862 | 67.7037 | 66.5121 | 65.5377 | 65.0745 | 66.2275 | 69.7044 | 74.4941 | 79.5279 | 83.9969 | 87.0366 | 89.0065 | 90.3408 | 90.7817 | 91.1193 | 90.0102 | 88.8789 | 86.0629 | 82.0835 | 78.2709 | 75.852 | 74.0846 | 2.5387 | 2.1511 | 2.3266 | 2.4789 | 2.8488 | 2.4503 | 2.2273 | 2.3041 | 2.5337 | 2.572 | 2.6216 | 2.9566 | 2.8848 | 3.0708 | 3.1701 | 3.1105 | 2.9807 | 2.6454 | 2.3724 | 2.3415 | 2.2817 | 2.4196 | 2.4803 | 2.5238
Program Specific1-in-10Size: Over 200kWAll2016July Monthly Peak | Program Specific | 1-in-10 | Size: Over 200kW | All | 2016 | July Monthly Peak | 7 | 138.632 | 134.4572 | 131.1637 | 131.2581 | 140.8108 | 165.1127 | 191.1726 | 210.101 | 223.0139 | 231.8783 | 240.4265 | 241.7953 | 238.1755 | 238.8082 | 233.2846 | 223.7317 | 211.661 | 198.8052 | 188.6828 | 183.2891 | 180.6292 | 172.2086 | 159.7226 | 151.649 | -0.75069 | -0.56019 | -0.51803 | -0.78508 | -1.2148 | -1.4874 | -1.2089 | -1.3439 | -0.36941 | 0.12054 | -0.95158 | -0.56318 | 0.4311 | 3.6262 | 12.5974 | 12.4142 | 11.2435 | 9.9634 | 3.6857 | 0.40182 | -0.32317 | -0.71474 | -1.3477 | -1.471 | 75.9947 | 74.583 | 73.4035 | 72.2688 | 71.5142 | 70.8377 | 70.4244 | 70.9193 | 73.7138 | 78.2852 | 83.1488 | 87.0412 | 88.9039 | 89.8016 | 91.0278 | 91.4124 | 91.1001 | 90.5227 | 89.1438 | 86.8173 | 83.2205 | 79.8054 | 77.6328 | 76.2121 | 2.6195 | 2.2194 | 2.4192 | 2.5703 | 2.9613 | 2.5607 | 2.3283 | 2.3883 | 2.6139 | 2.6539 | 2.6991 | 3.0411 | 2.9632 | 3.1582 | 3.2609 | 3.2048 | 3.0775 | 2.7486 | 2.4613 | 2.4288 | 2.3657 | 2.5114 | 2.5768 | 2.6194
Program Specific1-in-10Size: Over 200kWAll2016August Monthly Peak | Program Specific | 1-in-10 | Size: Over 200kW | All | 2016 | August Monthly Peak | 8 | 142.3305 | 137.7203 | 133.8715 | 134.6222 | 144.4964 | 170.1588 | 199.0334 | 219.8126 | 235.401 | 245.8685 | 255.6472 | 258.2018 | 255.1639 | 256.2189 | 249.808 | 237.5283 | 222.5221 | 207.1504 | 195.6247 | 190.6839 | 186.3288 | 176.6819 | 163.9693 | 155.9749 | -1.154 | -0.76661 | -0.74621 | -0.94452 | -1.4125 | -1.6542 | -1.5777 | -1.7858 | -0.34131 | 0.28205 | -1.2182 | -0.92571 | 0.17834 | 3.7023 | 13.254 | 13.046 | 11.7193 | 10.3376 | 4.0869 | 0.37194 | -0.26651 | -0.67044 | -1.4881 | -1.5097 | 75.9468 | 75.1158 | 74.2853 | 73.4858 | 72.8602 | 72.4775 | 72.3243 | 72.666 | 75.2332 | 80.0032 | 84.504 | 88.8074 | 92.0385 | 94.0494 | 95.011 | 96.0249 | 96.4381 | 95.8427 | 95.0666 | 92.2845 | 87.9437 | 84.5647 | 82.3047 | 80.1634 | 2.7347 | 2.3096 | 2.5092 | 2.6789 | 3.0898 | 2.6822 | 2.4642 | 2.5424 | 2.8077 | 2.8618 | 2.9187 | 3.3049 | 3.2327 | 3.4512 | 3.559 | 3.4652 | 3.2864 | 2.9046 | 2.5922 | 2.5653 | 2.4788 | 2.6189 | 2.6879 | 2.7382
Program Specific1-in-10Size: Over 200kWAll2016September Monthly Peak | Program Specific | 1-in-10 | Size: Over 200kW | All | 2016 | September Monthly Peak | 9 | 141.008 | 137.1861 | 133.733 | 134.5224 | 144.943 | 170.7009 | 201.4275 | 223.6796 | 243.613 | 256.2446 | 266.9235 | 269.7266 | 266.2608 | 267.3343 | 259.9298 | 245.3379 | 228.22 | 211.3214 | 199.3768 | 196.3568 | 188.2366 | 178.4021 | 164.2819 | 155.7877 | -1.1673 | -0.71687 | -0.73818 | -0.9393 | -1.4084 | -1.5907 | -1.6369 | -1.9821 | -0.39578 | 0.22053 | -1.4142 | -1.1878 | -0.045836 | 3.7465 | 13.5465 | 13.3148 | 11.9525 | 10.4894 | 4.2307 | 0.38641 | -0.18724 | -0.59008 | -1.4724 | -1.4746 | 78.4058 | 77.3847 | 76.4008 | 75.8097 | 75.0521 | 74.6476 | 74.2709 | 74.1163 | 76.075 | 80.309 | 84.8339 | 89.2633 | 92.5435 | 94.6466 | 95.3805 | 95.6004 | 95.2166 | 93.8271 | 92.0919 | 88.9209 | 84.9613 | 81.8134 | 79.4288 | 77.6086 | 2.7312 | 2.3218 | 2.5304 | 2.709 | 3.1504 | 2.7254 | 2.5305 | 2.6286 | 2.9578 | 3.0346 | 3.0928 | 3.4942 | 3.4229 | 3.6577 | 3.7756 | 3.6507 | 3.438 | 3.0127 | 2.676 | 2.6762 | 2.5343 | 2.6725 | 2.7222 | 2.7621
Program Specific1-in-10Size: Over 200kWAll2016October Monthly Peak | Program Specific | 1-in-10 | Size: Over 200kW | All | 2016 | October Monthly Peak | 10 | 135.5314 | 131.4217 | 127.2037 | 127.0812 | 136.4152 | 160.7971 | 190.4434 | 208.8634 | 224.6394 | 236.2952 | 247.5031 | 252.2465 | 251.8317 | 253.5284 | 247.1469 | 233.0454 | 216.4056 | 201.126 | 193.3915 | 186.9493 | 178.3427 | 168.6641 | 156.0915 | 147.5078 | -0.39471 | -0.40336 | -0.33323 | -0.59327 | -0.96415 | -1.4032 | -0.94289 | -1.0446 | -0.4255 | -0.032454 | -0.75164 | -0.34983 | 0.59394 | 3.8479 | 13.3114 | 12.805 | 11.3308 | 9.8845 | 3.2968 | 0.2226 | -0.53151 | -0.83943 | -1.2591 | -1.4548 | 73.4784 | 72.1314 | 71.1558 | 70.0646 | 69.0676 | 68.3166 | 67.9846 | 67.7283 | 68.7258 | 72.6677 | 78.0134 | 83.5727 | 88.1735 | 91.0128 | 91.9441 | 92.3326 | 91.9765 | 90.5855 | 87.5205 | 82.9821 | 78.9326 | 76.3366 | 74.5297 | 72.9099 | 2.5241 | 2.1414 | 2.3152 | 2.4695 | 2.8643 | 2.4797 | 2.3129 | 2.3715 | 2.6307 | 2.6983 | 2.7653 | 3.1529 | 3.1278 | 3.3505 | 3.4721 | 3.363 | 3.1672 | 2.7844 | 2.5096 | 2.4653 | 2.32 | 2.4361 | 2.4943 | 2.5181
Program Specific1-in-10Size: Over 200kWAll2016November Monthly Peak | Program Specific | 1-in-10 | Size: Over 200kW | All | 2016 | November Monthly Peak | 11 | 128.1201 | 124.3399 | 120.6872 | 120.8251 | 130.0543 | 153.7433 | 179.7887 | 197.3833 | 211.0561 | 220.4335 | 229.6922 | 233.0686 | 232.3989 | 233.59 | 226.7376 | 213.3724 | 200.7081 | 192.3783 | 181.2724 | 173.6468 | 166.165 | 157.2815 | 146.4415 | 139.2033 | 0.31535 | -0.001584 | 0.085561 | -0.2793 | -0.57296 | -1.099 | -0.34129 | -0.42622 | -0.51297 | -0.34934 | -0.38346 | 0.091988 | 0.85385 | 3.7354 | 12.3874 | 11.7529 | 10.5197 | 9.3765 | 2.5056 | 0.16599 | -0.63936 | -0.86942 | -0.98898 | -1.3592 | 69.4135 | 67.7848 | 67.1274 | 65.8313 | 65.0004 | 64.0677 | 63.7639 | 63.9925 | 66.3001 | 71.1444 | 77.2606 | 82.2082 | 85.2831 | 86.8631 | 87.7744 | 87.4531 | 85.7946 | 83.0726 | 79.9548 | 76.8435 | 74.4185 | 72.5353 | 70.7169 | 69.5481 | 2.4225 | 2.0571 | 2.2342 | 2.3799 | 2.7595 | 2.4042 | 2.212 | 2.2673 | 2.499 | 2.545 | 2.5974 | 2.9489 | 2.92 | 3.1235 | 3.22 | 3.116 | 2.9825 | 2.7016 | 2.3869 | 2.3237 | 2.1909 | 2.3035 | 2.3729 | 2.4101
Program Specific1-in-10Size: Over 200kWAll2016December Monthly Peak | Program Specific | 1-in-10 | Size: Over 200kW | All | 2016 | December Monthly Peak | 12 | 118.842 | 115.0126 | 111.8365 | 111.5223 | 120.2806 | 143.4743 | 170.5369 | 185.0357 | 193.8864 | 195.6309 | 196.8265 | 194.463 | 189.6289 | 188.0273 | 181.0601 | 171.9136 | 165.5033 | 162.9065 | 158.4097 | 153.3867 | 147.8779 | 142.0005 | 132.5151 | 125.8558 | 0.66629 | 0.076029 | 0.23789 | -0.090179 | -0.30072 | -1.0809 | 0.0014238 | 0.1074 | -0.4682 | -0.38183 | 0.041055 | 0.5142 | 1.0474 | 3.1317 | 10.1829 | 9.5745 | 8.6135 | 7.8055 | 1.5878 | -0.12882 | -0.94365 | -1.0823 | -0.89111 | -1.2976 | 45.7813 | 45.0894 | 44.8022 | 44.8201 | 44.873 | 44.634 | 45.0531 | 45.1141 | 45.6718 | 47.1192 | 48.6942 | 50.4341 | 51.782 | 52.1398 | 52.2281 | 52.1381 | 51.6566 | 50.5791 | 49.3265 | 48.0682 | 46.8034 | 46.2789 | 45.9948 | 45.2868 | 2.3636 | 2.0016 | 2.1793 | 2.3159 | 2.7052 | 2.3694 | 2.2176 | 2.2499 | 2.4296 | 2.3843 | 2.3495 | 2.6089 | 2.5222 | 2.6646 | 2.7283 | 2.668 | 2.6241 | 2.4361 | 2.2122 | 2.1754 | 2.0575 | 2.1869 | 2.2606 | 2.2936
Program Specific1-in-10Size: Over 200kWAll2016Typical Event Day | Program Specific | 1-in-10 | Size: Over 200kW | All | 2016 | Typical Event Day | 8 | 141.54 | 136.9386 | 132.9898 | 133.7072 | 143.4803 | 168.9477 | 197.6102 | 217.7065 | 232.3656 | 241.9334 | 251.0782 | 253.4028 | 250.324 | 251.4731 | 245.2871 | 233.3099 | 218.6501 | 203.7627 | 192.8576 | 188.1431 | 184.0919 | 174.6654 | 162.1938 | 154.3784 | -0.83457 | -0.6016 | -0.5653 | -0.81392 | -1.2533 | -1.5491 | -1.3157 | -1.4869 | -0.38205 | 0.14298 | -1.0367 | -0.68375 | 0.3508 | 3.7362 | 13.1236 | 12.851 | 11.537 | 10.149 | 3.7742 | 0.36266 | -0.33547 | -0.71372 | -1.3865 | -1.4929 | 75.2477 | 74.1437 | 73.169 | 72.317 | 71.4847 | 70.8751 | 70.5236 | 70.9823 | 73.6816 | 78.2729 | 83.0036 | 87.2772 | 90.1306 | 91.876 | 92.94 | 93.4549 | 93.4685 | 92.5507 | 91.2953 | 88.5214 | 84.5523 | 81.1136 | 78.8046 | 77.0172 | 2.6762 | 2.261 | 2.4546 | 2.6225 | 3.0256 | 2.6253 | 2.4125 | 2.4839 | 2.7347 | 2.7786 | 2.8277 | 3.1967 | 3.1293 | 3.3436 | 3.4528 | 3.3639 | 3.1924 | 2.8219 | 2.5201 | 2.4975 | 2.415 | 2.5506 | 2.6188 | 2.6673
Program Specific1-in-10Size: Over 200kWAll2017January Monthly Peak | Program Specific | 1-in-10 | Size: Over 200kW | All | 2017 | January Monthly Peak | 1 | 117.4569 | 113.9661 | 110.6976 | 111.2497 | 120.7335 | 144.9998 | 173.6287 | 189.2643 | 198.2144 | 198.4004 | 199.2368 | 196.8288 | 191.3172 | 189.5437 | 182.0567 | 172.1971 | 163.701 | 161.6009 | 157.9445 | 152.6294 | 147.0637 | 141.1612 | 132.2444 | 125.9551 | 0.64519 | 0.063647 | 0.2231 | -0.093291 | -0.30457 | -1.1002 | -0.0068371 | 0.10272 | -0.47972 | -0.38738 | 0.039855 | 0.51858 | 1.0577 | 3.1595 | 10.2433 | 9.5846 | 8.5071 | 7.7197 | 1.57 | -0.139 | -0.94506 | -1.0779 | -0.88941 | -1.2993 | 45.7013 | 44.9226 | 44.0916 | 43.5386 | 43.1592 | 42.8164 | 42.5424 | 42.3314 | 42.8037 | 45.1707 | 47.8666 | 49.9518 | 51.8071 | 52.581 | 52.912 | 52.7295 | 51.6675 | 50.2595 | 48.2465 | 46.6572 | 45.5313 | 44.8467 | 44.2768 | 43.5872 | 2.3301 | 1.9801 | 2.1514 | 2.3119 | 2.725 | 2.3968 | 2.2626 | 2.3073 | 2.4896 | 2.4217 | 2.381 | 2.6424 | 2.5432 | 2.6852 | 2.7422 | 2.6752 | 2.6028 | 2.4262 | 2.2106 | 2.1681 | 2.0472 | 2.174 | 2.2555 | 2.2936
Program Specific1-in-10Size: Over 200kWAll2017February Monthly Peak | Program Specific | 1-in-10 | Size: Over 200kW | All | 2017 | February Monthly Peak | 2 | 119.3027 | 115.6772 | 112.373 | 112.9683 | 121.8221 | 145.3997 | 173.0979 | 187.6 | 196.6144 | 198.7569 | 202.1289 | 202.8696 | 199.9742 | 200.4715 | 194.6521 | 183.3363 | 172.6854 | 167.2222 | 163.5547 | 157.3701 | 151.4712 | 144.3717 | 134.4412 | 127.7077 | 0.6425 | 0.052177 | 0.22312 | -0.097566 | -0.31518 | -1.1007 | -0.0071745 | 0.10813 | -0.47515 | -0.38511 | 0.046707 | 0.54519 | 1.119 | 3.3209 | 10.8856 | 10.1558 | 8.9387 | 7.9649 | 1.6395 | -0.13067 | -0.96246 | -1.0987 | -0.90688 | -1.3174 | 52.174 | 51.7517 | 51.0701 | 50.5351 | 50.46 | 49.7344 | 48.4468 | 49.1833 | 50.5119 | 52.7033 | 54.9511 | 56.1991 | 57.5957 | 59.0379 | 60.0521 | 60.3284 | 59.5056 | 58.8493 | 57.1703 | 55.4587 | 54.0668 | 52.7342 | 52.1101 | 51.2262 | 2.3583 | 2.0037 | 2.1809 | 2.3451 | 2.7406 | 2.3975 | 2.2499 | 2.278 | 2.4605 | 2.4202 | 2.4112 | 2.713 | 2.6545 | 2.8394 | 2.9391 | 2.8491 | 2.7399 | 2.5051 | 2.283 | 2.2331 | 2.1074 | 2.2217 | 2.2904 | 2.3184
Program Specific1-in-10Size: Over 200kWAll2017March Monthly Peak | Program Specific | 1-in-10 | Size: Over 200kW | All | 2017 | March Monthly Peak | 3 | 124.264 | 120.2825 | 116.4129 | 116.4651 | 124.6617 | 147.6197 | 175.9053 | 191.1261 | 200.2031 | 204.7461 | 211.2312 | 214.0559 | 213.4763 | 215.2677 | 210.2243 | 198.919 | 186.7217 | 176.3591 | 170.1533 | 167.4699 | 161.3975 | 152.88 | 141.9513 | 134.2169 | 0.67717 | 0.063575 | 0.23149 | -0.098927 | -0.32596 | -1.113 | -0.0063889 | 0.11257 | -0.48299 | -0.39331 | 0.055435 | 0.58557 | 1.2088 | 3.5813 | 11.7602 | 11.0218 | 9.6883 | 8.4176 | 1.7244 | -0.11811 | -1.0105 | -1.1463 | -0.94879 | -1.382 | 60.7197 | 59.1788 | 58.1529 | 57.4009 | 56.6278 | 55.9239 | 55.444 | 55.3348 | 56.5409 | 60.3319 | 64.9079 | 69.4468 | 73.1051 | 74.988 | 75.9939 | 76.5587 | 76.4034 | 75.2032 | 73.4483 | 70.8777 | 67.5885 | 64.9239 | 62.6521 | 60.6146 | 2.4582 | 2.0856 | 2.2592 | 2.4167 | 2.7974 | 2.4294 | 2.2808 | 2.3149 | 2.4966 | 2.4874 | 2.5147 | 2.8532 | 2.8272 | 3.0372 | 3.1569 | 3.0731 | 2.9372 | 2.6252 | 2.3676 | 2.3706 | 2.243 | 2.3516 | 2.4171 | 2.4358
Program Specific1-in-10Size: Over 200kWAll2017April Monthly Peak | Program Specific | 1-in-10 | Size: Over 200kW | All | 2017 | April Monthly Peak | 4 | 128.2611 | 124.2703 | 120.4879 | 120.728 | 129.5495 | 153.0577 | 179.4578 | 197.5999 | 211.231 | 220.2398 | 229.9653 | 233.7106 | 233.8911 | 235.5064 | 229.6604 | 217.2296 | 203.2395 | 189.5121 | 178.2655 | 175.7926 | 170.7217 | 161.3877 | 149.5008 | 141.2453 | 0.062155 | -0.14781 | -0.063602 | -0.37613 | -0.68984 | -1.1864 | -0.53244 | -0.61885 | -0.47417 | -0.23498 | -0.481 | -0.044294 | 0.75796 | 3.6853 | 12.4406 | 11.9033 | 10.5985 | 9.2104 | 2.6381 | 0.16741 | -0.61686 | -0.86773 | -1.0827 | -1.3884 | 70.5455 | 69.1262 | 67.5765 | 66.3205 | 65.3571 | 64.4415 | 63.8003 | 63.8899 | 66.9776 | 72.5344 | 78.1632 | 83.4896 | 86.9455 | 88.8975 | 89.6083 | 89.9885 | 89.7788 | 88.8727 | 87.0496 | 83.319 | 78.5877 | 74.7755 | 72.21 | 70.2695 | 2.3858 | 2.0276 | 2.2001 | 2.3586 | 2.7333 | 2.3724 | 2.1878 | 2.2516 | 2.4836 | 2.5257 | 2.582 | 2.9293 | 2.9156 | 3.1251 | 3.2405 | 3.1495 | 2.9947 | 2.6402 | 2.3272 | 2.337 | 2.2347 | 2.3412 | 2.3971 | 2.412
Program Specific1-in-10Size: Over 200kWAll2017May Monthly Peak | Program Specific | 1-in-10 | Size: Over 200kW | All | 2017 | May Monthly Peak | 5 | 129.4742 | 125.5205 | 122.0787 | 122.4935 | 132.0096 | 156.2865 | 181.9604 | 203.73 | 219.9912 | 231.1829 | 241.8687 | 245.4487 | 244.7841 | 245.929 | 239.5922 | 225.9144 | 210.9105 | 195.6923 | 183.1253 | 178.0838 | 174.418 | 165.1371 | 153.0597 | 144.9661 | -0.3851 | -0.34954 | -0.30476 | -0.57379 | -0.94049 | -1.3058 | -0.91183 | -1.0948 | -0.43521 | -0.061735 | -0.81368 | -0.44441 | 0.48041 | 3.7153 | 12.8309 | 12.3749 | 11.0548 | 9.6266 | 3.2024 | 0.27188 | -0.43015 | -0.743 | -1.2086 | -1.4043 | 73.7072 | 72.028 | 70.6195 | 69.8364 | 69.0692 | 68.1774 | 67.8438 | 68.1963 | 71.6532 | 77.2028 | 82.1725 | 85.7341 | 88.4582 | 90.3581 | 91.5248 | 91.8354 | 91.2727 | 89.9581 | 88.6078 | 85.9836 | 81.9779 | 77.8451 | 75.332 | 73.0631 | 2.4018 | 2.0408 | 2.2196 | 2.3829 | 2.7741 | 2.4113 | 2.2092 | 2.3132 | 2.5754 | 2.64 | 2.7034 | 3.0657 | 3.0379 | 3.2469 | 3.3599 | 3.2533 | 3.0867 | 2.7069 | 2.3771 | 2.3522 | 2.2703 | 2.3869 | 2.4454 | 2.4711
Program Specific1-in-10Size: Over 200kWAll2017June Monthly Peak | Program Specific | 1-in-10 | Size: Over 200kW | All | 2017 | June Monthly Peak | 6 | 135.4742 | 131.2436 | 127.1481 | 127.3819 | 136.19 | 158.8651 | 183.804 | 203.6779 | 217.1737 | 225.8124 | 234.7074 | 236.5553 | 232.7915 | 233.1322 | 227.2891 | 217.424 | 204.9682 | 191.7292 | 182.6539 | 177.4887 | 175.2252 | 167.0364 | 154.8858 | 147.3968 | -0.23999 | -0.34217 | -0.24989 | -0.55508 | -0.92089 | -1.3609 | -0.77389 | -0.80107 | -0.40793 | -0.053137 | -0.58852 | -0.11166 | 0.76678 | 3.6883 | 12.4746 | 12.1079 | 10.8456 | 9.4977 | 3.0278 | 0.26741 | -0.55221 | -0.87086 | -1.2085 | -1.46 | 70.6434 | 69.4914 | 68.5862 | 67.7037 | 66.5121 | 65.5377 | 65.0745 | 66.2275 | 69.7044 | 74.4941 | 79.5279 | 83.9969 | 87.0366 | 89.0065 | 90.3408 | 90.7817 | 91.1193 | 90.0102 | 88.8789 | 86.0629 | 82.0835 | 78.2709 | 75.852 | 74.0846 | 2.5387 | 2.1511 | 2.3266 | 2.4789 | 2.8488 | 2.4503 | 2.2273 | 2.3041 | 2.5337 | 2.572 | 2.6216 | 2.9566 | 2.8848 | 3.0708 | 3.1701 | 3.1105 | 2.9807 | 2.6454 | 2.3724 | 2.3415 | 2.2817 | 2.4196 | 2.4803 | 2.5238
Program Specific1-in-10Size: Over 200kWAll2017July Monthly Peak | Program Specific | 1-in-10 | Size: Over 200kW | All | 2017 | July Monthly Peak | 7 | 138.632 | 134.4572 | 131.1637 | 131.2581 | 140.8108 | 165.1127 | 191.1726 | 210.101 | 223.0139 | 231.8783 | 240.4265 | 241.7953 | 238.1755 | 238.8082 | 233.2846 | 223.7317 | 211.661 | 198.8052 | 188.6828 | 183.2891 | 180.6292 | 172.2086 | 159.7226 | 151.649 | -0.75069 | -0.56019 | -0.51803 | -0.78508 | -1.2148 | -1.4874 | -1.2089 | -1.3439 | -0.36941 | 0.12054 | -0.95158 | -0.56318 | 0.4311 | 3.6262 | 12.5974 | 12.4142 | 11.2435 | 9.9634 | 3.6857 | 0.40182 | -0.32317 | -0.71474 | -1.3477 | -1.471 | 75.9947 | 74.583 | 73.4035 | 72.2688 | 71.5142 | 70.8377 | 70.4244 | 70.9193 | 73.7138 | 78.2852 | 83.1488 | 87.0412 | 88.9039 | 89.8016 | 91.0278 | 91.4124 | 91.1001 | 90.5227 | 89.1438 | 86.8173 | 83.2205 | 79.8054 | 77.6328 | 76.2121 | 2.6195 | 2.2194 | 2.4192 | 2.5703 | 2.9613 | 2.5607 | 2.3283 | 2.3883 | 2.6139 | 2.6539 | 2.6991 | 3.0411 | 2.9632 | 3.1582 | 3.2609 | 3.2048 | 3.0775 | 2.7486 | 2.4613 | 2.4288 | 2.3657 | 2.5114 | 2.5768 | 2.6194
Program Specific1-in-10Size: Over 200kWAll2017August Monthly Peak | Program Specific | 1-in-10 | Size: Over 200kW | All | 2017 | August Monthly Peak | 8 | 142.3305 | 137.7203 | 133.8715 | 134.6222 | 144.4964 | 170.1588 | 199.0334 | 219.8126 | 235.401 | 245.8685 | 255.6472 | 258.2018 | 255.1639 | 256.2189 | 249.808 | 237.5283 | 222.5221 | 207.1504 | 195.6247 | 190.6839 | 186.3288 | 176.6819 | 163.9693 | 155.9749 | -1.154 | -0.76661 | -0.74621 | -0.94452 | -1.4125 | -1.6542 | -1.5777 | -1.7858 | -0.34131 | 0.28205 | -1.2182 | -0.92571 | 0.17834 | 3.7023 | 13.254 | 13.046 | 11.7193 | 10.3376 | 4.0869 | 0.37194 | -0.26651 | -0.67044 | -1.4881 | -1.5097 | 75.9468 | 75.1158 | 74.2853 | 73.4858 | 72.8602 | 72.4775 | 72.3243 | 72.666 | 75.2332 | 80.0032 | 84.504 | 88.8074 | 92.0385 | 94.0494 | 95.011 | 96.0249 | 96.4381 | 95.8427 | 95.0666 | 92.2845 | 87.9437 | 84.5647 | 82.3047 | 80.1634 | 2.7347 | 2.3096 | 2.5092 | 2.6789 | 3.0898 | 2.6822 | 2.4642 | 2.5424 | 2.8077 | 2.8618 | 2.9187 | 3.3049 | 3.2327 | 3.4512 | 3.559 | 3.4652 | 3.2864 | 2.9046 | 2.5922 | 2.5653 | 2.4788 | 2.6189 | 2.6879 | 2.7382
Program Specific1-in-10Size: Over 200kWAll2017September Monthly Peak | Program Specific | 1-in-10 | Size: Over 200kW | All | 2017 | September Monthly Peak | 9 | 141.008 | 137.1861 | 133.733 | 134.5224 | 144.943 | 170.7009 | 201.4275 | 223.6796 | 243.613 | 256.2446 | 266.9235 | 269.7266 | 266.2608 | 267.3343 | 259.9298 | 245.3379 | 228.22 | 211.3214 | 199.3768 | 196.3568 | 188.2366 | 178.4021 | 164.2819 | 155.7877 | -1.1673 | -0.71687 | -0.73818 | -0.9393 | -1.4084 | -1.5907 | -1.6369 | -1.9821 | -0.39578 | 0.22053 | -1.4142 | -1.1878 | -0.045836 | 3.7465 | 13.5465 | 13.3148 | 11.9525 | 10.4894 | 4.2307 | 0.38641 | -0.18724 | -0.59008 | -1.4724 | -1.4746 | 78.4058 | 77.3847 | 76.4008 | 75.8097 | 75.0521 | 74.6476 | 74.2709 | 74.1163 | 76.075 | 80.309 | 84.8339 | 89.2633 | 92.5435 | 94.6466 | 95.3805 | 95.6004 | 95.2166 | 93.8271 | 92.0919 | 88.9209 | 84.9613 | 81.8134 | 79.4288 | 77.6086 | 2.7312 | 2.3218 | 2.5304 | 2.709 | 3.1504 | 2.7254 | 2.5305 | 2.6286 | 2.9578 | 3.0346 | 3.0928 | 3.4942 | 3.4229 | 3.6577 | 3.7756 | 3.6507 | 3.438 | 3.0127 | 2.676 | 2.6762 | 2.5343 | 2.6725 | 2.7222 | 2.7621
Program Specific1-in-10Size: Over 200kWAll2017October Monthly Peak | Program Specific | 1-in-10 | Size: Over 200kW | All | 2017 | October Monthly Peak | 10 | 135.5314 | 131.4217 | 127.2037 | 127.0812 | 136.4151 | 160.7971 | 190.4434 | 208.8634 | 224.6394 | 236.2952 | 247.5031 | 252.2465 | 251.8317 | 253.5284 | 247.1469 | 233.0454 | 216.4056 | 201.126 | 193.3915 | 186.9493 | 178.3427 | 168.6641 | 156.0915 | 147.5078 | -0.39471 | -0.40336 | -0.33323 | -0.59327 | -0.96415 | -1.4032 | -0.94289 | -1.0446 | -0.4255 | -0.032454 | -0.75164 | -0.34983 | 0.59394 | 3.8479 | 13.3114 | 12.805 | 11.3308 | 9.8845 | 3.2968 | 0.2226 | -0.53151 | -0.83943 | -1.2591 | -1.4548 | 73.4784 | 72.1314 | 71.1558 | 70.0646 | 69.0676 | 68.3166 | 67.9846 | 67.7283 | 68.7258 | 72.6677 | 78.0134 | 83.5727 | 88.1735 | 91.0128 | 91.9442 | 92.3326 | 91.9765 | 90.5855 | 87.5205 | 82.9821 | 78.9326 | 76.3366 | 74.5297 | 72.9099 | 2.5241 | 2.1414 | 2.3152 | 2.4695 | 2.8643 | 2.4797 | 2.3129 | 2.3715 | 2.6307 | 2.6983 | 2.7653 | 3.1529 | 3.1278 | 3.3505 | 3.4721 | 3.363 | 3.1672 | 2.7844 | 2.5096 | 2.4653 | 2.32 | 2.4361 | 2.4943 | 2.5181
Program Specific1-in-10Size: Over 200kWAll2017November Monthly Peak | Program Specific | 1-in-10 | Size: Over 200kW | All | 2017 | November Monthly Peak | 11 | 128.1201 | 124.3399 | 120.6872 | 120.8251 | 130.0543 | 153.7432 | 179.7887 | 197.3833 | 211.0561 | 220.4335 | 229.6922 | 233.0686 | 232.3989 | 233.59 | 226.7376 | 213.3724 | 200.7081 | 192.3783 | 181.2724 | 173.6468 | 166.165 | 157.2815 | 146.4415 | 139.2033 | 0.31535 | -0.001584 | 0.085561 | -0.2793 | -0.57296 | -1.099 | -0.34129 | -0.42622 | -0.51297 | -0.34934 | -0.38346 | 0.091988 | 0.85385 | 3.7354 | 12.3874 | 11.7529 | 10.5197 | 9.3765 | 2.5056 | 0.16599 | -0.63936 | -0.86942 | -0.98898 | -1.3592 | 69.4135 | 67.7848 | 67.1274 | 65.8313 | 65.0004 | 64.0677 | 63.7639 | 63.9925 | 66.3002 | 71.1444 | 77.2606 | 82.2082 | 85.2831 | 86.8631 | 87.7744 | 87.4531 | 85.7946 | 83.0726 | 79.9548 | 76.8435 | 74.4185 | 72.5353 | 70.7169 | 69.5481 | 2.4225 | 2.0571 | 2.2342 | 2.3799 | 2.7595 | 2.4042 | 2.212 | 2.2673 | 2.499 | 2.545 | 2.5974 | 2.9489 | 2.92 | 3.1235 | 3.22 | 3.116 | 2.9825 | 2.7016 | 2.3869 | 2.3237 | 2.1909 | 2.3035 | 2.3729 | 2.4101
Program Specific1-in-10Size: Over 200kWAll2017December Monthly Peak | Program Specific | 1-in-10 | Size: Over 200kW | All | 2017 | December Monthly Peak | 12 | 118.842 | 115.0126 | 111.8365 | 111.5223 | 120.2806 | 143.4743 | 170.5369 | 185.0357 | 193.8864 | 195.631 | 196.8265 | 194.463 | 189.6289 | 188.0273 | 181.0601 | 171.9136 | 165.5033 | 162.9065 | 158.4098 | 153.3867 | 147.8779 | 142.0005 | 132.5151 | 125.8558 | 0.66629 | 0.076029 | 0.23789 | -0.090179 | -0.30072 | -1.0809 | 0.0014238 | 0.1074 | -0.4682 | -0.38183 | 0.041055 | 0.5142 | 1.0474 | 3.1317 | 10.1829 | 9.5745 | 8.6135 | 7.8055 | 1.5878 | -0.12882 | -0.94365 | -1.0823 | -0.89111 | -1.2976 | 45.7813 | 45.0894 | 44.8022 | 44.8201 | 44.873 | 44.634 | 45.0531 | 45.1141 | 45.6718 | 47.1193 | 48.6942 | 50.4341 | 51.782 | 52.1398 | 52.2281 | 52.1381 | 51.6566 | 50.5791 | 49.3265 | 48.0682 | 46.8034 | 46.2789 | 45.9948 | 45.2868 | 2.3636 | 2.0016 | 2.1793 | 2.3159 | 2.7052 | 2.3694 | 2.2176 | 2.2499 | 2.4296 | 2.3843 | 2.3495 | 2.6089 | 2.5222 | 2.6646 | 2.7283 | 2.668 | 2.6241 | 2.4361 | 2.2122 | 2.1754 | 2.0575 | 2.1869 | 2.2606 | 2.2936
Program Specific1-in-10Size: Over 200kWAll2017Typical Event Day | Program Specific | 1-in-10 | Size: Over 200kW | All | 2017 | Typical Event Day | 8 | 141.54 | 136.9386 | 132.9898 | 133.7072 | 143.4803 | 168.9477 | 197.6102 | 217.7065 | 232.3656 | 241.9334 | 251.0782 | 253.4028 | 250.324 | 251.4731 | 245.2871 | 233.3099 | 218.6501 | 203.7627 | 192.8576 | 188.1431 | 184.0919 | 174.6654 | 162.1938 | 154.3784 | -0.83457 | -0.6016 | -0.5653 | -0.81392 | -1.2533 | -1.5491 | -1.3157 | -1.4869 | -0.38205 | 0.14298 | -1.0367 | -0.68375 | 0.3508 | 3.7362 | 13.1236 | 12.851 | 11.537 | 10.149 | 3.7742 | 0.36266 | -0.33547 | -0.71372 | -1.3865 | -1.4929 | 75.2477 | 74.1437 | 73.169 | 72.317 | 71.4847 | 70.8751 | 70.5236 | 70.9823 | 73.6816 | 78.2728 | 83.0036 | 87.2772 | 90.1306 | 91.876 | 92.94 | 93.4549 | 93.4685 | 92.5507 | 91.2953 | 88.5214 | 84.5523 | 81.1136 | 78.8046 | 77.0172 | 2.6762 | 2.261 | 2.4546 | 2.6225 | 3.0256 | 2.6253 | 2.4125 | 2.4839 | 2.7347 | 2.7786 | 2.8277 | 3.1967 | 3.1293 | 3.3436 | 3.4528 | 3.3639 | 3.1924 | 2.8219 | 2.5201 | 2.4975 | 2.415 | 2.5506 | 2.6188 | 2.6673
Program Specific1-in-10Size: Over 200kWAll2018January Monthly Peak | Program Specific | 1-in-10 | Size: Over 200kW | All | 2018 | January Monthly Peak | 1 | 117.4569 | 113.9661 | 110.6976 | 111.2497 | 120.7335 | 144.9998 | 173.6287 | 189.2643 | 198.2144 | 198.4004 | 199.2368 | 196.8288 | 191.3172 | 189.5437 | 182.0567 | 172.1971 | 163.701 | 161.6009 | 157.9445 | 152.6294 | 147.0637 | 141.1611 | 132.2444 | 125.9551 | 0.64519 | 0.063647 | 0.2231 | -0.093291 | -0.30457 | -1.1002 | -0.0068371 | 0.10272 | -0.47972 | -0.38738 | 0.039855 | 0.51858 | 1.0577 | 3.1595 | 10.2433 | 9.5846 | 8.5071 | 7.7197 | 1.57 | -0.139 | -0.94506 | -1.0779 | -0.88941 | -1.2993 | 45.7013 | 44.9226 | 44.0916 | 43.5386 | 43.1592 | 42.8164 | 42.5424 | 42.3314 | 42.8037 | 45.1708 | 47.8666 | 49.9518 | 51.8071 | 52.581 | 52.912 | 52.7295 | 51.6675 | 50.2595 | 48.2465 | 46.6572 | 45.5313 | 44.8467 | 44.2768 | 43.5872 | 2.3301 | 1.9801 | 2.1514 | 2.3119 | 2.725 | 2.3968 | 2.2626 | 2.3073 | 2.4896 | 2.4217 | 2.381 | 2.6424 | 2.5432 | 2.6852 | 2.7422 | 2.6752 | 2.6028 | 2.4262 | 2.2106 | 2.1681 | 2.0472 | 2.174 | 2.2555 | 2.2936
Program Specific1-in-10Size: Over 200kWAll2018February Monthly Peak | Program Specific | 1-in-10 | Size: Over 200kW | All | 2018 | February Monthly Peak | 2 | 119.3027 | 115.6772 | 112.373 | 112.9683 | 121.8221 | 145.3997 | 173.0979 | 187.6 | 196.6144 | 198.7569 | 202.1289 | 202.8696 | 199.9742 | 200.4715 | 194.6521 | 183.3363 | 172.6854 | 167.2222 | 163.5547 | 157.3701 | 151.4712 | 144.3717 | 134.4412 | 127.7077 | 0.6425 | 0.052177 | 0.22312 | -0.097566 | -0.31518 | -1.1007 | -0.0071745 | 0.10813 | -0.47515 | -0.38511 | 0.046707 | 0.54519 | 1.119 | 3.3209 | 10.8856 | 10.1558 | 8.9387 | 7.9649 | 1.6395 | -0.13067 | -0.96246 | -1.0987 | -0.90688 | -1.3174 | 52.174 | 51.7517 | 51.0701 | 50.5351 | 50.46 | 49.7344 | 48.4468 | 49.1833 | 50.5119 | 52.7033 | 54.9511 | 56.1991 | 57.5957 | 59.0379 | 60.0521 | 60.3284 | 59.5056 | 58.8493 | 57.1703 | 55.4587 | 54.0668 | 52.7342 | 52.1101 | 51.2262 | 2.3583 | 2.0037 | 2.1809 | 2.3451 | 2.7406 | 2.3975 | 2.2499 | 2.278 | 2.4605 | 2.4202 | 2.4112 | 2.713 | 2.6545 | 2.8394 | 2.9391 | 2.8491 | 2.7399 | 2.5051 | 2.283 | 2.2331 | 2.1074 | 2.2217 | 2.2904 | 2.3184
Program Specific1-in-10Size: Over 200kWAll2018March Monthly Peak | Program Specific | 1-in-10 | Size: Over 200kW | All | 2018 | March Monthly Peak | 3 | 124.264 | 120.2825 | 116.4129 | 116.4651 | 124.6617 | 147.6197 | 175.9053 | 191.1261 | 200.2031 | 204.7461 | 211.2312 | 214.0559 | 213.4763 | 215.2677 | 210.2243 | 198.919 | 186.7217 | 176.3592 | 170.1533 | 167.4699 | 161.3975 | 152.88 | 141.9513 | 134.2169 | 0.67717 | 0.063575 | 0.23149 | -0.098927 | -0.32596 | -1.113 | -0.0063889 | 0.11257 | -0.48299 | -0.39331 | 0.055435 | 0.58557 | 1.2088 | 3.5813 | 11.7602 | 11.0218 | 9.6883 | 8.4176 | 1.7244 | -0.11811 | -1.0105 | -1.1463 | -0.94879 | -1.382 | 60.7197 | 59.1788 | 58.1529 | 57.4009 | 56.6278 | 55.9239 | 55.444 | 55.3348 | 56.5409 | 60.3319 | 64.9079 | 69.4468 | 73.1051 | 74.988 | 75.9939 | 76.5587 | 76.4034 | 75.2031 | 73.4483 | 70.8777 | 67.5885 | 64.9239 | 62.6521 | 60.6146 | 2.4582 | 2.0856 | 2.2592 | 2.4167 | 2.7974 | 2.4294 | 2.2808 | 2.3149 | 2.4966 | 2.4874 | 2.5147 | 2.8532 | 2.8272 | 3.0372 | 3.1569 | 3.0731 | 2.9372 | 2.6252 | 2.3676 | 2.3706 | 2.243 | 2.3516 | 2.4171 | 2.4358
Program Specific1-in-10Size: Over 200kWAll2018April Monthly Peak | Program Specific | 1-in-10 | Size: Over 200kW | All | 2018 | April Monthly Peak | 4 | 128.2611 | 124.2703 | 120.4879 | 120.728 | 129.5495 | 153.0577 | 179.4577 | 197.5999 | 211.231 | 220.2398 | 229.9653 | 233.7106 | 233.8911 | 235.5064 | 229.6604 | 217.2296 | 203.2395 | 189.5121 | 178.2655 | 175.7926 | 170.7217 | 161.3877 | 149.5008 | 141.2453 | 0.062155 | -0.14781 | -0.063602 | -0.37613 | -0.68984 | -1.1864 | -0.53244 | -0.61885 | -0.47417 | -0.23498 | -0.481 | -0.044294 | 0.75796 | 3.6853 | 12.4406 | 11.9033 | 10.5985 | 9.2104 | 2.6381 | 0.16741 | -0.61686 | -0.86773 | -1.0827 | -1.3884 | 70.5455 | 69.1262 | 67.5765 | 66.3205 | 65.3571 | 64.4415 | 63.8003 | 63.8899 | 66.9776 | 72.5344 | 78.1632 | 83.4896 | 86.9455 | 88.8975 | 89.6083 | 89.9885 | 89.7788 | 88.8727 | 87.0496 | 83.319 | 78.5877 | 74.7755 | 72.21 | 70.2695 | 2.3858 | 2.0276 | 2.2001 | 2.3586 | 2.7333 | 2.3724 | 2.1878 | 2.2516 | 2.4836 | 2.5257 | 2.582 | 2.9293 | 2.9156 | 3.1251 | 3.2405 | 3.1495 | 2.9947 | 2.6402 | 2.3272 | 2.337 | 2.2347 | 2.3412 | 2.3971 | 2.412
Program Specific1-in-10Size: Over 200kWAll2018May Monthly Peak | Program Specific | 1-in-10 | Size: Over 200kW | All | 2018 | May Monthly Peak | 5 | 129.4742 | 125.5205 | 122.0787 | 122.4935 | 132.0096 | 156.2865 | 181.9604 | 203.73 | 219.9911 | 231.1829 | 241.8687 | 245.4487 | 244.7841 | 245.929 | 239.5922 | 225.9144 | 210.9105 | 195.6923 | 183.1253 | 178.0838 | 174.418 | 165.1371 | 153.0597 | 144.9661 | -0.3851 | -0.34954 | -0.30476 | -0.57379 | -0.94049 | -1.3058 | -0.91183 | -1.0948 | -0.43521 | -0.061735 | -0.81368 | -0.44441 | 0.48041 | 3.7153 | 12.8309 | 12.3749 | 11.0548 | 9.6266 | 3.2024 | 0.27188 | -0.43015 | -0.743 | -1.2086 | -1.4043 | 73.7072 | 72.028 | 70.6195 | 69.8364 | 69.0692 | 68.1774 | 67.8438 | 68.1963 | 71.6532 | 77.2028 | 82.1725 | 85.7341 | 88.4582 | 90.3581 | 91.5248 | 91.8354 | 91.2727 | 89.9581 | 88.6078 | 85.9836 | 81.9779 | 77.8451 | 75.332 | 73.0631 | 2.4018 | 2.0408 | 2.2196 | 2.3829 | 2.7741 | 2.4113 | 2.2092 | 2.3132 | 2.5754 | 2.64 | 2.7034 | 3.0657 | 3.0379 | 3.2469 | 3.3599 | 3.2533 | 3.0867 | 2.7069 | 2.3771 | 2.3522 | 2.2703 | 2.3869 | 2.4454 | 2.4711
Program Specific1-in-10Size: Over 200kWAll2018June Monthly Peak | Program Specific | 1-in-10 | Size: Over 200kW | All | 2018 | June Monthly Peak | 6 | 135.4742 | 131.2436 | 127.1481 | 127.3819 | 136.19 | 158.8651 | 183.804 | 203.6778 | 217.1737 | 225.8124 | 234.7074 | 236.5553 | 232.7915 | 233.1322 | 227.2891 | 217.424 | 204.9682 | 191.7292 | 182.6539 | 177.4887 | 175.2252 | 167.0364 | 154.8858 | 147.3968 | -0.23999 | -0.34217 | -0.24989 | -0.55508 | -0.92089 | -1.3609 | -0.77389 | -0.80107 | -0.40793 | -0.053137 | -0.58852 | -0.11166 | 0.76678 | 3.6883 | 12.4746 | 12.1079 | 10.8456 | 9.4977 | 3.0278 | 0.26741 | -0.55221 | -0.87086 | -1.2085 | -1.46 | 70.6434 | 69.4914 | 68.5862 | 67.7037 | 66.5121 | 65.5377 | 65.0745 | 66.2275 | 69.7044 | 74.4941 | 79.5279 | 83.9969 | 87.0366 | 89.0065 | 90.3408 | 90.7817 | 91.1193 | 90.0102 | 88.8789 | 86.0629 | 82.0835 | 78.2709 | 75.852 | 74.0846 | 2.5387 | 2.1511 | 2.3266 | 2.4789 | 2.8488 | 2.4503 | 2.2273 | 2.3041 | 2.5337 | 2.572 | 2.6216 | 2.9566 | 2.8848 | 3.0708 | 3.1701 | 3.1105 | 2.9807 | 2.6454 | 2.3724 | 2.3415 | 2.2817 | 2.4196 | 2.4803 | 2.5238
Program Specific1-in-10Size: Over 200kWAll2018July Monthly Peak | Program Specific | 1-in-10 | Size: Over 200kW | All | 2018 | July Monthly Peak | 7 | 138.632 | 134.4572 | 131.1637 | 131.2581 | 140.8108 | 165.1127 | 191.1726 | 210.101 | 223.0139 | 231.8783 | 240.4265 | 241.7953 | 238.1755 | 238.8082 | 233.2846 | 223.7317 | 211.661 | 198.8052 | 188.6828 | 183.2891 | 180.6292 | 172.2086 | 159.7226 | 151.649 | -0.75069 | -0.56019 | -0.51803 | -0.78508 | -1.2148 | -1.4874 | -1.2089 | -1.3439 | -0.36941 | 0.12054 | -0.95158 | -0.56318 | 0.4311 | 3.6262 | 12.5974 | 12.4142 | 11.2435 | 9.9634 | 3.6857 | 0.40182 | -0.32317 | -0.71474 | -1.3477 | -1.471 | 75.9947 | 74.583 | 73.4035 | 72.2688 | 71.5142 | 70.8377 | 70.4244 | 70.9193 | 73.7138 | 78.2852 | 83.1488 | 87.0412 | 88.9039 | 89.8016 | 91.0278 | 91.4124 | 91.1001 | 90.5227 | 89.1438 | 86.8173 | 83.2205 | 79.8054 | 77.6328 | 76.2121 | 2.6195 | 2.2194 | 2.4192 | 2.5703 | 2.9613 | 2.5607 | 2.3283 | 2.3883 | 2.6139 | 2.6539 | 2.6991 | 3.0411 | 2.9632 | 3.1582 | 3.2609 | 3.2048 | 3.0775 | 2.7486 | 2.4613 | 2.4288 | 2.3657 | 2.5114 | 2.5768 | 2.6194
Program Specific1-in-10Size: Over 200kWAll2018August Monthly Peak | Program Specific | 1-in-10 | Size: Over 200kW | All | 2018 | August Monthly Peak | 8 | 142.3305 | 137.7203 | 133.8715 | 134.6223 | 144.4964 | 170.1588 | 199.0334 | 219.8126 | 235.401 | 245.8685 | 255.6472 | 258.2018 | 255.1639 | 256.2189 | 249.808 | 237.5283 | 222.5221 | 207.1504 | 195.6247 | 190.6839 | 186.3288 | 176.6819 | 163.9693 | 155.9749 | -1.154 | -0.76661 | -0.74621 | -0.94452 | -1.4125 | -1.6542 | -1.5777 | -1.7858 | -0.34131 | 0.28205 | -1.2182 | -0.92571 | 0.17834 | 3.7023 | 13.254 | 13.046 | 11.7193 | 10.3376 | 4.0869 | 0.37194 | -0.26651 | -0.67044 | -1.4881 | -1.5097 | 75.9468 | 75.1158 | 74.2853 | 73.4858 | 72.8602 | 72.4775 | 72.3243 | 72.666 | 75.2332 | 80.0032 | 84.504 | 88.8074 | 92.0385 | 94.0494 | 95.011 | 96.0249 | 96.4381 | 95.8427 | 95.0666 | 92.2845 | 87.9437 | 84.5647 | 82.3047 | 80.1634 | 2.7347 | 2.3096 | 2.5092 | 2.6789 | 3.0898 | 2.6822 | 2.4642 | 2.5424 | 2.8077 | 2.8618 | 2.9187 | 3.3049 | 3.2327 | 3.4512 | 3.559 | 3.4652 | 3.2864 | 2.9046 | 2.5922 | 2.5653 | 2.4788 | 2.6189 | 2.6879 | 2.7382
Program Specific1-in-10Size: Over 200kWAll2018September Monthly Peak | Program Specific | 1-in-10 | Size: Over 200kW | All | 2018 | September Monthly Peak | 9 | 141.008 | 137.1861 | 133.733 | 134.5224 | 144.943 | 170.7009 | 201.4275 | 223.6796 | 243.613 | 256.2446 | 266.9235 | 269.7266 | 266.2608 | 267.3343 | 259.9298 | 245.3379 | 228.22 | 211.3214 | 199.3768 | 196.3568 | 188.2366 | 178.4021 | 164.2819 | 155.7877 | -1.1673 | -0.71687 | -0.73818 | -0.9393 | -1.4084 | -1.5907 | -1.6369 | -1.9821 | -0.39578 | 0.22053 | -1.4142 | -1.1878 | -0.045836 | 3.7465 | 13.5465 | 13.3148 | 11.9525 | 10.4894 | 4.2307 | 0.38641 | -0.18724 | -0.59008 | -1.4724 | -1.4746 | 78.4058 | 77.3847 | 76.4008 | 75.8097 | 75.0521 | 74.6476 | 74.2709 | 74.1163 | 76.075 | 80.309 | 84.8339 | 89.2633 | 92.5435 | 94.6466 | 95.3805 | 95.6004 | 95.2166 | 93.8271 | 92.0919 | 88.9209 | 84.9613 | 81.8134 | 79.4288 | 77.6086 | 2.7312 | 2.3218 | 2.5304 | 2.709 | 3.1504 | 2.7254 | 2.5305 | 2.6286 | 2.9578 | 3.0346 | 3.0928 | 3.4942 | 3.4229 | 3.6577 | 3.7756 | 3.6507 | 3.438 | 3.0127 | 2.676 | 2.6762 | 2.5343 | 2.6725 | 2.7222 | 2.7621
Program Specific1-in-10Size: Over 200kWAll2018October Monthly Peak | Program Specific | 1-in-10 | Size: Over 200kW | All | 2018 | October Monthly Peak | 10 | 135.5314 | 131.4217 | 127.2037 | 127.0812 | 136.4151 | 160.7971 | 190.4434 | 208.8634 | 224.6394 | 236.2952 | 247.5031 | 252.2465 | 251.8317 | 253.5284 | 247.1469 | 233.0454 | 216.4056 | 201.126 | 193.3915 | 186.9493 | 178.3427 | 168.6641 | 156.0915 | 147.5078 | -0.39471 | -0.40336 | -0.33323 | -0.59327 | -0.96415 | -1.4032 | -0.94289 | -1.0446 | -0.4255 | -0.032454 | -0.75164 | -0.34983 | 0.59394 | 3.8479 | 13.3114 | 12.805 | 11.3308 | 9.8845 | 3.2968 | 0.2226 | -0.53151 | -0.83943 | -1.2591 | -1.4548 | 73.4784 | 72.1314 | 71.1558 | 70.0646 | 69.0676 | 68.3166 | 67.9846 | 67.7283 | 68.7258 | 72.6677 | 78.0134 | 83.5727 | 88.1735 | 91.0128 | 91.9441 | 92.3326 | 91.9765 | 90.5855 | 87.5205 | 82.9821 | 78.9326 | 76.3366 | 74.5297 | 72.9099 | 2.5241 | 2.1414 | 2.3152 | 2.4695 | 2.8643 | 2.4797 | 2.3129 | 2.3715 | 2.6307 | 2.6983 | 2.7653 | 3.1529 | 3.1278 | 3.3505 | 3.4721 | 3.363 | 3.1672 | 2.7844 | 2.5096 | 2.4653 | 2.32 | 2.4361 | 2.4943 | 2.5181
Program Specific1-in-10Size: Over 200kWAll2018November Monthly Peak | Program Specific | 1-in-10 | Size: Over 200kW | All | 2018 | November Monthly Peak | 11 | 128.1201 | 124.3399 | 120.6872 | 120.8251 | 130.0543 | 153.7433 | 179.7887 | 197.3833 | 211.0561 | 220.4335 | 229.6922 | 233.0686 | 232.3989 | 233.59 | 226.7377 | 213.3724 | 200.7081 | 192.3783 | 181.2724 | 173.6468 | 166.165 | 157.2815 | 146.4415 | 139.2033 | 0.31535 | -0.001584 | 0.085561 | -0.2793 | -0.57296 | -1.099 | -0.34129 | -0.42622 | -0.51297 | -0.34934 | -0.38346 | 0.091988 | 0.85385 | 3.7354 | 12.3874 | 11.7529 | 10.5197 | 9.3765 | 2.5056 | 0.16599 | -0.63936 | -0.86942 | -0.98898 | -1.3592 | 69.4135 | 67.7848 | 67.1274 | 65.8313 | 65.0004 | 64.0677 | 63.7639 | 63.9924 | 66.3002 | 71.1444 | 77.2606 | 82.2082 | 85.2831 | 86.8631 | 87.7744 | 87.4531 | 85.7946 | 83.0727 | 79.9548 | 76.8435 | 74.4185 | 72.5353 | 70.7169 | 69.5481 | 2.4225 | 2.0571 | 2.2342 | 2.3799 | 2.7595 | 2.4042 | 2.212 | 2.2673 | 2.499 | 2.545 | 2.5974 | 2.9489 | 2.92 | 3.1235 | 3.22 | 3.116 | 2.9825 | 2.7016 | 2.3869 | 2.3237 | 2.1909 | 2.3035 | 2.3729 | 2.4101
Program Specific1-in-10Size: Over 200kWAll2018December Monthly Peak | Program Specific | 1-in-10 | Size: Over 200kW | All | 2018 | December Monthly Peak | 12 | 118.842 | 115.0126 | 111.8365 | 111.5223 | 120.2806 | 143.4743 | 170.5369 | 185.0357 | 193.8864 | 195.631 | 196.8265 | 194.463 | 189.6289 | 188.0273 | 181.0601 | 171.9136 | 165.5033 | 162.9065 | 158.4098 | 153.3867 | 147.8779 | 142.0005 | 132.5151 | 125.8558 | 0.66629 | 0.076029 | 0.23789 | -0.090179 | -0.30072 | -1.0809 | 0.0014238 | 0.1074 | -0.4682 | -0.38183 | 0.041055 | 0.5142 | 1.0474 | 3.1317 | 10.1829 | 9.5745 | 8.6135 | 7.8055 | 1.5878 | -0.12882 | -0.94365 | -1.0823 | -0.89111 | -1.2976 | 45.7813 | 45.0894 | 44.8022 | 44.8201 | 44.873 | 44.634 | 45.0531 | 45.1141 | 45.6718 | 47.1193 | 48.6942 | 50.4341 | 51.782 | 52.1398 | 52.2281 | 52.1381 | 51.6566 | 50.5791 | 49.3265 | 48.0682 | 46.8034 | 46.2789 | 45.9948 | 45.2868 | 2.3636 | 2.0016 | 2.1793 | 2.3159 | 2.7052 | 2.3694 | 2.2176 | 2.2499 | 2.4296 | 2.3843 | 2.3495 | 2.6089 | 2.5222 | 2.6646 | 2.7283 | 2.668 | 2.6241 | 2.4361 | 2.2122 | 2.1754 | 2.0575 | 2.1869 | 2.2606 | 2.2936
Program Specific1-in-10Size: Over 200kWAll2018Typical Event Day | Program Specific | 1-in-10 | Size: Over 200kW | All | 2018 | Typical Event Day | 8 | 141.54 | 136.9386 | 132.9898 | 133.7072 | 143.4803 | 168.9478 | 197.6102 | 217.7065 | 232.3656 | 241.9334 | 251.0782 | 253.4028 | 250.324 | 251.4731 | 245.287 | 233.3098 | 218.6501 | 203.7627 | 192.8576 | 188.1431 | 184.0919 | 174.6654 | 162.1938 | 154.3784 | -0.83457 | -0.6016 | -0.5653 | -0.81392 | -1.2533 | -1.5491 | -1.3157 | -1.4869 | -0.38205 | 0.14298 | -1.0367 | -0.68375 | 0.3508 | 3.7362 | 13.1236 | 12.851 | 11.537 | 10.149 | 3.7742 | 0.36266 | -0.33547 | -0.71372 | -1.3865 | -1.4929 | 75.2477 | 74.1437 | 73.169 | 72.317 | 71.4847 | 70.8751 | 70.5236 | 70.9823 | 73.6816 | 78.2729 | 83.0036 | 87.2772 | 90.1306 | 91.876 | 92.94 | 93.4549 | 93.4685 | 92.5507 | 91.2953 | 88.5214 | 84.5523 | 81.1136 | 78.8046 | 77.0172 | 2.6762 | 2.261 | 2.4546 | 2.6225 | 3.0256 | 2.6253 | 2.4125 | 2.4839 | 2.7347 | 2.7786 | 2.8277 | 3.1967 | 3.1293 | 3.3436 | 3.4528 | 3.3639 | 3.1924 | 2.8219 | 2.5201 | 2.4975 | 2.415 | 2.5506 | 2.6188 | 2.6673
Program Specific1-in-10Size: Over 200kWAll2019January Monthly Peak | Program Specific | 1-in-10 | Size: Over 200kW | All | 2019 | January Monthly Peak | 1 | 117.4569 | 113.9661 | 110.6976 | 111.2497 | 120.7335 | 144.9999 | 173.6287 | 189.2643 | 198.2144 | 198.4004 | 199.2368 | 196.8288 | 191.3172 | 189.5437 | 182.0567 | 172.1971 | 163.701 | 161.6009 | 157.9445 | 152.6294 | 147.0637 | 141.1611 | 132.2444 | 125.9551 | 0.64519 | 0.063647 | 0.2231 | -0.093291 | -0.30457 | -1.1002 | -0.006837 | 0.10272 | -0.47972 | -0.38738 | 0.039855 | 0.51858 | 1.0577 | 3.1595 | 10.2433 | 9.5846 | 8.5071 | 7.7197 | 1.57 | -0.139 | -0.94506 | -1.0779 | -0.88941 | -1.2993 | 45.7013 | 44.9226 | 44.0916 | 43.5386 | 43.1592 | 42.8164 | 42.5424 | 42.3314 | 42.8037 | 45.1707 | 47.8666 | 49.9518 | 51.8071 | 52.581 | 52.912 | 52.7295 | 51.6675 | 50.2595 | 48.2465 | 46.6572 | 45.5313 | 44.8467 | 44.2768 | 43.5872 | 2.3301 | 1.9801 | 2.1514 | 2.3119 | 2.725 | 2.3968 | 2.2626 | 2.3073 | 2.4896 | 2.4217 | 2.381 | 2.6424 | 2.5432 | 2.6852 | 2.7422 | 2.6752 | 2.6028 | 2.4262 | 2.2106 | 2.1681 | 2.0472 | 2.174 | 2.2555 | 2.2936
Program Specific1-in-10Size: Over 200kWAll2019February Monthly Peak | Program Specific | 1-in-10 | Size: Over 200kW | All | 2019 | February Monthly Peak | 2 | 119.3027 | 115.6772 | 112.373 | 112.9683 | 121.8221 | 145.3997 | 173.0979 | 187.6 | 196.6144 | 198.7569 | 202.1289 | 202.8696 | 199.9742 | 200.4715 | 194.6521 | 183.3363 | 172.6854 | 167.2222 | 163.5547 | 157.3701 | 151.4712 | 144.3717 | 134.4412 | 127.7077 | 0.6425 | 0.052177 | 0.22312 | -0.097566 | -0.31518 | -1.1007 | -0.0071746 | 0.10813 | -0.47515 | -0.38511 | 0.046707 | 0.54519 | 1.119 | 3.3209 | 10.8856 | 10.1558 | 8.9387 | 7.9649 | 1.6395 | -0.13067 | -0.96246 | -1.0987 | -0.90688 | -1.3174 | 52.174 | 51.7517 | 51.0701 | 50.5351 | 50.46 | 49.7344 | 48.4468 | 49.1833 | 50.5119 | 52.7033 | 54.9511 | 56.1991 | 57.5957 | 59.0379 | 60.0521 | 60.3284 | 59.5056 | 58.8493 | 57.1703 | 55.4587 | 54.0668 | 52.7342 | 52.1101 | 51.2262 | 2.3583 | 2.0037 | 2.1809 | 2.3451 | 2.7406 | 2.3975 | 2.2499 | 2.278 | 2.4605 | 2.4202 | 2.4112 | 2.713 | 2.6545 | 2.8394 | 2.9391 | 2.8491 | 2.7399 | 2.5051 | 2.283 | 2.2331 | 2.1074 | 2.2217 | 2.2904 | 2.3184
Program Specific1-in-10Size: Over 200kWAll2019March Monthly Peak | Program Specific | 1-in-10 | Size: Over 200kW | All | 2019 | March Monthly Peak | 3 | 124.264 | 120.2825 | 116.4129 | 116.4651 | 124.6617 | 147.6197 | 175.9053 | 191.1261 | 200.2031 | 204.7461 | 211.2312 | 214.0559 | 213.4763 | 215.2676 | 210.2243 | 198.919 | 186.7217 | 176.3592 | 170.1533 | 167.4699 | 161.3975 | 152.88 | 141.9513 | 134.2169 | 0.67717 | 0.063575 | 0.23149 | -0.098927 | -0.32596 | -1.113 | -0.0063888 | 0.11257 | -0.48299 | -0.39331 | 0.055435 | 0.58557 | 1.2088 | 3.5813 | 11.7602 | 11.0218 | 9.6883 | 8.4176 | 1.7244 | -0.11811 | -1.0105 | -1.1463 | -0.94879 | -1.382 | 60.7197 | 59.1788 | 58.1529 | 57.4009 | 56.6278 | 55.9239 | 55.444 | 55.3348 | 56.5409 | 60.3319 | 64.9079 | 69.4468 | 73.1051 | 74.988 | 75.9939 | 76.5587 | 76.4034 | 75.2032 | 73.4483 | 70.8777 | 67.5885 | 64.9239 | 62.6521 | 60.6146 | 2.4582 | 2.0856 | 2.2592 | 2.4167 | 2.7974 | 2.4294 | 2.2808 | 2.3149 | 2.4966 | 2.4874 | 2.5147 | 2.8532 | 2.8272 | 3.0372 | 3.1569 | 3.0731 | 2.9372 | 2.6252 | 2.3676 | 2.3706 | 2.243 | 2.3516 | 2.4171 | 2.4358
Program Specific1-in-10Size: Over 200kWAll2019April Monthly Peak | Program Specific | 1-in-10 | Size: Over 200kW | All | 2019 | April Monthly Peak | 4 | 128.2611 | 124.2703 | 120.4879 | 120.728 | 129.5495 | 153.0577 | 179.4578 | 197.5999 | 211.231 | 220.2398 | 229.9653 | 233.7106 | 233.8911 | 235.5064 | 229.6604 | 217.2296 | 203.2395 | 189.5121 | 178.2655 | 175.7926 | 170.7217 | 161.3877 | 149.5008 | 141.2453 | 0.062155 | -0.14781 | -0.063602 | -0.37613 | -0.68984 | -1.1864 | -0.53244 | -0.61885 | -0.47417 | -0.23498 | -0.481 | -0.044295 | 0.75796 | 3.6853 | 12.4406 | 11.9033 | 10.5985 | 9.2104 | 2.6381 | 0.16741 | -0.61686 | -0.86773 | -1.0827 | -1.3884 | 70.5455 | 69.1262 | 67.5765 | 66.3205 | 65.3571 | 64.4415 | 63.8003 | 63.8899 | 66.9776 | 72.5344 | 78.1632 | 83.4896 | 86.9455 | 88.8975 | 89.6083 | 89.9885 | 89.7788 | 88.8727 | 87.0496 | 83.319 | 78.5877 | 74.7755 | 72.21 | 70.2695 | 2.3858 | 2.0276 | 2.2001 | 2.3586 | 2.7333 | 2.3724 | 2.1878 | 2.2516 | 2.4836 | 2.5257 | 2.582 | 2.9293 | 2.9156 | 3.1251 | 3.2405 | 3.1495 | 2.9947 | 2.6402 | 2.3272 | 2.337 | 2.2347 | 2.3412 | 2.3971 | 2.412
Program Specific1-in-10Size: Over 200kWAll2019May Monthly Peak | Program Specific | 1-in-10 | Size: Over 200kW | All | 2019 | May Monthly Peak | 5 | 129.4742 | 125.5205 | 122.0787 | 122.4935 | 132.0096 | 156.2865 | 181.9604 | 203.73 | 219.9912 | 231.1829 | 241.8687 | 245.4487 | 244.7841 | 245.929 | 239.5922 | 225.9144 | 210.9105 | 195.6923 | 183.1253 | 178.0838 | 174.418 | 165.1371 | 153.0597 | 144.9661 | -0.3851 | -0.34954 | -0.30476 | -0.57379 | -0.94049 | -1.3058 | -0.91183 | -1.0948 | -0.43521 | -0.061735 | -0.81368 | -0.44441 | 0.48041 | 3.7153 | 12.8309 | 12.3749 | 11.0548 | 9.6266 | 3.2024 | 0.27188 | -0.43015 | -0.743 | -1.2086 | -1.4043 | 73.7072 | 72.028 | 70.6195 | 69.8364 | 69.0692 | 68.1774 | 67.8438 | 68.1963 | 71.6532 | 77.2028 | 82.1725 | 85.7341 | 88.4582 | 90.3581 | 91.5248 | 91.8354 | 91.2727 | 89.9581 | 88.6078 | 85.9836 | 81.9779 | 77.8451 | 75.332 | 73.0631 | 2.4018 | 2.0408 | 2.2196 | 2.3829 | 2.7741 | 2.4113 | 2.2092 | 2.3132 | 2.5754 | 2.64 | 2.7034 | 3.0657 | 3.0379 | 3.2469 | 3.3599 | 3.2533 | 3.0867 | 2.7069 | 2.3771 | 2.3522 | 2.2703 | 2.3869 | 2.4454 | 2.4711
Program Specific1-in-10Size: Over 200kWAll2019June Monthly Peak | Program Specific | 1-in-10 | Size: Over 200kW | All | 2019 | June Monthly Peak | 6 | 135.4742 | 131.2436 | 127.1481 | 127.3819 | 136.19 | 158.8651 | 183.804 | 203.6779 | 217.1737 | 225.8124 | 234.7074 | 236.5553 | 232.7915 | 233.1322 | 227.2891 | 217.424 | 204.9682 | 191.7292 | 182.6539 | 177.4887 | 175.2252 | 167.0364 | 154.8858 | 147.3968 | -0.23999 | -0.34217 | -0.24989 | -0.55508 | -0.92089 | -1.3609 | -0.77389 | -0.80107 | -0.40793 | -0.053137 | -0.58852 | -0.11166 | 0.76678 | 3.6883 | 12.4746 | 12.1079 | 10.8456 | 9.4977 | 3.0278 | 0.26741 | -0.55221 | -0.87086 | -1.2085 | -1.46 | 70.6434 | 69.4914 | 68.5862 | 67.7037 | 66.5121 | 65.5377 | 65.0745 | 66.2275 | 69.7044 | 74.4941 | 79.5279 | 83.9969 | 87.0366 | 89.0065 | 90.3408 | 90.7817 | 91.1193 | 90.0102 | 88.8789 | 86.0629 | 82.0835 | 78.2709 | 75.852 | 74.0846 | 2.5387 | 2.1511 | 2.3266 | 2.4789 | 2.8488 | 2.4503 | 2.2273 | 2.3041 | 2.5337 | 2.572 | 2.6216 | 2.9566 | 2.8848 | 3.0708 | 3.1701 | 3.1105 | 2.9807 | 2.6454 | 2.3724 | 2.3415 | 2.2817 | 2.4196 | 2.4803 | 2.5238
Program Specific1-in-10Size: Over 200kWAll2019July Monthly Peak | Program Specific | 1-in-10 | Size: Over 200kW | All | 2019 | July Monthly Peak | 7 | 138.632 | 134.4572 | 131.1637 | 131.2581 | 140.8108 | 165.1127 | 191.1726 | 210.101 | 223.0139 | 231.8783 | 240.4265 | 241.7953 | 238.1755 | 238.8082 | 233.2846 | 223.7317 | 211.661 | 198.8052 | 188.6828 | 183.2891 | 180.6292 | 172.2086 | 159.7226 | 151.649 | -0.75069 | -0.56019 | -0.51803 | -0.78508 | -1.2148 | -1.4874 | -1.2089 | -1.3439 | -0.36941 | 0.12054 | -0.95158 | -0.56318 | 0.4311 | 3.6262 | 12.5974 | 12.4142 | 11.2435 | 9.9634 | 3.6857 | 0.40182 | -0.32317 | -0.71474 | -1.3477 | -1.471 | 75.9947 | 74.583 | 73.4035 | 72.2688 | 71.5142 | 70.8377 | 70.4244 | 70.9193 | 73.7138 | 78.2852 | 83.1488 | 87.0412 | 88.9039 | 89.8016 | 91.0278 | 91.4124 | 91.1001 | 90.5227 | 89.1438 | 86.8173 | 83.2205 | 79.8053 | 77.6328 | 76.2121 | 2.6195 | 2.2194 | 2.4192 | 2.5703 | 2.9613 | 2.5607 | 2.3283 | 2.3883 | 2.6139 | 2.6539 | 2.6991 | 3.0411 | 2.9632 | 3.1582 | 3.2609 | 3.2048 | 3.0775 | 2.7486 | 2.4613 | 2.4288 | 2.3657 | 2.5114 | 2.5768 | 2.6194
Program Specific1-in-10Size: Over 200kWAll2019August Monthly Peak | Program Specific | 1-in-10 | Size: Over 200kW | All | 2019 | August Monthly Peak | 8 | 142.3305 | 137.7203 | 133.8715 | 134.6223 | 144.4964 | 170.1588 | 199.0334 | 219.8126 | 235.401 | 245.8685 | 255.6472 | 258.2018 | 255.1639 | 256.2189 | 249.808 | 237.5283 | 222.5221 | 207.1504 | 195.6247 | 190.684 | 186.3288 | 176.6819 | 163.9693 | 155.9749 | -1.154 | -0.76661 | -0.74621 | -0.94452 | -1.4125 | -1.6542 | -1.5777 | -1.7858 | -0.34131 | 0.28205 | -1.2182 | -0.92571 | 0.17834 | 3.7023 | 13.254 | 13.046 | 11.7193 | 10.3376 | 4.0869 | 0.37194 | -0.26651 | -0.67044 | -1.4881 | -1.5097 | 75.9468 | 75.1158 | 74.2853 | 73.4858 | 72.8602 | 72.4775 | 72.3243 | 72.666 | 75.2332 | 80.0032 | 84.504 | 88.8074 | 92.0385 | 94.0494 | 95.011 | 96.0249 | 96.4381 | 95.8427 | 95.0666 | 92.2845 | 87.9437 | 84.5647 | 82.3047 | 80.1634 | 2.7347 | 2.3096 | 2.5092 | 2.6789 | 3.0898 | 2.6822 | 2.4642 | 2.5424 | 2.8077 | 2.8618 | 2.9187 | 3.3049 | 3.2327 | 3.4512 | 3.559 | 3.4652 | 3.2864 | 2.9046 | 2.5922 | 2.5653 | 2.4788 | 2.6189 | 2.6879 | 2.7382
Program Specific1-in-10Size: Over 200kWAll2019September Monthly Peak | Program Specific | 1-in-10 | Size: Over 200kW | All | 2019 | September Monthly Peak | 9 | 141.008 | 137.1861 | 133.733 | 134.5224 | 144.943 | 170.701 | 201.4275 | 223.6796 | 243.613 | 256.2446 | 266.9235 | 269.7266 | 266.2608 | 267.3343 | 259.9298 | 245.3379 | 228.22 | 211.3214 | 199.3768 | 196.3568 | 188.2366 | 178.4021 | 164.2819 | 155.7877 | -1.1673 | -0.71687 | -0.73818 | -0.9393 | -1.4084 | -1.5907 | -1.6369 | -1.9821 | -0.39578 | 0.22053 | -1.4142 | -1.1878 | -0.045836 | 3.7465 | 13.5465 | 13.3148 | 11.9525 | 10.4894 | 4.2307 | 0.38641 | -0.18724 | -0.59008 | -1.4724 | -1.4746 | 78.4058 | 77.3847 | 76.4008 | 75.8097 | 75.0521 | 74.6476 | 74.2709 | 74.1163 | 76.075 | 80.309 | 84.8339 | 89.2633 | 92.5435 | 94.6466 | 95.3805 | 95.6004 | 95.2166 | 93.8271 | 92.0919 | 88.9209 | 84.9613 | 81.8134 | 79.4288 | 77.6086 | 2.7312 | 2.3218 | 2.5304 | 2.709 | 3.1504 | 2.7254 | 2.5305 | 2.6286 | 2.9578 | 3.0346 | 3.0928 | 3.4942 | 3.4229 | 3.6577 | 3.7756 | 3.6507 | 3.438 | 3.0127 | 2.676 | 2.6762 | 2.5343 | 2.6725 | 2.7222 | 2.7621
Program Specific1-in-10Size: Over 200kWAll2019October Monthly Peak | Program Specific | 1-in-10 | Size: Over 200kW | All | 2019 | October Monthly Peak | 10 | 135.5314 | 131.4217 | 127.2037 | 127.0812 | 136.4151 | 160.7971 | 190.4434 | 208.8634 | 224.6394 | 236.2952 | 247.5031 | 252.2465 | 251.8317 | 253.5284 | 247.1469 | 233.0454 | 216.4056 | 201.126 | 193.3915 | 186.9493 | 178.3427 | 168.6641 | 156.0915 | 147.5078 | -0.39471 | -0.40336 | -0.33323 | -0.59327 | -0.96415 | -1.4032 | -0.94289 | -1.0446 | -0.4255 | -0.032454 | -0.75164 | -0.34983 | 0.59394 | 3.8479 | 13.3114 | 12.805 | 11.3308 | 9.8845 | 3.2968 | 0.2226 | -0.53151 | -0.83943 | -1.2591 | -1.4548 | 73.4784 | 72.1314 | 71.1558 | 70.0646 | 69.0676 | 68.3166 | 67.9846 | 67.7283 | 68.7258 | 72.6677 | 78.0134 | 83.5727 | 88.1735 | 91.0128 | 91.9441 | 92.3326 | 91.9765 | 90.5855 | 87.5205 | 82.9821 | 78.9326 | 76.3366 | 74.5297 | 72.9099 | 2.5241 | 2.1414 | 2.3152 | 2.4695 | 2.8643 | 2.4797 | 2.3129 | 2.3715 | 2.6307 | 2.6983 | 2.7653 | 3.1529 | 3.1278 | 3.3505 | 3.4721 | 3.363 | 3.1672 | 2.7844 | 2.5096 | 2.4653 | 2.32 | 2.4361 | 2.4943 | 2.5181
Program Specific1-in-10Size: Over 200kWAll2019November Monthly Peak | Program Specific | 1-in-10 | Size: Over 200kW | All | 2019 | November Monthly Peak | 11 | 128.1201 | 124.3399 | 120.6872 | 120.8251 | 130.0543 | 153.7433 | 179.7887 | 197.3833 | 211.0561 | 220.4335 | 229.6922 | 233.0686 | 232.3989 | 233.59 | 226.7377 | 213.3724 | 200.7081 | 192.3783 | 181.2724 | 173.6468 | 166.165 | 157.2815 | 146.4415 | 139.2033 | 0.31535 | -0.0015841 | 0.085561 | -0.2793 | -0.57296 | -1.099 | -0.34129 | -0.42622 | -0.51297 | -0.34934 | -0.38346 | 0.091988 | 0.85385 | 3.7354 | 12.3874 | 11.7529 | 10.5197 | 9.3765 | 2.5056 | 0.16599 | -0.63936 | -0.86942 | -0.98898 | -1.3592 | 69.4135 | 67.7848 | 67.1274 | 65.8313 | 65.0004 | 64.0677 | 63.7639 | 63.9925 | 66.3002 | 71.1444 | 77.2606 | 82.2082 | 85.2831 | 86.8631 | 87.7744 | 87.4531 | 85.7946 | 83.0726 | 79.9548 | 76.8435 | 74.4185 | 72.5353 | 70.7169 | 69.5481 | 2.4225 | 2.0571 | 2.2342 | 2.3799 | 2.7595 | 2.4042 | 2.212 | 2.2673 | 2.499 | 2.545 | 2.5974 | 2.9489 | 2.92 | 3.1235 | 3.22 | 3.116 | 2.9825 | 2.7016 | 2.3869 | 2.3237 | 2.1909 | 2.3035 | 2.3729 | 2.4101
Program Specific1-in-10Size: Over 200kWAll2019December Monthly Peak | Program Specific | 1-in-10 | Size: Over 200kW | All | 2019 | December Monthly Peak | 12 | 118.842 | 115.0126 | 111.8365 | 111.5223 | 120.2806 | 143.4743 | 170.5369 | 185.0357 | 193.8864 | 195.6309 | 196.8265 | 194.463 | 189.6289 | 188.0273 | 181.0601 | 171.9136 | 165.5033 | 162.9065 | 158.4098 | 153.3867 | 147.8779 | 142.0005 | 132.5151 | 125.8558 | 0.66629 | 0.076029 | 0.23789 | -0.090179 | -0.30072 | -1.0809 | 0.0014238 | 0.1074 | -0.4682 | -0.38183 | 0.041055 | 0.5142 | 1.0474 | 3.1317 | 10.1829 | 9.5745 | 8.6135 | 7.8055 | 1.5878 | -0.12882 | -0.94365 | -1.0823 | -0.89111 | -1.2976 | 45.7813 | 45.0894 | 44.8022 | 44.8201 | 44.873 | 44.634 | 45.0531 | 45.1141 | 45.6718 | 47.1193 | 48.6942 | 50.4341 | 51.782 | 52.1398 | 52.2281 | 52.1381 | 51.6566 | 50.5791 | 49.3265 | 48.0682 | 46.8034 | 46.2789 | 45.9948 | 45.2868 | 2.3636 | 2.0016 | 2.1793 | 2.3159 | 2.7052 | 2.3694 | 2.2176 | 2.2499 | 2.4296 | 2.3843 | 2.3495 | 2.6089 | 2.5222 | 2.6646 | 2.7283 | 2.668 | 2.6241 | 2.4361 | 2.2122 | 2.1754 | 2.0575 | 2.1869 | 2.2606 | 2.2936
Program Specific1-in-10Size: Over 200kWAll2019Typical Event Day | Program Specific | 1-in-10 | Size: Over 200kW | All | 2019 | Typical Event Day | 8 | 141.54 | 136.9386 | 132.9898 | 133.7072 | 143.4803 | 168.9477 | 197.6102 | 217.7064 | 232.3656 | 241.9334 | 251.0782 | 253.4028 | 250.324 | 251.4731 | 245.2871 | 233.3099 | 218.6501 | 203.7627 | 192.8576 | 188.1431 | 184.0919 | 174.6654 | 162.1938 | 154.3784 | -0.83457 | -0.6016 | -0.5653 | -0.81392 | -1.2533 | -1.5491 | -1.3157 | -1.4869 | -0.38205 | 0.14298 | -1.0367 | -0.68375 | 0.3508 | 3.7362 | 13.1236 | 12.851 | 11.537 | 10.149 | 3.7742 | 0.36266 | -0.33547 | -0.71372 | -1.3865 | -1.4929 | 75.2477 | 74.1437 | 73.169 | 72.317 | 71.4847 | 70.8751 | 70.5236 | 70.9823 | 73.6816 | 78.2729 | 83.0036 | 87.2772 | 90.1306 | 91.876 | 92.94 | 93.4549 | 93.4685 | 92.5507 | 91.2953 | 88.5214 | 84.5523 | 81.1136 | 78.8046 | 77.0172 | 2.6762 | 2.261 | 2.4546 | 2.6225 | 3.0256 | 2.6253 | 2.4125 | 2.4839 | 2.7347 | 2.7786 | 2.8277 | 3.1967 | 3.1293 | 3.3436 | 3.4528 | 3.3639 | 3.1924 | 2.8219 | 2.5201 | 2.4975 | 2.415 | 2.5506 | 2.6188 | 2.6673
Program Specific1-in-10Size: Over 200kWAll2020January Monthly Peak | Program Specific | 1-in-10 | Size: Over 200kW | All | 2020 | January Monthly Peak | 1 | 117.4569 | 113.9661 | 110.6976 | 111.2497 | 120.7335 | 144.9998 | 173.6287 | 189.2643 | 198.2144 | 198.4004 | 199.2368 | 196.8288 | 191.3172 | 189.5437 | 182.0567 | 172.1971 | 163.701 | 161.6009 | 157.9445 | 152.6294 | 147.0637 | 141.1611 | 132.2444 | 125.9551 | 0.64519 | 0.063647 | 0.2231 | -0.093291 | -0.30457 | -1.1002 | -0.006837 | 0.10272 | -0.47972 | -0.38738 | 0.039855 | 0.51858 | 1.0577 | 3.1595 | 10.2433 | 9.5846 | 8.5071 | 7.7197 | 1.57 | -0.139 | -0.94506 | -1.0779 | -0.88941 | -1.2993 | 45.7013 | 44.9226 | 44.0916 | 43.5386 | 43.1592 | 42.8165 | 42.5424 | 42.3314 | 42.8037 | 45.1708 | 47.8666 | 49.9518 | 51.8071 | 52.581 | 52.912 | 52.7295 | 51.6675 | 50.2595 | 48.2465 | 46.6572 | 45.5313 | 44.8467 | 44.2768 | 43.5872 | 2.3301 | 1.9801 | 2.1514 | 2.3119 | 2.725 | 2.3968 | 2.2626 | 2.3073 | 2.4896 | 2.4217 | 2.381 | 2.6424 | 2.5432 | 2.6852 | 2.7422 | 2.6752 | 2.6028 | 2.4262 | 2.2106 | 2.1681 | 2.0472 | 2.174 | 2.2555 | 2.2936
Program Specific1-in-10Size: Over 200kWAll2020February Monthly Peak | Program Specific | 1-in-10 | Size: Over 200kW | All | 2020 | February Monthly Peak | 2 | 119.3027 | 115.6772 | 112.373 | 112.9683 | 121.8221 | 145.3997 | 173.0979 | 187.6 | 196.6144 | 198.7569 | 202.1289 | 202.8696 | 199.9742 | 200.4715 | 194.6521 | 183.3363 | 172.6854 | 167.2222 | 163.5547 | 157.3701 | 151.4712 | 144.3717 | 134.4412 | 127.7077 | 0.6425 | 0.052177 | 0.22312 | -0.097566 | -0.31518 | -1.1007 | -0.0071746 | 0.10813 | -0.47515 | -0.38511 | 0.046707 | 0.54519 | 1.119 | 3.3209 | 10.8856 | 10.1558 | 8.9387 | 7.9649 | 1.6395 | -0.13067 | -0.96246 | -1.0987 | -0.90688 | -1.3174 | 52.174 | 51.7517 | 51.0701 | 50.5351 | 50.46 | 49.7344 | 48.4468 | 49.1833 | 50.5119 | 52.7033 | 54.9511 | 56.1991 | 57.5957 | 59.0379 | 60.0521 | 60.3284 | 59.5056 | 58.8493 | 57.1703 | 55.4587 | 54.0668 | 52.7342 | 52.1101 | 51.2262 | 2.3583 | 2.0037 | 2.1809 | 2.3451 | 2.7406 | 2.3975 | 2.2499 | 2.278 | 2.4605 | 2.4202 | 2.4112 | 2.713 | 2.6545 | 2.8394 | 2.9391 | 2.8491 | 2.7399 | 2.5051 | 2.283 | 2.2331 | 2.1074 | 2.2217 | 2.2904 | 2.3184
Program Specific1-in-10Size: Over 200kWAll2020March Monthly Peak | Program Specific | 1-in-10 | Size: Over 200kW | All | 2020 | March Monthly Peak | 3 | 124.264 | 120.2825 | 116.4129 | 116.4651 | 124.6617 | 147.6197 | 175.9053 | 191.1261 | 200.2031 | 204.7461 | 211.2312 | 214.0559 | 213.4763 | 215.2676 | 210.2243 | 198.919 | 186.7217 | 176.3592 | 170.1533 | 167.4699 | 161.3975 | 152.88 | 141.9512 | 134.2169 | 0.67717 | 0.063575 | 0.23149 | -0.098927 | -0.32596 | -1.113 | -0.0063889 | 0.11257 | -0.48299 | -0.39331 | 0.055435 | 0.58557 | 1.2088 | 3.5813 | 11.7602 | 11.0218 | 9.6883 | 8.4176 | 1.7244 | -0.11811 | -1.0105 | -1.1463 | -0.94879 | -1.382 | 60.7197 | 59.1788 | 58.1529 | 57.4009 | 56.6278 | 55.9239 | 55.444 | 55.3348 | 56.5409 | 60.3319 | 64.9079 | 69.4468 | 73.1051 | 74.988 | 75.9939 | 76.5587 | 76.4034 | 75.2032 | 73.4483 | 70.8778 | 67.5885 | 64.9239 | 62.6521 | 60.6146 | 2.4582 | 2.0856 | 2.2592 | 2.4167 | 2.7974 | 2.4294 | 2.2808 | 2.3149 | 2.4966 | 2.4874 | 2.5147 | 2.8532 | 2.8272 | 3.0372 | 3.1569 | 3.0731 | 2.9372 | 2.6252 | 2.3676 | 2.3706 | 2.243 | 2.3516 | 2.4171 | 2.4358
Program Specific1-in-10Size: Over 200kWAll2020April Monthly Peak | Program Specific | 1-in-10 | Size: Over 200kW | All | 2020 | April Monthly Peak | 4 | 128.2611 | 124.2703 | 120.4879 | 120.728 | 129.5495 | 153.0577 | 179.4578 | 197.5999 | 211.231 | 220.2398 | 229.9653 | 233.7106 | 233.8911 | 235.5064 | 229.6604 | 217.2296 | 203.2395 | 189.5121 | 178.2655 | 175.7926 | 170.7217 | 161.3876 | 149.5008 | 141.2453 | 0.062155 | -0.14781 | -0.063602 | -0.37613 | -0.68984 | -1.1864 | -0.53244 | -0.61885 | -0.47417 | -0.23498 | -0.481 | -0.044295 | 0.75796 | 3.6853 | 12.4406 | 11.9033 | 10.5985 | 9.2104 | 2.6381 | 0.16741 | -0.61686 | -0.86773 | -1.0827 | -1.3884 | 70.5455 | 69.1262 | 67.5765 | 66.3205 | 65.3571 | 64.4415 | 63.8003 | 63.8899 | 66.9776 | 72.5344 | 78.1632 | 83.4896 | 86.9455 | 88.8975 | 89.6083 | 89.9885 | 89.7788 | 88.8727 | 87.0496 | 83.319 | 78.5877 | 74.7755 | 72.21 | 70.2695 | 2.3858 | 2.0276 | 2.2001 | 2.3586 | 2.7333 | 2.3724 | 2.1878 | 2.2516 | 2.4836 | 2.5257 | 2.582 | 2.9293 | 2.9156 | 3.1251 | 3.2405 | 3.1495 | 2.9947 | 2.6402 | 2.3272 | 2.337 | 2.2347 | 2.3412 | 2.3971 | 2.412
Program Specific1-in-10Size: Over 200kWAll2020May Monthly Peak | Program Specific | 1-in-10 | Size: Over 200kW | All | 2020 | May Monthly Peak | 5 | 129.4742 | 125.5205 | 122.0787 | 122.4935 | 132.0096 | 156.2865 | 181.9604 | 203.73 | 219.9912 | 231.1829 | 241.8687 | 245.4487 | 244.7841 | 245.929 | 239.5922 | 225.9144 | 210.9105 | 195.6923 | 183.1253 | 178.0838 | 174.418 | 165.1371 | 153.0597 | 144.9661 | -0.3851 | -0.34954 | -0.30476 | -0.57379 | -0.94049 | -1.3058 | -0.91183 | -1.0948 | -0.43521 | -0.061735 | -0.81368 | -0.44441 | 0.48041 | 3.7153 | 12.8309 | 12.3749 | 11.0548 | 9.6266 | 3.2024 | 0.27188 | -0.43015 | -0.743 | -1.2086 | -1.4043 | 73.7072 | 72.028 | 70.6195 | 69.8364 | 69.0692 | 68.1774 | 67.8438 | 68.1963 | 71.6532 | 77.2028 | 82.1725 | 85.7341 | 88.4582 | 90.3581 | 91.5248 | 91.8354 | 91.2727 | 89.9581 | 88.6078 | 85.9836 | 81.9779 | 77.8451 | 75.332 | 73.0631 | 2.4018 | 2.0408 | 2.2196 | 2.3829 | 2.7741 | 2.4113 | 2.2092 | 2.3132 | 2.5754 | 2.64 | 2.7034 | 3.0657 | 3.0379 | 3.2469 | 3.3599 | 3.2533 | 3.0867 | 2.7069 | 2.3771 | 2.3522 | 2.2703 | 2.3869 | 2.4454 | 2.4711
Program Specific1-in-10Size: Over 200kWAll2020June Monthly Peak | Program Specific | 1-in-10 | Size: Over 200kW | All | 2020 | June Monthly Peak | 6 | 135.4742 | 131.2436 | 127.1481 | 127.3819 | 136.19 | 158.8651 | 183.804 | 203.6779 | 217.1737 | 225.8124 | 234.7074 | 236.5553 | 232.7915 | 233.1322 | 227.2891 | 217.424 | 204.9682 | 191.7292 | 182.6539 | 177.4887 | 175.2252 | 167.0364 | 154.8858 | 147.3968 | -0.23999 | -0.34217 | -0.24989 | -0.55508 | -0.92089 | -1.3609 | -0.77389 | -0.80107 | -0.40793 | -0.053137 | -0.58852 | -0.11166 | 0.76678 | 3.6883 | 12.4746 | 12.1079 | 10.8456 | 9.4977 | 3.0278 | 0.26741 | -0.55221 | -0.87086 | -1.2085 | -1.46 | 70.6434 | 69.4914 | 68.5862 | 67.7037 | 66.5121 | 65.5377 | 65.0745 | 66.2275 | 69.7044 | 74.4941 | 79.5279 | 83.9969 | 87.0366 | 89.0065 | 90.3408 | 90.7817 | 91.1193 | 90.0102 | 88.8789 | 86.0629 | 82.0835 | 78.2709 | 75.852 | 74.0846 | 2.5387 | 2.1511 | 2.3266 | 2.4789 | 2.8488 | 2.4503 | 2.2273 | 2.3041 | 2.5337 | 2.572 | 2.6216 | 2.9566 | 2.8848 | 3.0708 | 3.1701 | 3.1105 | 2.9807 | 2.6454 | 2.3724 | 2.3415 | 2.2817 | 2.4196 | 2.4803 | 2.5238
Program Specific1-in-10Size: Over 200kWAll2020July Monthly Peak | Program Specific | 1-in-10 | Size: Over 200kW | All | 2020 | July Monthly Peak | 7 | 138.632 | 134.4572 | 131.1637 | 131.2581 | 140.8108 | 165.1127 | 191.1726 | 210.101 | 223.0139 | 231.8783 | 240.4265 | 241.7953 | 238.1755 | 238.8082 | 233.2846 | 223.7317 | 211.661 | 198.8052 | 188.6828 | 183.2891 | 180.6292 | 172.2086 | 159.7226 | 151.649 | -0.75069 | -0.56019 | -0.51803 | -0.78508 | -1.2148 | -1.4874 | -1.2089 | -1.3439 | -0.36941 | 0.12054 | -0.95158 | -0.56318 | 0.4311 | 3.6262 | 12.5974 | 12.4142 | 11.2435 | 9.9634 | 3.6857 | 0.40182 | -0.32317 | -0.71474 | -1.3477 | -1.471 | 75.9947 | 74.583 | 73.4035 | 72.2688 | 71.5142 | 70.8377 | 70.4244 | 70.9193 | 73.7138 | 78.2852 | 83.1488 | 87.0412 | 88.9039 | 89.8016 | 91.0278 | 91.4124 | 91.1001 | 90.5227 | 89.1438 | 86.8173 | 83.2205 | 79.8054 | 77.6328 | 76.2121 | 2.6195 | 2.2194 | 2.4192 | 2.5703 | 2.9613 | 2.5607 | 2.3283 | 2.3883 | 2.6139 | 2.6539 | 2.6991 | 3.0411 | 2.9632 | 3.1582 | 3.2609 | 3.2048 | 3.0775 | 2.7486 | 2.4613 | 2.4288 | 2.3657 | 2.5114 | 2.5768 | 2.6194
Program Specific1-in-10Size: Over 200kWAll2020August Monthly Peak | Program Specific | 1-in-10 | Size: Over 200kW | All | 2020 | August Monthly Peak | 8 | 142.3305 | 137.7203 | 133.8715 | 134.6223 | 144.4964 | 170.1588 | 199.0334 | 219.8126 | 235.401 | 245.8685 | 255.6472 | 258.2018 | 255.1639 | 256.2189 | 249.808 | 237.5283 | 222.5221 | 207.1504 | 195.6247 | 190.684 | 186.3288 | 176.6819 | 163.9693 | 155.9749 | -1.154 | -0.76661 | -0.74621 | -0.94452 | -1.4125 | -1.6542 | -1.5777 | -1.7858 | -0.34131 | 0.28205 | -1.2182 | -0.92571 | 0.17834 | 3.7023 | 13.254 | 13.046 | 11.7193 | 10.3376 | 4.0869 | 0.37194 | -0.26651 | -0.67044 | -1.4881 | -1.5097 | 75.9468 | 75.1158 | 74.2853 | 73.4858 | 72.8602 | 72.4775 | 72.3243 | 72.666 | 75.2331 | 80.0031 | 84.504 | 88.8074 | 92.0385 | 94.0494 | 95.011 | 96.0249 | 96.4381 | 95.8427 | 95.0666 | 92.2845 | 87.9437 | 84.5647 | 82.3047 | 80.1634 | 2.7347 | 2.3096 | 2.5092 | 2.6789 | 3.0898 | 2.6822 | 2.4642 | 2.5424 | 2.8077 | 2.8618 | 2.9187 | 3.3049 | 3.2327 | 3.4512 | 3.559 | 3.4652 | 3.2864 | 2.9046 | 2.5922 | 2.5653 | 2.4788 | 2.6189 | 2.6879 | 2.7382
Program Specific1-in-10Size: Over 200kWAll2020September Monthly Peak | Program Specific | 1-in-10 | Size: Over 200kW | All | 2020 | September Monthly Peak | 9 | 141.008 | 137.1861 | 133.733 | 134.5224 | 144.943 | 170.701 | 201.4275 | 223.6796 | 243.613 | 256.2446 | 266.9235 | 269.7266 | 266.2608 | 267.3343 | 259.9298 | 245.3379 | 228.22 | 211.3214 | 199.3768 | 196.3568 | 188.2366 | 178.4021 | 164.2819 | 155.7877 | -1.1673 | -0.71687 | -0.73818 | -0.9393 | -1.4084 | -1.5907 | -1.6369 | -1.9821 | -0.39578 | 0.22053 | -1.4142 | -1.1878 | -0.045836 | 3.7465 | 13.5465 | 13.3148 | 11.9525 | 10.4894 | 4.2307 | 0.38641 | -0.18724 | -0.59008 | -1.4724 | -1.4746 | 78.4058 | 77.3847 | 76.4008 | 75.8097 | 75.0521 | 74.6476 | 74.2709 | 74.1163 | 76.075 | 80.309 | 84.8339 | 89.2633 | 92.5435 | 94.6466 | 95.3805 | 95.6004 | 95.2166 | 93.8271 | 92.0919 | 88.9209 | 84.9613 | 81.8134 | 79.4288 | 77.6086 | 2.7312 | 2.3218 | 2.5304 | 2.709 | 3.1504 | 2.7254 | 2.5305 | 2.6286 | 2.9578 | 3.0346 | 3.0928 | 3.4942 | 3.4229 | 3.6577 | 3.7756 | 3.6507 | 3.438 | 3.0127 | 2.676 | 2.6762 | 2.5343 | 2.6725 | 2.7222 | 2.7621
Program Specific1-in-10Size: Over 200kWAll2020October Monthly Peak | Program Specific | 1-in-10 | Size: Over 200kW | All | 2020 | October Monthly Peak | 10 | 135.5314 | 131.4217 | 127.2037 | 127.0812 | 136.4152 | 160.7971 | 190.4434 | 208.8634 | 224.6394 | 236.2952 | 247.5031 | 252.2465 | 251.8317 | 253.5284 | 247.1469 | 233.0454 | 216.4056 | 201.126 | 193.3915 | 186.9493 | 178.3427 | 168.6641 | 156.0915 | 147.5079 | -0.39471 | -0.40336 | -0.33323 | -0.59327 | -0.96415 | -1.4032 | -0.94289 | -1.0446 | -0.4255 | -0.032454 | -0.75164 | -0.34983 | 0.59394 | 3.8479 | 13.3114 | 12.805 | 11.3308 | 9.8845 | 3.2968 | 0.22259 | -0.53151 | -0.83943 | -1.2591 | -1.4548 | 73.4784 | 72.1314 | 71.1558 | 70.0646 | 69.0676 | 68.3166 | 67.9846 | 67.7283 | 68.7258 | 72.6677 | 78.0134 | 83.5727 | 88.1735 | 91.0128 | 91.9441 | 92.3326 | 91.9765 | 90.5855 | 87.5205 | 82.9821 | 78.9326 | 76.3366 | 74.5297 | 72.9099 | 2.5241 | 2.1414 | 2.3152 | 2.4695 | 2.8643 | 2.4797 | 2.3129 | 2.3715 | 2.6307 | 2.6983 | 2.7653 | 3.1529 | 3.1278 | 3.3505 | 3.4721 | 3.363 | 3.1672 | 2.7844 | 2.5096 | 2.4653 | 2.32 | 2.4361 | 2.4943 | 2.5181
Program Specific1-in-10Size: Over 200kWAll2020November Monthly Peak | Program Specific | 1-in-10 | Size: Over 200kW | All | 2020 | November Monthly Peak | 11 | 128.1201 | 124.3399 | 120.6872 | 120.8251 | 130.0543 | 153.7433 | 179.7887 | 197.3833 | 211.0561 | 220.4335 | 229.6922 | 233.0686 | 232.3989 | 233.59 | 226.7377 | 213.3724 | 200.7081 | 192.3783 | 181.2724 | 173.6468 | 166.165 | 157.2815 | 146.4415 | 139.2033 | 0.31535 | -0.001584 | 0.085561 | -0.2793 | -0.57296 | -1.099 | -0.34129 | -0.42622 | -0.51297 | -0.34934 | -0.38346 | 0.091988 | 0.85385 | 3.7354 | 12.3874 | 11.7529 | 10.5197 | 9.3765 | 2.5056 | 0.16599 | -0.63936 | -0.86942 | -0.98898 | -1.3592 | 69.4135 | 67.7848 | 67.1274 | 65.8313 | 65.0004 | 64.0677 | 63.7639 | 63.9925 | 66.3001 | 71.1444 | 77.2606 | 82.2082 | 85.2831 | 86.8631 | 87.7744 | 87.4531 | 85.7946 | 83.0726 | 79.9548 | 76.8435 | 74.4185 | 72.5353 | 70.7169 | 69.5481 | 2.4225 | 2.0571 | 2.2342 | 2.3799 | 2.7595 | 2.4042 | 2.212 | 2.2673 | 2.499 | 2.545 | 2.5974 | 2.9489 | 2.92 | 3.1235 | 3.22 | 3.116 | 2.9825 | 2.7016 | 2.3869 | 2.3237 | 2.1909 | 2.3035 | 2.3729 | 2.4101
Program Specific1-in-10Size: Over 200kWAll2020December Monthly Peak | Program Specific | 1-in-10 | Size: Over 200kW | All | 2020 | December Monthly Peak | 12 | 118.842 | 115.0126 | 111.8365 | 111.5223 | 120.2806 | 143.4743 | 170.5369 | 185.0357 | 193.8864 | 195.631 | 196.8265 | 194.463 | 189.6289 | 188.0273 | 181.0601 | 171.9136 | 165.5033 | 162.9065 | 158.4098 | 153.3867 | 147.8779 | 142.0005 | 132.5151 | 125.8558 | 0.66629 | 0.076029 | 0.23789 | -0.090179 | -0.30072 | -1.0809 | 0.0014238 | 0.1074 | -0.4682 | -0.38183 | 0.041055 | 0.5142 | 1.0474 | 3.1317 | 10.1829 | 9.5745 | 8.6135 | 7.8055 | 1.5878 | -0.12882 | -0.94365 | -1.0823 | -0.89111 | -1.2976 | 45.7813 | 45.0894 | 44.8022 | 44.8201 | 44.873 | 44.634 | 45.0531 | 45.1141 | 45.6718 | 47.1193 | 48.6942 | 50.4341 | 51.782 | 52.1397 | 52.2281 | 52.1381 | 51.6566 | 50.5791 | 49.3265 | 48.0682 | 46.8034 | 46.2789 | 45.9948 | 45.2868 | 2.3636 | 2.0016 | 2.1793 | 2.3159 | 2.7052 | 2.3694 | 2.2176 | 2.2499 | 2.4296 | 2.3843 | 2.3495 | 2.6089 | 2.5222 | 2.6646 | 2.7283 | 2.668 | 2.6241 | 2.4361 | 2.2122 | 2.1754 | 2.0575 | 2.1869 | 2.2606 | 2.2936
Program Specific1-in-10Size: Over 200kWAll2020Typical Event Day | Program Specific | 1-in-10 | Size: Over 200kW | All | 2020 | Typical Event Day | 8 | 141.54 | 136.9386 | 132.9898 | 133.7072 | 143.4803 | 168.9477 | 197.6102 | 217.7065 | 232.3656 | 241.9334 | 251.0782 | 253.4028 | 250.324 | 251.4731 | 245.2871 | 233.3098 | 218.6501 | 203.7627 | 192.8576 | 188.1431 | 184.0919 | 174.6654 | 162.1938 | 154.3784 | -0.83457 | -0.6016 | -0.5653 | -0.81392 | -1.2533 | -1.5491 | -1.3157 | -1.4869 | -0.38205 | 0.14298 | -1.0367 | -0.68375 | 0.3508 | 3.7362 | 13.1236 | 12.8509 | 11.537 | 10.149 | 3.7742 | 0.36266 | -0.33547 | -0.71372 | -1.3865 | -1.4929 | 75.2477 | 74.1437 | 73.169 | 72.317 | 71.4847 | 70.8751 | 70.5236 | 70.9823 | 73.6816 | 78.2729 | 83.0036 | 87.2772 | 90.1306 | 91.876 | 92.94 | 93.4549 | 93.4685 | 92.5507 | 91.2953 | 88.5214 | 84.5523 | 81.1136 | 78.8046 | 77.0172 | 2.6762 | 2.261 | 2.4546 | 2.6225 | 3.0256 | 2.6253 | 2.4125 | 2.4839 | 2.7347 | 2.7786 | 2.8277 | 3.1967 | 3.1293 | 3.3436 | 3.4528 | 3.3639 | 3.1924 | 2.8219 | 2.5201 | 2.4975 | 2.415 | 2.5506 | 2.6188 | 2.6673
Program Specific1-in-10Size: Over 200kWAll2021January Monthly Peak | Program Specific | 1-in-10 | Size: Over 200kW | All | 2021 | January Monthly Peak | 1 | 117.4569 | 113.9661 | 110.6976 | 111.2497 | 120.7335 | 144.9998 | 173.6287 | 189.2643 | 198.2144 | 198.4004 | 199.2368 | 196.8288 | 191.3172 | 189.5437 | 182.0567 | 172.1971 | 163.701 | 161.6009 | 157.9445 | 152.6294 | 147.0637 | 141.1612 | 132.2444 | 125.9551 | 0.64519 | 0.063647 | 0.2231 | -0.093291 | -0.30457 | -1.1002 | -0.006837 | 0.10272 | -0.47972 | -0.38738 | 0.039855 | 0.51858 | 1.0577 | 3.1595 | 10.2433 | 9.5846 | 8.5071 | 7.7197 | 1.57 | -0.139 | -0.94506 | -1.0779 | -0.88941 | -1.2993 | 45.7013 | 44.9226 | 44.0916 | 43.5386 | 43.1592 | 42.8164 | 42.5424 | 42.3314 | 42.8037 | 45.1707 | 47.8666 | 49.9518 | 51.8071 | 52.581 | 52.912 | 52.7295 | 51.6675 | 50.2595 | 48.2465 | 46.6572 | 45.5313 | 44.8467 | 44.2768 | 43.5872 | 2.3301 | 1.9801 | 2.1514 | 2.3119 | 2.725 | 2.3968 | 2.2626 | 2.3073 | 2.4896 | 2.4217 | 2.381 | 2.6424 | 2.5432 | 2.6852 | 2.7422 | 2.6752 | 2.6028 | 2.4262 | 2.2106 | 2.1681 | 2.0472 | 2.174 | 2.2555 | 2.2936
Program Specific1-in-10Size: Over 200kWAll2021February Monthly Peak | Program Specific | 1-in-10 | Size: Over 200kW | All | 2021 | February Monthly Peak | 2 | 119.3027 | 115.6772 | 112.373 | 112.9683 | 121.8221 | 145.3997 | 173.0979 | 187.6 | 196.6144 | 198.7569 | 202.1289 | 202.8696 | 199.9742 | 200.4715 | 194.6521 | 183.3363 | 172.6854 | 167.2222 | 163.5547 | 157.3701 | 151.4712 | 144.3717 | 134.4412 | 127.7077 | 0.6425 | 0.052177 | 0.22312 | -0.097566 | -0.31518 | -1.1007 | -0.0071745 | 0.10813 | -0.47515 | -0.38511 | 0.046707 | 0.54519 | 1.119 | 3.3209 | 10.8856 | 10.1558 | 8.9387 | 7.9649 | 1.6395 | -0.13067 | -0.96246 | -1.0987 | -0.90688 | -1.3174 | 52.174 | 51.7517 | 51.0701 | 50.5351 | 50.46 | 49.7344 | 48.4468 | 49.1833 | 50.5119 | 52.7033 | 54.9511 | 56.1991 | 57.5957 | 59.0379 | 60.0521 | 60.3284 | 59.5056 | 58.8493 | 57.1703 | 55.4587 | 54.0668 | 52.7342 | 52.1101 | 51.2262 | 2.3583 | 2.0037 | 2.1809 | 2.3451 | 2.7406 | 2.3975 | 2.2499 | 2.278 | 2.4605 | 2.4202 | 2.4112 | 2.713 | 2.6545 | 2.8394 | 2.9391 | 2.8491 | 2.7399 | 2.5051 | 2.283 | 2.2331 | 2.1074 | 2.2217 | 2.2904 | 2.3184
Program Specific1-in-10Size: Over 200kWAll2021March Monthly Peak | Program Specific | 1-in-10 | Size: Over 200kW | All | 2021 | March Monthly Peak | 3 | 124.264 | 120.2825 | 116.4129 | 116.4651 | 124.6617 | 147.6197 | 175.9053 | 191.1261 | 200.2031 | 204.7461 | 211.2312 | 214.0559 | 213.4763 | 215.2677 | 210.2243 | 198.919 | 186.7217 | 176.3592 | 170.1533 | 167.4699 | 161.3975 | 152.88 | 141.9513 | 134.2169 | 0.67717 | 0.063575 | 0.23149 | -0.098927 | -0.32596 | -1.113 | -0.0063889 | 0.11257 | -0.48299 | -0.39331 | 0.055435 | 0.58557 | 1.2088 | 3.5813 | 11.7602 | 11.0218 | 9.6883 | 8.4176 | 1.7244 | -0.11811 | -1.0105 | -1.1463 | -0.94879 | -1.382 | 60.7197 | 59.1788 | 58.1529 | 57.4009 | 56.6278 | 55.9239 | 55.444 | 55.3348 | 56.5409 | 60.3319 | 64.9079 | 69.4468 | 73.1051 | 74.988 | 75.9939 | 76.5587 | 76.4034 | 75.2032 | 73.4483 | 70.8777 | 67.5885 | 64.9239 | 62.6521 | 60.6145 | 2.4582 | 2.0856 | 2.2592 | 2.4167 | 2.7974 | 2.4294 | 2.2808 | 2.3149 | 2.4966 | 2.4874 | 2.5147 | 2.8532 | 2.8272 | 3.0372 | 3.1569 | 3.0731 | 2.9372 | 2.6252 | 2.3676 | 2.3706 | 2.243 | 2.3516 | 2.4171 | 2.4358
Program Specific1-in-10Size: Over 200kWAll2021April Monthly Peak | Program Specific | 1-in-10 | Size: Over 200kW | All | 2021 | April Monthly Peak | 4 | 128.2611 | 124.2703 | 120.4879 | 120.728 | 129.5495 | 153.0577 | 179.4577 | 197.5999 | 211.231 | 220.2398 | 229.9653 | 233.7106 | 233.8911 | 235.5064 | 229.6604 | 217.2296 | 203.2395 | 189.5121 | 178.2655 | 175.7926 | 170.7217 | 161.3876 | 149.5008 | 141.2453 | 0.062155 | -0.14781 | -0.063602 | -0.37613 | -0.68984 | -1.1864 | -0.53244 | -0.61885 | -0.47417 | -0.23498 | -0.481 | -0.044295 | 0.75796 | 3.6853 | 12.4406 | 11.9033 | 10.5985 | 9.2104 | 2.6381 | 0.16741 | -0.61686 | -0.86773 | -1.0827 | -1.3884 | 70.5455 | 69.1262 | 67.5765 | 66.3205 | 65.3571 | 64.4415 | 63.8003 | 63.8899 | 66.9776 | 72.5344 | 78.1632 | 83.4896 | 86.9455 | 88.8975 | 89.6083 | 89.9885 | 89.7788 | 88.8727 | 87.0496 | 83.319 | 78.5877 | 74.7755 | 72.21 | 70.2695 | 2.3858 | 2.0276 | 2.2001 | 2.3586 | 2.7333 | 2.3724 | 2.1878 | 2.2516 | 2.4836 | 2.5257 | 2.582 | 2.9293 | 2.9156 | 3.1251 | 3.2405 | 3.1495 | 2.9947 | 2.6402 | 2.3272 | 2.337 | 2.2347 | 2.3412 | 2.3971 | 2.412
Program Specific1-in-10Size: Over 200kWAll2021May Monthly Peak | Program Specific | 1-in-10 | Size: Over 200kW | All | 2021 | May Monthly Peak | 5 | 129.4742 | 125.5205 | 122.0787 | 122.4935 | 132.0096 | 156.2865 | 181.9604 | 203.73 | 219.9911 | 231.1829 | 241.8687 | 245.4487 | 244.7841 | 245.929 | 239.5922 | 225.9144 | 210.9105 | 195.6923 | 183.1253 | 178.0838 | 174.418 | 165.1371 | 153.0597 | 144.9661 | -0.3851 | -0.34954 | -0.30476 | -0.57379 | -0.94049 | -1.3058 | -0.91183 | -1.0948 | -0.43521 | -0.061735 | -0.81368 | -0.44441 | 0.48041 | 3.7153 | 12.8309 | 12.3749 | 11.0548 | 9.6266 | 3.2024 | 0.27188 | -0.43015 | -0.743 | -1.2086 | -1.4043 | 73.7072 | 72.028 | 70.6195 | 69.8364 | 69.0692 | 68.1774 | 67.8438 | 68.1963 | 71.6532 | 77.2028 | 82.1725 | 85.7341 | 88.4582 | 90.3581 | 91.5248 | 91.8354 | 91.2727 | 89.9581 | 88.6078 | 85.9836 | 81.9779 | 77.8451 | 75.332 | 73.0631 | 2.4018 | 2.0408 | 2.2196 | 2.3829 | 2.7741 | 2.4113 | 2.2092 | 2.3132 | 2.5754 | 2.64 | 2.7034 | 3.0657 | 3.0379 | 3.2469 | 3.3599 | 3.2533 | 3.0867 | 2.7069 | 2.3771 | 2.3522 | 2.2703 | 2.3869 | 2.4454 | 2.4711
Program Specific1-in-10Size: Over 200kWAll2021June Monthly Peak | Program Specific | 1-in-10 | Size: Over 200kW | All | 2021 | June Monthly Peak | 6 | 135.4742 | 131.2436 | 127.1481 | 127.3819 | 136.19 | 158.8651 | 183.804 | 203.6779 | 217.1737 | 225.8124 | 234.7074 | 236.5553 | 232.7915 | 233.1322 | 227.2891 | 217.424 | 204.9682 | 191.7292 | 182.6539 | 177.4887 | 175.2252 | 167.0364 | 154.8858 | 147.3968 | -0.23999 | -0.34217 | -0.24989 | -0.55508 | -0.92089 | -1.3609 | -0.77389 | -0.80107 | -0.40793 | -0.053137 | -0.58852 | -0.11166 | 0.76678 | 3.6883 | 12.4746 | 12.1079 | 10.8456 | 9.4977 | 3.0278 | 0.26741 | -0.55221 | -0.87086 | -1.2085 | -1.46 | 70.6434 | 69.4914 | 68.5862 | 67.7037 | 66.5121 | 65.5377 | 65.0745 | 66.2275 | 69.7044 | 74.4941 | 79.5279 | 83.9969 | 87.0366 | 89.0065 | 90.3408 | 90.7817 | 91.1193 | 90.0102 | 88.8789 | 86.0629 | 82.0835 | 78.2709 | 75.852 | 74.0846 | 2.5387 | 2.1511 | 2.3266 | 2.4789 | 2.8488 | 2.4503 | 2.2273 | 2.3041 | 2.5337 | 2.572 | 2.6216 | 2.9566 | 2.8848 | 3.0708 | 3.1701 | 3.1105 | 2.9807 | 2.6454 | 2.3724 | 2.3415 | 2.2817 | 2.4196 | 2.4803 | 2.5238
Program Specific1-in-10Size: Over 200kWAll2021July Monthly Peak | Program Specific | 1-in-10 | Size: Over 200kW | All | 2021 | July Monthly Peak | 7 | 138.632 | 134.4572 | 131.1637 | 131.2581 | 140.8108 | 165.1127 | 191.1726 | 210.101 | 223.0139 | 231.8783 | 240.4265 | 241.7953 | 238.1755 | 238.8082 | 233.2846 | 223.7317 | 211.661 | 198.8052 | 188.6828 | 183.2891 | 180.6292 | 172.2086 | 159.7226 | 151.649 | -0.75069 | -0.56019 | -0.51803 | -0.78508 | -1.2148 | -1.4874 | -1.2089 | -1.3439 | -0.36941 | 0.12054 | -0.95158 | -0.56318 | 0.4311 | 3.6262 | 12.5974 | 12.4142 | 11.2435 | 9.9634 | 3.6857 | 0.40182 | -0.32317 | -0.71474 | -1.3477 | -1.471 | 75.9947 | 74.583 | 73.4035 | 72.2688 | 71.5142 | 70.8377 | 70.4244 | 70.9193 | 73.7138 | 78.2852 | 83.1488 | 87.0412 | 88.9039 | 89.8016 | 91.0278 | 91.4124 | 91.1001 | 90.5227 | 89.1438 | 86.8173 | 83.2205 | 79.8053 | 77.6328 | 76.2121 | 2.6195 | 2.2194 | 2.4192 | 2.5703 | 2.9613 | 2.5607 | 2.3283 | 2.3883 | 2.6139 | 2.6539 | 2.6991 | 3.0411 | 2.9632 | 3.1582 | 3.2609 | 3.2048 | 3.0775 | 2.7486 | 2.4613 | 2.4288 | 2.3657 | 2.5114 | 2.5768 | 2.6194
Program Specific1-in-10Size: Over 200kWAll2021August Monthly Peak | Program Specific | 1-in-10 | Size: Over 200kW | All | 2021 | August Monthly Peak | 8 | 142.3305 | 137.7203 | 133.8715 | 134.6222 | 144.4964 | 170.1588 | 199.0334 | 219.8126 | 235.401 | 245.8685 | 255.6472 | 258.2018 | 255.1639 | 256.2189 | 249.808 | 237.5283 | 222.5221 | 207.1504 | 195.6247 | 190.6839 | 186.3288 | 176.6819 | 163.9693 | 155.9749 | -1.154 | -0.76661 | -0.74621 | -0.94452 | -1.4125 | -1.6542 | -1.5777 | -1.7858 | -0.34131 | 0.28205 | -1.2182 | -0.92571 | 0.17834 | 3.7023 | 13.254 | 13.046 | 11.7193 | 10.3376 | 4.0869 | 0.37194 | -0.26651 | -0.67044 | -1.4881 | -1.5097 | 75.9468 | 75.1158 | 74.2853 | 73.4858 | 72.8602 | 72.4775 | 72.3243 | 72.666 | 75.2332 | 80.0031 | 84.504 | 88.8074 | 92.0385 | 94.0494 | 95.011 | 96.0249 | 96.4381 | 95.8427 | 95.0666 | 92.2845 | 87.9437 | 84.5647 | 82.3047 | 80.1634 | 2.7347 | 2.3096 | 2.5092 | 2.6789 | 3.0898 | 2.6822 | 2.4642 | 2.5424 | 2.8077 | 2.8618 | 2.9187 | 3.3049 | 3.2327 | 3.4512 | 3.559 | 3.4652 | 3.2864 | 2.9046 | 2.5922 | 2.5653 | 2.4788 | 2.6189 | 2.6879 | 2.7382
Program Specific1-in-10Size: Over 200kWAll2021September Monthly Peak | Program Specific | 1-in-10 | Size: Over 200kW | All | 2021 | September Monthly Peak | 9 | 141.008 | 137.1861 | 133.733 | 134.5224 | 144.943 | 170.7009 | 201.4275 | 223.6796 | 243.613 | 256.2446 | 266.9235 | 269.7266 | 266.2608 | 267.3343 | 259.9298 | 245.3379 | 228.22 | 211.3214 | 199.3768 | 196.3568 | 188.2366 | 178.4021 | 164.2819 | 155.7877 | -1.1673 | -0.71687 | -0.73818 | -0.9393 | -1.4084 | -1.5907 | -1.6369 | -1.9821 | -0.39578 | 0.22053 | -1.4142 | -1.1878 | -0.045836 | 3.7465 | 13.5465 | 13.3148 | 11.9525 | 10.4894 | 4.2307 | 0.38641 | -0.18724 | -0.59008 | -1.4724 | -1.4746 | 78.4058 | 77.3847 | 76.4008 | 75.8097 | 75.0521 | 74.6476 | 74.2709 | 74.1163 | 76.075 | 80.309 | 84.8339 | 89.2633 | 92.5435 | 94.6466 | 95.3805 | 95.6004 | 95.2166 | 93.8271 | 92.0919 | 88.9209 | 84.9613 | 81.8134 | 79.4288 | 77.6086 | 2.7312 | 2.3218 | 2.5304 | 2.709 | 3.1504 | 2.7254 | 2.5305 | 2.6286 | 2.9578 | 3.0346 | 3.0928 | 3.4942 | 3.4229 | 3.6577 | 3.7756 | 3.6507 | 3.438 | 3.0127 | 2.676 | 2.6762 | 2.5343 | 2.6725 | 2.7222 | 2.7621
Program Specific1-in-10Size: Over 200kWAll2021October Monthly Peak | Program Specific | 1-in-10 | Size: Over 200kW | All | 2021 | October Monthly Peak | 10 | 135.5314 | 131.4217 | 127.2037 | 127.0812 | 136.4152 | 160.7971 | 190.4434 | 208.8634 | 224.6394 | 236.2952 | 247.5031 | 252.2465 | 251.8317 | 253.5284 | 247.1469 | 233.0454 | 216.4056 | 201.126 | 193.3915 | 186.9493 | 178.3427 | 168.6641 | 156.0915 | 147.5079 | -0.39471 | -0.40336 | -0.33323 | -0.59327 | -0.96415 | -1.4032 | -0.94289 | -1.0446 | -0.4255 | -0.032454 | -0.75164 | -0.34983 | 0.59394 | 3.8479 | 13.3114 | 12.805 | 11.3308 | 9.8845 | 3.2968 | 0.22259 | -0.53151 | -0.83943 | -1.2591 | -1.4548 | 73.4784 | 72.1314 | 71.1558 | 70.0646 | 69.0676 | 68.3166 | 67.9846 | 67.7283 | 68.7258 | 72.6677 | 78.0134 | 83.5727 | 88.1735 | 91.0128 | 91.9441 | 92.3326 | 91.9765 | 90.5855 | 87.5205 | 82.9821 | 78.9326 | 76.3366 | 74.5297 | 72.9099 | 2.5241 | 2.1414 | 2.3152 | 2.4695 | 2.8643 | 2.4797 | 2.3129 | 2.3715 | 2.6307 | 2.6983 | 2.7653 | 3.1529 | 3.1278 | 3.3505 | 3.4721 | 3.363 | 3.1672 | 2.7844 | 2.5096 | 2.4653 | 2.32 | 2.4361 | 2.4943 | 2.5181
Program Specific1-in-10Size: Over 200kWAll2021November Monthly Peak | Program Specific | 1-in-10 | Size: Over 200kW | All | 2021 | November Monthly Peak | 11 | 128.1201 | 124.3399 | 120.6872 | 120.8251 | 130.0543 | 153.7433 | 179.7887 | 197.3833 | 211.0561 | 220.4335 | 229.6922 | 233.0686 | 232.3989 | 233.59 | 226.7376 | 213.3724 | 200.7081 | 192.3783 | 181.2724 | 173.6468 | 166.165 | 157.2815 | 146.4415 | 139.2033 | 0.31535 | -0.001584 | 0.085561 | -0.2793 | -0.57296 | -1.099 | -0.34129 | -0.42622 | -0.51297 | -0.34934 | -0.38346 | 0.091988 | 0.85385 | 3.7354 | 12.3874 | 11.7529 | 10.5197 | 9.3765 | 2.5056 | 0.16599 | -0.63936 | -0.86942 | -0.98898 | -1.3592 | 69.4135 | 67.7848 | 67.1274 | 65.8313 | 65.0004 | 64.0677 | 63.7639 | 63.9925 | 66.3001 | 71.1444 | 77.2606 | 82.2082 | 85.2831 | 86.8631 | 87.7744 | 87.4531 | 85.7946 | 83.0726 | 79.9548 | 76.8435 | 74.4185 | 72.5353 | 70.7169 | 69.5481 | 2.4225 | 2.0571 | 2.2342 | 2.3799 | 2.7595 | 2.4042 | 2.212 | 2.2673 | 2.499 | 2.545 | 2.5974 | 2.9489 | 2.92 | 3.1235 | 3.22 | 3.116 | 2.9825 | 2.7016 | 2.3869 | 2.3237 | 2.1909 | 2.3035 | 2.3729 | 2.4101
Program Specific1-in-10Size: Over 200kWAll2021December Monthly Peak | Program Specific | 1-in-10 | Size: Over 200kW | All | 2021 | December Monthly Peak | 12 | 118.842 | 115.0126 | 111.8365 | 111.5223 | 120.2806 | 143.4743 | 170.5369 | 185.0357 | 193.8864 | 195.6309 | 196.8265 | 194.463 | 189.6289 | 188.0273 | 181.0601 | 171.9136 | 165.5033 | 162.9065 | 158.4097 | 153.3867 | 147.8779 | 142.0005 | 132.5151 | 125.8558 | 0.66629 | 0.076029 | 0.23789 | -0.090179 | -0.30072 | -1.0809 | 0.0014238 | 0.1074 | -0.4682 | -0.38183 | 0.041055 | 0.5142 | 1.0474 | 3.1317 | 10.1829 | 9.5745 | 8.6135 | 7.8055 | 1.5878 | -0.12882 | -0.94365 | -1.0823 | -0.89111 | -1.2976 | 45.7813 | 45.0894 | 44.8022 | 44.8201 | 44.873 | 44.634 | 45.0531 | 45.1141 | 45.6718 | 47.1193 | 48.6942 | 50.4341 | 51.782 | 52.1398 | 52.2281 | 52.1381 | 51.6566 | 50.5791 | 49.3265 | 48.0682 | 46.8034 | 46.2789 | 45.9948 | 45.2868 | 2.3636 | 2.0016 | 2.1793 | 2.3159 | 2.7052 | 2.3694 | 2.2176 | 2.2499 | 2.4296 | 2.3843 | 2.3495 | 2.6089 | 2.5222 | 2.6646 | 2.7283 | 2.668 | 2.6241 | 2.4361 | 2.2122 | 2.1754 | 2.0575 | 2.1869 | 2.2606 | 2.2936
Program Specific1-in-10Size: Over 200kWAll2021Typical Event Day | Program Specific | 1-in-10 | Size: Over 200kW | All | 2021 | Typical Event Day | 8 | 141.54 | 136.9386 | 132.9898 | 133.7072 | 143.4803 | 168.9477 | 197.6102 | 217.7065 | 232.3656 | 241.9334 | 251.0782 | 253.4028 | 250.324 | 251.4731 | 245.2871 | 233.3099 | 218.6501 | 203.7627 | 192.8576 | 188.1431 | 184.0919 | 174.6654 | 162.1938 | 154.3784 | -0.83457 | -0.6016 | -0.5653 | -0.81392 | -1.2533 | -1.5491 | -1.3157 | -1.4869 | -0.38205 | 0.14298 | -1.0367 | -0.68375 | 0.3508 | 3.7362 | 13.1236 | 12.851 | 11.537 | 10.149 | 3.7742 | 0.36266 | -0.33547 | -0.71372 | -1.3865 | -1.4929 | 75.2477 | 74.1437 | 73.169 | 72.317 | 71.4847 | 70.8751 | 70.5236 | 70.9823 | 73.6816 | 78.2729 | 83.0036 | 87.2772 | 90.1306 | 91.876 | 92.94 | 93.4549 | 93.4685 | 92.5507 | 91.2953 | 88.5214 | 84.5523 | 81.1136 | 78.8046 | 77.0172 | 2.6762 | 2.261 | 2.4546 | 2.6225 | 3.0256 | 2.6253 | 2.4125 | 2.4839 | 2.7347 | 2.7786 | 2.8277 | 3.1967 | 3.1293 | 3.3436 | 3.4528 | 3.3639 | 3.1924 | 2.8219 | 2.5201 | 2.4975 | 2.415 | 2.5506 | 2.6188 | 2.6673
Program Specific1-in-10Size: Over 200kWAll2022January Monthly Peak | Program Specific | 1-in-10 | Size: Over 200kW | All | 2022 | January Monthly Peak | 1 | 117.4569 | 113.9661 | 110.6976 | 111.2497 | 120.7335 | 144.9998 | 173.6287 | 189.2643 | 198.2144 | 198.4004 | 199.2368 | 196.8288 | 191.3172 | 189.5437 | 182.0567 | 172.1971 | 163.701 | 161.6009 | 157.9445 | 152.6294 | 147.0637 | 141.1611 | 132.2444 | 125.9551 | 0.64519 | 0.063647 | 0.2231 | -0.093291 | -0.30457 | -1.1002 | -0.0068371 | 0.10272 | -0.47972 | -0.38738 | 0.039855 | 0.51858 | 1.0577 | 3.1595 | 10.2433 | 9.5846 | 8.5071 | 7.7197 | 1.57 | -0.139 | -0.94506 | -1.0779 | -0.88941 | -1.2993 | 45.7013 | 44.9226 | 44.0916 | 43.5386 | 43.1592 | 42.8164 | 42.5424 | 42.3314 | 42.8037 | 45.1707 | 47.8666 | 49.9518 | 51.8071 | 52.581 | 52.912 | 52.7295 | 51.6675 | 50.2595 | 48.2465 | 46.6572 | 45.5313 | 44.8467 | 44.2768 | 43.5872 | 2.3301 | 1.9801 | 2.1514 | 2.3119 | 2.725 | 2.3968 | 2.2626 | 2.3073 | 2.4896 | 2.4217 | 2.381 | 2.6424 | 2.5432 | 2.6852 | 2.7422 | 2.6752 | 2.6028 | 2.4262 | 2.2106 | 2.1681 | 2.0472 | 2.174 | 2.2555 | 2.2936
Program Specific1-in-10Size: Over 200kWAll2022February Monthly Peak | Program Specific | 1-in-10 | Size: Over 200kW | All | 2022 | February Monthly Peak | 2 | 119.3027 | 115.6772 | 112.373 | 112.9683 | 121.8221 | 145.3997 | 173.0979 | 187.6 | 196.6144 | 198.7569 | 202.1289 | 202.8696 | 199.9742 | 200.4715 | 194.6521 | 183.3363 | 172.6854 | 167.2222 | 163.5547 | 157.3701 | 151.4712 | 144.3717 | 134.4412 | 127.7077 | 0.6425 | 0.052177 | 0.22312 | -0.097566 | -0.31518 | -1.1007 | -0.0071745 | 0.10813 | -0.47515 | -0.38511 | 0.046707 | 0.54519 | 1.119 | 3.3209 | 10.8856 | 10.1558 | 8.9387 | 7.9649 | 1.6395 | -0.13067 | -0.96246 | -1.0987 | -0.90688 | -1.3174 | 52.174 | 51.7517 | 51.0701 | 50.5351 | 50.46 | 49.7344 | 48.4468 | 49.1833 | 50.5119 | 52.7033 | 54.9511 | 56.1991 | 57.5957 | 59.0379 | 60.0521 | 60.3284 | 59.5056 | 58.8493 | 57.1703 | 55.4587 | 54.0668 | 52.7342 | 52.1101 | 51.2262 | 2.3583 | 2.0037 | 2.1809 | 2.3451 | 2.7406 | 2.3975 | 2.2499 | 2.278 | 2.4605 | 2.4202 | 2.4112 | 2.713 | 2.6545 | 2.8394 | 2.9391 | 2.8491 | 2.7399 | 2.5051 | 2.283 | 2.2331 | 2.1074 | 2.2217 | 2.2904 | 2.3184
Program Specific1-in-10Size: Over 200kWAll2022March Monthly Peak | Program Specific | 1-in-10 | Size: Over 200kW | All | 2022 | March Monthly Peak | 3 | 124.264 | 120.2825 | 116.4129 | 116.4651 | 124.6617 | 147.6197 | 175.9053 | 191.1261 | 200.2031 | 204.7461 | 211.2312 | 214.0559 | 213.4763 | 215.2676 | 210.2243 | 198.919 | 186.7217 | 176.3591 | 170.1533 | 167.4699 | 161.3975 | 152.88 | 141.9513 | 134.2169 | 0.67717 | 0.063575 | 0.23149 | -0.098927 | -0.32596 | -1.113 | -0.0063889 | 0.11257 | -0.48299 | -0.39331 | 0.055435 | 0.58557 | 1.2088 | 3.5813 | 11.7602 | 11.0218 | 9.6883 | 8.4176 | 1.7244 | -0.11811 | -1.0105 | -1.1463 | -0.94879 | -1.382 | 60.7197 | 59.1788 | 58.1529 | 57.4009 | 56.6278 | 55.924 | 55.444 | 55.3348 | 56.5409 | 60.3319 | 64.9079 | 69.4468 | 73.1051 | 74.988 | 75.9939 | 76.5587 | 76.4034 | 75.2031 | 73.4483 | 70.8777 | 67.5885 | 64.9239 | 62.6521 | 60.6146 | 2.4582 | 2.0856 | 2.2592 | 2.4167 | 2.7974 | 2.4294 | 2.2808 | 2.3149 | 2.4966 | 2.4874 | 2.5147 | 2.8532 | 2.8272 | 3.0372 | 3.1569 | 3.0731 | 2.9372 | 2.6252 | 2.3676 | 2.3706 | 2.243 | 2.3516 | 2.4171 | 2.4358
Program Specific1-in-10Size: Over 200kWAll2022April Monthly Peak | Program Specific | 1-in-10 | Size: Over 200kW | All | 2022 | April Monthly Peak | 4 | 128.2611 | 124.2703 | 120.4879 | 120.728 | 129.5495 | 153.0577 | 179.4577 | 197.5999 | 211.231 | 220.2398 | 229.9653 | 233.7106 | 233.8911 | 235.5064 | 229.6604 | 217.2296 | 203.2395 | 189.5121 | 178.2655 | 175.7926 | 170.7217 | 161.3877 | 149.5008 | 141.2453 | 0.062155 | -0.14781 | -0.063602 | -0.37613 | -0.68984 | -1.1864 | -0.53244 | -0.61885 | -0.47417 | -0.23498 | -0.481 | -0.044294 | 0.75796 | 3.6853 | 12.4406 | 11.9033 | 10.5985 | 9.2104 | 2.6381 | 0.16741 | -0.61686 | -0.86773 | -1.0827 | -1.3884 | 70.5455 | 69.1262 | 67.5765 | 66.3205 | 65.3571 | 64.4415 | 63.8003 | 63.8899 | 66.9776 | 72.5344 | 78.1632 | 83.4896 | 86.9455 | 88.8975 | 89.6083 | 89.9885 | 89.7788 | 88.8727 | 87.0496 | 83.319 | 78.5877 | 74.7755 | 72.21 | 70.2695 | 2.3858 | 2.0276 | 2.2001 | 2.3586 | 2.7333 | 2.3724 | 2.1878 | 2.2516 | 2.4836 | 2.5257 | 2.582 | 2.9293 | 2.9156 | 3.1251 | 3.2405 | 3.1495 | 2.9947 | 2.6402 | 2.3272 | 2.337 | 2.2347 | 2.3412 | 2.3971 | 2.412
Program Specific1-in-10Size: Over 200kWAll2022May Monthly Peak | Program Specific | 1-in-10 | Size: Over 200kW | All | 2022 | May Monthly Peak | 5 | 129.4742 | 125.5205 | 122.0787 | 122.4935 | 132.0096 | 156.2865 | 181.9604 | 203.73 | 219.9911 | 231.1829 | 241.8687 | 245.4487 | 244.7841 | 245.929 | 239.5922 | 225.9144 | 210.9105 | 195.6923 | 183.1253 | 178.0838 | 174.418 | 165.1371 | 153.0597 | 144.9661 | -0.3851 | -0.34954 | -0.30476 | -0.57379 | -0.94049 | -1.3058 | -0.91183 | -1.0948 | -0.43521 | -0.061735 | -0.81368 | -0.44441 | 0.48041 | 3.7153 | 12.8309 | 12.3749 | 11.0548 | 9.6266 | 3.2024 | 0.27188 | -0.43015 | -0.743 | -1.2086 | -1.4043 | 73.7072 | 72.028 | 70.6195 | 69.8364 | 69.0692 | 68.1774 | 67.8438 | 68.1963 | 71.6532 | 77.2028 | 82.1725 | 85.7341 | 88.4582 | 90.3581 | 91.5248 | 91.8354 | 91.2727 | 89.9581 | 88.6078 | 85.9836 | 81.9779 | 77.8451 | 75.332 | 73.0631 | 2.4018 | 2.0408 | 2.2196 | 2.3829 | 2.7741 | 2.4113 | 2.2092 | 2.3132 | 2.5754 | 2.64 | 2.7034 | 3.0657 | 3.0379 | 3.2469 | 3.3599 | 3.2533 | 3.0867 | 2.7069 | 2.3771 | 2.3522 | 2.2703 | 2.3869 | 2.4454 | 2.4711
Program Specific1-in-10Size: Over 200kWAll2022June Monthly Peak | Program Specific | 1-in-10 | Size: Over 200kW | All | 2022 | June Monthly Peak | 6 | 135.4742 | 131.2436 | 127.1481 | 127.3819 | 136.19 | 158.8651 | 183.804 | 203.6779 | 217.1737 | 225.8124 | 234.7074 | 236.5553 | 232.7915 | 233.1322 | 227.2891 | 217.424 | 204.9682 | 191.7292 | 182.6539 | 177.4887 | 175.2251 | 167.0364 | 154.8858 | 147.3968 | -0.23999 | -0.34217 | -0.24989 | -0.55508 | -0.92089 | -1.3609 | -0.77389 | -0.80107 | -0.40793 | -0.053137 | -0.58852 | -0.11166 | 0.76678 | 3.6883 | 12.4746 | 12.1079 | 10.8456 | 9.4977 | 3.0278 | 0.26741 | -0.55221 | -0.87086 | -1.2085 | -1.46 | 70.6434 | 69.4914 | 68.5862 | 67.7037 | 66.5121 | 65.5377 | 65.0745 | 66.2275 | 69.7044 | 74.4941 | 79.5279 | 83.9969 | 87.0366 | 89.0065 | 90.3408 | 90.7817 | 91.1193 | 90.0102 | 88.8789 | 86.0629 | 82.0835 | 78.2709 | 75.852 | 74.0846 | 2.5387 | 2.1511 | 2.3266 | 2.4789 | 2.8488 | 2.4503 | 2.2273 | 2.3041 | 2.5337 | 2.572 | 2.6216 | 2.9566 | 2.8848 | 3.0708 | 3.1701 | 3.1105 | 2.9807 | 2.6454 | 2.3724 | 2.3415 | 2.2817 | 2.4196 | 2.4803 | 2.5238
Program Specific1-in-10Size: Over 200kWAll2022July Monthly Peak | Program Specific | 1-in-10 | Size: Over 200kW | All | 2022 | July Monthly Peak | 7 | 138.632 | 134.4572 | 131.1637 | 131.2581 | 140.8108 | 165.1127 | 191.1726 | 210.101 | 223.0139 | 231.8783 | 240.4265 | 241.7953 | 238.1755 | 238.8082 | 233.2846 | 223.7317 | 211.661 | 198.8052 | 188.6828 | 183.2891 | 180.6292 | 172.2086 | 159.7226 | 151.649 | -0.75069 | -0.56019 | -0.51803 | -0.78508 | -1.2148 | -1.4874 | -1.2089 | -1.3439 | -0.36941 | 0.12054 | -0.95158 | -0.56318 | 0.4311 | 3.6262 | 12.5974 | 12.4142 | 11.2435 | 9.9634 | 3.6857 | 0.40182 | -0.32317 | -0.71474 | -1.3477 | -1.471 | 75.9947 | 74.583 | 73.4035 | 72.2688 | 71.5142 | 70.8377 | 70.4244 | 70.9193 | 73.7138 | 78.2852 | 83.1488 | 87.0412 | 88.9039 | 89.8016 | 91.0278 | 91.4124 | 91.1001 | 90.5227 | 89.1438 | 86.8173 | 83.2205 | 79.8054 | 77.6328 | 76.2121 | 2.6195 | 2.2194 | 2.4192 | 2.5703 | 2.9613 | 2.5607 | 2.3283 | 2.3883 | 2.6139 | 2.6539 | 2.6991 | 3.0411 | 2.9632 | 3.1582 | 3.2609 | 3.2048 | 3.0775 | 2.7486 | 2.4613 | 2.4288 | 2.3657 | 2.5114 | 2.5768 | 2.6194
Program Specific1-in-10Size: Over 200kWAll2022August Monthly Peak | Program Specific | 1-in-10 | Size: Over 200kW | All | 2022 | August Monthly Peak | 8 | 142.3305 | 137.7203 | 133.8715 | 134.6223 | 144.4964 | 170.1588 | 199.0334 | 219.8126 | 235.401 | 245.8685 | 255.6472 | 258.2018 | 255.1639 | 256.2189 | 249.808 | 237.5283 | 222.5221 | 207.1504 | 195.6247 | 190.6839 | 186.3288 | 176.6819 | 163.9693 | 155.9749 | -1.154 | -0.76661 | -0.74621 | -0.94452 | -1.4125 | -1.6542 | -1.5777 | -1.7858 | -0.34131 | 0.28205 | -1.2182 | -0.92571 | 0.17834 | 3.7023 | 13.254 | 13.046 | 11.7193 | 10.3376 | 4.0869 | 0.37194 | -0.26651 | -0.67044 | -1.4881 | -1.5097 | 75.9468 | 75.1158 | 74.2853 | 73.4858 | 72.8602 | 72.4775 | 72.3243 | 72.666 | 75.2332 | 80.0032 | 84.504 | 88.8074 | 92.0385 | 94.0494 | 95.011 | 96.0249 | 96.4381 | 95.8427 | 95.0666 | 92.2845 | 87.9437 | 84.5647 | 82.3047 | 80.1634 | 2.7347 | 2.3096 | 2.5092 | 2.6789 | 3.0898 | 2.6822 | 2.4642 | 2.5424 | 2.8077 | 2.8618 | 2.9187 | 3.3049 | 3.2327 | 3.4512 | 3.559 | 3.4652 | 3.2864 | 2.9046 | 2.5922 | 2.5653 | 2.4788 | 2.6189 | 2.6879 | 2.7382
Program Specific1-in-10Size: Over 200kWAll2022September Monthly Peak | Program Specific | 1-in-10 | Size: Over 200kW | All | 2022 | September Monthly Peak | 9 | 141.008 | 137.1861 | 133.733 | 134.5224 | 144.943 | 170.7009 | 201.4275 | 223.6796 | 243.613 | 256.2446 | 266.9235 | 269.7266 | 266.2608 | 267.3343 | 259.9298 | 245.3379 | 228.22 | 211.3214 | 199.3768 | 196.3568 | 188.2365 | 178.4021 | 164.2819 | 155.7877 | -1.1673 | -0.71687 | -0.73818 | -0.9393 | -1.4084 | -1.5907 | -1.6369 | -1.9821 | -0.39578 | 0.22053 | -1.4142 | -1.1878 | -0.045836 | 3.7465 | 13.5465 | 13.3148 | 11.9525 | 10.4894 | 4.2307 | 0.38641 | -0.18724 | -0.59008 | -1.4724 | -1.4746 | 78.4058 | 77.3847 | 76.4008 | 75.8097 | 75.0521 | 74.6476 | 74.2709 | 74.1163 | 76.075 | 80.309 | 84.8339 | 89.2633 | 92.5435 | 94.6466 | 95.3805 | 95.6004 | 95.2166 | 93.8271 | 92.0919 | 88.9209 | 84.9613 | 81.8134 | 79.4288 | 77.6086 | 2.7312 | 2.3218 | 2.5304 | 2.709 | 3.1504 | 2.7254 | 2.5305 | 2.6286 | 2.9578 | 3.0346 | 3.0928 | 3.4942 | 3.4229 | 3.6577 | 3.7756 | 3.6507 | 3.438 | 3.0127 | 2.676 | 2.6762 | 2.5343 | 2.6725 | 2.7222 | 2.7621
Program Specific1-in-10Size: Over 200kWAll2022October Monthly Peak | Program Specific | 1-in-10 | Size: Over 200kW | All | 2022 | October Monthly Peak | 10 | 135.5314 | 131.4217 | 127.2037 | 127.0812 | 136.4152 | 160.7971 | 190.4434 | 208.8634 | 224.6394 | 236.2952 | 247.503 | 252.2465 | 251.8317 | 253.5284 | 247.1469 | 233.0454 | 216.4056 | 201.126 | 193.3915 | 186.9493 | 178.3427 | 168.6641 | 156.0915 | 147.5079 | -0.39471 | -0.40336 | -0.33323 | -0.59327 | -0.96415 | -1.4032 | -0.94289 | -1.0446 | -0.4255 | -0.032454 | -0.75164 | -0.34983 | 0.59394 | 3.8479 | 13.3114 | 12.805 | 11.3308 | 9.8845 | 3.2968 | 0.22259 | -0.53151 | -0.83943 | -1.2591 | -1.4548 | 73.4784 | 72.1314 | 71.1558 | 70.0646 | 69.0676 | 68.3166 | 67.9846 | 67.7283 | 68.7258 | 72.6677 | 78.0134 | 83.5727 | 88.1735 | 91.0128 | 91.9441 | 92.3326 | 91.9765 | 90.5855 | 87.5205 | 82.9821 | 78.9326 | 76.3366 | 74.5297 | 72.9099 | 2.5241 | 2.1414 | 2.3152 | 2.4695 | 2.8643 | 2.4797 | 2.3129 | 2.3715 | 2.6307 | 2.6983 | 2.7653 | 3.1529 | 3.1278 | 3.3505 | 3.4721 | 3.363 | 3.1672 | 2.7844 | 2.5096 | 2.4653 | 2.32 | 2.4361 | 2.4943 | 2.5181
Program Specific1-in-10Size: Over 200kWAll2022November Monthly Peak | Program Specific | 1-in-10 | Size: Over 200kW | All | 2022 | November Monthly Peak | 11 | 128.1201 | 124.3399 | 120.6872 | 120.8251 | 130.0543 | 153.7433 | 179.7886 | 197.3833 | 211.0561 | 220.4335 | 229.6922 | 233.0686 | 232.3989 | 233.59 | 226.7377 | 213.3724 | 200.7081 | 192.3783 | 181.2724 | 173.6468 | 166.165 | 157.2815 | 146.4415 | 139.2033 | 0.31535 | -0.001584 | 0.085561 | -0.2793 | -0.57296 | -1.099 | -0.34129 | -0.42622 | -0.51297 | -0.34934 | -0.38346 | 0.091988 | 0.85385 | 3.7354 | 12.3874 | 11.7529 | 10.5197 | 9.3765 | 2.5056 | 0.16599 | -0.63936 | -0.86942 | -0.98898 | -1.3592 | 69.4135 | 67.7848 | 67.1274 | 65.8313 | 65.0004 | 64.0677 | 63.7639 | 63.9924 | 66.3002 | 71.1444 | 77.2606 | 82.2082 | 85.2831 | 86.8631 | 87.7744 | 87.4531 | 85.7946 | 83.0726 | 79.9548 | 76.8435 | 74.4185 | 72.5353 | 70.7169 | 69.5481 | 2.4225 | 2.0571 | 2.2342 | 2.3799 | 2.7595 | 2.4042 | 2.212 | 2.2673 | 2.499 | 2.545 | 2.5974 | 2.9489 | 2.92 | 3.1235 | 3.22 | 3.116 | 2.9825 | 2.7016 | 2.3869 | 2.3237 | 2.1909 | 2.3035 | 2.3729 | 2.4101
Program Specific1-in-10Size: Over 200kWAll2022December Monthly Peak | Program Specific | 1-in-10 | Size: Over 200kW | All | 2022 | December Monthly Peak | 12 | 118.842 | 115.0126 | 111.8365 | 111.5223 | 120.2806 | 143.4743 | 170.5369 | 185.0357 | 193.8864 | 195.631 | 196.8265 | 194.463 | 189.6289 | 188.0273 | 181.0601 | 171.9136 | 165.5033 | 162.9065 | 158.4097 | 153.3867 | 147.8779 | 142.0005 | 132.5151 | 125.8558 | 0.66629 | 0.076029 | 0.23789 | -0.090179 | -0.30072 | -1.0809 | 0.0014238 | 0.1074 | -0.4682 | -0.38183 | 0.041055 | 0.5142 | 1.0474 | 3.1317 | 10.1829 | 9.5745 | 8.6135 | 7.8055 | 1.5878 | -0.12882 | -0.94365 | -1.0823 | -0.89111 | -1.2976 | 45.7813 | 45.0894 | 44.8022 | 44.8201 | 44.873 | 44.634 | 45.0531 | 45.1141 | 45.6718 | 47.1192 | 48.6942 | 50.4341 | 51.782 | 52.1398 | 52.2281 | 52.1381 | 51.6566 | 50.5791 | 49.3265 | 48.0682 | 46.8034 | 46.2789 | 45.9948 | 45.2868 | 2.3636 | 2.0016 | 2.1793 | 2.3159 | 2.7052 | 2.3694 | 2.2176 | 2.2499 | 2.4296 | 2.3843 | 2.3495 | 2.6089 | 2.5222 | 2.6646 | 2.7283 | 2.668 | 2.6241 | 2.4361 | 2.2122 | 2.1754 | 2.0575 | 2.1869 | 2.2606 | 2.2936
Program Specific1-in-10Size: Over 200kWAll2022Typical Event Day | Program Specific | 1-in-10 | Size: Over 200kW | All | 2022 | Typical Event Day | 8 | 141.54 | 136.9386 | 132.9898 | 133.7072 | 143.4803 | 168.9477 | 197.6102 | 217.7065 | 232.3656 | 241.9334 | 251.0782 | 253.4028 | 250.324 | 251.4731 | 245.2871 | 233.3098 | 218.6501 | 203.7627 | 192.8576 | 188.1431 | 184.0919 | 174.6653 | 162.1938 | 154.3784 | -0.83457 | -0.6016 | -0.5653 | -0.81392 | -1.2533 | -1.5491 | -1.3157 | -1.4869 | -0.38205 | 0.14298 | -1.0367 | -0.68375 | 0.3508 | 3.7362 | 13.1236 | 12.851 | 11.537 | 10.149 | 3.7742 | 0.36266 | -0.33547 | -0.71372 | -1.3865 | -1.4929 | 75.2477 | 74.1437 | 73.169 | 72.317 | 71.4847 | 70.8751 | 70.5236 | 70.9823 | 73.6816 | 78.2729 | 83.0036 | 87.2772 | 90.1306 | 91.876 | 92.94 | 93.4549 | 93.4685 | 92.5507 | 91.2953 | 88.5214 | 84.5523 | 81.1136 | 78.8046 | 77.0172 | 2.6762 | 2.261 | 2.4546 | 2.6225 | 3.0256 | 2.6253 | 2.4125 | 2.4839 | 2.7347 | 2.7786 | 2.8277 | 3.1967 | 3.1293 | 3.3436 | 3.4528 | 3.3639 | 3.1924 | 2.8219 | 2.5201 | 2.4975 | 2.415 | 2.5506 | 2.6188 | 2.6673
Program Specific1-in-10Size: Over 200kWAll2023January Monthly Peak | Program Specific | 1-in-10 | Size: Over 200kW | All | 2023 | January Monthly Peak | 1 | 117.4569 | 113.9661 | 110.6976 | 111.2497 | 120.7335 | 144.9998 | 173.6287 | 189.2643 | 198.2144 | 198.4004 | 199.2368 | 196.8288 | 191.3172 | 189.5437 | 182.0567 | 172.1971 | 163.701 | 161.6009 | 157.9445 | 152.6294 | 147.0637 | 141.1612 | 132.2444 | 125.9551 | 0.64519 | 0.063647 | 0.2231 | -0.093291 | -0.30457 | -1.1002 | -0.006837 | 0.10272 | -0.47972 | -0.38738 | 0.039855 | 0.51858 | 1.0577 | 3.1595 | 10.2433 | 9.5846 | 8.5071 | 7.7197 | 1.57 | -0.139 | -0.94506 | -1.0779 | -0.88941 | -1.2993 | 45.7013 | 44.9226 | 44.0916 | 43.5386 | 43.1592 | 42.8164 | 42.5424 | 42.3314 | 42.8037 | 45.1707 | 47.8666 | 49.9518 | 51.8071 | 52.581 | 52.912 | 52.7295 | 51.6675 | 50.2595 | 48.2465 | 46.6572 | 45.5313 | 44.8467 | 44.2768 | 43.5872 | 2.3301 | 1.9801 | 2.1514 | 2.3119 | 2.725 | 2.3968 | 2.2626 | 2.3073 | 2.4896 | 2.4217 | 2.381 | 2.6424 | 2.5432 | 2.6852 | 2.7422 | 2.6752 | 2.6028 | 2.4262 | 2.2106 | 2.1681 | 2.0472 | 2.174 | 2.2555 | 2.2936
Program Specific1-in-10Size: Over 200kWAll2023February Monthly Peak | Program Specific | 1-in-10 | Size: Over 200kW | All | 2023 | February Monthly Peak | 2 | 119.3027 | 115.6772 | 112.373 | 112.9683 | 121.8221 | 145.3997 | 173.0979 | 187.6 | 196.6144 | 198.7569 | 202.1289 | 202.8696 | 199.9742 | 200.4715 | 194.6521 | 183.3362 | 172.6854 | 167.2222 | 163.5547 | 157.3701 | 151.4712 | 144.3717 | 134.4412 | 127.7077 | 0.6425 | 0.052177 | 0.22312 | -0.097566 | -0.31518 | -1.1007 | -0.0071745 | 0.10813 | -0.47515 | -0.38511 | 0.046707 | 0.54519 | 1.119 | 3.3209 | 10.8856 | 10.1558 | 8.9387 | 7.9649 | 1.6395 | -0.13067 | -0.96246 | -1.0987 | -0.90688 | -1.3174 | 52.174 | 51.7517 | 51.0701 | 50.5351 | 50.46 | 49.7344 | 48.4468 | 49.1833 | 50.5119 | 52.7033 | 54.9511 | 56.1991 | 57.5957 | 59.0379 | 60.0521 | 60.3284 | 59.5056 | 58.8493 | 57.1703 | 55.4587 | 54.0668 | 52.7342 | 52.1101 | 51.2262 | 2.3583 | 2.0037 | 2.1809 | 2.3451 | 2.7406 | 2.3975 | 2.2499 | 2.278 | 2.4605 | 2.4202 | 2.4112 | 2.713 | 2.6545 | 2.8394 | 2.9391 | 2.8491 | 2.7399 | 2.5051 | 2.283 | 2.2331 | 2.1074 | 2.2217 | 2.2904 | 2.3184
Program Specific1-in-10Size: Over 200kWAll2023March Monthly Peak | Program Specific | 1-in-10 | Size: Over 200kW | All | 2023 | March Monthly Peak | 3 | 124.264 | 120.2825 | 116.4129 | 116.4651 | 124.6617 | 147.6197 | 175.9053 | 191.1261 | 200.2031 | 204.7461 | 211.2312 | 214.0559 | 213.4763 | 215.2676 | 210.2243 | 198.919 | 186.7217 | 176.3592 | 170.1533 | 167.4699 | 161.3975 | 152.88 | 141.9513 | 134.2169 | 0.67717 | 0.063575 | 0.23149 | -0.098927 | -0.32596 | -1.113 | -0.0063888 | 0.11257 | -0.48299 | -0.39331 | 0.055435 | 0.58557 | 1.2088 | 3.5813 | 11.7602 | 11.0218 | 9.6883 | 8.4176 | 1.7244 | -0.11811 | -1.0105 | -1.1463 | -0.94879 | -1.382 | 60.7197 | 59.1788 | 58.1529 | 57.4009 | 56.6278 | 55.9239 | 55.444 | 55.3348 | 56.5409 | 60.3319 | 64.9079 | 69.4468 | 73.1051 | 74.988 | 75.9939 | 76.5587 | 76.4034 | 75.2032 | 73.4483 | 70.8778 | 67.5885 | 64.9239 | 62.6521 | 60.6146 | 2.4582 | 2.0856 | 2.2592 | 2.4167 | 2.7974 | 2.4294 | 2.2808 | 2.3149 | 2.4966 | 2.4874 | 2.5147 | 2.8532 | 2.8272 | 3.0372 | 3.1569 | 3.0731 | 2.9372 | 2.6252 | 2.3676 | 2.3706 | 2.243 | 2.3516 | 2.4171 | 2.4358
Program Specific1-in-10Size: Over 200kWAll2023April Monthly Peak | Program Specific | 1-in-10 | Size: Over 200kW | All | 2023 | April Monthly Peak | 4 | 128.2611 | 124.2703 | 120.4879 | 120.728 | 129.5495 | 153.0577 | 179.4577 | 197.5999 | 211.231 | 220.2398 | 229.9653 | 233.7106 | 233.8911 | 235.5064 | 229.6604 | 217.2296 | 203.2395 | 189.5121 | 178.2655 | 175.7926 | 170.7217 | 161.3876 | 149.5008 | 141.2453 | 0.062155 | -0.14781 | -0.063602 | -0.37613 | -0.68984 | -1.1864 | -0.53244 | -0.61885 | -0.47417 | -0.23498 | -0.481 | -0.044295 | 0.75796 | 3.6853 | 12.4406 | 11.9033 | 10.5985 | 9.2104 | 2.6381 | 0.16741 | -0.61686 | -0.86773 | -1.0827 | -1.3884 | 70.5455 | 69.1262 | 67.5765 | 66.3205 | 65.3571 | 64.4415 | 63.8003 | 63.8899 | 66.9776 | 72.5344 | 78.1632 | 83.4896 | 86.9455 | 88.8975 | 89.6083 | 89.9885 | 89.7788 | 88.8727 | 87.0496 | 83.319 | 78.5877 | 74.7755 | 72.21 | 70.2695 | 2.3858 | 2.0276 | 2.2001 | 2.3586 | 2.7333 | 2.3724 | 2.1878 | 2.2516 | 2.4836 | 2.5257 | 2.582 | 2.9293 | 2.9156 | 3.1251 | 3.2405 | 3.1495 | 2.9947 | 2.6402 | 2.3272 | 2.337 | 2.2347 | 2.3412 | 2.3971 | 2.412
Program Specific1-in-10Size: Over 200kWAll2023May Monthly Peak | Program Specific | 1-in-10 | Size: Over 200kW | All | 2023 | May Monthly Peak | 5 | 129.4742 | 125.5205 | 122.0787 | 122.4935 | 132.0096 | 156.2865 | 181.9604 | 203.73 | 219.9911 | 231.1829 | 241.8687 | 245.4487 | 244.7841 | 245.929 | 239.5922 | 225.9144 | 210.9105 | 195.6923 | 183.1253 | 178.0838 | 174.418 | 165.1371 | 153.0597 | 144.9661 | -0.3851 | -0.34954 | -0.30476 | -0.57379 | -0.94049 | -1.3058 | -0.91183 | -1.0948 | -0.43521 | -0.061735 | -0.81368 | -0.44441 | 0.48041 | 3.7153 | 12.8309 | 12.3749 | 11.0548 | 9.6266 | 3.2024 | 0.27188 | -0.43015 | -0.743 | -1.2086 | -1.4043 | 73.7072 | 72.028 | 70.6195 | 69.8364 | 69.0692 | 68.1774 | 67.8438 | 68.1963 | 71.6532 | 77.2028 | 82.1725 | 85.7341 | 88.4582 | 90.3581 | 91.5248 | 91.8354 | 91.2727 | 89.9581 | 88.6078 | 85.9836 | 81.9779 | 77.8451 | 75.332 | 73.0631 | 2.4018 | 2.0408 | 2.2196 | 2.3829 | 2.7741 | 2.4113 | 2.2092 | 2.3132 | 2.5754 | 2.64 | 2.7034 | 3.0657 | 3.0379 | 3.2469 | 3.3599 | 3.2533 | 3.0867 | 2.7069 | 2.3771 | 2.3522 | 2.2703 | 2.3869 | 2.4454 | 2.4711
Program Specific1-in-10Size: Over 200kWAll2023June Monthly Peak | Program Specific | 1-in-10 | Size: Over 200kW | All | 2023 | June Monthly Peak | 6 | 135.4742 | 131.2436 | 127.1481 | 127.3819 | 136.19 | 158.8651 | 183.804 | 203.6779 | 217.1737 | 225.8124 | 234.7074 | 236.5553 | 232.7915 | 233.1322 | 227.2891 | 217.424 | 204.9682 | 191.7292 | 182.6539 | 177.4887 | 175.2252 | 167.0364 | 154.8858 | 147.3968 | -0.23999 | -0.34217 | -0.24989 | -0.55508 | -0.92089 | -1.3609 | -0.77389 | -0.80107 | -0.40793 | -0.053137 | -0.58852 | -0.11166 | 0.76678 | 3.6883 | 12.4746 | 12.1079 | 10.8456 | 9.4977 | 3.0278 | 0.26741 | -0.55221 | -0.87086 | -1.2085 | -1.46 | 70.6434 | 69.4914 | 68.5862 | 67.7037 | 66.5121 | 65.5377 | 65.0745 | 66.2275 | 69.7044 | 74.4941 | 79.5279 | 83.9969 | 87.0366 | 89.0065 | 90.3408 | 90.7817 | 91.1193 | 90.0102 | 88.8789 | 86.0629 | 82.0835 | 78.2709 | 75.852 | 74.0846 | 2.5387 | 2.1511 | 2.3266 | 2.4789 | 2.8488 | 2.4503 | 2.2273 | 2.3041 | 2.5337 | 2.572 | 2.6216 | 2.9566 | 2.8848 | 3.0708 | 3.1701 | 3.1105 | 2.9807 | 2.6454 | 2.3724 | 2.3415 | 2.2817 | 2.4196 | 2.4803 | 2.5238
Program Specific1-in-10Size: Over 200kWAll2023July Monthly Peak | Program Specific | 1-in-10 | Size: Over 200kW | All | 2023 | July Monthly Peak | 7 | 138.632 | 134.4572 | 131.1637 | 131.2581 | 140.8108 | 165.1127 | 191.1726 | 210.101 | 223.0139 | 231.8783 | 240.4265 | 241.7953 | 238.1756 | 238.8082 | 233.2846 | 223.7317 | 211.661 | 198.8052 | 188.6828 | 183.2891 | 180.6292 | 172.2086 | 159.7226 | 151.649 | -0.75069 | -0.56019 | -0.51803 | -0.78508 | -1.2148 | -1.4874 | -1.2089 | -1.3439 | -0.36941 | 0.12054 | -0.95158 | -0.56318 | 0.4311 | 3.6262 | 12.5974 | 12.4142 | 11.2435 | 9.9634 | 3.6857 | 0.40182 | -0.32317 | -0.71474 | -1.3477 | -1.471 | 75.9947 | 74.583 | 73.4035 | 72.2688 | 71.5142 | 70.8377 | 70.4244 | 70.9193 | 73.7138 | 78.2852 | 83.1488 | 87.0412 | 88.9039 | 89.8016 | 91.0278 | 91.4124 | 91.1001 | 90.5227 | 89.1438 | 86.8173 | 83.2205 | 79.8054 | 77.6328 | 76.2121 | 2.6195 | 2.2194 | 2.4192 | 2.5703 | 2.9613 | 2.5607 | 2.3283 | 2.3883 | 2.6139 | 2.6539 | 2.6991 | 3.0411 | 2.9632 | 3.1582 | 3.2609 | 3.2048 | 3.0775 | 2.7486 | 2.4613 | 2.4288 | 2.3657 | 2.5114 | 2.5768 | 2.6194
Program Specific1-in-10Size: Over 200kWAll2023August Monthly Peak | Program Specific | 1-in-10 | Size: Over 200kW | All | 2023 | August Monthly Peak | 8 | 142.3305 | 137.7203 | 133.8715 | 134.6222 | 144.4964 | 170.1588 | 199.0334 | 219.8126 | 235.401 | 245.8685 | 255.6472 | 258.2018 | 255.1639 | 256.2189 | 249.808 | 237.5283 | 222.5221 | 207.1504 | 195.6247 | 190.684 | 186.3288 | 176.6819 | 163.9693 | 155.9749 | -1.154 | -0.76661 | -0.74621 | -0.94452 | -1.4125 | -1.6542 | -1.5777 | -1.7858 | -0.34131 | 0.28205 | -1.2182 | -0.92571 | 0.17834 | 3.7023 | 13.254 | 13.046 | 11.7193 | 10.3376 | 4.0869 | 0.37194 | -0.26651 | -0.67044 | -1.4881 | -1.5097 | 75.9468 | 75.1158 | 74.2853 | 73.4858 | 72.8602 | 72.4775 | 72.3243 | 72.666 | 75.2332 | 80.0031 | 84.504 | 88.8074 | 92.0385 | 94.0494 | 95.011 | 96.0249 | 96.4381 | 95.8427 | 95.0666 | 92.2845 | 87.9437 | 84.5647 | 82.3047 | 80.1634 | 2.7347 | 2.3096 | 2.5092 | 2.6789 | 3.0898 | 2.6822 | 2.4642 | 2.5424 | 2.8077 | 2.8618 | 2.9187 | 3.3049 | 3.2327 | 3.4512 | 3.559 | 3.4652 | 3.2864 | 2.9046 | 2.5922 | 2.5653 | 2.4788 | 2.6189 | 2.6879 | 2.7382
Program Specific1-in-10Size: Over 200kWAll2023September Monthly Peak | Program Specific | 1-in-10 | Size: Over 200kW | All | 2023 | September Monthly Peak | 9 | 141.008 | 137.1861 | 133.733 | 134.5224 | 144.943 | 170.7009 | 201.4275 | 223.6796 | 243.613 | 256.2446 | 266.9235 | 269.7266 | 266.2608 | 267.3343 | 259.9298 | 245.3379 | 228.22 | 211.3214 | 199.3769 | 196.3568 | 188.2366 | 178.4021 | 164.2819 | 155.7877 | -1.1673 | -0.71687 | -0.73818 | -0.9393 | -1.4084 | -1.5907 | -1.6369 | -1.9821 | -0.39578 | 0.22053 | -1.4142 | -1.1878 | -0.045836 | 3.7465 | 13.5465 | 13.3148 | 11.9525 | 10.4894 | 4.2307 | 0.38641 | -0.18724 | -0.59008 | -1.4724 | -1.4746 | 78.4058 | 77.3847 | 76.4008 | 75.8097 | 75.0521 | 74.6476 | 74.2709 | 74.1163 | 76.075 | 80.309 | 84.8339 | 89.2633 | 92.5435 | 94.6466 | 95.3805 | 95.6004 | 95.2166 | 93.8271 | 92.0919 | 88.9209 | 84.9613 | 81.8134 | 79.4288 | 77.6086 | 2.7312 | 2.3218 | 2.5304 | 2.709 | 3.1504 | 2.7254 | 2.5305 | 2.6286 | 2.9578 | 3.0346 | 3.0928 | 3.4942 | 3.4229 | 3.6577 | 3.7756 | 3.6507 | 3.438 | 3.0127 | 2.676 | 2.6762 | 2.5343 | 2.6725 | 2.7222 | 2.7621
Program Specific1-in-10Size: Over 200kWAll2023October Monthly Peak | Program Specific | 1-in-10 | Size: Over 200kW | All | 2023 | October Monthly Peak | 10 | 135.5314 | 131.4217 | 127.2037 | 127.0812 | 136.4152 | 160.7971 | 190.4434 | 208.8634 | 224.6394 | 236.2952 | 247.5031 | 252.2465 | 251.8317 | 253.5284 | 247.1469 | 233.0454 | 216.4056 | 201.126 | 193.3915 | 186.9493 | 178.3427 | 168.6641 | 156.0915 | 147.5079 | -0.39471 | -0.40336 | -0.33323 | -0.59327 | -0.96415 | -1.4032 | -0.94289 | -1.0446 | -0.4255 | -0.032454 | -0.75164 | -0.34983 | 0.59394 | 3.8479 | 13.3114 | 12.805 | 11.3308 | 9.8845 | 3.2968 | 0.2226 | -0.53151 | -0.83943 | -1.2591 | -1.4548 | 73.4784 | 72.1314 | 71.1558 | 70.0646 | 69.0676 | 68.3166 | 67.9846 | 67.7283 | 68.7258 | 72.6677 | 78.0134 | 83.5727 | 88.1735 | 91.0128 | 91.9441 | 92.3326 | 91.9765 | 90.5855 | 87.5205 | 82.9821 | 78.9326 | 76.3366 | 74.5297 | 72.9099 | 2.5241 | 2.1414 | 2.3152 | 2.4695 | 2.8643 | 2.4797 | 2.3129 | 2.3715 | 2.6307 | 2.6983 | 2.7653 | 3.1529 | 3.1278 | 3.3505 | 3.4721 | 3.363 | 3.1672 | 2.7844 | 2.5096 | 2.4653 | 2.32 | 2.4361 | 2.4943 | 2.5181
Program Specific1-in-10Size: Over 200kWAll2023November Monthly Peak | Program Specific | 1-in-10 | Size: Over 200kW | All | 2023 | November Monthly Peak | 11 | 128.1201 | 124.3399 | 120.6872 | 120.8251 | 130.0543 | 153.7433 | 179.7887 | 197.3833 | 211.0561 | 220.4335 | 229.6922 | 233.0686 | 232.3989 | 233.59 | 226.7376 | 213.3724 | 200.7081 | 192.3783 | 181.2724 | 173.6468 | 166.165 | 157.2815 | 146.4415 | 139.2033 | 0.31535 | -0.0015841 | 0.085561 | -0.2793 | -0.57296 | -1.099 | -0.34129 | -0.42622 | -0.51297 | -0.34934 | -0.38346 | 0.091988 | 0.85385 | 3.7354 | 12.3874 | 11.7529 | 10.5197 | 9.3765 | 2.5056 | 0.16599 | -0.63936 | -0.86942 | -0.98898 | -1.3592 | 69.4135 | 67.7848 | 67.1274 | 65.8313 | 65.0004 | 64.0677 | 63.7639 | 63.9925 | 66.3002 | 71.1444 | 77.2606 | 82.2082 | 85.2831 | 86.8631 | 87.7744 | 87.4531 | 85.7946 | 83.0726 | 79.9548 | 76.8435 | 74.4185 | 72.5353 | 70.7169 | 69.5481 | 2.4225 | 2.0571 | 2.2342 | 2.3799 | 2.7595 | 2.4042 | 2.212 | 2.2673 | 2.499 | 2.545 | 2.5974 | 2.9489 | 2.92 | 3.1235 | 3.22 | 3.116 | 2.9825 | 2.7016 | 2.3869 | 2.3237 | 2.1909 | 2.3035 | 2.3729 | 2.4101
Program Specific1-in-10Size: Over 200kWAll2023December Monthly Peak | Program Specific | 1-in-10 | Size: Over 200kW | All | 2023 | December Monthly Peak | 12 | 118.842 | 115.0126 | 111.8365 | 111.5223 | 120.2806 | 143.4743 | 170.5369 | 185.0357 | 193.8864 | 195.631 | 196.8265 | 194.463 | 189.6289 | 188.0273 | 181.0601 | 171.9136 | 165.5033 | 162.9065 | 158.4097 | 153.3867 | 147.8779 | 142.0005 | 132.5151 | 125.8558 | 0.66629 | 0.076029 | 0.23789 | -0.090179 | -0.30072 | -1.0809 | 0.0014238 | 0.1074 | -0.4682 | -0.38183 | 0.041055 | 0.5142 | 1.0474 | 3.1317 | 10.1829 | 9.5745 | 8.6135 | 7.8055 | 1.5878 | -0.12882 | -0.94365 | -1.0823 | -0.89111 | -1.2976 | 45.7813 | 45.0894 | 44.8022 | 44.8201 | 44.873 | 44.634 | 45.0531 | 45.1141 | 45.6718 | 47.1193 | 48.6942 | 50.4341 | 51.782 | 52.1398 | 52.2281 | 52.1381 | 51.6566 | 50.5791 | 49.3265 | 48.0682 | 46.8034 | 46.2789 | 45.9948 | 45.2868 | 2.3636 | 2.0016 | 2.1793 | 2.3159 | 2.7052 | 2.3694 | 2.2176 | 2.2499 | 2.4296 | 2.3843 | 2.3495 | 2.6089 | 2.5222 | 2.6646 | 2.7283 | 2.668 | 2.6241 | 2.4361 | 2.2122 | 2.1754 | 2.0575 | 2.1869 | 2.2606 | 2.2936
Program Specific1-in-10Size: Over 200kWAll2023Typical Event Day | Program Specific | 1-in-10 | Size: Over 200kW | All | 2023 | Typical Event Day | 8 | 141.54 | 136.9386 | 132.9898 | 133.7072 | 143.4803 | 168.9477 | 197.6102 | 217.7065 | 232.3656 | 241.9334 | 251.0782 | 253.4028 | 250.324 | 251.4731 | 245.2871 | 233.3098 | 218.6501 | 203.7627 | 192.8576 | 188.1431 | 184.0919 | 174.6653 | 162.1938 | 154.3784 | -0.83457 | -0.6016 | -0.5653 | -0.81392 | -1.2533 | -1.5491 | -1.3157 | -1.4869 | -0.38205 | 0.14298 | -1.0367 | -0.68375 | 0.3508 | 3.7362 | 13.1236 | 12.851 | 11.537 | 10.149 | 3.7742 | 0.36266 | -0.33547 | -0.71372 | -1.3865 | -1.4929 | 75.2477 | 74.1437 | 73.169 | 72.317 | 71.4847 | 70.8751 | 70.5236 | 70.9823 | 73.6816 | 78.2729 | 83.0036 | 87.2772 | 90.1306 | 91.876 | 92.94 | 93.4549 | 93.4685 | 92.5507 | 91.2953 | 88.5214 | 84.5523 | 81.1136 | 78.8046 | 77.0172 | 2.6762 | 2.261 | 2.4546 | 2.6225 | 3.0256 | 2.6253 | 2.4125 | 2.4839 | 2.7347 | 2.7786 | 2.8277 | 3.1967 | 3.1293 | 3.3436 | 3.4528 | 3.3639 | 3.1924 | 2.8219 | 2.5201 | 2.4975 | 2.415 | 2.5506 | 2.6188 | 2.6673
Program Specific1-in-10Size: Over 200kWAll2024January Monthly Peak | Program Specific | 1-in-10 | Size: Over 200kW | All | 2024 | January Monthly Peak | 1 | 117.4569 | 113.9661 | 110.6976 | 111.2497 | 120.7335 | 144.9998 | 173.6287 | 189.2643 | 198.2144 | 198.4004 | 199.2368 | 196.8288 | 191.3172 | 189.5437 | 182.0567 | 172.1971 | 163.701 | 161.6009 | 157.9445 | 152.6294 | 147.0637 | 141.1612 | 132.2444 | 125.9551 | 0.64519 | 0.063647 | 0.2231 | -0.093291 | -0.30457 | -1.1002 | -0.0068371 | 0.10272 | -0.47972 | -0.38738 | 0.039855 | 0.51858 | 1.0577 | 3.1595 | 10.2433 | 9.5846 | 8.5071 | 7.7197 | 1.57 | -0.139 | -0.94506 | -1.0779 | -0.88941 | -1.2993 | 45.7013 | 44.9226 | 44.0916 | 43.5386 | 43.1592 | 42.8164 | 42.5424 | 42.3314 | 42.8037 | 45.1707 | 47.8666 | 49.9518 | 51.8071 | 52.581 | 52.912 | 52.7295 | 51.6675 | 50.2595 | 48.2465 | 46.6572 | 45.5313 | 44.8467 | 44.2768 | 43.5872 | 2.3301 | 1.9801 | 2.1514 | 2.3119 | 2.725 | 2.3968 | 2.2626 | 2.3073 | 2.4896 | 2.4217 | 2.381 | 2.6424 | 2.5432 | 2.6852 | 2.7422 | 2.6752 | 2.6028 | 2.4262 | 2.2106 | 2.1681 | 2.0472 | 2.174 | 2.2555 | 2.2936
Program Specific1-in-10Size: Over 200kWAll2024February Monthly Peak | Program Specific | 1-in-10 | Size: Over 200kW | All | 2024 | February Monthly Peak | 2 | 119.3027 | 115.6772 | 112.373 | 112.9683 | 121.8221 | 145.3997 | 173.0979 | 187.6 | 196.6144 | 198.7569 | 202.1289 | 202.8696 | 199.9742 | 200.4715 | 194.6521 | 183.3363 | 172.6854 | 167.2222 | 163.5547 | 157.3701 | 151.4712 | 144.3717 | 134.4412 | 127.7077 | 0.6425 | 0.052177 | 0.22312 | -0.097566 | -0.31518 | -1.1007 | -0.0071746 | 0.10813 | -0.47515 | -0.38511 | 0.046707 | 0.54519 | 1.119 | 3.3209 | 10.8856 | 10.1558 | 8.9387 | 7.9649 | 1.6395 | -0.13067 | -0.96246 | -1.0987 | -0.90688 | -1.3174 | 52.174 | 51.7517 | 51.0701 | 50.5351 | 50.46 | 49.7344 | 48.4468 | 49.1833 | 50.5119 | 52.7033 | 54.9511 | 56.1991 | 57.5957 | 59.0379 | 60.0521 | 60.3284 | 59.5056 | 58.8493 | 57.1703 | 55.4587 | 54.0668 | 52.7342 | 52.1101 | 51.2262 | 2.3583 | 2.0037 | 2.1809 | 2.3451 | 2.7406 | 2.3975 | 2.2499 | 2.278 | 2.4605 | 2.4202 | 2.4112 | 2.713 | 2.6545 | 2.8394 | 2.9391 | 2.8491 | 2.7399 | 2.5051 | 2.283 | 2.2331 | 2.1074 | 2.2217 | 2.2904 | 2.3184
Program Specific1-in-10Size: Over 200kWAll2024March Monthly Peak | Program Specific | 1-in-10 | Size: Over 200kW | All | 2024 | March Monthly Peak | 3 | 124.264 | 120.2825 | 116.4129 | 116.4651 | 124.6617 | 147.6197 | 175.9053 | 191.1261 | 200.2031 | 204.7461 | 211.2312 | 214.0559 | 213.4763 | 215.2677 | 210.2243 | 198.919 | 186.7217 | 176.3592 | 170.1533 | 167.4699 | 161.3975 | 152.88 | 141.9513 | 134.2169 | 0.67717 | 0.063575 | 0.23149 | -0.098927 | -0.32596 | -1.113 | -0.0063889 | 0.11257 | -0.48299 | -0.39331 | 0.055435 | 0.58557 | 1.2088 | 3.5813 | 11.7602 | 11.0218 | 9.6883 | 8.4176 | 1.7244 | -0.11811 | -1.0105 | -1.1463 | -0.94879 | -1.382 | 60.7197 | 59.1788 | 58.1529 | 57.4009 | 56.6278 | 55.9239 | 55.444 | 55.3348 | 56.5409 | 60.3319 | 64.9079 | 69.4468 | 73.1051 | 74.988 | 75.9939 | 76.5587 | 76.4034 | 75.2032 | 73.4483 | 70.8777 | 67.5885 | 64.9239 | 62.6521 | 60.6146 | 2.4582 | 2.0856 | 2.2592 | 2.4167 | 2.7974 | 2.4294 | 2.2808 | 2.3149 | 2.4966 | 2.4874 | 2.5147 | 2.8532 | 2.8272 | 3.0372 | 3.1569 | 3.0731 | 2.9372 | 2.6252 | 2.3676 | 2.3706 | 2.243 | 2.3516 | 2.4171 | 2.4358
Program Specific1-in-10Size: Over 200kWAll2024April Monthly Peak | Program Specific | 1-in-10 | Size: Over 200kW | All | 2024 | April Monthly Peak | 4 | 128.2611 | 124.2703 | 120.4879 | 120.728 | 129.5495 | 153.0577 | 179.4578 | 197.5999 | 211.231 | 220.2398 | 229.9653 | 233.7106 | 233.8911 | 235.5064 | 229.6604 | 217.2296 | 203.2395 | 189.5121 | 178.2655 | 175.7926 | 170.7217 | 161.3876 | 149.5008 | 141.2453 | 0.062155 | -0.14781 | -0.063602 | -0.37613 | -0.68984 | -1.1864 | -0.53244 | -0.61885 | -0.47417 | -0.23498 | -0.481 | -0.044295 | 0.75796 | 3.6853 | 12.4406 | 11.9033 | 10.5985 | 9.2104 | 2.6381 | 0.16741 | -0.61686 | -0.86773 | -1.0827 | -1.3884 | 70.5455 | 69.1262 | 67.5765 | 66.3205 | 65.3571 | 64.4415 | 63.8003 | 63.8899 | 66.9776 | 72.5344 | 78.1632 | 83.4896 | 86.9455 | 88.8975 | 89.6083 | 89.9885 | 89.7788 | 88.8727 | 87.0496 | 83.319 | 78.5877 | 74.7755 | 72.21 | 70.2695 | 2.3858 | 2.0276 | 2.2001 | 2.3586 | 2.7333 | 2.3724 | 2.1878 | 2.2516 | 2.4836 | 2.5257 | 2.582 | 2.9293 | 2.9156 | 3.1251 | 3.2405 | 3.1495 | 2.9947 | 2.6402 | 2.3272 | 2.337 | 2.2347 | 2.3412 | 2.3971 | 2.412
Program Specific1-in-10Size: Over 200kWAll2024May Monthly Peak | Program Specific | 1-in-10 | Size: Over 200kW | All | 2024 | May Monthly Peak | 5 | 129.4742 | 125.5205 | 122.0787 | 122.4935 | 132.0096 | 156.2865 | 181.9604 | 203.73 | 219.9912 | 231.1829 | 241.8687 | 245.4487 | 244.7841 | 245.929 | 239.5922 | 225.9144 | 210.9105 | 195.6923 | 183.1253 | 178.0838 | 174.418 | 165.1371 | 153.0597 | 144.9661 | -0.3851 | -0.34954 | -0.30476 | -0.57379 | -0.94049 | -1.3058 | -0.91183 | -1.0948 | -0.43521 | -0.061735 | -0.81368 | -0.44441 | 0.48041 | 3.7153 | 12.8309 | 12.3749 | 11.0548 | 9.6266 | 3.2024 | 0.27188 | -0.43015 | -0.743 | -1.2086 | -1.4043 | 73.7072 | 72.028 | 70.6195 | 69.8364 | 69.0692 | 68.1774 | 67.8438 | 68.1963 | 71.6532 | 77.2028 | 82.1725 | 85.7341 | 88.4582 | 90.3581 | 91.5248 | 91.8354 | 91.2727 | 89.9581 | 88.6078 | 85.9836 | 81.9779 | 77.8451 | 75.332 | 73.0631 | 2.4018 | 2.0408 | 2.2196 | 2.3829 | 2.7741 | 2.4113 | 2.2092 | 2.3132 | 2.5754 | 2.64 | 2.7034 | 3.0657 | 3.0379 | 3.2469 | 3.3599 | 3.2533 | 3.0867 | 2.7069 | 2.3771 | 2.3522 | 2.2703 | 2.3869 | 2.4454 | 2.4711
Program Specific1-in-10Size: Over 200kWAll2024June Monthly Peak | Program Specific | 1-in-10 | Size: Over 200kW | All | 2024 | June Monthly Peak | 6 | 135.4742 | 131.2436 | 127.1481 | 127.3819 | 136.19 | 158.8651 | 183.804 | 203.6779 | 217.1737 | 225.8124 | 234.7074 | 236.5553 | 232.7915 | 233.1322 | 227.2891 | 217.424 | 204.9682 | 191.7292 | 182.6539 | 177.4887 | 175.2252 | 167.0364 | 154.8858 | 147.3968 | -0.23999 | -0.34217 | -0.24989 | -0.55508 | -0.92089 | -1.3609 | -0.77389 | -0.80107 | -0.40793 | -0.053137 | -0.58852 | -0.11166 | 0.76678 | 3.6883 | 12.4746 | 12.1079 | 10.8456 | 9.4977 | 3.0278 | 0.26741 | -0.55221 | -0.87086 | -1.2085 | -1.46 | 70.6434 | 69.4914 | 68.5862 | 67.7037 | 66.5121 | 65.5377 | 65.0745 | 66.2275 | 69.7044 | 74.4941 | 79.5279 | 83.9969 | 87.0366 | 89.0065 | 90.3408 | 90.7817 | 91.1193 | 90.0102 | 88.8789 | 86.0629 | 82.0835 | 78.2709 | 75.852 | 74.0846 | 2.5387 | 2.1511 | 2.3266 | 2.4789 | 2.8488 | 2.4503 | 2.2273 | 2.3041 | 2.5337 | 2.572 | 2.6216 | 2.9566 | 2.8848 | 3.0708 | 3.1701 | 3.1105 | 2.9807 | 2.6454 | 2.3724 | 2.3415 | 2.2817 | 2.4196 | 2.4803 | 2.5238
Program Specific1-in-10Size: Over 200kWAll2024July Monthly Peak | Program Specific | 1-in-10 | Size: Over 200kW | All | 2024 | July Monthly Peak | 7 | 138.632 | 134.4572 | 131.1637 | 131.2581 | 140.8108 | 165.1127 | 191.1726 | 210.101 | 223.0139 | 231.8783 | 240.4265 | 241.7953 | 238.1755 | 238.8082 | 233.2846 | 223.7317 | 211.661 | 198.8052 | 188.6828 | 183.2891 | 180.6292 | 172.2086 | 159.7226 | 151.649 | -0.75069 | -0.56019 | -0.51803 | -0.78508 | -1.2148 | -1.4874 | -1.2089 | -1.3439 | -0.36941 | 0.12054 | -0.95158 | -0.56318 | 0.4311 | 3.6262 | 12.5974 | 12.4142 | 11.2435 | 9.9634 | 3.6857 | 0.40182 | -0.32317 | -0.71474 | -1.3477 | -1.471 | 75.9947 | 74.583 | 73.4035 | 72.2688 | 71.5142 | 70.8377 | 70.4244 | 70.9193 | 73.7138 | 78.2852 | 83.1488 | 87.0412 | 88.9039 | 89.8016 | 91.0278 | 91.4124 | 91.1001 | 90.5227 | 89.1438 | 86.8173 | 83.2205 | 79.8054 | 77.6328 | 76.2121 | 2.6195 | 2.2194 | 2.4192 | 2.5703 | 2.9613 | 2.5607 | 2.3283 | 2.3883 | 2.6139 | 2.6539 | 2.6991 | 3.0411 | 2.9632 | 3.1582 | 3.2609 | 3.2048 | 3.0775 | 2.7486 | 2.4613 | 2.4288 | 2.3657 | 2.5114 | 2.5768 | 2.6194
Program Specific1-in-10Size: Over 200kWAll2024August Monthly Peak | Program Specific | 1-in-10 | Size: Over 200kW | All | 2024 | August Monthly Peak | 8 | 142.3305 | 137.7203 | 133.8715 | 134.6222 | 144.4964 | 170.1588 | 199.0334 | 219.8126 | 235.401 | 245.8685 | 255.6472 | 258.2018 | 255.1639 | 256.2189 | 249.808 | 237.5283 | 222.5221 | 207.1504 | 195.6247 | 190.6839 | 186.3288 | 176.6819 | 163.9693 | 155.9749 | -1.154 | -0.76661 | -0.74621 | -0.94452 | -1.4125 | -1.6542 | -1.5777 | -1.7858 | -0.34131 | 0.28205 | -1.2182 | -0.92571 | 0.17834 | 3.7023 | 13.254 | 13.046 | 11.7193 | 10.3376 | 4.0869 | 0.37194 | -0.26651 | -0.67044 | -1.4881 | -1.5097 | 75.9468 | 75.1158 | 74.2853 | 73.4858 | 72.8602 | 72.4775 | 72.3243 | 72.666 | 75.2332 | 80.0032 | 84.504 | 88.8074 | 92.0384 | 94.0494 | 95.011 | 96.0249 | 96.4381 | 95.8427 | 95.0666 | 92.2845 | 87.9437 | 84.5647 | 82.3047 | 80.1634 | 2.7347 | 2.3096 | 2.5092 | 2.6789 | 3.0898 | 2.6822 | 2.4642 | 2.5424 | 2.8077 | 2.8618 | 2.9187 | 3.3049 | 3.2327 | 3.4512 | 3.559 | 3.4652 | 3.2864 | 2.9046 | 2.5922 | 2.5653 | 2.4788 | 2.6189 | 2.6879 | 2.7382
Program Specific1-in-10Size: Over 200kWAll2024September Monthly Peak | Program Specific | 1-in-10 | Size: Over 200kW | All | 2024 | September Monthly Peak | 9 | 141.008 | 137.1861 | 133.733 | 134.5224 | 144.943 | 170.7009 | 201.4275 | 223.6796 | 243.613 | 256.2446 | 266.9235 | 269.7266 | 266.2608 | 267.3343 | 259.9298 | 245.3379 | 228.22 | 211.3214 | 199.3768 | 196.3568 | 188.2366 | 178.4021 | 164.2819 | 155.7877 | -1.1673 | -0.71687 | -0.73818 | -0.9393 | -1.4084 | -1.5907 | -1.6369 | -1.9821 | -0.39578 | 0.22053 | -1.4142 | -1.1878 | -0.045836 | 3.7465 | 13.5465 | 13.3148 | 11.9525 | 10.4894 | 4.2307 | 0.38641 | -0.18724 | -0.59008 | -1.4724 | -1.4746 | 78.4058 | 77.3847 | 76.4008 | 75.8097 | 75.0521 | 74.6476 | 74.2709 | 74.1163 | 76.075 | 80.309 | 84.8339 | 89.2633 | 92.5435 | 94.6466 | 95.3805 | 95.6004 | 95.2166 | 93.8271 | 92.0919 | 88.9209 | 84.9613 | 81.8134 | 79.4288 | 77.6086 | 2.7312 | 2.3218 | 2.5304 | 2.709 | 3.1504 | 2.7254 | 2.5305 | 2.6286 | 2.9578 | 3.0346 | 3.0928 | 3.4942 | 3.4229 | 3.6577 | 3.7756 | 3.6507 | 3.438 | 3.0127 | 2.676 | 2.6762 | 2.5343 | 2.6725 | 2.7222 | 2.7621
Program Specific1-in-10Size: Over 200kWAll2024October Monthly Peak | Program Specific | 1-in-10 | Size: Over 200kW | All | 2024 | October Monthly Peak | 10 | 135.5314 | 131.4217 | 127.2037 | 127.0812 | 136.4152 | 160.7971 | 190.4434 | 208.8634 | 224.6394 | 236.2952 | 247.5031 | 252.2465 | 251.8317 | 253.5284 | 247.1469 | 233.0454 | 216.4056 | 201.126 | 193.3915 | 186.9493 | 178.3427 | 168.6641 | 156.0915 | 147.5078 | -0.39471 | -0.40336 | -0.33323 | -0.59327 | -0.96415 | -1.4032 | -0.94289 | -1.0446 | -0.4255 | -0.032454 | -0.75164 | -0.34983 | 0.59394 | 3.8479 | 13.3114 | 12.805 | 11.3308 | 9.8845 | 3.2968 | 0.2226 | -0.53151 | -0.83943 | -1.2591 | -1.4548 | 73.4784 | 72.1314 | 71.1558 | 70.0646 | 69.0676 | 68.3166 | 67.9846 | 67.7283 | 68.7258 | 72.6677 | 78.0134 | 83.5727 | 88.1735 | 91.0128 | 91.9442 | 92.3326 | 91.9765 | 90.5855 | 87.5205 | 82.9821 | 78.9326 | 76.3366 | 74.5297 | 72.9099 | 2.5241 | 2.1414 | 2.3152 | 2.4695 | 2.8643 | 2.4797 | 2.3129 | 2.3715 | 2.6307 | 2.6983 | 2.7653 | 3.1529 | 3.1278 | 3.3505 | 3.4721 | 3.363 | 3.1672 | 2.7844 | 2.5096 | 2.4653 | 2.32 | 2.4361 | 2.4943 | 2.5181
Program Specific1-in-10Size: Over 200kWAll2024November Monthly Peak | Program Specific | 1-in-10 | Size: Over 200kW | All | 2024 | November Monthly Peak | 11 | 128.1201 | 124.3399 | 120.6872 | 120.8251 | 130.0543 | 153.7433 | 179.7887 | 197.3833 | 211.0561 | 220.4335 | 229.6922 | 233.0686 | 232.3989 | 233.59 | 226.7377 | 213.3724 | 200.7081 | 192.3783 | 181.2724 | 173.6468 | 166.165 | 157.2815 | 146.4415 | 139.2033 | 0.31535 | -0.001584 | 0.085561 | -0.2793 | -0.57296 | -1.099 | -0.34129 | -0.42622 | -0.51297 | -0.34934 | -0.38346 | 0.091988 | 0.85385 | 3.7354 | 12.3874 | 11.7529 | 10.5197 | 9.3765 | 2.5056 | 0.16599 | -0.63936 | -0.86942 | -0.98898 | -1.3592 | 69.4135 | 67.7848 | 67.1274 | 65.8313 | 65.0004 | 64.0677 | 63.7639 | 63.9925 | 66.3002 | 71.1444 | 77.2606 | 82.2082 | 85.2831 | 86.8631 | 87.7744 | 87.4531 | 85.7946 | 83.0726 | 79.9548 | 76.8435 | 74.4185 | 72.5353 | 70.7169 | 69.5481 | 2.4225 | 2.0571 | 2.2342 | 2.3799 | 2.7595 | 2.4042 | 2.212 | 2.2673 | 2.499 | 2.545 | 2.5974 | 2.9489 | 2.92 | 3.1235 | 3.22 | 3.116 | 2.9825 | 2.7016 | 2.3869 | 2.3237 | 2.1909 | 2.3035 | 2.3729 | 2.4101
Program Specific1-in-10Size: Over 200kWAll2024December Monthly Peak | Program Specific | 1-in-10 | Size: Over 200kW | All | 2024 | December Monthly Peak | 12 | 118.842 | 115.0126 | 111.8365 | 111.5223 | 120.2806 | 143.4743 | 170.5369 | 185.0357 | 193.8864 | 195.6309 | 196.8265 | 194.463 | 189.6289 | 188.0273 | 181.0601 | 171.9136 | 165.5033 | 162.9065 | 158.4098 | 153.3867 | 147.8779 | 142.0005 | 132.5151 | 125.8558 | 0.66629 | 0.076029 | 0.23789 | -0.090179 | -0.30072 | -1.0809 | 0.0014238 | 0.1074 | -0.4682 | -0.38183 | 0.041055 | 0.5142 | 1.0474 | 3.1317 | 10.1829 | 9.5745 | 8.6135 | 7.8055 | 1.5878 | -0.12882 | -0.94365 | -1.0823 | -0.89111 | -1.2976 | 45.7813 | 45.0894 | 44.8022 | 44.8201 | 44.873 | 44.634 | 45.0531 | 45.1141 | 45.6718 | 47.1192 | 48.6942 | 50.4341 | 51.782 | 52.1398 | 52.2281 | 52.1381 | 51.6566 | 50.5791 | 49.3265 | 48.0682 | 46.8034 | 46.2789 | 45.9948 | 45.2868 | 2.3636 | 2.0016 | 2.1793 | 2.3159 | 2.7052 | 2.3694 | 2.2176 | 2.2499 | 2.4296 | 2.3843 | 2.3495 | 2.6089 | 2.5222 | 2.6646 | 2.7283 | 2.668 | 2.6241 | 2.4361 | 2.2122 | 2.1754 | 2.0575 | 2.1869 | 2.2606 | 2.2936
Program Specific1-in-10Size: Over 200kWAll2024Typical Event Day | Program Specific | 1-in-10 | Size: Over 200kW | All | 2024 | Typical Event Day | 8 | 141.54 | 136.9386 | 132.9898 | 133.7072 | 143.4803 | 168.9477 | 197.6102 | 217.7064 | 232.3656 | 241.9334 | 251.0782 | 253.4028 | 250.324 | 251.4731 | 245.2871 | 233.3098 | 218.6501 | 203.7627 | 192.8576 | 188.1431 | 184.0919 | 174.6653 | 162.1938 | 154.3784 | -0.83457 | -0.6016 | -0.5653 | -0.81392 | -1.2533 | -1.5491 | -1.3157 | -1.4869 | -0.38205 | 0.14298 | -1.0367 | -0.68375 | 0.3508 | 3.7362 | 13.1236 | 12.851 | 11.537 | 10.149 | 3.7742 | 0.36266 | -0.33547 | -0.71372 | -1.3865 | -1.4929 | 75.2477 | 74.1437 | 73.169 | 72.317 | 71.4847 | 70.8751 | 70.5236 | 70.9823 | 73.6816 | 78.2729 | 83.0036 | 87.2772 | 90.1306 | 91.876 | 92.94 | 93.4549 | 93.4685 | 92.5507 | 91.2953 | 88.5214 | 84.5523 | 81.1136 | 78.8046 | 77.0172 | 2.6762 | 2.261 | 2.4546 | 2.6225 | 3.0256 | 2.6253 | 2.4125 | 2.4839 | 2.7347 | 2.7786 | 2.8277 | 3.1967 | 3.1293 | 3.3436 | 3.4528 | 3.3639 | 3.1924 | 2.8219 | 2.5201 | 2.4975 | 2.415 | 2.5506 | 2.6188 | 2.6673
Program Specific1-in-10Size: Over 200kWAll2025January Monthly Peak | Program Specific | 1-in-10 | Size: Over 200kW | All | 2025 | January Monthly Peak | 1 | 117.4569 | 113.9661 | 110.6976 | 111.2497 | 120.7335 | 144.9998 | 173.6287 | 189.2643 | 198.2144 | 198.4004 | 199.2368 | 196.8288 | 191.3172 | 189.5437 | 182.0567 | 172.1971 | 163.701 | 161.6009 | 157.9445 | 152.6294 | 147.0637 | 141.1611 | 132.2444 | 125.9551 | 0.64519 | 0.063647 | 0.2231 | -0.093291 | -0.30457 | -1.1002 | -0.0068371 | 0.10272 | -0.47972 | -0.38738 | 0.039855 | 0.51858 | 1.0577 | 3.1595 | 10.2433 | 9.5846 | 8.5071 | 7.7197 | 1.57 | -0.139 | -0.94506 | -1.0779 | -0.88941 | -1.2993 | 45.7013 | 44.9226 | 44.0916 | 43.5386 | 43.1592 | 42.8164 | 42.5424 | 42.3314 | 42.8037 | 45.1707 | 47.8666 | 49.9518 | 51.8071 | 52.581 | 52.912 | 52.7295 | 51.6675 | 50.2595 | 48.2465 | 46.6572 | 45.5313 | 44.8467 | 44.2768 | 43.5872 | 2.3301 | 1.9801 | 2.1514 | 2.3119 | 2.725 | 2.3968 | 2.2626 | 2.3073 | 2.4896 | 2.4217 | 2.381 | 2.6424 | 2.5432 | 2.6852 | 2.7422 | 2.6752 | 2.6028 | 2.4262 | 2.2106 | 2.1681 | 2.0472 | 2.174 | 2.2555 | 2.2936
Program Specific1-in-10Size: Over 200kWAll2025February Monthly Peak | Program Specific | 1-in-10 | Size: Over 200kW | All | 2025 | February Monthly Peak | 2 | 119.3027 | 115.6772 | 112.373 | 112.9683 | 121.8221 | 145.3997 | 173.0979 | 187.6 | 196.6144 | 198.7569 | 202.1289 | 202.8696 | 199.9742 | 200.4715 | 194.6521 | 183.3363 | 172.6854 | 167.2222 | 163.5547 | 157.3701 | 151.4712 | 144.3717 | 134.4412 | 127.7077 | 0.6425 | 0.052177 | 0.22312 | -0.097566 | -0.31518 | -1.1007 | -0.0071745 | 0.10813 | -0.47515 | -0.38511 | 0.046707 | 0.54519 | 1.119 | 3.3209 | 10.8856 | 10.1558 | 8.9387 | 7.9649 | 1.6395 | -0.13067 | -0.96246 | -1.0987 | -0.90688 | -1.3174 | 52.174 | 51.7517 | 51.0701 | 50.5351 | 50.46 | 49.7344 | 48.4468 | 49.1833 | 50.5119 | 52.7033 | 54.9511 | 56.1991 | 57.5957 | 59.0379 | 60.0521 | 60.3284 | 59.5056 | 58.8493 | 57.1703 | 55.4587 | 54.0668 | 52.7342 | 52.1101 | 51.2262 | 2.3583 | 2.0037 | 2.1809 | 2.3451 | 2.7406 | 2.3975 | 2.2499 | 2.278 | 2.4605 | 2.4202 | 2.4112 | 2.713 | 2.6545 | 2.8394 | 2.9391 | 2.8491 | 2.7399 | 2.5051 | 2.283 | 2.2331 | 2.1074 | 2.2217 | 2.2904 | 2.3184
Program Specific1-in-10Size: Over 200kWAll2025March Monthly Peak | Program Specific | 1-in-10 | Size: Over 200kW | All | 2025 | March Monthly Peak | 3 | 124.264 | 120.2825 | 116.4129 | 116.4651 | 124.6617 | 147.6197 | 175.9053 | 191.1261 | 200.2031 | 204.7461 | 211.2312 | 214.0559 | 213.4763 | 215.2677 | 210.2243 | 198.919 | 186.7217 | 176.3592 | 170.1533 | 167.4699 | 161.3975 | 152.88 | 141.9512 | 134.2169 | 0.67717 | 0.063575 | 0.23149 | -0.098927 | -0.32596 | -1.113 | -0.0063888 | 0.11257 | -0.48299 | -0.39331 | 0.055435 | 0.58557 | 1.2088 | 3.5813 | 11.7602 | 11.0218 | 9.6883 | 8.4176 | 1.7244 | -0.11811 | -1.0105 | -1.1463 | -0.94879 | -1.382 | 60.7197 | 59.1788 | 58.1529 | 57.4009 | 56.6278 | 55.9239 | 55.444 | 55.3348 | 56.5409 | 60.3319 | 64.9079 | 69.4468 | 73.1051 | 74.988 | 75.9939 | 76.5587 | 76.4034 | 75.2032 | 73.4483 | 70.8778 | 67.5885 | 64.9239 | 62.6521 | 60.6146 | 2.4582 | 2.0856 | 2.2592 | 2.4167 | 2.7974 | 2.4294 | 2.2808 | 2.3149 | 2.4966 | 2.4874 | 2.5147 | 2.8532 | 2.8272 | 3.0372 | 3.1569 | 3.0731 | 2.9372 | 2.6252 | 2.3676 | 2.3706 | 2.243 | 2.3516 | 2.4171 | 2.4358
Program Specific1-in-10Size: Over 200kWAll2025April Monthly Peak | Program Specific | 1-in-10 | Size: Over 200kW | All | 2025 | April Monthly Peak | 4 | 128.2611 | 124.2703 | 120.4879 | 120.728 | 129.5495 | 153.0577 | 179.4577 | 197.5999 | 211.231 | 220.2398 | 229.9653 | 233.7106 | 233.8911 | 235.5064 | 229.6604 | 217.2296 | 203.2395 | 189.5121 | 178.2655 | 175.7926 | 170.7217 | 161.3876 | 149.5008 | 141.2453 | 0.062155 | -0.14781 | -0.063602 | -0.37613 | -0.68984 | -1.1864 | -0.53244 | -0.61885 | -0.47417 | -0.23498 | -0.481 | -0.044295 | 0.75796 | 3.6853 | 12.4406 | 11.9033 | 10.5985 | 9.2104 | 2.6381 | 0.16741 | -0.61686 | -0.86773 | -1.0827 | -1.3884 | 70.5455 | 69.1262 | 67.5765 | 66.3205 | 65.3571 | 64.4415 | 63.8003 | 63.8899 | 66.9776 | 72.5344 | 78.1632 | 83.4896 | 86.9455 | 88.8975 | 89.6083 | 89.9885 | 89.7788 | 88.8727 | 87.0496 | 83.319 | 78.5877 | 74.7755 | 72.21 | 70.2695 | 2.3858 | 2.0276 | 2.2001 | 2.3586 | 2.7333 | 2.3724 | 2.1878 | 2.2516 | 2.4836 | 2.5257 | 2.582 | 2.9293 | 2.9156 | 3.1251 | 3.2405 | 3.1495 | 2.9947 | 2.6402 | 2.3272 | 2.337 | 2.2347 | 2.3412 | 2.3971 | 2.412
Program Specific1-in-10Size: Over 200kWAll2025May Monthly Peak | Program Specific | 1-in-10 | Size: Over 200kW | All | 2025 | May Monthly Peak | 5 | 129.4742 | 125.5205 | 122.0787 | 122.4935 | 132.0096 | 156.2865 | 181.9604 | 203.73 | 219.9912 | 231.1829 | 241.8687 | 245.4487 | 244.7841 | 245.929 | 239.5922 | 225.9144 | 210.9105 | 195.6923 | 183.1253 | 178.0838 | 174.418 | 165.1371 | 153.0597 | 144.9661 | -0.3851 | -0.34954 | -0.30476 | -0.57379 | -0.94049 | -1.3058 | -0.91183 | -1.0948 | -0.43521 | -0.061735 | -0.81368 | -0.44441 | 0.48041 | 3.7153 | 12.8309 | 12.3749 | 11.0548 | 9.6266 | 3.2024 | 0.27188 | -0.43015 | -0.743 | -1.2086 | -1.4043 | 73.7072 | 72.028 | 70.6195 | 69.8364 | 69.0692 | 68.1774 | 67.8438 | 68.1963 | 71.6532 | 77.2028 | 82.1725 | 85.7341 | 88.4582 | 90.3581 | 91.5248 | 91.8354 | 91.2727 | 89.9581 | 88.6078 | 85.9836 | 81.9779 | 77.8451 | 75.332 | 73.0631 | 2.4018 | 2.0408 | 2.2196 | 2.3829 | 2.7741 | 2.4113 | 2.2092 | 2.3132 | 2.5754 | 2.64 | 2.7034 | 3.0657 | 3.0379 | 3.2469 | 3.3599 | 3.2533 | 3.0867 | 2.7069 | 2.3771 | 2.3522 | 2.2703 | 2.3869 | 2.4454 | 2.4711
Program Specific1-in-10Size: Over 200kWAll2025June Monthly Peak | Program Specific | 1-in-10 | Size: Over 200kW | All | 2025 | June Monthly Peak | 6 | 135.4742 | 131.2436 | 127.1481 | 127.3819 | 136.19 | 158.8651 | 183.804 | 203.6778 | 217.1737 | 225.8124 | 234.7074 | 236.5553 | 232.7915 | 233.1322 | 227.2891 | 217.424 | 204.9682 | 191.7292 | 182.6539 | 177.4887 | 175.2252 | 167.0364 | 154.8858 | 147.3968 | -0.23999 | -0.34217 | -0.24989 | -0.55508 | -0.92089 | -1.3609 | -0.77389 | -0.80107 | -0.40793 | -0.053137 | -0.58852 | -0.11166 | 0.76678 | 3.6883 | 12.4746 | 12.1079 | 10.8456 | 9.4977 | 3.0278 | 0.26741 | -0.55221 | -0.87086 | -1.2085 | -1.46 | 70.6434 | 69.4914 | 68.5862 | 67.7037 | 66.5121 | 65.5377 | 65.0745 | 66.2275 | 69.7044 | 74.4941 | 79.5279 | 83.9969 | 87.0366 | 89.0065 | 90.3408 | 90.7817 | 91.1193 | 90.0102 | 88.8789 | 86.0629 | 82.0835 | 78.2709 | 75.852 | 74.0846 | 2.5387 | 2.1511 | 2.3266 | 2.4789 | 2.8488 | 2.4503 | 2.2273 | 2.3041 | 2.5337 | 2.572 | 2.6216 | 2.9566 | 2.8848 | 3.0708 | 3.1701 | 3.1105 | 2.9807 | 2.6454 | 2.3724 | 2.3415 | 2.2817 | 2.4196 | 2.4803 | 2.5238
Program Specific1-in-10Size: Over 200kWAll2025July Monthly Peak | Program Specific | 1-in-10 | Size: Over 200kW | All | 2025 | July Monthly Peak | 7 | 138.632 | 134.4572 | 131.1637 | 131.2581 | 140.8108 | 165.1127 | 191.1726 | 210.101 | 223.0139 | 231.8783 | 240.4265 | 241.7953 | 238.1756 | 238.8082 | 233.2846 | 223.7317 | 211.661 | 198.8052 | 188.6828 | 183.2891 | 180.6292 | 172.2086 | 159.7226 | 151.649 | -0.75069 | -0.56019 | -0.51803 | -0.78508 | -1.2148 | -1.4874 | -1.2089 | -1.3439 | -0.36941 | 0.12054 | -0.95158 | -0.56318 | 0.4311 | 3.6262 | 12.5974 | 12.4142 | 11.2435 | 9.9634 | 3.6857 | 0.40182 | -0.32317 | -0.71474 | -1.3477 | -1.471 | 75.9947 | 74.583 | 73.4035 | 72.2688 | 71.5142 | 70.8377 | 70.4244 | 70.9193 | 73.7138 | 78.2852 | 83.1488 | 87.0412 | 88.9039 | 89.8016 | 91.0278 | 91.4124 | 91.1001 | 90.5227 | 89.1438 | 86.8173 | 83.2205 | 79.8054 | 77.6328 | 76.2121 | 2.6195 | 2.2194 | 2.4192 | 2.5703 | 2.9613 | 2.5607 | 2.3283 | 2.3883 | 2.6139 | 2.6539 | 2.6991 | 3.0411 | 2.9632 | 3.1582 | 3.2609 | 3.2048 | 3.0775 | 2.7486 | 2.4613 | 2.4288 | 2.3657 | 2.5114 | 2.5768 | 2.6194
Program Specific1-in-10Size: Over 200kWAll2025August Monthly Peak | Program Specific | 1-in-10 | Size: Over 200kW | All | 2025 | August Monthly Peak | 8 | 142.3305 | 137.7203 | 133.8715 | 134.6222 | 144.4964 | 170.1588 | 199.0334 | 219.8126 | 235.401 | 245.8685 | 255.6472 | 258.2018 | 255.1639 | 256.2189 | 249.808 | 237.5283 | 222.5221 | 207.1504 | 195.6247 | 190.6839 | 186.3288 | 176.6819 | 163.9693 | 155.9749 | -1.154 | -0.76661 | -0.74621 | -0.94452 | -1.4125 | -1.6542 | -1.5777 | -1.7858 | -0.34131 | 0.28205 | -1.2182 | -0.92571 | 0.17834 | 3.7023 | 13.254 | 13.046 | 11.7193 | 10.3376 | 4.0869 | 0.37194 | -0.26651 | -0.67044 | -1.4881 | -1.5097 | 75.9468 | 75.1158 | 74.2853 | 73.4858 | 72.8602 | 72.4775 | 72.3243 | 72.666 | 75.2332 | 80.0031 | 84.504 | 88.8074 | 92.0385 | 94.0494 | 95.011 | 96.0249 | 96.4381 | 95.8427 | 95.0666 | 92.2845 | 87.9437 | 84.5647 | 82.3047 | 80.1634 | 2.7347 | 2.3096 | 2.5092 | 2.6789 | 3.0898 | 2.6822 | 2.4642 | 2.5424 | 2.8077 | 2.8618 | 2.9187 | 3.3049 | 3.2327 | 3.4512 | 3.559 | 3.4652 | 3.2864 | 2.9046 | 2.5922 | 2.5653 | 2.4788 | 2.6189 | 2.6879 | 2.7382
Program Specific1-in-10Size: Over 200kWAll2025September Monthly Peak | Program Specific | 1-in-10 | Size: Over 200kW | All | 2025 | September Monthly Peak | 9 | 141.008 | 137.1861 | 133.733 | 134.5224 | 144.943 | 170.7009 | 201.4275 | 223.6796 | 243.613 | 256.2446 | 266.9235 | 269.7266 | 266.2608 | 267.3343 | 259.9298 | 245.3379 | 228.22 | 211.3214 | 199.3768 | 196.3568 | 188.2365 | 178.4021 | 164.2819 | 155.7877 | -1.1673 | -0.71687 | -0.73818 | -0.9393 | -1.4084 | -1.5907 | -1.6369 | -1.9821 | -0.39578 | 0.22053 | -1.4142 | -1.1878 | -0.045836 | 3.7465 | 13.5465 | 13.3148 | 11.9525 | 10.4894 | 4.2307 | 0.38641 | -0.18724 | -0.59008 | -1.4724 | -1.4746 | 78.4058 | 77.3847 | 76.4008 | 75.8097 | 75.0521 | 74.6476 | 74.2709 | 74.1163 | 76.075 | 80.309 | 84.8339 | 89.2633 | 92.5435 | 94.6466 | 95.3805 | 95.6004 | 95.2166 | 93.8271 | 92.0919 | 88.9209 | 84.9613 | 81.8134 | 79.4288 | 77.6086 | 2.7312 | 2.3218 | 2.5304 | 2.709 | 3.1504 | 2.7254 | 2.5305 | 2.6286 | 2.9578 | 3.0346 | 3.0928 | 3.4942 | 3.4229 | 3.6577 | 3.7756 | 3.6507 | 3.438 | 3.0127 | 2.676 | 2.6762 | 2.5343 | 2.6725 | 2.7222 | 2.7621
Program Specific1-in-10Size: Over 200kWAll2025October Monthly Peak | Program Specific | 1-in-10 | Size: Over 200kW | All | 2025 | October Monthly Peak | 10 | 135.5314 | 131.4217 | 127.2037 | 127.0812 | 136.4152 | 160.7971 | 190.4434 | 208.8634 | 224.6394 | 236.2952 | 247.503 | 252.2465 | 251.8317 | 253.5284 | 247.1469 | 233.0454 | 216.4056 | 201.126 | 193.3915 | 186.9493 | 178.3427 | 168.6641 | 156.0915 | 147.5079 | -0.39471 | -0.40336 | -0.33323 | -0.59327 | -0.96415 | -1.4032 | -0.94289 | -1.0446 | -0.4255 | -0.032454 | -0.75164 | -0.34983 | 0.59394 | 3.8479 | 13.3114 | 12.805 | 11.3308 | 9.8845 | 3.2968 | 0.2226 | -0.53151 | -0.83943 | -1.2591 | -1.4548 | 73.4784 | 72.1314 | 71.1558 | 70.0646 | 69.0676 | 68.3166 | 67.9846 | 67.7283 | 68.7258 | 72.6677 | 78.0134 | 83.5727 | 88.1735 | 91.0128 | 91.9441 | 92.3326 | 91.9765 | 90.5855 | 87.5205 | 82.9821 | 78.9326 | 76.3366 | 74.5297 | 72.9099 | 2.5241 | 2.1414 | 2.3152 | 2.4695 | 2.8643 | 2.4797 | 2.3129 | 2.3715 | 2.6307 | 2.6983 | 2.7653 | 3.1529 | 3.1278 | 3.3505 | 3.4721 | 3.363 | 3.1672 | 2.7844 | 2.5096 | 2.4653 | 2.32 | 2.4361 | 2.4943 | 2.5181
Program Specific1-in-10Size: Over 200kWAll2025November Monthly Peak | Program Specific | 1-in-10 | Size: Over 200kW | All | 2025 | November Monthly Peak | 11 | 128.1201 | 124.3399 | 120.6872 | 120.8251 | 130.0543 | 153.7433 | 179.7887 | 197.3833 | 211.0561 | 220.4335 | 229.6922 | 233.0686 | 232.3989 | 233.59 | 226.7377 | 213.3724 | 200.7081 | 192.3783 | 181.2724 | 173.6468 | 166.165 | 157.2815 | 146.4415 | 139.2033 | 0.31535 | -0.001584 | 0.085561 | -0.2793 | -0.57296 | -1.099 | -0.34129 | -0.42622 | -0.51297 | -0.34934 | -0.38346 | 0.091988 | 0.85385 | 3.7354 | 12.3874 | 11.7529 | 10.5197 | 9.3765 | 2.5056 | 0.16599 | -0.63936 | -0.86942 | -0.98898 | -1.3592 | 69.4135 | 67.7848 | 67.1274 | 65.8313 | 65.0004 | 64.0677 | 63.7639 | 63.9925 | 66.3001 | 71.1444 | 77.2606 | 82.2082 | 85.2831 | 86.8631 | 87.7744 | 87.4531 | 85.7946 | 83.0726 | 79.9548 | 76.8435 | 74.4185 | 72.5353 | 70.7169 | 69.5481 | 2.4225 | 2.0571 | 2.2342 | 2.3799 | 2.7595 | 2.4042 | 2.212 | 2.2673 | 2.499 | 2.545 | 2.5974 | 2.9489 | 2.92 | 3.1235 | 3.22 | 3.116 | 2.9825 | 2.7016 | 2.3869 | 2.3237 | 2.1909 | 2.3035 | 2.3729 | 2.4101
Program Specific1-in-10Size: Over 200kWAll2025December Monthly Peak | Program Specific | 1-in-10 | Size: Over 200kW | All | 2025 | December Monthly Peak | 12 | 118.842 | 115.0126 | 111.8365 | 111.5223 | 120.2806 | 143.4743 | 170.5369 | 185.0357 | 193.8864 | 195.631 | 196.8265 | 194.463 | 189.6289 | 188.0273 | 181.0601 | 171.9136 | 165.5033 | 162.9065 | 158.4097 | 153.3867 | 147.8779 | 142.0005 | 132.5151 | 125.8558 | 0.66629 | 0.076029 | 0.23789 | -0.090179 | -0.30072 | -1.0809 | 0.0014237 | 0.1074 | -0.4682 | -0.38183 | 0.041055 | 0.5142 | 1.0474 | 3.1317 | 10.1829 | 9.5745 | 8.6135 | 7.8055 | 1.5878 | -0.12882 | -0.94365 | -1.0823 | -0.89111 | -1.2976 | 45.7813 | 45.0894 | 44.8022 | 44.8201 | 44.873 | 44.634 | 45.0531 | 45.1141 | 45.6718 | 47.1193 | 48.6942 | 50.4341 | 51.782 | 52.1398 | 52.2281 | 52.1381 | 51.6566 | 50.5791 | 49.3265 | 48.0682 | 46.8034 | 46.2789 | 45.9948 | 45.2868 | 2.3636 | 2.0016 | 2.1793 | 2.3159 | 2.7052 | 2.3694 | 2.2176 | 2.2499 | 2.4296 | 2.3843 | 2.3495 | 2.6089 | 2.5222 | 2.6646 | 2.7283 | 2.668 | 2.6241 | 2.4361 | 2.2122 | 2.1754 | 2.0575 | 2.1869 | 2.2606 | 2.2936
Program Specific1-in-10Size: Over 200kWAll2025Typical Event Day | Program Specific | 1-in-10 | Size: Over 200kW | All | 2025 | Typical Event Day | 8 | 141.54 | 136.9386 | 132.9898 | 133.7072 | 143.4803 | 168.9477 | 197.6102 | 217.7064 | 232.3656 | 241.9334 | 251.0782 | 253.4028 | 250.324 | 251.4731 | 245.2871 | 233.3098 | 218.6501 | 203.7627 | 192.8576 | 188.1431 | 184.0919 | 174.6654 | 162.1938 | 154.3784 | -0.83457 | -0.6016 | -0.5653 | -0.81392 | -1.2533 | -1.5491 | -1.3157 | -1.4869 | -0.38205 | 0.14298 | -1.0367 | -0.68375 | 0.3508 | 3.7362 | 13.1236 | 12.851 | 11.537 | 10.149 | 3.7742 | 0.36266 | -0.33547 | -0.71372 | -1.3865 | -1.4929 | 75.2477 | 74.1437 | 73.169 | 72.317 | 71.4847 | 70.8751 | 70.5236 | 70.9823 | 73.6816 | 78.2728 | 83.0036 | 87.2772 | 90.1306 | 91.876 | 92.94 | 93.4549 | 93.4685 | 92.5507 | 91.2953 | 88.5214 | 84.5523 | 81.1136 | 78.8046 | 77.0172 | 2.6762 | 2.261 | 2.4546 | 2.6225 | 3.0256 | 2.6253 | 2.4125 | 2.4839 | 2.7347 | 2.7786 | 2.8277 | 3.1967 | 3.1293 | 3.3436 | 3.4528 | 3.3639 | 3.1924 | 2.8219 | 2.5201 | 2.4975 | 2.415 | 2.5506 | 2.6188 | 2.6673
Program Specific1-in-10Size: Over 200kWAll2026January Monthly Peak | Program Specific | 1-in-10 | Size: Over 200kW | All | 2026 | January Monthly Peak | 1 | 117.4569 | 113.9661 | 110.6976 | 111.2497 | 120.7335 | 144.9998 | 173.6287 | 189.2643 | 198.2144 | 198.4004 | 199.2368 | 196.8288 | 191.3172 | 189.5437 | 182.0567 | 172.1971 | 163.701 | 161.6009 | 157.9445 | 152.6294 | 147.0637 | 141.1611 | 132.2444 | 125.9551 | 0.64519 | 0.063647 | 0.2231 | -0.093291 | -0.30457 | -1.1002 | -0.0068371 | 0.10272 | -0.47972 | -0.38738 | 0.039855 | 0.51858 | 1.0577 | 3.1595 | 10.2433 | 9.5846 | 8.5071 | 7.7197 | 1.57 | -0.139 | -0.94506 | -1.0779 | -0.88941 | -1.2993 | 45.7013 | 44.9226 | 44.0916 | 43.5386 | 43.1592 | 42.8164 | 42.5424 | 42.3314 | 42.8037 | 45.1707 | 47.8666 | 49.9518 | 51.8071 | 52.581 | 52.912 | 52.7295 | 51.6675 | 50.2595 | 48.2465 | 46.6572 | 45.5313 | 44.8467 | 44.2768 | 43.5872 | 2.3301 | 1.9801 | 2.1514 | 2.3119 | 2.725 | 2.3968 | 2.2626 | 2.3073 | 2.4896 | 2.4217 | 2.381 | 2.6424 | 2.5432 | 2.6852 | 2.7422 | 2.6752 | 2.6028 | 2.4262 | 2.2106 | 2.1681 | 2.0472 | 2.174 | 2.2555 | 2.2936
Program Specific1-in-10Size: Over 200kWAll2026February Monthly Peak | Program Specific | 1-in-10 | Size: Over 200kW | All | 2026 | February Monthly Peak | 2 | 119.3027 | 115.6772 | 112.373 | 112.9683 | 121.8221 | 145.3997 | 173.0979 | 187.6 | 196.6144 | 198.7569 | 202.1289 | 202.8696 | 199.9742 | 200.4715 | 194.6521 | 183.3362 | 172.6854 | 167.2222 | 163.5547 | 157.3701 | 151.4712 | 144.3717 | 134.4412 | 127.7077 | 0.6425 | 0.052177 | 0.22312 | -0.097566 | -0.31518 | -1.1007 | -0.0071745 | 0.10813 | -0.47515 | -0.38511 | 0.046707 | 0.54519 | 1.119 | 3.3209 | 10.8856 | 10.1558 | 8.9387 | 7.9649 | 1.6395 | -0.13067 | -0.96246 | -1.0987 | -0.90688 | -1.3174 | 52.174 | 51.7517 | 51.0701 | 50.5351 | 50.46 | 49.7344 | 48.4468 | 49.1833 | 50.5119 | 52.7033 | 54.9511 | 56.1991 | 57.5957 | 59.0379 | 60.0521 | 60.3284 | 59.5056 | 58.8493 | 57.1703 | 55.4587 | 54.0668 | 52.7342 | 52.1101 | 51.2262 | 2.3583 | 2.0037 | 2.1809 | 2.3451 | 2.7406 | 2.3975 | 2.2499 | 2.278 | 2.4605 | 2.4202 | 2.4112 | 2.713 | 2.6545 | 2.8394 | 2.9391 | 2.8491 | 2.7399 | 2.5051 | 2.283 | 2.2331 | 2.1074 | 2.2217 | 2.2904 | 2.3184
Program Specific1-in-10Size: Over 200kWAll2026March Monthly Peak | Program Specific | 1-in-10 | Size: Over 200kW | All | 2026 | March Monthly Peak | 3 | 124.264 | 120.2825 | 116.4129 | 116.4651 | 124.6617 | 147.6197 | 175.9053 | 191.1261 | 200.2031 | 204.7461 | 211.2312 | 214.0559 | 213.4763 | 215.2676 | 210.2243 | 198.919 | 186.7217 | 176.3592 | 170.1533 | 167.4699 | 161.3975 | 152.88 | 141.9513 | 134.2169 | 0.67717 | 0.063575 | 0.23149 | -0.098927 | -0.32596 | -1.113 | -0.0063888 | 0.11257 | -0.48299 | -0.39331 | 0.055435 | 0.58557 | 1.2088 | 3.5813 | 11.7602 | 11.0218 | 9.6883 | 8.4176 | 1.7244 | -0.11811 | -1.0105 | -1.1463 | -0.94879 | -1.382 | 60.7197 | 59.1788 | 58.1529 | 57.4009 | 56.6278 | 55.9239 | 55.444 | 55.3348 | 56.5409 | 60.3319 | 64.9079 | 69.4468 | 73.1051 | 74.988 | 75.9939 | 76.5587 | 76.4034 | 75.2032 | 73.4483 | 70.8778 | 67.5885 | 64.9239 | 62.6521 | 60.6146 | 2.4582 | 2.0856 | 2.2592 | 2.4167 | 2.7974 | 2.4294 | 2.2808 | 2.3149 | 2.4966 | 2.4874 | 2.5147 | 2.8532 | 2.8272 | 3.0372 | 3.1569 | 3.0731 | 2.9372 | 2.6252 | 2.3676 | 2.3706 | 2.243 | 2.3516 | 2.4171 | 2.4358
Program Specific1-in-10Size: Over 200kWAll2026April Monthly Peak | Program Specific | 1-in-10 | Size: Over 200kW | All | 2026 | April Monthly Peak | 4 | 128.2611 | 124.2703 | 120.4879 | 120.728 | 129.5495 | 153.0577 | 179.4578 | 197.5999 | 211.231 | 220.2398 | 229.9653 | 233.7106 | 233.8911 | 235.5064 | 229.6604 | 217.2296 | 203.2395 | 189.5121 | 178.2655 | 175.7926 | 170.7217 | 161.3877 | 149.5008 | 141.2453 | 0.062155 | -0.14781 | -0.063601 | -0.37613 | -0.68984 | -1.1864 | -0.53244 | -0.61885 | -0.47417 | -0.23498 | -0.481 | -0.044295 | 0.75796 | 3.6853 | 12.4406 | 11.9033 | 10.5985 | 9.2104 | 2.6381 | 0.16741 | -0.61686 | -0.86773 | -1.0827 | -1.3884 | 70.5455 | 69.1262 | 67.5765 | 66.3205 | 65.3571 | 64.4415 | 63.8003 | 63.8899 | 66.9776 | 72.5344 | 78.1632 | 83.4896 | 86.9455 | 88.8975 | 89.6083 | 89.9885 | 89.7788 | 88.8727 | 87.0496 | 83.319 | 78.5877 | 74.7755 | 72.21 | 70.2695 | 2.3858 | 2.0276 | 2.2001 | 2.3586 | 2.7333 | 2.3724 | 2.1878 | 2.2516 | 2.4836 | 2.5257 | 2.582 | 2.9293 | 2.9156 | 3.1251 | 3.2405 | 3.1495 | 2.9947 | 2.6402 | 2.3272 | 2.337 | 2.2347 | 2.3412 | 2.3971 | 2.412
Program Specific1-in-10Size: Over 200kWAll2026May Monthly Peak | Program Specific | 1-in-10 | Size: Over 200kW | All | 2026 | May Monthly Peak | 5 | 129.4742 | 125.5205 | 122.0787 | 122.4935 | 132.0096 | 156.2865 | 181.9604 | 203.73 | 219.9911 | 231.1829 | 241.8687 | 245.4487 | 244.7841 | 245.929 | 239.5922 | 225.9144 | 210.9105 | 195.6924 | 183.1253 | 178.0838 | 174.418 | 165.1371 | 153.0597 | 144.9661 | -0.3851 | -0.34954 | -0.30476 | -0.57379 | -0.94049 | -1.3058 | -0.91183 | -1.0948 | -0.43521 | -0.061735 | -0.81368 | -0.44441 | 0.48041 | 3.7153 | 12.8309 | 12.3749 | 11.0548 | 9.6266 | 3.2024 | 0.27188 | -0.43015 | -0.743 | -1.2086 | -1.4043 | 73.7072 | 72.028 | 70.6195 | 69.8364 | 69.0692 | 68.1774 | 67.8438 | 68.1963 | 71.6532 | 77.2028 | 82.1725 | 85.7341 | 88.4582 | 90.3581 | 91.5248 | 91.8354 | 91.2727 | 89.9581 | 88.6078 | 85.9836 | 81.9779 | 77.8451 | 75.332 | 73.0631 | 2.4018 | 2.0408 | 2.2196 | 2.3829 | 2.7741 | 2.4113 | 2.2092 | 2.3132 | 2.5754 | 2.64 | 2.7034 | 3.0657 | 3.0379 | 3.2469 | 3.3599 | 3.2533 | 3.0867 | 2.7069 | 2.3771 | 2.3522 | 2.2703 | 2.3869 | 2.4454 | 2.4711
Program Specific1-in-10Size: Over 200kWAll2026June Monthly Peak | Program Specific | 1-in-10 | Size: Over 200kW | All | 2026 | June Monthly Peak | 6 | 135.4742 | 131.2436 | 127.1481 | 127.3819 | 136.19 | 158.8651 | 183.804 | 203.6779 | 217.1737 | 225.8124 | 234.7074 | 236.5553 | 232.7915 | 233.1322 | 227.2891 | 217.424 | 204.9682 | 191.7292 | 182.6539 | 177.4887 | 175.2252 | 167.0364 | 154.8858 | 147.3968 | -0.23999 | -0.34217 | -0.24989 | -0.55508 | -0.92089 | -1.3609 | -0.77389 | -0.80107 | -0.40793 | -0.053137 | -0.58852 | -0.11166 | 0.76678 | 3.6883 | 12.4746 | 12.1079 | 10.8456 | 9.4977 | 3.0278 | 0.26741 | -0.55221 | -0.87086 | -1.2085 | -1.46 | 70.6434 | 69.4914 | 68.5862 | 67.7037 | 66.5121 | 65.5377 | 65.0745 | 66.2275 | 69.7044 | 74.4941 | 79.5279 | 83.9969 | 87.0366 | 89.0065 | 90.3408 | 90.7817 | 91.1193 | 90.0102 | 88.8789 | 86.0629 | 82.0835 | 78.2709 | 75.852 | 74.0846 | 2.5387 | 2.1511 | 2.3266 | 2.4789 | 2.8488 | 2.4503 | 2.2273 | 2.3041 | 2.5337 | 2.572 | 2.6216 | 2.9566 | 2.8848 | 3.0708 | 3.1701 | 3.1105 | 2.9807 | 2.6454 | 2.3724 | 2.3415 | 2.2817 | 2.4196 | 2.4803 | 2.5238
Program Specific1-in-10Size: Over 200kWAll2026July Monthly Peak | Program Specific | 1-in-10 | Size: Over 200kW | All | 2026 | July Monthly Peak | 7 | 138.632 | 134.4572 | 131.1637 | 131.2581 | 140.8108 | 165.1127 | 191.1726 | 210.101 | 223.0139 | 231.8783 | 240.4265 | 241.7953 | 238.1756 | 238.8082 | 233.2846 | 223.7317 | 211.661 | 198.8052 | 188.6828 | 183.2891 | 180.6292 | 172.2086 | 159.7226 | 151.649 | -0.75069 | -0.56019 | -0.51803 | -0.78508 | -1.2148 | -1.4874 | -1.2089 | -1.3439 | -0.36941 | 0.12054 | -0.95158 | -0.56318 | 0.4311 | 3.6262 | 12.5974 | 12.4142 | 11.2435 | 9.9634 | 3.6857 | 0.40182 | -0.32317 | -0.71474 | -1.3477 | -1.471 | 75.9947 | 74.583 | 73.4035 | 72.2688 | 71.5142 | 70.8377 | 70.4244 | 70.9193 | 73.7138 | 78.2852 | 83.1488 | 87.0412 | 88.9039 | 89.8016 | 91.0278 | 91.4124 | 91.1001 | 90.5227 | 89.1438 | 86.8173 | 83.2205 | 79.8054 | 77.6328 | 76.2121 | 2.6195 | 2.2194 | 2.4192 | 2.5703 | 2.9613 | 2.5607 | 2.3283 | 2.3883 | 2.6139 | 2.6539 | 2.6991 | 3.0411 | 2.9632 | 3.1582 | 3.2609 | 3.2048 | 3.0775 | 2.7486 | 2.4613 | 2.4288 | 2.3657 | 2.5114 | 2.5768 | 2.6194
Program Specific1-in-10Size: Over 200kWAll2026August Monthly Peak | Program Specific | 1-in-10 | Size: Over 200kW | All | 2026 | August Monthly Peak | 8 | 142.3305 | 137.7203 | 133.8715 | 134.6223 | 144.4964 | 170.1588 | 199.0334 | 219.8126 | 235.401 | 245.8685 | 255.6472 | 258.2018 | 255.1639 | 256.2189 | 249.808 | 237.5283 | 222.5221 | 207.1504 | 195.6247 | 190.684 | 186.3288 | 176.6819 | 163.9693 | 155.9749 | -1.154 | -0.76661 | -0.74621 | -0.94452 | -1.4125 | -1.6542 | -1.5777 | -1.7858 | -0.34131 | 0.28205 | -1.2182 | -0.92571 | 0.17834 | 3.7023 | 13.254 | 13.046 | 11.7193 | 10.3376 | 4.0869 | 0.37194 | -0.26651 | -0.67044 | -1.4881 | -1.5097 | 75.9468 | 75.1158 | 74.2853 | 73.4858 | 72.8602 | 72.4775 | 72.3243 | 72.666 | 75.2332 | 80.0032 | 84.504 | 88.8074 | 92.0385 | 94.0494 | 95.011 | 96.0249 | 96.4381 | 95.8427 | 95.0666 | 92.2845 | 87.9437 | 84.5647 | 82.3047 | 80.1634 | 2.7347 | 2.3096 | 2.5092 | 2.6789 | 3.0898 | 2.6822 | 2.4642 | 2.5424 | 2.8077 | 2.8618 | 2.9187 | 3.3049 | 3.2327 | 3.4512 | 3.559 | 3.4652 | 3.2864 | 2.9046 | 2.5922 | 2.5653 | 2.4788 | 2.6189 | 2.6879 | 2.7382
Program Specific1-in-10Size: Over 200kWAll2026September Monthly Peak | Program Specific | 1-in-10 | Size: Over 200kW | All | 2026 | September Monthly Peak | 9 | 141.008 | 137.1861 | 133.733 | 134.5224 | 144.943 | 170.7009 | 201.4275 | 223.6796 | 243.613 | 256.2446 | 266.9235 | 269.7266 | 266.2608 | 267.3343 | 259.9298 | 245.3379 | 228.22 | 211.3214 | 199.3768 | 196.3568 | 188.2366 | 178.4021 | 164.2819 | 155.7877 | -1.1673 | -0.71687 | -0.73818 | -0.9393 | -1.4084 | -1.5907 | -1.6369 | -1.9821 | -0.39578 | 0.22053 | -1.4142 | -1.1878 | -0.045836 | 3.7465 | 13.5465 | 13.3148 | 11.9525 | 10.4894 | 4.2307 | 0.38641 | -0.18724 | -0.59008 | -1.4724 | -1.4746 | 78.4058 | 77.3847 | 76.4008 | 75.8097 | 75.0521 | 74.6476 | 74.2709 | 74.1163 | 76.075 | 80.309 | 84.8339 | 89.2633 | 92.5435 | 94.6466 | 95.3805 | 95.6004 | 95.2166 | 93.8271 | 92.0919 | 88.9209 | 84.9613 | 81.8134 | 79.4288 | 77.6086 | 2.7312 | 2.3218 | 2.5304 | 2.709 | 3.1504 | 2.7254 | 2.5305 | 2.6286 | 2.9578 | 3.0346 | 3.0928 | 3.4942 | 3.4229 | 3.6577 | 3.7756 | 3.6507 | 3.438 | 3.0127 | 2.676 | 2.6762 | 2.5343 | 2.6725 | 2.7222 | 2.7621
Program Specific1-in-10Size: Over 200kWAll2026October Monthly Peak | Program Specific | 1-in-10 | Size: Over 200kW | All | 2026 | October Monthly Peak | 10 | 135.5314 | 131.4217 | 127.2037 | 127.0812 | 136.4152 | 160.7971 | 190.4434 | 208.8634 | 224.6394 | 236.2952 | 247.5031 | 252.2465 | 251.8317 | 253.5284 | 247.1469 | 233.0454 | 216.4056 | 201.126 | 193.3915 | 186.9493 | 178.3427 | 168.6641 | 156.0915 | 147.5078 | -0.39471 | -0.40336 | -0.33323 | -0.59327 | -0.96415 | -1.4032 | -0.94289 | -1.0446 | -0.4255 | -0.032454 | -0.75164 | -0.34983 | 0.59394 | 3.8479 | 13.3114 | 12.805 | 11.3308 | 9.8845 | 3.2968 | 0.22259 | -0.53151 | -0.83943 | -1.2591 | -1.4548 | 73.4784 | 72.1314 | 71.1558 | 70.0646 | 69.0676 | 68.3166 | 67.9846 | 67.7283 | 68.7258 | 72.6677 | 78.0134 | 83.5727 | 88.1735 | 91.0128 | 91.9441 | 92.3326 | 91.9765 | 90.5855 | 87.5205 | 82.9821 | 78.9326 | 76.3366 | 74.5297 | 72.9099 | 2.5241 | 2.1414 | 2.3152 | 2.4695 | 2.8643 | 2.4797 | 2.3129 | 2.3715 | 2.6307 | 2.6983 | 2.7653 | 3.1529 | 3.1278 | 3.3505 | 3.4721 | 3.363 | 3.1672 | 2.7844 | 2.5096 | 2.4653 | 2.32 | 2.4361 | 2.4943 | 2.5181
Program Specific1-in-10Size: Over 200kWAll2026November Monthly Peak | Program Specific | 1-in-10 | Size: Over 200kW | All | 2026 | November Monthly Peak | 11 | 128.1201 | 124.3399 | 120.6872 | 120.8251 | 130.0543 | 153.7433 | 179.7887 | 197.3833 | 211.0561 | 220.4335 | 229.6922 | 233.0686 | 232.3989 | 233.59 | 226.7376 | 213.3724 | 200.7081 | 192.3783 | 181.2724 | 173.6468 | 166.165 | 157.2815 | 146.4415 | 139.2033 | 0.31535 | -0.001584 | 0.085561 | -0.2793 | -0.57296 | -1.099 | -0.34129 | -0.42622 | -0.51297 | -0.34934 | -0.38346 | 0.091988 | 0.85385 | 3.7354 | 12.3874 | 11.7529 | 10.5197 | 9.3765 | 2.5056 | 0.16599 | -0.63936 | -0.86942 | -0.98898 | -1.3592 | 69.4135 | 67.7848 | 67.1274 | 65.8313 | 65.0004 | 64.0677 | 63.7639 | 63.9925 | 66.3002 | 71.1444 | 77.2606 | 82.2082 | 85.2831 | 86.8631 | 87.7744 | 87.4531 | 85.7946 | 83.0726 | 79.9548 | 76.8435 | 74.4185 | 72.5353 | 70.7169 | 69.5481 | 2.4225 | 2.0571 | 2.2342 | 2.3799 | 2.7595 | 2.4042 | 2.212 | 2.2673 | 2.499 | 2.545 | 2.5974 | 2.9489 | 2.92 | 3.1235 | 3.22 | 3.116 | 2.9825 | 2.7016 | 2.3869 | 2.3237 | 2.1909 | 2.3035 | 2.3729 | 2.4101
Program Specific1-in-10Size: Over 200kWAll2026December Monthly Peak | Program Specific | 1-in-10 | Size: Over 200kW | All | 2026 | December Monthly Peak | 12 | 118.842 | 115.0126 | 111.8365 | 111.5223 | 120.2806 | 143.4743 | 170.5369 | 185.0357 | 193.8864 | 195.631 | 196.8265 | 194.463 | 189.6289 | 188.0273 | 181.0601 | 171.9136 | 165.5033 | 162.9065 | 158.4098 | 153.3867 | 147.8779 | 142.0005 | 132.5151 | 125.8558 | 0.66629 | 0.076029 | 0.23789 | -0.090179 | -0.30072 | -1.0809 | 0.0014238 | 0.1074 | -0.4682 | -0.38183 | 0.041055 | 0.5142 | 1.0474 | 3.1317 | 10.1829 | 9.5745 | 8.6135 | 7.8055 | 1.5878 | -0.12882 | -0.94365 | -1.0823 | -0.89111 | -1.2976 | 45.7813 | 45.0894 | 44.8022 | 44.8201 | 44.873 | 44.634 | 45.0531 | 45.1141 | 45.6718 | 47.1193 | 48.6942 | 50.4341 | 51.782 | 52.1398 | 52.2281 | 52.1381 | 51.6566 | 50.5791 | 49.3265 | 48.0682 | 46.8034 | 46.2789 | 45.9948 | 45.2868 | 2.3636 | 2.0016 | 2.1793 | 2.3159 | 2.7052 | 2.3694 | 2.2176 | 2.2499 | 2.4296 | 2.3843 | 2.3495 | 2.6089 | 2.5222 | 2.6646 | 2.7283 | 2.668 | 2.6241 | 2.4361 | 2.2122 | 2.1754 | 2.0575 | 2.1869 | 2.2606 | 2.2936
Program Specific1-in-10Size: Over 200kWAll2026Typical Event Day | Program Specific | 1-in-10 | Size: Over 200kW | All | 2026 | Typical Event Day | 8 | 141.54 | 136.9386 | 132.9898 | 133.7072 | 143.4803 | 168.9477 | 197.6102 | 217.7064 | 232.3656 | 241.9334 | 251.0782 | 253.4028 | 250.324 | 251.4731 | 245.2871 | 233.3098 | 218.6501 | 203.7627 | 192.8576 | 188.1431 | 184.0919 | 174.6654 | 162.1938 | 154.3784 | -0.83457 | -0.6016 | -0.5653 | -0.81392 | -1.2533 | -1.5491 | -1.3157 | -1.4869 | -0.38205 | 0.14298 | -1.0367 | -0.68375 | 0.3508 | 3.7362 | 13.1236 | 12.851 | 11.537 | 10.149 | 3.7742 | 0.36266 | -0.33547 | -0.71372 | -1.3865 | -1.4929 | 75.2477 | 74.1437 | 73.169 | 72.317 | 71.4847 | 70.8751 | 70.5236 | 70.9823 | 73.6816 | 78.2729 | 83.0036 | 87.2772 | 90.1306 | 91.876 | 92.94 | 93.4549 | 93.4685 | 92.5507 | 91.2953 | 88.5214 | 84.5523 | 81.1136 | 78.8046 | 77.0172 | 2.6762 | 2.261 | 2.4546 | 2.6225 | 3.0256 | 2.6253 | 2.4125 | 2.4839 | 2.7347 | 2.7786 | 2.8277 | 3.1967 | 3.1293 | 3.3436 | 3.4528 | 3.3639 | 3.1924 | 2.8219 | 2.5201 | 2.4975 | 2.415 | 2.5506 | 2.6188 | 2.6673
Program Specific1-in-2Size: Over 200kWAll2015January Monthly Peak | Program Specific | 1-in-2 | Size: Over 200kW | All | 2015 | January Monthly Peak | 1 | 118.044 | 114.5405 | 110.8685 | 111.4986 | 120.8189 | 144.8089 | 173.1408 | 188.0287 | 196.337 | 197.3304 | 199.7704 | 199.0752 | 195.2328 | 194.8401 | 188.2001 | 177.6946 | 168.214 | 164.8198 | 159.5087 | 153.732 | 148.1718 | 141.6508 | 132.6313 | 126.2858 | 0.64636 | 0.062821 | 0.22724 | -0.094521 | -0.31182 | -1.0961 | -0.0052898 | 0.10828 | -0.47343 | -0.3831 | 0.047227 | 0.53771 | 1.0996 | 3.2484 | 10.5548 | 9.8581 | 8.7219 | 7.8657 | 1.6047 | -0.11787 | -0.93415 | -1.0662 | -0.88532 | -1.2984 | 52.1793 | 51.6889 | 51.3422 | 50.8801 | 50.6911 | 50.2643 | 50.3673 | 50.2582 | 50.6066 | 51.974 | 53.7841 | 55.324 | 56.4682 | 57.4352 | 58.0818 | 58.0139 | 57.8298 | 57.1371 | 55.756 | 54.4562 | 53.8236 | 53.5187 | 53.0254 | 52.2184 | 2.339 | 1.9881 | 2.1542 | 2.3148 | 2.7195 | 2.3887 | 2.2506 | 2.2839 | 2.4545 | 2.4009 | 2.3806 | 2.66 | 2.5859 | 2.7506 | 2.8269 | 2.7532 | 2.6632 | 2.4636 | 2.2246 | 2.178 | 2.0599 | 2.1799 | 2.2601 | 2.2972
Program Specific1-in-2Size: Over 200kWAll2015February Monthly Peak | Program Specific | 1-in-2 | Size: Over 200kW | All | 2015 | February Monthly Peak | 2 | 119.5637 | 115.9371 | 112.5691 | 113.1877 | 121.9882 | 145.5022 | 173.1682 | 187.5975 | 196.6181 | 199.1182 | 202.9294 | 204.0933 | 201.5919 | 202.4509 | 196.8148 | 185.2928 | 174.3679 | 168.5247 | 164.3926 | 158.0966 | 152.1345 | 144.8436 | 134.8547 | 128.0646 | 0.64474 | 0.052605 | 0.22487 | -0.097373 | -0.31558 | -1.1005 | -0.0062436 | 0.10954 | -0.47463 | -0.38634 | 0.04713 | 0.5488 | 1.1282 | 3.3572 | 11.0129 | 10.2704 | 9.0345 | 8.0358 | 1.6508 | -0.12793 | -0.96474 | -1.1003 | -0.90821 | -1.3205 | 51.7156 | 51.262 | 51.0317 | 50.7187 | 50.2517 | 50.0823 | 49.7075 | 50.018 | 51.3465 | 54.7302 | 58.4681 | 61.5573 | 63.1022 | 63.75 | 64.2215 | 63.9685 | 63.5946 | 62.7256 | 60.7588 | 58.7192 | 57.5166 | 56.589 | 55.6667 | 54.3926 | 2.3638 | 2.0084 | 2.1852 | 2.3495 | 2.7436 | 2.3988 | 2.2502 | 2.2768 | 2.4586 | 2.423 | 2.4198 | 2.7291 | 2.6755 | 2.8667 | 2.9711 | 2.8785 | 2.7645 | 2.5228 | 2.2938 | 2.242 | 2.1161 | 2.2292 | 2.2977 | 2.3254
Program Specific1-in-2Size: Over 200kWAll2015March Monthly Peak | Program Specific | 1-in-2 | Size: Over 200kW | All | 2015 | March Monthly Peak | 3 | 122.5883 | 118.6291 | 114.9023 | 114.8358 | 123.0343 | 145.9497 | 174.1448 | 188.9377 | 197.1021 | 199.6327 | 203.9713 | 205.1545 | 203.2367 | 204.0332 | 198.6623 | 188.3385 | 177.4399 | 168.8421 | 164.8415 | 162.832 | 157.1989 | 149.4908 | 138.9851 | 131.5543 | 0.67139 | 0.06575 | 0.22845 | -0.096481 | -0.31743 | -1.0992 | -0.0048198 | 0.1095 | -0.47595 | -0.38534 | 0.049681 | 0.55482 | 1.1417 | 3.395 | 11.1282 | 10.4476 | 9.2088 | 8.0516 | 1.657 | -0.12917 | -0.99376 | -1.1289 | -0.93324 | -1.3566 | 52.9277 | 52.0221 | 51.4283 | 51.1453 | 50.6309 | 50.2648 | 49.9634 | 50.1652 | 51.9323 | 54.1142 | 56.9381 | 59.8002 | 62.1998 | 64.1261 | 65.2175 | 65.7421 | 65.4769 | 64.5147 | 61.9918 | 58.8937 | 57.1645 | 55.8078 | 54.657 | 53.2631 | 2.4273 | 2.0584 | 2.2307 | 2.3838 | 2.7629 | 2.404 | 2.2603 | 2.2919 | 2.4627 | 2.4278 | 2.4309 | 2.7403 | 2.6952 | 2.8824 | 2.9859 | 2.913 | 2.7983 | 2.5211 | 2.2989 | 2.3094 | 2.1863 | 2.2998 | 2.3671 | 2.388
Program Specific1-in-2Size: Over 200kWAll2015April Monthly Peak | Program Specific | 1-in-2 | Size: Over 200kW | All | 2015 | April Monthly Peak | 4 | 125.3027 | 121.3588 | 117.3332 | 117.3896 | 125.9272 | 148.884 | 174.6492 | 190.7917 | 201.4254 | 207.0748 | 214.1937 | 216.7154 | 216.2932 | 217.6792 | 212.3709 | 201.2465 | 188.8081 | 177.2337 | 168.6663 | 167.1594 | 163.0514 | 154.6442 | 143.5415 | 135.8453 | 0.67441 | 0.060252 | 0.23234 | -0.10103 | -0.33539 | -1.1251 | -0.0047293 | 0.11532 | -0.48575 | -0.39843 | 0.056725 | 0.59437 | 1.2254 | 3.6279 | 11.8881 | 11.159 | 9.8096 | 8.4838 | 1.7222 | -0.10285 | -1.0101 | -1.149 | -0.95246 | -1.3954 | 62.3636 | 61.3588 | 60.5271 | 59.8356 | 58.9355 | 58.2877 | 57.7461 | 57.7126 | 59.8389 | 63.8411 | 68.6147 | 73.3231 | 77.2501 | 79.6601 | 80.8449 | 81.2836 | 80.712 | 79.9342 | 78.1368 | 75.5256 | 71.4205 | 68.8975 | 66.8813 | 65.0729 | 2.4738 | 2.1012 | 2.2742 | 2.4339 | 2.8216 | 2.4494 | 2.2607 | 2.3074 | 2.5101 | 2.5137 | 2.5485 | 2.8875 | 2.8633 | 3.0693 | 3.188 | 3.1054 | 2.9644 | 2.6313 | 2.3425 | 2.3614 | 2.2642 | 2.3784 | 2.4423 | 2.4627
Program Specific1-in-2Size: Over 200kWAll2015May Monthly Peak | Program Specific | 1-in-2 | Size: Over 200kW | All | 2015 | May Monthly Peak | 5 | 125.9303 | 122.0311 | 118.2275 | 118.4377 | 127.5797 | 151.1263 | 175.9696 | 195.1293 | 207.5873 | 214.7579 | 222.4597 | 224.7765 | 223.6161 | 224.7099 | 219.1605 | 206.9801 | 193.7192 | 180.9345 | 171.4082 | 167.4746 | 165.0229 | 156.8002 | 145.6975 | 138.3083 | 0.6921 | 0.069456 | 0.23745 | -0.10051 | -0.33764 | -1.1371 | -0.0028197 | 0.11793 | -0.49964 | -0.41494 | 0.057724 | 0.6136 | 1.2633 | 3.7552 | 12.296 | 11.5059 | 10.0966 | 8.6947 | 1.7621 | -0.091545 | -1.0088 | -1.1527 | -0.95641 | -1.4115 | 64.8229 | 63.7622 | 62.7279 | 61.8699 | 61.1499 | 60.2484 | 59.7997 | 60.3492 | 63.1291 | 66.7849 | 70.8834 | 74.9488 | 78.6274 | 81.1035 | 82.6138 | 83.2483 | 83.3497 | 82.5438 | 80.619 | 78.0306 | 73.9576 | 70.7801 | 69.0533 | 67.4709 | 2.4933 | 2.1164 | 2.2937 | 2.4559 | 2.8568 | 2.4852 | 2.2772 | 2.3598 | 2.5846 | 2.6066 | 2.6466 | 2.9976 | 2.9608 | 3.1671 | 3.2859 | 3.1882 | 3.036 | 2.6795 | 2.3774 | 2.3609 | 2.2887 | 2.4137 | 2.4815 | 2.5148
Program Specific1-in-2Size: Over 200kWAll2015June Monthly Peak | Program Specific | 1-in-2 | Size: Over 200kW | All | 2015 | June Monthly Peak | 6 | 133.725 | 129.5197 | 125.2506 | 125.4021 | 134.0298 | 156.3471 | 180.8879 | 199.4429 | 211.0809 | 217.7312 | 225.1207 | 226.2915 | 222.2446 | 222.5719 | 217.0915 | 207.9554 | 196.3552 | 184.3138 | 176.7363 | 172.0898 | 170.4394 | 162.784 | 151.1539 | 144.0353 | 0.47913 | 0.0035184 | 0.13702 | -0.24555 | -0.53976 | -1.1839 | -0.21356 | -0.1438 | -0.48253 | -0.32382 | -0.16062 | 0.40108 | 1.1166 | 3.7046 | 12.1377 | 11.6199 | 10.3571 | 9.007 | 2.2404 | 0.11381 | -0.81249 | -1.0387 | -1.0171 | -1.4389 | 67.5167 | 66.3666 | 65.3093 | 64.4766 | 63.6939 | 63.1115 | 62.5743 | 63.2253 | 66.1232 | 70.2952 | 74.1273 | 77.6861 | 80.1839 | 82.3624 | 83.6524 | 84.4676 | 84.9989 | 84.6695 | 83.3732 | 80.7686 | 77.3513 | 73.6257 | 71.2234 | 69.6734 | 2.5879 | 2.1917 | 2.3665 | 2.5187 | 2.892 | 2.4886 | 2.2618 | 2.3276 | 2.5398 | 2.5579 | 2.5947 | 2.9191 | 2.844 | 3.0283 | 3.1302 | 3.0768 | 2.9548 | 2.6304 | 2.3712 | 2.3452 | 2.2909 | 2.4327 | 2.4976 | 2.5446
Program Specific1-in-2Size: Over 200kWAll2015July Monthly Peak | Program Specific | 1-in-2 | Size: Over 200kW | All | 2015 | July Monthly Peak | 7 | 136.7084 | 132.563 | 129.0303 | 129.0374 | 138.3672 | 162.2419 | 187.8284 | 205.2056 | 215.9697 | 222.6844 | 229.7115 | 230.503 | 226.7428 | 227.4979 | 222.4743 | 213.6835 | 202.4871 | 190.8622 | 182.2562 | 177.4004 | 175.4092 | 167.515 | 155.5993 | 147.921 | -0.085741 | -0.26931 | -0.16864 | -0.49443 | -0.85303 | -1.3555 | -0.67475 | -0.67663 | -0.42094 | -0.10775 | -0.48844 | -0.011119 | 0.8236 | 3.6422 | 12.2685 | 11.9175 | 10.7255 | 9.447 | 2.8777 | 0.22407 | -0.61916 | -0.91344 | -1.1752 | -1.4582 | 69.6409 | 68.8999 | 68.2606 | 67.6167 | 66.9932 | 66.5337 | 66.3018 | 66.695 | 69.0664 | 72.9964 | 77.9088 | 81.6028 | 84.5646 | 86.9295 | 88.6779 | 89.1808 | 89.3722 | 88.5103 | 87.0552 | 84.787 | 81.1509 | 77.2734 | 74.7917 | 73.298 | 2.5726 | 2.1794 | 2.371 | 2.5172 | 2.8954 | 2.506 | 2.2778 | 2.3222 | 2.5199 | 2.539 | 2.5698 | 2.8859 | 2.8095 | 2.9965 | 3.0973 | 3.0498 | 2.9342 | 2.6304 | 2.368 | 2.3431 | 2.2898 | 2.4335 | 2.4994 | 2.5424
Program Specific1-in-2Size: Over 200kWAll2015August Monthly Peak | Program Specific | 1-in-2 | Size: Over 200kW | All | 2015 | August Monthly Peak | 8 | 141.3492 | 136.7505 | 132.7811 | 133.5057 | 143.2578 | 168.6856 | 197.3142 | 217.2347 | 231.7045 | 241.0666 | 250.0419 | 252.2715 | 249.153 | 250.3287 | 244.1736 | 232.2624 | 217.6855 | 202.9167 | 192.152 | 187.4653 | 183.4815 | 174.1092 | 161.726 | 153.9619 | -0.68871 | -0.51027 | -0.48023 | -0.74268 | -1.1658 | -1.4926 | -1.2129 | -1.4102 | -0.4117 | 0.06371 | -0.98397 | -0.65101 | 0.34525 | 3.7094 | 13.0109 | 12.7253 | 11.4361 | 10.0423 | 3.6187 | 0.31651 | -0.37145 | -0.72194 | -1.3393 | -1.4768 | 74.6405 | 73.6797 | 72.8022 | 71.6975 | 71.1326 | 70.4387 | 70.0223 | 70.1707 | 72.6707 | 77.5604 | 82.5564 | 86.7189 | 89.6968 | 91.7899 | 93.0893 | 93.2093 | 93.3648 | 92.1886 | 90.1779 | 87.4252 | 83.2833 | 80.2105 | 78.3589 | 76.6873 | 2.6599 | 2.2479 | 2.4401 | 2.6092 | 3.0113 | 2.6122 | 2.401 | 2.4712 | 2.7197 | 2.7618 | 2.8078 | 3.1688 | 3.1048 | 3.3183 | 3.4282 | 3.3409 | 3.1712 | 2.8022 | 2.5016 | 2.4813 | 2.3993 | 2.5326 | 2.6003 | 2.6473
Program Specific1-in-2Size: Over 200kWAll2015September Monthly Peak | Program Specific | 1-in-2 | Size: Over 200kW | All | 2015 | September Monthly Peak | 9 | 137.8071 | 134.0311 | 130.1361 | 130.7517 | 140.7814 | 165.7911 | 195.6608 | 215.2681 | 231.4601 | 240.5025 | 248.7865 | 250.8326 | 247.3204 | 248.6897 | 242.2375 | 228.8984 | 213.1847 | 198.2634 | 188.7642 | 186.6652 | 179.6812 | 170.6823 | 157.4453 | 149.5933 | -0.25589 | -0.37395 | -0.27691 | -0.54997 | -0.91666 | -1.4707 | -0.85675 | -0.88881 | -0.4295 | -0.048604 | -0.60026 | -0.16829 | 0.73971 | 3.8365 | 13.1783 | 12.6318 | 11.1715 | 9.7256 | 3.014 | 0.13561 | -0.66045 | -0.93936 | -1.2485 | -1.4801 | 69.6371 | 68.5742 | 67.8448 | 67.126 | 66.6039 | 66.0538 | 66.0401 | 65.8951 | 67.6312 | 72.6062 | 78.7966 | 84.0316 | 88.4005 | 90.9836 | 92.0758 | 92.2566 | 91.7858 | 90.507 | 87.9864 | 84.4085 | 80.8956 | 78.5966 | 77.0989 | 75.8317 | 2.5847 | 2.195 | 2.3836 | 2.5435 | 2.9467 | 2.555 | 2.3707 | 2.4369 | 2.7049 | 2.7439 | 2.7814 | 3.1389 | 3.0676 | 3.2823 | 3.3928 | 3.2848 | 3.0969 | 2.7291 | 2.4472 | 2.4564 | 2.3368 | 2.4712 | 2.5214 | 2.5644
Program Specific1-in-2Size: Over 200kWAll2015October Monthly Peak | Program Specific | 1-in-2 | Size: Over 200kW | All | 2015 | October Monthly Peak | 10 | 134.5009 | 130.4042 | 126.0724 | 125.9102 | 135.1332 | 159.2943 | 188.6956 | 206.2884 | 220.936 | 231.4205 | 241.7635 | 246.1322 | 245.5836 | 247.3201 | 241.1712 | 227.483 | 211.3247 | 196.7217 | 189.8336 | 183.6766 | 175.4455 | 166.0724 | 153.8215 | 145.4679 | 0.057966 | -0.17092 | -0.083553 | -0.40094 | -0.72647 | -1.2689 | -0.58139 | -0.64596 | -0.48292 | -0.22382 | -0.4917 | -0.03441 | 0.80677 | 3.867 | 13.1011 | 12.4996 | 11.0388 | 9.5853 | 2.804 | 0.14805 | -0.66702 | -0.92034 | -1.1267 | -1.4334 | 69.7014 | 68.8675 | 67.9437 | 67.1634 | 66.4529 | 65.6183 | 65.6447 | 66.2217 | 66.9505 | 71.2225 | 76.7967 | 82.0614 | 85.7461 | 87.8936 | 89.3579 | 89.5303 | 88.6889 | 87.1772 | 84.7 | 81.0155 | 77.5928 | 75.0018 | 72.9933 | 71.4156 | 2.5206 | 2.1378 | 2.3087 | 2.4609 | 2.8524 | 2.4707 | 2.3046 | 2.3552 | 2.6016 | 2.6581 | 2.7173 | 3.0936 | 3.0692 | 3.2894 | 3.4118 | 3.3065 | 3.116 | 2.7427 | 2.4786 | 2.4377 | 2.2962 | 2.4123 | 2.4718 | 2.4968
Program Specific1-in-2Size: Over 200kWAll2015November Monthly Peak | Program Specific | 1-in-2 | Size: Over 200kW | All | 2015 | November Monthly Peak | 11 | 125.1768 | 121.4439 | 117.5847 | 117.5259 | 126.4818 | 149.665 | 175.1193 | 190.8576 | 201.6792 | 207.75 | 214.3982 | 216.4974 | 215.1472 | 216.0133 | 209.6396 | 197.6068 | 186.5521 | 180.4394 | 172.055 | 165.4137 | 158.8152 | 150.8471 | 140.739 | 134.0041 | 0.70944 | 0.087854 | 0.25593 | -0.094452 | -0.32634 | -1.1229 | 0.0021404 | 0.11991 | -0.48408 | -0.40518 | 0.054168 | 0.58911 | 1.2163 | 3.6304 | 11.8116 | 11.0285 | 9.7592 | 8.7019 | 1.7615 | -0.094891 | -0.97636 | -1.1149 | -0.92121 | -1.3685 | 59.0519 | 58.2291 | 57.4937 | 56.7843 | 56.0806 | 55.816 | 55.3804 | 55.2986 | 58.9544 | 63.9041 | 70.0283 | 75.2078 | 78.8144 | 80.335 | 80.8388 | 80.3024 | 78.0981 | 73.912 | 69.5397 | 66.9616 | 64.9656 | 63.3298 | 62.1074 | 60.9848 | 2.4906 | 2.1143 | 2.2914 | 2.4371 | 2.8286 | 2.4648 | 2.2705 | 2.3092 | 2.5111 | 2.5179 | 2.5481 | 2.8897 | 2.8451 | 3.0403 | 3.1336 | 3.0384 | 2.9224 | 2.6747 | 2.3901 | 2.3318 | 2.203 | 2.3239 | 2.4009 | 2.444
Program Specific1-in-2Size: Over 200kWAll2015December Monthly Peak | Program Specific | 1-in-2 | Size: Over 200kW | All | 2015 | December Monthly Peak | 12 | 118.884 | 115.0495 | 111.8444 | 111.5386 | 120.2666 | 143.4225 | 170.4502 | 184.8536 | 193.6283 | 195.4425 | 196.7755 | 194.5637 | 189.8868 | 188.4554 | 181.5798 | 172.3702 | 165.8798 | 163.1648 | 158.5232 | 153.4666 | 147.9592 | 142.0172 | 132.5176 | 125.8494 | 0.66669 | 0.076142 | 0.23848 | -0.090151 | -0.30113 | -1.0803 | 0.0015067 | 0.10758 | -0.46748 | -0.38135 | 0.041525 | 0.51536 | 1.0503 | 3.1403 | 10.2126 | 9.6 | 8.6344 | 7.8193 | 1.5907 | -0.12688 | -0.94259 | -1.0811 | -0.8906 | -1.2973 | 47.9451 | 47.2584 | 46.2302 | 45.3586 | 44.7366 | 44.0645 | 43.8773 | 43.6417 | 44.0813 | 46.8432 | 49.397 | 51.4824 | 53.0742 | 53.9929 | 54.5803 | 54.6314 | 54.0335 | 52.9376 | 51.45 | 50.2558 | 49.3584 | 48.4747 | 47.6831 | 46.7753 | 2.3644 | 2.0022 | 2.1795 | 2.3161 | 2.7043 | 2.3682 | 2.2161 | 2.2472 | 2.4257 | 2.3814 | 2.3483 | 2.6094 | 2.5249 | 2.6696 | 2.7347 | 2.6738 | 2.6284 | 2.4388 | 2.2131 | 2.176 | 2.0583 | 2.187 | 2.2605 | 2.2934
Program Specific1-in-2Size: Over 200kWAll2015Typical Event Day | Program Specific | 1-in-2 | Size: Over 200kW | All | 2015 | Typical Event Day | 8 | 139.567 | 134.9941 | 130.7991 | 131.4243 | 140.9658 | 165.9875 | 194.1534 | 212.6448 | 225.0743 | 232.4252 | 240.0086 | 241.7497 | 238.5369 | 239.8235 | 234.1605 | 222.9634 | 209.1965 | 195.5644 | 186.2182 | 182.0634 | 178.7127 | 169.8295 | 157.938 | 150.5342 | -0.13188 | -0.28911 | -0.19328 | -0.5143 | -0.88134 | -1.3953 | -0.74078 | -0.77254 | -0.44133 | -0.10847 | -0.55098 | -0.085753 | 0.78388 | 3.7755 | 12.813 | 12.361 | 11.0277 | 9.6407 | 2.9591 | 0.2151 | -0.61391 | -0.90337 | -1.2003 | -1.4782 | 70.3588 | 69.3801 | 68.5542 | 67.7292 | 67.1059 | 66.5344 | 66.2346 | 66.4965 | 68.8729 | 73.3646 | 78.3473 | 82.5099 | 85.7115 | 88.0163 | 89.3738 | 89.7786 | 89.8804 | 88.9689 | 87.1482 | 84.3473 | 80.6703 | 77.4265 | 75.3682 | 73.8726 | 2.6177 | 2.2112 | 2.3957 | 2.5578 | 2.9465 | 2.5589 | 2.3511 | 2.406 | 2.6267 | 2.6486 | 2.6829 | 3.0247 | 2.9594 | 3.1651 | 3.273 | 3.1933 | 3.0346 | 2.6905 | 2.4148 | 2.3999 | 2.3274 | 2.4605 | 2.529 | 2.578
Program Specific1-in-2Size: Over 200kWAll2016January Monthly Peak | Program Specific | 1-in-2 | Size: Over 200kW | All | 2016 | January Monthly Peak | 1 | 118.044 | 114.5405 | 110.8685 | 111.4986 | 120.8189 | 144.8089 | 173.1408 | 188.0287 | 196.337 | 197.3304 | 199.7704 | 199.0752 | 195.2328 | 194.8401 | 188.2001 | 177.6946 | 168.214 | 164.8198 | 159.5087 | 153.732 | 148.1718 | 141.6508 | 132.6313 | 126.2858 | 0.64636 | 0.062821 | 0.22724 | -0.094521 | -0.31182 | -1.0961 | -0.0052898 | 0.10828 | -0.47343 | -0.3831 | 0.047227 | 0.53771 | 1.0996 | 3.2484 | 10.5548 | 9.8581 | 8.7219 | 7.8657 | 1.6047 | -0.11787 | -0.93415 | -1.0662 | -0.88532 | -1.2984 | 52.1793 | 51.6889 | 51.3422 | 50.8801 | 50.6911 | 50.2643 | 50.3673 | 50.2582 | 50.6066 | 51.974 | 53.7841 | 55.324 | 56.4682 | 57.4352 | 58.0818 | 58.0139 | 57.8298 | 57.1371 | 55.756 | 54.4562 | 53.8236 | 53.5187 | 53.0254 | 52.2184 | 2.339 | 1.9881 | 2.1542 | 2.3148 | 2.7195 | 2.3887 | 2.2506 | 2.2839 | 2.4545 | 2.4009 | 2.3806 | 2.66 | 2.5859 | 2.7506 | 2.8269 | 2.7532 | 2.6632 | 2.4636 | 2.2246 | 2.178 | 2.0599 | 2.1799 | 2.2601 | 2.2972
Program Specific1-in-2Size: Over 200kWAll2016February Monthly Peak | Program Specific | 1-in-2 | Size: Over 200kW | All | 2016 | February Monthly Peak | 2 | 119.5637 | 115.9371 | 112.5691 | 113.1877 | 121.9882 | 145.5022 | 173.1682 | 187.5975 | 196.6181 | 199.1182 | 202.9294 | 204.0933 | 201.5919 | 202.4509 | 196.8148 | 185.2928 | 174.3679 | 168.5247 | 164.3926 | 158.0966 | 152.1345 | 144.8436 | 134.8547 | 128.0646 | 0.64474 | 0.052605 | 0.22487 | -0.097373 | -0.31558 | -1.1005 | -0.0062436 | 0.10954 | -0.47463 | -0.38634 | 0.04713 | 0.5488 | 1.1282 | 3.3572 | 11.0129 | 10.2704 | 9.0345 | 8.0358 | 1.6508 | -0.12793 | -0.96474 | -1.1003 | -0.90821 | -1.3205 | 51.7156 | 51.262 | 51.0317 | 50.7187 | 50.2517 | 50.0823 | 49.7075 | 50.018 | 51.3465 | 54.7302 | 58.4681 | 61.5573 | 63.1022 | 63.75 | 64.2215 | 63.9685 | 63.5946 | 62.7256 | 60.7588 | 58.7192 | 57.5166 | 56.589 | 55.6667 | 54.3926 | 2.3638 | 2.0084 | 2.1852 | 2.3495 | 2.7436 | 2.3988 | 2.2502 | 2.2768 | 2.4586 | 2.423 | 2.4198 | 2.7291 | 2.6755 | 2.8667 | 2.9711 | 2.8785 | 2.7645 | 2.5228 | 2.2938 | 2.242 | 2.1161 | 2.2292 | 2.2977 | 2.3254
Program Specific1-in-2Size: Over 200kWAll2016March Monthly Peak | Program Specific | 1-in-2 | Size: Over 200kW | All | 2016 | March Monthly Peak | 3 | 122.5883 | 118.6291 | 114.9023 | 114.8358 | 123.0343 | 145.9497 | 174.1448 | 188.9377 | 197.1021 | 199.6327 | 203.9713 | 205.1545 | 203.2367 | 204.0332 | 198.6623 | 188.3385 | 177.4399 | 168.8421 | 164.8415 | 162.832 | 157.1989 | 149.4908 | 138.9851 | 131.5543 | 0.67139 | 0.06575 | 0.22845 | -0.096481 | -0.31743 | -1.0992 | -0.0048198 | 0.1095 | -0.47595 | -0.38534 | 0.049681 | 0.55482 | 1.1417 | 3.395 | 11.1282 | 10.4476 | 9.2088 | 8.0516 | 1.657 | -0.12917 | -0.99376 | -1.1289 | -0.93324 | -1.3566 | 52.9277 | 52.0221 | 51.4283 | 51.1453 | 50.6309 | 50.2648 | 49.9634 | 50.1652 | 51.9323 | 54.1142 | 56.9381 | 59.8002 | 62.1998 | 64.1261 | 65.2175 | 65.7421 | 65.4769 | 64.5147 | 61.9918 | 58.8937 | 57.1645 | 55.8078 | 54.657 | 53.2631 | 2.4273 | 2.0584 | 2.2307 | 2.3838 | 2.7629 | 2.404 | 2.2603 | 2.2919 | 2.4627 | 2.4278 | 2.4309 | 2.7403 | 2.6952 | 2.8824 | 2.9859 | 2.913 | 2.7983 | 2.5211 | 2.2989 | 2.3094 | 2.1863 | 2.2998 | 2.3671 | 2.388
Program Specific1-in-2Size: Over 200kWAll2016April Monthly Peak | Program Specific | 1-in-2 | Size: Over 200kW | All | 2016 | April Monthly Peak | 4 | 125.3027 | 121.3588 | 117.3332 | 117.3896 | 125.9272 | 148.884 | 174.6492 | 190.7917 | 201.4254 | 207.0748 | 214.1937 | 216.7154 | 216.2932 | 217.6792 | 212.3709 | 201.2465 | 188.8081 | 177.2337 | 168.6663 | 167.1594 | 163.0514 | 154.6442 | 143.5415 | 135.8453 | 0.67441 | 0.060252 | 0.23234 | -0.10103 | -0.33539 | -1.1251 | -0.0047293 | 0.11532 | -0.48575 | -0.39843 | 0.056725 | 0.59437 | 1.2254 | 3.6279 | 11.8881 | 11.159 | 9.8096 | 8.4838 | 1.7222 | -0.10285 | -1.0101 | -1.149 | -0.95246 | -1.3954 | 62.3636 | 61.3588 | 60.5271 | 59.8356 | 58.9355 | 58.2877 | 57.7461 | 57.7126 | 59.8389 | 63.8411 | 68.6147 | 73.3231 | 77.2501 | 79.6601 | 80.8449 | 81.2836 | 80.712 | 79.9342 | 78.1368 | 75.5256 | 71.4205 | 68.8975 | 66.8813 | 65.0729 | 2.4738 | 2.1012 | 2.2742 | 2.4339 | 2.8216 | 2.4494 | 2.2607 | 2.3074 | 2.5101 | 2.5137 | 2.5485 | 2.8875 | 2.8633 | 3.0693 | 3.188 | 3.1054 | 2.9644 | 2.6313 | 2.3425 | 2.3614 | 2.2642 | 2.3784 | 2.4423 | 2.4627
Program Specific1-in-2Size: Over 200kWAll2016May Monthly Peak | Program Specific | 1-in-2 | Size: Over 200kW | All | 2016 | May Monthly Peak | 5 | 125.9303 | 122.0311 | 118.2275 | 118.4377 | 127.5797 | 151.1263 | 175.9696 | 195.1293 | 207.5873 | 214.7579 | 222.4597 | 224.7765 | 223.6161 | 224.7099 | 219.1605 | 206.9801 | 193.7192 | 180.9345 | 171.4082 | 167.4746 | 165.0229 | 156.8002 | 145.6975 | 138.3083 | 0.6921 | 0.069456 | 0.23745 | -0.10051 | -0.33764 | -1.1371 | -0.0028197 | 0.11793 | -0.49964 | -0.41494 | 0.057724 | 0.6136 | 1.2633 | 3.7552 | 12.296 | 11.5059 | 10.0966 | 8.6947 | 1.7621 | -0.091545 | -1.0088 | -1.1527 | -0.95641 | -1.4115 | 64.8229 | 63.7622 | 62.7279 | 61.8699 | 61.1499 | 60.2484 | 59.7997 | 60.3492 | 63.1291 | 66.7849 | 70.8834 | 74.9488 | 78.6274 | 81.1035 | 82.6138 | 83.2483 | 83.3497 | 82.5438 | 80.619 | 78.0306 | 73.9576 | 70.7801 | 69.0533 | 67.4709 | 2.4933 | 2.1164 | 2.2937 | 2.4559 | 2.8568 | 2.4852 | 2.2772 | 2.3598 | 2.5846 | 2.6066 | 2.6466 | 2.9976 | 2.9608 | 3.1671 | 3.2859 | 3.1882 | 3.036 | 2.6795 | 2.3774 | 2.3609 | 2.2887 | 2.4137 | 2.4815 | 2.5148
Program Specific1-in-2Size: Over 200kWAll2016June Monthly Peak | Program Specific | 1-in-2 | Size: Over 200kW | All | 2016 | June Monthly Peak | 6 | 133.725 | 129.5197 | 125.2506 | 125.4021 | 134.0298 | 156.3471 | 180.8879 | 199.4429 | 211.0809 | 217.7312 | 225.1207 | 226.2915 | 222.2446 | 222.5719 | 217.0915 | 207.9554 | 196.3552 | 184.3138 | 176.7363 | 172.0898 | 170.4394 | 162.784 | 151.1539 | 144.0353 | 0.47913 | 0.0035184 | 0.13702 | -0.24555 | -0.53976 | -1.1839 | -0.21356 | -0.1438 | -0.48253 | -0.32382 | -0.16062 | 0.40108 | 1.1166 | 3.7046 | 12.1377 | 11.6199 | 10.3571 | 9.007 | 2.2404 | 0.11381 | -0.81249 | -1.0387 | -1.0171 | -1.4389 | 67.5167 | 66.3666 | 65.3093 | 64.4766 | 63.6939 | 63.1115 | 62.5743 | 63.2253 | 66.1232 | 70.2952 | 74.1273 | 77.6861 | 80.1839 | 82.3624 | 83.6524 | 84.4676 | 84.9989 | 84.6695 | 83.3732 | 80.7686 | 77.3513 | 73.6257 | 71.2234 | 69.6734 | 2.5879 | 2.1917 | 2.3665 | 2.5187 | 2.892 | 2.4886 | 2.2618 | 2.3276 | 2.5398 | 2.5579 | 2.5947 | 2.9191 | 2.844 | 3.0283 | 3.1302 | 3.0768 | 2.9548 | 2.6304 | 2.3712 | 2.3452 | 2.2909 | 2.4327 | 2.4976 | 2.5446
Program Specific1-in-2Size: Over 200kWAll2016July Monthly Peak | Program Specific | 1-in-2 | Size: Over 200kW | All | 2016 | July Monthly Peak | 7 | 136.7084 | 132.563 | 129.0303 | 129.0374 | 138.3672 | 162.2419 | 187.8284 | 205.2056 | 215.9697 | 222.6844 | 229.7115 | 230.503 | 226.7428 | 227.4979 | 222.4743 | 213.6835 | 202.4871 | 190.8622 | 182.2562 | 177.4004 | 175.4092 | 167.515 | 155.5993 | 147.921 | -0.085741 | -0.26931 | -0.16864 | -0.49443 | -0.85303 | -1.3555 | -0.67475 | -0.67663 | -0.42094 | -0.10775 | -0.48844 | -0.011119 | 0.8236 | 3.6422 | 12.2685 | 11.9175 | 10.7255 | 9.447 | 2.8777 | 0.22407 | -0.61916 | -0.91344 | -1.1752 | -1.4582 | 69.6409 | 68.8999 | 68.2606 | 67.6167 | 66.9932 | 66.5337 | 66.3018 | 66.695 | 69.0664 | 72.9964 | 77.9088 | 81.6028 | 84.5646 | 86.9295 | 88.6779 | 89.1808 | 89.3722 | 88.5103 | 87.0552 | 84.787 | 81.1509 | 77.2734 | 74.7917 | 73.298 | 2.5726 | 2.1794 | 2.371 | 2.5172 | 2.8954 | 2.506 | 2.2778 | 2.3222 | 2.5199 | 2.539 | 2.5698 | 2.8859 | 2.8095 | 2.9965 | 3.0973 | 3.0498 | 2.9342 | 2.6304 | 2.368 | 2.3431 | 2.2898 | 2.4335 | 2.4994 | 2.5424
Program Specific1-in-2Size: Over 200kWAll2016August Monthly Peak | Program Specific | 1-in-2 | Size: Over 200kW | All | 2016 | August Monthly Peak | 8 | 141.3492 | 136.7505 | 132.7811 | 133.5057 | 143.2578 | 168.6856 | 197.3142 | 217.2347 | 231.7045 | 241.0666 | 250.0419 | 252.2715 | 249.153 | 250.3287 | 244.1736 | 232.2624 | 217.6855 | 202.9167 | 192.152 | 187.4653 | 183.4815 | 174.1092 | 161.726 | 153.9619 | -0.68871 | -0.51027 | -0.48023 | -0.74268 | -1.1658 | -1.4926 | -1.2129 | -1.4102 | -0.4117 | 0.06371 | -0.98397 | -0.65101 | 0.34525 | 3.7094 | 13.0109 | 12.7253 | 11.4361 | 10.0423 | 3.6187 | 0.31651 | -0.37145 | -0.72194 | -1.3393 | -1.4768 | 74.6405 | 73.6797 | 72.8022 | 71.6975 | 71.1326 | 70.4387 | 70.0223 | 70.1707 | 72.6707 | 77.5604 | 82.5564 | 86.7189 | 89.6968 | 91.7899 | 93.0893 | 93.2093 | 93.3648 | 92.1886 | 90.1779 | 87.4252 | 83.2833 | 80.2105 | 78.3589 | 76.6873 | 2.6599 | 2.2479 | 2.4401 | 2.6092 | 3.0113 | 2.6122 | 2.401 | 2.4712 | 2.7197 | 2.7618 | 2.8078 | 3.1688 | 3.1048 | 3.3183 | 3.4282 | 3.3409 | 3.1712 | 2.8022 | 2.5016 | 2.4813 | 2.3993 | 2.5326 | 2.6003 | 2.6473
Program Specific1-in-2Size: Over 200kWAll2016September Monthly Peak | Program Specific | 1-in-2 | Size: Over 200kW | All | 2016 | September Monthly Peak | 9 | 137.8071 | 134.0311 | 130.1361 | 130.7517 | 140.7814 | 165.7911 | 195.6608 | 215.2681 | 231.4601 | 240.5025 | 248.7865 | 250.8326 | 247.3204 | 248.6897 | 242.2375 | 228.8984 | 213.1847 | 198.2634 | 188.7642 | 186.6652 | 179.6812 | 170.6823 | 157.4453 | 149.5933 | -0.25589 | -0.37395 | -0.27691 | -0.54997 | -0.91666 | -1.4707 | -0.85675 | -0.88881 | -0.4295 | -0.048604 | -0.60026 | -0.16829 | 0.73971 | 3.8365 | 13.1783 | 12.6318 | 11.1715 | 9.7256 | 3.014 | 0.13561 | -0.66045 | -0.93936 | -1.2485 | -1.4801 | 69.6371 | 68.5742 | 67.8448 | 67.126 | 66.6039 | 66.0538 | 66.0401 | 65.8951 | 67.6312 | 72.6062 | 78.7966 | 84.0316 | 88.4005 | 90.9836 | 92.0758 | 92.2566 | 91.7858 | 90.507 | 87.9864 | 84.4085 | 80.8956 | 78.5966 | 77.0989 | 75.8317 | 2.5847 | 2.195 | 2.3836 | 2.5435 | 2.9467 | 2.555 | 2.3707 | 2.4369 | 2.7049 | 2.7439 | 2.7814 | 3.1389 | 3.0676 | 3.2823 | 3.3928 | 3.2848 | 3.0969 | 2.7291 | 2.4472 | 2.4564 | 2.3368 | 2.4712 | 2.5214 | 2.5644
Program Specific1-in-2Size: Over 200kWAll2016October Monthly Peak | Program Specific | 1-in-2 | Size: Over 200kW | All | 2016 | October Monthly Peak | 10 | 134.5009 | 130.4042 | 126.0724 | 125.9102 | 135.1332 | 159.2943 | 188.6956 | 206.2884 | 220.936 | 231.4205 | 241.7635 | 246.1322 | 245.5836 | 247.3201 | 241.1712 | 227.483 | 211.3247 | 196.7217 | 189.8336 | 183.6766 | 175.4455 | 166.0724 | 153.8215 | 145.4679 | 0.057966 | -0.17092 | -0.083553 | -0.40094 | -0.72647 | -1.2689 | -0.58139 | -0.64596 | -0.48292 | -0.22382 | -0.4917 | -0.03441 | 0.80677 | 3.867 | 13.1011 | 12.4996 | 11.0388 | 9.5853 | 2.804 | 0.14805 | -0.66702 | -0.92034 | -1.1267 | -1.4334 | 69.7014 | 68.8675 | 67.9437 | 67.1634 | 66.4529 | 65.6183 | 65.6447 | 66.2217 | 66.9505 | 71.2225 | 76.7967 | 82.0614 | 85.7461 | 87.8936 | 89.3579 | 89.5303 | 88.6889 | 87.1772 | 84.7 | 81.0155 | 77.5928 | 75.0018 | 72.9933 | 71.4156 | 2.5206 | 2.1378 | 2.3087 | 2.4609 | 2.8524 | 2.4707 | 2.3046 | 2.3552 | 2.6016 | 2.6581 | 2.7173 | 3.0936 | 3.0692 | 3.2894 | 3.4118 | 3.3065 | 3.116 | 2.7427 | 2.4786 | 2.4377 | 2.2962 | 2.4123 | 2.4718 | 2.4968
Program Specific1-in-2Size: Over 200kWAll2016November Monthly Peak | Program Specific | 1-in-2 | Size: Over 200kW | All | 2016 | November Monthly Peak | 11 | 125.1768 | 121.4439 | 117.5847 | 117.5259 | 126.4818 | 149.665 | 175.1193 | 190.8576 | 201.6792 | 207.75 | 214.3982 | 216.4974 | 215.1472 | 216.0133 | 209.6396 | 197.6068 | 186.5521 | 180.4394 | 172.055 | 165.4137 | 158.8152 | 150.8471 | 140.739 | 134.0041 | 0.70944 | 0.087854 | 0.25593 | -0.094452 | -0.32634 | -1.1229 | 0.0021404 | 0.11991 | -0.48408 | -0.40518 | 0.054168 | 0.58911 | 1.2163 | 3.6304 | 11.8116 | 11.0285 | 9.7592 | 8.7019 | 1.7615 | -0.094891 | -0.97636 | -1.1149 | -0.92121 | -1.3685 | 59.0519 | 58.2291 | 57.4937 | 56.7843 | 56.0806 | 55.816 | 55.3804 | 55.2986 | 58.9544 | 63.9041 | 70.0283 | 75.2078 | 78.8144 | 80.335 | 80.8388 | 80.3024 | 78.0981 | 73.912 | 69.5397 | 66.9616 | 64.9656 | 63.3298 | 62.1074 | 60.9848 | 2.4906 | 2.1143 | 2.2914 | 2.4371 | 2.8286 | 2.4648 | 2.2705 | 2.3092 | 2.5111 | 2.5179 | 2.5481 | 2.8897 | 2.8451 | 3.0403 | 3.1336 | 3.0384 | 2.9224 | 2.6747 | 2.3901 | 2.3318 | 2.203 | 2.3239 | 2.4009 | 2.444
Program Specific1-in-2Size: Over 200kWAll2016December Monthly Peak | Program Specific | 1-in-2 | Size: Over 200kW | All | 2016 | December Monthly Peak | 12 | 118.884 | 115.0495 | 111.8444 | 111.5386 | 120.2666 | 143.4225 | 170.4502 | 184.8536 | 193.6283 | 195.4425 | 196.7755 | 194.5637 | 189.8868 | 188.4554 | 181.5798 | 172.3702 | 165.8798 | 163.1648 | 158.5232 | 153.4666 | 147.9592 | 142.0172 | 132.5176 | 125.8494 | 0.66669 | 0.076142 | 0.23848 | -0.090151 | -0.30113 | -1.0803 | 0.0015067 | 0.10758 | -0.46748 | -0.38135 | 0.041525 | 0.51536 | 1.0503 | 3.1403 | 10.2126 | 9.6 | 8.6344 | 7.8193 | 1.5907 | -0.12688 | -0.94259 | -1.0811 | -0.8906 | -1.2973 | 47.9451 | 47.2584 | 46.2302 | 45.3586 | 44.7366 | 44.0645 | 43.8773 | 43.6417 | 44.0813 | 46.8432 | 49.397 | 51.4824 | 53.0742 | 53.9929 | 54.5803 | 54.6314 | 54.0335 | 52.9376 | 51.45 | 50.2558 | 49.3584 | 48.4747 | 47.6831 | 46.7753 | 2.3644 | 2.0022 | 2.1795 | 2.3161 | 2.7043 | 2.3682 | 2.2161 | 2.2472 | 2.4257 | 2.3814 | 2.3483 | 2.6094 | 2.5249 | 2.6696 | 2.7347 | 2.6738 | 2.6284 | 2.4388 | 2.2131 | 2.176 | 2.0583 | 2.187 | 2.2605 | 2.2934
Program Specific1-in-2Size: Over 200kWAll2016Typical Event Day | Program Specific | 1-in-2 | Size: Over 200kW | All | 2016 | Typical Event Day | 8 | 139.567 | 134.9941 | 130.7991 | 131.4243 | 140.9658 | 165.9875 | 194.1534 | 212.6448 | 225.0743 | 232.4252 | 240.0086 | 241.7497 | 238.5369 | 239.8235 | 234.1605 | 222.9634 | 209.1965 | 195.5644 | 186.2182 | 182.0634 | 178.7127 | 169.8295 | 157.938 | 150.5342 | -0.13188 | -0.28911 | -0.19328 | -0.5143 | -0.88134 | -1.3953 | -0.74078 | -0.77254 | -0.44133 | -0.10847 | -0.55098 | -0.085753 | 0.78388 | 3.7755 | 12.813 | 12.361 | 11.0277 | 9.6407 | 2.9591 | 0.2151 | -0.61391 | -0.90337 | -1.2003 | -1.4782 | 70.3588 | 69.3801 | 68.5542 | 67.7292 | 67.1059 | 66.5344 | 66.2346 | 66.4965 | 68.8729 | 73.3646 | 78.3473 | 82.5099 | 85.7115 | 88.0163 | 89.3738 | 89.7786 | 89.8804 | 88.9689 | 87.1482 | 84.3473 | 80.6703 | 77.4265 | 75.3682 | 73.8726 | 2.6177 | 2.2112 | 2.3957 | 2.5578 | 2.9465 | 2.5589 | 2.3511 | 2.406 | 2.6267 | 2.6486 | 2.6829 | 3.0247 | 2.9594 | 3.1651 | 3.273 | 3.1933 | 3.0346 | 2.6905 | 2.4148 | 2.3999 | 2.3274 | 2.4605 | 2.529 | 2.578
Program Specific1-in-2Size: Over 200kWAll2017January Monthly Peak | Program Specific | 1-in-2 | Size: Over 200kW | All | 2017 | January Monthly Peak | 1 | 118.044 | 114.5405 | 110.8685 | 111.4986 | 120.8189 | 144.8089 | 173.1408 | 188.0287 | 196.337 | 197.3304 | 199.7704 | 199.0752 | 195.2328 | 194.8401 | 188.2001 | 177.6946 | 168.214 | 164.8198 | 159.5087 | 153.732 | 148.1718 | 141.6508 | 132.6313 | 126.2858 | 0.64636 | 0.062821 | 0.22724 | -0.094521 | -0.31182 | -1.0961 | -0.0052898 | 0.10828 | -0.47343 | -0.3831 | 0.047227 | 0.53771 | 1.0996 | 3.2484 | 10.5548 | 9.8581 | 8.7219 | 7.8657 | 1.6047 | -0.11787 | -0.93415 | -1.0662 | -0.88532 | -1.2984 | 52.1793 | 51.6889 | 51.3422 | 50.8801 | 50.6911 | 50.2642 | 50.3673 | 50.2582 | 50.6066 | 51.974 | 53.7841 | 55.324 | 56.4682 | 57.4352 | 58.0818 | 58.0139 | 57.8298 | 57.1371 | 55.756 | 54.4562 | 53.8236 | 53.5187 | 53.0254 | 52.2184 | 2.339 | 1.9881 | 2.1542 | 2.3148 | 2.7195 | 2.3887 | 2.2506 | 2.2839 | 2.4545 | 2.4009 | 2.3806 | 2.66 | 2.5859 | 2.7506 | 2.8269 | 2.7532 | 2.6632 | 2.4636 | 2.2246 | 2.178 | 2.0599 | 2.1799 | 2.2601 | 2.2972
Program Specific1-in-2Size: Over 200kWAll2017February Monthly Peak | Program Specific | 1-in-2 | Size: Over 200kW | All | 2017 | February Monthly Peak | 2 | 119.5637 | 115.9371 | 112.5691 | 113.1877 | 121.9882 | 145.5022 | 173.1682 | 187.5975 | 196.6181 | 199.1182 | 202.9294 | 204.0933 | 201.5919 | 202.4509 | 196.8148 | 185.2928 | 174.3679 | 168.5247 | 164.3926 | 158.0966 | 152.1345 | 144.8436 | 134.8547 | 128.0646 | 0.64474 | 0.052605 | 0.22487 | -0.097373 | -0.31558 | -1.1005 | -0.0062436 | 0.10954 | -0.47463 | -0.38634 | 0.04713 | 0.5488 | 1.1282 | 3.3572 | 11.0129 | 10.2704 | 9.0345 | 8.0358 | 1.6508 | -0.12793 | -0.96474 | -1.1003 | -0.90821 | -1.3205 | 51.7156 | 51.262 | 51.0317 | 50.7187 | 50.2517 | 50.0823 | 49.7075 | 50.018 | 51.3465 | 54.7302 | 58.4681 | 61.5573 | 63.1022 | 63.75 | 64.2215 | 63.9685 | 63.5946 | 62.7256 | 60.7588 | 58.7192 | 57.5166 | 56.589 | 55.6667 | 54.3926 | 2.3638 | 2.0084 | 2.1852 | 2.3495 | 2.7436 | 2.3988 | 2.2502 | 2.2768 | 2.4586 | 2.423 | 2.4198 | 2.7291 | 2.6755 | 2.8667 | 2.9711 | 2.8785 | 2.7645 | 2.5228 | 2.2938 | 2.242 | 2.1161 | 2.2292 | 2.2977 | 2.3254
Program Specific1-in-2Size: Over 200kWAll2017March Monthly Peak | Program Specific | 1-in-2 | Size: Over 200kW | All | 2017 | March Monthly Peak | 3 | 122.5883 | 118.6291 | 114.9023 | 114.8358 | 123.0343 | 145.9497 | 174.1448 | 188.9377 | 197.1021 | 199.6327 | 203.9713 | 205.1545 | 203.2367 | 204.0332 | 198.6623 | 188.3386 | 177.4399 | 168.8421 | 164.8415 | 162.832 | 157.1989 | 149.4908 | 138.9851 | 131.5543 | 0.67139 | 0.06575 | 0.22845 | -0.096481 | -0.31743 | -1.0992 | -0.0048198 | 0.1095 | -0.47595 | -0.38534 | 0.049681 | 0.55482 | 1.1417 | 3.395 | 11.1282 | 10.4476 | 9.2088 | 8.0516 | 1.657 | -0.12917 | -0.99376 | -1.1289 | -0.93324 | -1.3566 | 52.9277 | 52.0221 | 51.4283 | 51.1453 | 50.6309 | 50.2648 | 49.9634 | 50.1652 | 51.9323 | 54.1142 | 56.9381 | 59.8002 | 62.1998 | 64.1261 | 65.2175 | 65.7421 | 65.4769 | 64.5147 | 61.9918 | 58.8937 | 57.1645 | 55.8078 | 54.657 | 53.2631 | 2.4273 | 2.0584 | 2.2307 | 2.3838 | 2.7629 | 2.404 | 2.2603 | 2.2919 | 2.4627 | 2.4278 | 2.4309 | 2.7403 | 2.6952 | 2.8824 | 2.9859 | 2.913 | 2.7983 | 2.5211 | 2.2989 | 2.3094 | 2.1863 | 2.2998 | 2.3671 | 2.388
Program Specific1-in-2Size: Over 200kWAll2017April Monthly Peak | Program Specific | 1-in-2 | Size: Over 200kW | All | 2017 | April Monthly Peak | 4 | 125.3027 | 121.3588 | 117.3332 | 117.3896 | 125.9272 | 148.884 | 174.6492 | 190.7917 | 201.4254 | 207.0748 | 214.1937 | 216.7155 | 216.2932 | 217.6792 | 212.3709 | 201.2465 | 188.8081 | 177.2337 | 168.6663 | 167.1594 | 163.0514 | 154.6442 | 143.5415 | 135.8453 | 0.67441 | 0.060252 | 0.23234 | -0.10103 | -0.33539 | -1.1251 | -0.0047293 | 0.11532 | -0.48575 | -0.39843 | 0.056725 | 0.59437 | 1.2254 | 3.6279 | 11.8881 | 11.159 | 9.8096 | 8.4838 | 1.7222 | -0.10285 | -1.0101 | -1.149 | -0.95246 | -1.3954 | 62.3636 | 61.3588 | 60.5271 | 59.8356 | 58.9355 | 58.2877 | 57.7461 | 57.7126 | 59.8389 | 63.8411 | 68.6147 | 73.3231 | 77.2501 | 79.6601 | 80.8449 | 81.2836 | 80.712 | 79.9342 | 78.1368 | 75.5256 | 71.4205 | 68.8975 | 66.8813 | 65.0729 | 2.4738 | 2.1012 | 2.2742 | 2.4339 | 2.8216 | 2.4494 | 2.2607 | 2.3074 | 2.5101 | 2.5137 | 2.5485 | 2.8875 | 2.8633 | 3.0693 | 3.188 | 3.1054 | 2.9644 | 2.6313 | 2.3425 | 2.3614 | 2.2642 | 2.3784 | 2.4423 | 2.4627
Program Specific1-in-2Size: Over 200kWAll2017May Monthly Peak | Program Specific | 1-in-2 | Size: Over 200kW | All | 2017 | May Monthly Peak | 5 | 125.9303 | 122.0311 | 118.2275 | 118.4377 | 127.5797 | 151.1264 | 175.9696 | 195.1293 | 207.5873 | 214.7579 | 222.4597 | 224.7765 | 223.6161 | 224.7099 | 219.1605 | 206.9801 | 193.7192 | 180.9345 | 171.4082 | 167.4746 | 165.0229 | 156.8002 | 145.6975 | 138.3083 | 0.6921 | 0.069456 | 0.23745 | -0.10051 | -0.33764 | -1.1371 | -0.0028198 | 0.11793 | -0.49964 | -0.41494 | 0.057724 | 0.6136 | 1.2633 | 3.7552 | 12.296 | 11.5059 | 10.0966 | 8.6947 | 1.7621 | -0.091545 | -1.0088 | -1.1527 | -0.95641 | -1.4115 | 64.8229 | 63.7622 | 62.7279 | 61.8699 | 61.1499 | 60.2484 | 59.7997 | 60.3492 | 63.1291 | 66.7849 | 70.8834 | 74.9488 | 78.6274 | 81.1035 | 82.6138 | 83.2483 | 83.3497 | 82.5438 | 80.619 | 78.0306 | 73.9576 | 70.7801 | 69.0533 | 67.4709 | 2.4933 | 2.1164 | 2.2937 | 2.4559 | 2.8568 | 2.4852 | 2.2772 | 2.3598 | 2.5846 | 2.6066 | 2.6466 | 2.9976 | 2.9608 | 3.1671 | 3.2859 | 3.1882 | 3.036 | 2.6795 | 2.3774 | 2.3609 | 2.2887 | 2.4137 | 2.4815 | 2.5148
Program Specific1-in-2Size: Over 200kWAll2017June Monthly Peak | Program Specific | 1-in-2 | Size: Over 200kW | All | 2017 | June Monthly Peak | 6 | 133.725 | 129.5197 | 125.2506 | 125.4021 | 134.0298 | 156.3471 | 180.8879 | 199.4429 | 211.0809 | 217.7312 | 225.1207 | 226.2915 | 222.2446 | 222.5719 | 217.0915 | 207.9554 | 196.3552 | 184.3138 | 176.7363 | 172.0898 | 170.4394 | 162.784 | 151.1539 | 144.0353 | 0.47913 | 0.0035183 | 0.13702 | -0.24555 | -0.53976 | -1.1839 | -0.21356 | -0.1438 | -0.48253 | -0.32382 | -0.16062 | 0.40108 | 1.1166 | 3.7046 | 12.1377 | 11.6199 | 10.3571 | 9.007 | 2.2404 | 0.11381 | -0.81249 | -1.0387 | -1.0171 | -1.4389 | 67.5167 | 66.3666 | 65.3093 | 64.4766 | 63.6939 | 63.1115 | 62.5743 | 63.2253 | 66.1232 | 70.2952 | 74.1273 | 77.6861 | 80.1839 | 82.3624 | 83.6524 | 84.4676 | 84.9989 | 84.6695 | 83.3732 | 80.7686 | 77.3513 | 73.6257 | 71.2234 | 69.6734 | 2.5879 | 2.1917 | 2.3665 | 2.5187 | 2.892 | 2.4886 | 2.2618 | 2.3276 | 2.5398 | 2.5579 | 2.5947 | 2.9191 | 2.844 | 3.0283 | 3.1302 | 3.0768 | 2.9548 | 2.6304 | 2.3712 | 2.3452 | 2.2909 | 2.4327 | 2.4976 | 2.5446
Program Specific1-in-2Size: Over 200kWAll2017July Monthly Peak | Program Specific | 1-in-2 | Size: Over 200kW | All | 2017 | July Monthly Peak | 7 | 136.7084 | 132.563 | 129.0303 | 129.0374 | 138.3672 | 162.2419 | 187.8284 | 205.2056 | 215.9697 | 222.6844 | 229.7115 | 230.503 | 226.7428 | 227.4979 | 222.4743 | 213.6835 | 202.4871 | 190.8622 | 182.2562 | 177.4004 | 175.4092 | 167.515 | 155.5993 | 147.921 | -0.085741 | -0.26931 | -0.16864 | -0.49443 | -0.85303 | -1.3555 | -0.67475 | -0.67663 | -0.42094 | -0.10775 | -0.48844 | -0.011119 | 0.8236 | 3.6422 | 12.2685 | 11.9175 | 10.7255 | 9.447 | 2.8777 | 0.22407 | -0.61916 | -0.91344 | -1.1752 | -1.4582 | 69.6409 | 68.8999 | 68.2606 | 67.6167 | 66.9932 | 66.5337 | 66.3018 | 66.695 | 69.0664 | 72.9964 | 77.9088 | 81.6028 | 84.5646 | 86.9295 | 88.6779 | 89.1808 | 89.3722 | 88.5103 | 87.0552 | 84.787 | 81.1509 | 77.2734 | 74.7917 | 73.298 | 2.5726 | 2.1794 | 2.371 | 2.5172 | 2.8954 | 2.506 | 2.2778 | 2.3222 | 2.5199 | 2.539 | 2.5698 | 2.8859 | 2.8095 | 2.9965 | 3.0973 | 3.0498 | 2.9342 | 2.6304 | 2.368 | 2.3431 | 2.2898 | 2.4335 | 2.4994 | 2.5424
Program Specific1-in-2Size: Over 200kWAll2017August Monthly Peak | Program Specific | 1-in-2 | Size: Over 200kW | All | 2017 | August Monthly Peak | 8 | 141.3492 | 136.7505 | 132.7811 | 133.5057 | 143.2578 | 168.6856 | 197.3142 | 217.2347 | 231.7045 | 241.0666 | 250.0418 | 252.2715 | 249.153 | 250.3287 | 244.1736 | 232.2624 | 217.6855 | 202.9167 | 192.152 | 187.4653 | 183.4815 | 174.1092 | 161.726 | 153.9619 | -0.68871 | -0.51027 | -0.48023 | -0.74268 | -1.1658 | -1.4926 | -1.2129 | -1.4102 | -0.4117 | 0.06371 | -0.98397 | -0.65101 | 0.34525 | 3.7094 | 13.0109 | 12.7253 | 11.4361 | 10.0423 | 3.6187 | 0.31651 | -0.37145 | -0.72194 | -1.3393 | -1.4768 | 74.6405 | 73.6797 | 72.8022 | 71.6975 | 71.1326 | 70.4387 | 70.0223 | 70.1707 | 72.6706 | 77.5604 | 82.5564 | 86.7189 | 89.6968 | 91.7899 | 93.0893 | 93.2093 | 93.3648 | 92.1886 | 90.1779 | 87.4252 | 83.2833 | 80.2105 | 78.3589 | 76.6873 | 2.6599 | 2.2479 | 2.4401 | 2.6092 | 3.0113 | 2.6122 | 2.401 | 2.4712 | 2.7197 | 2.7618 | 2.8078 | 3.1688 | 3.1048 | 3.3183 | 3.4282 | 3.3409 | 3.1712 | 2.8022 | 2.5016 | 2.4813 | 2.3993 | 2.5326 | 2.6003 | 2.6473
Program Specific1-in-2Size: Over 200kWAll2017September Monthly Peak | Program Specific | 1-in-2 | Size: Over 200kW | All | 2017 | September Monthly Peak | 9 | 137.8071 | 134.0311 | 130.1361 | 130.7517 | 140.7814 | 165.7911 | 195.6608 | 215.2681 | 231.4601 | 240.5025 | 248.7865 | 250.8326 | 247.3204 | 248.6897 | 242.2375 | 228.8984 | 213.1847 | 198.2634 | 188.7642 | 186.6652 | 179.6812 | 170.6823 | 157.4453 | 149.5933 | -0.25589 | -0.37395 | -0.27691 | -0.54997 | -0.91666 | -1.4707 | -0.85675 | -0.88881 | -0.4295 | -0.048604 | -0.60026 | -0.16829 | 0.73971 | 3.8365 | 13.1783 | 12.6318 | 11.1715 | 9.7256 | 3.014 | 0.13561 | -0.66045 | -0.93936 | -1.2485 | -1.4801 | 69.6371 | 68.5742 | 67.8448 | 67.126 | 66.6039 | 66.0538 | 66.0401 | 65.8951 | 67.6312 | 72.6062 | 78.7966 | 84.0316 | 88.4005 | 90.9836 | 92.0758 | 92.2566 | 91.7858 | 90.507 | 87.9864 | 84.4085 | 80.8956 | 78.5966 | 77.0989 | 75.8317 | 2.5847 | 2.195 | 2.3836 | 2.5435 | 2.9467 | 2.555 | 2.3707 | 2.4369 | 2.7049 | 2.7439 | 2.7814 | 3.1389 | 3.0676 | 3.2823 | 3.3928 | 3.2848 | 3.0969 | 2.7291 | 2.4472 | 2.4564 | 2.3368 | 2.4712 | 2.5214 | 2.5644
Program Specific1-in-2Size: Over 200kWAll2017October Monthly Peak | Program Specific | 1-in-2 | Size: Over 200kW | All | 2017 | October Monthly Peak | 10 | 134.5009 | 130.4042 | 126.0724 | 125.9102 | 135.1332 | 159.2943 | 188.6956 | 206.2884 | 220.936 | 231.4205 | 241.7635 | 246.1322 | 245.5836 | 247.3201 | 241.1712 | 227.483 | 211.3247 | 196.7217 | 189.8336 | 183.6766 | 175.4455 | 166.0724 | 153.8215 | 145.4679 | 0.057966 | -0.17092 | -0.083553 | -0.40094 | -0.72647 | -1.2689 | -0.58139 | -0.64596 | -0.48292 | -0.22382 | -0.4917 | -0.03441 | 0.80677 | 3.867 | 13.1011 | 12.4996 | 11.0388 | 9.5853 | 2.804 | 0.14805 | -0.66702 | -0.92034 | -1.1267 | -1.4334 | 69.7014 | 68.8675 | 67.9437 | 67.1634 | 66.4529 | 65.6183 | 65.6447 | 66.2217 | 66.9505 | 71.2225 | 76.7967 | 82.0614 | 85.7461 | 87.8936 | 89.3579 | 89.5303 | 88.6888 | 87.1772 | 84.7 | 81.0155 | 77.5928 | 75.0018 | 72.9933 | 71.4156 | 2.5206 | 2.1378 | 2.3087 | 2.4609 | 2.8524 | 2.4707 | 2.3046 | 2.3552 | 2.6016 | 2.6581 | 2.7173 | 3.0936 | 3.0692 | 3.2894 | 3.4118 | 3.3065 | 3.116 | 2.7427 | 2.4786 | 2.4377 | 2.2962 | 2.4123 | 2.4718 | 2.4968
Program Specific1-in-2Size: Over 200kWAll2017November Monthly Peak | Program Specific | 1-in-2 | Size: Over 200kW | All | 2017 | November Monthly Peak | 11 | 125.1768 | 121.4439 | 117.5847 | 117.5259 | 126.4818 | 149.665 | 175.1193 | 190.8576 | 201.6792 | 207.75 | 214.3982 | 216.4974 | 215.1472 | 216.0133 | 209.6396 | 197.6068 | 186.5521 | 180.4394 | 172.055 | 165.4137 | 158.8152 | 150.8471 | 140.739 | 134.0041 | 0.70944 | 0.087854 | 0.25593 | -0.094452 | -0.32634 | -1.1229 | 0.0021404 | 0.11991 | -0.48408 | -0.40518 | 0.054168 | 0.58911 | 1.2163 | 3.6304 | 11.8116 | 11.0285 | 9.7592 | 8.7019 | 1.7615 | -0.094891 | -0.97636 | -1.1149 | -0.92121 | -1.3685 | 59.0519 | 58.2291 | 57.4937 | 56.7843 | 56.0806 | 55.816 | 55.3804 | 55.2986 | 58.9544 | 63.9041 | 70.0283 | 75.2078 | 78.8144 | 80.335 | 80.8388 | 80.3024 | 78.0981 | 73.912 | 69.5397 | 66.9616 | 64.9656 | 63.3298 | 62.1074 | 60.9848 | 2.4906 | 2.1143 | 2.2914 | 2.4371 | 2.8286 | 2.4648 | 2.2705 | 2.3092 | 2.5111 | 2.5179 | 2.5481 | 2.8897 | 2.8451 | 3.0403 | 3.1336 | 3.0384 | 2.9224 | 2.6747 | 2.3901 | 2.3318 | 2.203 | 2.3239 | 2.4009 | 2.444
Program Specific1-in-2Size: Over 200kWAll2017December Monthly Peak | Program Specific | 1-in-2 | Size: Over 200kW | All | 2017 | December Monthly Peak | 12 | 118.884 | 115.0495 | 111.8444 | 111.5386 | 120.2666 | 143.4225 | 170.4502 | 184.8536 | 193.6283 | 195.4425 | 196.7755 | 194.5637 | 189.8868 | 188.4554 | 181.5798 | 172.3702 | 165.8798 | 163.1648 | 158.5232 | 153.4666 | 147.9592 | 142.0172 | 132.5176 | 125.8494 | 0.66669 | 0.076142 | 0.23848 | -0.090151 | -0.30113 | -1.0803 | 0.0015066 | 0.10758 | -0.46748 | -0.38135 | 0.041525 | 0.51536 | 1.0503 | 3.1403 | 10.2126 | 9.6 | 8.6344 | 7.8193 | 1.5907 | -0.12688 | -0.94259 | -1.0811 | -0.8906 | -1.2973 | 47.9451 | 47.2584 | 46.2302 | 45.3586 | 44.7366 | 44.0645 | 43.8773 | 43.6417 | 44.0813 | 46.8432 | 49.397 | 51.4824 | 53.0742 | 53.9929 | 54.5803 | 54.6314 | 54.0335 | 52.9376 | 51.45 | 50.2558 | 49.3584 | 48.4747 | 47.6831 | 46.7753 | 2.3644 | 2.0022 | 2.1795 | 2.3161 | 2.7043 | 2.3682 | 2.2161 | 2.2472 | 2.4257 | 2.3814 | 2.3483 | 2.6094 | 2.5249 | 2.6696 | 2.7347 | 2.6738 | 2.6284 | 2.4388 | 2.2131 | 2.176 | 2.0583 | 2.187 | 2.2605 | 2.2934
Program Specific1-in-2Size: Over 200kWAll2017Typical Event Day | Program Specific | 1-in-2 | Size: Over 200kW | All | 2017 | Typical Event Day | 8 | 139.567 | 134.9941 | 130.7991 | 131.4243 | 140.9658 | 165.9875 | 194.1534 | 212.6448 | 225.0743 | 232.4252 | 240.0086 | 241.7497 | 238.5369 | 239.8235 | 234.1605 | 222.9634 | 209.1965 | 195.5644 | 186.2183 | 182.0634 | 178.7127 | 169.8295 | 157.938 | 150.5342 | -0.13188 | -0.28911 | -0.19328 | -0.5143 | -0.88134 | -1.3953 | -0.74078 | -0.77254 | -0.44133 | -0.10847 | -0.55098 | -0.085753 | 0.78388 | 3.7755 | 12.813 | 12.361 | 11.0277 | 9.6407 | 2.9591 | 0.2151 | -0.61391 | -0.90337 | -1.2003 | -1.4782 | 70.3588 | 69.3801 | 68.5542 | 67.7292 | 67.1059 | 66.5344 | 66.2346 | 66.4965 | 68.8729 | 73.3646 | 78.3473 | 82.5099 | 85.7115 | 88.0163 | 89.3738 | 89.7786 | 89.8804 | 88.9689 | 87.1482 | 84.3473 | 80.6703 | 77.4265 | 75.3682 | 73.8726 | 2.6177 | 2.2112 | 2.3957 | 2.5578 | 2.9465 | 2.5589 | 2.3511 | 2.406 | 2.6267 | 2.6486 | 2.6829 | 3.0247 | 2.9594 | 3.1651 | 3.273 | 3.1933 | 3.0346 | 2.6905 | 2.4148 | 2.3999 | 2.3274 | 2.4605 | 2.529 | 2.578
Program Specific1-in-2Size: Over 200kWAll2018January Monthly Peak | Program Specific | 1-in-2 | Size: Over 200kW | All | 2018 | January Monthly Peak | 1 | 118.044 | 114.5405 | 110.8685 | 111.4986 | 120.8189 | 144.8089 | 173.1408 | 188.0287 | 196.337 | 197.3304 | 199.7704 | 199.0752 | 195.2328 | 194.8401 | 188.2001 | 177.6946 | 168.214 | 164.8198 | 159.5087 | 153.732 | 148.1718 | 141.6508 | 132.6313 | 126.2858 | 0.64636 | 0.062821 | 0.22724 | -0.094521 | -0.31182 | -1.0961 | -0.0052898 | 0.10828 | -0.47343 | -0.3831 | 0.047227 | 0.53771 | 1.0996 | 3.2484 | 10.5548 | 9.8581 | 8.7219 | 7.8657 | 1.6047 | -0.11787 | -0.93415 | -1.0662 | -0.88532 | -1.2984 | 52.1793 | 51.6889 | 51.3422 | 50.8801 | 50.6911 | 50.2643 | 50.3673 | 50.2582 | 50.6066 | 51.974 | 53.7841 | 55.324 | 56.4682 | 57.4352 | 58.0818 | 58.0139 | 57.8298 | 57.1371 | 55.756 | 54.4562 | 53.8236 | 53.5187 | 53.0254 | 52.2184 | 2.339 | 1.9881 | 2.1542 | 2.3148 | 2.7195 | 2.3887 | 2.2506 | 2.2839 | 2.4545 | 2.4009 | 2.3806 | 2.66 | 2.5859 | 2.7506 | 2.8269 | 2.7532 | 2.6632 | 2.4636 | 2.2246 | 2.178 | 2.0599 | 2.1799 | 2.2601 | 2.2972
Program Specific1-in-2Size: Over 200kWAll2018February Monthly Peak | Program Specific | 1-in-2 | Size: Over 200kW | All | 2018 | February Monthly Peak | 2 | 119.5637 | 115.9371 | 112.5691 | 113.1877 | 121.9882 | 145.5022 | 173.1682 | 187.5975 | 196.6181 | 199.1182 | 202.9294 | 204.0933 | 201.5919 | 202.4509 | 196.8148 | 185.2928 | 174.3679 | 168.5247 | 164.3926 | 158.0966 | 152.1345 | 144.8436 | 134.8547 | 128.0646 | 0.64474 | 0.052605 | 0.22487 | -0.097373 | -0.31558 | -1.1005 | -0.0062436 | 0.10954 | -0.47463 | -0.38634 | 0.04713 | 0.5488 | 1.1282 | 3.3572 | 11.0129 | 10.2704 | 9.0345 | 8.0358 | 1.6508 | -0.12793 | -0.96474 | -1.1003 | -0.90821 | -1.3205 | 51.7156 | 51.262 | 51.0317 | 50.7187 | 50.2517 | 50.0823 | 49.7075 | 50.018 | 51.3465 | 54.7302 | 58.4681 | 61.5573 | 63.1022 | 63.75 | 64.2215 | 63.9685 | 63.5946 | 62.7256 | 60.7588 | 58.7192 | 57.5166 | 56.589 | 55.6667 | 54.3926 | 2.3638 | 2.0084 | 2.1852 | 2.3495 | 2.7436 | 2.3988 | 2.2502 | 2.2768 | 2.4586 | 2.423 | 2.4198 | 2.7291 | 2.6755 | 2.8667 | 2.9711 | 2.8785 | 2.7645 | 2.5228 | 2.2938 | 2.242 | 2.1161 | 2.2292 | 2.2977 | 2.3254
Program Specific1-in-2Size: Over 200kWAll2018March Monthly Peak | Program Specific | 1-in-2 | Size: Over 200kW | All | 2018 | March Monthly Peak | 3 | 122.5883 | 118.6291 | 114.9023 | 114.8358 | 123.0343 | 145.9497 | 174.1448 | 188.9377 | 197.1021 | 199.6327 | 203.9713 | 205.1545 | 203.2367 | 204.0332 | 198.6623 | 188.3386 | 177.4399 | 168.8421 | 164.8415 | 162.832 | 157.1989 | 149.4908 | 138.9851 | 131.5543 | 0.67139 | 0.06575 | 0.22845 | -0.096481 | -0.31743 | -1.0992 | -0.0048198 | 0.1095 | -0.47595 | -0.38534 | 0.049681 | 0.55482 | 1.1417 | 3.395 | 11.1282 | 10.4476 | 9.2088 | 8.0516 | 1.657 | -0.12917 | -0.99376 | -1.1289 | -0.93324 | -1.3566 | 52.9277 | 52.0221 | 51.4283 | 51.1453 | 50.6309 | 50.2648 | 49.9634 | 50.1652 | 51.9323 | 54.1142 | 56.9381 | 59.8002 | 62.1998 | 64.1261 | 65.2175 | 65.7421 | 65.4769 | 64.5147 | 61.9918 | 58.8937 | 57.1645 | 55.8078 | 54.657 | 53.2631 | 2.4273 | 2.0584 | 2.2307 | 2.3838 | 2.7629 | 2.404 | 2.2603 | 2.2919 | 2.4627 | 2.4278 | 2.4309 | 2.7403 | 2.6952 | 2.8824 | 2.9859 | 2.913 | 2.7983 | 2.5211 | 2.2989 | 2.3094 | 2.1863 | 2.2998 | 2.3671 | 2.388
Program Specific1-in-2Size: Over 200kWAll2018April Monthly Peak | Program Specific | 1-in-2 | Size: Over 200kW | All | 2018 | April Monthly Peak | 4 | 125.3027 | 121.3588 | 117.3332 | 117.3896 | 125.9272 | 148.884 | 174.6492 | 190.7917 | 201.4254 | 207.0748 | 214.1937 | 216.7155 | 216.2932 | 217.6792 | 212.3709 | 201.2465 | 188.8081 | 177.2337 | 168.6663 | 167.1594 | 163.0514 | 154.6442 | 143.5415 | 135.8453 | 0.67441 | 0.060252 | 0.23234 | -0.10103 | -0.33539 | -1.1251 | -0.0047293 | 0.11532 | -0.48575 | -0.39843 | 0.056725 | 0.59437 | 1.2254 | 3.6279 | 11.8881 | 11.159 | 9.8096 | 8.4838 | 1.7222 | -0.10285 | -1.0101 | -1.149 | -0.95246 | -1.3954 | 62.3636 | 61.3588 | 60.5271 | 59.8356 | 58.9355 | 58.2877 | 57.7461 | 57.7126 | 59.8389 | 63.8411 | 68.6147 | 73.3231 | 77.2501 | 79.6601 | 80.8449 | 81.2836 | 80.712 | 79.9342 | 78.1368 | 75.5256 | 71.4205 | 68.8975 | 66.8813 | 65.0729 | 2.4738 | 2.1012 | 2.2742 | 2.4339 | 2.8216 | 2.4494 | 2.2607 | 2.3074 | 2.5101 | 2.5137 | 2.5485 | 2.8875 | 2.8633 | 3.0693 | 3.188 | 3.1054 | 2.9644 | 2.6313 | 2.3425 | 2.3614 | 2.2642 | 2.3784 | 2.4423 | 2.4627
Program Specific1-in-2Size: Over 200kWAll2018May Monthly Peak | Program Specific | 1-in-2 | Size: Over 200kW | All | 2018 | May Monthly Peak | 5 | 125.9303 | 122.0311 | 118.2275 | 118.4377 | 127.5797 | 151.1263 | 175.9696 | 195.1293 | 207.5873 | 214.7579 | 222.4597 | 224.7765 | 223.6161 | 224.7099 | 219.1605 | 206.9801 | 193.7192 | 180.9345 | 171.4082 | 167.4746 | 165.0229 | 156.8002 | 145.6976 | 138.3083 | 0.6921 | 0.069456 | 0.23745 | -0.10051 | -0.33764 | -1.1371 | -0.0028198 | 0.11793 | -0.49964 | -0.41494 | 0.057724 | 0.6136 | 1.2633 | 3.7552 | 12.296 | 11.5059 | 10.0966 | 8.6947 | 1.7621 | -0.091545 | -1.0088 | -1.1527 | -0.95641 | -1.4115 | 64.8229 | 63.7622 | 62.7279 | 61.8699 | 61.1499 | 60.2484 | 59.7997 | 60.3492 | 63.1291 | 66.7849 | 70.8834 | 74.9488 | 78.6274 | 81.1035 | 82.6138 | 83.2483 | 83.3497 | 82.5438 | 80.619 | 78.0306 | 73.9576 | 70.7801 | 69.0533 | 67.4709 | 2.4933 | 2.1164 | 2.2937 | 2.4559 | 2.8568 | 2.4852 | 2.2772 | 2.3598 | 2.5846 | 2.6066 | 2.6466 | 2.9976 | 2.9608 | 3.1671 | 3.2859 | 3.1882 | 3.036 | 2.6795 | 2.3774 | 2.3609 | 2.2887 | 2.4137 | 2.4815 | 2.5148
Program Specific1-in-2Size: Over 200kWAll2018June Monthly Peak | Program Specific | 1-in-2 | Size: Over 200kW | All | 2018 | June Monthly Peak | 6 | 133.725 | 129.5197 | 125.2506 | 125.4021 | 134.0298 | 156.3471 | 180.8879 | 199.4429 | 211.0809 | 217.7312 | 225.1207 | 226.2915 | 222.2446 | 222.5719 | 217.0915 | 207.9554 | 196.3552 | 184.3138 | 176.7363 | 172.0898 | 170.4394 | 162.784 | 151.1539 | 144.0353 | 0.47913 | 0.0035184 | 0.13702 | -0.24555 | -0.53976 | -1.1839 | -0.21356 | -0.1438 | -0.48253 | -0.32382 | -0.16062 | 0.40108 | 1.1166 | 3.7046 | 12.1377 | 11.6199 | 10.3571 | 9.007 | 2.2404 | 0.11381 | -0.81249 | -1.0387 | -1.0171 | -1.4389 | 67.5167 | 66.3666 | 65.3093 | 64.4766 | 63.6939 | 63.1115 | 62.5743 | 63.2253 | 66.1232 | 70.2952 | 74.1273 | 77.6861 | 80.1839 | 82.3624 | 83.6524 | 84.4676 | 84.9989 | 84.6695 | 83.3732 | 80.7686 | 77.3513 | 73.6257 | 71.2234 | 69.6734 | 2.5879 | 2.1917 | 2.3665 | 2.5187 | 2.892 | 2.4886 | 2.2618 | 2.3276 | 2.5398 | 2.5579 | 2.5947 | 2.9191 | 2.844 | 3.0283 | 3.1302 | 3.0768 | 2.9548 | 2.6304 | 2.3712 | 2.3452 | 2.2909 | 2.4327 | 2.4976 | 2.5446
Program Specific1-in-2Size: Over 200kWAll2018July Monthly Peak | Program Specific | 1-in-2 | Size: Over 200kW | All | 2018 | July Monthly Peak | 7 | 136.7084 | 132.563 | 129.0303 | 129.0374 | 138.3672 | 162.2419 | 187.8284 | 205.2056 | 215.9697 | 222.6844 | 229.7115 | 230.503 | 226.7428 | 227.4979 | 222.4743 | 213.6835 | 202.4871 | 190.8622 | 182.2562 | 177.4004 | 175.4092 | 167.515 | 155.5993 | 147.921 | -0.085741 | -0.26931 | -0.16864 | -0.49443 | -0.85303 | -1.3555 | -0.67475 | -0.67663 | -0.42094 | -0.10775 | -0.48844 | -0.011119 | 0.8236 | 3.6422 | 12.2685 | 11.9175 | 10.7255 | 9.447 | 2.8777 | 0.22407 | -0.61916 | -0.91344 | -1.1752 | -1.4582 | 69.6409 | 68.8999 | 68.2606 | 67.6167 | 66.9932 | 66.5337 | 66.3018 | 66.695 | 69.0664 | 72.9964 | 77.9088 | 81.6028 | 84.5646 | 86.9295 | 88.6779 | 89.1808 | 89.3723 | 88.5103 | 87.0552 | 84.787 | 81.1509 | 77.2734 | 74.7917 | 73.298 | 2.5726 | 2.1794 | 2.371 | 2.5172 | 2.8954 | 2.506 | 2.2778 | 2.3222 | 2.5199 | 2.539 | 2.5698 | 2.8859 | 2.8095 | 2.9965 | 3.0973 | 3.0498 | 2.9342 | 2.6304 | 2.368 | 2.3431 | 2.2898 | 2.4335 | 2.4994 | 2.5424
Program Specific1-in-2Size: Over 200kWAll2018August Monthly Peak | Program Specific | 1-in-2 | Size: Over 200kW | All | 2018 | August Monthly Peak | 8 | 141.3492 | 136.7505 | 132.7811 | 133.5057 | 143.2578 | 168.6856 | 197.3142 | 217.2347 | 231.7045 | 241.0666 | 250.0419 | 252.2715 | 249.153 | 250.3287 | 244.1736 | 232.2624 | 217.6855 | 202.9167 | 192.152 | 187.4653 | 183.4815 | 174.1092 | 161.726 | 153.9619 | -0.68871 | -0.51027 | -0.48023 | -0.74268 | -1.1658 | -1.4926 | -1.2129 | -1.4102 | -0.4117 | 0.06371 | -0.98397 | -0.65101 | 0.34525 | 3.7094 | 13.0109 | 12.7253 | 11.4361 | 10.0423 | 3.6187 | 0.31651 | -0.37145 | -0.72194 | -1.3393 | -1.4768 | 74.6405 | 73.6797 | 72.8022 | 71.6975 | 71.1326 | 70.4387 | 70.0223 | 70.1707 | 72.6706 | 77.5605 | 82.5564 | 86.7189 | 89.6968 | 91.7899 | 93.0893 | 93.2093 | 93.3648 | 92.1886 | 90.1779 | 87.4252 | 83.2833 | 80.2105 | 78.3589 | 76.6873 | 2.6599 | 2.2479 | 2.4401 | 2.6092 | 3.0113 | 2.6122 | 2.401 | 2.4712 | 2.7197 | 2.7618 | 2.8078 | 3.1688 | 3.1048 | 3.3183 | 3.4282 | 3.3409 | 3.1712 | 2.8022 | 2.5016 | 2.4813 | 2.3993 | 2.5326 | 2.6003 | 2.6473
Program Specific1-in-2Size: Over 200kWAll2018September Monthly Peak | Program Specific | 1-in-2 | Size: Over 200kW | All | 2018 | September Monthly Peak | 9 | 137.8071 | 134.0311 | 130.1361 | 130.7517 | 140.7814 | 165.7911 | 195.6608 | 215.2681 | 231.4601 | 240.5025 | 248.7864 | 250.8326 | 247.3204 | 248.6897 | 242.2375 | 228.8984 | 213.1847 | 198.2634 | 188.7642 | 186.6652 | 179.6812 | 170.6823 | 157.4453 | 149.5933 | -0.25589 | -0.37395 | -0.27691 | -0.54997 | -0.91666 | -1.4707 | -0.85675 | -0.88881 | -0.4295 | -0.048604 | -0.60026 | -0.16829 | 0.73971 | 3.8365 | 13.1783 | 12.6318 | 11.1715 | 9.7256 | 3.014 | 0.13561 | -0.66045 | -0.93936 | -1.2485 | -1.4801 | 69.6371 | 68.5742 | 67.8448 | 67.126 | 66.6039 | 66.0538 | 66.0401 | 65.8951 | 67.6312 | 72.6062 | 78.7966 | 84.0316 | 88.4005 | 90.9836 | 92.0758 | 92.2566 | 91.7858 | 90.507 | 87.9864 | 84.4085 | 80.8956 | 78.5966 | 77.0989 | 75.8317 | 2.5847 | 2.195 | 2.3836 | 2.5435 | 2.9467 | 2.555 | 2.3707 | 2.4369 | 2.7049 | 2.7439 | 2.7814 | 3.1389 | 3.0676 | 3.2823 | 3.3928 | 3.2848 | 3.0969 | 2.7291 | 2.4472 | 2.4564 | 2.3368 | 2.4712 | 2.5214 | 2.5644
Program Specific1-in-2Size: Over 200kWAll2018October Monthly Peak | Program Specific | 1-in-2 | Size: Over 200kW | All | 2018 | October Monthly Peak | 10 | 134.5009 | 130.4042 | 126.0724 | 125.9102 | 135.1332 | 159.2943 | 188.6956 | 206.2884 | 220.936 | 231.4205 | 241.7635 | 246.1322 | 245.5836 | 247.3201 | 241.1712 | 227.483 | 211.3247 | 196.7217 | 189.8336 | 183.6766 | 175.4455 | 166.0724 | 153.8215 | 145.4679 | 0.057966 | -0.17092 | -0.083553 | -0.40094 | -0.72647 | -1.2689 | -0.58139 | -0.64596 | -0.48292 | -0.22382 | -0.4917 | -0.03441 | 0.80677 | 3.867 | 13.1011 | 12.4996 | 11.0388 | 9.5853 | 2.804 | 0.14805 | -0.66702 | -0.92034 | -1.1267 | -1.4334 | 69.7014 | 68.8675 | 67.9437 | 67.1634 | 66.4529 | 65.6183 | 65.6447 | 66.2217 | 66.9505 | 71.2225 | 76.7967 | 82.0614 | 85.7461 | 87.8936 | 89.3579 | 89.5303 | 88.6888 | 87.1772 | 84.7 | 81.0155 | 77.5928 | 75.0018 | 72.9933 | 71.4156 | 2.5206 | 2.1378 | 2.3087 | 2.4609 | 2.8524 | 2.4707 | 2.3046 | 2.3552 | 2.6016 | 2.6581 | 2.7173 | 3.0936 | 3.0692 | 3.2894 | 3.4118 | 3.3065 | 3.116 | 2.7427 | 2.4786 | 2.4377 | 2.2962 | 2.4123 | 2.4718 | 2.4968
Program Specific1-in-2Size: Over 200kWAll2018November Monthly Peak | Program Specific | 1-in-2 | Size: Over 200kW | All | 2018 | November Monthly Peak | 11 | 125.1768 | 121.4439 | 117.5847 | 117.5259 | 126.4818 | 149.665 | 175.1193 | 190.8576 | 201.6792 | 207.75 | 214.3982 | 216.4975 | 215.1472 | 216.0133 | 209.6396 | 197.6068 | 186.5521 | 180.4394 | 172.055 | 165.4137 | 158.8152 | 150.8471 | 140.739 | 134.0041 | 0.70944 | 0.087854 | 0.25593 | -0.094452 | -0.32634 | -1.1229 | 0.0021404 | 0.11991 | -0.48408 | -0.40518 | 0.054168 | 0.58911 | 1.2163 | 3.6304 | 11.8116 | 11.0285 | 9.7592 | 8.7019 | 1.7615 | -0.094891 | -0.97636 | -1.1149 | -0.92121 | -1.3685 | 59.0519 | 58.2291 | 57.4937 | 56.7843 | 56.0806 | 55.816 | 55.3804 | 55.2986 | 58.9544 | 63.9041 | 70.0283 | 75.2078 | 78.8144 | 80.335 | 80.8388 | 80.3024 | 78.0981 | 73.912 | 69.5397 | 66.9616 | 64.9656 | 63.3298 | 62.1074 | 60.9848 | 2.4906 | 2.1143 | 2.2914 | 2.4371 | 2.8286 | 2.4648 | 2.2705 | 2.3092 | 2.5111 | 2.5179 | 2.5481 | 2.8897 | 2.8451 | 3.0403 | 3.1336 | 3.0384 | 2.9224 | 2.6747 | 2.3901 | 2.3318 | 2.203 | 2.3239 | 2.4009 | 2.444
Program Specific1-in-2Size: Over 200kWAll2018December Monthly Peak | Program Specific | 1-in-2 | Size: Over 200kW | All | 2018 | December Monthly Peak | 12 | 118.884 | 115.0495 | 111.8444 | 111.5386 | 120.2666 | 143.4225 | 170.4502 | 184.8536 | 193.6283 | 195.4425 | 196.7755 | 194.5637 | 189.8868 | 188.4554 | 181.5798 | 172.3702 | 165.8798 | 163.1648 | 158.5232 | 153.4666 | 147.9592 | 142.0172 | 132.5176 | 125.8494 | 0.66669 | 0.076142 | 0.23848 | -0.090151 | -0.30113 | -1.0803 | 0.0015066 | 0.10758 | -0.46748 | -0.38135 | 0.041525 | 0.51536 | 1.0503 | 3.1403 | 10.2126 | 9.6 | 8.6344 | 7.8193 | 1.5907 | -0.12688 | -0.94259 | -1.0811 | -0.8906 | -1.2973 | 47.9451 | 47.2584 | 46.2302 | 45.3586 | 44.7366 | 44.0645 | 43.8773 | 43.6417 | 44.0813 | 46.8432 | 49.397 | 51.4824 | 53.0742 | 53.9929 | 54.5803 | 54.6314 | 54.0335 | 52.9376 | 51.45 | 50.2558 | 49.3584 | 48.4747 | 47.6831 | 46.7753 | 2.3644 | 2.0022 | 2.1795 | 2.3161 | 2.7043 | 2.3682 | 2.2161 | 2.2472 | 2.4257 | 2.3814 | 2.3483 | 2.6094 | 2.5249 | 2.6696 | 2.7347 | 2.6738 | 2.6284 | 2.4388 | 2.2131 | 2.176 | 2.0583 | 2.187 | 2.2605 | 2.2934
Program Specific1-in-2Size: Over 200kWAll2018Typical Event Day | Program Specific | 1-in-2 | Size: Over 200kW | All | 2018 | Typical Event Day | 8 | 139.567 | 134.9941 | 130.7991 | 131.4243 | 140.9658 | 165.9875 | 194.1534 | 212.6448 | 225.0743 | 232.4252 | 240.0086 | 241.7497 | 238.5369 | 239.8235 | 234.1605 | 222.9634 | 209.1965 | 195.5644 | 186.2182 | 182.0634 | 178.7127 | 169.8295 | 157.938 | 150.5342 | -0.13188 | -0.28911 | -0.19328 | -0.5143 | -0.88134 | -1.3953 | -0.74078 | -0.77254 | -0.44133 | -0.10847 | -0.55098 | -0.085753 | 0.78388 | 3.7755 | 12.813 | 12.361 | 11.0277 | 9.6407 | 2.9591 | 0.2151 | -0.61391 | -0.90337 | -1.2003 | -1.4782 | 70.3588 | 69.3801 | 68.5542 | 67.7292 | 67.1059 | 66.5344 | 66.2346 | 66.4965 | 68.8729 | 73.3646 | 78.3473 | 82.5099 | 85.7115 | 88.0163 | 89.3738 | 89.7786 | 89.8804 | 88.9689 | 87.1482 | 84.3473 | 80.6703 | 77.4265 | 75.3682 | 73.8726 | 2.6177 | 2.2112 | 2.3957 | 2.5578 | 2.9465 | 2.5589 | 2.3511 | 2.406 | 2.6267 | 2.6486 | 2.6829 | 3.0247 | 2.9594 | 3.1651 | 3.273 | 3.1933 | 3.0346 | 2.6905 | 2.4148 | 2.3999 | 2.3274 | 2.4605 | 2.529 | 2.578
Program Specific1-in-2Size: Over 200kWAll2019January Monthly Peak | Program Specific | 1-in-2 | Size: Over 200kW | All | 2019 | January Monthly Peak | 1 | 118.044 | 114.5405 | 110.8685 | 111.4986 | 120.8189 | 144.8089 | 173.1408 | 188.0287 | 196.337 | 197.3304 | 199.7704 | 199.0752 | 195.2328 | 194.8401 | 188.2001 | 177.6946 | 168.214 | 164.8198 | 159.5087 | 153.732 | 148.1718 | 141.6508 | 132.6313 | 126.2858 | 0.64636 | 0.062821 | 0.22724 | -0.094521 | -0.31182 | -1.0961 | -0.0052898 | 0.10828 | -0.47343 | -0.3831 | 0.047227 | 0.53771 | 1.0996 | 3.2484 | 10.5548 | 9.8581 | 8.7219 | 7.8657 | 1.6047 | -0.11787 | -0.93415 | -1.0662 | -0.88532 | -1.2984 | 52.1793 | 51.6889 | 51.3422 | 50.8801 | 50.6911 | 50.2643 | 50.3673 | 50.2582 | 50.6066 | 51.974 | 53.7841 | 55.324 | 56.4682 | 57.4352 | 58.0818 | 58.0139 | 57.8298 | 57.1371 | 55.756 | 54.4562 | 53.8236 | 53.5187 | 53.0254 | 52.2184 | 2.339 | 1.9881 | 2.1542 | 2.3148 | 2.7195 | 2.3887 | 2.2506 | 2.2839 | 2.4545 | 2.4009 | 2.3806 | 2.66 | 2.5859 | 2.7506 | 2.8269 | 2.7532 | 2.6632 | 2.4636 | 2.2246 | 2.178 | 2.0599 | 2.1799 | 2.2601 | 2.2972
Program Specific1-in-2Size: Over 200kWAll2019February Monthly Peak | Program Specific | 1-in-2 | Size: Over 200kW | All | 2019 | February Monthly Peak | 2 | 119.5637 | 115.9371 | 112.5691 | 113.1877 | 121.9882 | 145.5022 | 173.1682 | 187.5975 | 196.6181 | 199.1182 | 202.9294 | 204.0933 | 201.5919 | 202.4509 | 196.8149 | 185.2928 | 174.3679 | 168.5247 | 164.3926 | 158.0966 | 152.1345 | 144.8436 | 134.8547 | 128.0646 | 0.64474 | 0.052605 | 0.22487 | -0.097373 | -0.31558 | -1.1005 | -0.0062436 | 0.10953 | -0.47463 | -0.38634 | 0.04713 | 0.5488 | 1.1282 | 3.3572 | 11.0129 | 10.2704 | 9.0345 | 8.0358 | 1.6508 | -0.12793 | -0.96474 | -1.1003 | -0.90821 | -1.3205 | 51.7156 | 51.262 | 51.0317 | 50.7187 | 50.2517 | 50.0823 | 49.7075 | 50.018 | 51.3465 | 54.7302 | 58.4681 | 61.5573 | 63.1022 | 63.75 | 64.2215 | 63.9685 | 63.5946 | 62.7256 | 60.7588 | 58.7192 | 57.5166 | 56.589 | 55.6667 | 54.3926 | 2.3638 | 2.0084 | 2.1852 | 2.3495 | 2.7436 | 2.3988 | 2.2502 | 2.2768 | 2.4586 | 2.423 | 2.4198 | 2.7291 | 2.6755 | 2.8667 | 2.9711 | 2.8785 | 2.7645 | 2.5228 | 2.2938 | 2.242 | 2.1161 | 2.2292 | 2.2977 | 2.3254
Program Specific1-in-2Size: Over 200kWAll2019March Monthly Peak | Program Specific | 1-in-2 | Size: Over 200kW | All | 2019 | March Monthly Peak | 3 | 122.5883 | 118.6291 | 114.9023 | 114.8358 | 123.0343 | 145.9497 | 174.1448 | 188.9377 | 197.1021 | 199.6327 | 203.9713 | 205.1545 | 203.2367 | 204.0332 | 198.6623 | 188.3386 | 177.4399 | 168.8421 | 164.8415 | 162.832 | 157.1989 | 149.4908 | 138.9851 | 131.5543 | 0.67139 | 0.06575 | 0.22845 | -0.096481 | -0.31743 | -1.0992 | -0.0048198 | 0.1095 | -0.47595 | -0.38534 | 0.049681 | 0.55482 | 1.1417 | 3.395 | 11.1282 | 10.4476 | 9.2088 | 8.0516 | 1.657 | -0.12917 | -0.99376 | -1.1289 | -0.93324 | -1.3566 | 52.9277 | 52.0221 | 51.4283 | 51.1453 | 50.6309 | 50.2648 | 49.9634 | 50.1652 | 51.9323 | 54.1142 | 56.9381 | 59.8002 | 62.1998 | 64.1261 | 65.2175 | 65.7421 | 65.4769 | 64.5147 | 61.9918 | 58.8937 | 57.1645 | 55.8078 | 54.657 | 53.2631 | 2.4273 | 2.0584 | 2.2307 | 2.3838 | 2.7629 | 2.404 | 2.2603 | 2.2919 | 2.4627 | 2.4278 | 2.4309 | 2.7403 | 2.6952 | 2.8824 | 2.9859 | 2.913 | 2.7983 | 2.5211 | 2.2989 | 2.3094 | 2.1863 | 2.2998 | 2.3671 | 2.388
Program Specific1-in-2Size: Over 200kWAll2019April Monthly Peak | Program Specific | 1-in-2 | Size: Over 200kW | All | 2019 | April Monthly Peak | 4 | 125.3027 | 121.3588 | 117.3332 | 117.3896 | 125.9272 | 148.884 | 174.6492 | 190.7917 | 201.4254 | 207.0748 | 214.1937 | 216.7155 | 216.2932 | 217.6792 | 212.3709 | 201.2465 | 188.8081 | 177.2337 | 168.6663 | 167.1594 | 163.0514 | 154.6442 | 143.5415 | 135.8453 | 0.67441 | 0.060252 | 0.23234 | -0.10103 | -0.33539 | -1.1251 | -0.0047293 | 0.11532 | -0.48575 | -0.39843 | 0.056725 | 0.59437 | 1.2254 | 3.6279 | 11.8881 | 11.159 | 9.8096 | 8.4838 | 1.7222 | -0.10285 | -1.0101 | -1.149 | -0.95246 | -1.3954 | 62.3636 | 61.3588 | 60.5271 | 59.8356 | 58.9355 | 58.2877 | 57.7461 | 57.7126 | 59.8389 | 63.8411 | 68.6147 | 73.3231 | 77.2501 | 79.6601 | 80.8449 | 81.2836 | 80.712 | 79.9342 | 78.1368 | 75.5256 | 71.4205 | 68.8975 | 66.8813 | 65.0729 | 2.4738 | 2.1012 | 2.2742 | 2.4339 | 2.8216 | 2.4494 | 2.2607 | 2.3074 | 2.5101 | 2.5137 | 2.5485 | 2.8875 | 2.8633 | 3.0693 | 3.188 | 3.1054 | 2.9644 | 2.6313 | 2.3425 | 2.3614 | 2.2642 | 2.3784 | 2.4423 | 2.4627
Program Specific1-in-2Size: Over 200kWAll2019May Monthly Peak | Program Specific | 1-in-2 | Size: Over 200kW | All | 2019 | May Monthly Peak | 5 | 125.9303 | 122.0311 | 118.2275 | 118.4377 | 127.5797 | 151.1264 | 175.9696 | 195.1293 | 207.5873 | 214.7579 | 222.4597 | 224.7765 | 223.6161 | 224.7099 | 219.1605 | 206.9801 | 193.7192 | 180.9345 | 171.4082 | 167.4746 | 165.0229 | 156.8002 | 145.6976 | 138.3083 | 0.6921 | 0.069456 | 0.23745 | -0.10051 | -0.33764 | -1.1371 | -0.0028198 | 0.11793 | -0.49964 | -0.41494 | 0.057724 | 0.6136 | 1.2633 | 3.7552 | 12.296 | 11.5059 | 10.0966 | 8.6947 | 1.7621 | -0.091545 | -1.0088 | -1.1527 | -0.95641 | -1.4115 | 64.8229 | 63.7622 | 62.7279 | 61.8699 | 61.1499 | 60.2484 | 59.7997 | 60.3492 | 63.1291 | 66.7849 | 70.8834 | 74.9488 | 78.6274 | 81.1035 | 82.6138 | 83.2483 | 83.3497 | 82.5438 | 80.619 | 78.0306 | 73.9576 | 70.78 | 69.0533 | 67.4709 | 2.4933 | 2.1164 | 2.2937 | 2.4559 | 2.8568 | 2.4852 | 2.2772 | 2.3598 | 2.5846 | 2.6066 | 2.6466 | 2.9976 | 2.9608 | 3.1671 | 3.2859 | 3.1882 | 3.036 | 2.6795 | 2.3774 | 2.3609 | 2.2887 | 2.4137 | 2.4815 | 2.5148
Program Specific1-in-2Size: Over 200kWAll2019June Monthly Peak | Program Specific | 1-in-2 | Size: Over 200kW | All | 2019 | June Monthly Peak | 6 | 133.725 | 129.5197 | 125.2506 | 125.4021 | 134.0298 | 156.3471 | 180.8879 | 199.4429 | 211.0809 | 217.7312 | 225.1207 | 226.2915 | 222.2446 | 222.5719 | 217.0915 | 207.9554 | 196.3552 | 184.3138 | 176.7363 | 172.0898 | 170.4394 | 162.7839 | 151.1539 | 144.0353 | 0.47913 | 0.0035184 | 0.13702 | -0.24555 | -0.53976 | -1.1839 | -0.21356 | -0.1438 | -0.48253 | -0.32382 | -0.16062 | 0.40108 | 1.1166 | 3.7046 | 12.1377 | 11.6199 | 10.3571 | 9.007 | 2.2404 | 0.11381 | -0.81249 | -1.0387 | -1.0171 | -1.4389 | 67.5167 | 66.3666 | 65.3093 | 64.4766 | 63.6939 | 63.1115 | 62.5743 | 63.2253 | 66.1232 | 70.2952 | 74.1273 | 77.6861 | 80.1839 | 82.3624 | 83.6524 | 84.4676 | 84.9989 | 84.6695 | 83.3732 | 80.7686 | 77.3513 | 73.6257 | 71.2234 | 69.6734 | 2.5879 | 2.1917 | 2.3665 | 2.5187 | 2.892 | 2.4886 | 2.2618 | 2.3276 | 2.5398 | 2.5579 | 2.5947 | 2.9191 | 2.844 | 3.0283 | 3.1302 | 3.0768 | 2.9548 | 2.6304 | 2.3712 | 2.3452 | 2.2909 | 2.4327 | 2.4976 | 2.5446
Program Specific1-in-2Size: Over 200kWAll2019July Monthly Peak | Program Specific | 1-in-2 | Size: Over 200kW | All | 2019 | July Monthly Peak | 7 | 136.7084 | 132.563 | 129.0303 | 129.0374 | 138.3672 | 162.2419 | 187.8284 | 205.2056 | 215.9697 | 222.6844 | 229.7115 | 230.503 | 226.7428 | 227.4979 | 222.4743 | 213.6835 | 202.4871 | 190.8622 | 182.2562 | 177.4004 | 175.4092 | 167.515 | 155.5993 | 147.921 | -0.085741 | -0.26931 | -0.16864 | -0.49443 | -0.85303 | -1.3555 | -0.67475 | -0.67663 | -0.42094 | -0.10775 | -0.48844 | -0.011119 | 0.8236 | 3.6422 | 12.2685 | 11.9175 | 10.7255 | 9.447 | 2.8777 | 0.22407 | -0.61916 | -0.91344 | -1.1752 | -1.4582 | 69.6409 | 68.8999 | 68.2606 | 67.6167 | 66.9932 | 66.5337 | 66.3018 | 66.695 | 69.0664 | 72.9964 | 77.9088 | 81.6028 | 84.5646 | 86.9295 | 88.6779 | 89.1808 | 89.3723 | 88.5103 | 87.0552 | 84.787 | 81.1509 | 77.2734 | 74.7917 | 73.298 | 2.5726 | 2.1794 | 2.371 | 2.5172 | 2.8954 | 2.506 | 2.2778 | 2.3222 | 2.5199 | 2.539 | 2.5698 | 2.8859 | 2.8095 | 2.9965 | 3.0973 | 3.0498 | 2.9342 | 2.6304 | 2.368 | 2.3431 | 2.2898 | 2.4335 | 2.4994 | 2.5424
Program Specific1-in-2Size: Over 200kWAll2019August Monthly Peak | Program Specific | 1-in-2 | Size: Over 200kW | All | 2019 | August Monthly Peak | 8 | 141.3492 | 136.7505 | 132.7811 | 133.5057 | 143.2578 | 168.6856 | 197.3142 | 217.2347 | 231.7045 | 241.0666 | 250.0419 | 252.2715 | 249.153 | 250.3287 | 244.1736 | 232.2624 | 217.6855 | 202.9167 | 192.152 | 187.4653 | 183.4815 | 174.1092 | 161.726 | 153.9619 | -0.68871 | -0.51027 | -0.48023 | -0.74268 | -1.1658 | -1.4926 | -1.2129 | -1.4102 | -0.4117 | 0.06371 | -0.98397 | -0.65101 | 0.34525 | 3.7094 | 13.0109 | 12.7253 | 11.4361 | 10.0423 | 3.6187 | 0.31651 | -0.37145 | -0.72194 | -1.3393 | -1.4768 | 74.6405 | 73.6797 | 72.8022 | 71.6975 | 71.1326 | 70.4387 | 70.0223 | 70.1707 | 72.6706 | 77.5604 | 82.5564 | 86.7189 | 89.6968 | 91.7899 | 93.0893 | 93.2093 | 93.3648 | 92.1886 | 90.1779 | 87.4252 | 83.2833 | 80.2105 | 78.3589 | 76.6873 | 2.6599 | 2.2479 | 2.4401 | 2.6092 | 3.0113 | 2.6122 | 2.401 | 2.4712 | 2.7197 | 2.7618 | 2.8078 | 3.1688 | 3.1048 | 3.3183 | 3.4282 | 3.3409 | 3.1712 | 2.8022 | 2.5016 | 2.4813 | 2.3993 | 2.5326 | 2.6003 | 2.6473
Program Specific1-in-2Size: Over 200kWAll2019September Monthly Peak | Program Specific | 1-in-2 | Size: Over 200kW | All | 2019 | September Monthly Peak | 9 | 137.8071 | 134.0311 | 130.1361 | 130.7517 | 140.7814 | 165.7911 | 195.6608 | 215.2681 | 231.4601 | 240.5025 | 248.7864 | 250.8326 | 247.3204 | 248.6897 | 242.2375 | 228.8984 | 213.1847 | 198.2634 | 188.7642 | 186.6652 | 179.6812 | 170.6823 | 157.4453 | 149.5933 | -0.25589 | -0.37395 | -0.27691 | -0.54997 | -0.91666 | -1.4707 | -0.85675 | -0.88881 | -0.4295 | -0.048604 | -0.60026 | -0.16829 | 0.73971 | 3.8365 | 13.1783 | 12.6318 | 11.1715 | 9.7256 | 3.014 | 0.13561 | -0.66045 | -0.93936 | -1.2485 | -1.4801 | 69.6371 | 68.5742 | 67.8448 | 67.126 | 66.6039 | 66.0538 | 66.0401 | 65.8951 | 67.6312 | 72.6062 | 78.7966 | 84.0316 | 88.4005 | 90.9836 | 92.0758 | 92.2566 | 91.7858 | 90.507 | 87.9864 | 84.4085 | 80.8956 | 78.5966 | 77.0989 | 75.8317 | 2.5847 | 2.195 | 2.3836 | 2.5435 | 2.9467 | 2.555 | 2.3707 | 2.4369 | 2.7049 | 2.7439 | 2.7814 | 3.1389 | 3.0676 | 3.2823 | 3.3928 | 3.2848 | 3.0969 | 2.7291 | 2.4472 | 2.4564 | 2.3368 | 2.4712 | 2.5214 | 2.5644
Program Specific1-in-2Size: Over 200kWAll2019October Monthly Peak | Program Specific | 1-in-2 | Size: Over 200kW | All | 2019 | October Monthly Peak | 10 | 134.5009 | 130.4042 | 126.0724 | 125.9102 | 135.1332 | 159.2943 | 188.6956 | 206.2884 | 220.9361 | 231.4205 | 241.7635 | 246.1322 | 245.5836 | 247.3201 | 241.1712 | 227.483 | 211.3247 | 196.7217 | 189.8336 | 183.6766 | 175.4455 | 166.0724 | 153.8215 | 145.4679 | 0.057966 | -0.17092 | -0.083553 | -0.40094 | -0.72647 | -1.2689 | -0.58139 | -0.64596 | -0.48292 | -0.22382 | -0.4917 | -0.03441 | 0.80677 | 3.867 | 13.1011 | 12.4996 | 11.0388 | 9.5853 | 2.804 | 0.14805 | -0.66702 | -0.92034 | -1.1267 | -1.4334 | 69.7014 | 68.8675 | 67.9437 | 67.1634 | 66.4529 | 65.6183 | 65.6447 | 66.2217 | 66.9505 | 71.2225 | 76.7967 | 82.0614 | 85.7461 | 87.8936 | 89.3579 | 89.5303 | 88.6888 | 87.1772 | 84.7 | 81.0155 | 77.5928 | 75.0018 | 72.9933 | 71.4156 | 2.5206 | 2.1378 | 2.3087 | 2.4609 | 2.8524 | 2.4707 | 2.3046 | 2.3552 | 2.6016 | 2.6581 | 2.7173 | 3.0936 | 3.0692 | 3.2894 | 3.4118 | 3.3065 | 3.116 | 2.7427 | 2.4786 | 2.4377 | 2.2962 | 2.4123 | 2.4718 | 2.4968
Program Specific1-in-2Size: Over 200kWAll2019November Monthly Peak | Program Specific | 1-in-2 | Size: Over 200kW | All | 2019 | November Monthly Peak | 11 | 125.1768 | 121.4439 | 117.5847 | 117.5259 | 126.4818 | 149.665 | 175.1193 | 190.8576 | 201.6792 | 207.75 | 214.3982 | 216.4974 | 215.1472 | 216.0133 | 209.6396 | 197.6068 | 186.5521 | 180.4394 | 172.055 | 165.4137 | 158.8152 | 150.8471 | 140.739 | 134.0041 | 0.70944 | 0.087854 | 0.25593 | -0.094452 | -0.32634 | -1.1229 | 0.0021404 | 0.11991 | -0.48408 | -0.40518 | 0.054168 | 0.58911 | 1.2163 | 3.6304 | 11.8116 | 11.0285 | 9.7592 | 8.7019 | 1.7615 | -0.094891 | -0.97636 | -1.1149 | -0.92121 | -1.3685 | 59.0519 | 58.2291 | 57.4937 | 56.7843 | 56.0806 | 55.816 | 55.3804 | 55.2986 | 58.9544 | 63.9041 | 70.0283 | 75.2078 | 78.8144 | 80.335 | 80.8388 | 80.3024 | 78.0981 | 73.912 | 69.5397 | 66.9616 | 64.9656 | 63.3298 | 62.1074 | 60.9848 | 2.4906 | 2.1143 | 2.2914 | 2.4371 | 2.8286 | 2.4648 | 2.2705 | 2.3092 | 2.5111 | 2.5179 | 2.5481 | 2.8897 | 2.8451 | 3.0403 | 3.1336 | 3.0384 | 2.9224 | 2.6747 | 2.3901 | 2.3318 | 2.203 | 2.3239 | 2.4009 | 2.444
Program Specific1-in-2Size: Over 200kWAll2019December Monthly Peak | Program Specific | 1-in-2 | Size: Over 200kW | All | 2019 | December Monthly Peak | 12 | 118.884 | 115.0495 | 111.8444 | 111.5386 | 120.2666 | 143.4225 | 170.4502 | 184.8536 | 193.6283 | 195.4425 | 196.7755 | 194.5637 | 189.8868 | 188.4554 | 181.5798 | 172.3702 | 165.8799 | 163.1648 | 158.5232 | 153.4666 | 147.9592 | 142.0172 | 132.5176 | 125.8494 | 0.66669 | 0.076142 | 0.23848 | -0.090151 | -0.30113 | -1.0803 | 0.0015067 | 0.10758 | -0.46748 | -0.38135 | 0.041525 | 0.51536 | 1.0503 | 3.1403 | 10.2126 | 9.6 | 8.6344 | 7.8193 | 1.5907 | -0.12688 | -0.94259 | -1.0811 | -0.8906 | -1.2973 | 47.9451 | 47.2584 | 46.2302 | 45.3586 | 44.7366 | 44.0645 | 43.8773 | 43.6417 | 44.0813 | 46.8432 | 49.397 | 51.4824 | 53.0742 | 53.9929 | 54.5803 | 54.6314 | 54.0335 | 52.9376 | 51.45 | 50.2558 | 49.3584 | 48.4747 | 47.6831 | 46.7753 | 2.3644 | 2.0022 | 2.1795 | 2.3161 | 2.7043 | 2.3682 | 2.2161 | 2.2472 | 2.4257 | 2.3814 | 2.3483 | 2.6094 | 2.5249 | 2.6696 | 2.7347 | 2.6738 | 2.6284 | 2.4388 | 2.2131 | 2.176 | 2.0583 | 2.187 | 2.2605 | 2.2934
Program Specific1-in-2Size: Over 200kWAll2019Typical Event Day | Program Specific | 1-in-2 | Size: Over 200kW | All | 2019 | Typical Event Day | 8 | 139.567 | 134.9941 | 130.7991 | 131.4243 | 140.9658 | 165.9875 | 194.1534 | 212.6448 | 225.0743 | 232.4252 | 240.0086 | 241.7497 | 238.5369 | 239.8235 | 234.1605 | 222.9634 | 209.1965 | 195.5644 | 186.2182 | 182.0634 | 178.7127 | 169.8295 | 157.938 | 150.5342 | -0.13188 | -0.28911 | -0.19328 | -0.5143 | -0.88134 | -1.3953 | -0.74078 | -0.77254 | -0.44133 | -0.10847 | -0.55098 | -0.085753 | 0.78388 | 3.7755 | 12.813 | 12.361 | 11.0277 | 9.6407 | 2.9591 | 0.2151 | -0.61391 | -0.90337 | -1.2003 | -1.4782 | 70.3588 | 69.3801 | 68.5542 | 67.7292 | 67.1059 | 66.5344 | 66.2346 | 66.4965 | 68.8729 | 73.3646 | 78.3473 | 82.5099 | 85.7115 | 88.0164 | 89.3738 | 89.7786 | 89.8804 | 88.9689 | 87.1482 | 84.3473 | 80.6703 | 77.4265 | 75.3682 | 73.8726 | 2.6177 | 2.2112 | 2.3957 | 2.5578 | 2.9465 | 2.5589 | 2.3511 | 2.406 | 2.6267 | 2.6486 | 2.6829 | 3.0247 | 2.9594 | 3.1651 | 3.273 | 3.1933 | 3.0346 | 2.6905 | 2.4148 | 2.3999 | 2.3274 | 2.4605 | 2.529 | 2.578
Program Specific1-in-2Size: Over 200kWAll2020January Monthly Peak | Program Specific | 1-in-2 | Size: Over 200kW | All | 2020 | January Monthly Peak | 1 | 118.044 | 114.5405 | 110.8685 | 111.4986 | 120.8189 | 144.809 | 173.1408 | 188.0287 | 196.337 | 197.3304 | 199.7704 | 199.0752 | 195.2328 | 194.8401 | 188.2001 | 177.6946 | 168.214 | 164.8198 | 159.5087 | 153.732 | 148.1718 | 141.6508 | 132.6313 | 126.2858 | 0.64636 | 0.062821 | 0.22724 | -0.094521 | -0.31182 | -1.0961 | -0.0052898 | 0.10828 | -0.47343 | -0.3831 | 0.047227 | 0.53771 | 1.0996 | 3.2484 | 10.5548 | 9.8581 | 8.7219 | 7.8657 | 1.6047 | -0.11787 | -0.93415 | -1.0662 | -0.88532 | -1.2984 | 52.1793 | 51.6889 | 51.3422 | 50.8801 | 50.6911 | 50.2643 | 50.3673 | 50.2582 | 50.6066 | 51.974 | 53.7841 | 55.324 | 56.4682 | 57.4352 | 58.0818 | 58.0139 | 57.8298 | 57.1371 | 55.756 | 54.4562 | 53.8236 | 53.5187 | 53.0254 | 52.2184 | 2.339 | 1.9881 | 2.1542 | 2.3148 | 2.7195 | 2.3887 | 2.2506 | 2.2839 | 2.4545 | 2.4009 | 2.3806 | 2.66 | 2.5859 | 2.7506 | 2.8269 | 2.7532 | 2.6632 | 2.4636 | 2.2246 | 2.178 | 2.0599 | 2.1799 | 2.2601 | 2.2972
Program Specific1-in-2Size: Over 200kWAll2020February Monthly Peak | Program Specific | 1-in-2 | Size: Over 200kW | All | 2020 | February Monthly Peak | 2 | 119.5637 | 115.9371 | 112.5691 | 113.1877 | 121.9882 | 145.5022 | 173.1682 | 187.5975 | 196.6181 | 199.1182 | 202.9294 | 204.0933 | 201.5919 | 202.4509 | 196.8148 | 185.2928 | 174.3679 | 168.5247 | 164.3926 | 158.0966 | 152.1345 | 144.8436 | 134.8547 | 128.0646 | 0.64474 | 0.052605 | 0.22487 | -0.097373 | -0.31558 | -1.1005 | -0.0062436 | 0.10954 | -0.47463 | -0.38634 | 0.04713 | 0.5488 | 1.1282 | 3.3572 | 11.0129 | 10.2704 | 9.0345 | 8.0358 | 1.6508 | -0.12793 | -0.96474 | -1.1003 | -0.90821 | -1.3205 | 51.7156 | 51.262 | 51.0317 | 50.7187 | 50.2517 | 50.0823 | 49.7075 | 50.018 | 51.3465 | 54.7302 | 58.4681 | 61.5573 | 63.1022 | 63.75 | 64.2215 | 63.9685 | 63.5946 | 62.7256 | 60.7588 | 58.7192 | 57.5166 | 56.589 | 55.6667 | 54.3926 | 2.3638 | 2.0084 | 2.1852 | 2.3495 | 2.7436 | 2.3988 | 2.2502 | 2.2768 | 2.4586 | 2.423 | 2.4198 | 2.7291 | 2.6755 | 2.8667 | 2.9711 | 2.8785 | 2.7645 | 2.5228 | 2.2938 | 2.242 | 2.1161 | 2.2292 | 2.2977 | 2.3254
Program Specific1-in-2Size: Over 200kWAll2020March Monthly Peak | Program Specific | 1-in-2 | Size: Over 200kW | All | 2020 | March Monthly Peak | 3 | 122.5883 | 118.6291 | 114.9023 | 114.8358 | 123.0343 | 145.9497 | 174.1448 | 188.9377 | 197.1021 | 199.6327 | 203.9713 | 205.1545 | 203.2367 | 204.0332 | 198.6623 | 188.3386 | 177.4399 | 168.8421 | 164.8415 | 162.832 | 157.1989 | 149.4908 | 138.9851 | 131.5543 | 0.67139 | 0.06575 | 0.22845 | -0.096481 | -0.31743 | -1.0992 | -0.0048198 | 0.1095 | -0.47595 | -0.38534 | 0.049681 | 0.55482 | 1.1417 | 3.395 | 11.1282 | 10.4476 | 9.2088 | 8.0516 | 1.657 | -0.12917 | -0.99376 | -1.1289 | -0.93324 | -1.3566 | 52.9277 | 52.0221 | 51.4283 | 51.1453 | 50.6309 | 50.2648 | 49.9634 | 50.1652 | 51.9323 | 54.1142 | 56.9381 | 59.8002 | 62.1998 | 64.1261 | 65.2175 | 65.7421 | 65.4769 | 64.5147 | 61.9918 | 58.8937 | 57.1645 | 55.8078 | 54.657 | 53.2631 | 2.4273 | 2.0584 | 2.2307 | 2.3838 | 2.7629 | 2.404 | 2.2603 | 2.2919 | 2.4627 | 2.4278 | 2.4309 | 2.7403 | 2.6952 | 2.8824 | 2.9859 | 2.913 | 2.7983 | 2.5211 | 2.2989 | 2.3094 | 2.1863 | 2.2998 | 2.3671 | 2.388
Program Specific1-in-2Size: Over 200kWAll2020April Monthly Peak | Program Specific | 1-in-2 | Size: Over 200kW | All | 2020 | April Monthly Peak | 4 | 125.3027 | 121.3588 | 117.3332 | 117.3896 | 125.9272 | 148.884 | 174.6493 | 190.7917 | 201.4254 | 207.0748 | 214.1937 | 216.7154 | 216.2932 | 217.6792 | 212.3709 | 201.2465 | 188.8081 | 177.2337 | 168.6663 | 167.1594 | 163.0514 | 154.6442 | 143.5415 | 135.8453 | 0.67441 | 0.060252 | 0.23234 | -0.10103 | -0.33539 | -1.1251 | -0.0047292 | 0.11532 | -0.48575 | -0.39843 | 0.056725 | 0.59437 | 1.2254 | 3.6279 | 11.8881 | 11.159 | 9.8096 | 8.4838 | 1.7222 | -0.10285 | -1.0101 | -1.149 | -0.95246 | -1.3954 | 62.3636 | 61.3588 | 60.5271 | 59.8356 | 58.9355 | 58.2877 | 57.7461 | 57.7126 | 59.8389 | 63.8411 | 68.6147 | 73.3231 | 77.2501 | 79.6601 | 80.8449 | 81.2836 | 80.712 | 79.9342 | 78.1368 | 75.5256 | 71.4205 | 68.8975 | 66.8813 | 65.0729 | 2.4738 | 2.1012 | 2.2742 | 2.4339 | 2.8216 | 2.4494 | 2.2607 | 2.3074 | 2.5101 | 2.5137 | 2.5485 | 2.8875 | 2.8633 | 3.0693 | 3.188 | 3.1054 | 2.9644 | 2.6313 | 2.3425 | 2.3614 | 2.2642 | 2.3784 | 2.4423 | 2.4627
Program Specific1-in-2Size: Over 200kWAll2020May Monthly Peak | Program Specific | 1-in-2 | Size: Over 200kW | All | 2020 | May Monthly Peak | 5 | 125.9303 | 122.0311 | 118.2275 | 118.4377 | 127.5797 | 151.1264 | 175.9696 | 195.1293 | 207.5873 | 214.7579 | 222.4597 | 224.7765 | 223.6161 | 224.7099 | 219.1605 | 206.9801 | 193.7192 | 180.9345 | 171.4082 | 167.4746 | 165.023 | 156.8002 | 145.6975 | 138.3083 | 0.6921 | 0.069456 | 0.23745 | -0.10051 | -0.33764 | -1.1371 | -0.0028198 | 0.11793 | -0.49964 | -0.41494 | 0.057724 | 0.6136 | 1.2633 | 3.7552 | 12.296 | 11.5059 | 10.0966 | 8.6947 | 1.7621 | -0.091545 | -1.0088 | -1.1527 | -0.95641 | -1.4115 | 64.8229 | 63.7622 | 62.7279 | 61.8699 | 61.1499 | 60.2484 | 59.7997 | 60.3492 | 63.1291 | 66.7849 | 70.8834 | 74.9488 | 78.6274 | 81.1035 | 82.6138 | 83.2483 | 83.3497 | 82.5438 | 80.619 | 78.0306 | 73.9576 | 70.7801 | 69.0533 | 67.4709 | 2.4933 | 2.1164 | 2.2937 | 2.4559 | 2.8568 | 2.4852 | 2.2772 | 2.3598 | 2.5846 | 2.6066 | 2.6466 | 2.9976 | 2.9608 | 3.1671 | 3.2859 | 3.1882 | 3.036 | 2.6795 | 2.3774 | 2.3609 | 2.2887 | 2.4137 | 2.4815 | 2.5148
Program Specific1-in-2Size: Over 200kWAll2020June Monthly Peak | Program Specific | 1-in-2 | Size: Over 200kW | All | 2020 | June Monthly Peak | 6 | 133.725 | 129.5197 | 125.2506 | 125.4021 | 134.0298 | 156.3471 | 180.8879 | 199.4429 | 211.0809 | 217.7312 | 225.1207 | 226.2915 | 222.2446 | 222.5719 | 217.0915 | 207.9554 | 196.3552 | 184.3138 | 176.7363 | 172.0898 | 170.4394 | 162.784 | 151.1539 | 144.0353 | 0.47913 | 0.0035183 | 0.13702 | -0.24555 | -0.53976 | -1.1839 | -0.21356 | -0.1438 | -0.48253 | -0.32382 | -0.16062 | 0.40108 | 1.1166 | 3.7046 | 12.1377 | 11.6199 | 10.3571 | 9.007 | 2.2404 | 0.11381 | -0.81249 | -1.0387 | -1.0171 | -1.4389 | 67.5167 | 66.3666 | 65.3093 | 64.4766 | 63.6939 | 63.1115 | 62.5743 | 63.2253 | 66.1232 | 70.2952 | 74.1273 | 77.6861 | 80.1839 | 82.3624 | 83.6524 | 84.4676 | 84.9989 | 84.6695 | 83.3732 | 80.7686 | 77.3513 | 73.6257 | 71.2234 | 69.6734 | 2.5879 | 2.1917 | 2.3665 | 2.5187 | 2.892 | 2.4886 | 2.2618 | 2.3276 | 2.5398 | 2.5579 | 2.5947 | 2.9191 | 2.844 | 3.0283 | 3.1302 | 3.0768 | 2.9548 | 2.6304 | 2.3712 | 2.3452 | 2.2909 | 2.4327 | 2.4976 | 2.5446
Program Specific1-in-2Size: Over 200kWAll2020July Monthly Peak | Program Specific | 1-in-2 | Size: Over 200kW | All | 2020 | July Monthly Peak | 7 | 136.7084 | 132.563 | 129.0303 | 129.0374 | 138.3672 | 162.2419 | 187.8284 | 205.2056 | 215.9697 | 222.6844 | 229.7115 | 230.503 | 226.7428 | 227.4979 | 222.4743 | 213.6835 | 202.4871 | 190.8622 | 182.2562 | 177.4004 | 175.4092 | 167.515 | 155.5993 | 147.921 | -0.085741 | -0.26931 | -0.16864 | -0.49443 | -0.85303 | -1.3555 | -0.67475 | -0.67663 | -0.42094 | -0.10775 | -0.48844 | -0.011119 | 0.8236 | 3.6422 | 12.2685 | 11.9175 | 10.7255 | 9.447 | 2.8777 | 0.22407 | -0.61916 | -0.91344 | -1.1752 | -1.4582 | 69.6409 | 68.8999 | 68.2606 | 67.6167 | 66.9932 | 66.5337 | 66.3018 | 66.695 | 69.0664 | 72.9964 | 77.9088 | 81.6028 | 84.5646 | 86.9295 | 88.6779 | 89.1808 | 89.3723 | 88.5103 | 87.0552 | 84.787 | 81.1509 | 77.2734 | 74.7917 | 73.298 | 2.5726 | 2.1794 | 2.371 | 2.5172 | 2.8954 | 2.506 | 2.2778 | 2.3222 | 2.5199 | 2.539 | 2.5698 | 2.8859 | 2.8095 | 2.9965 | 3.0973 | 3.0498 | 2.9342 | 2.6304 | 2.368 | 2.3431 | 2.2898 | 2.4335 | 2.4994 | 2.5424
Program Specific1-in-2Size: Over 200kWAll2020August Monthly Peak | Program Specific | 1-in-2 | Size: Over 200kW | All | 2020 | August Monthly Peak | 8 | 141.3492 | 136.7505 | 132.7811 | 133.5057 | 143.2578 | 168.6856 | 197.3142 | 217.2347 | 231.7045 | 241.0666 | 250.0418 | 252.2715 | 249.153 | 250.3287 | 244.1736 | 232.2624 | 217.6855 | 202.9167 | 192.152 | 187.4653 | 183.4815 | 174.1092 | 161.726 | 153.9619 | -0.68871 | -0.51027 | -0.48023 | -0.74268 | -1.1658 | -1.4926 | -1.2129 | -1.4102 | -0.4117 | 0.06371 | -0.98397 | -0.65101 | 0.34525 | 3.7094 | 13.0109 | 12.7253 | 11.4361 | 10.0423 | 3.6187 | 0.31651 | -0.37145 | -0.72194 | -1.3393 | -1.4768 | 74.6405 | 73.6797 | 72.8022 | 71.6975 | 71.1326 | 70.4387 | 70.0223 | 70.1707 | 72.6706 | 77.5604 | 82.5564 | 86.7189 | 89.6969 | 91.7899 | 93.0893 | 93.2093 | 93.3648 | 92.1886 | 90.1779 | 87.4252 | 83.2833 | 80.2105 | 78.3589 | 76.6873 | 2.6599 | 2.2479 | 2.4401 | 2.6092 | 3.0113 | 2.6122 | 2.401 | 2.4712 | 2.7197 | 2.7618 | 2.8078 | 3.1688 | 3.1048 | 3.3183 | 3.4282 | 3.3409 | 3.1712 | 2.8022 | 2.5016 | 2.4813 | 2.3993 | 2.5326 | 2.6003 | 2.6473
Program Specific1-in-2Size: Over 200kWAll2020September Monthly Peak | Program Specific | 1-in-2 | Size: Over 200kW | All | 2020 | September Monthly Peak | 9 | 137.8071 | 134.0311 | 130.1361 | 130.7517 | 140.7814 | 165.7911 | 195.6608 | 215.2681 | 231.4601 | 240.5025 | 248.7864 | 250.8326 | 247.3204 | 248.6897 | 242.2375 | 228.8984 | 213.1847 | 198.2634 | 188.7642 | 186.6652 | 179.6812 | 170.6823 | 157.4453 | 149.5933 | -0.25589 | -0.37395 | -0.27691 | -0.54997 | -0.91666 | -1.4707 | -0.85675 | -0.88881 | -0.4295 | -0.048604 | -0.60026 | -0.16829 | 0.73971 | 3.8365 | 13.1783 | 12.6318 | 11.1715 | 9.7256 | 3.014 | 0.13561 | -0.66045 | -0.93936 | -1.2485 | -1.4801 | 69.6371 | 68.5742 | 67.8448 | 67.126 | 66.6039 | 66.0538 | 66.0401 | 65.8951 | 67.6312 | 72.6062 | 78.7966 | 84.0316 | 88.4005 | 90.9836 | 92.0758 | 92.2566 | 91.7858 | 90.507 | 87.9864 | 84.4085 | 80.8956 | 78.5966 | 77.0989 | 75.8317 | 2.5847 | 2.195 | 2.3836 | 2.5435 | 2.9467 | 2.555 | 2.3707 | 2.4369 | 2.7049 | 2.7439 | 2.7814 | 3.1389 | 3.0676 | 3.2823 | 3.3928 | 3.2848 | 3.0969 | 2.7291 | 2.4472 | 2.4564 | 2.3368 | 2.4712 | 2.5214 | 2.5644
Program Specific1-in-2Size: Over 200kWAll2020October Monthly Peak | Program Specific | 1-in-2 | Size: Over 200kW | All | 2020 | October Monthly Peak | 10 | 134.5009 | 130.4042 | 126.0724 | 125.9102 | 135.1332 | 159.2943 | 188.6956 | 206.2884 | 220.936 | 231.4205 | 241.7635 | 246.1322 | 245.5836 | 247.3201 | 241.1712 | 227.483 | 211.3247 | 196.7217 | 189.8336 | 183.6766 | 175.4455 | 166.0724 | 153.8215 | 145.4679 | 0.057966 | -0.17092 | -0.083553 | -0.40094 | -0.72647 | -1.2689 | -0.58139 | -0.64596 | -0.48292 | -0.22382 | -0.4917 | -0.03441 | 0.80677 | 3.867 | 13.1011 | 12.4996 | 11.0388 | 9.5853 | 2.804 | 0.14805 | -0.66702 | -0.92034 | -1.1267 | -1.4334 | 69.7014 | 68.8675 | 67.9437 | 67.1634 | 66.4529 | 65.6183 | 65.6448 | 66.2217 | 66.9505 | 71.2225 | 76.7967 | 82.0614 | 85.7461 | 87.8936 | 89.3579 | 89.5303 | 88.6888 | 87.1772 | 84.7 | 81.0155 | 77.5928 | 75.0018 | 72.9933 | 71.4156 | 2.5206 | 2.1378 | 2.3087 | 2.4609 | 2.8524 | 2.4707 | 2.3046 | 2.3552 | 2.6016 | 2.6581 | 2.7173 | 3.0936 | 3.0692 | 3.2894 | 3.4118 | 3.3065 | 3.116 | 2.7427 | 2.4786 | 2.4377 | 2.2962 | 2.4123 | 2.4718 | 2.4968
Program Specific1-in-2Size: Over 200kWAll2020November Monthly Peak | Program Specific | 1-in-2 | Size: Over 200kW | All | 2020 | November Monthly Peak | 11 | 125.1768 | 121.4439 | 117.5847 | 117.5259 | 126.4818 | 149.665 | 175.1193 | 190.8576 | 201.6792 | 207.75 | 214.3982 | 216.4974 | 215.1472 | 216.0133 | 209.6396 | 197.6068 | 186.5521 | 180.4394 | 172.055 | 165.4137 | 158.8152 | 150.8471 | 140.739 | 134.0041 | 0.70944 | 0.087854 | 0.25593 | -0.094452 | -0.32634 | -1.1229 | 0.0021404 | 0.11991 | -0.48408 | -0.40518 | 0.054168 | 0.58911 | 1.2163 | 3.6304 | 11.8116 | 11.0285 | 9.7592 | 8.7019 | 1.7615 | -0.094891 | -0.97636 | -1.1149 | -0.92121 | -1.3685 | 59.0519 | 58.2291 | 57.4937 | 56.7843 | 56.0806 | 55.816 | 55.3804 | 55.2986 | 58.9544 | 63.9041 | 70.0283 | 75.2078 | 78.8144 | 80.335 | 80.8388 | 80.3024 | 78.0981 | 73.912 | 69.5397 | 66.9616 | 64.9656 | 63.3298 | 62.1074 | 60.9848 | 2.4906 | 2.1143 | 2.2914 | 2.4371 | 2.8286 | 2.4648 | 2.2705 | 2.3092 | 2.5111 | 2.5179 | 2.5481 | 2.8897 | 2.8451 | 3.0403 | 3.1336 | 3.0384 | 2.9224 | 2.6747 | 2.3901 | 2.3318 | 2.203 | 2.3239 | 2.4009 | 2.444
Program Specific1-in-2Size: Over 200kWAll2020December Monthly Peak | Program Specific | 1-in-2 | Size: Over 200kW | All | 2020 | December Monthly Peak | 12 | 118.884 | 115.0495 | 111.8444 | 111.5386 | 120.2666 | 143.4225 | 170.4502 | 184.8536 | 193.6283 | 195.4425 | 196.7755 | 194.5637 | 189.8868 | 188.4554 | 181.5798 | 172.3702 | 165.8798 | 163.1648 | 158.5232 | 153.4666 | 147.9592 | 142.0172 | 132.5176 | 125.8494 | 0.66669 | 0.076142 | 0.23848 | -0.090151 | -0.30113 | -1.0803 | 0.0015065 | 0.10758 | -0.46748 | -0.38135 | 0.041525 | 0.51536 | 1.0503 | 3.1403 | 10.2126 | 9.6 | 8.6344 | 7.8193 | 1.5907 | -0.12688 | -0.94259 | -1.0811 | -0.8906 | -1.2973 | 47.9451 | 47.2584 | 46.2302 | 45.3586 | 44.7366 | 44.0645 | 43.8773 | 43.6417 | 44.0813 | 46.8432 | 49.397 | 51.4823 | 53.0742 | 53.9929 | 54.5803 | 54.6314 | 54.0335 | 52.9376 | 51.45 | 50.2558 | 49.3584 | 48.4747 | 47.6831 | 46.7753 | 2.3644 | 2.0022 | 2.1795 | 2.3161 | 2.7043 | 2.3682 | 2.2161 | 2.2472 | 2.4257 | 2.3814 | 2.3483 | 2.6094 | 2.5249 | 2.6696 | 2.7347 | 2.6738 | 2.6284 | 2.4388 | 2.2131 | 2.176 | 2.0583 | 2.187 | 2.2605 | 2.2934
Program Specific1-in-2Size: Over 200kWAll2020Typical Event Day | Program Specific | 1-in-2 | Size: Over 200kW | All | 2020 | Typical Event Day | 8 | 139.567 | 134.9941 | 130.7991 | 131.4243 | 140.9658 | 165.9875 | 194.1534 | 212.6448 | 225.0743 | 232.4252 | 240.0086 | 241.7497 | 238.5369 | 239.8234 | 234.1605 | 222.9634 | 209.1965 | 195.5644 | 186.2183 | 182.0634 | 178.7127 | 169.8295 | 157.938 | 150.5342 | -0.13188 | -0.28911 | -0.19328 | -0.5143 | -0.88134 | -1.3953 | -0.74078 | -0.77254 | -0.44133 | -0.10847 | -0.55098 | -0.085753 | 0.78388 | 3.7755 | 12.813 | 12.361 | 11.0277 | 9.6407 | 2.9591 | 0.2151 | -0.61391 | -0.90337 | -1.2003 | -1.4782 | 70.3588 | 69.3801 | 68.5542 | 67.7292 | 67.1059 | 66.5344 | 66.2346 | 66.4965 | 68.8729 | 73.3646 | 78.3473 | 82.5099 | 85.7115 | 88.0164 | 89.3738 | 89.7786 | 89.8804 | 88.9689 | 87.1482 | 84.3473 | 80.6703 | 77.4265 | 75.3682 | 73.8726 | 2.6177 | 2.2112 | 2.3957 | 2.5578 | 2.9465 | 2.5589 | 2.3511 | 2.406 | 2.6267 | 2.6486 | 2.6829 | 3.0247 | 2.9594 | 3.1651 | 3.273 | 3.1933 | 3.0346 | 2.6905 | 2.4148 | 2.3999 | 2.3274 | 2.4605 | 2.529 | 2.578
Program Specific1-in-2Size: Over 200kWAll2021January Monthly Peak | Program Specific | 1-in-2 | Size: Over 200kW | All | 2021 | January Monthly Peak | 1 | 118.044 | 114.5405 | 110.8685 | 111.4986 | 120.8189 | 144.8089 | 173.1408 | 188.0287 | 196.337 | 197.3304 | 199.7704 | 199.0752 | 195.2328 | 194.8401 | 188.2001 | 177.6946 | 168.214 | 164.8198 | 159.5087 | 153.732 | 148.1718 | 141.6508 | 132.6313 | 126.2858 | 0.64636 | 0.062821 | 0.22724 | -0.094521 | -0.31182 | -1.0961 | -0.0052898 | 0.10828 | -0.47343 | -0.3831 | 0.047227 | 0.53771 | 1.0996 | 3.2484 | 10.5548 | 9.8581 | 8.7219 | 7.8657 | 1.6047 | -0.11787 | -0.93415 | -1.0662 | -0.88532 | -1.2984 | 52.1793 | 51.6889 | 51.3422 | 50.8801 | 50.6911 | 50.2642 | 50.3673 | 50.2582 | 50.6066 | 51.974 | 53.7841 | 55.324 | 56.4682 | 57.4352 | 58.0818 | 58.0139 | 57.8298 | 57.1371 | 55.756 | 54.4562 | 53.8236 | 53.5187 | 53.0254 | 52.2184 | 2.339 | 1.9881 | 2.1542 | 2.3148 | 2.7195 | 2.3887 | 2.2506 | 2.2839 | 2.4545 | 2.4009 | 2.3806 | 2.66 | 2.5859 | 2.7506 | 2.8269 | 2.7532 | 2.6632 | 2.4636 | 2.2246 | 2.178 | 2.0599 | 2.1799 | 2.2601 | 2.2972
Program Specific1-in-2Size: Over 200kWAll2021February Monthly Peak | Program Specific | 1-in-2 | Size: Over 200kW | All | 2021 | February Monthly Peak | 2 | 119.5637 | 115.9371 | 112.5691 | 113.1877 | 121.9882 | 145.5022 | 173.1682 | 187.5975 | 196.6181 | 199.1182 | 202.9294 | 204.0933 | 201.5919 | 202.4509 | 196.8148 | 185.2928 | 174.3679 | 168.5247 | 164.3926 | 158.0966 | 152.1345 | 144.8436 | 134.8547 | 128.0646 | 0.64474 | 0.052605 | 0.22487 | -0.097373 | -0.31558 | -1.1005 | -0.0062436 | 0.10953 | -0.47463 | -0.38634 | 0.04713 | 0.5488 | 1.1282 | 3.3572 | 11.0129 | 10.2704 | 9.0345 | 8.0358 | 1.6508 | -0.12793 | -0.96474 | -1.1003 | -0.90821 | -1.3205 | 51.7156 | 51.262 | 51.0317 | 50.7187 | 50.2517 | 50.0823 | 49.7075 | 50.018 | 51.3465 | 54.7302 | 58.4681 | 61.5573 | 63.1022 | 63.75 | 64.2215 | 63.9685 | 63.5946 | 62.7256 | 60.7588 | 58.7192 | 57.5166 | 56.589 | 55.6667 | 54.3926 | 2.3638 | 2.0084 | 2.1852 | 2.3495 | 2.7436 | 2.3988 | 2.2502 | 2.2768 | 2.4586 | 2.423 | 2.4198 | 2.7291 | 2.6755 | 2.8667 | 2.9711 | 2.8785 | 2.7645 | 2.5228 | 2.2938 | 2.242 | 2.1161 | 2.2292 | 2.2977 | 2.3254
Program Specific1-in-2Size: Over 200kWAll2021March Monthly Peak | Program Specific | 1-in-2 | Size: Over 200kW | All | 2021 | March Monthly Peak | 3 | 122.5883 | 118.6291 | 114.9023 | 114.8358 | 123.0343 | 145.9497 | 174.1448 | 188.9377 | 197.1021 | 199.6327 | 203.9713 | 205.1545 | 203.2367 | 204.0332 | 198.6623 | 188.3386 | 177.4399 | 168.8421 | 164.8415 | 162.832 | 157.1989 | 149.4908 | 138.9851 | 131.5542 | 0.67139 | 0.06575 | 0.22845 | -0.096481 | -0.31743 | -1.0992 | -0.0048197 | 0.1095 | -0.47595 | -0.38534 | 0.049681 | 0.55482 | 1.1417 | 3.395 | 11.1282 | 10.4476 | 9.2088 | 8.0516 | 1.657 | -0.12917 | -0.99376 | -1.1289 | -0.93324 | -1.3566 | 52.9277 | 52.0221 | 51.4283 | 51.1453 | 50.6309 | 50.2648 | 49.9634 | 50.1652 | 51.9323 | 54.1142 | 56.9381 | 59.8002 | 62.1998 | 64.1261 | 65.2175 | 65.7421 | 65.4769 | 64.5147 | 61.9918 | 58.8937 | 57.1645 | 55.8078 | 54.657 | 53.2631 | 2.4273 | 2.0584 | 2.2307 | 2.3838 | 2.7629 | 2.404 | 2.2603 | 2.2919 | 2.4627 | 2.4278 | 2.4309 | 2.7403 | 2.6952 | 2.8824 | 2.9859 | 2.913 | 2.7983 | 2.5211 | 2.2989 | 2.3094 | 2.1863 | 2.2998 | 2.3671 | 2.388
Program Specific1-in-2Size: Over 200kWAll2021April Monthly Peak | Program Specific | 1-in-2 | Size: Over 200kW | All | 2021 | April Monthly Peak | 4 | 125.3027 | 121.3588 | 117.3332 | 117.3896 | 125.9272 | 148.884 | 174.6493 | 190.7917 | 201.4254 | 207.0748 | 214.1937 | 216.7154 | 216.2932 | 217.6792 | 212.3709 | 201.2465 | 188.8081 | 177.2337 | 168.6663 | 167.1594 | 163.0514 | 154.6442 | 143.5415 | 135.8453 | 0.67441 | 0.060252 | 0.23234 | -0.10103 | -0.33539 | -1.1251 | -0.0047293 | 0.11532 | -0.48575 | -0.39843 | 0.056725 | 0.59437 | 1.2254 | 3.6279 | 11.8881 | 11.159 | 9.8096 | 8.4838 | 1.7222 | -0.10285 | -1.0101 | -1.149 | -0.95246 | -1.3954 | 62.3636 | 61.3588 | 60.5271 | 59.8356 | 58.9355 | 58.2877 | 57.7461 | 57.7126 | 59.8389 | 63.8411 | 68.6147 | 73.3231 | 77.2501 | 79.6601 | 80.8449 | 81.2836 | 80.712 | 79.9342 | 78.1368 | 75.5256 | 71.4205 | 68.8975 | 66.8813 | 65.0729 | 2.4738 | 2.1012 | 2.2742 | 2.4339 | 2.8216 | 2.4494 | 2.2607 | 2.3074 | 2.5101 | 2.5137 | 2.5485 | 2.8875 | 2.8633 | 3.0693 | 3.188 | 3.1054 | 2.9644 | 2.6313 | 2.3425 | 2.3614 | 2.2642 | 2.3784 | 2.4423 | 2.4627
Program Specific1-in-2Size: Over 200kWAll2021May Monthly Peak | Program Specific | 1-in-2 | Size: Over 200kW | All | 2021 | May Monthly Peak | 5 | 125.9303 | 122.0311 | 118.2275 | 118.4377 | 127.5797 | 151.1264 | 175.9696 | 195.1293 | 207.5873 | 214.7579 | 222.4597 | 224.7765 | 223.6161 | 224.7099 | 219.1605 | 206.9801 | 193.7192 | 180.9345 | 171.4082 | 167.4746 | 165.023 | 156.8002 | 145.6975 | 138.3083 | 0.6921 | 0.069456 | 0.23745 | -0.10051 | -0.33764 | -1.1371 | -0.0028198 | 0.11793 | -0.49964 | -0.41494 | 0.057724 | 0.6136 | 1.2633 | 3.7552 | 12.296 | 11.5059 | 10.0966 | 8.6947 | 1.7621 | -0.091545 | -1.0088 | -1.1527 | -0.95641 | -1.4115 | 64.8229 | 63.7622 | 62.7279 | 61.8699 | 61.1499 | 60.2484 | 59.7997 | 60.3492 | 63.1291 | 66.7849 | 70.8834 | 74.9488 | 78.6274 | 81.1035 | 82.6138 | 83.2483 | 83.3497 | 82.5438 | 80.619 | 78.0306 | 73.9576 | 70.78 | 69.0533 | 67.4709 | 2.4933 | 2.1164 | 2.2937 | 2.4559 | 2.8568 | 2.4852 | 2.2772 | 2.3598 | 2.5846 | 2.6066 | 2.6466 | 2.9976 | 2.9608 | 3.1671 | 3.2859 | 3.1882 | 3.036 | 2.6795 | 2.3774 | 2.3609 | 2.2887 | 2.4137 | 2.4815 | 2.5148
Program Specific1-in-2Size: Over 200kWAll2021June Monthly Peak | Program Specific | 1-in-2 | Size: Over 200kW | All | 2021 | June Monthly Peak | 6 | 133.725 | 129.5197 | 125.2506 | 125.4021 | 134.0298 | 156.3471 | 180.8879 | 199.4429 | 211.0809 | 217.7312 | 225.1207 | 226.2915 | 222.2446 | 222.5719 | 217.0915 | 207.9554 | 196.3552 | 184.3138 | 176.7363 | 172.0898 | 170.4394 | 162.784 | 151.1539 | 144.0353 | 0.47913 | 0.0035184 | 0.13702 | -0.24555 | -0.53976 | -1.1839 | -0.21356 | -0.1438 | -0.48253 | -0.32382 | -0.16062 | 0.40108 | 1.1166 | 3.7046 | 12.1377 | 11.6199 | 10.3571 | 9.007 | 2.2404 | 0.11381 | -0.81249 | -1.0387 | -1.0171 | -1.4389 | 67.5167 | 66.3666 | 65.3093 | 64.4766 | 63.6939 | 63.1115 | 62.5743 | 63.2253 | 66.1232 | 70.2952 | 74.1273 | 77.6861 | 80.1839 | 82.3624 | 83.6524 | 84.4676 | 84.9989 | 84.6695 | 83.3732 | 80.7686 | 77.3513 | 73.6257 | 71.2234 | 69.6734 | 2.5879 | 2.1917 | 2.3665 | 2.5187 | 2.892 | 2.4886 | 2.2618 | 2.3276 | 2.5398 | 2.5579 | 2.5947 | 2.9191 | 2.844 | 3.0283 | 3.1302 | 3.0768 | 2.9548 | 2.6304 | 2.3712 | 2.3452 | 2.2909 | 2.4327 | 2.4976 | 2.5446
Program Specific1-in-2Size: Over 200kWAll2021July Monthly Peak | Program Specific | 1-in-2 | Size: Over 200kW | All | 2021 | July Monthly Peak | 7 | 136.7084 | 132.563 | 129.0303 | 129.0374 | 138.3672 | 162.2419 | 187.8284 | 205.2056 | 215.9697 | 222.6844 | 229.7115 | 230.503 | 226.7428 | 227.4979 | 222.4743 | 213.6835 | 202.4871 | 190.8622 | 182.2562 | 177.4004 | 175.4092 | 167.515 | 155.5993 | 147.921 | -0.085741 | -0.26931 | -0.16864 | -0.49443 | -0.85303 | -1.3555 | -0.67475 | -0.67663 | -0.42094 | -0.10775 | -0.48844 | -0.011119 | 0.8236 | 3.6422 | 12.2685 | 11.9175 | 10.7255 | 9.447 | 2.8777 | 0.22407 | -0.61916 | -0.91344 | -1.1752 | -1.4582 | 69.6409 | 68.8999 | 68.2606 | 67.6167 | 66.9932 | 66.5337 | 66.3018 | 66.695 | 69.0664 | 72.9964 | 77.9088 | 81.6028 | 84.5646 | 86.9295 | 88.6779 | 89.1808 | 89.3723 | 88.5103 | 87.0552 | 84.787 | 81.1509 | 77.2734 | 74.7917 | 73.298 | 2.5726 | 2.1794 | 2.371 | 2.5172 | 2.8954 | 2.506 | 2.2778 | 2.3222 | 2.5199 | 2.539 | 2.5698 | 2.8859 | 2.8095 | 2.9965 | 3.0973 | 3.0498 | 2.9342 | 2.6304 | 2.368 | 2.3431 | 2.2898 | 2.4335 | 2.4994 | 2.5424
Program Specific1-in-2Size: Over 200kWAll2021August Monthly Peak | Program Specific | 1-in-2 | Size: Over 200kW | All | 2021 | August Monthly Peak | 8 | 141.3492 | 136.7505 | 132.7811 | 133.5057 | 143.2578 | 168.6856 | 197.3142 | 217.2347 | 231.7045 | 241.0666 | 250.0418 | 252.2715 | 249.153 | 250.3287 | 244.1736 | 232.2624 | 217.6855 | 202.9167 | 192.152 | 187.4653 | 183.4815 | 174.1092 | 161.726 | 153.9619 | -0.68871 | -0.51027 | -0.48023 | -0.74268 | -1.1658 | -1.4926 | -1.2129 | -1.4102 | -0.4117 | 0.06371 | -0.98397 | -0.65101 | 0.34525 | 3.7094 | 13.0109 | 12.7253 | 11.4361 | 10.0423 | 3.6187 | 0.31651 | -0.37145 | -0.72194 | -1.3393 | -1.4768 | 74.6405 | 73.6797 | 72.8022 | 71.6975 | 71.1326 | 70.4387 | 70.0223 | 70.1707 | 72.6706 | 77.5605 | 82.5564 | 86.7189 | 89.6969 | 91.7899 | 93.0893 | 93.2093 | 93.3648 | 92.1886 | 90.1779 | 87.4252 | 83.2833 | 80.2105 | 78.3589 | 76.6873 | 2.6599 | 2.2479 | 2.4401 | 2.6092 | 3.0113 | 2.6122 | 2.401 | 2.4712 | 2.7197 | 2.7618 | 2.8078 | 3.1688 | 3.1048 | 3.3183 | 3.4282 | 3.3409 | 3.1712 | 2.8022 | 2.5016 | 2.4813 | 2.3993 | 2.5326 | 2.6003 | 2.6473
Program Specific1-in-2Size: Over 200kWAll2021September Monthly Peak | Program Specific | 1-in-2 | Size: Over 200kW | All | 2021 | September Monthly Peak | 9 | 137.8071 | 134.0311 | 130.1361 | 130.7517 | 140.7814 | 165.7911 | 195.6608 | 215.2681 | 231.4601 | 240.5025 | 248.7865 | 250.8326 | 247.3204 | 248.6897 | 242.2375 | 228.8985 | 213.1847 | 198.2634 | 188.7642 | 186.6652 | 179.6812 | 170.6823 | 157.4453 | 149.5933 | -0.25589 | -0.37395 | -0.27691 | -0.54997 | -0.91666 | -1.4707 | -0.85675 | -0.88881 | -0.4295 | -0.048604 | -0.60026 | -0.16829 | 0.73971 | 3.8365 | 13.1783 | 12.6318 | 11.1715 | 9.7256 | 3.014 | 0.13561 | -0.66045 | -0.93936 | -1.2485 | -1.4801 | 69.6371 | 68.5742 | 67.8448 | 67.126 | 66.6039 | 66.0538 | 66.0401 | 65.8951 | 67.6312 | 72.6062 | 78.7966 | 84.0316 | 88.4005 | 90.9836 | 92.0758 | 92.2566 | 91.7858 | 90.507 | 87.9864 | 84.4085 | 80.8956 | 78.5966 | 77.0989 | 75.8317 | 2.5847 | 2.195 | 2.3836 | 2.5435 | 2.9467 | 2.555 | 2.3707 | 2.4369 | 2.7049 | 2.7439 | 2.7814 | 3.1389 | 3.0676 | 3.2823 | 3.3928 | 3.2848 | 3.0969 | 2.7291 | 2.4472 | 2.4564 | 2.3368 | 2.4712 | 2.5214 | 2.5644
Program Specific1-in-2Size: Over 200kWAll2021October Monthly Peak | Program Specific | 1-in-2 | Size: Over 200kW | All | 2021 | October Monthly Peak | 10 | 134.5009 | 130.4042 | 126.0724 | 125.9102 | 135.1332 | 159.2943 | 188.6956 | 206.2884 | 220.936 | 231.4205 | 241.7635 | 246.1322 | 245.5836 | 247.3201 | 241.1712 | 227.483 | 211.3247 | 196.7217 | 189.8336 | 183.6766 | 175.4455 | 166.0723 | 153.8215 | 145.4679 | 0.057966 | -0.17092 | -0.083553 | -0.40094 | -0.72647 | -1.2689 | -0.58139 | -0.64596 | -0.48292 | -0.22382 | -0.4917 | -0.03441 | 0.80677 | 3.867 | 13.1011 | 12.4996 | 11.0388 | 9.5853 | 2.804 | 0.14805 | -0.66702 | -0.92034 | -1.1267 | -1.4334 | 69.7014 | 68.8675 | 67.9437 | 67.1634 | 66.4529 | 65.6183 | 65.6447 | 66.2217 | 66.9505 | 71.2225 | 76.7967 | 82.0614 | 85.7461 | 87.8936 | 89.3579 | 89.5303 | 88.6888 | 87.1773 | 84.7 | 81.0155 | 77.5928 | 75.0018 | 72.9933 | 71.4156 | 2.5206 | 2.1378 | 2.3087 | 2.4609 | 2.8524 | 2.4707 | 2.3046 | 2.3552 | 2.6016 | 2.6581 | 2.7173 | 3.0936 | 3.0692 | 3.2894 | 3.4118 | 3.3065 | 3.116 | 2.7427 | 2.4786 | 2.4377 | 2.2962 | 2.4123 | 2.4718 | 2.4968
Program Specific1-in-2Size: Over 200kWAll2021November Monthly Peak | Program Specific | 1-in-2 | Size: Over 200kW | All | 2021 | November Monthly Peak | 11 | 125.1768 | 121.4439 | 117.5847 | 117.5259 | 126.4818 | 149.665 | 175.1193 | 190.8576 | 201.6792 | 207.75 | 214.3982 | 216.4974 | 215.1472 | 216.0133 | 209.6396 | 197.6068 | 186.5521 | 180.4394 | 172.055 | 165.4137 | 158.8152 | 150.8471 | 140.739 | 134.0041 | 0.70944 | 0.087854 | 0.25593 | -0.094452 | -0.32634 | -1.1229 | 0.0021404 | 0.11991 | -0.48408 | -0.40518 | 0.054168 | 0.58911 | 1.2163 | 3.6304 | 11.8116 | 11.0285 | 9.7592 | 8.7019 | 1.7615 | -0.094891 | -0.97636 | -1.1149 | -0.92121 | -1.3685 | 59.0519 | 58.2291 | 57.4937 | 56.7843 | 56.0806 | 55.816 | 55.3804 | 55.2986 | 58.9544 | 63.9041 | 70.0283 | 75.2078 | 78.8144 | 80.335 | 80.8388 | 80.3024 | 78.0981 | 73.912 | 69.5397 | 66.9616 | 64.9656 | 63.3298 | 62.1074 | 60.9848 | 2.4906 | 2.1143 | 2.2914 | 2.4371 | 2.8286 | 2.4648 | 2.2705 | 2.3092 | 2.5111 | 2.5179 | 2.5481 | 2.8897 | 2.8451 | 3.0403 | 3.1336 | 3.0384 | 2.9224 | 2.6747 | 2.3901 | 2.3318 | 2.203 | 2.3239 | 2.4009 | 2.444
Program Specific1-in-2Size: Over 200kWAll2021December Monthly Peak | Program Specific | 1-in-2 | Size: Over 200kW | All | 2021 | December Monthly Peak | 12 | 118.884 | 115.0495 | 111.8444 | 111.5386 | 120.2666 | 143.4225 | 170.4502 | 184.8536 | 193.6283 | 195.4425 | 196.7755 | 194.5637 | 189.8868 | 188.4554 | 181.5798 | 172.3702 | 165.8798 | 163.1648 | 158.5232 | 153.4666 | 147.9592 | 142.0172 | 132.5176 | 125.8494 | 0.66669 | 0.076142 | 0.23848 | -0.090151 | -0.30113 | -1.0803 | 0.0015067 | 0.10758 | -0.46748 | -0.38135 | 0.041525 | 0.51536 | 1.0503 | 3.1403 | 10.2126 | 9.6 | 8.6344 | 7.8193 | 1.5907 | -0.12688 | -0.94259 | -1.0811 | -0.8906 | -1.2973 | 47.9451 | 47.2584 | 46.2302 | 45.3586 | 44.7366 | 44.0645 | 43.8773 | 43.6417 | 44.0813 | 46.8432 | 49.397 | 51.4824 | 53.0742 | 53.9929 | 54.5803 | 54.6314 | 54.0335 | 52.9376 | 51.45 | 50.2558 | 49.3584 | 48.4747 | 47.6831 | 46.7753 | 2.3644 | 2.0022 | 2.1795 | 2.3161 | 2.7043 | 2.3682 | 2.2161 | 2.2472 | 2.4257 | 2.3814 | 2.3483 | 2.6094 | 2.5249 | 2.6696 | 2.7347 | 2.6738 | 2.6284 | 2.4388 | 2.2131 | 2.176 | 2.0583 | 2.187 | 2.2605 | 2.2934
Program Specific1-in-2Size: Over 200kWAll2021Typical Event Day | Program Specific | 1-in-2 | Size: Over 200kW | All | 2021 | Typical Event Day | 8 | 139.567 | 134.9941 | 130.7991 | 131.4243 | 140.9658 | 165.9875 | 194.1534 | 212.6448 | 225.0743 | 232.4252 | 240.0086 | 241.7497 | 238.5369 | 239.8235 | 234.1605 | 222.9634 | 209.1965 | 195.5644 | 186.2182 | 182.0634 | 178.7127 | 169.8295 | 157.938 | 150.5342 | -0.13188 | -0.28911 | -0.19328 | -0.5143 | -0.88134 | -1.3953 | -0.74078 | -0.77254 | -0.44133 | -0.10847 | -0.55098 | -0.085753 | 0.78388 | 3.7755 | 12.813 | 12.361 | 11.0277 | 9.6407 | 2.9591 | 0.2151 | -0.61391 | -0.90337 | -1.2003 | -1.4782 | 70.3588 | 69.3801 | 68.5542 | 67.7292 | 67.1059 | 66.5344 | 66.2346 | 66.4965 | 68.8729 | 73.3646 | 78.3473 | 82.5099 | 85.7115 | 88.0164 | 89.3738 | 89.7786 | 89.8804 | 88.9689 | 87.1482 | 84.3473 | 80.6703 | 77.4265 | 75.3682 | 73.8726 | 2.6177 | 2.2112 | 2.3957 | 2.5578 | 2.9465 | 2.5589 | 2.3511 | 2.406 | 2.6267 | 2.6486 | 2.6829 | 3.0247 | 2.9594 | 3.1651 | 3.273 | 3.1933 | 3.0346 | 2.6905 | 2.4148 | 2.3999 | 2.3274 | 2.4605 | 2.529 | 2.578
Program Specific1-in-2Size: Over 200kWAll2022January Monthly Peak | Program Specific | 1-in-2 | Size: Over 200kW | All | 2022 | January Monthly Peak | 1 | 118.044 | 114.5405 | 110.8685 | 111.4986 | 120.8189 | 144.8089 | 173.1408 | 188.0287 | 196.337 | 197.3304 | 199.7704 | 199.0752 | 195.2328 | 194.8401 | 188.2001 | 177.6946 | 168.214 | 164.8198 | 159.5087 | 153.732 | 148.1718 | 141.6508 | 132.6313 | 126.2858 | 0.64636 | 0.062821 | 0.22724 | -0.094521 | -0.31182 | -1.0961 | -0.0052897 | 0.10828 | -0.47343 | -0.3831 | 0.047227 | 0.53771 | 1.0996 | 3.2484 | 10.5548 | 9.8581 | 8.7219 | 7.8657 | 1.6047 | -0.11787 | -0.93415 | -1.0662 | -0.88532 | -1.2984 | 52.1793 | 51.6889 | 51.3422 | 50.8801 | 50.6911 | 50.2643 | 50.3673 | 50.2582 | 50.6066 | 51.974 | 53.7841 | 55.324 | 56.4682 | 57.4352 | 58.0818 | 58.0139 | 57.8298 | 57.1371 | 55.756 | 54.4561 | 53.8236 | 53.5187 | 53.0254 | 52.2184 | 2.339 | 1.9881 | 2.1542 | 2.3148 | 2.7195 | 2.3887 | 2.2506 | 2.2839 | 2.4545 | 2.4009 | 2.3806 | 2.66 | 2.5859 | 2.7506 | 2.8269 | 2.7532 | 2.6632 | 2.4636 | 2.2246 | 2.178 | 2.0599 | 2.1799 | 2.2601 | 2.2972
Program Specific1-in-2Size: Over 200kWAll2022February Monthly Peak | Program Specific | 1-in-2 | Size: Over 200kW | All | 2022 | February Monthly Peak | 2 | 119.5637 | 115.9371 | 112.5691 | 113.1877 | 121.9882 | 145.5022 | 173.1682 | 187.5975 | 196.6181 | 199.1182 | 202.9294 | 204.0933 | 201.5919 | 202.4509 | 196.8149 | 185.2928 | 174.3679 | 168.5247 | 164.3926 | 158.0966 | 152.1345 | 144.8436 | 134.8547 | 128.0646 | 0.64474 | 0.052605 | 0.22487 | -0.097373 | -0.31558 | -1.1005 | -0.0062436 | 0.10953 | -0.47463 | -0.38634 | 0.04713 | 0.5488 | 1.1282 | 3.3572 | 11.0129 | 10.2704 | 9.0345 | 8.0358 | 1.6508 | -0.12793 | -0.96474 | -1.1003 | -0.90821 | -1.3205 | 51.7156 | 51.262 | 51.0317 | 50.7187 | 50.2517 | 50.0823 | 49.7075 | 50.018 | 51.3465 | 54.7302 | 58.4681 | 61.5573 | 63.1022 | 63.75 | 64.2215 | 63.9685 | 63.5946 | 62.7256 | 60.7588 | 58.7192 | 57.5166 | 56.589 | 55.6667 | 54.3926 | 2.3638 | 2.0084 | 2.1852 | 2.3495 | 2.7436 | 2.3988 | 2.2502 | 2.2768 | 2.4586 | 2.423 | 2.4198 | 2.7291 | 2.6755 | 2.8667 | 2.9711 | 2.8785 | 2.7645 | 2.5228 | 2.2938 | 2.242 | 2.1161 | 2.2292 | 2.2977 | 2.3254
Program Specific1-in-2Size: Over 200kWAll2022March Monthly Peak | Program Specific | 1-in-2 | Size: Over 200kW | All | 2022 | March Monthly Peak | 3 | 122.5883 | 118.6291 | 114.9023 | 114.8358 | 123.0343 | 145.9497 | 174.1448 | 188.9377 | 197.1021 | 199.6327 | 203.9713 | 205.1545 | 203.2367 | 204.0332 | 198.6623 | 188.3386 | 177.4399 | 168.8421 | 164.8415 | 162.832 | 157.1989 | 149.4908 | 138.9851 | 131.5543 | 0.67139 | 0.06575 | 0.22845 | -0.096481 | -0.31743 | -1.0992 | -0.0048198 | 0.1095 | -0.47595 | -0.38534 | 0.049681 | 0.55482 | 1.1417 | 3.395 | 11.1282 | 10.4476 | 9.2088 | 8.0516 | 1.657 | -0.12917 | -0.99376 | -1.1289 | -0.93324 | -1.3566 | 52.9277 | 52.0221 | 51.4283 | 51.1453 | 50.6309 | 50.2648 | 49.9634 | 50.1652 | 51.9323 | 54.1142 | 56.9381 | 59.8002 | 62.1998 | 64.1261 | 65.2175 | 65.7421 | 65.4769 | 64.5147 | 61.9918 | 58.8937 | 57.1645 | 55.8078 | 54.657 | 53.2631 | 2.4273 | 2.0584 | 2.2307 | 2.3838 | 2.7629 | 2.404 | 2.2603 | 2.2919 | 2.4627 | 2.4278 | 2.4309 | 2.7403 | 2.6952 | 2.8824 | 2.9859 | 2.913 | 2.7983 | 2.5211 | 2.2989 | 2.3094 | 2.1863 | 2.2998 | 2.3671 | 2.388
Program Specific1-in-2Size: Over 200kWAll2022April Monthly Peak | Program Specific | 1-in-2 | Size: Over 200kW | All | 2022 | April Monthly Peak | 4 | 125.3027 | 121.3588 | 117.3332 | 117.3896 | 125.9272 | 148.884 | 174.6492 | 190.7917 | 201.4254 | 207.0748 | 214.1937 | 216.7155 | 216.2932 | 217.6792 | 212.3709 | 201.2465 | 188.8081 | 177.2337 | 168.6663 | 167.1594 | 163.0514 | 154.6442 | 143.5415 | 135.8453 | 0.67441 | 0.060252 | 0.23234 | -0.10103 | -0.33539 | -1.1251 | -0.0047293 | 0.11532 | -0.48575 | -0.39843 | 0.056725 | 0.59437 | 1.2254 | 3.6279 | 11.8881 | 11.159 | 9.8096 | 8.4838 | 1.7222 | -0.10285 | -1.0101 | -1.149 | -0.95246 | -1.3954 | 62.3636 | 61.3588 | 60.5271 | 59.8356 | 58.9355 | 58.2877 | 57.7461 | 57.7126 | 59.8389 | 63.8411 | 68.6147 | 73.3231 | 77.2501 | 79.6601 | 80.8449 | 81.2836 | 80.712 | 79.9342 | 78.1368 | 75.5256 | 71.4205 | 68.8975 | 66.8813 | 65.0729 | 2.4738 | 2.1012 | 2.2742 | 2.4339 | 2.8216 | 2.4494 | 2.2607 | 2.3074 | 2.5101 | 2.5137 | 2.5485 | 2.8875 | 2.8633 | 3.0693 | 3.188 | 3.1054 | 2.9644 | 2.6313 | 2.3425 | 2.3614 | 2.2642 | 2.3784 | 2.4423 | 2.4627
Program Specific1-in-2Size: Over 200kWAll2022May Monthly Peak | Program Specific | 1-in-2 | Size: Over 200kW | All | 2022 | May Monthly Peak | 5 | 125.9303 | 122.0311 | 118.2275 | 118.4377 | 127.5797 | 151.1264 | 175.9696 | 195.1293 | 207.5873 | 214.7579 | 222.4597 | 224.7765 | 223.6161 | 224.7099 | 219.1605 | 206.9801 | 193.7192 | 180.9345 | 171.4082 | 167.4746 | 165.0229 | 156.8002 | 145.6976 | 138.3083 | 0.6921 | 0.069456 | 0.23745 | -0.10051 | -0.33764 | -1.1371 | -0.0028198 | 0.11793 | -0.49964 | -0.41494 | 0.057724 | 0.6136 | 1.2633 | 3.7552 | 12.296 | 11.5059 | 10.0966 | 8.6947 | 1.7621 | -0.091545 | -1.0088 | -1.1527 | -0.95641 | -1.4115 | 64.8229 | 63.7622 | 62.7279 | 61.8699 | 61.1499 | 60.2484 | 59.7997 | 60.3492 | 63.1291 | 66.7849 | 70.8834 | 74.9488 | 78.6274 | 81.1035 | 82.6138 | 83.2483 | 83.3497 | 82.5438 | 80.619 | 78.0306 | 73.9576 | 70.7801 | 69.0533 | 67.4709 | 2.4933 | 2.1164 | 2.2937 | 2.4559 | 2.8568 | 2.4852 | 2.2772 | 2.3598 | 2.5846 | 2.6066 | 2.6466 | 2.9976 | 2.9608 | 3.1671 | 3.2859 | 3.1882 | 3.036 | 2.6795 | 2.3774 | 2.3609 | 2.2887 | 2.4137 | 2.4815 | 2.5148
Program Specific1-in-2Size: Over 200kWAll2022June Monthly Peak | Program Specific | 1-in-2 | Size: Over 200kW | All | 2022 | June Monthly Peak | 6 | 133.725 | 129.5197 | 125.2506 | 125.4021 | 134.0298 | 156.3471 | 180.8879 | 199.4429 | 211.0809 | 217.7312 | 225.1207 | 226.2915 | 222.2446 | 222.5719 | 217.0915 | 207.9554 | 196.3552 | 184.3138 | 176.7363 | 172.0898 | 170.4394 | 162.784 | 151.1539 | 144.0353 | 0.47913 | 0.0035184 | 0.13702 | -0.24555 | -0.53976 | -1.1839 | -0.21356 | -0.1438 | -0.48253 | -0.32382 | -0.16062 | 0.40108 | 1.1166 | 3.7046 | 12.1377 | 11.6199 | 10.3571 | 9.007 | 2.2404 | 0.11381 | -0.81249 | -1.0387 | -1.0171 | -1.4389 | 67.5167 | 66.3666 | 65.3093 | 64.4766 | 63.6939 | 63.1115 | 62.5743 | 63.2253 | 66.1232 | 70.2952 | 74.1273 | 77.6861 | 80.1839 | 82.3624 | 83.6524 | 84.4676 | 84.9989 | 84.6695 | 83.3732 | 80.7686 | 77.3513 | 73.6257 | 71.2234 | 69.6734 | 2.5879 | 2.1917 | 2.3665 | 2.5187 | 2.892 | 2.4886 | 2.2618 | 2.3276 | 2.5398 | 2.5579 | 2.5947 | 2.9191 | 2.844 | 3.0283 | 3.1302 | 3.0768 | 2.9548 | 2.6304 | 2.3712 | 2.3452 | 2.2909 | 2.4327 | 2.4976 | 2.5446
Program Specific1-in-2Size: Over 200kWAll2022July Monthly Peak | Program Specific | 1-in-2 | Size: Over 200kW | All | 2022 | July Monthly Peak | 7 | 136.7084 | 132.563 | 129.0303 | 129.0374 | 138.3672 | 162.2419 | 187.8284 | 205.2056 | 215.9697 | 222.6844 | 229.7115 | 230.503 | 226.7428 | 227.4979 | 222.4743 | 213.6835 | 202.4871 | 190.8622 | 182.2562 | 177.4004 | 175.4092 | 167.515 | 155.5993 | 147.921 | -0.085741 | -0.26931 | -0.16864 | -0.49443 | -0.85303 | -1.3555 | -0.67475 | -0.67663 | -0.42094 | -0.10775 | -0.48844 | -0.011119 | 0.8236 | 3.6422 | 12.2685 | 11.9175 | 10.7255 | 9.447 | 2.8777 | 0.22407 | -0.61916 | -0.91344 | -1.1752 | -1.4582 | 69.6409 | 68.8999 | 68.2606 | 67.6167 | 66.9932 | 66.5337 | 66.3018 | 66.695 | 69.0664 | 72.9964 | 77.9088 | 81.6028 | 84.5646 | 86.9295 | 88.6779 | 89.1808 | 89.3723 | 88.5103 | 87.0552 | 84.787 | 81.1509 | 77.2734 | 74.7917 | 73.298 | 2.5726 | 2.1794 | 2.371 | 2.5172 | 2.8954 | 2.506 | 2.2778 | 2.3222 | 2.5199 | 2.539 | 2.5698 | 2.8859 | 2.8095 | 2.9965 | 3.0973 | 3.0498 | 2.9342 | 2.6304 | 2.368 | 2.3431 | 2.2898 | 2.4335 | 2.4994 | 2.5424
Program Specific1-in-2Size: Over 200kWAll2022August Monthly Peak | Program Specific | 1-in-2 | Size: Over 200kW | All | 2022 | August Monthly Peak | 8 | 141.3492 | 136.7505 | 132.7811 | 133.5057 | 143.2578 | 168.6856 | 197.3142 | 217.2347 | 231.7045 | 241.0666 | 250.0419 | 252.2715 | 249.153 | 250.3287 | 244.1736 | 232.2624 | 217.6855 | 202.9167 | 192.152 | 187.4653 | 183.4815 | 174.1092 | 161.726 | 153.9619 | -0.68871 | -0.51027 | -0.48023 | -0.74268 | -1.1658 | -1.4926 | -1.2129 | -1.4102 | -0.4117 | 0.06371 | -0.98397 | -0.65101 | 0.34525 | 3.7094 | 13.0109 | 12.7253 | 11.4361 | 10.0423 | 3.6187 | 0.31651 | -0.37145 | -0.72194 | -1.3393 | -1.4768 | 74.6405 | 73.6797 | 72.8022 | 71.6975 | 71.1326 | 70.4387 | 70.0223 | 70.1707 | 72.6706 | 77.5604 | 82.5564 | 86.7189 | 89.6969 | 91.7899 | 93.0893 | 93.2093 | 93.3648 | 92.1886 | 90.1779 | 87.4252 | 83.2833 | 80.2105 | 78.3589 | 76.6873 | 2.6599 | 2.2479 | 2.4401 | 2.6092 | 3.0113 | 2.6122 | 2.401 | 2.4712 | 2.7197 | 2.7618 | 2.8078 | 3.1688 | 3.1048 | 3.3183 | 3.4282 | 3.3409 | 3.1712 | 2.8022 | 2.5016 | 2.4813 | 2.3993 | 2.5326 | 2.6003 | 2.6473
Program Specific1-in-2Size: Over 200kWAll2022September Monthly Peak | Program Specific | 1-in-2 | Size: Over 200kW | All | 2022 | September Monthly Peak | 9 | 137.8071 | 134.0311 | 130.1361 | 130.7517 | 140.7814 | 165.7911 | 195.6608 | 215.2681 | 231.4601 | 240.5025 | 248.7865 | 250.8326 | 247.3204 | 248.6897 | 242.2375 | 228.8985 | 213.1847 | 198.2634 | 188.7642 | 186.6652 | 179.6812 | 170.6823 | 157.4453 | 149.5933 | -0.25589 | -0.37395 | -0.27691 | -0.54997 | -0.91666 | -1.4707 | -0.85675 | -0.88881 | -0.4295 | -0.048604 | -0.60026 | -0.16829 | 0.73971 | 3.8365 | 13.1783 | 12.6318 | 11.1715 | 9.7256 | 3.014 | 0.13561 | -0.66045 | -0.93936 | -1.2485 | -1.4801 | 69.6371 | 68.5742 | 67.8448 | 67.126 | 66.6039 | 66.0538 | 66.0401 | 65.8951 | 67.6312 | 72.6062 | 78.7966 | 84.0316 | 88.4005 | 90.9836 | 92.0758 | 92.2566 | 91.7858 | 90.507 | 87.9864 | 84.4085 | 80.8956 | 78.5966 | 77.0989 | 75.8317 | 2.5847 | 2.195 | 2.3836 | 2.5435 | 2.9467 | 2.555 | 2.3707 | 2.4369 | 2.7049 | 2.7439 | 2.7814 | 3.1389 | 3.0676 | 3.2823 | 3.3928 | 3.2848 | 3.0969 | 2.7291 | 2.4472 | 2.4564 | 2.3368 | 2.4712 | 2.5214 | 2.5644
Program Specific1-in-2Size: Over 200kWAll2022October Monthly Peak | Program Specific | 1-in-2 | Size: Over 200kW | All | 2022 | October Monthly Peak | 10 | 134.5009 | 130.4042 | 126.0724 | 125.9102 | 135.1332 | 159.2943 | 188.6956 | 206.2884 | 220.936 | 231.4205 | 241.7635 | 246.1322 | 245.5836 | 247.3201 | 241.1712 | 227.483 | 211.3247 | 196.7217 | 189.8336 | 183.6766 | 175.4455 | 166.0724 | 153.8215 | 145.4679 | 0.057966 | -0.17092 | -0.083553 | -0.40094 | -0.72647 | -1.2689 | -0.58139 | -0.64596 | -0.48292 | -0.22382 | -0.4917 | -0.03441 | 0.80677 | 3.867 | 13.1011 | 12.4996 | 11.0388 | 9.5853 | 2.804 | 0.14805 | -0.66702 | -0.92034 | -1.1267 | -1.4334 | 69.7014 | 68.8675 | 67.9437 | 67.1634 | 66.4529 | 65.6183 | 65.6448 | 66.2217 | 66.9505 | 71.2225 | 76.7967 | 82.0614 | 85.7461 | 87.8936 | 89.3579 | 89.5303 | 88.6888 | 87.1772 | 84.7 | 81.0155 | 77.5928 | 75.0018 | 72.9933 | 71.4156 | 2.5206 | 2.1378 | 2.3087 | 2.4609 | 2.8524 | 2.4707 | 2.3046 | 2.3552 | 2.6016 | 2.6581 | 2.7173 | 3.0936 | 3.0692 | 3.2894 | 3.4118 | 3.3065 | 3.116 | 2.7427 | 2.4786 | 2.4377 | 2.2962 | 2.4123 | 2.4718 | 2.4968
Program Specific1-in-2Size: Over 200kWAll2022November Monthly Peak | Program Specific | 1-in-2 | Size: Over 200kW | All | 2022 | November Monthly Peak | 11 | 125.1768 | 121.4439 | 117.5847 | 117.5259 | 126.4818 | 149.665 | 175.1193 | 190.8576 | 201.6792 | 207.75 | 214.3982 | 216.4974 | 215.1472 | 216.0133 | 209.6396 | 197.6068 | 186.5521 | 180.4394 | 172.055 | 165.4137 | 158.8152 | 150.8471 | 140.739 | 134.0041 | 0.70944 | 0.087854 | 0.25593 | -0.094452 | -0.32634 | -1.1229 | 0.0021403 | 0.11991 | -0.48408 | -0.40518 | 0.054168 | 0.58911 | 1.2163 | 3.6304 | 11.8116 | 11.0285 | 9.7592 | 8.7019 | 1.7615 | -0.094891 | -0.97636 | -1.1149 | -0.92121 | -1.3685 | 59.0519 | 58.2291 | 57.4937 | 56.7843 | 56.0806 | 55.816 | 55.3804 | 55.2986 | 58.9544 | 63.9041 | 70.0283 | 75.2078 | 78.8144 | 80.335 | 80.8388 | 80.3024 | 78.0981 | 73.912 | 69.5397 | 66.9616 | 64.9656 | 63.3298 | 62.1074 | 60.9848 | 2.4906 | 2.1143 | 2.2914 | 2.4371 | 2.8286 | 2.4648 | 2.2705 | 2.3092 | 2.5111 | 2.5179 | 2.5481 | 2.8897 | 2.8451 | 3.0403 | 3.1336 | 3.0384 | 2.9224 | 2.6747 | 2.3901 | 2.3318 | 2.203 | 2.3239 | 2.4009 | 2.444
Program Specific1-in-2Size: Over 200kWAll2022December Monthly Peak | Program Specific | 1-in-2 | Size: Over 200kW | All | 2022 | December Monthly Peak | 12 | 118.884 | 115.0495 | 111.8444 | 111.5386 | 120.2666 | 143.4225 | 170.4502 | 184.8536 | 193.6283 | 195.4425 | 196.7755 | 194.5637 | 189.8868 | 188.4554 | 181.5798 | 172.3702 | 165.8799 | 163.1648 | 158.5232 | 153.4666 | 147.9592 | 142.0172 | 132.5176 | 125.8494 | 0.66669 | 0.076142 | 0.23848 | -0.090151 | -0.30113 | -1.0803 | 0.0015066 | 0.10758 | -0.46748 | -0.38135 | 0.041525 | 0.51536 | 1.0503 | 3.1403 | 10.2126 | 9.6 | 8.6344 | 7.8193 | 1.5907 | -0.12688 | -0.94259 | -1.0811 | -0.8906 | -1.2973 | 47.9451 | 47.2584 | 46.2302 | 45.3586 | 44.7366 | 44.0645 | 43.8773 | 43.6417 | 44.0813 | 46.8432 | 49.397 | 51.4824 | 53.0742 | 53.9929 | 54.5803 | 54.6314 | 54.0335 | 52.9376 | 51.45 | 50.2558 | 49.3584 | 48.4747 | 47.6831 | 46.7753 | 2.3644 | 2.0022 | 2.1795 | 2.3161 | 2.7043 | 2.3682 | 2.2161 | 2.2472 | 2.4257 | 2.3814 | 2.3483 | 2.6094 | 2.5249 | 2.6696 | 2.7347 | 2.6738 | 2.6284 | 2.4388 | 2.2131 | 2.176 | 2.0583 | 2.187 | 2.2605 | 2.2934
Program Specific1-in-2Size: Over 200kWAll2022Typical Event Day | Program Specific | 1-in-2 | Size: Over 200kW | All | 2022 | Typical Event Day | 8 | 139.567 | 134.9941 | 130.7991 | 131.4243 | 140.9658 | 165.9875 | 194.1534 | 212.6448 | 225.0743 | 232.4252 | 240.0086 | 241.7497 | 238.5369 | 239.8235 | 234.1604 | 222.9634 | 209.1965 | 195.5644 | 186.2182 | 182.0634 | 178.7127 | 169.8295 | 157.938 | 150.5342 | -0.13188 | -0.28911 | -0.19328 | -0.5143 | -0.88134 | -1.3953 | -0.74078 | -0.77254 | -0.44133 | -0.10847 | -0.55098 | -0.085753 | 0.78388 | 3.7755 | 12.813 | 12.361 | 11.0277 | 9.6407 | 2.9591 | 0.2151 | -0.61391 | -0.90337 | -1.2003 | -1.4782 | 70.3588 | 69.3801 | 68.5542 | 67.7292 | 67.1059 | 66.5344 | 66.2346 | 66.4965 | 68.8729 | 73.3646 | 78.3473 | 82.5099 | 85.7115 | 88.0163 | 89.3738 | 89.7786 | 89.8804 | 88.9689 | 87.1482 | 84.3473 | 80.6703 | 77.4265 | 75.3682 | 73.8726 | 2.6177 | 2.2112 | 2.3957 | 2.5578 | 2.9465 | 2.5589 | 2.3511 | 2.406 | 2.6267 | 2.6486 | 2.6829 | 3.0247 | 2.9594 | 3.1651 | 3.273 | 3.1933 | 3.0346 | 2.6905 | 2.4148 | 2.3999 | 2.3274 | 2.4605 | 2.529 | 2.578
Program Specific1-in-2Size: Over 200kWAll2023January Monthly Peak | Program Specific | 1-in-2 | Size: Over 200kW | All | 2023 | January Monthly Peak | 1 | 118.044 | 114.5405 | 110.8685 | 111.4986 | 120.8189 | 144.8089 | 173.1408 | 188.0287 | 196.337 | 197.3304 | 199.7704 | 199.0752 | 195.2328 | 194.8401 | 188.2001 | 177.6946 | 168.214 | 164.8198 | 159.5087 | 153.732 | 148.1718 | 141.6508 | 132.6313 | 126.2858 | 0.64636 | 0.062821 | 0.22724 | -0.094521 | -0.31182 | -1.0961 | -0.0052898 | 0.10828 | -0.47343 | -0.3831 | 0.047227 | 0.53771 | 1.0996 | 3.2484 | 10.5548 | 9.8581 | 8.7219 | 7.8657 | 1.6047 | -0.11787 | -0.93415 | -1.0662 | -0.88532 | -1.2984 | 52.1793 | 51.6889 | 51.3422 | 50.8801 | 50.6911 | 50.2642 | 50.3673 | 50.2582 | 50.6066 | 51.974 | 53.7841 | 55.324 | 56.4682 | 57.4352 | 58.0818 | 58.0139 | 57.8298 | 57.1371 | 55.756 | 54.4562 | 53.8236 | 53.5187 | 53.0254 | 52.2184 | 2.339 | 1.9881 | 2.1542 | 2.3148 | 2.7195 | 2.3887 | 2.2506 | 2.2839 | 2.4545 | 2.4009 | 2.3806 | 2.66 | 2.5859 | 2.7506 | 2.8269 | 2.7532 | 2.6632 | 2.4636 | 2.2246 | 2.178 | 2.0599 | 2.1799 | 2.2601 | 2.2972
Program Specific1-in-2Size: Over 200kWAll2023February Monthly Peak | Program Specific | 1-in-2 | Size: Over 200kW | All | 2023 | February Monthly Peak | 2 | 119.5637 | 115.9371 | 112.5691 | 113.1877 | 121.9882 | 145.5022 | 173.1682 | 187.5975 | 196.6181 | 199.1182 | 202.9294 | 204.0933 | 201.5919 | 202.4509 | 196.8148 | 185.2928 | 174.3679 | 168.5247 | 164.3926 | 158.0966 | 152.1345 | 144.8436 | 134.8547 | 128.0646 | 0.64474 | 0.052605 | 0.22487 | -0.097373 | -0.31558 | -1.1005 | -0.0062436 | 0.10953 | -0.47463 | -0.38634 | 0.04713 | 0.5488 | 1.1282 | 3.3572 | 11.0129 | 10.2704 | 9.0345 | 8.0358 | 1.6508 | -0.12793 | -0.96474 | -1.1003 | -0.90821 | -1.3205 | 51.7156 | 51.262 | 51.0317 | 50.7187 | 50.2517 | 50.0823 | 49.7075 | 50.018 | 51.3465 | 54.7302 | 58.4681 | 61.5573 | 63.1022 | 63.75 | 64.2215 | 63.9685 | 63.5946 | 62.7256 | 60.7588 | 58.7192 | 57.5166 | 56.589 | 55.6667 | 54.3926 | 2.3638 | 2.0084 | 2.1852 | 2.3495 | 2.7436 | 2.3988 | 2.2502 | 2.2768 | 2.4586 | 2.423 | 2.4198 | 2.7291 | 2.6755 | 2.8667 | 2.9711 | 2.8785 | 2.7645 | 2.5228 | 2.2938 | 2.242 | 2.1161 | 2.2292 | 2.2977 | 2.3254
Program Specific1-in-2Size: Over 200kWAll2023March Monthly Peak | Program Specific | 1-in-2 | Size: Over 200kW | All | 2023 | March Monthly Peak | 3 | 122.5883 | 118.6291 | 114.9023 | 114.8358 | 123.0343 | 145.9497 | 174.1448 | 188.9377 | 197.1021 | 199.6327 | 203.9713 | 205.1545 | 203.2367 | 204.0332 | 198.6623 | 188.3386 | 177.4399 | 168.8421 | 164.8415 | 162.832 | 157.1989 | 149.4908 | 138.9851 | 131.5543 | 0.67139 | 0.06575 | 0.22845 | -0.096481 | -0.31743 | -1.0992 | -0.0048198 | 0.1095 | -0.47595 | -0.38534 | 0.049681 | 0.55482 | 1.1417 | 3.395 | 11.1282 | 10.4476 | 9.2088 | 8.0516 | 1.657 | -0.12917 | -0.99376 | -1.1289 | -0.93324 | -1.3566 | 52.9277 | 52.0221 | 51.4283 | 51.1453 | 50.6309 | 50.2648 | 49.9634 | 50.1652 | 51.9323 | 54.1142 | 56.9381 | 59.8002 | 62.1998 | 64.1261 | 65.2175 | 65.7421 | 65.4769 | 64.5147 | 61.9918 | 58.8937 | 57.1645 | 55.8078 | 54.657 | 53.2631 | 2.4273 | 2.0584 | 2.2307 | 2.3838 | 2.7629 | 2.404 | 2.2603 | 2.2919 | 2.4627 | 2.4278 | 2.4309 | 2.7403 | 2.6952 | 2.8824 | 2.9859 | 2.913 | 2.7983 | 2.5211 | 2.2989 | 2.3094 | 2.1863 | 2.2998 | 2.3671 | 2.388
Program Specific1-in-2Size: Over 200kWAll2023April Monthly Peak | Program Specific | 1-in-2 | Size: Over 200kW | All | 2023 | April Monthly Peak | 4 | 125.3027 | 121.3588 | 117.3332 | 117.3896 | 125.9272 | 148.884 | 174.6493 | 190.7917 | 201.4254 | 207.0748 | 214.1937 | 216.7154 | 216.2932 | 217.6792 | 212.3709 | 201.2465 | 188.8081 | 177.2337 | 168.6663 | 167.1594 | 163.0514 | 154.6442 | 143.5415 | 135.8453 | 0.67441 | 0.060252 | 0.23234 | -0.10103 | -0.33539 | -1.1251 | -0.0047293 | 0.11532 | -0.48575 | -0.39843 | 0.056725 | 0.59437 | 1.2254 | 3.6279 | 11.8881 | 11.159 | 9.8096 | 8.4838 | 1.7222 | -0.10285 | -1.0101 | -1.149 | -0.95246 | -1.3954 | 62.3636 | 61.3588 | 60.5271 | 59.8356 | 58.9355 | 58.2877 | 57.7461 | 57.7126 | 59.8389 | 63.8411 | 68.6147 | 73.3231 | 77.2501 | 79.6601 | 80.8449 | 81.2836 | 80.712 | 79.9342 | 78.1368 | 75.5256 | 71.4205 | 68.8975 | 66.8813 | 65.0729 | 2.4738 | 2.1012 | 2.2742 | 2.4339 | 2.8216 | 2.4494 | 2.2607 | 2.3074 | 2.5101 | 2.5137 | 2.5485 | 2.8875 | 2.8633 | 3.0693 | 3.188 | 3.1054 | 2.9644 | 2.6313 | 2.3425 | 2.3614 | 2.2642 | 2.3784 | 2.4423 | 2.4627
Program Specific1-in-2Size: Over 200kWAll2023May Monthly Peak | Program Specific | 1-in-2 | Size: Over 200kW | All | 2023 | May Monthly Peak | 5 | 125.9303 | 122.0311 | 118.2275 | 118.4377 | 127.5797 | 151.1263 | 175.9696 | 195.1293 | 207.5873 | 214.7579 | 222.4597 | 224.7765 | 223.6161 | 224.7099 | 219.1605 | 206.9801 | 193.7192 | 180.9345 | 171.4082 | 167.4746 | 165.0229 | 156.8002 | 145.6975 | 138.3083 | 0.6921 | 0.069456 | 0.23745 | -0.10051 | -0.33764 | -1.1371 | -0.0028198 | 0.11793 | -0.49964 | -0.41494 | 0.057724 | 0.6136 | 1.2633 | 3.7552 | 12.296 | 11.5059 | 10.0966 | 8.6947 | 1.7621 | -0.091545 | -1.0088 | -1.1527 | -0.95641 | -1.4115 | 64.8229 | 63.7622 | 62.7279 | 61.8699 | 61.1499 | 60.2484 | 59.7997 | 60.3492 | 63.1291 | 66.7849 | 70.8834 | 74.9488 | 78.6274 | 81.1035 | 82.6138 | 83.2483 | 83.3497 | 82.5438 | 80.619 | 78.0306 | 73.9576 | 70.7801 | 69.0533 | 67.4709 | 2.4933 | 2.1164 | 2.2937 | 2.4559 | 2.8568 | 2.4852 | 2.2772 | 2.3598 | 2.5846 | 2.6066 | 2.6466 | 2.9976 | 2.9608 | 3.1671 | 3.2859 | 3.1882 | 3.036 | 2.6795 | 2.3774 | 2.3609 | 2.2887 | 2.4137 | 2.4815 | 2.5148
Program Specific1-in-2Size: Over 200kWAll2023June Monthly Peak | Program Specific | 1-in-2 | Size: Over 200kW | All | 2023 | June Monthly Peak | 6 | 133.725 | 129.5197 | 125.2506 | 125.4021 | 134.0298 | 156.3471 | 180.8879 | 199.4429 | 211.0809 | 217.7312 | 225.1207 | 226.2915 | 222.2446 | 222.5719 | 217.0915 | 207.9554 | 196.3552 | 184.3138 | 176.7363 | 172.0898 | 170.4394 | 162.7839 | 151.1539 | 144.0353 | 0.47913 | 0.0035184 | 0.13702 | -0.24555 | -0.53976 | -1.1839 | -0.21356 | -0.1438 | -0.48253 | -0.32382 | -0.16062 | 0.40108 | 1.1166 | 3.7046 | 12.1377 | 11.6199 | 10.3571 | 9.007 | 2.2404 | 0.11381 | -0.81249 | -1.0387 | -1.0171 | -1.4389 | 67.5167 | 66.3666 | 65.3093 | 64.4766 | 63.6939 | 63.1115 | 62.5743 | 63.2253 | 66.1232 | 70.2952 | 74.1273 | 77.6861 | 80.1839 | 82.3624 | 83.6524 | 84.4676 | 84.9989 | 84.6695 | 83.3732 | 80.7686 | 77.3513 | 73.6257 | 71.2234 | 69.6734 | 2.5879 | 2.1917 | 2.3665 | 2.5187 | 2.892 | 2.4886 | 2.2618 | 2.3276 | 2.5398 | 2.5579 | 2.5947 | 2.9191 | 2.844 | 3.0283 | 3.1302 | 3.0768 | 2.9548 | 2.6304 | 2.3712 | 2.3452 | 2.2909 | 2.4327 | 2.4976 | 2.5446
Program Specific1-in-2Size: Over 200kWAll2023July Monthly Peak | Program Specific | 1-in-2 | Size: Over 200kW | All | 2023 | July Monthly Peak | 7 | 136.7084 | 132.563 | 129.0303 | 129.0374 | 138.3672 | 162.2419 | 187.8284 | 205.2057 | 215.9697 | 222.6844 | 229.7115 | 230.503 | 226.7428 | 227.4979 | 222.4743 | 213.6835 | 202.4871 | 190.8622 | 182.2562 | 177.4004 | 175.4092 | 167.515 | 155.5993 | 147.921 | -0.08574 | -0.26931 | -0.16864 | -0.49443 | -0.85303 | -1.3555 | -0.67475 | -0.67663 | -0.42094 | -0.10775 | -0.48844 | -0.011119 | 0.8236 | 3.6422 | 12.2685 | 11.9175 | 10.7255 | 9.447 | 2.8777 | 0.22407 | -0.61916 | -0.91344 | -1.1752 | -1.4582 | 69.6409 | 68.8999 | 68.2606 | 67.6167 | 66.9932 | 66.5337 | 66.3018 | 66.695 | 69.0664 | 72.9964 | 77.9088 | 81.6028 | 84.5646 | 86.9295 | 88.6779 | 89.1808 | 89.3722 | 88.5103 | 87.0552 | 84.787 | 81.1509 | 77.2734 | 74.7917 | 73.298 | 2.5726 | 2.1794 | 2.371 | 2.5172 | 2.8954 | 2.506 | 2.2778 | 2.3222 | 2.5199 | 2.539 | 2.5698 | 2.8859 | 2.8095 | 2.9965 | 3.0973 | 3.0498 | 2.9342 | 2.6304 | 2.368 | 2.3431 | 2.2898 | 2.4335 | 2.4994 | 2.5424
Program Specific1-in-2Size: Over 200kWAll2023August Monthly Peak | Program Specific | 1-in-2 | Size: Over 200kW | All | 2023 | August Monthly Peak | 8 | 141.3492 | 136.7505 | 132.7811 | 133.5057 | 143.2578 | 168.6856 | 197.3142 | 217.2347 | 231.7045 | 241.0666 | 250.0419 | 252.2715 | 249.153 | 250.3287 | 244.1736 | 232.2624 | 217.6855 | 202.9167 | 192.152 | 187.4653 | 183.4815 | 174.1092 | 161.726 | 153.9619 | -0.68871 | -0.51027 | -0.48023 | -0.74268 | -1.1658 | -1.4926 | -1.2129 | -1.4102 | -0.4117 | 0.06371 | -0.98397 | -0.65101 | 0.34525 | 3.7094 | 13.0109 | 12.7253 | 11.4361 | 10.0423 | 3.6187 | 0.31651 | -0.37145 | -0.72194 | -1.3393 | -1.4768 | 74.6405 | 73.6797 | 72.8022 | 71.6975 | 71.1326 | 70.4387 | 70.0223 | 70.1707 | 72.6706 | 77.5604 | 82.5564 | 86.7189 | 89.6968 | 91.7899 | 93.0893 | 93.2093 | 93.3648 | 92.1886 | 90.1779 | 87.4252 | 83.2833 | 80.2105 | 78.3589 | 76.6873 | 2.6599 | 2.2479 | 2.4401 | 2.6092 | 3.0113 | 2.6122 | 2.401 | 2.4712 | 2.7197 | 2.7618 | 2.8078 | 3.1688 | 3.1048 | 3.3183 | 3.4282 | 3.3409 | 3.1712 | 2.8022 | 2.5016 | 2.4813 | 2.3993 | 2.5326 | 2.6003 | 2.6473
Program Specific1-in-2Size: Over 200kWAll2023September Monthly Peak | Program Specific | 1-in-2 | Size: Over 200kW | All | 2023 | September Monthly Peak | 9 | 137.8071 | 134.0311 | 130.1361 | 130.7517 | 140.7814 | 165.7911 | 195.6608 | 215.2681 | 231.4601 | 240.5025 | 248.7865 | 250.8326 | 247.3204 | 248.6897 | 242.2375 | 228.8984 | 213.1847 | 198.2634 | 188.7642 | 186.6652 | 179.6812 | 170.6823 | 157.4453 | 149.5933 | -0.25589 | -0.37395 | -0.27691 | -0.54997 | -0.91666 | -1.4707 | -0.85675 | -0.88881 | -0.4295 | -0.048604 | -0.60026 | -0.16829 | 0.73971 | 3.8365 | 13.1783 | 12.6318 | 11.1715 | 9.7256 | 3.014 | 0.13561 | -0.66045 | -0.93936 | -1.2485 | -1.4801 | 69.6371 | 68.5742 | 67.8448 | 67.126 | 66.6039 | 66.0538 | 66.0401 | 65.8951 | 67.6312 | 72.6062 | 78.7966 | 84.0316 | 88.4005 | 90.9836 | 92.0758 | 92.2566 | 91.7858 | 90.507 | 87.9864 | 84.4085 | 80.8956 | 78.5966 | 77.0989 | 75.8317 | 2.5847 | 2.195 | 2.3836 | 2.5435 | 2.9467 | 2.555 | 2.3707 | 2.4369 | 2.7049 | 2.7439 | 2.7814 | 3.1389 | 3.0676 | 3.2823 | 3.3928 | 3.2848 | 3.0969 | 2.7291 | 2.4472 | 2.4564 | 2.3368 | 2.4712 | 2.5214 | 2.5644
Program Specific1-in-2Size: Over 200kWAll2023October Monthly Peak | Program Specific | 1-in-2 | Size: Over 200kW | All | 2023 | October Monthly Peak | 10 | 134.5009 | 130.4042 | 126.0724 | 125.9102 | 135.1332 | 159.2943 | 188.6956 | 206.2884 | 220.936 | 231.4205 | 241.7635 | 246.1322 | 245.5836 | 247.3201 | 241.1712 | 227.483 | 211.3247 | 196.7217 | 189.8336 | 183.6766 | 175.4455 | 166.0724 | 153.8215 | 145.4679 | 0.057966 | -0.17092 | -0.083553 | -0.40094 | -0.72647 | -1.2689 | -0.58139 | -0.64596 | -0.48292 | -0.22382 | -0.4917 | -0.03441 | 0.80677 | 3.867 | 13.1011 | 12.4996 | 11.0388 | 9.5853 | 2.804 | 0.14805 | -0.66702 | -0.92034 | -1.1267 | -1.4334 | 69.7014 | 68.8675 | 67.9437 | 67.1634 | 66.4529 | 65.6183 | 65.6447 | 66.2217 | 66.9505 | 71.2225 | 76.7967 | 82.0614 | 85.7461 | 87.8936 | 89.3579 | 89.5303 | 88.6888 | 87.1772 | 84.7 | 81.0155 | 77.5928 | 75.0018 | 72.9933 | 71.4156 | 2.5206 | 2.1378 | 2.3087 | 2.4609 | 2.8524 | 2.4707 | 2.3046 | 2.3552 | 2.6016 | 2.6581 | 2.7173 | 3.0936 | 3.0692 | 3.2894 | 3.4118 | 3.3065 | 3.116 | 2.7427 | 2.4786 | 2.4377 | 2.2962 | 2.4123 | 2.4718 | 2.4968
Program Specific1-in-2Size: Over 200kWAll2023November Monthly Peak | Program Specific | 1-in-2 | Size: Over 200kW | All | 2023 | November Monthly Peak | 11 | 125.1768 | 121.4439 | 117.5847 | 117.5259 | 126.4818 | 149.665 | 175.1193 | 190.8576 | 201.6792 | 207.75 | 214.3982 | 216.4974 | 215.1472 | 216.0133 | 209.6396 | 197.6068 | 186.5521 | 180.4394 | 172.055 | 165.4137 | 158.8152 | 150.8471 | 140.739 | 134.0041 | 0.70944 | 0.087854 | 0.25593 | -0.094452 | -0.32634 | -1.1229 | 0.0021403 | 0.11991 | -0.48408 | -0.40518 | 0.054168 | 0.58911 | 1.2163 | 3.6304 | 11.8116 | 11.0285 | 9.7592 | 8.7019 | 1.7615 | -0.094891 | -0.97636 | -1.1149 | -0.92121 | -1.3685 | 59.0519 | 58.2291 | 57.4937 | 56.7843 | 56.0806 | 55.816 | 55.3804 | 55.2986 | 58.9544 | 63.9041 | 70.0283 | 75.2078 | 78.8144 | 80.335 | 80.8388 | 80.3024 | 78.0981 | 73.912 | 69.5397 | 66.9616 | 64.9656 | 63.3298 | 62.1074 | 60.9848 | 2.4906 | 2.1143 | 2.2914 | 2.4371 | 2.8286 | 2.4648 | 2.2705 | 2.3092 | 2.5111 | 2.5179 | 2.5481 | 2.8897 | 2.8451 | 3.0403 | 3.1336 | 3.0384 | 2.9224 | 2.6747 | 2.3901 | 2.3318 | 2.203 | 2.3239 | 2.4009 | 2.444
Program Specific1-in-2Size: Over 200kWAll2023December Monthly Peak | Program Specific | 1-in-2 | Size: Over 200kW | All | 2023 | December Monthly Peak | 12 | 118.884 | 115.0495 | 111.8444 | 111.5386 | 120.2666 | 143.4225 | 170.4502 | 184.8536 | 193.6283 | 195.4425 | 196.7755 | 194.5637 | 189.8868 | 188.4554 | 181.5798 | 172.3702 | 165.8798 | 163.1648 | 158.5232 | 153.4666 | 147.9592 | 142.0172 | 132.5176 | 125.8494 | 0.66669 | 0.076142 | 0.23848 | -0.090151 | -0.30113 | -1.0803 | 0.0015066 | 0.10758 | -0.46748 | -0.38135 | 0.041525 | 0.51536 | 1.0503 | 3.1403 | 10.2126 | 9.6 | 8.6344 | 7.8193 | 1.5907 | -0.12688 | -0.94259 | -1.0811 | -0.8906 | -1.2973 | 47.9451 | 47.2584 | 46.2302 | 45.3586 | 44.7366 | 44.0645 | 43.8773 | 43.6417 | 44.0813 | 46.8432 | 49.397 | 51.4824 | 53.0742 | 53.9929 | 54.5803 | 54.6314 | 54.0335 | 52.9376 | 51.45 | 50.2558 | 49.3584 | 48.4747 | 47.6831 | 46.7753 | 2.3644 | 2.0022 | 2.1795 | 2.3161 | 2.7043 | 2.3682 | 2.2161 | 2.2472 | 2.4257 | 2.3814 | 2.3483 | 2.6094 | 2.5249 | 2.6696 | 2.7347 | 2.6738 | 2.6284 | 2.4388 | 2.2131 | 2.176 | 2.0583 | 2.187 | 2.2605 | 2.2934
Program Specific1-in-2Size: Over 200kWAll2023Typical Event Day | Program Specific | 1-in-2 | Size: Over 200kW | All | 2023 | Typical Event Day | 8 | 139.567 | 134.9941 | 130.7991 | 131.4243 | 140.9658 | 165.9875 | 194.1534 | 212.6448 | 225.0743 | 232.4252 | 240.0086 | 241.7497 | 238.5369 | 239.8235 | 234.1605 | 222.9634 | 209.1965 | 195.5644 | 186.2182 | 182.0634 | 178.7127 | 169.8295 | 157.938 | 150.5342 | -0.13188 | -0.28911 | -0.19328 | -0.5143 | -0.88134 | -1.3953 | -0.74078 | -0.77254 | -0.44133 | -0.10847 | -0.55098 | -0.085753 | 0.78388 | 3.7755 | 12.813 | 12.361 | 11.0277 | 9.6407 | 2.9591 | 0.2151 | -0.61391 | -0.90337 | -1.2003 | -1.4782 | 70.3588 | 69.3801 | 68.5542 | 67.7292 | 67.1059 | 66.5344 | 66.2346 | 66.4965 | 68.8729 | 73.3646 | 78.3473 | 82.5099 | 85.7115 | 88.0163 | 89.3738 | 89.7786 | 89.8804 | 88.9689 | 87.1482 | 84.3473 | 80.6703 | 77.4265 | 75.3682 | 73.8726 | 2.6177 | 2.2112 | 2.3957 | 2.5578 | 2.9465 | 2.5589 | 2.3511 | 2.406 | 2.6267 | 2.6486 | 2.6829 | 3.0247 | 2.9594 | 3.1651 | 3.273 | 3.1933 | 3.0346 | 2.6905 | 2.4148 | 2.3999 | 2.3274 | 2.4605 | 2.529 | 2.578
Program Specific1-in-2Size: Over 200kWAll2024January Monthly Peak | Program Specific | 1-in-2 | Size: Over 200kW | All | 2024 | January Monthly Peak | 1 | 118.044 | 114.5405 | 110.8685 | 111.4986 | 120.8189 | 144.8089 | 173.1408 | 188.0287 | 196.337 | 197.3304 | 199.7704 | 199.0752 | 195.2328 | 194.8401 | 188.2001 | 177.6946 | 168.214 | 164.8198 | 159.5087 | 153.732 | 148.1718 | 141.6508 | 132.6313 | 126.2858 | 0.64636 | 0.062821 | 0.22724 | -0.094521 | -0.31182 | -1.0961 | -0.0052897 | 0.10828 | -0.47343 | -0.3831 | 0.047227 | 0.53771 | 1.0996 | 3.2484 | 10.5548 | 9.8581 | 8.7219 | 7.8657 | 1.6047 | -0.11787 | -0.93415 | -1.0662 | -0.88532 | -1.2984 | 52.1793 | 51.6889 | 51.3422 | 50.8801 | 50.6911 | 50.2642 | 50.3673 | 50.2582 | 50.6066 | 51.974 | 53.7841 | 55.324 | 56.4682 | 57.4352 | 58.0818 | 58.0139 | 57.8298 | 57.1371 | 55.756 | 54.4562 | 53.8236 | 53.5187 | 53.0254 | 52.2184 | 2.339 | 1.9881 | 2.1542 | 2.3148 | 2.7195 | 2.3887 | 2.2506 | 2.2839 | 2.4545 | 2.4009 | 2.3806 | 2.66 | 2.5859 | 2.7506 | 2.8269 | 2.7532 | 2.6632 | 2.4636 | 2.2246 | 2.178 | 2.0599 | 2.1799 | 2.2601 | 2.2972
Program Specific1-in-2Size: Over 200kWAll2024February Monthly Peak | Program Specific | 1-in-2 | Size: Over 200kW | All | 2024 | February Monthly Peak | 2 | 119.5637 | 115.9371 | 112.5691 | 113.1877 | 121.9882 | 145.5022 | 173.1682 | 187.5975 | 196.6181 | 199.1182 | 202.9294 | 204.0933 | 201.5919 | 202.4509 | 196.8149 | 185.2928 | 174.3679 | 168.5247 | 164.3926 | 158.0966 | 152.1345 | 144.8436 | 134.8547 | 128.0646 | 0.64474 | 0.052605 | 0.22487 | -0.097373 | -0.31558 | -1.1005 | -0.0062435 | 0.10954 | -0.47463 | -0.38634 | 0.04713 | 0.5488 | 1.1282 | 3.3572 | 11.0129 | 10.2704 | 9.0345 | 8.0358 | 1.6508 | -0.12793 | -0.96474 | -1.1003 | -0.90821 | -1.3205 | 51.7156 | 51.262 | 51.0317 | 50.7187 | 50.2517 | 50.0823 | 49.7075 | 50.018 | 51.3465 | 54.7302 | 58.4681 | 61.5573 | 63.1022 | 63.75 | 64.2215 | 63.9685 | 63.5946 | 62.7256 | 60.7588 | 58.7192 | 57.5166 | 56.589 | 55.6667 | 54.3926 | 2.3638 | 2.0084 | 2.1852 | 2.3495 | 2.7436 | 2.3988 | 2.2502 | 2.2768 | 2.4586 | 2.423 | 2.4198 | 2.7291 | 2.6755 | 2.8667 | 2.9711 | 2.8785 | 2.7645 | 2.5228 | 2.2938 | 2.242 | 2.1161 | 2.2292 | 2.2977 | 2.3254
Program Specific1-in-2Size: Over 200kWAll2024March Monthly Peak | Program Specific | 1-in-2 | Size: Over 200kW | All | 2024 | March Monthly Peak | 3 | 122.5883 | 118.6291 | 114.9023 | 114.8358 | 123.0343 | 145.9497 | 174.1448 | 188.9377 | 197.1021 | 199.6327 | 203.9713 | 205.1545 | 203.2367 | 204.0332 | 198.6623 | 188.3386 | 177.4399 | 168.8421 | 164.8415 | 162.832 | 157.1989 | 149.4908 | 138.9851 | 131.5543 | 0.67139 | 0.06575 | 0.22845 | -0.096481 | -0.31743 | -1.0992 | -0.0048198 | 0.1095 | -0.47595 | -0.38534 | 0.049681 | 0.55482 | 1.1417 | 3.395 | 11.1282 | 10.4476 | 9.2088 | 8.0516 | 1.657 | -0.12917 | -0.99376 | -1.1289 | -0.93324 | -1.3566 | 52.9277 | 52.0221 | 51.4283 | 51.1453 | 50.6309 | 50.2648 | 49.9634 | 50.1652 | 51.9323 | 54.1142 | 56.9381 | 59.8002 | 62.1998 | 64.1261 | 65.2175 | 65.7421 | 65.4769 | 64.5147 | 61.9918 | 58.8937 | 57.1645 | 55.8078 | 54.657 | 53.2631 | 2.4273 | 2.0584 | 2.2307 | 2.3838 | 2.7628 | 2.404 | 2.2603 | 2.2919 | 2.4627 | 2.4278 | 2.4309 | 2.7403 | 2.6952 | 2.8824 | 2.9859 | 2.913 | 2.7983 | 2.5211 | 2.2989 | 2.3094 | 2.1863 | 2.2998 | 2.3671 | 2.388
Program Specific1-in-2Size: Over 200kWAll2024April Monthly Peak | Program Specific | 1-in-2 | Size: Over 200kW | All | 2024 | April Monthly Peak | 4 | 125.3027 | 121.3588 | 117.3332 | 117.3896 | 125.9272 | 148.884 | 174.6492 | 190.7917 | 201.4254 | 207.0748 | 214.1937 | 216.7154 | 216.2932 | 217.6792 | 212.3709 | 201.2465 | 188.8081 | 177.2337 | 168.6663 | 167.1594 | 163.0514 | 154.6442 | 143.5415 | 135.8453 | 0.67441 | 0.060252 | 0.23234 | -0.10103 | -0.33539 | -1.1251 | -0.0047292 | 0.11532 | -0.48575 | -0.39843 | 0.056725 | 0.59437 | 1.2254 | 3.6279 | 11.8881 | 11.159 | 9.8096 | 8.4838 | 1.7222 | -0.10285 | -1.0101 | -1.149 | -0.95246 | -1.3954 | 62.3636 | 61.3588 | 60.5271 | 59.8356 | 58.9355 | 58.2877 | 57.7461 | 57.7126 | 59.8389 | 63.8411 | 68.6147 | 73.3231 | 77.2501 | 79.6601 | 80.8449 | 81.2836 | 80.712 | 79.9342 | 78.1368 | 75.5256 | 71.4205 | 68.8975 | 66.8813 | 65.0729 | 2.4738 | 2.1012 | 2.2742 | 2.4339 | 2.8216 | 2.4494 | 2.2607 | 2.3074 | 2.5101 | 2.5137 | 2.5485 | 2.8875 | 2.8633 | 3.0693 | 3.188 | 3.1054 | 2.9644 | 2.6313 | 2.3425 | 2.3614 | 2.2642 | 2.3784 | 2.4423 | 2.4627
Program Specific1-in-2Size: Over 200kWAll2024May Monthly Peak | Program Specific | 1-in-2 | Size: Over 200kW | All | 2024 | May Monthly Peak | 5 | 125.9303 | 122.0311 | 118.2275 | 118.4377 | 127.5797 | 151.1264 | 175.9696 | 195.1293 | 207.5873 | 214.7579 | 222.4597 | 224.7765 | 223.6161 | 224.7099 | 219.1605 | 206.9801 | 193.7192 | 180.9345 | 171.4082 | 167.4746 | 165.0229 | 156.8002 | 145.6976 | 138.3083 | 0.6921 | 0.069456 | 0.23745 | -0.10051 | -0.33764 | -1.1371 | -0.0028198 | 0.11793 | -0.49964 | -0.41494 | 0.057724 | 0.6136 | 1.2633 | 3.7552 | 12.296 | 11.5059 | 10.0966 | 8.6947 | 1.7621 | -0.091545 | -1.0088 | -1.1527 | -0.95641 | -1.4115 | 64.8229 | 63.7622 | 62.7279 | 61.8699 | 61.1499 | 60.2484 | 59.7997 | 60.3492 | 63.1291 | 66.7849 | 70.8834 | 74.9488 | 78.6274 | 81.1035 | 82.6138 | 83.2483 | 83.3497 | 82.5438 | 80.619 | 78.0306 | 73.9576 | 70.7801 | 69.0533 | 67.4709 | 2.4933 | 2.1164 | 2.2937 | 2.4559 | 2.8568 | 2.4852 | 2.2772 | 2.3598 | 2.5846 | 2.6066 | 2.6466 | 2.9976 | 2.9608 | 3.1671 | 3.2859 | 3.1882 | 3.036 | 2.6795 | 2.3774 | 2.3609 | 2.2887 | 2.4137 | 2.4815 | 2.5148
Program Specific1-in-2Size: Over 200kWAll2024June Monthly Peak | Program Specific | 1-in-2 | Size: Over 200kW | All | 2024 | June Monthly Peak | 6 | 133.725 | 129.5197 | 125.2506 | 125.4021 | 134.0298 | 156.3471 | 180.8879 | 199.4429 | 211.0809 | 217.7312 | 225.1207 | 226.2915 | 222.2446 | 222.5719 | 217.0915 | 207.9554 | 196.3552 | 184.3138 | 176.7363 | 172.0898 | 170.4394 | 162.784 | 151.1539 | 144.0353 | 0.47913 | 0.0035184 | 0.13702 | -0.24555 | -0.53976 | -1.1839 | -0.21356 | -0.1438 | -0.48253 | -0.32382 | -0.16062 | 0.40108 | 1.1166 | 3.7046 | 12.1377 | 11.6199 | 10.3571 | 9.007 | 2.2404 | 0.11381 | -0.81249 | -1.0387 | -1.0171 | -1.4389 | 67.5167 | 66.3666 | 65.3093 | 64.4766 | 63.6939 | 63.1115 | 62.5743 | 63.2253 | 66.1232 | 70.2952 | 74.1273 | 77.6861 | 80.1839 | 82.3624 | 83.6524 | 84.4676 | 84.9989 | 84.6695 | 83.3732 | 80.7686 | 77.3513 | 73.6257 | 71.2234 | 69.6734 | 2.5879 | 2.1917 | 2.3665 | 2.5187 | 2.892 | 2.4886 | 2.2618 | 2.3276 | 2.5398 | 2.5579 | 2.5947 | 2.9191 | 2.844 | 3.0283 | 3.1302 | 3.0768 | 2.9548 | 2.6304 | 2.3712 | 2.3452 | 2.2909 | 2.4327 | 2.4976 | 2.5446
Program Specific1-in-2Size: Over 200kWAll2024July Monthly Peak | Program Specific | 1-in-2 | Size: Over 200kW | All | 2024 | July Monthly Peak | 7 | 136.7084 | 132.563 | 129.0303 | 129.0374 | 138.3672 | 162.2419 | 187.8284 | 205.2057 | 215.9697 | 222.6844 | 229.7115 | 230.503 | 226.7428 | 227.4979 | 222.4743 | 213.6835 | 202.4871 | 190.8622 | 182.2562 | 177.4004 | 175.4092 | 167.515 | 155.5993 | 147.921 | -0.085741 | -0.26931 | -0.16864 | -0.49443 | -0.85303 | -1.3555 | -0.67475 | -0.67663 | -0.42094 | -0.10775 | -0.48844 | -0.011119 | 0.8236 | 3.6422 | 12.2685 | 11.9175 | 10.7255 | 9.447 | 2.8777 | 0.22407 | -0.61916 | -0.91344 | -1.1752 | -1.4582 | 69.6409 | 68.8999 | 68.2606 | 67.6167 | 66.9932 | 66.5337 | 66.3018 | 66.695 | 69.0664 | 72.9964 | 77.9088 | 81.6028 | 84.5646 | 86.9295 | 88.6779 | 89.1808 | 89.3723 | 88.5103 | 87.0552 | 84.787 | 81.1509 | 77.2734 | 74.7917 | 73.298 | 2.5726 | 2.1794 | 2.371 | 2.5172 | 2.8954 | 2.506 | 2.2778 | 2.3222 | 2.5199 | 2.539 | 2.5698 | 2.8859 | 2.8095 | 2.9965 | 3.0973 | 3.0498 | 2.9342 | 2.6304 | 2.368 | 2.3431 | 2.2898 | 2.4335 | 2.4994 | 2.5424
Program Specific1-in-2Size: Over 200kWAll2024August Monthly Peak | Program Specific | 1-in-2 | Size: Over 200kW | All | 2024 | August Monthly Peak | 8 | 141.3492 | 136.7505 | 132.7811 | 133.5057 | 143.2578 | 168.6856 | 197.3142 | 217.2347 | 231.7045 | 241.0666 | 250.0418 | 252.2715 | 249.153 | 250.3287 | 244.1736 | 232.2624 | 217.6855 | 202.9167 | 192.152 | 187.4653 | 183.4815 | 174.1092 | 161.726 | 153.9619 | -0.68871 | -0.51027 | -0.48023 | -0.74268 | -1.1658 | -1.4926 | -1.2129 | -1.4102 | -0.4117 | 0.06371 | -0.98397 | -0.65101 | 0.34525 | 3.7094 | 13.0109 | 12.7253 | 11.4361 | 10.0423 | 3.6187 | 0.31651 | -0.37145 | -0.72194 | -1.3393 | -1.4768 | 74.6405 | 73.6797 | 72.8022 | 71.6975 | 71.1326 | 70.4387 | 70.0223 | 70.1707 | 72.6707 | 77.5604 | 82.5564 | 86.7189 | 89.6969 | 91.7899 | 93.0893 | 93.2093 | 93.3648 | 92.1886 | 90.1779 | 87.4252 | 83.2833 | 80.2105 | 78.3589 | 76.6873 | 2.6599 | 2.2479 | 2.4401 | 2.6092 | 3.0113 | 2.6122 | 2.401 | 2.4712 | 2.7197 | 2.7618 | 2.8078 | 3.1688 | 3.1048 | 3.3183 | 3.4282 | 3.3409 | 3.1712 | 2.8022 | 2.5016 | 2.4813 | 2.3993 | 2.5326 | 2.6003 | 2.6473
Program Specific1-in-2Size: Over 200kWAll2024September Monthly Peak | Program Specific | 1-in-2 | Size: Over 200kW | All | 2024 | September Monthly Peak | 9 | 137.8071 | 134.0311 | 130.1361 | 130.7517 | 140.7814 | 165.7911 | 195.6608 | 215.2681 | 231.4601 | 240.5025 | 248.7865 | 250.8326 | 247.3204 | 248.6897 | 242.2375 | 228.8984 | 213.1847 | 198.2634 | 188.7642 | 186.6652 | 179.6812 | 170.6823 | 157.4453 | 149.5933 | -0.25589 | -0.37395 | -0.27691 | -0.54997 | -0.91666 | -1.4707 | -0.85675 | -0.88881 | -0.4295 | -0.048604 | -0.60026 | -0.16829 | 0.73971 | 3.8365 | 13.1783 | 12.6318 | 11.1715 | 9.7256 | 3.014 | 0.13561 | -0.66045 | -0.93936 | -1.2485 | -1.4801 | 69.6371 | 68.5742 | 67.8448 | 67.126 | 66.6039 | 66.0538 | 66.0401 | 65.8951 | 67.6312 | 72.6062 | 78.7966 | 84.0316 | 88.4005 | 90.9836 | 92.0758 | 92.2566 | 91.7858 | 90.507 | 87.9864 | 84.4085 | 80.8956 | 78.5966 | 77.0989 | 75.8317 | 2.5847 | 2.195 | 2.3836 | 2.5435 | 2.9467 | 2.555 | 2.3707 | 2.4369 | 2.7049 | 2.7439 | 2.7814 | 3.1389 | 3.0676 | 3.2823 | 3.3928 | 3.2848 | 3.0969 | 2.7291 | 2.4472 | 2.4564 | 2.3368 | 2.4712 | 2.5214 | 2.5644
Program Specific1-in-2Size: Over 200kWAll2024October Monthly Peak | Program Specific | 1-in-2 | Size: Over 200kW | All | 2024 | October Monthly Peak | 10 | 134.5009 | 130.4042 | 126.0724 | 125.9102 | 135.1332 | 159.2943 | 188.6956 | 206.2884 | 220.936 | 231.4205 | 241.7635 | 246.1322 | 245.5836 | 247.3201 | 241.1712 | 227.483 | 211.3247 | 196.7217 | 189.8336 | 183.6766 | 175.4455 | 166.0724 | 153.8215 | 145.4679 | 0.057966 | -0.17092 | -0.083553 | -0.40094 | -0.72647 | -1.2689 | -0.58139 | -0.64596 | -0.48292 | -0.22382 | -0.4917 | -0.03441 | 0.80677 | 3.867 | 13.1011 | 12.4996 | 11.0388 | 9.5853 | 2.804 | 0.14805 | -0.66702 | -0.92034 | -1.1267 | -1.4334 | 69.7014 | 68.8675 | 67.9437 | 67.1634 | 66.4529 | 65.6183 | 65.6447 | 66.2217 | 66.9505 | 71.2225 | 76.7967 | 82.0614 | 85.7461 | 87.8936 | 89.3579 | 89.5303 | 88.6889 | 87.1772 | 84.7 | 81.0155 | 77.5928 | 75.0019 | 72.9933 | 71.4156 | 2.5206 | 2.1378 | 2.3087 | 2.4609 | 2.8524 | 2.4707 | 2.3046 | 2.3552 | 2.6016 | 2.6581 | 2.7173 | 3.0936 | 3.0692 | 3.2894 | 3.4118 | 3.3065 | 3.116 | 2.7427 | 2.4786 | 2.4377 | 2.2962 | 2.4123 | 2.4718 | 2.4968
Program Specific1-in-2Size: Over 200kWAll2024November Monthly Peak | Program Specific | 1-in-2 | Size: Over 200kW | All | 2024 | November Monthly Peak | 11 | 125.1768 | 121.4439 | 117.5847 | 117.5259 | 126.4818 | 149.665 | 175.1193 | 190.8576 | 201.6792 | 207.75 | 214.3982 | 216.4974 | 215.1472 | 216.0133 | 209.6396 | 197.6068 | 186.5521 | 180.4394 | 172.055 | 165.4137 | 158.8152 | 150.8471 | 140.739 | 134.0041 | 0.70944 | 0.087854 | 0.25593 | -0.094452 | -0.32634 | -1.1229 | 0.0021404 | 0.11991 | -0.48408 | -0.40518 | 0.054168 | 0.58911 | 1.2163 | 3.6304 | 11.8116 | 11.0285 | 9.7592 | 8.7019 | 1.7615 | -0.094891 | -0.97636 | -1.1149 | -0.92121 | -1.3685 | 59.0519 | 58.2291 | 57.4937 | 56.7843 | 56.0806 | 55.816 | 55.3804 | 55.2986 | 58.9544 | 63.9041 | 70.0283 | 75.2078 | 78.8144 | 80.335 | 80.8388 | 80.3024 | 78.0981 | 73.912 | 69.5397 | 66.9616 | 64.9656 | 63.3298 | 62.1074 | 60.9848 | 2.4906 | 2.1143 | 2.2914 | 2.4371 | 2.8286 | 2.4648 | 2.2705 | 2.3092 | 2.5111 | 2.5179 | 2.5481 | 2.8897 | 2.8451 | 3.0403 | 3.1336 | 3.0384 | 2.9224 | 2.6747 | 2.3901 | 2.3318 | 2.203 | 2.3239 | 2.4009 | 2.444
Program Specific1-in-2Size: Over 200kWAll2024December Monthly Peak | Program Specific | 1-in-2 | Size: Over 200kW | All | 2024 | December Monthly Peak | 12 | 118.884 | 115.0495 | 111.8444 | 111.5386 | 120.2666 | 143.4225 | 170.4502 | 184.8536 | 193.6283 | 195.4425 | 196.7755 | 194.5637 | 189.8868 | 188.4554 | 181.5798 | 172.3702 | 165.8798 | 163.1648 | 158.5232 | 153.4666 | 147.9592 | 142.0172 | 132.5176 | 125.8494 | 0.66669 | 0.076142 | 0.23848 | -0.090151 | -0.30113 | -1.0803 | 0.0015066 | 0.10758 | -0.46748 | -0.38135 | 0.041525 | 0.51536 | 1.0503 | 3.1403 | 10.2126 | 9.6 | 8.6344 | 7.8193 | 1.5907 | -0.12688 | -0.94259 | -1.0811 | -0.8906 | -1.2973 | 47.9451 | 47.2584 | 46.2302 | 45.3586 | 44.7366 | 44.0645 | 43.8773 | 43.6417 | 44.0813 | 46.8432 | 49.397 | 51.4824 | 53.0742 | 53.9929 | 54.5803 | 54.6314 | 54.0335 | 52.9376 | 51.45 | 50.2558 | 49.3584 | 48.4747 | 47.6831 | 46.7753 | 2.3644 | 2.0022 | 2.1795 | 2.3161 | 2.7043 | 2.3682 | 2.2161 | 2.2472 | 2.4257 | 2.3814 | 2.3483 | 2.6094 | 2.5249 | 2.6696 | 2.7347 | 2.6738 | 2.6284 | 2.4388 | 2.2131 | 2.176 | 2.0583 | 2.187 | 2.2605 | 2.2934
Program Specific1-in-2Size: Over 200kWAll2024Typical Event Day | Program Specific | 1-in-2 | Size: Over 200kW | All | 2024 | Typical Event Day | 8 | 139.567 | 134.9941 | 130.7991 | 131.4243 | 140.9658 | 165.9875 | 194.1534 | 212.6448 | 225.0743 | 232.4252 | 240.0086 | 241.7497 | 238.5369 | 239.8235 | 234.1605 | 222.9634 | 209.1965 | 195.5644 | 186.2182 | 182.0634 | 178.7127 | 169.8295 | 157.938 | 150.5342 | -0.13188 | -0.28911 | -0.19328 | -0.5143 | -0.88134 | -1.3953 | -0.74078 | -0.77254 | -0.44133 | -0.10847 | -0.55098 | -0.085753 | 0.78388 | 3.7755 | 12.813 | 12.361 | 11.0277 | 9.6407 | 2.9591 | 0.2151 | -0.61391 | -0.90337 | -1.2003 | -1.4782 | 70.3588 | 69.3801 | 68.5542 | 67.7292 | 67.1059 | 66.5344 | 66.2346 | 66.4965 | 68.8729 | 73.3646 | 78.3473 | 82.5099 | 85.7115 | 88.0164 | 89.3738 | 89.7786 | 89.8804 | 88.9689 | 87.1482 | 84.3473 | 80.6703 | 77.4265 | 75.3682 | 73.8726 | 2.6177 | 2.2112 | 2.3957 | 2.5578 | 2.9465 | 2.5589 | 2.3511 | 2.406 | 2.6267 | 2.6486 | 2.6829 | 3.0247 | 2.9594 | 3.1651 | 3.273 | 3.1933 | 3.0346 | 2.6905 | 2.4148 | 2.3999 | 2.3274 | 2.4605 | 2.529 | 2.578
Program Specific1-in-2Size: Over 200kWAll2025January Monthly Peak | Program Specific | 1-in-2 | Size: Over 200kW | All | 2025 | January Monthly Peak | 1 | 118.044 | 114.5405 | 110.8685 | 111.4986 | 120.8189 | 144.8089 | 173.1408 | 188.0287 | 196.337 | 197.3304 | 199.7704 | 199.0752 | 195.2328 | 194.8401 | 188.2001 | 177.6946 | 168.214 | 164.8198 | 159.5087 | 153.732 | 148.1718 | 141.6508 | 132.6313 | 126.2858 | 0.64636 | 0.062821 | 0.22724 | -0.094521 | -0.31182 | -1.0961 | -0.0052898 | 0.10828 | -0.47343 | -0.3831 | 0.047227 | 0.53771 | 1.0996 | 3.2484 | 10.5548 | 9.8581 | 8.7219 | 7.8657 | 1.6047 | -0.11787 | -0.93415 | -1.0662 | -0.88532 | -1.2984 | 52.1793 | 51.6889 | 51.3422 | 50.8801 | 50.6911 | 50.2643 | 50.3673 | 50.2582 | 50.6066 | 51.974 | 53.7841 | 55.324 | 56.4682 | 57.4352 | 58.0818 | 58.0139 | 57.8298 | 57.1371 | 55.756 | 54.4561 | 53.8236 | 53.5187 | 53.0254 | 52.2184 | 2.339 | 1.9881 | 2.1542 | 2.3148 | 2.7195 | 2.3887 | 2.2506 | 2.2839 | 2.4545 | 2.4009 | 2.3806 | 2.66 | 2.5859 | 2.7506 | 2.8269 | 2.7532 | 2.6632 | 2.4636 | 2.2246 | 2.178 | 2.0599 | 2.1799 | 2.2601 | 2.2972
Program Specific1-in-2Size: Over 200kWAll2025February Monthly Peak | Program Specific | 1-in-2 | Size: Over 200kW | All | 2025 | February Monthly Peak | 2 | 119.5637 | 115.9371 | 112.5691 | 113.1877 | 121.9882 | 145.5022 | 173.1682 | 187.5975 | 196.6181 | 199.1182 | 202.9294 | 204.0933 | 201.5919 | 202.4509 | 196.8149 | 185.2928 | 174.3679 | 168.5247 | 164.3926 | 158.0966 | 152.1345 | 144.8436 | 134.8547 | 128.0646 | 0.64474 | 0.052605 | 0.22487 | -0.097373 | -0.31558 | -1.1005 | -0.0062435 | 0.10953 | -0.47463 | -0.38634 | 0.04713 | 0.5488 | 1.1282 | 3.3572 | 11.0129 | 10.2704 | 9.0345 | 8.0358 | 1.6508 | -0.12793 | -0.96474 | -1.1003 | -0.90821 | -1.3205 | 51.7156 | 51.262 | 51.0317 | 50.7187 | 50.2517 | 50.0823 | 49.7075 | 50.018 | 51.3465 | 54.7302 | 58.4681 | 61.5573 | 63.1022 | 63.75 | 64.2215 | 63.9685 | 63.5946 | 62.7256 | 60.7588 | 58.7192 | 57.5166 | 56.589 | 55.6667 | 54.3926 | 2.3638 | 2.0084 | 2.1852 | 2.3495 | 2.7436 | 2.3988 | 2.2502 | 2.2768 | 2.4586 | 2.423 | 2.4198 | 2.7291 | 2.6755 | 2.8667 | 2.9711 | 2.8785 | 2.7645 | 2.5228 | 2.2938 | 2.242 | 2.1161 | 2.2292 | 2.2977 | 2.3254
Program Specific1-in-2Size: Over 200kWAll2025March Monthly Peak | Program Specific | 1-in-2 | Size: Over 200kW | All | 2025 | March Monthly Peak | 3 | 122.5883 | 118.6291 | 114.9023 | 114.8358 | 123.0343 | 145.9497 | 174.1448 | 188.9377 | 197.1021 | 199.6327 | 203.9713 | 205.1545 | 203.2367 | 204.0332 | 198.6623 | 188.3386 | 177.4399 | 168.8421 | 164.8415 | 162.832 | 157.1989 | 149.4908 | 138.9851 | 131.5543 | 0.67139 | 0.06575 | 0.22845 | -0.096481 | -0.31743 | -1.0992 | -0.0048198 | 0.1095 | -0.47595 | -0.38534 | 0.049681 | 0.55482 | 1.1417 | 3.395 | 11.1282 | 10.4476 | 9.2088 | 8.0516 | 1.657 | -0.12917 | -0.99376 | -1.1289 | -0.93324 | -1.3566 | 52.9277 | 52.0221 | 51.4283 | 51.1453 | 50.6309 | 50.2648 | 49.9634 | 50.1652 | 51.9323 | 54.1142 | 56.9381 | 59.8002 | 62.1998 | 64.1261 | 65.2175 | 65.7421 | 65.4769 | 64.5147 | 61.9918 | 58.8937 | 57.1645 | 55.8078 | 54.657 | 53.2631 | 2.4273 | 2.0584 | 2.2307 | 2.3838 | 2.7629 | 2.404 | 2.2603 | 2.2919 | 2.4627 | 2.4278 | 2.4309 | 2.7403 | 2.6952 | 2.8824 | 2.9859 | 2.913 | 2.7983 | 2.5211 | 2.2989 | 2.3094 | 2.1863 | 2.2998 | 2.3671 | 2.388
Program Specific1-in-2Size: Over 200kWAll2025April Monthly Peak | Program Specific | 1-in-2 | Size: Over 200kW | All | 2025 | April Monthly Peak | 4 | 125.3027 | 121.3588 | 117.3332 | 117.3896 | 125.9272 | 148.884 | 174.6493 | 190.7917 | 201.4254 | 207.0748 | 214.1937 | 216.7154 | 216.2932 | 217.6792 | 212.3709 | 201.2465 | 188.8081 | 177.2337 | 168.6663 | 167.1594 | 163.0514 | 154.6442 | 143.5415 | 135.8453 | 0.67441 | 0.060252 | 0.23234 | -0.10103 | -0.33539 | -1.1251 | -0.0047293 | 0.11532 | -0.48575 | -0.39843 | 0.056725 | 0.59437 | 1.2254 | 3.6279 | 11.8881 | 11.159 | 9.8096 | 8.4838 | 1.7222 | -0.10285 | -1.0101 | -1.149 | -0.95246 | -1.3954 | 62.3636 | 61.3588 | 60.5271 | 59.8356 | 58.9355 | 58.2877 | 57.7461 | 57.7126 | 59.8389 | 63.8411 | 68.6147 | 73.3231 | 77.2501 | 79.6601 | 80.8449 | 81.2836 | 80.712 | 79.9342 | 78.1368 | 75.5256 | 71.4205 | 68.8975 | 66.8813 | 65.0729 | 2.4738 | 2.1012 | 2.2742 | 2.4339 | 2.8216 | 2.4494 | 2.2607 | 2.3074 | 2.5101 | 2.5137 | 2.5485 | 2.8875 | 2.8633 | 3.0693 | 3.188 | 3.1054 | 2.9644 | 2.6313 | 2.3425 | 2.3614 | 2.2642 | 2.3784 | 2.4423 | 2.4627
Program Specific1-in-2Size: Over 200kWAll2025May Monthly Peak | Program Specific | 1-in-2 | Size: Over 200kW | All | 2025 | May Monthly Peak | 5 | 125.9303 | 122.0311 | 118.2274 | 118.4377 | 127.5797 | 151.1263 | 175.9696 | 195.1293 | 207.5873 | 214.7579 | 222.4597 | 224.7765 | 223.6161 | 224.7099 | 219.1605 | 206.9801 | 193.7192 | 180.9345 | 171.4081 | 167.4746 | 165.023 | 156.8002 | 145.6975 | 138.3083 | 0.6921 | 0.069456 | 0.23745 | -0.10051 | -0.33764 | -1.1371 | -0.0028197 | 0.11793 | -0.49964 | -0.41494 | 0.057724 | 0.6136 | 1.2633 | 3.7552 | 12.296 | 11.5059 | 10.0966 | 8.6947 | 1.7621 | -0.091545 | -1.0088 | -1.1527 | -0.95641 | -1.4115 | 64.8229 | 63.7622 | 62.7279 | 61.8699 | 61.1499 | 60.2484 | 59.7997 | 60.3492 | 63.1291 | 66.7849 | 70.8834 | 74.9488 | 78.6274 | 81.1035 | 82.6138 | 83.2483 | 83.3497 | 82.5438 | 80.619 | 78.0306 | 73.9576 | 70.78 | 69.0533 | 67.4709 | 2.4933 | 2.1164 | 2.2937 | 2.4559 | 2.8568 | 2.4852 | 2.2772 | 2.3598 | 2.5846 | 2.6066 | 2.6466 | 2.9976 | 2.9608 | 3.1671 | 3.2859 | 3.1882 | 3.036 | 2.6795 | 2.3774 | 2.3609 | 2.2887 | 2.4137 | 2.4815 | 2.5148
Program Specific1-in-2Size: Over 200kWAll2025June Monthly Peak | Program Specific | 1-in-2 | Size: Over 200kW | All | 2025 | June Monthly Peak | 6 | 133.725 | 129.5197 | 125.2506 | 125.4021 | 134.0298 | 156.3471 | 180.8879 | 199.4429 | 211.0809 | 217.7312 | 225.1207 | 226.2915 | 222.2446 | 222.5719 | 217.0915 | 207.9554 | 196.3552 | 184.3138 | 176.7363 | 172.0898 | 170.4394 | 162.7839 | 151.1539 | 144.0353 | 0.47913 | 0.0035184 | 0.13702 | -0.24555 | -0.53976 | -1.1839 | -0.21356 | -0.1438 | -0.48253 | -0.32382 | -0.16062 | 0.40108 | 1.1166 | 3.7046 | 12.1377 | 11.6199 | 10.3571 | 9.007 | 2.2404 | 0.11381 | -0.81249 | -1.0387 | -1.0171 | -1.4389 | 67.5167 | 66.3666 | 65.3093 | 64.4766 | 63.6939 | 63.1115 | 62.5743 | 63.2253 | 66.1232 | 70.2952 | 74.1273 | 77.6861 | 80.1839 | 82.3624 | 83.6524 | 84.4676 | 84.9989 | 84.6695 | 83.3732 | 80.7686 | 77.3513 | 73.6257 | 71.2234 | 69.6734 | 2.5879 | 2.1917 | 2.3665 | 2.5187 | 2.892 | 2.4886 | 2.2618 | 2.3276 | 2.5398 | 2.5579 | 2.5947 | 2.9191 | 2.844 | 3.0283 | 3.1302 | 3.0768 | 2.9548 | 2.6304 | 2.3712 | 2.3452 | 2.2909 | 2.4327 | 2.4976 | 2.5446
Program Specific1-in-2Size: Over 200kWAll2025July Monthly Peak | Program Specific | 1-in-2 | Size: Over 200kW | All | 2025 | July Monthly Peak | 7 | 136.7084 | 132.563 | 129.0303 | 129.0374 | 138.3672 | 162.2419 | 187.8284 | 205.2056 | 215.9697 | 222.6844 | 229.7115 | 230.503 | 226.7428 | 227.4979 | 222.4743 | 213.6835 | 202.4871 | 190.8622 | 182.2562 | 177.4004 | 175.4092 | 167.515 | 155.5993 | 147.921 | -0.085741 | -0.26931 | -0.16864 | -0.49443 | -0.85303 | -1.3555 | -0.67475 | -0.67663 | -0.42094 | -0.10775 | -0.48844 | -0.011119 | 0.8236 | 3.6422 | 12.2685 | 11.9175 | 10.7255 | 9.447 | 2.8777 | 0.22407 | -0.61916 | -0.91344 | -1.1752 | -1.4582 | 69.6409 | 68.8999 | 68.2606 | 67.6167 | 66.9932 | 66.5337 | 66.3018 | 66.695 | 69.0664 | 72.9964 | 77.9088 | 81.6028 | 84.5646 | 86.9295 | 88.6779 | 89.1808 | 89.3723 | 88.5103 | 87.0552 | 84.787 | 81.1509 | 77.2734 | 74.7917 | 73.298 | 2.5726 | 2.1794 | 2.371 | 2.5172 | 2.8954 | 2.506 | 2.2778 | 2.3222 | 2.5199 | 2.539 | 2.5698 | 2.8859 | 2.8095 | 2.9965 | 3.0973 | 3.0498 | 2.9342 | 2.6304 | 2.368 | 2.3431 | 2.2898 | 2.4335 | 2.4994 | 2.5424
Program Specific1-in-2Size: Over 200kWAll2025August Monthly Peak | Program Specific | 1-in-2 | Size: Over 200kW | All | 2025 | August Monthly Peak | 8 | 141.3492 | 136.7505 | 132.7811 | 133.5057 | 143.2578 | 168.6856 | 197.3142 | 217.2347 | 231.7045 | 241.0666 | 250.0418 | 252.2715 | 249.153 | 250.3287 | 244.1736 | 232.2624 | 217.6855 | 202.9167 | 192.152 | 187.4653 | 183.4815 | 174.1092 | 161.726 | 153.9619 | -0.68871 | -0.51027 | -0.48023 | -0.74268 | -1.1658 | -1.4926 | -1.2129 | -1.4102 | -0.4117 | 0.06371 | -0.98397 | -0.65101 | 0.34525 | 3.7094 | 13.0109 | 12.7253 | 11.4361 | 10.0423 | 3.6187 | 0.31651 | -0.37145 | -0.72194 | -1.3393 | -1.4768 | 74.6405 | 73.6797 | 72.8022 | 71.6975 | 71.1326 | 70.4387 | 70.0223 | 70.1707 | 72.6706 | 77.5604 | 82.5564 | 86.7189 | 89.6969 | 91.7899 | 93.0893 | 93.2093 | 93.3648 | 92.1886 | 90.1779 | 87.4252 | 83.2833 | 80.2105 | 78.3589 | 76.6873 | 2.6599 | 2.2479 | 2.4401 | 2.6092 | 3.0113 | 2.6122 | 2.401 | 2.4712 | 2.7197 | 2.7618 | 2.8078 | 3.1688 | 3.1048 | 3.3183 | 3.4282 | 3.3409 | 3.1712 | 2.8022 | 2.5016 | 2.4813 | 2.3993 | 2.5326 | 2.6003 | 2.6473
Program Specific1-in-2Size: Over 200kWAll2025September Monthly Peak | Program Specific | 1-in-2 | Size: Over 200kW | All | 2025 | September Monthly Peak | 9 | 137.8071 | 134.0311 | 130.1361 | 130.7517 | 140.7814 | 165.7911 | 195.6608 | 215.2681 | 231.4601 | 240.5025 | 248.7864 | 250.8326 | 247.3204 | 248.6897 | 242.2375 | 228.8984 | 213.1847 | 198.2634 | 188.7642 | 186.6652 | 179.6812 | 170.6823 | 157.4453 | 149.5933 | -0.25589 | -0.37395 | -0.27691 | -0.54997 | -0.91666 | -1.4707 | -0.85675 | -0.88881 | -0.4295 | -0.048604 | -0.60026 | -0.16829 | 0.73971 | 3.8365 | 13.1783 | 12.6318 | 11.1715 | 9.7256 | 3.014 | 0.13561 | -0.66045 | -0.93936 | -1.2485 | -1.4801 | 69.6371 | 68.5742 | 67.8448 | 67.126 | 66.6039 | 66.0538 | 66.0401 | 65.8951 | 67.6312 | 72.6062 | 78.7966 | 84.0316 | 88.4005 | 90.9836 | 92.0758 | 92.2566 | 91.7858 | 90.507 | 87.9864 | 84.4085 | 80.8956 | 78.5966 | 77.0989 | 75.8317 | 2.5847 | 2.195 | 2.3836 | 2.5435 | 2.9467 | 2.555 | 2.3707 | 2.4369 | 2.7049 | 2.7439 | 2.7814 | 3.1389 | 3.0676 | 3.2823 | 3.3928 | 3.2848 | 3.0969 | 2.7291 | 2.4472 | 2.4564 | 2.3368 | 2.4712 | 2.5214 | 2.5644
Program Specific1-in-2Size: Over 200kWAll2025October Monthly Peak | Program Specific | 1-in-2 | Size: Over 200kW | All | 2025 | October Monthly Peak | 10 | 134.5009 | 130.4042 | 126.0724 | 125.9102 | 135.1332 | 159.2943 | 188.6956 | 206.2884 | 220.936 | 231.4205 | 241.7635 | 246.1322 | 245.5836 | 247.3201 | 241.1712 | 227.483 | 211.3247 | 196.7217 | 189.8336 | 183.6766 | 175.4455 | 166.0724 | 153.8215 | 145.4679 | 0.057966 | -0.17092 | -0.083553 | -0.40094 | -0.72647 | -1.2689 | -0.58139 | -0.64596 | -0.48292 | -0.22382 | -0.4917 | -0.03441 | 0.80677 | 3.867 | 13.1011 | 12.4996 | 11.0388 | 9.5853 | 2.804 | 0.14805 | -0.66702 | -0.92034 | -1.1267 | -1.4334 | 69.7014 | 68.8675 | 67.9437 | 67.1634 | 66.4529 | 65.6183 | 65.6447 | 66.2217 | 66.9505 | 71.2225 | 76.7967 | 82.0614 | 85.7461 | 87.8936 | 89.3579 | 89.5303 | 88.6888 | 87.1772 | 84.7 | 81.0155 | 77.5928 | 75.0018 | 72.9933 | 71.4156 | 2.5206 | 2.1378 | 2.3087 | 2.4609 | 2.8524 | 2.4707 | 2.3046 | 2.3552 | 2.6016 | 2.6581 | 2.7173 | 3.0936 | 3.0692 | 3.2894 | 3.4118 | 3.3065 | 3.116 | 2.7427 | 2.4786 | 2.4377 | 2.2962 | 2.4123 | 2.4718 | 2.4968
Program Specific1-in-2Size: Over 200kWAll2025November Monthly Peak | Program Specific | 1-in-2 | Size: Over 200kW | All | 2025 | November Monthly Peak | 11 | 125.1768 | 121.4439 | 117.5847 | 117.5259 | 126.4818 | 149.665 | 175.1193 | 190.8576 | 201.6792 | 207.75 | 214.3982 | 216.4974 | 215.1472 | 216.0133 | 209.6396 | 197.6068 | 186.5521 | 180.4394 | 172.055 | 165.4137 | 158.8152 | 150.8471 | 140.739 | 134.0041 | 0.70944 | 0.087854 | 0.25593 | -0.094452 | -0.32634 | -1.1229 | 0.0021404 | 0.11991 | -0.48408 | -0.40518 | 0.054168 | 0.58911 | 1.2163 | 3.6304 | 11.8116 | 11.0285 | 9.7592 | 8.7019 | 1.7615 | -0.094891 | -0.97636 | -1.1149 | -0.92121 | -1.3685 | 59.0519 | 58.2291 | 57.4937 | 56.7843 | 56.0806 | 55.816 | 55.3804 | 55.2986 | 58.9544 | 63.9041 | 70.0283 | 75.2078 | 78.8144 | 80.335 | 80.8388 | 80.3024 | 78.0981 | 73.912 | 69.5397 | 66.9616 | 64.9656 | 63.3298 | 62.1074 | 60.9848 | 2.4906 | 2.1143 | 2.2914 | 2.4371 | 2.8286 | 2.4648 | 2.2705 | 2.3092 | 2.5111 | 2.5179 | 2.5481 | 2.8897 | 2.8451 | 3.0403 | 3.1336 | 3.0384 | 2.9224 | 2.6747 | 2.3901 | 2.3318 | 2.203 | 2.3239 | 2.4009 | 2.444
Program Specific1-in-2Size: Over 200kWAll2025December Monthly Peak | Program Specific | 1-in-2 | Size: Over 200kW | All | 2025 | December Monthly Peak | 12 | 118.884 | 115.0495 | 111.8444 | 111.5386 | 120.2666 | 143.4225 | 170.4502 | 184.8536 | 193.6283 | 195.4425 | 196.7755 | 194.5637 | 189.8868 | 188.4554 | 181.5798 | 172.3702 | 165.8798 | 163.1648 | 158.5232 | 153.4666 | 147.9592 | 142.0172 | 132.5176 | 125.8494 | 0.66669 | 0.076142 | 0.23848 | -0.090151 | -0.30113 | -1.0803 | 0.0015066 | 0.10758 | -0.46748 | -0.38135 | 0.041525 | 0.51536 | 1.0503 | 3.1403 | 10.2126 | 9.6 | 8.6344 | 7.8193 | 1.5907 | -0.12688 | -0.94259 | -1.0811 | -0.8906 | -1.2973 | 47.9451 | 47.2584 | 46.2302 | 45.3586 | 44.7366 | 44.0645 | 43.8773 | 43.6417 | 44.0813 | 46.8432 | 49.397 | 51.4824 | 53.0742 | 53.9929 | 54.5803 | 54.6314 | 54.0335 | 52.9376 | 51.45 | 50.2558 | 49.3584 | 48.4747 | 47.6831 | 46.7753 | 2.3644 | 2.0022 | 2.1795 | 2.3161 | 2.7043 | 2.3682 | 2.2161 | 2.2472 | 2.4257 | 2.3814 | 2.3483 | 2.6094 | 2.5249 | 2.6696 | 2.7347 | 2.6738 | 2.6284 | 2.4388 | 2.2131 | 2.176 | 2.0583 | 2.187 | 2.2605 | 2.2934
Program Specific1-in-2Size: Over 200kWAll2025Typical Event Day | Program Specific | 1-in-2 | Size: Over 200kW | All | 2025 | Typical Event Day | 8 | 139.567 | 134.9941 | 130.7991 | 131.4243 | 140.9658 | 165.9875 | 194.1534 | 212.6448 | 225.0743 | 232.4252 | 240.0086 | 241.7497 | 238.5369 | 239.8235 | 234.1605 | 222.9634 | 209.1965 | 195.5644 | 186.2183 | 182.0634 | 178.7127 | 169.8295 | 157.938 | 150.5342 | -0.13188 | -0.28911 | -0.19328 | -0.5143 | -0.88134 | -1.3953 | -0.74078 | -0.77254 | -0.44133 | -0.10847 | -0.55098 | -0.085753 | 0.78388 | 3.7755 | 12.813 | 12.361 | 11.0277 | 9.6407 | 2.9591 | 0.2151 | -0.61391 | -0.90337 | -1.2003 | -1.4782 | 70.3588 | 69.3801 | 68.5542 | 67.7292 | 67.1059 | 66.5344 | 66.2346 | 66.4965 | 68.8729 | 73.3646 | 78.3473 | 82.5099 | 85.7115 | 88.0163 | 89.3738 | 89.7786 | 89.8804 | 88.9689 | 87.1482 | 84.3473 | 80.6703 | 77.4265 | 75.3682 | 73.8726 | 2.6177 | 2.2112 | 2.3957 | 2.5578 | 2.9465 | 2.5589 | 2.3511 | 2.406 | 2.6267 | 2.6486 | 2.6829 | 3.0247 | 2.9594 | 3.1651 | 3.273 | 3.1933 | 3.0346 | 2.6905 | 2.4148 | 2.3999 | 2.3274 | 2.4605 | 2.529 | 2.578
Program Specific1-in-2Size: Over 200kWAll2026January Monthly Peak | Program Specific | 1-in-2 | Size: Over 200kW | All | 2026 | January Monthly Peak | 1 | 118.044 | 114.5405 | 110.8685 | 111.4986 | 120.8189 | 144.8089 | 173.1408 | 188.0287 | 196.337 | 197.3304 | 199.7704 | 199.0752 | 195.2328 | 194.8401 | 188.2001 | 177.6946 | 168.214 | 164.8198 | 159.5087 | 153.732 | 148.1718 | 141.6508 | 132.6313 | 126.2858 | 0.64636 | 0.062821 | 0.22724 | -0.094521 | -0.31182 | -1.0961 | -0.0052897 | 0.10828 | -0.47343 | -0.3831 | 0.047227 | 0.53771 | 1.0996 | 3.2484 | 10.5548 | 9.8581 | 8.7219 | 7.8657 | 1.6047 | -0.11787 | -0.93415 | -1.0662 | -0.88532 | -1.2984 | 52.1793 | 51.6889 | 51.3422 | 50.8801 | 50.6911 | 50.2643 | 50.3673 | 50.2582 | 50.6066 | 51.974 | 53.7841 | 55.324 | 56.4682 | 57.4352 | 58.0818 | 58.0139 | 57.8298 | 57.1371 | 55.756 | 54.4561 | 53.8236 | 53.5187 | 53.0254 | 52.2184 | 2.339 | 1.9881 | 2.1542 | 2.3148 | 2.7195 | 2.3887 | 2.2506 | 2.2839 | 2.4545 | 2.4009 | 2.3806 | 2.66 | 2.5859 | 2.7506 | 2.8269 | 2.7532 | 2.6632 | 2.4636 | 2.2246 | 2.178 | 2.0599 | 2.1799 | 2.2601 | 2.2972
Program Specific1-in-2Size: Over 200kWAll2026February Monthly Peak | Program Specific | 1-in-2 | Size: Over 200kW | All | 2026 | February Monthly Peak | 2 | 119.5637 | 115.9371 | 112.5691 | 113.1877 | 121.9882 | 145.5022 | 173.1682 | 187.5975 | 196.6181 | 199.1182 | 202.9294 | 204.0933 | 201.5919 | 202.4509 | 196.8148 | 185.2928 | 174.3679 | 168.5247 | 164.3926 | 158.0966 | 152.1345 | 144.8436 | 134.8547 | 128.0646 | 0.64474 | 0.052605 | 0.22487 | -0.097373 | -0.31558 | -1.1005 | -0.0062435 | 0.10954 | -0.47463 | -0.38634 | 0.04713 | 0.5488 | 1.1282 | 3.3572 | 11.0129 | 10.2704 | 9.0345 | 8.0358 | 1.6508 | -0.12793 | -0.96474 | -1.1003 | -0.90821 | -1.3205 | 51.7156 | 51.262 | 51.0317 | 50.7187 | 50.2517 | 50.0823 | 49.7075 | 50.018 | 51.3465 | 54.7302 | 58.4681 | 61.5573 | 63.1022 | 63.75 | 64.2215 | 63.9685 | 63.5946 | 62.7256 | 60.7588 | 58.7192 | 57.5166 | 56.589 | 55.6667 | 54.3926 | 2.3638 | 2.0084 | 2.1852 | 2.3495 | 2.7436 | 2.3988 | 2.2502 | 2.2768 | 2.4586 | 2.423 | 2.4198 | 2.7291 | 2.6755 | 2.8667 | 2.9711 | 2.8785 | 2.7645 | 2.5228 | 2.2938 | 2.242 | 2.1161 | 2.2292 | 2.2977 | 2.3254
Program Specific1-in-2Size: Over 200kWAll2026March Monthly Peak | Program Specific | 1-in-2 | Size: Over 200kW | All | 2026 | March Monthly Peak | 3 | 122.5883 | 118.6291 | 114.9023 | 114.8358 | 123.0343 | 145.9497 | 174.1448 | 188.9377 | 197.1021 | 199.6327 | 203.9713 | 205.1545 | 203.2367 | 204.0332 | 198.6623 | 188.3386 | 177.4399 | 168.8421 | 164.8415 | 162.832 | 157.1989 | 149.4908 | 138.9851 | 131.5543 | 0.67139 | 0.06575 | 0.22845 | -0.096481 | -0.31743 | -1.0992 | -0.0048198 | 0.1095 | -0.47595 | -0.38534 | 0.049681 | 0.55482 | 1.1417 | 3.395 | 11.1282 | 10.4476 | 9.2088 | 8.0516 | 1.657 | -0.12917 | -0.99376 | -1.1289 | -0.93324 | -1.3566 | 52.9277 | 52.0221 | 51.4283 | 51.1453 | 50.6309 | 50.2648 | 49.9634 | 50.1652 | 51.9323 | 54.1142 | 56.9381 | 59.8002 | 62.1998 | 64.1261 | 65.2175 | 65.7421 | 65.4769 | 64.5147 | 61.9918 | 58.8937 | 57.1645 | 55.8078 | 54.657 | 53.2631 | 2.4273 | 2.0584 | 2.2307 | 2.3838 | 2.7629 | 2.404 | 2.2603 | 2.2919 | 2.4627 | 2.4278 | 2.4309 | 2.7403 | 2.6952 | 2.8824 | 2.9859 | 2.913 | 2.7983 | 2.5211 | 2.2989 | 2.3094 | 2.1863 | 2.2998 | 2.3671 | 2.388
Program Specific1-in-2Size: Over 200kWAll2026April Monthly Peak | Program Specific | 1-in-2 | Size: Over 200kW | All | 2026 | April Monthly Peak | 4 | 125.3027 | 121.3588 | 117.3332 | 117.3896 | 125.9272 | 148.884 | 174.6492 | 190.7917 | 201.4254 | 207.0748 | 214.1937 | 216.7155 | 216.2932 | 217.6792 | 212.3709 | 201.2465 | 188.8081 | 177.2337 | 168.6663 | 167.1594 | 163.0514 | 154.6442 | 143.5415 | 135.8453 | 0.67441 | 0.060252 | 0.23234 | -0.10103 | -0.33539 | -1.1251 | -0.0047293 | 0.11532 | -0.48575 | -0.39843 | 0.056725 | 0.59437 | 1.2254 | 3.6279 | 11.8881 | 11.159 | 9.8096 | 8.4838 | 1.7222 | -0.10285 | -1.0101 | -1.149 | -0.95246 | -1.3954 | 62.3636 | 61.3588 | 60.5271 | 59.8356 | 58.9355 | 58.2877 | 57.7461 | 57.7126 | 59.8389 | 63.8411 | 68.6147 | 73.3231 | 77.2501 | 79.6601 | 80.8449 | 81.2836 | 80.712 | 79.9342 | 78.1368 | 75.5256 | 71.4205 | 68.8975 | 66.8813 | 65.0729 | 2.4738 | 2.1012 | 2.2742 | 2.4339 | 2.8216 | 2.4494 | 2.2607 | 2.3074 | 2.5101 | 2.5137 | 2.5485 | 2.8875 | 2.8633 | 3.0693 | 3.188 | 3.1054 | 2.9644 | 2.6313 | 2.3425 | 2.3614 | 2.2642 | 2.3784 | 2.4423 | 2.4627
Program Specific1-in-2Size: Over 200kWAll2026May Monthly Peak | Program Specific | 1-in-2 | Size: Over 200kW | All | 2026 | May Monthly Peak | 5 | 125.9303 | 122.0311 | 118.2275 | 118.4377 | 127.5797 | 151.1264 | 175.9696 | 195.1293 | 207.5873 | 214.7579 | 222.4597 | 224.7765 | 223.6161 | 224.7099 | 219.1605 | 206.9801 | 193.7192 | 180.9345 | 171.4081 | 167.4746 | 165.0229 | 156.8002 | 145.6975 | 138.3083 | 0.6921 | 0.069456 | 0.23745 | -0.10051 | -0.33764 | -1.1371 | -0.0028198 | 0.11793 | -0.49964 | -0.41494 | 0.057724 | 0.6136 | 1.2633 | 3.7552 | 12.296 | 11.5059 | 10.0966 | 8.6947 | 1.7621 | -0.091545 | -1.0088 | -1.1527 | -0.95641 | -1.4115 | 64.8229 | 63.7622 | 62.7279 | 61.8699 | 61.1499 | 60.2484 | 59.7997 | 60.3492 | 63.1291 | 66.7849 | 70.8834 | 74.9488 | 78.6274 | 81.1035 | 82.6138 | 83.2483 | 83.3497 | 82.5438 | 80.619 | 78.0306 | 73.9576 | 70.7801 | 69.0533 | 67.4709 | 2.4933 | 2.1164 | 2.2937 | 2.4559 | 2.8568 | 2.4852 | 2.2772 | 2.3598 | 2.5846 | 2.6066 | 2.6466 | 2.9976 | 2.9608 | 3.1671 | 3.2859 | 3.1882 | 3.036 | 2.6795 | 2.3774 | 2.3609 | 2.2887 | 2.4137 | 2.4815 | 2.5148
Program Specific1-in-2Size: Over 200kWAll2026June Monthly Peak | Program Specific | 1-in-2 | Size: Over 200kW | All | 2026 | June Monthly Peak | 6 | 133.725 | 129.5197 | 125.2506 | 125.4021 | 134.0298 | 156.3471 | 180.8879 | 199.4429 | 211.0809 | 217.7312 | 225.1207 | 226.2915 | 222.2446 | 222.5719 | 217.0915 | 207.9554 | 196.3552 | 184.3138 | 176.7363 | 172.0898 | 170.4394 | 162.784 | 151.1539 | 144.0353 | 0.47913 | 0.0035184 | 0.13702 | -0.24555 | -0.53976 | -1.1839 | -0.21356 | -0.1438 | -0.48253 | -0.32382 | -0.16062 | 0.40108 | 1.1166 | 3.7046 | 12.1377 | 11.6199 | 10.3571 | 9.007 | 2.2404 | 0.11381 | -0.81249 | -1.0387 | -1.0171 | -1.4389 | 67.5167 | 66.3666 | 65.3093 | 64.4766 | 63.6939 | 63.1115 | 62.5743 | 63.2253 | 66.1232 | 70.2952 | 74.1273 | 77.6861 | 80.1839 | 82.3624 | 83.6524 | 84.4676 | 84.9989 | 84.6695 | 83.3732 | 80.7686 | 77.3513 | 73.6257 | 71.2234 | 69.6734 | 2.5879 | 2.1917 | 2.3665 | 2.5187 | 2.892 | 2.4886 | 2.2618 | 2.3276 | 2.5398 | 2.5579 | 2.5947 | 2.9191 | 2.844 | 3.0283 | 3.1302 | 3.0768 | 2.9548 | 2.6304 | 2.3712 | 2.3452 | 2.2909 | 2.4327 | 2.4976 | 2.5446
Program Specific1-in-2Size: Over 200kWAll2026July Monthly Peak | Program Specific | 1-in-2 | Size: Over 200kW | All | 2026 | July Monthly Peak | 7 | 136.7084 | 132.563 | 129.0303 | 129.0374 | 138.3672 | 162.2419 | 187.8284 | 205.2057 | 215.9697 | 222.6844 | 229.7115 | 230.503 | 226.7428 | 227.4979 | 222.4743 | 213.6835 | 202.4871 | 190.8622 | 182.2562 | 177.4004 | 175.4092 | 167.515 | 155.5993 | 147.921 | -0.085741 | -0.26931 | -0.16864 | -0.49443 | -0.85303 | -1.3555 | -0.67475 | -0.67663 | -0.42094 | -0.10775 | -0.48844 | -0.011119 | 0.8236 | 3.6422 | 12.2685 | 11.9175 | 10.7255 | 9.447 | 2.8777 | 0.22407 | -0.61916 | -0.91344 | -1.1752 | -1.4582 | 69.6409 | 68.8999 | 68.2606 | 67.6167 | 66.9932 | 66.5337 | 66.3018 | 66.695 | 69.0664 | 72.9964 | 77.9088 | 81.6028 | 84.5646 | 86.9295 | 88.6779 | 89.1808 | 89.3722 | 88.5103 | 87.0552 | 84.787 | 81.1509 | 77.2734 | 74.7917 | 73.298 | 2.5726 | 2.1794 | 2.371 | 2.5172 | 2.8954 | 2.506 | 2.2778 | 2.3222 | 2.5199 | 2.539 | 2.5698 | 2.8859 | 2.8095 | 2.9965 | 3.0973 | 3.0498 | 2.9342 | 2.6304 | 2.368 | 2.3431 | 2.2898 | 2.4335 | 2.4994 | 2.5424
Program Specific1-in-2Size: Over 200kWAll2026August Monthly Peak | Program Specific | 1-in-2 | Size: Over 200kW | All | 2026 | August Monthly Peak | 8 | 141.3492 | 136.7505 | 132.7811 | 133.5057 | 143.2578 | 168.6856 | 197.3142 | 217.2347 | 231.7045 | 241.0666 | 250.0419 | 252.2715 | 249.153 | 250.3287 | 244.1736 | 232.2624 | 217.6855 | 202.9167 | 192.152 | 187.4653 | 183.4815 | 174.1092 | 161.726 | 153.9619 | -0.68871 | -0.51027 | -0.48023 | -0.74268 | -1.1658 | -1.4926 | -1.2129 | -1.4102 | -0.4117 | 0.06371 | -0.98397 | -0.65101 | 0.34525 | 3.7094 | 13.0109 | 12.7253 | 11.4361 | 10.0423 | 3.6187 | 0.31651 | -0.37145 | -0.72194 | -1.3393 | -1.4768 | 74.6405 | 73.6797 | 72.8022 | 71.6975 | 71.1326 | 70.4387 | 70.0223 | 70.1707 | 72.6706 | 77.5604 | 82.5564 | 86.7189 | 89.6968 | 91.7899 | 93.0893 | 93.2093 | 93.3648 | 92.1886 | 90.1779 | 87.4252 | 83.2833 | 80.2105 | 78.3589 | 76.6873 | 2.6599 | 2.2479 | 2.4401 | 2.6092 | 3.0113 | 2.6122 | 2.401 | 2.4712 | 2.7197 | 2.7618 | 2.8078 | 3.1688 | 3.1048 | 3.3183 | 3.4282 | 3.3409 | 3.1712 | 2.8022 | 2.5016 | 2.4813 | 2.3993 | 2.5326 | 2.6003 | 2.6473
Program Specific1-in-2Size: Over 200kWAll2026September Monthly Peak | Program Specific | 1-in-2 | Size: Over 200kW | All | 2026 | September Monthly Peak | 9 | 137.8071 | 134.0311 | 130.1361 | 130.7517 | 140.7814 | 165.7911 | 195.6608 | 215.2681 | 231.4601 | 240.5025 | 248.7865 | 250.8326 | 247.3204 | 248.6897 | 242.2375 | 228.8984 | 213.1847 | 198.2634 | 188.7642 | 186.6652 | 179.6812 | 170.6823 | 157.4453 | 149.5933 | -0.25589 | -0.37395 | -0.27691 | -0.54997 | -0.91666 | -1.4707 | -0.85675 | -0.88881 | -0.4295 | -0.048604 | -0.60026 | -0.16829 | 0.73971 | 3.8365 | 13.1783 | 12.6318 | 11.1715 | 9.7256 | 3.014 | 0.13561 | -0.66045 | -0.93936 | -1.2485 | -1.4801 | 69.6371 | 68.5742 | 67.8448 | 67.126 | 66.6039 | 66.0538 | 66.0401 | 65.8951 | 67.6312 | 72.6062 | 78.7966 | 84.0316 | 88.4005 | 90.9836 | 92.0758 | 92.2566 | 91.7858 | 90.507 | 87.9864 | 84.4085 | 80.8956 | 78.5966 | 77.0989 | 75.8317 | 2.5847 | 2.195 | 2.3836 | 2.5435 | 2.9467 | 2.555 | 2.3707 | 2.4369 | 2.7049 | 2.7439 | 2.7814 | 3.1389 | 3.0676 | 3.2823 | 3.3928 | 3.2848 | 3.0969 | 2.7291 | 2.4472 | 2.4564 | 2.3368 | 2.4712 | 2.5214 | 2.5644
Program Specific1-in-2Size: Over 200kWAll2026October Monthly Peak | Program Specific | 1-in-2 | Size: Over 200kW | All | 2026 | October Monthly Peak | 10 | 134.5009 | 130.4042 | 126.0724 | 125.9102 | 135.1332 | 159.2943 | 188.6956 | 206.2884 | 220.936 | 231.4205 | 241.7635 | 246.1322 | 245.5836 | 247.3201 | 241.1712 | 227.483 | 211.3247 | 196.7217 | 189.8336 | 183.6766 | 175.4455 | 166.0724 | 153.8215 | 145.4679 | 0.057966 | -0.17092 | -0.083553 | -0.40094 | -0.72647 | -1.2689 | -0.58139 | -0.64596 | -0.48292 | -0.22382 | -0.4917 | -0.03441 | 0.80677 | 3.867 | 13.1011 | 12.4996 | 11.0388 | 9.5853 | 2.804 | 0.14805 | -0.66702 | -0.92034 | -1.1267 | -1.4334 | 69.7014 | 68.8675 | 67.9437 | 67.1634 | 66.4529 | 65.6183 | 65.6447 | 66.2217 | 66.9505 | 71.2225 | 76.7967 | 82.0614 | 85.7461 | 87.8936 | 89.3579 | 89.5303 | 88.6888 | 87.1772 | 84.7 | 81.0155 | 77.5928 | 75.0018 | 72.9933 | 71.4156 | 2.5206 | 2.1378 | 2.3087 | 2.4609 | 2.8524 | 2.4707 | 2.3046 | 2.3552 | 2.6016 | 2.6581 | 2.7173 | 3.0936 | 3.0692 | 3.2894 | 3.4118 | 3.3065 | 3.116 | 2.7427 | 2.4786 | 2.4377 | 2.2962 | 2.4123 | 2.4718 | 2.4968
Program Specific1-in-2Size: Over 200kWAll2026November Monthly Peak | Program Specific | 1-in-2 | Size: Over 200kW | All | 2026 | November Monthly Peak | 11 | 125.1768 | 121.4439 | 117.5847 | 117.5259 | 126.4818 | 149.665 | 175.1193 | 190.8576 | 201.6792 | 207.75 | 214.3982 | 216.4974 | 215.1472 | 216.0133 | 209.6396 | 197.6068 | 186.5521 | 180.4394 | 172.055 | 165.4137 | 158.8152 | 150.8471 | 140.739 | 134.0041 | 0.70944 | 0.087854 | 0.25593 | -0.094452 | -0.32634 | -1.1229 | 0.0021404 | 0.11991 | -0.48408 | -0.40518 | 0.054168 | 0.58911 | 1.2163 | 3.6304 | 11.8116 | 11.0285 | 9.7592 | 8.7019 | 1.7615 | -0.094891 | -0.97636 | -1.1149 | -0.92121 | -1.3685 | 59.0519 | 58.2291 | 57.4937 | 56.7843 | 56.0806 | 55.816 | 55.3804 | 55.2986 | 58.9544 | 63.9041 | 70.0283 | 75.2078 | 78.8144 | 80.335 | 80.8388 | 80.3024 | 78.0981 | 73.912 | 69.5397 | 66.9616 | 64.9656 | 63.3298 | 62.1074 | 60.9848 | 2.4906 | 2.1143 | 2.2914 | 2.4371 | 2.8286 | 2.4648 | 2.2705 | 2.3092 | 2.5111 | 2.5179 | 2.5481 | 2.8897 | 2.8451 | 3.0403 | 3.1336 | 3.0384 | 2.9224 | 2.6747 | 2.3901 | 2.3318 | 2.203 | 2.3239 | 2.4009 | 2.444
Program Specific1-in-2Size: Over 200kWAll2026December Monthly Peak | Program Specific | 1-in-2 | Size: Over 200kW | All | 2026 | December Monthly Peak | 12 | 118.884 | 115.0495 | 111.8444 | 111.5386 | 120.2666 | 143.4225 | 170.4502 | 184.8536 | 193.6283 | 195.4425 | 196.7755 | 194.5637 | 189.8868 | 188.4554 | 181.5798 | 172.3702 | 165.8799 | 163.1648 | 158.5232 | 153.4666 | 147.9592 | 142.0172 | 132.5176 | 125.8494 | 0.66669 | 0.076142 | 0.23848 | -0.090151 | -0.30113 | -1.0803 | 0.0015066 | 0.10758 | -0.46748 | -0.38135 | 0.041525 | 0.51536 | 1.0503 | 3.1403 | 10.2126 | 9.6 | 8.6344 | 7.8193 | 1.5907 | -0.12688 | -0.94259 | -1.0811 | -0.8906 | -1.2973 | 47.9451 | 47.2584 | 46.2302 | 45.3586 | 44.7366 | 44.0645 | 43.8773 | 43.6417 | 44.0813 | 46.8432 | 49.397 | 51.4824 | 53.0742 | 53.9929 | 54.5803 | 54.6314 | 54.0335 | 52.9376 | 51.45 | 50.2558 | 49.3584 | 48.4747 | 47.6831 | 46.7753 | 2.3644 | 2.0022 | 2.1795 | 2.3161 | 2.7043 | 2.3682 | 2.2161 | 2.2472 | 2.4257 | 2.3814 | 2.3483 | 2.6094 | 2.5249 | 2.6696 | 2.7347 | 2.6738 | 2.6284 | 2.4388 | 2.2131 | 2.176 | 2.0583 | 2.187 | 2.2605 | 2.2934
Program Specific1-in-2Size: Over 200kWAll2026Typical Event Day | Program Specific | 1-in-2 | Size: Over 200kW | All | 2026 | Typical Event Day | 8 | 139.567 | 134.9941 | 130.7991 | 131.4243 | 140.9658 | 165.9875 | 194.1534 | 212.6448 | 225.0743 | 232.4252 | 240.0086 | 241.7497 | 238.5369 | 239.8235 | 234.1605 | 222.9634 | 209.1965 | 195.5644 | 186.2183 | 182.0634 | 178.7127 | 169.8295 | 157.938 | 150.5342 | -0.13188 | -0.28911 | -0.19328 | -0.5143 | -0.88134 | -1.3953 | -0.74078 | -0.77254 | -0.44133 | -0.10847 | -0.55098 | -0.085753 | 0.78388 | 3.7755 | 12.813 | 12.361 | 11.0277 | 9.6407 | 2.9591 | 0.2151 | -0.61391 | -0.90337 | -1.2003 | -1.4782 | 70.3588 | 69.3801 | 68.5542 | 67.7292 | 67.1059 | 66.5344 | 66.2346 | 66.4965 | 68.8729 | 73.3646 | 78.3473 | 82.5099 | 85.7115 | 88.0163 | 89.3738 | 89.7786 | 89.8804 | 88.9689 | 87.1482 | 84.3473 | 80.6703 | 77.4265 | 75.3682 | 73.8726 | 2.6177 | 2.2112 | 2.3957 | 2.5578 | 2.9465 | 2.5589 | 2.3511 | 2.406 | 2.6267 | 2.6486 | 2.6829 | 3.0247 | 2.9594 | 3.1651 | 3.273 | 3.1933 | 3.0346 | 2.6905 | 2.4148 | 2.3999 | 2.3274 | 2.4605 | 2.529 | 2.578
Program Specific1-in-10Size: Over 200kWOrange County2015January Monthly Peak | Program Specific | 1-in-10 | Size: Over 200kW | Orange County | 2015 | January Monthly Peak | 1 | 113.1992 | 109.3295 | 105.9632 | 106.8072 | 118.6865 | 149.9842 | 178.5474 | 191.8031 | 200.7499 | 199.7688 | 200.9448 | 200.4054 | 197.6812 | 192.846 | 184.8825 | 171.9631 | 160.8083 | 157.5319 | 153.1098 | 149.1307 | 144.0035 | 138.0282 | 129.2951 | 123.1965 | 3.2073 | 2.4614 | 2.0545 | 0.41672 | 0.1147 | 0.73868 | 1.7839 | 1.6456 | -0.099976 | -0.8102 | 0.085149 | 0.79584 | 1.8969 | 6.1204 | 14.8552 | 13.4642 | 12.9828 | 11.9973 | 3.084 | 1.6407 | 0.38268 | 0.2552 | 0.59659 | -0.28871 | 45.8931 | 45.1063 | 44.1167 | 43.3859 | 43.0994 | 42.5301 | 42.0641 | 41.9828 | 42.4804 | 44.7706 | 47.3735 | 49.2111 | 51.0202 | 52.0168 | 52.6709 | 52.6256 | 51.4692 | 49.8313 | 47.3734 | 45.9957 | 45.1811 | 44.7333 | 44.1553 | 43.3964 | 4.8499 | 3.909 | 4.197 | 3.7786 | 3.4348 | 3.833 | 3.2801 | 3.0217 | 3.175 | 3.3891 | 3.6549 | 4.4104 | 3.728 | 3.6582 | 3.0638 | 2.7769 | 2.421 | 2.8651 | 3.251 | 2.996 | 3.1866 | 3.8001 | 3.9633 | 4.3413
Program Specific1-in-10Size: Over 200kWOrange County2015February Monthly Peak | Program Specific | 1-in-10 | Size: Over 200kW | Orange County | 2015 | February Monthly Peak | 2 | 113.8628 | 109.6114 | 107.0377 | 108.1371 | 119.982 | 150.5396 | 178.0965 | 190.9101 | 199.6727 | 200.7508 | 202.8871 | 204.0524 | 202.5343 | 199.3911 | 192.3952 | 179.2758 | 166.9938 | 161.0867 | 157.6002 | 152.9385 | 147.3864 | 140.1751 | 130.1472 | 123.3213 | 3.2261 | 2.4677 | 2.0754 | 0.42191 | 0.11595 | 0.74142 | 1.7793 | 1.6379 | -0.099439 | -0.81418 | 0.085972 | 0.81033 | 1.9435 | 6.3281 | 15.4588 | 14.0368 | 13.4821 | 12.268 | 3.1745 | 1.6826 | 0.39167 | 0.25917 | 0.60052 | -0.28901 | 51.4966 | 51.8111 | 51.3969 | 50.8739 | 50.772 | 50.0418 | 48.9324 | 49.3705 | 50.3757 | 52.6237 | 54.7973 | 55.8279 | 56.6542 | 57.9012 | 59.0223 | 59.3021 | 58.486 | 58.0908 | 56.5296 | 55.0778 | 53.8722 | 52.3773 | 51.6546 | 50.8679 | 4.8784 | 3.9191 | 4.2396 | 3.8257 | 3.4723 | 3.8472 | 3.2718 | 3.0076 | 3.158 | 3.4057 | 3.6902 | 4.4907 | 3.8195 | 3.7824 | 3.1883 | 2.895 | 2.5141 | 2.9298 | 3.3463 | 3.0725 | 3.2615 | 3.8592 | 3.9895 | 4.3457
Program Specific1-in-10Size: Over 200kWOrange County2015March Monthly Peak | Program Specific | 1-in-10 | Size: Over 200kW | Orange County | 2015 | March Monthly Peak | 3 | 119.2679 | 114.7295 | 110.9043 | 112.3432 | 123.3395 | 153.3432 | 181.3065 | 194.4066 | 203.9894 | 207.441 | 212.1001 | 214.5481 | 215.2072 | 214.3871 | 208.0537 | 195.0309 | 181.8898 | 170.7437 | 164.3197 | 163.509 | 157.8672 | 149.3788 | 138.0791 | 129.719 | 3.3792 | 2.5829 | 2.1503 | 0.43832 | 0.1192 | 0.75523 | 1.8114 | 1.6679 | -0.10159 | -0.84131 | 0.089876 | 0.852 | 2.0651 | 6.804 | 16.717 | 15.2704 | 14.6848 | 13.0034 | 3.3098 | 1.7989 | 0.41953 | 0.27618 | 0.63712 | -0.304 | 62.249 | 60.4298 | 58.6651 | 57.8835 | 57.4265 | 57.058 | 57.0364 | 57.2891 | 58.2801 | 61.9385 | 66.1702 | 70.7146 | 74.4369 | 76.4905 | 77.4768 | 78.1506 | 78.291 | 77.6791 | 76.1187 | 73.3856 | 69.9252 | 66.8892 | 64.4694 | 61.8289 | 5.11 | 4.1021 | 4.3927 | 3.9745 | 3.5695 | 3.9188 | 3.3307 | 3.0627 | 3.2262 | 3.5192 | 3.8578 | 4.7216 | 4.0585 | 4.0668 | 3.4478 | 3.1495 | 2.7384 | 3.1054 | 3.489 | 3.2849 | 3.4934 | 4.1126 | 4.2326 | 4.5711
Program Specific1-in-10Size: Over 200kWOrange County2015April Monthly Peak | Program Specific | 1-in-10 | Size: Over 200kW | Orange County | 2015 | April Monthly Peak | 4 | 121.4176 | 117.0751 | 113.3951 | 115.286 | 126.4751 | 156.7354 | 183.3755 | 199.0691 | 212.0167 | 219.789 | 227.5334 | 231.6301 | 232.7966 | 231.7903 | 224.7574 | 211.1439 | 196.9572 | 184.0389 | 173.3159 | 172.6548 | 167.1943 | 157.851 | 144.9588 | 135.5302 | 1.6284 | 1.3048 | 0.9806 | -0.20964 | -0.63063 | -0.39555 | 0.36221 | 0.59754 | 0.35222 | 0.22524 | -0.081191 | 0.36873 | 1.8587 | 6.686 | 17.7021 | 16.2547 | 15.2656 | 13.6195 | 3.9891 | 1.1095 | -0.057092 | -0.1418 | -0.095683 | -0.53861 | 72.2809 | 70.2706 | 68.5193 | 66.688 | 65.7556 | 65.0297 | 64.3363 | 64.5128 | 67.6899 | 73.4009 | 79.8299 | 85.7586 | 89.6467 | 91.6464 | 92.4071 | 93.0077 | 92.9835 | 92.1457 | 90.5663 | 86.9826 | 81.9031 | 77.8259 | 75.0252 | 72.7426 | 4.9395 | 3.9747 | 4.2647 | 3.8727 | 3.4755 | 3.8033 | 3.1987 | 2.9778 | 3.1839 | 3.5405 | 3.9296 | 4.8402 | 4.1686 | 4.175 | 3.5366 | 3.2375 | 2.8156 | 3.1783 | 3.4942 | 3.2935 | 3.5131 | 4.1265 | 4.2192 | 4.5348
Program Specific1-in-10Size: Over 200kWOrange County2015May Monthly Peak | Program Specific | 1-in-10 | Size: Over 200kW | Orange County | 2015 | May Monthly Peak | 5 | 123.904 | 119.2796 | 115.3757 | 117.4096 | 129.4386 | 160.7731 | 186.265 | 205.3 | 221.8915 | 231.7353 | 241.1055 | 245.3918 | 246.5118 | 245.5795 | 238.4833 | 223.667 | 208.2021 | 193.7994 | 181.9361 | 178.4061 | 174.6022 | 165.0487 | 151.1683 | 142.2518 | 0.31885 | 0.34445 | 0.097552 | -0.70133 | -1.2051 | -1.2756 | -0.71659 | -0.21553 | 0.71664 | 1.0927 | -0.22274 | -0.033457 | 1.6797 | 6.5678 | 18.5081 | 17.0053 | 15.6491 | 14.0386 | 4.5673 | 0.55359 | -0.43996 | -0.47761 | -0.67892 | -0.7338 | 75.719 | 73.8971 | 72.2923 | 71.6359 | 70.8698 | 69.8521 | 69.3128 | 69.6676 | 73.3184 | 79.2806 | 84.4973 | 88.3861 | 91.078 | 93.2878 | 94.6888 | 95.0793 | 94.963 | 93.9262 | 92.3118 | 89.6198 | 85.5495 | 81.0275 | 78.3504 | 76.0962 | 4.9946 | 4.0126 | 4.2996 | 3.9081 | 3.5244 | 3.8657 | 3.2195 | 3.043 | 3.3018 | 3.6989 | 4.126 | 5.081 | 4.3739 | 4.383 | 3.7184 | 3.3983 | 2.9492 | 3.3163 | 3.6346 | 3.3722 | 3.6353 | 4.2753 | 4.3598 | 4.7163
Program Specific1-in-10Size: Over 200kWOrange County2015June Monthly Peak | Program Specific | 1-in-10 | Size: Over 200kW | Orange County | 2015 | June Monthly Peak | 6 | 134.1647 | 129.3648 | 124.043 | 126.0893 | 136.5256 | 165.19 | 191.1689 | 209.0865 | 223.2244 | 231.3853 | 238.2795 | 240.5782 | 238.5467 | 236.8084 | 230.4861 | 219.7889 | 206.3018 | 192.6877 | 184.1891 | 180.9142 | 178.2196 | 170.111 | 156.5696 | 148.4655 | 0.75873 | 0.67732 | 0.38007 | -0.60421 | -1.1032 | -1.0565 | -0.41896 | 0.021369 | 0.62139 | 0.84821 | -0.18171 | 0.085424 | 1.7048 | 6.4747 | 17.9631 | 16.7701 | 15.6438 | 14.0438 | 4.5145 | 0.73234 | -0.33869 | -0.39574 | -0.53261 | -0.71585 | 73.6572 | 72.2303 | 70.9107 | 69.899 | 68.5816 | 67.7168 | 67.3297 | 68.1732 | 71.7158 | 77.0179 | 82.4997 | 87.2187 | 90.8893 | 93.5173 | 95.3758 | 96.2679 | 96.6094 | 95.4311 | 93.7978 | 90.6543 | 86.3854 | 82.3537 | 79.5929 | 77.4355 | 5.4081 | 4.3517 | 4.6224 | 4.1969 | 3.7173 | 3.9718 | 3.3041 | 3.099 | 3.3216 | 3.6932 | 4.0775 | 4.9812 | 4.2325 | 4.2263 | 3.5936 | 3.3392 | 2.9221 | 3.2972 | 3.6794 | 3.4195 | 3.7104 | 4.4063 | 4.5154 | 4.9222
Program Specific1-in-10Size: Over 200kWOrange County2015July Monthly Peak | Program Specific | 1-in-10 | Size: Over 200kW | Orange County | 2015 | July Monthly Peak | 7 | 137.862 | 132.6444 | 128.5797 | 130.4145 | 141.831 | 172.6348 | 199.5278 | 216.0295 | 229.4582 | 238.1163 | 245.3155 | 247.8224 | 246.8257 | 244.7837 | 239.4231 | 229.331 | 216.3354 | 203.1487 | 194.0198 | 189.2039 | 184.8014 | 176.5929 | 163.0808 | 154.5272 | -0.70845 | -0.39633 | -0.60512 | -1.1646 | -1.7568 | -2.0343 | -1.5943 | -0.84959 | 0.99716 | 1.748 | -0.3256 | -0.33855 | 1.4763 | 6.1806 | 18.3845 | 17.2803 | 15.8996 | 14.4896 | 5.1589 | 0.13967 | -0.75211 | -0.76176 | -1.177 | -0.92735 | 79.1768 | 77.7721 | 76.4444 | 75.0232 | 74.1061 | 73.2507 | 72.4141 | 72.8344 | 76.0006 | 80.9759 | 86.3436 | 91.0347 | 93.9734 | 95.4575 | 96.3777 | 96.1997 | 96.0252 | 95.6341 | 94.1024 | 91.4924 | 87.5684 | 83.6035 | 80.9978 | 79.276 | 5.6091 | 4.5038 | 4.8363 | 4.3815 | 3.8979 | 4.1896 | 3.4809 | 3.2319 | 3.4463 | 3.8362 | 4.2372 | 5.1792 | 4.4203 | 4.4096 | 3.7678 | 3.5168 | 3.0929 | 3.5087 | 3.9121 | 3.6097 | 3.8835 | 4.617 | 4.7472 | 5.1711
Program Specific1-in-10Size: Over 200kWOrange County2015August Monthly Peak | Program Specific | 1-in-10 | Size: Over 200kW | Orange County | 2015 | August Monthly Peak | 8 | 140.9035 | 134.9103 | 130.5334 | 132.8137 | 144.6053 | 176.601 | 206.5614 | 224.8431 | 240.7599 | 250.9963 | 259.2682 | 262.7408 | 262.4558 | 260.9411 | 254.6384 | 241.9012 | 226.8144 | 211.6555 | 200.6108 | 196.5399 | 191.2536 | 180.5084 | 166.3097 | 157.9971 | -1.8322 | -1.2114 | -1.3533 | -1.5864 | -2.2448 | -2.7744 | -2.5231 | -1.5452 | 1.3203 | 2.5146 | -0.45078 | -0.68839 | 1.3469 | 6.1908 | 19.3397 | 18.06 | 16.2839 | 14.8561 | 5.638 | -0.32884 | -1.0807 | -1.04 | -1.6626 | -1.0839 | 79.4277 | 78.5372 | 77.6646 | 76.6675 | 76.0103 | 75.4665 | 75.4756 | 76.0699 | 78.7264 | 83.6147 | 88.6075 | 93.333 | 97.3579 | 99.6722 | 100.5665 | 101.3234 | 101.3716 | 100.3934 | 99.5864 | 96.8803 | 92.6727 | 88.8946 | 86.2476 | 84.1408 | 5.862 | 4.6839 | 5.0204 | 4.5626 | 4.0637 | 4.3824 | 3.6847 | 3.4395 | 3.6975 | 4.1348 | 4.5791 | 5.6147 | 4.8062 | 4.8065 | 4.0976 | 3.7932 | 3.3158 | 3.738 | 4.1361 | 3.8341 | 4.1096 | 4.8257 | 4.9503 | 5.4063
Program Specific1-in-10Size: Over 200kWOrange County2015September Monthly Peak | Program Specific | 1-in-10 | Size: Over 200kW | Orange County | 2015 | September Monthly Peak | 9 | 139.3157 | 134.0935 | 130.1498 | 132.1337 | 144.1087 | 175.9336 | 206.7419 | 226.2201 | 244.8277 | 255.4159 | 264.6431 | 268.9213 | 269.3253 | 267.7994 | 260.3464 | 245.7049 | 229.4829 | 213.3328 | 202.5491 | 201.4249 | 192.2188 | 181.5164 | 166.9225 | 157.8084 | -1.8623 | -1.2413 | -1.3835 | -1.5968 | -2.2581 | -2.7959 | -2.5658 | -1.5855 | 1.3555 | 2.5906 | -0.46517 | -0.72022 | 1.3715 | 6.3346 | 19.7631 | 18.3361 | 16.4574 | 14.9626 | 5.7067 | -0.35953 | -1.1002 | -1.058 | -1.6902 | -1.0889 | 81.356 | 80.3979 | 79.4948 | 79.0994 | 78.3554 | 78.0312 | 77.4013 | 76.8881 | 78.8828 | 82.9472 | 87.5264 | 92.1314 | 95.4446 | 97.4144 | 98.4101 | 99.0539 | 99.2127 | 97.9987 | 96.1313 | 92.8245 | 88.7784 | 85.3557 | 82.7134 | 80.5736 | 5.8036 | 4.6617 | 5.0123 | 4.5452 | 4.0551 | 4.3717 | 3.6929 | 3.4652 | 3.7649 | 4.2132 | 4.6802 | 5.7544 | 4.9385 | 4.9394 | 4.195 | 3.8579 | 3.3593 | 3.7726 | 4.1816 | 3.9346 | 4.1358 | 4.8591 | 4.9751 | 5.407
Program Specific1-in-10Size: Over 200kWOrange County2015October Monthly Peak | Program Specific | 1-in-10 | Size: Over 200kW | Orange County | 2015 | October Monthly Peak | 10 | 131.7111 | 126.8017 | 121.4675 | 122.2779 | 133.9807 | 164.7939 | 194.0913 | 210.1588 | 226.22 | 236.0647 | 246.4984 | 251.4364 | 252.8107 | 252.6587 | 245.3823 | 230.4017 | 214.1139 | 199.8996 | 193.6483 | 189.0706 | 178.6076 | 168.3708 | 155.6332 | 146.1833 | 0.34116 | 0.3678 | 0.10418 | -0.72962 | -1.2465 | -1.3061 | -0.74494 | -0.21931 | 0.73007 | 1.1117 | -0.2275 | -0.033605 | 1.7231 | 6.758 | 19.0439 | 17.5177 | 16.0942 | 14.481 | 4.8607 | 0.58766 | -0.44945 | -0.4867 | -0.69804 | -0.75381 | 76.1751 | 74.4181 | 73.0738 | 71.8405 | 70.8919 | 70.2011 | 69.6498 | 69.575 | 71.1208 | 75.4863 | 81.3498 | 87.054 | 91.841 | 95.0516 | 96.261 | 96.9285 | 96.8081 | 95.2512 | 92.1635 | 87.5197 | 82.9167 | 79.8679 | 77.796 | 75.9451 | 5.3093 | 4.2656 | 4.5265 | 4.0701 | 3.6481 | 3.9624 | 3.3547 | 3.115 | 3.3662 | 3.768 | 4.2183 | 5.2062 | 4.4857 | 4.5093 | 3.8259 | 3.5006 | 3.0329 | 3.4207 | 3.8685 | 3.5738 | 3.7186 | 4.3613 | 4.4885 | 4.8467
Program Specific1-in-10Size: Over 200kWOrange County2015November Monthly Peak | Program Specific | 1-in-10 | Size: Over 200kW | Orange County | 2015 | November Monthly Peak | 11 | 123.8593 | 119.4323 | 115.9598 | 117.2767 | 128.6978 | 158.2524 | 184.1416 | 199.5041 | 212.7727 | 220.9246 | 228.9049 | 231.9584 | 232.5453 | 231.4774 | 224.3338 | 209.7309 | 196.2087 | 189.029 | 178.5733 | 172.7493 | 164.8504 | 156.0852 | 144.6012 | 136.6312 | 2.3556 | 1.8412 | 1.4708 | 0.03879 | -0.35387 | 0.04353 | 0.91831 | 1.017 | 0.18085 | -0.19531 | -0.014545 | 0.57661 | 1.9975 | 6.9285 | 17.8027 | 16.2494 | 15.4455 | 14.1418 | 3.9173 | 1.4071 | 0.12946 | 0.020898 | 0.19111 | -0.45927 | 70.2982 | 68.2132 | 67.6305 | 66.2581 | 65.1317 | 63.9942 | 64.2771 | 64.6347 | 66.9569 | 71.5038 | 77.7636 | 83.1343 | 86.4537 | 88.2053 | 89.2173 | 89.0944 | 87.8591 | 85.2463 | 81.7889 | 78.8132 | 76.1619 | 73.9464 | 72.0663 | 71.0832 | 5.1128 | 4.1142 | 4.4251 | 3.9974 | 3.5885 | 3.8965 | 3.2592 | 3.0281 | 3.2422 | 3.6111 | 4.0113 | 4.9183 | 4.2253 | 4.2306 | 3.5818 | 3.2631 | 2.846 | 3.3124 | 3.6531 | 3.3437 | 3.5147 | 4.1402 | 4.2706 | 4.6388
Program Specific1-in-10Size: Over 200kWOrange County2015December Monthly Peak | Program Specific | 1-in-10 | Size: Over 200kW | Orange County | 2015 | December Monthly Peak | 12 | 115.6878 | 111.3527 | 108.5126 | 108.7497 | 120.013 | 149.5512 | 176.9454 | 188.9727 | 197.3525 | 197.9558 | 199.5505 | 198.0044 | 194.8104 | 190.985 | 183.5308 | 172.1726 | 163.4073 | 160.313 | 154.6896 | 150.7204 | 144.9909 | 139.0612 | 129.7703 | 123.5657 | 3.2778 | 2.5069 | 2.104 | 0.4243 | 0.11598 | 0.73655 | 1.7678 | 1.6213 | -0.098284 | -0.80284 | 0.084558 | 0.78631 | 1.8694 | 6.0613 | 14.7466 | 13.4806 | 13.1926 | 12.2091 | 3.1158 | 1.6582 | 0.38531 | 0.25711 | 0.59879 | -0.28958 | 45.0121 | 44.3958 | 44.2294 | 44.5271 | 44.7579 | 44.6687 | 44.8633 | 44.7911 | 45.3751 | 46.5069 | 47.5693 | 49.0879 | 50.2161 | 50.7988 | 51.1026 | 51.0518 | 50.5501 | 49.6541 | 48.4326 | 47.2326 | 46.206 | 45.6598 | 45.2772 | 44.4028 | 4.9566 | 3.9814 | 4.298 | 3.8474 | 3.4732 | 3.8219 | 3.2506 | 2.9771 | 3.1213 | 3.3583 | 3.6295 | 4.3576 | 3.6739 | 3.6229 | 3.0414 | 2.7803 | 2.4601 | 2.9157 | 3.2845 | 3.028 | 3.2085 | 3.8286 | 3.9779 | 4.3543
Program Specific1-in-10Size: Over 200kWOrange County2015Typical Event Day | Program Specific | 1-in-10 | Size: Over 200kW | Orange County | 2015 | Typical Event Day | 8 | 140.0954 | 134.0888 | 129.7031 | 131.9852 | 143.6669 | 175.426 | 205.1655 | 222.655 | 237.621 | 246.7979 | 254.0851 | 256.9722 | 256.3632 | 254.9588 | 248.7656 | 236.3355 | 221.6578 | 207.0357 | 196.8436 | 193.0498 | 188.24 | 177.8549 | 163.9949 | 155.995 | -0.90551 | -0.53597 | -0.73409 | -1.2456 | -1.8555 | -2.1832 | -1.7853 | -0.9859 | 1.0782 | 1.9231 | -0.35484 | -0.40533 | 1.4967 | 6.3721 | 19.0668 | 17.7805 | 16.2272 | 14.7273 | 5.2842 | 0.064098 | -0.81622 | -0.81058 | -1.2604 | -0.95874 | 78.4044 | 77.2343 | 76.1286 | 75.1723 | 74.2633 | 73.6163 | 73.1552 | 73.4914 | 76.3314 | 81.1389 | 86.2443 | 90.9295 | 94.4163 | 96.5153 | 97.6825 | 98.2112 | 98.3047 | 97.3643 | 95.9045 | 92.9629 | 88.8512 | 85.0519 | 82.3879 | 80.3565 | 5.7164 | 4.5659 | 4.8926 | 4.447 | 3.9597 | 4.2697 | 3.5895 | 3.3406 | 3.5792 | 3.9875 | 4.4013 | 5.3859 | 4.6044 | 4.6061 | 3.9262 | 3.6347 | 3.1782 | 3.5861 | 3.9805 | 3.6937 | 3.9672 | 4.6634 | 4.7876 | 5.2353
Program Specific1-in-10Size: Over 200kWOrange County2016January Monthly Peak | Program Specific | 1-in-10 | Size: Over 200kW | Orange County | 2016 | January Monthly Peak | 1 | 113.1992 | 109.3295 | 105.9632 | 106.8072 | 118.6865 | 149.9842 | 178.5474 | 191.8031 | 200.7499 | 199.7688 | 200.9448 | 200.4054 | 197.6812 | 192.846 | 184.8825 | 171.9631 | 160.8083 | 157.5319 | 153.1098 | 149.1307 | 144.0035 | 138.0282 | 129.2951 | 123.1965 | 3.2073 | 2.4614 | 2.0545 | 0.41672 | 0.1147 | 0.73868 | 1.7839 | 1.6456 | -0.099976 | -0.8102 | 0.085149 | 0.79584 | 1.8969 | 6.1204 | 14.8552 | 13.4642 | 12.9828 | 11.9973 | 3.084 | 1.6407 | 0.38268 | 0.2552 | 0.59659 | -0.28871 | 45.8931 | 45.1063 | 44.1167 | 43.3859 | 43.0994 | 42.5301 | 42.0641 | 41.9828 | 42.4804 | 44.7706 | 47.3735 | 49.2111 | 51.0202 | 52.0168 | 52.6709 | 52.6256 | 51.4692 | 49.8313 | 47.3734 | 45.9957 | 45.1811 | 44.7333 | 44.1553 | 43.3964 | 4.8499 | 3.909 | 4.197 | 3.7786 | 3.4348 | 3.833 | 3.2801 | 3.0217 | 3.175 | 3.3891 | 3.6549 | 4.4104 | 3.728 | 3.6582 | 3.0638 | 2.7769 | 2.421 | 2.8651 | 3.251 | 2.996 | 3.1866 | 3.8001 | 3.9633 | 4.3413
Program Specific1-in-10Size: Over 200kWOrange County2016February Monthly Peak | Program Specific | 1-in-10 | Size: Over 200kW | Orange County | 2016 | February Monthly Peak | 2 | 113.8628 | 109.6114 | 107.0377 | 108.1371 | 119.982 | 150.5396 | 178.0965 | 190.9101 | 199.6727 | 200.7508 | 202.8871 | 204.0524 | 202.5343 | 199.3911 | 192.3952 | 179.2758 | 166.9938 | 161.0867 | 157.6002 | 152.9385 | 147.3864 | 140.1751 | 130.1472 | 123.3213 | 3.2261 | 2.4677 | 2.0754 | 0.42191 | 0.11595 | 0.74142 | 1.7793 | 1.6379 | -0.099439 | -0.81418 | 0.085972 | 0.81033 | 1.9435 | 6.3281 | 15.4588 | 14.0368 | 13.4821 | 12.268 | 3.1745 | 1.6826 | 0.39167 | 0.25917 | 0.60052 | -0.28901 | 51.4966 | 51.8111 | 51.3969 | 50.8739 | 50.772 | 50.0418 | 48.9324 | 49.3705 | 50.3757 | 52.6237 | 54.7973 | 55.8279 | 56.6542 | 57.9012 | 59.0223 | 59.3021 | 58.486 | 58.0908 | 56.5296 | 55.0778 | 53.8722 | 52.3773 | 51.6546 | 50.8679 | 4.8784 | 3.9191 | 4.2396 | 3.8257 | 3.4723 | 3.8472 | 3.2718 | 3.0076 | 3.158 | 3.4057 | 3.6902 | 4.4907 | 3.8195 | 3.7824 | 3.1883 | 2.895 | 2.5141 | 2.9298 | 3.3463 | 3.0725 | 3.2615 | 3.8592 | 3.9895 | 4.3457
Program Specific1-in-10Size: Over 200kWOrange County2016March Monthly Peak | Program Specific | 1-in-10 | Size: Over 200kW | Orange County | 2016 | March Monthly Peak | 3 | 119.2679 | 114.7295 | 110.9043 | 112.3432 | 123.3395 | 153.3432 | 181.3065 | 194.4066 | 203.9894 | 207.441 | 212.1001 | 214.5481 | 215.2072 | 214.3871 | 208.0537 | 195.0309 | 181.8898 | 170.7437 | 164.3197 | 163.509 | 157.8672 | 149.3788 | 138.0791 | 129.719 | 3.3792 | 2.5829 | 2.1503 | 0.43832 | 0.1192 | 0.75523 | 1.8114 | 1.6679 | -0.10159 | -0.84131 | 0.089876 | 0.852 | 2.0651 | 6.804 | 16.717 | 15.2704 | 14.6848 | 13.0034 | 3.3098 | 1.7989 | 0.41953 | 0.27618 | 0.63712 | -0.304 | 62.249 | 60.4298 | 58.6651 | 57.8835 | 57.4265 | 57.058 | 57.0364 | 57.2891 | 58.2801 | 61.9385 | 66.1702 | 70.7146 | 74.4369 | 76.4905 | 77.4768 | 78.1506 | 78.291 | 77.6791 | 76.1187 | 73.3856 | 69.9252 | 66.8892 | 64.4694 | 61.8289 | 5.11 | 4.1021 | 4.3927 | 3.9745 | 3.5695 | 3.9188 | 3.3307 | 3.0627 | 3.2262 | 3.5192 | 3.8578 | 4.7216 | 4.0585 | 4.0668 | 3.4478 | 3.1495 | 2.7384 | 3.1054 | 3.489 | 3.2849 | 3.4934 | 4.1126 | 4.2326 | 4.5711
Program Specific1-in-10Size: Over 200kWOrange County2016April Monthly Peak | Program Specific | 1-in-10 | Size: Over 200kW | Orange County | 2016 | April Monthly Peak | 4 | 121.4176 | 117.0751 | 113.3951 | 115.286 | 126.4751 | 156.7354 | 183.3755 | 199.0691 | 212.0167 | 219.789 | 227.5334 | 231.6301 | 232.7966 | 231.7903 | 224.7574 | 211.1439 | 196.9572 | 184.0389 | 173.3159 | 172.6548 | 167.1943 | 157.851 | 144.9588 | 135.5302 | 1.6284 | 1.3048 | 0.9806 | -0.20964 | -0.63063 | -0.39555 | 0.36221 | 0.59754 | 0.35222 | 0.22524 | -0.081191 | 0.36873 | 1.8587 | 6.686 | 17.7021 | 16.2547 | 15.2656 | 13.6195 | 3.9891 | 1.1095 | -0.057092 | -0.1418 | -0.095683 | -0.53861 | 72.2809 | 70.2706 | 68.5193 | 66.688 | 65.7556 | 65.0297 | 64.3363 | 64.5128 | 67.6899 | 73.4009 | 79.8299 | 85.7586 | 89.6467 | 91.6464 | 92.4071 | 93.0077 | 92.9835 | 92.1457 | 90.5663 | 86.9826 | 81.9031 | 77.8259 | 75.0252 | 72.7426 | 4.9395 | 3.9747 | 4.2647 | 3.8727 | 3.4755 | 3.8033 | 3.1987 | 2.9778 | 3.1839 | 3.5405 | 3.9296 | 4.8402 | 4.1686 | 4.175 | 3.5366 | 3.2375 | 2.8156 | 3.1783 | 3.4942 | 3.2935 | 3.5131 | 4.1265 | 4.2192 | 4.5348
Program Specific1-in-10Size: Over 200kWOrange County2016May Monthly Peak | Program Specific | 1-in-10 | Size: Over 200kW | Orange County | 2016 | May Monthly Peak | 5 | 123.904 | 119.2796 | 115.3757 | 117.4096 | 129.4386 | 160.7731 | 186.265 | 205.3 | 221.8915 | 231.7353 | 241.1055 | 245.3918 | 246.5118 | 245.5795 | 238.4833 | 223.667 | 208.2021 | 193.7994 | 181.9361 | 178.4061 | 174.6022 | 165.0487 | 151.1683 | 142.2518 | 0.31885 | 0.34445 | 0.097552 | -0.70133 | -1.2051 | -1.2756 | -0.71659 | -0.21553 | 0.71664 | 1.0927 | -0.22274 | -0.033457 | 1.6797 | 6.5678 | 18.5081 | 17.0053 | 15.6491 | 14.0386 | 4.5673 | 0.55359 | -0.43996 | -0.47761 | -0.67892 | -0.7338 | 75.719 | 73.8971 | 72.2923 | 71.6359 | 70.8698 | 69.8521 | 69.3128 | 69.6676 | 73.3184 | 79.2806 | 84.4973 | 88.3861 | 91.078 | 93.2878 | 94.6888 | 95.0793 | 94.963 | 93.9262 | 92.3118 | 89.6198 | 85.5495 | 81.0275 | 78.3504 | 76.0962 | 4.9946 | 4.0126 | 4.2996 | 3.9081 | 3.5244 | 3.8657 | 3.2195 | 3.043 | 3.3018 | 3.6989 | 4.126 | 5.081 | 4.3739 | 4.383 | 3.7184 | 3.3983 | 2.9492 | 3.3163 | 3.6346 | 3.3722 | 3.6353 | 4.2753 | 4.3598 | 4.7163
Program Specific1-in-10Size: Over 200kWOrange County2016June Monthly Peak | Program Specific | 1-in-10 | Size: Over 200kW | Orange County | 2016 | June Monthly Peak | 6 | 134.1647 | 129.3648 | 124.043 | 126.0893 | 136.5256 | 165.19 | 191.1689 | 209.0865 | 223.2244 | 231.3853 | 238.2795 | 240.5782 | 238.5467 | 236.8084 | 230.4861 | 219.7889 | 206.3018 | 192.6877 | 184.1891 | 180.9142 | 178.2196 | 170.111 | 156.5696 | 148.4655 | 0.75873 | 0.67732 | 0.38007 | -0.60421 | -1.1032 | -1.0565 | -0.41896 | 0.021369 | 0.62139 | 0.84821 | -0.18171 | 0.085424 | 1.7048 | 6.4747 | 17.9631 | 16.7701 | 15.6438 | 14.0438 | 4.5145 | 0.73234 | -0.33869 | -0.39574 | -0.53261 | -0.71585 | 73.6572 | 72.2303 | 70.9107 | 69.899 | 68.5816 | 67.7168 | 67.3297 | 68.1732 | 71.7158 | 77.0179 | 82.4997 | 87.2187 | 90.8893 | 93.5173 | 95.3758 | 96.2679 | 96.6094 | 95.4311 | 93.7978 | 90.6543 | 86.3854 | 82.3537 | 79.5929 | 77.4355 | 5.4081 | 4.3517 | 4.6224 | 4.1969 | 3.7173 | 3.9718 | 3.3041 | 3.099 | 3.3216 | 3.6932 | 4.0775 | 4.9812 | 4.2325 | 4.2263 | 3.5936 | 3.3392 | 2.9221 | 3.2972 | 3.6794 | 3.4195 | 3.7104 | 4.4063 | 4.5154 | 4.9222
Program Specific1-in-10Size: Over 200kWOrange County2016July Monthly Peak | Program Specific | 1-in-10 | Size: Over 200kW | Orange County | 2016 | July Monthly Peak | 7 | 137.862 | 132.6444 | 128.5797 | 130.4145 | 141.831 | 172.6348 | 199.5278 | 216.0295 | 229.4582 | 238.1163 | 245.3155 | 247.8224 | 246.8257 | 244.7837 | 239.4231 | 229.331 | 216.3354 | 203.1487 | 194.0198 | 189.2039 | 184.8014 | 176.5929 | 163.0808 | 154.5272 | -0.70845 | -0.39633 | -0.60512 | -1.1646 | -1.7568 | -2.0343 | -1.5943 | -0.84959 | 0.99716 | 1.748 | -0.3256 | -0.33855 | 1.4763 | 6.1806 | 18.3845 | 17.2803 | 15.8996 | 14.4896 | 5.1589 | 0.13967 | -0.75211 | -0.76176 | -1.177 | -0.92735 | 79.1768 | 77.7721 | 76.4444 | 75.0232 | 74.1061 | 73.2507 | 72.4141 | 72.8344 | 76.0006 | 80.9759 | 86.3436 | 91.0347 | 93.9734 | 95.4575 | 96.3777 | 96.1997 | 96.0252 | 95.6341 | 94.1024 | 91.4924 | 87.5684 | 83.6035 | 80.9978 | 79.276 | 5.6091 | 4.5038 | 4.8363 | 4.3815 | 3.8979 | 4.1896 | 3.4809 | 3.2319 | 3.4463 | 3.8362 | 4.2372 | 5.1792 | 4.4203 | 4.4096 | 3.7678 | 3.5168 | 3.0929 | 3.5087 | 3.9121 | 3.6097 | 3.8835 | 4.617 | 4.7472 | 5.1711
Program Specific1-in-10Size: Over 200kWOrange County2016August Monthly Peak | Program Specific | 1-in-10 | Size: Over 200kW | Orange County | 2016 | August Monthly Peak | 8 | 140.9035 | 134.9103 | 130.5334 | 132.8137 | 144.6053 | 176.601 | 206.5614 | 224.8431 | 240.7599 | 250.9963 | 259.2682 | 262.7408 | 262.4558 | 260.9411 | 254.6384 | 241.9012 | 226.8144 | 211.6555 | 200.6108 | 196.5399 | 191.2536 | 180.5084 | 166.3097 | 157.9971 | -1.8322 | -1.2114 | -1.3533 | -1.5864 | -2.2448 | -2.7744 | -2.5231 | -1.5452 | 1.3203 | 2.5146 | -0.45078 | -0.68839 | 1.3469 | 6.1908 | 19.3397 | 18.06 | 16.2839 | 14.8561 | 5.638 | -0.32884 | -1.0807 | -1.04 | -1.6626 | -1.0839 | 79.4277 | 78.5372 | 77.6646 | 76.6675 | 76.0103 | 75.4665 | 75.4756 | 76.0699 | 78.7264 | 83.6147 | 88.6075 | 93.333 | 97.3579 | 99.6722 | 100.5665 | 101.3234 | 101.3716 | 100.3934 | 99.5864 | 96.8803 | 92.6727 | 88.8946 | 86.2476 | 84.1408 | 5.862 | 4.6839 | 5.0204 | 4.5626 | 4.0637 | 4.3824 | 3.6847 | 3.4395 | 3.6975 | 4.1348 | 4.5791 | 5.6147 | 4.8062 | 4.8065 | 4.0976 | 3.7932 | 3.3158 | 3.738 | 4.1361 | 3.8341 | 4.1096 | 4.8257 | 4.9503 | 5.4063
Program Specific1-in-10Size: Over 200kWOrange County2016September Monthly Peak | Program Specific | 1-in-10 | Size: Over 200kW | Orange County | 2016 | September Monthly Peak | 9 | 139.3157 | 134.0935 | 130.1498 | 132.1337 | 144.1087 | 175.9336 | 206.7419 | 226.2201 | 244.8277 | 255.4159 | 264.6431 | 268.9213 | 269.3253 | 267.7994 | 260.3464 | 245.7049 | 229.4829 | 213.3328 | 202.5491 | 201.4249 | 192.2188 | 181.5164 | 166.9225 | 157.8084 | -1.8623 | -1.2413 | -1.3835 | -1.5968 | -2.2581 | -2.7959 | -2.5658 | -1.5855 | 1.3555 | 2.5906 | -0.46517 | -0.72022 | 1.3715 | 6.3346 | 19.7631 | 18.3361 | 16.4574 | 14.9626 | 5.7067 | -0.35953 | -1.1002 | -1.058 | -1.6902 | -1.0889 | 81.356 | 80.3979 | 79.4948 | 79.0994 | 78.3554 | 78.0312 | 77.4013 | 76.8881 | 78.8828 | 82.9472 | 87.5264 | 92.1314 | 95.4446 | 97.4144 | 98.4101 | 99.0539 | 99.2127 | 97.9987 | 96.1313 | 92.8245 | 88.7784 | 85.3557 | 82.7134 | 80.5736 | 5.8036 | 4.6617 | 5.0123 | 4.5452 | 4.0551 | 4.3717 | 3.6929 | 3.4652 | 3.7649 | 4.2132 | 4.6802 | 5.7544 | 4.9385 | 4.9394 | 4.195 | 3.8579 | 3.3593 | 3.7726 | 4.1816 | 3.9346 | 4.1358 | 4.8591 | 4.9751 | 5.407
Program Specific1-in-10Size: Over 200kWOrange County2016October Monthly Peak | Program Specific | 1-in-10 | Size: Over 200kW | Orange County | 2016 | October Monthly Peak | 10 | 131.7111 | 126.8017 | 121.4675 | 122.2779 | 133.9807 | 164.7939 | 194.0913 | 210.1588 | 226.22 | 236.0647 | 246.4984 | 251.4364 | 252.8107 | 252.6587 | 245.3823 | 230.4017 | 214.1139 | 199.8996 | 193.6483 | 189.0706 | 178.6076 | 168.3708 | 155.6332 | 146.1833 | 0.34116 | 0.3678 | 0.10418 | -0.72962 | -1.2465 | -1.3061 | -0.74494 | -0.21931 | 0.73007 | 1.1117 | -0.2275 | -0.033605 | 1.7231 | 6.758 | 19.0439 | 17.5177 | 16.0942 | 14.481 | 4.8607 | 0.58766 | -0.44945 | -0.4867 | -0.69804 | -0.75381 | 76.1751 | 74.4181 | 73.0738 | 71.8405 | 70.8919 | 70.2011 | 69.6498 | 69.575 | 71.1208 | 75.4863 | 81.3498 | 87.054 | 91.841 | 95.0516 | 96.261 | 96.9285 | 96.8081 | 95.2512 | 92.1635 | 87.5197 | 82.9167 | 79.8679 | 77.796 | 75.9451 | 5.3093 | 4.2656 | 4.5265 | 4.0701 | 3.6481 | 3.9624 | 3.3547 | 3.115 | 3.3662 | 3.768 | 4.2183 | 5.2062 | 4.4857 | 4.5093 | 3.8259 | 3.5006 | 3.0329 | 3.4207 | 3.8685 | 3.5738 | 3.7186 | 4.3613 | 4.4885 | 4.8467
Program Specific1-in-10Size: Over 200kWOrange County2016November Monthly Peak | Program Specific | 1-in-10 | Size: Over 200kW | Orange County | 2016 | November Monthly Peak | 11 | 123.8593 | 119.4323 | 115.9598 | 117.2767 | 128.6978 | 158.2524 | 184.1416 | 199.5041 | 212.7727 | 220.9246 | 228.9049 | 231.9584 | 232.5453 | 231.4774 | 224.3338 | 209.7309 | 196.2087 | 189.029 | 178.5733 | 172.7493 | 164.8504 | 156.0852 | 144.6012 | 136.6312 | 2.3556 | 1.8412 | 1.4708 | 0.03879 | -0.35387 | 0.04353 | 0.91831 | 1.017 | 0.18085 | -0.19531 | -0.014545 | 0.57661 | 1.9975 | 6.9285 | 17.8027 | 16.2494 | 15.4455 | 14.1418 | 3.9173 | 1.4071 | 0.12946 | 0.020898 | 0.19111 | -0.45927 | 70.2982 | 68.2132 | 67.6305 | 66.2581 | 65.1317 | 63.9942 | 64.2771 | 64.6347 | 66.9569 | 71.5038 | 77.7636 | 83.1343 | 86.4537 | 88.2053 | 89.2173 | 89.0944 | 87.8591 | 85.2463 | 81.7889 | 78.8132 | 76.1619 | 73.9464 | 72.0663 | 71.0832 | 5.1128 | 4.1142 | 4.4251 | 3.9974 | 3.5885 | 3.8965 | 3.2592 | 3.0281 | 3.2422 | 3.6111 | 4.0113 | 4.9183 | 4.2253 | 4.2306 | 3.5818 | 3.2631 | 2.846 | 3.3124 | 3.6531 | 3.3437 | 3.5147 | 4.1402 | 4.2706 | 4.6388
Program Specific1-in-10Size: Over 200kWOrange County2016December Monthly Peak | Program Specific | 1-in-10 | Size: Over 200kW | Orange County | 2016 | December Monthly Peak | 12 | 115.6878 | 111.3527 | 108.5126 | 108.7497 | 120.013 | 149.5512 | 176.9454 | 188.9727 | 197.3525 | 197.9558 | 199.5505 | 198.0044 | 194.8104 | 190.985 | 183.5308 | 172.1726 | 163.4073 | 160.313 | 154.6896 | 150.7204 | 144.9909 | 139.0612 | 129.7703 | 123.5657 | 3.2778 | 2.5069 | 2.104 | 0.4243 | 0.11598 | 0.73655 | 1.7678 | 1.6213 | -0.098284 | -0.80284 | 0.084558 | 0.78631 | 1.8694 | 6.0613 | 14.7466 | 13.4806 | 13.1926 | 12.2091 | 3.1158 | 1.6582 | 0.38531 | 0.25711 | 0.59879 | -0.28958 | 45.0121 | 44.3958 | 44.2294 | 44.5271 | 44.7579 | 44.6687 | 44.8633 | 44.7911 | 45.3751 | 46.5069 | 47.5693 | 49.0879 | 50.2161 | 50.7988 | 51.1026 | 51.0518 | 50.5501 | 49.6541 | 48.4326 | 47.2326 | 46.206 | 45.6598 | 45.2772 | 44.4028 | 4.9566 | 3.9814 | 4.298 | 3.8474 | 3.4732 | 3.8219 | 3.2506 | 2.9771 | 3.1213 | 3.3583 | 3.6295 | 4.3576 | 3.6739 | 3.6229 | 3.0414 | 2.7803 | 2.4601 | 2.9157 | 3.2845 | 3.028 | 3.2085 | 3.8286 | 3.9779 | 4.3543
Program Specific1-in-10Size: Over 200kWOrange County2016Typical Event Day | Program Specific | 1-in-10 | Size: Over 200kW | Orange County | 2016 | Typical Event Day | 8 | 140.0954 | 134.0888 | 129.7031 | 131.9852 | 143.6669 | 175.426 | 205.1655 | 222.655 | 237.621 | 246.7979 | 254.0851 | 256.9722 | 256.3632 | 254.9588 | 248.7656 | 236.3355 | 221.6578 | 207.0357 | 196.8436 | 193.0498 | 188.24 | 177.8549 | 163.9949 | 155.995 | -0.90551 | -0.53597 | -0.73409 | -1.2456 | -1.8555 | -2.1832 | -1.7853 | -0.9859 | 1.0782 | 1.9231 | -0.35484 | -0.40533 | 1.4967 | 6.3721 | 19.0668 | 17.7805 | 16.2272 | 14.7273 | 5.2842 | 0.064098 | -0.81622 | -0.81058 | -1.2604 | -0.95874 | 78.4044 | 77.2343 | 76.1286 | 75.1723 | 74.2633 | 73.6163 | 73.1552 | 73.4914 | 76.3314 | 81.1389 | 86.2443 | 90.9295 | 94.4163 | 96.5153 | 97.6825 | 98.2112 | 98.3047 | 97.3643 | 95.9045 | 92.9629 | 88.8512 | 85.0519 | 82.3879 | 80.3565 | 5.7164 | 4.5659 | 4.8926 | 4.447 | 3.9597 | 4.2697 | 3.5895 | 3.3406 | 3.5792 | 3.9875 | 4.4013 | 5.3859 | 4.6044 | 4.6061 | 3.9262 | 3.6347 | 3.1782 | 3.5861 | 3.9805 | 3.6937 | 3.9672 | 4.6634 | 4.7876 | 5.2353
Program Specific1-in-10Size: Over 200kWOrange County2017January Monthly Peak | Program Specific | 1-in-10 | Size: Over 200kW | Orange County | 2017 | January Monthly Peak | 1 | 113.1992 | 109.3295 | 105.9632 | 106.8072 | 118.6865 | 149.9842 | 178.5474 | 191.8031 | 200.7499 | 199.7688 | 200.9448 | 200.4054 | 197.6812 | 192.846 | 184.8824 | 171.9631 | 160.8083 | 157.5319 | 153.1098 | 149.1307 | 144.0034 | 138.0282 | 129.2951 | 123.1965 | 3.2073 | 2.4614 | 2.0545 | 0.41672 | 0.1147 | 0.73868 | 1.7839 | 1.6456 | -0.099976 | -0.8102 | 0.085149 | 0.79584 | 1.8969 | 6.1204 | 14.8552 | 13.4642 | 12.9828 | 11.9973 | 3.084 | 1.6407 | 0.38268 | 0.2552 | 0.59659 | -0.28871 | 45.8931 | 45.1063 | 44.1167 | 43.3859 | 43.0994 | 42.5301 | 42.0641 | 41.9828 | 42.4804 | 44.7706 | 47.3735 | 49.2111 | 51.0202 | 52.0168 | 52.6709 | 52.6256 | 51.4692 | 49.8313 | 47.3733 | 45.9957 | 45.1811 | 44.7333 | 44.1553 | 43.3964 | 4.8499 | 3.909 | 4.197 | 3.7786 | 3.4348 | 3.833 | 3.2801 | 3.0217 | 3.175 | 3.3891 | 3.6549 | 4.4104 | 3.728 | 3.6582 | 3.0638 | 2.7769 | 2.421 | 2.8651 | 3.251 | 2.996 | 3.1866 | 3.8001 | 3.9633 | 4.3413
Program Specific1-in-10Size: Over 200kWOrange County2017February Monthly Peak | Program Specific | 1-in-10 | Size: Over 200kW | Orange County | 2017 | February Monthly Peak | 2 | 113.8628 | 109.6114 | 107.0377 | 108.1371 | 119.982 | 150.5396 | 178.0965 | 190.9101 | 199.6727 | 200.7508 | 202.8871 | 204.0524 | 202.5343 | 199.3911 | 192.3952 | 179.2758 | 166.9938 | 161.0867 | 157.6002 | 152.9385 | 147.3864 | 140.1751 | 130.1472 | 123.3213 | 3.2261 | 2.4677 | 2.0754 | 0.42191 | 0.11595 | 0.74142 | 1.7794 | 1.6379 | -0.099439 | -0.81418 | 0.085972 | 0.81032 | 1.9435 | 6.3281 | 15.4588 | 14.0368 | 13.4821 | 12.268 | 3.1745 | 1.6826 | 0.39167 | 0.25917 | 0.60052 | -0.28901 | 51.4966 | 51.8111 | 51.3969 | 50.8739 | 50.772 | 50.0418 | 48.9324 | 49.3705 | 50.3757 | 52.6237 | 54.7973 | 55.8279 | 56.6542 | 57.9012 | 59.0223 | 59.3021 | 58.486 | 58.0908 | 56.5296 | 55.0778 | 53.8722 | 52.3773 | 51.6546 | 50.8679 | 4.8784 | 3.9191 | 4.2396 | 3.8257 | 3.4723 | 3.8472 | 3.2718 | 3.0076 | 3.158 | 3.4057 | 3.6902 | 4.4907 | 3.8195 | 3.7824 | 3.1883 | 2.895 | 2.5141 | 2.9298 | 3.3463 | 3.0725 | 3.2615 | 3.8592 | 3.9895 | 4.3457
Program Specific1-in-10Size: Over 200kWOrange County2017March Monthly Peak | Program Specific | 1-in-10 | Size: Over 200kW | Orange County | 2017 | March Monthly Peak | 3 | 119.2679 | 114.7295 | 110.9043 | 112.3432 | 123.3395 | 153.3432 | 181.3065 | 194.4066 | 203.9894 | 207.441 | 212.1001 | 214.5481 | 215.2072 | 214.3871 | 208.0537 | 195.0309 | 181.8898 | 170.7437 | 164.3197 | 163.509 | 157.8672 | 149.3788 | 138.0791 | 129.7189 | 3.3792 | 2.5829 | 2.1503 | 0.43832 | 0.1192 | 0.75523 | 1.8114 | 1.6679 | -0.10159 | -0.84131 | 0.089876 | 0.852 | 2.0651 | 6.804 | 16.717 | 15.2704 | 14.6848 | 13.0034 | 3.3098 | 1.7989 | 0.41953 | 0.27618 | 0.63712 | -0.304 | 62.249 | 60.4298 | 58.6651 | 57.8835 | 57.4265 | 57.058 | 57.0364 | 57.2891 | 58.2801 | 61.9385 | 66.1702 | 70.7146 | 74.4369 | 76.4905 | 77.4768 | 78.1506 | 78.291 | 77.6791 | 76.1187 | 73.3856 | 69.9252 | 66.8892 | 64.4694 | 61.8289 | 5.11 | 4.1021 | 4.3927 | 3.9745 | 3.5695 | 3.9188 | 3.3307 | 3.0627 | 3.2262 | 3.5192 | 3.8578 | 4.7216 | 4.0585 | 4.0668 | 3.4478 | 3.1495 | 2.7384 | 3.1054 | 3.489 | 3.2849 | 3.4934 | 4.1126 | 4.2326 | 4.5711
Program Specific1-in-10Size: Over 200kWOrange County2017April Monthly Peak | Program Specific | 1-in-10 | Size: Over 200kW | Orange County | 2017 | April Monthly Peak | 4 | 121.4176 | 117.0751 | 113.3951 | 115.286 | 126.4751 | 156.7354 | 183.3755 | 199.0691 | 212.0167 | 219.789 | 227.5334 | 231.6301 | 232.7966 | 231.7903 | 224.7574 | 211.1439 | 196.9572 | 184.0389 | 173.3159 | 172.6548 | 167.1943 | 157.851 | 144.9588 | 135.5302 | 1.6284 | 1.3048 | 0.9806 | -0.20964 | -0.63063 | -0.39555 | 0.36221 | 0.59754 | 0.35222 | 0.22524 | -0.081191 | 0.36873 | 1.8587 | 6.686 | 17.7021 | 16.2547 | 15.2656 | 13.6195 | 3.9891 | 1.1095 | -0.057092 | -0.1418 | -0.095683 | -0.53861 | 72.2809 | 70.2706 | 68.5193 | 66.688 | 65.7556 | 65.0297 | 64.3363 | 64.5128 | 67.6899 | 73.4009 | 79.8299 | 85.7586 | 89.6467 | 91.6464 | 92.4071 | 93.0077 | 92.9835 | 92.1457 | 90.5663 | 86.9826 | 81.9031 | 77.8259 | 75.0252 | 72.7426 | 4.9395 | 3.9747 | 4.2647 | 3.8727 | 3.4755 | 3.8033 | 3.1987 | 2.9778 | 3.1839 | 3.5405 | 3.9296 | 4.8402 | 4.1686 | 4.175 | 3.5366 | 3.2375 | 2.8156 | 3.1783 | 3.4942 | 3.2935 | 3.5131 | 4.1265 | 4.2192 | 4.5348
Program Specific1-in-10Size: Over 200kWOrange County2017May Monthly Peak | Program Specific | 1-in-10 | Size: Over 200kW | Orange County | 2017 | May Monthly Peak | 5 | 123.904 | 119.2796 | 115.3757 | 117.4096 | 129.4386 | 160.7731 | 186.265 | 205.3 | 221.8915 | 231.7353 | 241.1055 | 245.3917 | 246.5118 | 245.5795 | 238.4833 | 223.667 | 208.2021 | 193.7994 | 181.9361 | 178.4061 | 174.6022 | 165.0487 | 151.1683 | 142.2518 | 0.31885 | 0.34445 | 0.097552 | -0.70133 | -1.2051 | -1.2756 | -0.71659 | -0.21553 | 0.71664 | 1.0927 | -0.22274 | -0.033457 | 1.6797 | 6.5678 | 18.5081 | 17.0053 | 15.6491 | 14.0386 | 4.5673 | 0.55359 | -0.43996 | -0.47761 | -0.67892 | -0.7338 | 75.719 | 73.8971 | 72.2923 | 71.6359 | 70.8698 | 69.8521 | 69.3128 | 69.6676 | 73.3184 | 79.2806 | 84.4973 | 88.3861 | 91.078 | 93.2878 | 94.6888 | 95.0793 | 94.963 | 93.9262 | 92.3118 | 89.6198 | 85.5495 | 81.0275 | 78.3504 | 76.0962 | 4.9946 | 4.0126 | 4.2996 | 3.9081 | 3.5244 | 3.8657 | 3.2195 | 3.043 | 3.3018 | 3.6989 | 4.126 | 5.081 | 4.3739 | 4.383 | 3.7184 | 3.3983 | 2.9492 | 3.3163 | 3.6346 | 3.3722 | 3.6353 | 4.2753 | 4.3598 | 4.7163
Program Specific1-in-10Size: Over 200kWOrange County2017June Monthly Peak | Program Specific | 1-in-10 | Size: Over 200kW | Orange County | 2017 | June Monthly Peak | 6 | 134.1647 | 129.3648 | 124.043 | 126.0893 | 136.5256 | 165.19 | 191.1689 | 209.0865 | 223.2244 | 231.3853 | 238.2795 | 240.5782 | 238.5467 | 236.8084 | 230.4861 | 219.7889 | 206.3018 | 192.6877 | 184.1891 | 180.9142 | 178.2196 | 170.111 | 156.5696 | 148.4655 | 0.75873 | 0.67732 | 0.38007 | -0.60421 | -1.1032 | -1.0565 | -0.41896 | 0.021369 | 0.62139 | 0.84821 | -0.18171 | 0.085424 | 1.7048 | 6.4747 | 17.9631 | 16.7701 | 15.6438 | 14.0438 | 4.5145 | 0.73234 | -0.33869 | -0.39574 | -0.53261 | -0.71585 | 73.6572 | 72.2303 | 70.9107 | 69.899 | 68.5816 | 67.7168 | 67.3297 | 68.1732 | 71.7158 | 77.0179 | 82.4997 | 87.2187 | 90.8893 | 93.5173 | 95.3758 | 96.2679 | 96.6094 | 95.4311 | 93.7978 | 90.6543 | 86.3854 | 82.3537 | 79.5929 | 77.4355 | 5.4081 | 4.3517 | 4.6224 | 4.1969 | 3.7173 | 3.9718 | 3.3041 | 3.099 | 3.3216 | 3.6932 | 4.0775 | 4.9812 | 4.2325 | 4.2263 | 3.5936 | 3.3392 | 2.9221 | 3.2972 | 3.6794 | 3.4195 | 3.7104 | 4.4063 | 4.5154 | 4.9222
Program Specific1-in-10Size: Over 200kWOrange County2017July Monthly Peak | Program Specific | 1-in-10 | Size: Over 200kW | Orange County | 2017 | July Monthly Peak | 7 | 137.862 | 132.6444 | 128.5797 | 130.4145 | 141.831 | 172.6348 | 199.5278 | 216.0295 | 229.4582 | 238.1163 | 245.3155 | 247.8224 | 246.8257 | 244.7837 | 239.4231 | 229.331 | 216.3354 | 203.1487 | 194.0198 | 189.2039 | 184.8014 | 176.5929 | 163.0808 | 154.5272 | -0.70845 | -0.39633 | -0.60512 | -1.1646 | -1.7568 | -2.0343 | -1.5943 | -0.84959 | 0.99716 | 1.748 | -0.3256 | -0.33855 | 1.4763 | 6.1806 | 18.3845 | 17.2803 | 15.8996 | 14.4896 | 5.1589 | 0.13967 | -0.75211 | -0.76176 | -1.177 | -0.92735 | 79.1768 | 77.7721 | 76.4444 | 75.0232 | 74.1061 | 73.2507 | 72.4141 | 72.8344 | 76.0007 | 80.9759 | 86.3436 | 91.0347 | 93.9734 | 95.4575 | 96.3777 | 96.1997 | 96.0252 | 95.6341 | 94.1024 | 91.4924 | 87.5684 | 83.6035 | 80.9978 | 79.276 | 5.6091 | 4.5038 | 4.8363 | 4.3815 | 3.8979 | 4.1896 | 3.4809 | 3.2319 | 3.4463 | 3.8362 | 4.2372 | 5.1792 | 4.4203 | 4.4096 | 3.7678 | 3.5168 | 3.0929 | 3.5087 | 3.9121 | 3.6097 | 3.8835 | 4.617 | 4.7472 | 5.1711
Program Specific1-in-10Size: Over 200kWOrange County2017August Monthly Peak | Program Specific | 1-in-10 | Size: Over 200kW | Orange County | 2017 | August Monthly Peak | 8 | 140.9035 | 134.9102 | 130.5334 | 132.8137 | 144.6053 | 176.601 | 206.5614 | 224.8431 | 240.7599 | 250.9964 | 259.2682 | 262.7408 | 262.4558 | 260.9411 | 254.6384 | 241.9012 | 226.8144 | 211.6555 | 200.6108 | 196.5399 | 191.2536 | 180.5084 | 166.3097 | 157.9971 | -1.8322 | -1.2114 | -1.3533 | -1.5864 | -2.2448 | -2.7744 | -2.5231 | -1.5452 | 1.3203 | 2.5146 | -0.45078 | -0.68839 | 1.3469 | 6.1908 | 19.3397 | 18.06 | 16.2839 | 14.8561 | 5.638 | -0.32884 | -1.0807 | -1.04 | -1.6626 | -1.0839 | 79.4277 | 78.5372 | 77.6646 | 76.6675 | 76.0103 | 75.4665 | 75.4756 | 76.0699 | 78.7264 | 83.6147 | 88.6075 | 93.3331 | 97.3579 | 99.6721 | 100.5665 | 101.3234 | 101.3716 | 100.3934 | 99.5864 | 96.8803 | 92.6727 | 88.8946 | 86.2476 | 84.1408 | 5.862 | 4.6839 | 5.0204 | 4.5626 | 4.0637 | 4.3824 | 3.6847 | 3.4395 | 3.6975 | 4.1348 | 4.5791 | 5.6147 | 4.8062 | 4.8065 | 4.0976 | 3.7932 | 3.3158 | 3.738 | 4.1361 | 3.8341 | 4.1096 | 4.8257 | 4.9503 | 5.4063
Program Specific1-in-10Size: Over 200kWOrange County2017September Monthly Peak | Program Specific | 1-in-10 | Size: Over 200kW | Orange County | 2017 | September Monthly Peak | 9 | 139.3157 | 134.0935 | 130.1498 | 132.1337 | 144.1087 | 175.9335 | 206.7419 | 226.2201 | 244.8277 | 255.4159 | 264.6431 | 268.9214 | 269.3253 | 267.7994 | 260.3464 | 245.7049 | 229.4829 | 213.3328 | 202.5491 | 201.4249 | 192.2187 | 181.5164 | 166.9225 | 157.8084 | -1.8623 | -1.2413 | -1.3835 | -1.5968 | -2.2581 | -2.7959 | -2.5658 | -1.5855 | 1.3555 | 2.5906 | -0.46517 | -0.72022 | 1.3715 | 6.3346 | 19.7631 | 18.3361 | 16.4574 | 14.9626 | 5.7067 | -0.35953 | -1.1002 | -1.058 | -1.6902 | -1.0889 | 81.356 | 80.3979 | 79.4948 | 79.0994 | 78.3554 | 78.0312 | 77.4013 | 76.8881 | 78.8828 | 82.9472 | 87.5264 | 92.1314 | 95.4446 | 97.4144 | 98.4101 | 99.0539 | 99.2127 | 97.9987 | 96.1312 | 92.8245 | 88.7784 | 85.3557 | 82.7134 | 80.5736 | 5.8036 | 4.6617 | 5.0123 | 4.5452 | 4.0551 | 4.3717 | 3.6929 | 3.4652 | 3.7649 | 4.2132 | 4.6802 | 5.7544 | 4.9385 | 4.9394 | 4.195 | 3.8579 | 3.3593 | 3.7726 | 4.1816 | 3.9346 | 4.1358 | 4.8591 | 4.9751 | 5.407
Program Specific1-in-10Size: Over 200kWOrange County2017October Monthly Peak | Program Specific | 1-in-10 | Size: Over 200kW | Orange County | 2017 | October Monthly Peak | 10 | 131.7111 | 126.8017 | 121.4675 | 122.2779 | 133.9807 | 164.7939 | 194.0913 | 210.1588 | 226.22 | 236.0647 | 246.4984 | 251.4364 | 252.8107 | 252.6587 | 245.3823 | 230.4017 | 214.1139 | 199.8996 | 193.6483 | 189.0707 | 178.6076 | 168.3708 | 155.6332 | 146.1834 | 0.34116 | 0.3678 | 0.10418 | -0.72962 | -1.2465 | -1.3061 | -0.74494 | -0.21931 | 0.73007 | 1.1117 | -0.2275 | -0.033605 | 1.7231 | 6.758 | 19.0439 | 17.5177 | 16.0942 | 14.481 | 4.8607 | 0.58766 | -0.44945 | -0.4867 | -0.69804 | -0.75381 | 76.1751 | 74.4181 | 73.0738 | 71.8405 | 70.8919 | 70.2011 | 69.6498 | 69.575 | 71.1208 | 75.4863 | 81.3498 | 87.054 | 91.841 | 95.0516 | 96.261 | 96.9285 | 96.8081 | 95.2512 | 92.1635 | 87.5197 | 82.9167 | 79.8679 | 77.796 | 75.9451 | 5.3093 | 4.2656 | 4.5265 | 4.0701 | 3.6481 | 3.9624 | 3.3547 | 3.115 | 3.3662 | 3.768 | 4.2183 | 5.2062 | 4.4857 | 4.5093 | 3.8259 | 3.5006 | 3.0329 | 3.4207 | 3.8685 | 3.5738 | 3.7186 | 4.3613 | 4.4885 | 4.8467
Program Specific1-in-10Size: Over 200kWOrange County2017November Monthly Peak | Program Specific | 1-in-10 | Size: Over 200kW | Orange County | 2017 | November Monthly Peak | 11 | 123.8593 | 119.4323 | 115.9598 | 117.2767 | 128.6978 | 158.2524 | 184.1416 | 199.5041 | 212.7727 | 220.9246 | 228.9049 | 231.9584 | 232.5453 | 231.4774 | 224.3338 | 209.7309 | 196.2087 | 189.029 | 178.5733 | 172.7493 | 164.8504 | 156.0852 | 144.6012 | 136.6312 | 2.3556 | 1.8412 | 1.4708 | 0.03879 | -0.35387 | 0.04353 | 0.91831 | 1.017 | 0.18085 | -0.19531 | -0.014545 | 0.57661 | 1.9975 | 6.9285 | 17.8027 | 16.2494 | 15.4455 | 14.1418 | 3.9173 | 1.4071 | 0.12946 | 0.020898 | 0.19111 | -0.45927 | 70.2982 | 68.2132 | 67.6305 | 66.2581 | 65.1317 | 63.9942 | 64.2771 | 64.6347 | 66.9569 | 71.5038 | 77.7636 | 83.1343 | 86.4537 | 88.2053 | 89.2173 | 89.0944 | 87.8591 | 85.2464 | 81.7889 | 78.8132 | 76.1619 | 73.9464 | 72.0663 | 71.0832 | 5.1128 | 4.1142 | 4.4251 | 3.9974 | 3.5885 | 3.8965 | 3.2592 | 3.0281 | 3.2422 | 3.6111 | 4.0113 | 4.9183 | 4.2253 | 4.2306 | 3.5818 | 3.2631 | 2.846 | 3.3124 | 3.6531 | 3.3437 | 3.5147 | 4.1403 | 4.2706 | 4.6388
Program Specific1-in-10Size: Over 200kWOrange County2017December Monthly Peak | Program Specific | 1-in-10 | Size: Over 200kW | Orange County | 2017 | December Monthly Peak | 12 | 115.6878 | 111.3527 | 108.5126 | 108.7498 | 120.013 | 149.5512 | 176.9454 | 188.9727 | 197.3525 | 197.9558 | 199.5505 | 198.0044 | 194.8104 | 190.985 | 183.5308 | 172.1726 | 163.4073 | 160.313 | 154.6896 | 150.7204 | 144.9909 | 139.0612 | 129.7702 | 123.5657 | 3.2778 | 2.5069 | 2.104 | 0.4243 | 0.11598 | 0.73655 | 1.7678 | 1.6213 | -0.098284 | -0.80284 | 0.084558 | 0.78631 | 1.8694 | 6.0613 | 14.7466 | 13.4806 | 13.1926 | 12.2091 | 3.1158 | 1.6582 | 0.38531 | 0.25711 | 0.59879 | -0.28958 | 45.0121 | 44.3958 | 44.2294 | 44.5271 | 44.7579 | 44.6687 | 44.8633 | 44.7911 | 45.3751 | 46.5069 | 47.5693 | 49.0879 | 50.2161 | 50.7988 | 51.1026 | 51.0518 | 50.5501 | 49.6541 | 48.4326 | 47.2326 | 46.206 | 45.6598 | 45.2772 | 44.4028 | 4.9566 | 3.9814 | 4.298 | 3.8474 | 3.4732 | 3.8219 | 3.2506 | 2.9771 | 3.1213 | 3.3583 | 3.6295 | 4.3576 | 3.6739 | 3.6229 | 3.0414 | 2.7803 | 2.4601 | 2.9157 | 3.2845 | 3.028 | 3.2085 | 3.8286 | 3.9779 | 4.3543
Program Specific1-in-10Size: Over 200kWOrange County2017Typical Event Day | Program Specific | 1-in-10 | Size: Over 200kW | Orange County | 2017 | Typical Event Day | 8 | 140.0953 | 134.0888 | 129.7031 | 131.9852 | 143.6669 | 175.426 | 205.1655 | 222.655 | 237.621 | 246.7979 | 254.0851 | 256.9722 | 256.3632 | 254.9588 | 248.7656 | 236.3355 | 221.6578 | 207.0357 | 196.8437 | 193.0498 | 188.24 | 177.8549 | 163.9949 | 155.995 | -0.90551 | -0.53597 | -0.73409 | -1.2456 | -1.8555 | -2.1832 | -1.7853 | -0.9859 | 1.0782 | 1.9231 | -0.35484 | -0.40533 | 1.4967 | 6.3721 | 19.0668 | 17.7805 | 16.2272 | 14.7273 | 5.2842 | 0.064098 | -0.81622 | -0.81058 | -1.2604 | -0.95874 | 78.4044 | 77.2343 | 76.1286 | 75.1723 | 74.2633 | 73.6163 | 73.1552 | 73.4914 | 76.3314 | 81.1389 | 86.2443 | 90.9295 | 94.4163 | 96.5153 | 97.6825 | 98.2112 | 98.3047 | 97.3643 | 95.9045 | 92.9629 | 88.8512 | 85.0519 | 82.3879 | 80.3565 | 5.7164 | 4.5659 | 4.8926 | 4.447 | 3.9597 | 4.2697 | 3.5895 | 3.3406 | 3.5792 | 3.9875 | 4.4013 | 5.3859 | 4.6044 | 4.6061 | 3.9262 | 3.6347 | 3.1782 | 3.5861 | 3.9805 | 3.6937 | 3.9672 | 4.6634 | 4.7876 | 5.2353
Program Specific1-in-10Size: Over 200kWOrange County2018January Monthly Peak | Program Specific | 1-in-10 | Size: Over 200kW | Orange County | 2018 | January Monthly Peak | 1 | 113.1992 | 109.3295 | 105.9632 | 106.8072 | 118.6865 | 149.9842 | 178.5474 | 191.8031 | 200.7499 | 199.7688 | 200.9448 | 200.4054 | 197.6812 | 192.8459 | 184.8824 | 171.9631 | 160.8083 | 157.5319 | 153.1098 | 149.1307 | 144.0034 | 138.0282 | 129.2951 | 123.1965 | 3.2073 | 2.4614 | 2.0545 | 0.41672 | 0.1147 | 0.73868 | 1.7839 | 1.6456 | -0.099976 | -0.8102 | 0.085149 | 0.79584 | 1.8969 | 6.1204 | 14.8552 | 13.4642 | 12.9828 | 11.9973 | 3.084 | 1.6407 | 0.38268 | 0.2552 | 0.59659 | -0.28871 | 45.8931 | 45.1063 | 44.1167 | 43.3859 | 43.0994 | 42.5301 | 42.0641 | 41.9828 | 42.4804 | 44.7706 | 47.3735 | 49.2111 | 51.0202 | 52.0168 | 52.6709 | 52.6256 | 51.4692 | 49.8313 | 47.3734 | 45.9957 | 45.1811 | 44.7333 | 44.1553 | 43.3964 | 4.8499 | 3.909 | 4.197 | 3.7786 | 3.4348 | 3.833 | 3.2801 | 3.0217 | 3.175 | 3.3891 | 3.6549 | 4.4104 | 3.728 | 3.6582 | 3.0638 | 2.7769 | 2.421 | 2.8651 | 3.251 | 2.996 | 3.1866 | 3.8001 | 3.9633 | 4.3413
Program Specific1-in-10Size: Over 200kWOrange County2018February Monthly Peak | Program Specific | 1-in-10 | Size: Over 200kW | Orange County | 2018 | February Monthly Peak | 2 | 113.8628 | 109.6114 | 107.0377 | 108.1371 | 119.982 | 150.5396 | 178.0965 | 190.91 | 199.6728 | 200.7508 | 202.8871 | 204.0524 | 202.5343 | 199.3911 | 192.3952 | 179.2758 | 166.9938 | 161.0867 | 157.6002 | 152.9385 | 147.3864 | 140.1751 | 130.1472 | 123.3213 | 3.2261 | 2.4677 | 2.0754 | 0.42191 | 0.11595 | 0.74142 | 1.7794 | 1.6379 | -0.099439 | -0.81418 | 0.085972 | 0.81032 | 1.9435 | 6.3281 | 15.4588 | 14.0368 | 13.4821 | 12.268 | 3.1745 | 1.6826 | 0.39167 | 0.25917 | 0.60052 | -0.28901 | 51.4966 | 51.8111 | 51.3969 | 50.8739 | 50.772 | 50.0418 | 48.9324 | 49.3705 | 50.3757 | 52.6236 | 54.7973 | 55.8279 | 56.6542 | 57.9012 | 59.0223 | 59.3021 | 58.486 | 58.0908 | 56.5296 | 55.0778 | 53.8722 | 52.3773 | 51.6546 | 50.8679 | 4.8784 | 3.9191 | 4.2396 | 3.8257 | 3.4723 | 3.8472 | 3.2718 | 3.0076 | 3.158 | 3.4057 | 3.6902 | 4.4907 | 3.8195 | 3.7824 | 3.1883 | 2.895 | 2.5141 | 2.9298 | 3.3463 | 3.0725 | 3.2615 | 3.8592 | 3.9895 | 4.3457
Program Specific1-in-10Size: Over 200kWOrange County2018March Monthly Peak | Program Specific | 1-in-10 | Size: Over 200kW | Orange County | 2018 | March Monthly Peak | 3 | 119.2679 | 114.7295 | 110.9043 | 112.3432 | 123.3395 | 153.3432 | 181.3065 | 194.4066 | 203.9894 | 207.441 | 212.1001 | 214.5481 | 215.2072 | 214.387 | 208.0537 | 195.0309 | 181.8898 | 170.7437 | 164.3197 | 163.509 | 157.8672 | 149.3788 | 138.0791 | 129.719 | 3.3792 | 2.5829 | 2.1503 | 0.43832 | 0.1192 | 0.75523 | 1.8114 | 1.6679 | -0.10159 | -0.84131 | 0.089876 | 0.852 | 2.0651 | 6.804 | 16.717 | 15.2704 | 14.6848 | 13.0034 | 3.3098 | 1.7989 | 0.41953 | 0.27618 | 0.63712 | -0.304 | 62.249 | 60.4298 | 58.6651 | 57.8835 | 57.4265 | 57.058 | 57.0364 | 57.2891 | 58.2801 | 61.9385 | 66.1702 | 70.7146 | 74.4369 | 76.4905 | 77.4768 | 78.1506 | 78.291 | 77.6791 | 76.1187 | 73.3856 | 69.9252 | 66.8892 | 64.4694 | 61.8289 | 5.11 | 4.1021 | 4.3927 | 3.9745 | 3.5695 | 3.9188 | 3.3307 | 3.0627 | 3.2262 | 3.5192 | 3.8578 | 4.7216 | 4.0585 | 4.0668 | 3.4478 | 3.1495 | 2.7384 | 3.1054 | 3.489 | 3.2849 | 3.4934 | 4.1126 | 4.2326 | 4.5711
Program Specific1-in-10Size: Over 200kWOrange County2018April Monthly Peak | Program Specific | 1-in-10 | Size: Over 200kW | Orange County | 2018 | April Monthly Peak | 4 | 121.4176 | 117.0751 | 113.3951 | 115.286 | 126.4751 | 156.7354 | 183.3755 | 199.0691 | 212.0167 | 219.789 | 227.5334 | 231.6301 | 232.7966 | 231.7903 | 224.7574 | 211.1439 | 196.9572 | 184.0389 | 173.3159 | 172.6548 | 167.1943 | 157.851 | 144.9588 | 135.5302 | 1.6284 | 1.3048 | 0.9806 | -0.20964 | -0.63063 | -0.39555 | 0.36221 | 0.59754 | 0.35222 | 0.22524 | -0.081191 | 0.36873 | 1.8587 | 6.686 | 17.7021 | 16.2547 | 15.2656 | 13.6195 | 3.9891 | 1.1095 | -0.057092 | -0.1418 | -0.095683 | -0.53861 | 72.2809 | 70.2706 | 68.5193 | 66.688 | 65.7556 | 65.0297 | 64.3363 | 64.5128 | 67.6899 | 73.4009 | 79.8299 | 85.7586 | 89.6467 | 91.6464 | 92.4071 | 93.0077 | 92.9835 | 92.1457 | 90.5663 | 86.9826 | 81.9031 | 77.8259 | 75.0252 | 72.7426 | 4.9395 | 3.9747 | 4.2647 | 3.8727 | 3.4755 | 3.8033 | 3.1987 | 2.9778 | 3.1839 | 3.5405 | 3.9296 | 4.8402 | 4.1686 | 4.175 | 3.5366 | 3.2375 | 2.8156 | 3.1783 | 3.4942 | 3.2935 | 3.5131 | 4.1265 | 4.2192 | 4.5348
Program Specific1-in-10Size: Over 200kWOrange County2018May Monthly Peak | Program Specific | 1-in-10 | Size: Over 200kW | Orange County | 2018 | May Monthly Peak | 5 | 123.904 | 119.2796 | 115.3757 | 117.4096 | 129.4386 | 160.7731 | 186.265 | 205.3 | 221.8915 | 231.7353 | 241.1055 | 245.3918 | 246.5118 | 245.5795 | 238.4833 | 223.667 | 208.2021 | 193.7994 | 181.9361 | 178.4061 | 174.6022 | 165.0487 | 151.1683 | 142.2518 | 0.31885 | 0.34445 | 0.097552 | -0.70133 | -1.2051 | -1.2756 | -0.71659 | -0.21553 | 0.71664 | 1.0927 | -0.22274 | -0.033457 | 1.6797 | 6.5678 | 18.5081 | 17.0053 | 15.6491 | 14.0386 | 4.5673 | 0.55359 | -0.43996 | -0.47761 | -0.67892 | -0.7338 | 75.719 | 73.8971 | 72.2923 | 71.6359 | 70.8698 | 69.8521 | 69.3128 | 69.6676 | 73.3184 | 79.2806 | 84.4973 | 88.3861 | 91.078 | 93.2878 | 94.6888 | 95.0793 | 94.963 | 93.9262 | 92.3118 | 89.6198 | 85.5495 | 81.0275 | 78.3504 | 76.0962 | 4.9946 | 4.0126 | 4.2996 | 3.9081 | 3.5244 | 3.8657 | 3.2195 | 3.043 | 3.3018 | 3.6989 | 4.126 | 5.081 | 4.3739 | 4.383 | 3.7184 | 3.3983 | 2.9492 | 3.3163 | 3.6346 | 3.3722 | 3.6353 | 4.2753 | 4.3598 | 4.7163
Program Specific1-in-10Size: Over 200kWOrange County2018June Monthly Peak | Program Specific | 1-in-10 | Size: Over 200kW | Orange County | 2018 | June Monthly Peak | 6 | 134.1647 | 129.3648 | 124.043 | 126.0893 | 136.5256 | 165.19 | 191.1689 | 209.0865 | 223.2244 | 231.3853 | 238.2795 | 240.5782 | 238.5467 | 236.8084 | 230.4861 | 219.7889 | 206.3018 | 192.6877 | 184.1891 | 180.9142 | 178.2196 | 170.111 | 156.5696 | 148.4655 | 0.75873 | 0.67732 | 0.38007 | -0.60421 | -1.1032 | -1.0565 | -0.41896 | 0.021369 | 0.62139 | 0.84821 | -0.18171 | 0.085424 | 1.7048 | 6.4747 | 17.9631 | 16.7701 | 15.6438 | 14.0438 | 4.5145 | 0.73234 | -0.33869 | -0.39574 | -0.53261 | -0.71585 | 73.6572 | 72.2303 | 70.9107 | 69.899 | 68.5816 | 67.7168 | 67.3297 | 68.1732 | 71.7158 | 77.0179 | 82.4997 | 87.2187 | 90.8893 | 93.5173 | 95.3758 | 96.2679 | 96.6094 | 95.4311 | 93.7978 | 90.6543 | 86.3854 | 82.3537 | 79.5929 | 77.4355 | 5.4081 | 4.3517 | 4.6224 | 4.1969 | 3.7173 | 3.9718 | 3.3041 | 3.099 | 3.3216 | 3.6932 | 4.0775 | 4.9812 | 4.2325 | 4.2263 | 3.5936 | 3.3392 | 2.9221 | 3.2972 | 3.6794 | 3.4195 | 3.7104 | 4.4063 | 4.5154 | 4.9222
Program Specific1-in-10Size: Over 200kWOrange County2018July Monthly Peak | Program Specific | 1-in-10 | Size: Over 200kW | Orange County | 2018 | July Monthly Peak | 7 | 137.862 | 132.6444 | 128.5797 | 130.4146 | 141.831 | 172.6348 | 199.5278 | 216.0294 | 229.4582 | 238.1163 | 245.3155 | 247.8224 | 246.8257 | 244.7838 | 239.4231 | 229.331 | 216.3354 | 203.1487 | 194.0198 | 189.2039 | 184.8014 | 176.5929 | 163.0808 | 154.5272 | -0.70845 | -0.39633 | -0.60512 | -1.1646 | -1.7568 | -2.0343 | -1.5943 | -0.84959 | 0.99716 | 1.748 | -0.3256 | -0.33855 | 1.4763 | 6.1806 | 18.3845 | 17.2803 | 15.8996 | 14.4896 | 5.1589 | 0.13967 | -0.75211 | -0.76176 | -1.177 | -0.92735 | 79.1768 | 77.7721 | 76.4444 | 75.0232 | 74.1061 | 73.2507 | 72.4141 | 72.8344 | 76.0007 | 80.9759 | 86.3436 | 91.0347 | 93.9734 | 95.4575 | 96.3777 | 96.1997 | 96.0252 | 95.6341 | 94.1024 | 91.4924 | 87.5684 | 83.6035 | 80.9978 | 79.276 | 5.6091 | 4.5038 | 4.8363 | 4.3815 | 3.8979 | 4.1896 | 3.4809 | 3.2319 | 3.4463 | 3.8362 | 4.2372 | 5.1792 | 4.4203 | 4.4096 | 3.7678 | 3.5168 | 3.0929 | 3.5087 | 3.9121 | 3.6097 | 3.8835 | 4.617 | 4.7472 | 5.1711
Program Specific1-in-10Size: Over 200kWOrange County2018August Monthly Peak | Program Specific | 1-in-10 | Size: Over 200kW | Orange County | 2018 | August Monthly Peak | 8 | 140.9035 | 134.9102 | 130.5334 | 132.8137 | 144.6053 | 176.601 | 206.5614 | 224.8431 | 240.7599 | 250.9964 | 259.2682 | 262.7408 | 262.4558 | 260.9411 | 254.6384 | 241.9012 | 226.8143 | 211.6555 | 200.6108 | 196.5399 | 191.2536 | 180.5084 | 166.3097 | 157.9971 | -1.8322 | -1.2114 | -1.3533 | -1.5864 | -2.2448 | -2.7744 | -2.5231 | -1.5452 | 1.3203 | 2.5146 | -0.45078 | -0.68839 | 1.3469 | 6.1908 | 19.3396 | 18.06 | 16.2839 | 14.8561 | 5.638 | -0.32884 | -1.0807 | -1.04 | -1.6626 | -1.0839 | 79.4277 | 78.5372 | 77.6646 | 76.6675 | 76.0103 | 75.4665 | 75.4756 | 76.0699 | 78.7264 | 83.6147 | 88.6075 | 93.333 | 97.3579 | 99.6722 | 100.5665 | 101.3234 | 101.3716 | 100.3934 | 99.5864 | 96.8803 | 92.6727 | 88.8945 | 86.2476 | 84.1408 | 5.862 | 4.6839 | 5.0204 | 4.5626 | 4.0637 | 4.3824 | 3.6847 | 3.4395 | 3.6975 | 4.1348 | 4.5791 | 5.6147 | 4.8062 | 4.8065 | 4.0976 | 3.7932 | 3.3158 | 3.738 | 4.1361 | 3.8341 | 4.1096 | 4.8257 | 4.9503 | 5.4063
Program Specific1-in-10Size: Over 200kWOrange County2018September Monthly Peak | Program Specific | 1-in-10 | Size: Over 200kW | Orange County | 2018 | September Monthly Peak | 9 | 139.3157 | 134.0935 | 130.1498 | 132.1337 | 144.1087 | 175.9335 | 206.742 | 226.2201 | 244.8277 | 255.4159 | 264.6431 | 268.9214 | 269.3253 | 267.7994 | 260.3464 | 245.7049 | 229.4829 | 213.3328 | 202.5491 | 201.4249 | 192.2187 | 181.5164 | 166.9225 | 157.8084 | -1.8623 | -1.2413 | -1.3835 | -1.5968 | -2.2581 | -2.7959 | -2.5658 | -1.5855 | 1.3555 | 2.5906 | -0.46517 | -0.72022 | 1.3715 | 6.3346 | 19.7631 | 18.3361 | 16.4574 | 14.9626 | 5.7067 | -0.35953 | -1.1002 | -1.058 | -1.6902 | -1.0889 | 81.356 | 80.3979 | 79.4948 | 79.0994 | 78.3554 | 78.0312 | 77.4013 | 76.8881 | 78.8828 | 82.9472 | 87.5264 | 92.1314 | 95.4446 | 97.4144 | 98.4101 | 99.0539 | 99.2127 | 97.9987 | 96.1313 | 92.8245 | 88.7784 | 85.3557 | 82.7134 | 80.5736 | 5.8036 | 4.6617 | 5.0123 | 4.5452 | 4.0551 | 4.3717 | 3.6929 | 3.4652 | 3.7649 | 4.2132 | 4.6802 | 5.7544 | 4.9385 | 4.9394 | 4.195 | 3.8579 | 3.3593 | 3.7726 | 4.1816 | 3.9346 | 4.1358 | 4.8591 | 4.9751 | 5.407
Program Specific1-in-10Size: Over 200kWOrange County2018October Monthly Peak | Program Specific | 1-in-10 | Size: Over 200kW | Orange County | 2018 | October Monthly Peak | 10 | 131.7111 | 126.8017 | 121.4675 | 122.2779 | 133.9807 | 164.7939 | 194.0913 | 210.1588 | 226.22 | 236.0647 | 246.4984 | 251.4364 | 252.8107 | 252.6587 | 245.3823 | 230.4017 | 214.1139 | 199.8996 | 193.6483 | 189.0706 | 178.6076 | 168.3708 | 155.6332 | 146.1834 | 0.34116 | 0.3678 | 0.10418 | -0.72962 | -1.2465 | -1.3061 | -0.74494 | -0.21931 | 0.73007 | 1.1117 | -0.2275 | -0.033605 | 1.7231 | 6.758 | 19.0439 | 17.5177 | 16.0942 | 14.481 | 4.8607 | 0.58766 | -0.44945 | -0.4867 | -0.69804 | -0.75381 | 76.1751 | 74.4181 | 73.0738 | 71.8405 | 70.8919 | 70.2011 | 69.6498 | 69.575 | 71.1208 | 75.4863 | 81.3498 | 87.054 | 91.841 | 95.0516 | 96.261 | 96.9285 | 96.8081 | 95.2512 | 92.1635 | 87.5197 | 82.9167 | 79.8679 | 77.796 | 75.9451 | 5.3093 | 4.2656 | 4.5265 | 4.0701 | 3.6481 | 3.9624 | 3.3547 | 3.115 | 3.3662 | 3.768 | 4.2183 | 5.2062 | 4.4857 | 4.5093 | 3.8259 | 3.5006 | 3.0329 | 3.4207 | 3.8685 | 3.5738 | 3.7186 | 4.3613 | 4.4885 | 4.8467
Program Specific1-in-10Size: Over 200kWOrange County2018November Monthly Peak | Program Specific | 1-in-10 | Size: Over 200kW | Orange County | 2018 | November Monthly Peak | 11 | 123.8593 | 119.4323 | 115.9598 | 117.2767 | 128.6978 | 158.2524 | 184.1416 | 199.5041 | 212.7727 | 220.9246 | 228.9049 | 231.9584 | 232.5453 | 231.4774 | 224.3338 | 209.7309 | 196.2087 | 189.029 | 178.5733 | 172.7493 | 164.8504 | 156.0852 | 144.6012 | 136.6312 | 2.3556 | 1.8412 | 1.4708 | 0.03879 | -0.35387 | 0.04353 | 0.91831 | 1.017 | 0.18085 | -0.19531 | -0.014545 | 0.57661 | 1.9975 | 6.9285 | 17.8027 | 16.2494 | 15.4455 | 14.1418 | 3.9173 | 1.4071 | 0.12946 | 0.020898 | 0.19111 | -0.45927 | 70.2982 | 68.2132 | 67.6305 | 66.2581 | 65.1317 | 63.9942 | 64.2771 | 64.6347 | 66.9569 | 71.5038 | 77.7636 | 83.1343 | 86.4537 | 88.2053 | 89.2173 | 89.0944 | 87.8591 | 85.2464 | 81.7889 | 78.8132 | 76.1619 | 73.9464 | 72.0663 | 71.0832 | 5.1128 | 4.1142 | 4.4251 | 3.9974 | 3.5885 | 3.8965 | 3.2592 | 3.0281 | 3.2422 | 3.6111 | 4.0113 | 4.9183 | 4.2253 | 4.2306 | 3.5818 | 3.2631 | 2.846 | 3.3124 | 3.6531 | 3.3437 | 3.5147 | 4.1403 | 4.2706 | 4.6388
Program Specific1-in-10Size: Over 200kWOrange County2018December Monthly Peak | Program Specific | 1-in-10 | Size: Over 200kW | Orange County | 2018 | December Monthly Peak | 12 | 115.6878 | 111.3527 | 108.5126 | 108.7497 | 120.013 | 149.5512 | 176.9454 | 188.9727 | 197.3525 | 197.9558 | 199.5506 | 198.0044 | 194.8104 | 190.985 | 183.5308 | 172.1726 | 163.4073 | 160.313 | 154.6896 | 150.7204 | 144.9909 | 139.0612 | 129.7702 | 123.5657 | 3.2778 | 2.5069 | 2.104 | 0.4243 | 0.11598 | 0.73655 | 1.7678 | 1.6213 | -0.098284 | -0.80284 | 0.084558 | 0.78631 | 1.8694 | 6.0613 | 14.7466 | 13.4806 | 13.1926 | 12.2091 | 3.1158 | 1.6582 | 0.38531 | 0.25711 | 0.59879 | -0.28958 | 45.0121 | 44.3958 | 44.2294 | 44.5271 | 44.7579 | 44.6687 | 44.8633 | 44.7911 | 45.3751 | 46.5069 | 47.5693 | 49.0879 | 50.2161 | 50.7988 | 51.1026 | 51.0518 | 50.5501 | 49.6541 | 48.4326 | 47.2326 | 46.206 | 45.6597 | 45.2772 | 44.4028 | 4.9566 | 3.9814 | 4.298 | 3.8474 | 3.4732 | 3.8219 | 3.2506 | 2.9771 | 3.1213 | 3.3583 | 3.6295 | 4.3576 | 3.6739 | 3.6229 | 3.0414 | 2.7803 | 2.4601 | 2.9157 | 3.2845 | 3.028 | 3.2085 | 3.8286 | 3.9779 | 4.3543
Program Specific1-in-10Size: Over 200kWOrange County2018Typical Event Day | Program Specific | 1-in-10 | Size: Over 200kW | Orange County | 2018 | Typical Event Day | 8 | 140.0954 | 134.0888 | 129.7031 | 131.9852 | 143.6669 | 175.426 | 205.1655 | 222.655 | 237.621 | 246.7979 | 254.0851 | 256.9722 | 256.3632 | 254.9588 | 248.7656 | 236.3355 | 221.6578 | 207.0357 | 196.8436 | 193.0498 | 188.24 | 177.8549 | 163.9949 | 155.995 | -0.90551 | -0.53597 | -0.73409 | -1.2456 | -1.8555 | -2.1832 | -1.7853 | -0.9859 | 1.0782 | 1.9231 | -0.35484 | -0.40533 | 1.4967 | 6.3721 | 19.0668 | 17.7805 | 16.2272 | 14.7273 | 5.2842 | 0.064098 | -0.81622 | -0.81058 | -1.2604 | -0.95874 | 78.4044 | 77.2343 | 76.1286 | 75.1723 | 74.2633 | 73.6163 | 73.1552 | 73.4914 | 76.3314 | 81.1389 | 86.2443 | 90.9295 | 94.4163 | 96.5153 | 97.6825 | 98.2112 | 98.3047 | 97.3643 | 95.9045 | 92.9629 | 88.8512 | 85.0519 | 82.3879 | 80.3565 | 5.7164 | 4.5659 | 4.8926 | 4.447 | 3.9597 | 4.2697 | 3.5895 | 3.3406 | 3.5792 | 3.9875 | 4.4013 | 5.3859 | 4.6044 | 4.6061 | 3.9262 | 3.6347 | 3.1782 | 3.5861 | 3.9805 | 3.6937 | 3.9672 | 4.6634 | 4.7876 | 5.2353
Program Specific1-in-10Size: Over 200kWOrange County2019January Monthly Peak | Program Specific | 1-in-10 | Size: Over 200kW | Orange County | 2019 | January Monthly Peak | 1 | 113.1992 | 109.3295 | 105.9632 | 106.8072 | 118.6865 | 149.9842 | 178.5474 | 191.8031 | 200.7499 | 199.7688 | 200.9448 | 200.4054 | 197.6812 | 192.846 | 184.8825 | 171.9631 | 160.8083 | 157.5319 | 153.1098 | 149.1307 | 144.0035 | 138.0282 | 129.2951 | 123.1965 | 3.2073 | 2.4614 | 2.0545 | 0.41672 | 0.1147 | 0.73868 | 1.7839 | 1.6456 | -0.099976 | -0.8102 | 0.085149 | 0.79584 | 1.8969 | 6.1204 | 14.8552 | 13.4642 | 12.9828 | 11.9973 | 3.084 | 1.6407 | 0.38268 | 0.2552 | 0.59659 | -0.28871 | 45.8931 | 45.1063 | 44.1167 | 43.3859 | 43.0994 | 42.5301 | 42.0641 | 41.9828 | 42.4804 | 44.7706 | 47.3735 | 49.2111 | 51.0202 | 52.0168 | 52.6709 | 52.6256 | 51.4692 | 49.8313 | 47.3734 | 45.9957 | 45.1811 | 44.7333 | 44.1553 | 43.3964 | 4.8499 | 3.909 | 4.197 | 3.7786 | 3.4348 | 3.833 | 3.2801 | 3.0217 | 3.175 | 3.3891 | 3.6549 | 4.4104 | 3.728 | 3.6582 | 3.0638 | 2.7769 | 2.421 | 2.8651 | 3.251 | 2.996 | 3.1866 | 3.8001 | 3.9633 | 4.3413
Program Specific1-in-10Size: Over 200kWOrange County2019February Monthly Peak | Program Specific | 1-in-10 | Size: Over 200kW | Orange County | 2019 | February Monthly Peak | 2 | 113.8628 | 109.6114 | 107.0377 | 108.1371 | 119.982 | 150.5396 | 178.0965 | 190.91 | 199.6727 | 200.7508 | 202.8871 | 204.0524 | 202.5343 | 199.3911 | 192.3952 | 179.2758 | 166.9938 | 161.0867 | 157.6002 | 152.9385 | 147.3864 | 140.1751 | 130.1472 | 123.3213 | 3.2261 | 2.4677 | 2.0754 | 0.42191 | 0.11595 | 0.74142 | 1.7793 | 1.6379 | -0.099439 | -0.81418 | 0.085972 | 0.81032 | 1.9435 | 6.3281 | 15.4588 | 14.0368 | 13.4821 | 12.268 | 3.1745 | 1.6826 | 0.39167 | 0.25917 | 0.60052 | -0.28901 | 51.4966 | 51.8111 | 51.3969 | 50.8739 | 50.772 | 50.0418 | 48.9324 | 49.3705 | 50.3757 | 52.6236 | 54.7973 | 55.8279 | 56.6542 | 57.9012 | 59.0223 | 59.3021 | 58.486 | 58.0908 | 56.5296 | 55.0778 | 53.8722 | 52.3773 | 51.6546 | 50.8679 | 4.8784 | 3.9191 | 4.2396 | 3.8257 | 3.4723 | 3.8472 | 3.2718 | 3.0076 | 3.158 | 3.4057 | 3.6902 | 4.4907 | 3.8195 | 3.7824 | 3.1883 | 2.895 | 2.5141 | 2.9298 | 3.3463 | 3.0725 | 3.2615 | 3.8592 | 3.9895 | 4.3457
Program Specific1-in-10Size: Over 200kWOrange County2019March Monthly Peak | Program Specific | 1-in-10 | Size: Over 200kW | Orange County | 2019 | March Monthly Peak | 3 | 119.2679 | 114.7295 | 110.9043 | 112.3432 | 123.3395 | 153.3432 | 181.3065 | 194.4066 | 203.9894 | 207.441 | 212.1001 | 214.5481 | 215.2072 | 214.3871 | 208.0537 | 195.0309 | 181.8898 | 170.7437 | 164.3197 | 163.509 | 157.8672 | 149.3788 | 138.0791 | 129.7189 | 3.3792 | 2.5829 | 2.1503 | 0.43832 | 0.1192 | 0.75523 | 1.8114 | 1.6679 | -0.10159 | -0.84131 | 0.089876 | 0.852 | 2.0651 | 6.804 | 16.717 | 15.2704 | 14.6848 | 13.0034 | 3.3098 | 1.7989 | 0.41953 | 0.27618 | 0.63712 | -0.304 | 62.249 | 60.4298 | 58.6651 | 57.8835 | 57.4265 | 57.058 | 57.0364 | 57.2891 | 58.2801 | 61.9385 | 66.1702 | 70.7146 | 74.4369 | 76.4905 | 77.4768 | 78.1506 | 78.291 | 77.6791 | 76.1187 | 73.3856 | 69.9252 | 66.8892 | 64.4694 | 61.8289 | 5.11 | 4.1021 | 4.3927 | 3.9745 | 3.5695 | 3.9188 | 3.3307 | 3.0627 | 3.2262 | 3.5192 | 3.8578 | 4.7216 | 4.0585 | 4.0668 | 3.4478 | 3.1495 | 2.7384 | 3.1054 | 3.489 | 3.2849 | 3.4934 | 4.1126 | 4.2326 | 4.5711
Program Specific1-in-10Size: Over 200kWOrange County2019April Monthly Peak | Program Specific | 1-in-10 | Size: Over 200kW | Orange County | 2019 | April Monthly Peak | 4 | 121.4176 | 117.0751 | 113.3951 | 115.286 | 126.4751 | 156.7354 | 183.3755 | 199.0691 | 212.0167 | 219.789 | 227.5334 | 231.6301 | 232.7966 | 231.7903 | 224.7574 | 211.1439 | 196.9573 | 184.0389 | 173.3159 | 172.6548 | 167.1944 | 157.851 | 144.9588 | 135.5302 | 1.6284 | 1.3048 | 0.9806 | -0.20964 | -0.63063 | -0.39555 | 0.36221 | 0.59754 | 0.35222 | 0.22524 | -0.081191 | 0.36873 | 1.8587 | 6.686 | 17.7021 | 16.2547 | 15.2656 | 13.6195 | 3.9891 | 1.1095 | -0.057092 | -0.1418 | -0.095683 | -0.53861 | 72.2809 | 70.2706 | 68.5193 | 66.688 | 65.7556 | 65.0297 | 64.3363 | 64.5128 | 67.6899 | 73.4009 | 79.8299 | 85.7586 | 89.6467 | 91.6464 | 92.407 | 93.0077 | 92.9835 | 92.1457 | 90.5663 | 86.9826 | 81.9031 | 77.8259 | 75.0252 | 72.7426 | 4.9395 | 3.9747 | 4.2647 | 3.8727 | 3.4755 | 3.8033 | 3.1987 | 2.9778 | 3.1839 | 3.5405 | 3.9296 | 4.8402 | 4.1686 | 4.175 | 3.5366 | 3.2375 | 2.8156 | 3.1783 | 3.4942 | 3.2935 | 3.5131 | 4.1265 | 4.2192 | 4.5348
Program Specific1-in-10Size: Over 200kWOrange County2019May Monthly Peak | Program Specific | 1-in-10 | Size: Over 200kW | Orange County | 2019 | May Monthly Peak | 5 | 123.904 | 119.2796 | 115.3757 | 117.4096 | 129.4386 | 160.7731 | 186.265 | 205.3 | 221.8915 | 231.7353 | 241.1055 | 245.3918 | 246.5118 | 245.5795 | 238.4833 | 223.667 | 208.2021 | 193.7994 | 181.9361 | 178.4061 | 174.6022 | 165.0487 | 151.1683 | 142.2518 | 0.31885 | 0.34445 | 0.097552 | -0.70133 | -1.2051 | -1.2756 | -0.71659 | -0.21553 | 0.71664 | 1.0927 | -0.22274 | -0.033457 | 1.6797 | 6.5678 | 18.5081 | 17.0053 | 15.6491 | 14.0386 | 4.5673 | 0.55359 | -0.43996 | -0.47761 | -0.67892 | -0.7338 | 75.719 | 73.8971 | 72.2923 | 71.6359 | 70.8698 | 69.8521 | 69.3128 | 69.6676 | 73.3184 | 79.2806 | 84.4973 | 88.3861 | 91.078 | 93.2878 | 94.6888 | 95.0793 | 94.963 | 93.9262 | 92.3118 | 89.6198 | 85.5495 | 81.0275 | 78.3504 | 76.0962 | 4.9946 | 4.0126 | 4.2996 | 3.9081 | 3.5244 | 3.8657 | 3.2195 | 3.043 | 3.3018 | 3.6989 | 4.126 | 5.081 | 4.3739 | 4.383 | 3.7184 | 3.3983 | 2.9492 | 3.3163 | 3.6346 | 3.3722 | 3.6353 | 4.2753 | 4.3598 | 4.7163
Program Specific1-in-10Size: Over 200kWOrange County2019June Monthly Peak | Program Specific | 1-in-10 | Size: Over 200kW | Orange County | 2019 | June Monthly Peak | 6 | 134.1647 | 129.3648 | 124.043 | 126.0893 | 136.5256 | 165.19 | 191.1689 | 209.0865 | 223.2244 | 231.3853 | 238.2795 | 240.5782 | 238.5467 | 236.8084 | 230.4861 | 219.7889 | 206.3018 | 192.6877 | 184.1891 | 180.9142 | 178.2196 | 170.111 | 156.5696 | 148.4655 | 0.75873 | 0.67732 | 0.38007 | -0.60421 | -1.1032 | -1.0565 | -0.41896 | 0.021369 | 0.62139 | 0.84821 | -0.18171 | 0.085424 | 1.7048 | 6.4747 | 17.9631 | 16.7701 | 15.6438 | 14.0438 | 4.5145 | 0.73234 | -0.33869 | -0.39574 | -0.53261 | -0.71585 | 73.6572 | 72.2303 | 70.9107 | 69.899 | 68.5816 | 67.7168 | 67.3297 | 68.1732 | 71.7158 | 77.0179 | 82.4997 | 87.2187 | 90.8893 | 93.5173 | 95.3758 | 96.2679 | 96.6094 | 95.4311 | 93.7978 | 90.6543 | 86.3854 | 82.3537 | 79.5929 | 77.4355 | 5.4081 | 4.3517 | 4.6224 | 4.1969 | 3.7173 | 3.9718 | 3.3041 | 3.099 | 3.3216 | 3.6932 | 4.0775 | 4.9812 | 4.2325 | 4.2263 | 3.5936 | 3.3392 | 2.9221 | 3.2972 | 3.6794 | 3.4195 | 3.7104 | 4.4063 | 4.5154 | 4.9222
Program Specific1-in-10Size: Over 200kWOrange County2019July Monthly Peak | Program Specific | 1-in-10 | Size: Over 200kW | Orange County | 2019 | July Monthly Peak | 7 | 137.862 | 132.6444 | 128.5797 | 130.4146 | 141.831 | 172.6348 | 199.5278 | 216.0294 | 229.4582 | 238.1164 | 245.3155 | 247.8224 | 246.8257 | 244.7838 | 239.4231 | 229.331 | 216.3354 | 203.1487 | 194.0198 | 189.2039 | 184.8014 | 176.5929 | 163.0808 | 154.5272 | -0.70845 | -0.39633 | -0.60512 | -1.1646 | -1.7568 | -2.0343 | -1.5943 | -0.84959 | 0.99716 | 1.748 | -0.3256 | -0.33855 | 1.4763 | 6.1806 | 18.3845 | 17.2803 | 15.8996 | 14.4896 | 5.1589 | 0.13967 | -0.75211 | -0.76176 | -1.177 | -0.92735 | 79.1768 | 77.7721 | 76.4444 | 75.0232 | 74.1061 | 73.2507 | 72.4141 | 72.8344 | 76.0007 | 80.9759 | 86.3436 | 91.0347 | 93.9734 | 95.4575 | 96.3777 | 96.1997 | 96.0252 | 95.6341 | 94.1024 | 91.4924 | 87.5684 | 83.6035 | 80.9978 | 79.276 | 5.6091 | 4.5038 | 4.8363 | 4.3815 | 3.8979 | 4.1896 | 3.4809 | 3.2319 | 3.4463 | 3.8362 | 4.2372 | 5.1792 | 4.4203 | 4.4096 | 3.7678 | 3.5168 | 3.0929 | 3.5087 | 3.9121 | 3.6097 | 3.8835 | 4.617 | 4.7472 | 5.1711
Program Specific1-in-10Size: Over 200kWOrange County2019August Monthly Peak | Program Specific | 1-in-10 | Size: Over 200kW | Orange County | 2019 | August Monthly Peak | 8 | 140.9035 | 134.9102 | 130.5334 | 132.8137 | 144.6052 | 176.601 | 206.5614 | 224.8431 | 240.7599 | 250.9964 | 259.2683 | 262.7408 | 262.4558 | 260.9411 | 254.6384 | 241.9012 | 226.8143 | 211.6555 | 200.6108 | 196.5399 | 191.2536 | 180.5084 | 166.3097 | 157.9971 | -1.8322 | -1.2114 | -1.3533 | -1.5864 | -2.2448 | -2.7744 | -2.5231 | -1.5452 | 1.3203 | 2.5146 | -0.45078 | -0.68839 | 1.3469 | 6.1908 | 19.3397 | 18.06 | 16.2839 | 14.8561 | 5.638 | -0.32884 | -1.0807 | -1.04 | -1.6626 | -1.0839 | 79.4277 | 78.5372 | 77.6646 | 76.6675 | 76.0103 | 75.4665 | 75.4756 | 76.0699 | 78.7264 | 83.6147 | 88.6075 | 93.333 | 97.3579 | 99.6722 | 100.5665 | 101.3234 | 101.3716 | 100.3934 | 99.5864 | 96.8803 | 92.6727 | 88.8946 | 86.2476 | 84.1408 | 5.862 | 4.6839 | 5.0204 | 4.5626 | 4.0637 | 4.3824 | 3.6847 | 3.4395 | 3.6975 | 4.1348 | 4.5791 | 5.6147 | 4.8062 | 4.8065 | 4.0976 | 3.7932 | 3.3158 | 3.738 | 4.1361 | 3.8341 | 4.1096 | 4.8257 | 4.9503 | 5.4063
Program Specific1-in-10Size: Over 200kWOrange County2019September Monthly Peak | Program Specific | 1-in-10 | Size: Over 200kW | Orange County | 2019 | September Monthly Peak | 9 | 139.3157 | 134.0935 | 130.1498 | 132.1337 | 144.1087 | 175.9336 | 206.7419 | 226.2201 | 244.8277 | 255.4159 | 264.6431 | 268.9214 | 269.3253 | 267.7994 | 260.3464 | 245.7049 | 229.4829 | 213.3328 | 202.5491 | 201.4249 | 192.2188 | 181.5164 | 166.9225 | 157.8083 | -1.8623 | -1.2413 | -1.3835 | -1.5968 | -2.2581 | -2.7959 | -2.5658 | -1.5855 | 1.3555 | 2.5906 | -0.46517 | -0.72022 | 1.3715 | 6.3346 | 19.7631 | 18.3361 | 16.4574 | 14.9626 | 5.7067 | -0.35953 | -1.1002 | -1.058 | -1.6902 | -1.0889 | 81.356 | 80.3979 | 79.4948 | 79.0994 | 78.3554 | 78.0312 | 77.4013 | 76.8881 | 78.8828 | 82.9472 | 87.5264 | 92.1314 | 95.4446 | 97.4144 | 98.4101 | 99.0539 | 99.2127 | 97.9987 | 96.1313 | 92.8245 | 88.7784 | 85.3557 | 82.7134 | 80.5736 | 5.8036 | 4.6617 | 5.0123 | 4.5452 | 4.0551 | 4.3717 | 3.6929 | 3.4652 | 3.7649 | 4.2132 | 4.6802 | 5.7544 | 4.9385 | 4.9394 | 4.195 | 3.8579 | 3.3593 | 3.7726 | 4.1816 | 3.9346 | 4.1358 | 4.8591 | 4.9751 | 5.407
Program Specific1-in-10Size: Over 200kWOrange County2019October Monthly Peak | Program Specific | 1-in-10 | Size: Over 200kW | Orange County | 2019 | October Monthly Peak | 10 | 131.7111 | 126.8017 | 121.4675 | 122.2779 | 133.9807 | 164.7939 | 194.0913 | 210.1588 | 226.22 | 236.0647 | 246.4984 | 251.4364 | 252.8107 | 252.6587 | 245.3823 | 230.4017 | 214.1139 | 199.8996 | 193.6483 | 189.0706 | 178.6076 | 168.3708 | 155.6332 | 146.1833 | 0.34116 | 0.3678 | 0.10418 | -0.72962 | -1.2465 | -1.3061 | -0.74494 | -0.21931 | 0.73007 | 1.1117 | -0.2275 | -0.033605 | 1.7231 | 6.758 | 19.0439 | 17.5177 | 16.0942 | 14.481 | 4.8607 | 0.58766 | -0.44945 | -0.4867 | -0.69804 | -0.75381 | 76.1751 | 74.4181 | 73.0738 | 71.8405 | 70.8919 | 70.2011 | 69.6498 | 69.575 | 71.1208 | 75.4863 | 81.3498 | 87.054 | 91.841 | 95.0516 | 96.261 | 96.9285 | 96.808 | 95.2512 | 92.1635 | 87.5197 | 82.9167 | 79.8679 | 77.796 | 75.9451 | 5.3093 | 4.2656 | 4.5265 | 4.0701 | 3.6481 | 3.9624 | 3.3547 | 3.115 | 3.3662 | 3.768 | 4.2183 | 5.2062 | 4.4857 | 4.5093 | 3.8259 | 3.5006 | 3.0329 | 3.4207 | 3.8685 | 3.5738 | 3.7186 | 4.3613 | 4.4885 | 4.8467
Program Specific1-in-10Size: Over 200kWOrange County2019November Monthly Peak | Program Specific | 1-in-10 | Size: Over 200kW | Orange County | 2019 | November Monthly Peak | 11 | 123.8593 | 119.4323 | 115.9598 | 117.2767 | 128.6978 | 158.2524 | 184.1416 | 199.5041 | 212.7727 | 220.9246 | 228.9049 | 231.9584 | 232.5453 | 231.4774 | 224.3338 | 209.7309 | 196.2087 | 189.029 | 178.5733 | 172.7493 | 164.8504 | 156.0852 | 144.6012 | 136.6312 | 2.3556 | 1.8412 | 1.4708 | 0.03879 | -0.35387 | 0.04353 | 0.91831 | 1.017 | 0.18085 | -0.19531 | -0.014545 | 0.57661 | 1.9975 | 6.9285 | 17.8027 | 16.2494 | 15.4455 | 14.1418 | 3.9173 | 1.4071 | 0.12946 | 0.020898 | 0.19111 | -0.45927 | 70.2982 | 68.2132 | 67.6305 | 66.2581 | 65.1317 | 63.9942 | 64.2771 | 64.6347 | 66.9569 | 71.5038 | 77.7636 | 83.1343 | 86.4537 | 88.2053 | 89.2173 | 89.0944 | 87.8591 | 85.2464 | 81.7889 | 78.8132 | 76.1619 | 73.9464 | 72.0663 | 71.0832 | 5.1128 | 4.1142 | 4.4251 | 3.9974 | 3.5885 | 3.8965 | 3.2592 | 3.0281 | 3.2422 | 3.6111 | 4.0113 | 4.9183 | 4.2253 | 4.2306 | 3.5818 | 3.2631 | 2.846 | 3.3124 | 3.6531 | 3.3437 | 3.5147 | 4.1403 | 4.2706 | 4.6388
Program Specific1-in-10Size: Over 200kWOrange County2019December Monthly Peak | Program Specific | 1-in-10 | Size: Over 200kW | Orange County | 2019 | December Monthly Peak | 12 | 115.6878 | 111.3527 | 108.5126 | 108.7497 | 120.013 | 149.5512 | 176.9454 | 188.9727 | 197.3525 | 197.9558 | 199.5506 | 198.0044 | 194.8104 | 190.985 | 183.5308 | 172.1726 | 163.4073 | 160.313 | 154.6896 | 150.7204 | 144.9909 | 139.0612 | 129.7702 | 123.5657 | 3.2778 | 2.5069 | 2.104 | 0.4243 | 0.11598 | 0.73655 | 1.7678 | 1.6213 | -0.098284 | -0.80284 | 0.084558 | 0.78631 | 1.8694 | 6.0613 | 14.7466 | 13.4806 | 13.1926 | 12.2091 | 3.1158 | 1.6582 | 0.38531 | 0.25711 | 0.59879 | -0.28958 | 45.0121 | 44.3958 | 44.2294 | 44.5271 | 44.7579 | 44.6687 | 44.8633 | 44.7911 | 45.3751 | 46.5069 | 47.5693 | 49.0879 | 50.2161 | 50.7988 | 51.1026 | 51.0518 | 50.5501 | 49.6541 | 48.4326 | 47.2326 | 46.206 | 45.6598 | 45.2772 | 44.4028 | 4.9566 | 3.9814 | 4.298 | 3.8474 | 3.4732 | 3.8219 | 3.2506 | 2.9771 | 3.1213 | 3.3583 | 3.6295 | 4.3576 | 3.6739 | 3.6229 | 3.0414 | 2.7803 | 2.4601 | 2.9157 | 3.2845 | 3.028 | 3.2085 | 3.8286 | 3.9779 | 4.3543
Program Specific1-in-10Size: Over 200kWOrange County2019Typical Event Day | Program Specific | 1-in-10 | Size: Over 200kW | Orange County | 2019 | Typical Event Day | 8 | 140.0953 | 134.0888 | 129.7031 | 131.9852 | 143.6669 | 175.426 | 205.1655 | 222.655 | 237.621 | 246.7979 | 254.0851 | 256.9722 | 256.3632 | 254.9588 | 248.7656 | 236.3355 | 221.6578 | 207.0357 | 196.8436 | 193.0498 | 188.24 | 177.8549 | 163.9949 | 155.995 | -0.90551 | -0.53597 | -0.73409 | -1.2456 | -1.8555 | -2.1832 | -1.7853 | -0.9859 | 1.0782 | 1.9231 | -0.35484 | -0.40533 | 1.4967 | 6.3721 | 19.0668 | 17.7805 | 16.2272 | 14.7273 | 5.2842 | 0.064098 | -0.81622 | -0.81058 | -1.2604 | -0.95874 | 78.4044 | 77.2343 | 76.1286 | 75.1723 | 74.2633 | 73.6163 | 73.1552 | 73.4914 | 76.3314 | 81.1389 | 86.2443 | 90.9295 | 94.4163 | 96.5153 | 97.6825 | 98.2112 | 98.3047 | 97.3643 | 95.9045 | 92.9629 | 88.8512 | 85.0519 | 82.3879 | 80.3565 | 5.7164 | 4.5659 | 4.8926 | 4.447 | 3.9597 | 4.2697 | 3.5895 | 3.3406 | 3.5792 | 3.9875 | 4.4013 | 5.3859 | 4.6044 | 4.6061 | 3.9262 | 3.6347 | 3.1782 | 3.5861 | 3.9805 | 3.6937 | 3.9672 | 4.6634 | 4.7876 | 5.2353
Program Specific1-in-10Size: Over 200kWOrange County2020January Monthly Peak | Program Specific | 1-in-10 | Size: Over 200kW | Orange County | 2020 | January Monthly Peak | 1 | 113.1992 | 109.3295 | 105.9632 | 106.8072 | 118.6865 | 149.9842 | 178.5474 | 191.8031 | 200.7499 | 199.7688 | 200.9448 | 200.4054 | 197.6812 | 192.846 | 184.8824 | 171.9631 | 160.8083 | 157.5319 | 153.1098 | 149.1307 | 144.0034 | 138.0282 | 129.2951 | 123.1965 | 3.2073 | 2.4614 | 2.0545 | 0.41672 | 0.1147 | 0.73868 | 1.7839 | 1.6456 | -0.099976 | -0.8102 | 0.085149 | 0.79584 | 1.8969 | 6.1204 | 14.8552 | 13.4642 | 12.9828 | 11.9973 | 3.084 | 1.6407 | 0.38268 | 0.2552 | 0.59659 | -0.28871 | 45.8931 | 45.1063 | 44.1167 | 43.3859 | 43.0994 | 42.5301 | 42.0641 | 41.9828 | 42.4804 | 44.7706 | 47.3735 | 49.2111 | 51.0202 | 52.0168 | 52.6709 | 52.6256 | 51.4692 | 49.8313 | 47.3734 | 45.9957 | 45.1811 | 44.7333 | 44.1553 | 43.3964 | 4.8499 | 3.909 | 4.197 | 3.7786 | 3.4348 | 3.833 | 3.2801 | 3.0217 | 3.175 | 3.3891 | 3.6549 | 4.4104 | 3.728 | 3.6582 | 3.0638 | 2.7769 | 2.421 | 2.8651 | 3.251 | 2.996 | 3.1866 | 3.8001 | 3.9633 | 4.3413
Program Specific1-in-10Size: Over 200kWOrange County2020February Monthly Peak | Program Specific | 1-in-10 | Size: Over 200kW | Orange County | 2020 | February Monthly Peak | 2 | 113.8628 | 109.6114 | 107.0377 | 108.1371 | 119.982 | 150.5396 | 178.0965 | 190.91 | 199.6727 | 200.7508 | 202.8871 | 204.0524 | 202.5343 | 199.3911 | 192.3952 | 179.2758 | 166.9938 | 161.0867 | 157.6002 | 152.9385 | 147.3864 | 140.1751 | 130.1472 | 123.3213 | 3.2261 | 2.4677 | 2.0754 | 0.42191 | 0.11595 | 0.74142 | 1.7794 | 1.6379 | -0.099439 | -0.81418 | 0.085972 | 0.81032 | 1.9435 | 6.3281 | 15.4588 | 14.0368 | 13.4821 | 12.268 | 3.1745 | 1.6826 | 0.39167 | 0.25917 | 0.60052 | -0.28901 | 51.4966 | 51.8111 | 51.3969 | 50.8739 | 50.772 | 50.0418 | 48.9324 | 49.3705 | 50.3757 | 52.6237 | 54.7973 | 55.8279 | 56.6542 | 57.9012 | 59.0223 | 59.3021 | 58.486 | 58.0908 | 56.5296 | 55.0778 | 53.8722 | 52.3773 | 51.6546 | 50.8679 | 4.8784 | 3.9191 | 4.2396 | 3.8257 | 3.4723 | 3.8472 | 3.2718 | 3.0076 | 3.158 | 3.4057 | 3.6902 | 4.4907 | 3.8195 | 3.7824 | 3.1883 | 2.895 | 2.5141 | 2.9298 | 3.3463 | 3.0725 | 3.2615 | 3.8592 | 3.9895 | 4.3457
Program Specific1-in-10Size: Over 200kWOrange County2020March Monthly Peak | Program Specific | 1-in-10 | Size: Over 200kW | Orange County | 2020 | March Monthly Peak | 3 | 119.2679 | 114.7295 | 110.9043 | 112.3432 | 123.3395 | 153.3432 | 181.3065 | 194.4066 | 203.9894 | 207.441 | 212.1001 | 214.5481 | 215.2072 | 214.387 | 208.0537 | 195.0309 | 181.8898 | 170.7437 | 164.3197 | 163.509 | 157.8672 | 149.3788 | 138.0791 | 129.7189 | 3.3792 | 2.5829 | 2.1503 | 0.43832 | 0.1192 | 0.75523 | 1.8114 | 1.6679 | -0.10159 | -0.84131 | 0.089876 | 0.852 | 2.0651 | 6.804 | 16.717 | 15.2704 | 14.6848 | 13.0034 | 3.3098 | 1.7989 | 0.41953 | 0.27618 | 0.63712 | -0.304 | 62.249 | 60.4298 | 58.6651 | 57.8835 | 57.4265 | 57.058 | 57.0364 | 57.2891 | 58.2801 | 61.9385 | 66.1702 | 70.7146 | 74.4369 | 76.4905 | 77.4768 | 78.1506 | 78.291 | 77.6791 | 76.1187 | 73.3856 | 69.9252 | 66.8892 | 64.4694 | 61.8289 | 5.11 | 4.1021 | 4.3927 | 3.9745 | 3.5695 | 3.9188 | 3.3307 | 3.0627 | 3.2262 | 3.5192 | 3.8578 | 4.7216 | 4.0585 | 4.0668 | 3.4478 | 3.1495 | 2.7384 | 3.1054 | 3.489 | 3.2849 | 3.4934 | 4.1126 | 4.2326 | 4.5711
Program Specific1-in-10Size: Over 200kWOrange County2020April Monthly Peak | Program Specific | 1-in-10 | Size: Over 200kW | Orange County | 2020 | April Monthly Peak | 4 | 121.4176 | 117.0751 | 113.3951 | 115.286 | 126.4751 | 156.7354 | 183.3755 | 199.0691 | 212.0167 | 219.789 | 227.5334 | 231.6301 | 232.7966 | 231.7903 | 224.7574 | 211.1439 | 196.9573 | 184.0389 | 173.3159 | 172.6548 | 167.1944 | 157.851 | 144.9588 | 135.5302 | 1.6284 | 1.3048 | 0.9806 | -0.20964 | -0.63063 | -0.39555 | 0.36221 | 0.59754 | 0.35222 | 0.22524 | -0.081191 | 0.36873 | 1.8587 | 6.686 | 17.7021 | 16.2547 | 15.2656 | 13.6195 | 3.9891 | 1.1095 | -0.057092 | -0.1418 | -0.095683 | -0.53861 | 72.2809 | 70.2706 | 68.5193 | 66.688 | 65.7556 | 65.0297 | 64.3363 | 64.5128 | 67.6899 | 73.4009 | 79.8299 | 85.7586 | 89.6467 | 91.6464 | 92.4071 | 93.0077 | 92.9835 | 92.1457 | 90.5663 | 86.9826 | 81.9031 | 77.8259 | 75.0252 | 72.7426 | 4.9395 | 3.9747 | 4.2647 | 3.8727 | 3.4755 | 3.8033 | 3.1987 | 2.9778 | 3.1839 | 3.5405 | 3.9296 | 4.8402 | 4.1686 | 4.175 | 3.5366 | 3.2375 | 2.8156 | 3.1783 | 3.4942 | 3.2935 | 3.5131 | 4.1265 | 4.2192 | 4.5348
Program Specific1-in-10Size: Over 200kWOrange County2020May Monthly Peak | Program Specific | 1-in-10 | Size: Over 200kW | Orange County | 2020 | May Monthly Peak | 5 | 123.904 | 119.2796 | 115.3757 | 117.4096 | 129.4386 | 160.7731 | 186.265 | 205.3 | 221.8915 | 231.7353 | 241.1055 | 245.3918 | 246.5118 | 245.5795 | 238.4833 | 223.667 | 208.2021 | 193.7994 | 181.9361 | 178.4061 | 174.6022 | 165.0487 | 151.1683 | 142.2518 | 0.31885 | 0.34445 | 0.097552 | -0.70133 | -1.2051 | -1.2756 | -0.71659 | -0.21553 | 0.71664 | 1.0927 | -0.22274 | -0.033457 | 1.6797 | 6.5678 | 18.5081 | 17.0053 | 15.6491 | 14.0386 | 4.5673 | 0.55359 | -0.43996 | -0.47761 | -0.67892 | -0.7338 | 75.719 | 73.8971 | 72.2923 | 71.6359 | 70.8698 | 69.8521 | 69.3128 | 69.6676 | 73.3184 | 79.2806 | 84.4973 | 88.3861 | 91.078 | 93.2878 | 94.6888 | 95.0793 | 94.963 | 93.9262 | 92.3118 | 89.6198 | 85.5495 | 81.0275 | 78.3504 | 76.0962 | 4.9946 | 4.0126 | 4.2996 | 3.9081 | 3.5244 | 3.8657 | 3.2195 | 3.043 | 3.3018 | 3.6989 | 4.126 | 5.081 | 4.3739 | 4.383 | 3.7184 | 3.3983 | 2.9492 | 3.3163 | 3.6346 | 3.3722 | 3.6353 | 4.2753 | 4.3598 | 4.7163
Program Specific1-in-10Size: Over 200kWOrange County2020June Monthly Peak | Program Specific | 1-in-10 | Size: Over 200kW | Orange County | 2020 | June Monthly Peak | 6 | 134.1647 | 129.3648 | 124.043 | 126.0893 | 136.5256 | 165.19 | 191.1689 | 209.0865 | 223.2244 | 231.3853 | 238.2795 | 240.5782 | 238.5467 | 236.8084 | 230.4861 | 219.7889 | 206.3018 | 192.6877 | 184.1891 | 180.9142 | 178.2196 | 170.111 | 156.5696 | 148.4655 | 0.75873 | 0.67732 | 0.38007 | -0.60421 | -1.1032 | -1.0565 | -0.41896 | 0.021369 | 0.62139 | 0.84821 | -0.18171 | 0.085424 | 1.7048 | 6.4747 | 17.9631 | 16.7701 | 15.6438 | 14.0438 | 4.5145 | 0.73234 | -0.33869 | -0.39574 | -0.53261 | -0.71585 | 73.6572 | 72.2303 | 70.9107 | 69.899 | 68.5816 | 67.7168 | 67.3297 | 68.1732 | 71.7158 | 77.0179 | 82.4997 | 87.2187 | 90.8893 | 93.5173 | 95.3758 | 96.2679 | 96.6094 | 95.4311 | 93.7978 | 90.6543 | 86.3854 | 82.3537 | 79.5929 | 77.4355 | 5.4081 | 4.3517 | 4.6224 | 4.1969 | 3.7173 | 3.9718 | 3.3041 | 3.099 | 3.3216 | 3.6932 | 4.0775 | 4.9812 | 4.2325 | 4.2263 | 3.5936 | 3.3392 | 2.9221 | 3.2972 | 3.6794 | 3.4195 | 3.7104 | 4.4063 | 4.5154 | 4.9222
Program Specific1-in-10Size: Over 200kWOrange County2020July Monthly Peak | Program Specific | 1-in-10 | Size: Over 200kW | Orange County | 2020 | July Monthly Peak | 7 | 137.862 | 132.6444 | 128.5797 | 130.4145 | 141.831 | 172.6348 | 199.5278 | 216.0294 | 229.4582 | 238.1163 | 245.3155 | 247.8224 | 246.8257 | 244.7838 | 239.4231 | 229.331 | 216.3354 | 203.1487 | 194.0198 | 189.2039 | 184.8014 | 176.5929 | 163.0808 | 154.5272 | -0.70845 | -0.39633 | -0.60512 | -1.1646 | -1.7568 | -2.0343 | -1.5943 | -0.84959 | 0.99716 | 1.748 | -0.3256 | -0.33855 | 1.4763 | 6.1806 | 18.3845 | 17.2803 | 15.8996 | 14.4896 | 5.1589 | 0.13967 | -0.75211 | -0.76176 | -1.177 | -0.92735 | 79.1768 | 77.7721 | 76.4444 | 75.0232 | 74.1061 | 73.2507 | 72.4141 | 72.8344 | 76.0007 | 80.9759 | 86.3436 | 91.0347 | 93.9734 | 95.4575 | 96.3777 | 96.1997 | 96.0252 | 95.6341 | 94.1024 | 91.4924 | 87.5684 | 83.6035 | 80.9978 | 79.276 | 5.6091 | 4.5038 | 4.8363 | 4.3815 | 3.8979 | 4.1896 | 3.4809 | 3.2319 | 3.4463 | 3.8362 | 4.2372 | 5.1792 | 4.4203 | 4.4096 | 3.7678 | 3.5168 | 3.0929 | 3.5087 | 3.9121 | 3.6097 | 3.8835 | 4.617 | 4.7472 | 5.1711
Program Specific1-in-10Size: Over 200kWOrange County2020August Monthly Peak | Program Specific | 1-in-10 | Size: Over 200kW | Orange County | 2020 | August Monthly Peak | 8 | 140.9035 | 134.9102 | 130.5334 | 132.8137 | 144.6053 | 176.601 | 206.5614 | 224.8431 | 240.7599 | 250.9964 | 259.2683 | 262.7408 | 262.4558 | 260.9411 | 254.6384 | 241.9012 | 226.8144 | 211.6555 | 200.6108 | 196.5399 | 191.2536 | 180.5084 | 166.3097 | 157.9971 | -1.8322 | -1.2114 | -1.3533 | -1.5864 | -2.2448 | -2.7744 | -2.5231 | -1.5452 | 1.3203 | 2.5146 | -0.45078 | -0.68839 | 1.3469 | 6.1908 | 19.3397 | 18.06 | 16.2839 | 14.8561 | 5.638 | -0.32884 | -1.0807 | -1.04 | -1.6626 | -1.0839 | 79.4277 | 78.5372 | 77.6646 | 76.6675 | 76.0103 | 75.4665 | 75.4756 | 76.0699 | 78.7264 | 83.6147 | 88.6075 | 93.333 | 97.3579 | 99.6722 | 100.5665 | 101.3234 | 101.3716 | 100.3934 | 99.5864 | 96.8803 | 92.6727 | 88.8945 | 86.2476 | 84.1408 | 5.862 | 4.6839 | 5.0204 | 4.5626 | 4.0637 | 4.3824 | 3.6847 | 3.4395 | 3.6975 | 4.1348 | 4.5791 | 5.6147 | 4.8062 | 4.8065 | 4.0976 | 3.7932 | 3.3158 | 3.738 | 4.1361 | 3.8341 | 4.1096 | 4.8257 | 4.9503 | 5.4063
Program Specific1-in-10Size: Over 200kWOrange County2020September Monthly Peak | Program Specific | 1-in-10 | Size: Over 200kW | Orange County | 2020 | September Monthly Peak | 9 | 139.3157 | 134.0935 | 130.1498 | 132.1337 | 144.1087 | 175.9335 | 206.7419 | 226.2201 | 244.8277 | 255.4159 | 264.6431 | 268.9214 | 269.3253 | 267.7994 | 260.3464 | 245.7049 | 229.4829 | 213.3328 | 202.5491 | 201.4249 | 192.2187 | 181.5164 | 166.9225 | 157.8083 | -1.8623 | -1.2413 | -1.3835 | -1.5968 | -2.2581 | -2.7959 | -2.5658 | -1.5855 | 1.3555 | 2.5906 | -0.46517 | -0.72022 | 1.3715 | 6.3346 | 19.7631 | 18.3361 | 16.4574 | 14.9626 | 5.7067 | -0.35953 | -1.1002 | -1.058 | -1.6902 | -1.0889 | 81.356 | 80.3979 | 79.4948 | 79.0994 | 78.3554 | 78.0312 | 77.4013 | 76.8881 | 78.8828 | 82.9472 | 87.5264 | 92.1314 | 95.4446 | 97.4144 | 98.4101 | 99.0539 | 99.2127 | 97.9987 | 96.1312 | 92.8245 | 88.7784 | 85.3557 | 82.7134 | 80.5736 | 5.8036 | 4.6617 | 5.0123 | 4.5452 | 4.0551 | 4.3717 | 3.6929 | 3.4652 | 3.7649 | 4.2132 | 4.6802 | 5.7544 | 4.9385 | 4.9394 | 4.195 | 3.8579 | 3.3593 | 3.7726 | 4.1816 | 3.9346 | 4.1358 | 4.8591 | 4.9751 | 5.407
Program Specific1-in-10Size: Over 200kWOrange County2020October Monthly Peak | Program Specific | 1-in-10 | Size: Over 200kW | Orange County | 2020 | October Monthly Peak | 10 | 131.7111 | 126.8017 | 121.4675 | 122.2779 | 133.9807 | 164.7939 | 194.0913 | 210.1588 | 226.22 | 236.0647 | 246.4983 | 251.4364 | 252.8107 | 252.6587 | 245.3823 | 230.4017 | 214.1139 | 199.8996 | 193.6483 | 189.0706 | 178.6076 | 168.3708 | 155.6332 | 146.1833 | 0.34116 | 0.3678 | 0.10418 | -0.72962 | -1.2465 | -1.3061 | -0.74494 | -0.21931 | 0.73007 | 1.1117 | -0.2275 | -0.033605 | 1.7231 | 6.758 | 19.0439 | 17.5177 | 16.0942 | 14.481 | 4.8607 | 0.58766 | -0.44945 | -0.4867 | -0.69804 | -0.75381 | 76.1751 | 74.4181 | 73.0738 | 71.8405 | 70.8919 | 70.2011 | 69.6498 | 69.575 | 71.1208 | 75.4863 | 81.3498 | 87.054 | 91.841 | 95.0516 | 96.261 | 96.9285 | 96.808 | 95.2512 | 92.1635 | 87.5197 | 82.9167 | 79.8679 | 77.796 | 75.9451 | 5.3093 | 4.2656 | 4.5265 | 4.0701 | 3.6481 | 3.9624 | 3.3547 | 3.115 | 3.3662 | 3.768 | 4.2183 | 5.2062 | 4.4857 | 4.5093 | 3.8259 | 3.5006 | 3.0329 | 3.4207 | 3.8685 | 3.5738 | 3.7186 | 4.3613 | 4.4885 | 4.8467
Program Specific1-in-10Size: Over 200kWOrange County2020November Monthly Peak | Program Specific | 1-in-10 | Size: Over 200kW | Orange County | 2020 | November Monthly Peak | 11 | 123.8593 | 119.4323 | 115.9598 | 117.2767 | 128.6978 | 158.2524 | 184.1416 | 199.5041 | 212.7727 | 220.9246 | 228.9049 | 231.9584 | 232.5453 | 231.4774 | 224.3338 | 209.7309 | 196.2087 | 189.029 | 178.5733 | 172.7493 | 164.8505 | 156.0852 | 144.6012 | 136.6312 | 2.3556 | 1.8412 | 1.4708 | 0.03879 | -0.35387 | 0.04353 | 0.91831 | 1.017 | 0.18085 | -0.19531 | -0.014545 | 0.57661 | 1.9975 | 6.9285 | 17.8027 | 16.2494 | 15.4455 | 14.1418 | 3.9173 | 1.4071 | 0.12946 | 0.020898 | 0.19111 | -0.45927 | 70.2982 | 68.2132 | 67.6305 | 66.2581 | 65.1317 | 63.9942 | 64.2771 | 64.6347 | 66.9569 | 71.5038 | 77.7636 | 83.1343 | 86.4537 | 88.2053 | 89.2173 | 89.0944 | 87.8591 | 85.2463 | 81.7889 | 78.8132 | 76.1619 | 73.9464 | 72.0663 | 71.0832 | 5.1128 | 4.1142 | 4.4251 | 3.9974 | 3.5885 | 3.8965 | 3.2592 | 3.0281 | 3.2422 | 3.6111 | 4.0113 | 4.9183 | 4.2253 | 4.2306 | 3.5818 | 3.2631 | 2.846 | 3.3124 | 3.6531 | 3.3437 | 3.5147 | 4.1403 | 4.2706 | 4.6388
Program Specific1-in-10Size: Over 200kWOrange County2020December Monthly Peak | Program Specific | 1-in-10 | Size: Over 200kW | Orange County | 2020 | December Monthly Peak | 12 | 115.6878 | 111.3527 | 108.5126 | 108.7497 | 120.013 | 149.5512 | 176.9454 | 188.9727 | 197.3525 | 197.9558 | 199.5506 | 198.0044 | 194.8104 | 190.985 | 183.5308 | 172.1726 | 163.4073 | 160.313 | 154.6896 | 150.7204 | 144.9909 | 139.0613 | 129.7703 | 123.5657 | 3.2778 | 2.5069 | 2.104 | 0.4243 | 0.11598 | 0.73655 | 1.7678 | 1.6213 | -0.098284 | -0.80284 | 0.084558 | 0.78631 | 1.8694 | 6.0613 | 14.7466 | 13.4806 | 13.1926 | 12.2091 | 3.1158 | 1.6582 | 0.38531 | 0.25711 | 0.59879 | -0.28958 | 45.0121 | 44.3958 | 44.2294 | 44.5271 | 44.7579 | 44.6687 | 44.8633 | 44.7911 | 45.3751 | 46.5069 | 47.5693 | 49.0879 | 50.2161 | 50.7988 | 51.1026 | 51.0518 | 50.5501 | 49.6541 | 48.4326 | 47.2326 | 46.206 | 45.6598 | 45.2772 | 44.4028 | 4.9566 | 3.9813 | 4.298 | 3.8474 | 3.4732 | 3.8219 | 3.2506 | 2.9771 | 3.1213 | 3.3583 | 3.6295 | 4.3576 | 3.6739 | 3.6229 | 3.0414 | 2.7803 | 2.4601 | 2.9157 | 3.2845 | 3.028 | 3.2085 | 3.8286 | 3.9779 | 4.3543
Program Specific1-in-10Size: Over 200kWOrange County2020Typical Event Day | Program Specific | 1-in-10 | Size: Over 200kW | Orange County | 2020 | Typical Event Day | 8 | 140.0953 | 134.0888 | 129.7031 | 131.9852 | 143.6669 | 175.426 | 205.1655 | 222.655 | 237.621 | 246.7979 | 254.0851 | 256.9722 | 256.3632 | 254.9588 | 248.7656 | 236.3355 | 221.6578 | 207.0357 | 196.8436 | 193.0498 | 188.24 | 177.8549 | 163.9949 | 155.995 | -0.90551 | -0.53597 | -0.73409 | -1.2456 | -1.8555 | -2.1832 | -1.7853 | -0.9859 | 1.0782 | 1.9231 | -0.35484 | -0.40533 | 1.4967 | 6.3721 | 19.0668 | 17.7805 | 16.2272 | 14.7273 | 5.2842 | 0.064098 | -0.81622 | -0.81058 | -1.2604 | -0.95874 | 78.4044 | 77.2344 | 76.1286 | 75.1723 | 74.2633 | 73.6163 | 73.1552 | 73.4914 | 76.3314 | 81.1389 | 86.2443 | 90.9295 | 94.4163 | 96.5153 | 97.6825 | 98.2112 | 98.3047 | 97.3643 | 95.9045 | 92.9629 | 88.8512 | 85.0519 | 82.3879 | 80.3565 | 5.7164 | 4.5659 | 4.8926 | 4.447 | 3.9597 | 4.2697 | 3.5895 | 3.3406 | 3.5792 | 3.9875 | 4.4013 | 5.3859 | 4.6044 | 4.6061 | 3.9262 | 3.6347 | 3.1782 | 3.5861 | 3.9805 | 3.6937 | 3.9672 | 4.6634 | 4.7876 | 5.2353
Program Specific1-in-10Size: Over 200kWOrange County2021January Monthly Peak | Program Specific | 1-in-10 | Size: Over 200kW | Orange County | 2021 | January Monthly Peak | 1 | 113.1992 | 109.3295 | 105.9632 | 106.8072 | 118.6865 | 149.9842 | 178.5474 | 191.8031 | 200.7499 | 199.7688 | 200.9448 | 200.4054 | 197.6812 | 192.846 | 184.8824 | 171.9631 | 160.8083 | 157.5319 | 153.1098 | 149.1307 | 144.0034 | 138.0282 | 129.2951 | 123.1965 | 3.2073 | 2.4614 | 2.0545 | 0.41672 | 0.1147 | 0.73868 | 1.7839 | 1.6456 | -0.099976 | -0.8102 | 0.085149 | 0.79584 | 1.8969 | 6.1204 | 14.8552 | 13.4642 | 12.9828 | 11.9973 | 3.084 | 1.6407 | 0.38268 | 0.2552 | 0.59659 | -0.28871 | 45.8931 | 45.1063 | 44.1167 | 43.3859 | 43.0994 | 42.5301 | 42.0641 | 41.9828 | 42.4804 | 44.7706 | 47.3735 | 49.2111 | 51.0202 | 52.0168 | 52.6709 | 52.6256 | 51.4692 | 49.8313 | 47.3734 | 45.9957 | 45.1811 | 44.7333 | 44.1553 | 43.3964 | 4.8499 | 3.909 | 4.197 | 3.7786 | 3.4348 | 3.833 | 3.2801 | 3.0217 | 3.175 | 3.3891 | 3.6549 | 4.4104 | 3.728 | 3.6582 | 3.0638 | 2.7769 | 2.421 | 2.8651 | 3.251 | 2.996 | 3.1866 | 3.8001 | 3.9633 | 4.3413
Program Specific1-in-10Size: Over 200kWOrange County2021February Monthly Peak | Program Specific | 1-in-10 | Size: Over 200kW | Orange County | 2021 | February Monthly Peak | 2 | 113.8628 | 109.6114 | 107.0377 | 108.1371 | 119.982 | 150.5396 | 178.0965 | 190.91 | 199.6727 | 200.7508 | 202.8871 | 204.0524 | 202.5343 | 199.3911 | 192.3952 | 179.2758 | 166.9938 | 161.0867 | 157.6002 | 152.9385 | 147.3864 | 140.1751 | 130.1472 | 123.3213 | 3.2261 | 2.4677 | 2.0754 | 0.42191 | 0.11595 | 0.74142 | 1.7794 | 1.6379 | -0.099439 | -0.81418 | 0.085972 | 0.81032 | 1.9435 | 6.3281 | 15.4588 | 14.0368 | 13.4821 | 12.268 | 3.1745 | 1.6826 | 0.39167 | 0.25917 | 0.60052 | -0.28901 | 51.4966 | 51.8111 | 51.3969 | 50.8739 | 50.772 | 50.0418 | 48.9324 | 49.3705 | 50.3757 | 52.6237 | 54.7973 | 55.8279 | 56.6542 | 57.9012 | 59.0223 | 59.3021 | 58.486 | 58.0908 | 56.5296 | 55.0778 | 53.8722 | 52.3773 | 51.6546 | 50.8679 | 4.8784 | 3.9191 | 4.2396 | 3.8257 | 3.4723 | 3.8472 | 3.2718 | 3.0076 | 3.158 | 3.4057 | 3.6902 | 4.4907 | 3.8195 | 3.7824 | 3.1883 | 2.895 | 2.5141 | 2.9298 | 3.3463 | 3.0725 | 3.2615 | 3.8592 | 3.9895 | 4.3457
Program Specific1-in-10Size: Over 200kWOrange County2021March Monthly Peak | Program Specific | 1-in-10 | Size: Over 200kW | Orange County | 2021 | March Monthly Peak | 3 | 119.2679 | 114.7295 | 110.9043 | 112.3432 | 123.3395 | 153.3432 | 181.3065 | 194.4066 | 203.9894 | 207.441 | 212.1001 | 214.5481 | 215.2072 | 214.3871 | 208.0537 | 195.0309 | 181.8898 | 170.7437 | 164.3197 | 163.509 | 157.8672 | 149.3788 | 138.0791 | 129.7189 | 3.3792 | 2.5829 | 2.1503 | 0.43832 | 0.1192 | 0.75523 | 1.8114 | 1.6679 | -0.10159 | -0.84131 | 0.089876 | 0.852 | 2.0651 | 6.804 | 16.717 | 15.2704 | 14.6848 | 13.0034 | 3.3098 | 1.7989 | 0.41953 | 0.27618 | 0.63712 | -0.304 | 62.249 | 60.4298 | 58.6651 | 57.8835 | 57.4265 | 57.058 | 57.0364 | 57.2891 | 58.2801 | 61.9385 | 66.1702 | 70.7146 | 74.4369 | 76.4905 | 77.4768 | 78.1506 | 78.291 | 77.6791 | 76.1187 | 73.3856 | 69.9252 | 66.8892 | 64.4694 | 61.8289 | 5.11 | 4.1021 | 4.3927 | 3.9745 | 3.5695 | 3.9188 | 3.3307 | 3.0627 | 3.2262 | 3.5192 | 3.8578 | 4.7216 | 4.0585 | 4.0668 | 3.4478 | 3.1495 | 2.7384 | 3.1054 | 3.489 | 3.2849 | 3.4934 | 4.1126 | 4.2326 | 4.5711
Program Specific1-in-10Size: Over 200kWOrange County2021April Monthly Peak | Program Specific | 1-in-10 | Size: Over 200kW | Orange County | 2021 | April Monthly Peak | 4 | 121.4176 | 117.0751 | 113.3951 | 115.286 | 126.4751 | 156.7354 | 183.3755 | 199.0691 | 212.0167 | 219.789 | 227.5334 | 231.6301 | 232.7966 | 231.7903 | 224.7574 | 211.1439 | 196.9572 | 184.0389 | 173.3159 | 172.6548 | 167.1944 | 157.851 | 144.9588 | 135.5302 | 1.6284 | 1.3048 | 0.9806 | -0.20964 | -0.63063 | -0.39555 | 0.36221 | 0.59754 | 0.35222 | 0.22524 | -0.081191 | 0.36873 | 1.8587 | 6.686 | 17.7021 | 16.2547 | 15.2656 | 13.6195 | 3.9891 | 1.1095 | -0.057092 | -0.1418 | -0.095683 | -0.53861 | 72.2809 | 70.2706 | 68.5193 | 66.688 | 65.7556 | 65.0297 | 64.3363 | 64.5128 | 67.6899 | 73.4009 | 79.8299 | 85.7586 | 89.6467 | 91.6464 | 92.407 | 93.0077 | 92.9835 | 92.1457 | 90.5663 | 86.9826 | 81.9031 | 77.8259 | 75.0252 | 72.7426 | 4.9395 | 3.9747 | 4.2647 | 3.8727 | 3.4755 | 3.8033 | 3.1987 | 2.9778 | 3.1839 | 3.5405 | 3.9296 | 4.8402 | 4.1686 | 4.175 | 3.5366 | 3.2375 | 2.8156 | 3.1783 | 3.4942 | 3.2935 | 3.5131 | 4.1265 | 4.2192 | 4.5348
Program Specific1-in-10Size: Over 200kWOrange County2021May Monthly Peak | Program Specific | 1-in-10 | Size: Over 200kW | Orange County | 2021 | May Monthly Peak | 5 | 123.904 | 119.2796 | 115.3757 | 117.4096 | 129.4386 | 160.7731 | 186.2649 | 205.3 | 221.8915 | 231.7353 | 241.1055 | 245.3918 | 246.5118 | 245.5795 | 238.4833 | 223.667 | 208.2021 | 193.7994 | 181.9361 | 178.4061 | 174.6022 | 165.0487 | 151.1683 | 142.2518 | 0.31885 | 0.34445 | 0.097552 | -0.70133 | -1.2051 | -1.2756 | -0.71659 | -0.21553 | 0.71664 | 1.0927 | -0.22274 | -0.033457 | 1.6797 | 6.5678 | 18.5081 | 17.0053 | 15.6491 | 14.0386 | 4.5673 | 0.55359 | -0.43996 | -0.47761 | -0.67892 | -0.7338 | 75.719 | 73.8971 | 72.2923 | 71.6359 | 70.8698 | 69.8521 | 69.3128 | 69.6676 | 73.3184 | 79.2806 | 84.4973 | 88.3861 | 91.078 | 93.2878 | 94.6888 | 95.0793 | 94.963 | 93.9262 | 92.3118 | 89.6198 | 85.5495 | 81.0275 | 78.3504 | 76.0962 | 4.9946 | 4.0126 | 4.2996 | 3.9081 | 3.5244 | 3.8657 | 3.2195 | 3.043 | 3.3018 | 3.6989 | 4.126 | 5.081 | 4.3739 | 4.383 | 3.7184 | 3.3983 | 2.9492 | 3.3163 | 3.6346 | 3.3722 | 3.6353 | 4.2753 | 4.3598 | 4.7163
Program Specific1-in-10Size: Over 200kWOrange County2021June Monthly Peak | Program Specific | 1-in-10 | Size: Over 200kW | Orange County | 2021 | June Monthly Peak | 6 | 134.1647 | 129.3648 | 124.043 | 126.0893 | 136.5256 | 165.19 | 191.1689 | 209.0865 | 223.2244 | 231.3853 | 238.2795 | 240.5782 | 238.5467 | 236.8084 | 230.4861 | 219.7889 | 206.3018 | 192.6877 | 184.1891 | 180.9142 | 178.2196 | 170.111 | 156.5696 | 148.4655 | 0.75873 | 0.67732 | 0.38007 | -0.60421 | -1.1032 | -1.0565 | -0.41896 | 0.021369 | 0.62139 | 0.84821 | -0.18171 | 0.085424 | 1.7048 | 6.4747 | 17.9631 | 16.7701 | 15.6438 | 14.0438 | 4.5145 | 0.73234 | -0.33869 | -0.39574 | -0.53261 | -0.71585 | 73.6572 | 72.2303 | 70.9107 | 69.899 | 68.5816 | 67.7168 | 67.3297 | 68.1732 | 71.7158 | 77.0179 | 82.4997 | 87.2187 | 90.8893 | 93.5173 | 95.3758 | 96.2679 | 96.6094 | 95.4311 | 93.7978 | 90.6543 | 86.3854 | 82.3537 | 79.5929 | 77.4355 | 5.4081 | 4.3517 | 4.6224 | 4.1969 | 3.7173 | 3.9718 | 3.3041 | 3.099 | 3.3216 | 3.6932 | 4.0775 | 4.9812 | 4.2325 | 4.2263 | 3.5936 | 3.3392 | 2.9221 | 3.2972 | 3.6794 | 3.4195 | 3.7104 | 4.4063 | 4.5154 | 4.9222
Program Specific1-in-10Size: Over 200kWOrange County2021July Monthly Peak | Program Specific | 1-in-10 | Size: Over 200kW | Orange County | 2021 | July Monthly Peak | 7 | 137.862 | 132.6444 | 128.5797 | 130.4146 | 141.831 | 172.6348 | 199.5278 | 216.0294 | 229.4582 | 238.1163 | 245.3155 | 247.8224 | 246.8257 | 244.7838 | 239.4231 | 229.331 | 216.3354 | 203.1487 | 194.0198 | 189.2039 | 184.8014 | 176.5929 | 163.0808 | 154.5272 | -0.70845 | -0.39633 | -0.60512 | -1.1646 | -1.7568 | -2.0343 | -1.5943 | -0.84959 | 0.99716 | 1.748 | -0.3256 | -0.33855 | 1.4763 | 6.1806 | 18.3845 | 17.2803 | 15.8996 | 14.4896 | 5.1589 | 0.13967 | -0.75211 | -0.76176 | -1.177 | -0.92735 | 79.1768 | 77.7721 | 76.4444 | 75.0232 | 74.1061 | 73.2507 | 72.4141 | 72.8344 | 76.0007 | 80.9759 | 86.3436 | 91.0347 | 93.9734 | 95.4575 | 96.3777 | 96.1997 | 96.0252 | 95.6341 | 94.1024 | 91.4924 | 87.5684 | 83.6035 | 80.9978 | 79.276 | 5.6091 | 4.5038 | 4.8363 | 4.3815 | 3.8979 | 4.1896 | 3.4809 | 3.2319 | 3.4463 | 3.8362 | 4.2372 | 5.1792 | 4.4203 | 4.4096 | 3.7678 | 3.5168 | 3.0929 | 3.5087 | 3.9121 | 3.6097 | 3.8835 | 4.617 | 4.7472 | 5.1711
Program Specific1-in-10Size: Over 200kWOrange County2021August Monthly Peak | Program Specific | 1-in-10 | Size: Over 200kW | Orange County | 2021 | August Monthly Peak | 8 | 140.9035 | 134.9102 | 130.5334 | 132.8137 | 144.6053 | 176.601 | 206.5614 | 224.8431 | 240.7599 | 250.9964 | 259.2682 | 262.7408 | 262.4558 | 260.9411 | 254.6384 | 241.9012 | 226.8143 | 211.6556 | 200.6108 | 196.5399 | 191.2536 | 180.5084 | 166.3097 | 157.9971 | -1.8322 | -1.2114 | -1.3533 | -1.5864 | -2.2448 | -2.7744 | -2.5231 | -1.5452 | 1.3203 | 2.5146 | -0.45078 | -0.68839 | 1.3469 | 6.1908 | 19.3397 | 18.06 | 16.2839 | 14.8561 | 5.638 | -0.32884 | -1.0807 | -1.04 | -1.6626 | -1.0839 | 79.4277 | 78.5372 | 77.6646 | 76.6675 | 76.0103 | 75.4665 | 75.4756 | 76.0699 | 78.7264 | 83.6147 | 88.6075 | 93.333 | 97.3579 | 99.6722 | 100.5665 | 101.3234 | 101.3716 | 100.3934 | 99.5864 | 96.8803 | 92.6727 | 88.8946 | 86.2476 | 84.1408 | 5.862 | 4.6839 | 5.0204 | 4.5626 | 4.0637 | 4.3824 | 3.6847 | 3.4395 | 3.6975 | 4.1348 | 4.5791 | 5.6147 | 4.8062 | 4.8065 | 4.0976 | 3.7932 | 3.3158 | 3.738 | 4.1361 | 3.8341 | 4.1096 | 4.8257 | 4.9503 | 5.4063
Program Specific1-in-10Size: Over 200kWOrange County2021September Monthly Peak | Program Specific | 1-in-10 | Size: Over 200kW | Orange County | 2021 | September Monthly Peak | 9 | 139.3157 | 134.0935 | 130.1498 | 132.1337 | 144.1087 | 175.9335 | 206.7419 | 226.2201 | 244.8277 | 255.4159 | 264.6431 | 268.9214 | 269.3253 | 267.7994 | 260.3464 | 245.7049 | 229.4829 | 213.3328 | 202.5491 | 201.4249 | 192.2188 | 181.5164 | 166.9225 | 157.8083 | -1.8623 | -1.2413 | -1.3835 | -1.5968 | -2.2581 | -2.7959 | -2.5658 | -1.5855 | 1.3555 | 2.5906 | -0.46517 | -0.72022 | 1.3715 | 6.3346 | 19.7631 | 18.3361 | 16.4574 | 14.9626 | 5.7067 | -0.35953 | -1.1002 | -1.058 | -1.6902 | -1.0889 | 81.356 | 80.3979 | 79.4948 | 79.0994 | 78.3554 | 78.0312 | 77.4013 | 76.8881 | 78.8828 | 82.9472 | 87.5264 | 92.1314 | 95.4446 | 97.4144 | 98.4101 | 99.0539 | 99.2127 | 97.9987 | 96.1313 | 92.8245 | 88.7784 | 85.3557 | 82.7134 | 80.5736 | 5.8036 | 4.6617 | 5.0123 | 4.5452 | 4.0551 | 4.3717 | 3.6929 | 3.4652 | 3.7649 | 4.2132 | 4.6802 | 5.7544 | 4.9385 | 4.9394 | 4.195 | 3.8579 | 3.3593 | 3.7726 | 4.1816 | 3.9346 | 4.1358 | 4.8591 | 4.9751 | 5.407
Program Specific1-in-10Size: Over 200kWOrange County2021October Monthly Peak | Program Specific | 1-in-10 | Size: Over 200kW | Orange County | 2021 | October Monthly Peak | 10 | 131.7111 | 126.8017 | 121.4675 | 122.2779 | 133.9807 | 164.7939 | 194.0913 | 210.1588 | 226.22 | 236.0647 | 246.4984 | 251.4364 | 252.8107 | 252.6587 | 245.3823 | 230.4017 | 214.1139 | 199.8996 | 193.6483 | 189.0706 | 178.6076 | 168.3708 | 155.6332 | 146.1833 | 0.34116 | 0.3678 | 0.10418 | -0.72962 | -1.2465 | -1.3061 | -0.74494 | -0.21931 | 0.73007 | 1.1117 | -0.2275 | -0.033605 | 1.7231 | 6.758 | 19.0439 | 17.5177 | 16.0942 | 14.481 | 4.8607 | 0.58766 | -0.44945 | -0.4867 | -0.69804 | -0.75381 | 76.1751 | 74.4181 | 73.0738 | 71.8405 | 70.8919 | 70.2011 | 69.6498 | 69.575 | 71.1208 | 75.4863 | 81.3498 | 87.054 | 91.841 | 95.0516 | 96.261 | 96.9285 | 96.8081 | 95.2512 | 92.1635 | 87.5197 | 82.9167 | 79.8679 | 77.796 | 75.9451 | 5.3093 | 4.2656 | 4.5265 | 4.0701 | 3.6481 | 3.9624 | 3.3547 | 3.115 | 3.3662 | 3.768 | 4.2183 | 5.2062 | 4.4857 | 4.5093 | 3.8259 | 3.5006 | 3.0329 | 3.4207 | 3.8685 | 3.5738 | 3.7186 | 4.3613 | 4.4885 | 4.8467
Program Specific1-in-10Size: Over 200kWOrange County2021November Monthly Peak | Program Specific | 1-in-10 | Size: Over 200kW | Orange County | 2021 | November Monthly Peak | 11 | 123.8593 | 119.4323 | 115.9598 | 117.2767 | 128.6978 | 158.2524 | 184.1416 | 199.5041 | 212.7727 | 220.9246 | 228.9049 | 231.9584 | 232.5453 | 231.4774 | 224.3337 | 209.7309 | 196.2087 | 189.029 | 178.5733 | 172.7493 | 164.8505 | 156.0852 | 144.6012 | 136.6312 | 2.3556 | 1.8412 | 1.4708 | 0.03879 | -0.35387 | 0.04353 | 0.91831 | 1.017 | 0.18085 | -0.19531 | -0.014545 | 0.57661 | 1.9975 | 6.9285 | 17.8027 | 16.2494 | 15.4455 | 14.1418 | 3.9173 | 1.4071 | 0.12946 | 0.020898 | 0.19111 | -0.45927 | 70.2982 | 68.2132 | 67.6305 | 66.2581 | 65.1317 | 63.9942 | 64.2771 | 64.6347 | 66.9569 | 71.5038 | 77.7636 | 83.1343 | 86.4537 | 88.2053 | 89.2173 | 89.0944 | 87.8591 | 85.2463 | 81.7889 | 78.8132 | 76.1619 | 73.9464 | 72.0663 | 71.0832 | 5.1128 | 4.1142 | 4.4251 | 3.9974 | 3.5885 | 3.8965 | 3.2592 | 3.0281 | 3.2422 | 3.6111 | 4.0113 | 4.9183 | 4.2253 | 4.2306 | 3.5818 | 3.2631 | 2.846 | 3.3124 | 3.6531 | 3.3437 | 3.5147 | 4.1403 | 4.2706 | 4.6388
Program Specific1-in-10Size: Over 200kWOrange County2021December Monthly Peak | Program Specific | 1-in-10 | Size: Over 200kW | Orange County | 2021 | December Monthly Peak | 12 | 115.6878 | 111.3527 | 108.5126 | 108.7497 | 120.013 | 149.5512 | 176.9454 | 188.9727 | 197.3525 | 197.9558 | 199.5506 | 198.0044 | 194.8104 | 190.985 | 183.5308 | 172.1726 | 163.4073 | 160.313 | 154.6896 | 150.7204 | 144.9909 | 139.0612 | 129.7703 | 123.5656 | 3.2778 | 2.5069 | 2.104 | 0.4243 | 0.11598 | 0.73655 | 1.7678 | 1.6213 | -0.098284 | -0.80284 | 0.084558 | 0.78631 | 1.8694 | 6.0613 | 14.7466 | 13.4806 | 13.1926 | 12.2091 | 3.1158 | 1.6582 | 0.38531 | 0.25711 | 0.59879 | -0.28958 | 45.0121 | 44.3958 | 44.2294 | 44.5271 | 44.7579 | 44.6687 | 44.8633 | 44.7911 | 45.3751 | 46.5069 | 47.5693 | 49.0879 | 50.2161 | 50.7988 | 51.1026 | 51.0518 | 50.5501 | 49.6541 | 48.4326 | 47.2326 | 46.206 | 45.6598 | 45.2772 | 44.4028 | 4.9566 | 3.9814 | 4.298 | 3.8474 | 3.4732 | 3.8219 | 3.2506 | 2.9771 | 3.1213 | 3.3583 | 3.6295 | 4.3576 | 3.6739 | 3.6229 | 3.0414 | 2.7803 | 2.4601 | 2.9157 | 3.2845 | 3.028 | 3.2085 | 3.8286 | 3.9779 | 4.3543
Program Specific1-in-10Size: Over 200kWOrange County2021Typical Event Day | Program Specific | 1-in-10 | Size: Over 200kW | Orange County | 2021 | Typical Event Day | 8 | 140.0953 | 134.0888 | 129.7031 | 131.9852 | 143.6669 | 175.426 | 205.1655 | 222.655 | 237.621 | 246.7979 | 254.0851 | 256.9722 | 256.3632 | 254.9588 | 248.7656 | 236.3355 | 221.6578 | 207.0357 | 196.8436 | 193.0498 | 188.24 | 177.8549 | 163.9949 | 155.995 | -0.90551 | -0.53597 | -0.73409 | -1.2456 | -1.8555 | -2.1832 | -1.7853 | -0.9859 | 1.0782 | 1.9231 | -0.35484 | -0.40533 | 1.4967 | 6.3721 | 19.0668 | 17.7805 | 16.2272 | 14.7273 | 5.2842 | 0.064098 | -0.81622 | -0.81058 | -1.2604 | -0.95874 | 78.4044 | 77.2343 | 76.1286 | 75.1723 | 74.2633 | 73.6163 | 73.1552 | 73.4914 | 76.3314 | 81.1389 | 86.2443 | 90.9295 | 94.4163 | 96.5153 | 97.6825 | 98.2112 | 98.3047 | 97.3643 | 95.9045 | 92.9629 | 88.8512 | 85.0519 | 82.3879 | 80.3565 | 5.7164 | 4.5659 | 4.8926 | 4.447 | 3.9597 | 4.2697 | 3.5895 | 3.3406 | 3.5792 | 3.9875 | 4.4013 | 5.3859 | 4.6044 | 4.6061 | 3.9262 | 3.6347 | 3.1782 | 3.5861 | 3.9805 | 3.6937 | 3.9672 | 4.6634 | 4.7876 | 5.2353
Program Specific1-in-10Size: Over 200kWOrange County2022January Monthly Peak | Program Specific | 1-in-10 | Size: Over 200kW | Orange County | 2022 | January Monthly Peak | 1 | 113.1992 | 109.3295 | 105.9632 | 106.8072 | 118.6865 | 149.9842 | 178.5474 | 191.8031 | 200.7499 | 199.7688 | 200.9448 | 200.4054 | 197.6812 | 192.8459 | 184.8825 | 171.9631 | 160.8083 | 157.5319 | 153.1098 | 149.1307 | 144.0034 | 138.0282 | 129.2951 | 123.1965 | 3.2073 | 2.4614 | 2.0545 | 0.41672 | 0.1147 | 0.73868 | 1.7839 | 1.6456 | -0.099976 | -0.8102 | 0.085149 | 0.79584 | 1.8969 | 6.1204 | 14.8552 | 13.4642 | 12.9828 | 11.9973 | 3.084 | 1.6407 | 0.38268 | 0.2552 | 0.59659 | -0.28871 | 45.8931 | 45.1063 | 44.1167 | 43.3859 | 43.0994 | 42.5301 | 42.0641 | 41.9828 | 42.4804 | 44.7706 | 47.3735 | 49.2111 | 51.0202 | 52.0168 | 52.6709 | 52.6256 | 51.4692 | 49.8313 | 47.3734 | 45.9957 | 45.1811 | 44.7333 | 44.1553 | 43.3964 | 4.8499 | 3.909 | 4.197 | 3.7786 | 3.4348 | 3.833 | 3.2801 | 3.0217 | 3.175 | 3.3891 | 3.6549 | 4.4104 | 3.728 | 3.6582 | 3.0638 | 2.7769 | 2.421 | 2.8651 | 3.251 | 2.996 | 3.1866 | 3.8001 | 3.9633 | 4.3413
Program Specific1-in-10Size: Over 200kWOrange County2022February Monthly Peak | Program Specific | 1-in-10 | Size: Over 200kW | Orange County | 2022 | February Monthly Peak | 2 | 113.8628 | 109.6114 | 107.0377 | 108.1371 | 119.982 | 150.5396 | 178.0965 | 190.9101 | 199.6727 | 200.7508 | 202.8871 | 204.0524 | 202.5343 | 199.3911 | 192.3952 | 179.2758 | 166.9938 | 161.0867 | 157.6002 | 152.9385 | 147.3864 | 140.1751 | 130.1472 | 123.3213 | 3.2261 | 2.4677 | 2.0754 | 0.42191 | 0.11595 | 0.74142 | 1.7794 | 1.6379 | -0.099439 | -0.81418 | 0.085972 | 0.81032 | 1.9435 | 6.3281 | 15.4588 | 14.0368 | 13.4821 | 12.268 | 3.1745 | 1.6826 | 0.39167 | 0.25917 | 0.60052 | -0.28901 | 51.4966 | 51.8111 | 51.3969 | 50.8739 | 50.772 | 50.0418 | 48.9324 | 49.3705 | 50.3757 | 52.6236 | 54.7973 | 55.8279 | 56.6542 | 57.9012 | 59.0223 | 59.3021 | 58.486 | 58.0908 | 56.5296 | 55.0778 | 53.8722 | 52.3773 | 51.6546 | 50.8679 | 4.8784 | 3.9191 | 4.2396 | 3.8257 | 3.4723 | 3.8472 | 3.2718 | 3.0076 | 3.158 | 3.4057 | 3.6902 | 4.4907 | 3.8195 | 3.7824 | 3.1883 | 2.895 | 2.5141 | 2.9298 | 3.3463 | 3.0725 | 3.2615 | 3.8592 | 3.9895 | 4.3457
Program Specific1-in-10Size: Over 200kWOrange County2022March Monthly Peak | Program Specific | 1-in-10 | Size: Over 200kW | Orange County | 2022 | March Monthly Peak | 3 | 119.2679 | 114.7295 | 110.9043 | 112.3432 | 123.3395 | 153.3432 | 181.3065 | 194.4066 | 203.9894 | 207.441 | 212.1001 | 214.5481 | 215.2072 | 214.3871 | 208.0537 | 195.0309 | 181.8898 | 170.7437 | 164.3197 | 163.509 | 157.8672 | 149.3788 | 138.0791 | 129.719 | 3.3792 | 2.5829 | 2.1503 | 0.43832 | 0.1192 | 0.75523 | 1.8114 | 1.6679 | -0.10159 | -0.84131 | 0.089876 | 0.852 | 2.0651 | 6.804 | 16.717 | 15.2704 | 14.6848 | 13.0034 | 3.3098 | 1.7989 | 0.41953 | 0.27618 | 0.63712 | -0.304 | 62.249 | 60.4298 | 58.6651 | 57.8835 | 57.4265 | 57.058 | 57.0364 | 57.2891 | 58.2801 | 61.9385 | 66.1702 | 70.7146 | 74.4369 | 76.4905 | 77.4768 | 78.1506 | 78.291 | 77.6791 | 76.1187 | 73.3856 | 69.9252 | 66.8892 | 64.4694 | 61.8289 | 5.11 | 4.1021 | 4.3927 | 3.9745 | 3.5695 | 3.9188 | 3.3307 | 3.0627 | 3.2262 | 3.5192 | 3.8578 | 4.7216 | 4.0585 | 4.0668 | 3.4478 | 3.1495 | 2.7384 | 3.1054 | 3.489 | 3.2849 | 3.4934 | 4.1126 | 4.2326 | 4.5711
Program Specific1-in-10Size: Over 200kWOrange County2022April Monthly Peak | Program Specific | 1-in-10 | Size: Over 200kW | Orange County | 2022 | April Monthly Peak | 4 | 121.4176 | 117.0751 | 113.3952 | 115.286 | 126.4751 | 156.7354 | 183.3755 | 199.0691 | 212.0167 | 219.789 | 227.5334 | 231.6301 | 232.7966 | 231.7903 | 224.7574 | 211.1439 | 196.9572 | 184.0389 | 173.3159 | 172.6548 | 167.1943 | 157.851 | 144.9588 | 135.5302 | 1.6284 | 1.3048 | 0.9806 | -0.20964 | -0.63063 | -0.39555 | 0.36221 | 0.59754 | 0.35222 | 0.22524 | -0.081191 | 0.36873 | 1.8587 | 6.686 | 17.7021 | 16.2547 | 15.2656 | 13.6195 | 3.9891 | 1.1095 | -0.057092 | -0.1418 | -0.095683 | -0.53861 | 72.2809 | 70.2706 | 68.5193 | 66.688 | 65.7556 | 65.0297 | 64.3363 | 64.5128 | 67.6899 | 73.4009 | 79.8299 | 85.7586 | 89.6467 | 91.6464 | 92.4071 | 93.0077 | 92.9835 | 92.1457 | 90.5663 | 86.9826 | 81.9031 | 77.8259 | 75.0252 | 72.7426 | 4.9395 | 3.9747 | 4.2647 | 3.8727 | 3.4755 | 3.8033 | 3.1987 | 2.9778 | 3.1839 | 3.5405 | 3.9296 | 4.8402 | 4.1686 | 4.175 | 3.5366 | 3.2375 | 2.8156 | 3.1783 | 3.4942 | 3.2935 | 3.5131 | 4.1265 | 4.2192 | 4.5348
Program Specific1-in-10Size: Over 200kWOrange County2022May Monthly Peak | Program Specific | 1-in-10 | Size: Over 200kW | Orange County | 2022 | May Monthly Peak | 5 | 123.904 | 119.2796 | 115.3757 | 117.4096 | 129.4386 | 160.7731 | 186.265 | 205.3 | 221.8915 | 231.7353 | 241.1055 | 245.3918 | 246.5118 | 245.5795 | 238.4833 | 223.667 | 208.2021 | 193.7994 | 181.9361 | 178.4061 | 174.6022 | 165.0487 | 151.1683 | 142.2518 | 0.31885 | 0.34445 | 0.097552 | -0.70133 | -1.2051 | -1.2756 | -0.71659 | -0.21553 | 0.71664 | 1.0927 | -0.22274 | -0.033457 | 1.6797 | 6.5678 | 18.5081 | 17.0053 | 15.6491 | 14.0386 | 4.5673 | 0.55359 | -0.43996 | -0.47761 | -0.67892 | -0.7338 | 75.719 | 73.8971 | 72.2923 | 71.6359 | 70.8698 | 69.8521 | 69.3128 | 69.6676 | 73.3184 | 79.2806 | 84.4973 | 88.3861 | 91.078 | 93.2878 | 94.6888 | 95.0793 | 94.963 | 93.9262 | 92.3118 | 89.6198 | 85.5495 | 81.0275 | 78.3504 | 76.0962 | 4.9946 | 4.0126 | 4.2996 | 3.9081 | 3.5244 | 3.8657 | 3.2195 | 3.043 | 3.3018 | 3.6989 | 4.126 | 5.081 | 4.3739 | 4.383 | 3.7184 | 3.3983 | 2.9492 | 3.3163 | 3.6346 | 3.3722 | 3.6353 | 4.2753 | 4.3598 | 4.7163
Program Specific1-in-10Size: Over 200kWOrange County2022June Monthly Peak | Program Specific | 1-in-10 | Size: Over 200kW | Orange County | 2022 | June Monthly Peak | 6 | 134.1647 | 129.3648 | 124.043 | 126.0893 | 136.5256 | 165.19 | 191.1689 | 209.0865 | 223.2244 | 231.3853 | 238.2795 | 240.5782 | 238.5467 | 236.8084 | 230.4861 | 219.7889 | 206.3018 | 192.6877 | 184.1891 | 180.9142 | 178.2196 | 170.111 | 156.5696 | 148.4655 | 0.75873 | 0.67732 | 0.38007 | -0.60421 | -1.1032 | -1.0565 | -0.41896 | 0.021369 | 0.62139 | 0.84821 | -0.18171 | 0.085424 | 1.7048 | 6.4747 | 17.9631 | 16.7701 | 15.6438 | 14.0438 | 4.5145 | 0.73234 | -0.33869 | -0.39574 | -0.53261 | -0.71585 | 73.6572 | 72.2303 | 70.9107 | 69.899 | 68.5816 | 67.7168 | 67.3297 | 68.1732 | 71.7158 | 77.0179 | 82.4997 | 87.2187 | 90.8893 | 93.5173 | 95.3758 | 96.2679 | 96.6094 | 95.4311 | 93.7978 | 90.6543 | 86.3854 | 82.3537 | 79.5929 | 77.4355 | 5.4081 | 4.3517 | 4.6224 | 4.1969 | 3.7173 | 3.9718 | 3.3041 | 3.099 | 3.3216 | 3.6932 | 4.0775 | 4.9812 | 4.2325 | 4.2263 | 3.5936 | 3.3392 | 2.9221 | 3.2972 | 3.6794 | 3.4195 | 3.7104 | 4.4063 | 4.5154 | 4.9222
Program Specific1-in-10Size: Over 200kWOrange County2022July Monthly Peak | Program Specific | 1-in-10 | Size: Over 200kW | Orange County | 2022 | July Monthly Peak | 7 | 137.862 | 132.6444 | 128.5797 | 130.4146 | 141.831 | 172.6348 | 199.5278 | 216.0295 | 229.4582 | 238.1163 | 245.3155 | 247.8224 | 246.8257 | 244.7838 | 239.4231 | 229.331 | 216.3354 | 203.1487 | 194.0198 | 189.2039 | 184.8014 | 176.5929 | 163.0808 | 154.5272 | -0.70845 | -0.39633 | -0.60512 | -1.1646 | -1.7568 | -2.0343 | -1.5943 | -0.84959 | 0.99716 | 1.748 | -0.3256 | -0.33855 | 1.4763 | 6.1806 | 18.3845 | 17.2803 | 15.8996 | 14.4896 | 5.1589 | 0.13967 | -0.75211 | -0.76176 | -1.177 | -0.92735 | 79.1768 | 77.7721 | 76.4444 | 75.0232 | 74.1061 | 73.2507 | 72.4141 | 72.8344 | 76.0007 | 80.9759 | 86.3436 | 91.0347 | 93.9734 | 95.4575 | 96.3777 | 96.1997 | 96.0252 | 95.6341 | 94.1024 | 91.4924 | 87.5684 | 83.6035 | 80.9978 | 79.276 | 5.6091 | 4.5038 | 4.8363 | 4.3815 | 3.8979 | 4.1896 | 3.4809 | 3.2319 | 3.4463 | 3.8362 | 4.2372 | 5.1792 | 4.4203 | 4.4096 | 3.7678 | 3.5168 | 3.0929 | 3.5087 | 3.9121 | 3.6097 | 3.8835 | 4.617 | 4.7472 | 5.1711
Program Specific1-in-10Size: Over 200kWOrange County2022August Monthly Peak | Program Specific | 1-in-10 | Size: Over 200kW | Orange County | 2022 | August Monthly Peak | 8 | 140.9035 | 134.9103 | 130.5334 | 132.8137 | 144.6052 | 176.601 | 206.5614 | 224.8431 | 240.7599 | 250.9964 | 259.2683 | 262.7407 | 262.4558 | 260.9411 | 254.6384 | 241.9012 | 226.8143 | 211.6555 | 200.6108 | 196.5399 | 191.2536 | 180.5084 | 166.3097 | 157.9971 | -1.8322 | -1.2114 | -1.3533 | -1.5864 | -2.2448 | -2.7744 | -2.5231 | -1.5452 | 1.3203 | 2.5146 | -0.45078 | -0.68839 | 1.3469 | 6.1908 | 19.3396 | 18.06 | 16.2839 | 14.8561 | 5.638 | -0.32884 | -1.0807 | -1.04 | -1.6626 | -1.0839 | 79.4277 | 78.5372 | 77.6646 | 76.6675 | 76.0103 | 75.4665 | 75.4756 | 76.0699 | 78.7264 | 83.6147 | 88.6075 | 93.333 | 97.3579 | 99.6722 | 100.5665 | 101.3234 | 101.3716 | 100.3934 | 99.5864 | 96.8803 | 92.6727 | 88.8946 | 86.2476 | 84.1408 | 5.862 | 4.6839 | 5.0204 | 4.5626 | 4.0637 | 4.3824 | 3.6847 | 3.4395 | 3.6975 | 4.1348 | 4.5791 | 5.6147 | 4.8062 | 4.8065 | 4.0976 | 3.7932 | 3.3158 | 3.738 | 4.1361 | 3.8341 | 4.1096 | 4.8257 | 4.9503 | 5.4063
Program Specific1-in-10Size: Over 200kWOrange County2022September Monthly Peak | Program Specific | 1-in-10 | Size: Over 200kW | Orange County | 2022 | September Monthly Peak | 9 | 139.3157 | 134.0935 | 130.1498 | 132.1337 | 144.1087 | 175.9335 | 206.7419 | 226.2201 | 244.8277 | 255.4159 | 264.6431 | 268.9214 | 269.3253 | 267.7994 | 260.3464 | 245.7049 | 229.4829 | 213.3328 | 202.5491 | 201.4249 | 192.2187 | 181.5164 | 166.9225 | 157.8084 | -1.8623 | -1.2413 | -1.3835 | -1.5968 | -2.2581 | -2.7959 | -2.5658 | -1.5855 | 1.3555 | 2.5906 | -0.46517 | -0.72022 | 1.3715 | 6.3346 | 19.7631 | 18.3361 | 16.4574 | 14.9626 | 5.7067 | -0.35953 | -1.1002 | -1.058 | -1.6902 | -1.0889 | 81.356 | 80.3979 | 79.4948 | 79.0994 | 78.3554 | 78.0312 | 77.4013 | 76.8881 | 78.8828 | 82.9472 | 87.5264 | 92.1314 | 95.4446 | 97.4144 | 98.4101 | 99.0539 | 99.2127 | 97.9987 | 96.1313 | 92.8245 | 88.7784 | 85.3557 | 82.7134 | 80.5736 | 5.8036 | 4.6617 | 5.0123 | 4.5452 | 4.0551 | 4.3717 | 3.6929 | 3.4652 | 3.7649 | 4.2132 | 4.6802 | 5.7544 | 4.9385 | 4.9394 | 4.195 | 3.8579 | 3.3593 | 3.7726 | 4.1816 | 3.9346 | 4.1358 | 4.8591 | 4.9751 | 5.407
Program Specific1-in-10Size: Over 200kWOrange County2022October Monthly Peak | Program Specific | 1-in-10 | Size: Over 200kW | Orange County | 2022 | October Monthly Peak | 10 | 131.7111 | 126.8017 | 121.4675 | 122.2779 | 133.9807 | 164.7939 | 194.0913 | 210.1588 | 226.22 | 236.0647 | 246.4983 | 251.4364 | 252.8107 | 252.6587 | 245.3823 | 230.4017 | 214.1139 | 199.8996 | 193.6483 | 189.0706 | 178.6076 | 168.3708 | 155.6332 | 146.1834 | 0.34116 | 0.3678 | 0.10418 | -0.72962 | -1.2465 | -1.3061 | -0.74494 | -0.21931 | 0.73007 | 1.1117 | -0.2275 | -0.033605 | 1.7231 | 6.758 | 19.0439 | 17.5177 | 16.0942 | 14.481 | 4.8607 | 0.58766 | -0.44945 | -0.4867 | -0.69804 | -0.75381 | 76.1751 | 74.4181 | 73.0738 | 71.8405 | 70.8919 | 70.2011 | 69.6498 | 69.575 | 71.1208 | 75.4863 | 81.3498 | 87.054 | 91.841 | 95.0516 | 96.261 | 96.9285 | 96.808 | 95.2512 | 92.1635 | 87.5197 | 82.9167 | 79.8679 | 77.796 | 75.9451 | 5.3093 | 4.2656 | 4.5265 | 4.0701 | 3.6481 | 3.9624 | 3.3547 | 3.115 | 3.3662 | 3.768 | 4.2183 | 5.2062 | 4.4857 | 4.5093 | 3.8259 | 3.5006 | 3.0329 | 3.4207 | 3.8685 | 3.5738 | 3.7186 | 4.3613 | 4.4885 | 4.8467
Program Specific1-in-10Size: Over 200kWOrange County2022November Monthly Peak | Program Specific | 1-in-10 | Size: Over 200kW | Orange County | 2022 | November Monthly Peak | 11 | 123.8593 | 119.4323 | 115.9598 | 117.2767 | 128.6978 | 158.2524 | 184.1416 | 199.5041 | 212.7727 | 220.9246 | 228.9049 | 231.9584 | 232.5453 | 231.4774 | 224.3338 | 209.7309 | 196.2087 | 189.029 | 178.5733 | 172.7493 | 164.8504 | 156.0852 | 144.6012 | 136.6312 | 2.3556 | 1.8412 | 1.4708 | 0.03879 | -0.35387 | 0.04353 | 0.91831 | 1.017 | 0.18085 | -0.19531 | -0.014545 | 0.57661 | 1.9975 | 6.9285 | 17.8027 | 16.2494 | 15.4455 | 14.1418 | 3.9173 | 1.4071 | 0.12946 | 0.020898 | 0.19111 | -0.45927 | 70.2982 | 68.2132 | 67.6305 | 66.2581 | 65.1317 | 63.9942 | 64.2771 | 64.6347 | 66.9569 | 71.5038 | 77.7636 | 83.1343 | 86.4537 | 88.2053 | 89.2173 | 89.0944 | 87.8591 | 85.2463 | 81.7889 | 78.8132 | 76.1619 | 73.9464 | 72.0663 | 71.0832 | 5.1128 | 4.1142 | 4.4251 | 3.9974 | 3.5885 | 3.8965 | 3.2592 | 3.0281 | 3.2422 | 3.6111 | 4.0113 | 4.9183 | 4.2253 | 4.2306 | 3.5818 | 3.2631 | 2.846 | 3.3124 | 3.6531 | 3.3437 | 3.5147 | 4.1403 | 4.2706 | 4.6388
Program Specific1-in-10Size: Over 200kWOrange County2022December Monthly Peak | Program Specific | 1-in-10 | Size: Over 200kW | Orange County | 2022 | December Monthly Peak | 12 | 115.6878 | 111.3527 | 108.5126 | 108.7498 | 120.013 | 149.5512 | 176.9454 | 188.9727 | 197.3525 | 197.9558 | 199.5506 | 198.0044 | 194.8104 | 190.985 | 183.5308 | 172.1726 | 163.4073 | 160.313 | 154.6896 | 150.7204 | 144.9909 | 139.0613 | 129.7702 | 123.5657 | 3.2778 | 2.5069 | 2.104 | 0.4243 | 0.11598 | 0.73655 | 1.7678 | 1.6213 | -0.098284 | -0.80284 | 0.084558 | 0.78631 | 1.8694 | 6.0613 | 14.7466 | 13.4806 | 13.1926 | 12.2091 | 3.1158 | 1.6582 | 0.38531 | 0.25711 | 0.59879 | -0.28958 | 45.0121 | 44.3958 | 44.2294 | 44.5271 | 44.7579 | 44.6687 | 44.8633 | 44.7911 | 45.3751 | 46.5069 | 47.5693 | 49.0879 | 50.2161 | 50.7988 | 51.1026 | 51.0518 | 50.5501 | 49.6541 | 48.4326 | 47.2326 | 46.206 | 45.6598 | 45.2772 | 44.4028 | 4.9566 | 3.9813 | 4.298 | 3.8474 | 3.4732 | 3.8219 | 3.2506 | 2.9771 | 3.1213 | 3.3583 | 3.6295 | 4.3576 | 3.6739 | 3.6229 | 3.0414 | 2.7803 | 2.4601 | 2.9157 | 3.2845 | 3.028 | 3.2085 | 3.8286 | 3.9779 | 4.3543
Program Specific1-in-10Size: Over 200kWOrange County2022Typical Event Day | Program Specific | 1-in-10 | Size: Over 200kW | Orange County | 2022 | Typical Event Day | 8 | 140.0954 | 134.0888 | 129.7031 | 131.9852 | 143.6669 | 175.426 | 205.1655 | 222.655 | 237.621 | 246.7979 | 254.0851 | 256.9722 | 256.3632 | 254.9588 | 248.7656 | 236.3355 | 221.6578 | 207.0357 | 196.8436 | 193.0498 | 188.24 | 177.8549 | 163.9949 | 155.995 | -0.90551 | -0.53597 | -0.73409 | -1.2456 | -1.8555 | -2.1832 | -1.7853 | -0.9859 | 1.0782 | 1.9231 | -0.35484 | -0.40533 | 1.4967 | 6.3721 | 19.0668 | 17.7805 | 16.2272 | 14.7273 | 5.2842 | 0.064098 | -0.81622 | -0.81058 | -1.2604 | -0.95874 | 78.4044 | 77.2343 | 76.1286 | 75.1723 | 74.2633 | 73.6163 | 73.1552 | 73.4914 | 76.3314 | 81.1389 | 86.2443 | 90.9295 | 94.4163 | 96.5153 | 97.6825 | 98.2112 | 98.3047 | 97.3643 | 95.9045 | 92.9629 | 88.8512 | 85.0519 | 82.3879 | 80.3565 | 5.7164 | 4.5659 | 4.8926 | 4.447 | 3.9597 | 4.2697 | 3.5895 | 3.3406 | 3.5792 | 3.9875 | 4.4013 | 5.3859 | 4.6044 | 4.6061 | 3.9262 | 3.6347 | 3.1782 | 3.5861 | 3.9805 | 3.6937 | 3.9672 | 4.6634 | 4.7876 | 5.2353
Program Specific1-in-10Size: Over 200kWOrange County2023January Monthly Peak | Program Specific | 1-in-10 | Size: Over 200kW | Orange County | 2023 | January Monthly Peak | 1 | 113.1992 | 109.3295 | 105.9632 | 106.8072 | 118.6865 | 149.9842 | 178.5474 | 191.8031 | 200.7499 | 199.7688 | 200.9448 | 200.4054 | 197.6812 | 192.846 | 184.8824 | 171.9631 | 160.8083 | 157.5319 | 153.1098 | 149.1307 | 144.0035 | 138.0282 | 129.2951 | 123.1965 | 3.2073 | 2.4614 | 2.0545 | 0.41672 | 0.1147 | 0.73868 | 1.7839 | 1.6456 | -0.099976 | -0.8102 | 0.085149 | 0.79584 | 1.8969 | 6.1204 | 14.8552 | 13.4642 | 12.9828 | 11.9973 | 3.084 | 1.6407 | 0.38268 | 0.2552 | 0.59659 | -0.28871 | 45.8931 | 45.1063 | 44.1167 | 43.3859 | 43.0994 | 42.5301 | 42.0641 | 41.9828 | 42.4804 | 44.7706 | 47.3735 | 49.2111 | 51.0202 | 52.0168 | 52.6709 | 52.6256 | 51.4692 | 49.8313 | 47.3734 | 45.9957 | 45.1811 | 44.7333 | 44.1553 | 43.3964 | 4.8499 | 3.909 | 4.197 | 3.7786 | 3.4348 | 3.833 | 3.2801 | 3.0217 | 3.175 | 3.3891 | 3.6549 | 4.4104 | 3.728 | 3.6582 | 3.0638 | 2.7769 | 2.421 | 2.8651 | 3.251 | 2.996 | 3.1866 | 3.8001 | 3.9633 | 4.3413
Program Specific1-in-10Size: Over 200kWOrange County2023February Monthly Peak | Program Specific | 1-in-10 | Size: Over 200kW | Orange County | 2023 | February Monthly Peak | 2 | 113.8628 | 109.6114 | 107.0377 | 108.1371 | 119.982 | 150.5396 | 178.0965 | 190.91 | 199.6728 | 200.7508 | 202.887 | 204.0524 | 202.5343 | 199.3911 | 192.3952 | 179.2758 | 166.9938 | 161.0867 | 157.6002 | 152.9385 | 147.3864 | 140.1751 | 130.1472 | 123.3213 | 3.2261 | 2.4677 | 2.0754 | 0.42191 | 0.11595 | 0.74142 | 1.7794 | 1.6379 | -0.099439 | -0.81418 | 0.085972 | 0.81032 | 1.9435 | 6.3281 | 15.4588 | 14.0368 | 13.4821 | 12.268 | 3.1745 | 1.6826 | 0.39167 | 0.25917 | 0.60052 | -0.28901 | 51.4966 | 51.8111 | 51.3969 | 50.8739 | 50.772 | 50.0418 | 48.9324 | 49.3705 | 50.3757 | 52.6236 | 54.7973 | 55.8279 | 56.6542 | 57.9012 | 59.0223 | 59.3021 | 58.486 | 58.0908 | 56.5296 | 55.0778 | 53.8722 | 52.3773 | 51.6546 | 50.8679 | 4.8784 | 3.9191 | 4.2396 | 3.8257 | 3.4723 | 3.8472 | 3.2718 | 3.0076 | 3.158 | 3.4057 | 3.6902 | 4.4907 | 3.8195 | 3.7824 | 3.1883 | 2.895 | 2.5141 | 2.9298 | 3.3463 | 3.0725 | 3.2615 | 3.8592 | 3.9895 | 4.3457
Program Specific1-in-10Size: Over 200kWOrange County2023March Monthly Peak | Program Specific | 1-in-10 | Size: Over 200kW | Orange County | 2023 | March Monthly Peak | 3 | 119.2679 | 114.7295 | 110.9043 | 112.3432 | 123.3395 | 153.3432 | 181.3065 | 194.4066 | 203.9894 | 207.441 | 212.1001 | 214.5481 | 215.2072 | 214.387 | 208.0537 | 195.0309 | 181.8898 | 170.7437 | 164.3197 | 163.509 | 157.8672 | 149.3788 | 138.0791 | 129.7189 | 3.3792 | 2.5829 | 2.1503 | 0.43832 | 0.1192 | 0.75523 | 1.8114 | 1.6679 | -0.10159 | -0.84131 | 0.089876 | 0.852 | 2.0651 | 6.804 | 16.717 | 15.2704 | 14.6848 | 13.0034 | 3.3098 | 1.7989 | 0.41953 | 0.27618 | 0.63712 | -0.304 | 62.249 | 60.4298 | 58.6651 | 57.8835 | 57.4265 | 57.058 | 57.0364 | 57.2891 | 58.2801 | 61.9385 | 66.1702 | 70.7146 | 74.4369 | 76.4905 | 77.4768 | 78.1506 | 78.291 | 77.6791 | 76.1187 | 73.3856 | 69.9252 | 66.8892 | 64.4694 | 61.8289 | 5.11 | 4.1021 | 4.3927 | 3.9745 | 3.5695 | 3.9188 | 3.3307 | 3.0627 | 3.2262 | 3.5192 | 3.8578 | 4.7216 | 4.0585 | 4.0668 | 3.4478 | 3.1495 | 2.7384 | 3.1054 | 3.489 | 3.2849 | 3.4934 | 4.1126 | 4.2326 | 4.5711
Program Specific1-in-10Size: Over 200kWOrange County2023April Monthly Peak | Program Specific | 1-in-10 | Size: Over 200kW | Orange County | 2023 | April Monthly Peak | 4 | 121.4176 | 117.0751 | 113.3951 | 115.286 | 126.4751 | 156.7354 | 183.3755 | 199.0691 | 212.0167 | 219.789 | 227.5333 | 231.6301 | 232.7966 | 231.7903 | 224.7574 | 211.1439 | 196.9572 | 184.0389 | 173.3159 | 172.6548 | 167.1944 | 157.851 | 144.9588 | 135.5302 | 1.6284 | 1.3048 | 0.9806 | -0.20964 | -0.63063 | -0.39555 | 0.36221 | 0.59754 | 0.35222 | 0.22524 | -0.081191 | 0.36873 | 1.8587 | 6.686 | 17.7021 | 16.2547 | 15.2656 | 13.6195 | 3.9891 | 1.1095 | -0.057092 | -0.1418 | -0.095683 | -0.53861 | 72.2809 | 70.2706 | 68.5193 | 66.688 | 65.7556 | 65.0297 | 64.3363 | 64.5128 | 67.6899 | 73.4009 | 79.8299 | 85.7586 | 89.6467 | 91.6464 | 92.4071 | 93.0077 | 92.9835 | 92.1457 | 90.5663 | 86.9826 | 81.9031 | 77.8259 | 75.0252 | 72.7426 | 4.9395 | 3.9747 | 4.2647 | 3.8727 | 3.4755 | 3.8033 | 3.1987 | 2.9778 | 3.1839 | 3.5405 | 3.9296 | 4.8402 | 4.1686 | 4.175 | 3.5366 | 3.2375 | 2.8156 | 3.1783 | 3.4942 | 3.2935 | 3.5131 | 4.1265 | 4.2192 | 4.5348
Program Specific1-in-10Size: Over 200kWOrange County2023May Monthly Peak | Program Specific | 1-in-10 | Size: Over 200kW | Orange County | 2023 | May Monthly Peak | 5 | 123.904 | 119.2796 | 115.3757 | 117.4096 | 129.4386 | 160.7731 | 186.265 | 205.3 | 221.8915 | 231.7353 | 241.1055 | 245.3918 | 246.5118 | 245.5795 | 238.4833 | 223.667 | 208.2021 | 193.7994 | 181.9361 | 178.4061 | 174.6022 | 165.0487 | 151.1683 | 142.2518 | 0.31885 | 0.34445 | 0.097552 | -0.70133 | -1.2051 | -1.2756 | -0.71659 | -0.21553 | 0.71664 | 1.0927 | -0.22274 | -0.033457 | 1.6797 | 6.5678 | 18.5081 | 17.0053 | 15.6491 | 14.0386 | 4.5673 | 0.55359 | -0.43996 | -0.47761 | -0.67892 | -0.7338 | 75.719 | 73.8971 | 72.2923 | 71.6359 | 70.8698 | 69.8521 | 69.3128 | 69.6676 | 73.3184 | 79.2806 | 84.4973 | 88.3861 | 91.078 | 93.2878 | 94.6888 | 95.0793 | 94.963 | 93.9262 | 92.3118 | 89.6198 | 85.5495 | 81.0275 | 78.3504 | 76.0962 | 4.9946 | 4.0126 | 4.2996 | 3.9081 | 3.5244 | 3.8657 | 3.2195 | 3.043 | 3.3018 | 3.6989 | 4.126 | 5.081 | 4.3739 | 4.383 | 3.7184 | 3.3983 | 2.9492 | 3.3163 | 3.6346 | 3.3722 | 3.6353 | 4.2753 | 4.3598 | 4.7163
Program Specific1-in-10Size: Over 200kWOrange County2023June Monthly Peak | Program Specific | 1-in-10 | Size: Over 200kW | Orange County | 2023 | June Monthly Peak | 6 | 134.1647 | 129.3648 | 124.043 | 126.0893 | 136.5256 | 165.19 | 191.1689 | 209.0865 | 223.2244 | 231.3853 | 238.2795 | 240.5782 | 238.5467 | 236.8084 | 230.4861 | 219.7889 | 206.3018 | 192.6877 | 184.1891 | 180.9142 | 178.2196 | 170.111 | 156.5696 | 148.4655 | 0.75873 | 0.67732 | 0.38007 | -0.60421 | -1.1032 | -1.0565 | -0.41896 | 0.021369 | 0.62139 | 0.84821 | -0.18171 | 0.085424 | 1.7048 | 6.4747 | 17.9631 | 16.7701 | 15.6438 | 14.0438 | 4.5145 | 0.73234 | -0.33869 | -0.39574 | -0.53261 | -0.71585 | 73.6572 | 72.2303 | 70.9107 | 69.899 | 68.5816 | 67.7168 | 67.3297 | 68.1732 | 71.7158 | 77.0179 | 82.4997 | 87.2187 | 90.8893 | 93.5173 | 95.3758 | 96.2679 | 96.6094 | 95.4311 | 93.7978 | 90.6543 | 86.3854 | 82.3537 | 79.5929 | 77.4355 | 5.4081 | 4.3517 | 4.6224 | 4.1969 | 3.7173 | 3.9718 | 3.3041 | 3.099 | 3.3216 | 3.6932 | 4.0775 | 4.9812 | 4.2325 | 4.2263 | 3.5936 | 3.3392 | 2.9221 | 3.2972 | 3.6794 | 3.4195 | 3.7104 | 4.4063 | 4.5154 | 4.9222
Program Specific1-in-10Size: Over 200kWOrange County2023July Monthly Peak | Program Specific | 1-in-10 | Size: Over 200kW | Orange County | 2023 | July Monthly Peak | 7 | 137.862 | 132.6444 | 128.5797 | 130.4146 | 141.831 | 172.6348 | 199.5277 | 216.0294 | 229.4582 | 238.1164 | 245.3155 | 247.8224 | 246.8257 | 244.7838 | 239.4231 | 229.331 | 216.3354 | 203.1487 | 194.0198 | 189.2039 | 184.8014 | 176.5929 | 163.0808 | 154.5272 | -0.70845 | -0.39633 | -0.60512 | -1.1646 | -1.7568 | -2.0343 | -1.5943 | -0.84959 | 0.99716 | 1.748 | -0.3256 | -0.33855 | 1.4763 | 6.1806 | 18.3845 | 17.2803 | 15.8996 | 14.4896 | 5.1589 | 0.13967 | -0.75211 | -0.76176 | -1.177 | -0.92735 | 79.1768 | 77.7721 | 76.4444 | 75.0232 | 74.1061 | 73.2507 | 72.4141 | 72.8344 | 76.0006 | 80.9759 | 86.3436 | 91.0347 | 93.9734 | 95.4575 | 96.3777 | 96.1997 | 96.0252 | 95.6341 | 94.1024 | 91.4924 | 87.5684 | 83.6035 | 80.9978 | 79.276 | 5.6091 | 4.5038 | 4.8363 | 4.3815 | 3.8979 | 4.1896 | 3.4809 | 3.2319 | 3.4463 | 3.8362 | 4.2372 | 5.1792 | 4.4203 | 4.4096 | 3.7678 | 3.5168 | 3.0929 | 3.5087 | 3.9121 | 3.6097 | 3.8835 | 4.617 | 4.7472 | 5.1711
Program Specific1-in-10Size: Over 200kWOrange County2023August Monthly Peak | Program Specific | 1-in-10 | Size: Over 200kW | Orange County | 2023 | August Monthly Peak | 8 | 140.9035 | 134.9102 | 130.5334 | 132.8137 | 144.6053 | 176.601 | 206.5614 | 224.8431 | 240.7599 | 250.9964 | 259.2682 | 262.7408 | 262.4558 | 260.9411 | 254.6384 | 241.9012 | 226.8143 | 211.6556 | 200.6108 | 196.5399 | 191.2536 | 180.5084 | 166.3097 | 157.9971 | -1.8322 | -1.2114 | -1.3533 | -1.5864 | -2.2448 | -2.7744 | -2.5231 | -1.5452 | 1.3203 | 2.5146 | -0.45078 | -0.68839 | 1.3469 | 6.1908 | 19.3397 | 18.06 | 16.2839 | 14.8561 | 5.638 | -0.32884 | -1.0807 | -1.04 | -1.6626 | -1.0839 | 79.4277 | 78.5372 | 77.6646 | 76.6675 | 76.0103 | 75.4665 | 75.4756 | 76.0699 | 78.7264 | 83.6147 | 88.6075 | 93.333 | 97.3579 | 99.6722 | 100.5665 | 101.3234 | 101.3716 | 100.3934 | 99.5864 | 96.8803 | 92.6727 | 88.8946 | 86.2476 | 84.1408 | 5.862 | 4.6839 | 5.0204 | 4.5626 | 4.0637 | 4.3824 | 3.6847 | 3.4395 | 3.6975 | 4.1348 | 4.5791 | 5.6147 | 4.8062 | 4.8065 | 4.0976 | 3.7932 | 3.3158 | 3.738 | 4.1361 | 3.8341 | 4.1096 | 4.8257 | 4.9503 | 5.4063
Program Specific1-in-10Size: Over 200kWOrange County2023September Monthly Peak | Program Specific | 1-in-10 | Size: Over 200kW | Orange County | 2023 | September Monthly Peak | 9 | 139.3157 | 134.0935 | 130.1498 | 132.1337 | 144.1087 | 175.9335 | 206.7419 | 226.2201 | 244.8277 | 255.4159 | 264.6431 | 268.9213 | 269.3253 | 267.7994 | 260.3464 | 245.7049 | 229.4829 | 213.3328 | 202.5491 | 201.4249 | 192.2188 | 181.5164 | 166.9225 | 157.8084 | -1.8623 | -1.2413 | -1.3835 | -1.5968 | -2.2581 | -2.7959 | -2.5658 | -1.5855 | 1.3555 | 2.5906 | -0.46517 | -0.72022 | 1.3715 | 6.3346 | 19.7631 | 18.3361 | 16.4574 | 14.9626 | 5.7067 | -0.35953 | -1.1002 | -1.058 | -1.6902 | -1.0889 | 81.356 | 80.3979 | 79.4948 | 79.0994 | 78.3554 | 78.0312 | 77.4013 | 76.8881 | 78.8828 | 82.9472 | 87.5264 | 92.1314 | 95.4446 | 97.4144 | 98.4101 | 99.0539 | 99.2127 | 97.9987 | 96.1313 | 92.8245 | 88.7784 | 85.3557 | 82.7134 | 80.5736 | 5.8036 | 4.6617 | 5.0123 | 4.5452 | 4.0551 | 4.3717 | 3.6929 | 3.4652 | 3.7649 | 4.2132 | 4.6802 | 5.7544 | 4.9385 | 4.9394 | 4.195 | 3.8579 | 3.3593 | 3.7726 | 4.1816 | 3.9346 | 4.1358 | 4.8591 | 4.9751 | 5.407
Program Specific1-in-10Size: Over 200kWOrange County2023October Monthly Peak | Program Specific | 1-in-10 | Size: Over 200kW | Orange County | 2023 | October Monthly Peak | 10 | 131.7111 | 126.8017 | 121.4675 | 122.2779 | 133.9807 | 164.7939 | 194.0913 | 210.1588 | 226.22 | 236.0647 | 246.4983 | 251.4364 | 252.8107 | 252.6587 | 245.3823 | 230.4017 | 214.1139 | 199.8996 | 193.6483 | 189.0707 | 178.6076 | 168.3708 | 155.6332 | 146.1834 | 0.34116 | 0.3678 | 0.10418 | -0.72962 | -1.2465 | -1.3061 | -0.74494 | -0.21931 | 0.73007 | 1.1117 | -0.2275 | -0.033605 | 1.7231 | 6.758 | 19.0439 | 17.5177 | 16.0942 | 14.481 | 4.8607 | 0.58766 | -0.44945 | -0.4867 | -0.69804 | -0.75381 | 76.1751 | 74.4181 | 73.0738 | 71.8405 | 70.8919 | 70.2011 | 69.6498 | 69.575 | 71.1208 | 75.4863 | 81.3498 | 87.054 | 91.841 | 95.0516 | 96.261 | 96.9285 | 96.808 | 95.2512 | 92.1635 | 87.5197 | 82.9167 | 79.8679 | 77.796 | 75.9451 | 5.3093 | 4.2656 | 4.5265 | 4.0701 | 3.6481 | 3.9624 | 3.3547 | 3.115 | 3.3662 | 3.768 | 4.2183 | 5.2062 | 4.4857 | 4.5093 | 3.8259 | 3.5006 | 3.0329 | 3.4207 | 3.8685 | 3.5738 | 3.7186 | 4.3613 | 4.4885 | 4.8467
Program Specific1-in-10Size: Over 200kWOrange County2023November Monthly Peak | Program Specific | 1-in-10 | Size: Over 200kW | Orange County | 2023 | November Monthly Peak | 11 | 123.8593 | 119.4323 | 115.9598 | 117.2767 | 128.6978 | 158.2524 | 184.1416 | 199.5041 | 212.7727 | 220.9246 | 228.9049 | 231.9584 | 232.5453 | 231.4774 | 224.3338 | 209.7309 | 196.2087 | 189.029 | 178.5733 | 172.7493 | 164.8504 | 156.0852 | 144.6012 | 136.6312 | 2.3556 | 1.8412 | 1.4708 | 0.03879 | -0.35387 | 0.04353 | 0.91831 | 1.017 | 0.18085 | -0.19531 | -0.014545 | 0.57661 | 1.9975 | 6.9285 | 17.8027 | 16.2494 | 15.4455 | 14.1418 | 3.9173 | 1.4071 | 0.12946 | 0.020898 | 0.19111 | -0.45927 | 70.2982 | 68.2132 | 67.6305 | 66.2581 | 65.1317 | 63.9942 | 64.2771 | 64.6347 | 66.9569 | 71.5038 | 77.7636 | 83.1343 | 86.4537 | 88.2053 | 89.2173 | 89.0944 | 87.8591 | 85.2464 | 81.7889 | 78.8132 | 76.1619 | 73.9464 | 72.0663 | 71.0832 | 5.1128 | 4.1142 | 4.4251 | 3.9974 | 3.5885 | 3.8965 | 3.2592 | 3.0281 | 3.2422 | 3.6111 | 4.0113 | 4.9183 | 4.2253 | 4.2306 | 3.5818 | 3.2631 | 2.846 | 3.3124 | 3.6531 | 3.3437 | 3.5147 | 4.1403 | 4.2706 | 4.6388
Program Specific1-in-10Size: Over 200kWOrange County2023December Monthly Peak | Program Specific | 1-in-10 | Size: Over 200kW | Orange County | 2023 | December Monthly Peak | 12 | 115.6878 | 111.3527 | 108.5126 | 108.7497 | 120.013 | 149.5512 | 176.9454 | 188.9727 | 197.3525 | 197.9558 | 199.5505 | 198.0044 | 194.8104 | 190.985 | 183.5308 | 172.1726 | 163.4073 | 160.313 | 154.6896 | 150.7204 | 144.9909 | 139.0613 | 129.7702 | 123.5656 | 3.2778 | 2.5069 | 2.104 | 0.4243 | 0.11598 | 0.73655 | 1.7678 | 1.6213 | -0.098284 | -0.80284 | 0.084558 | 0.78631 | 1.8694 | 6.0613 | 14.7466 | 13.4806 | 13.1926 | 12.2091 | 3.1158 | 1.6582 | 0.38531 | 0.25711 | 0.59879 | -0.28958 | 45.0121 | 44.3958 | 44.2294 | 44.5271 | 44.7579 | 44.6687 | 44.8633 | 44.7911 | 45.3751 | 46.5069 | 47.5693 | 49.0879 | 50.2161 | 50.7988 | 51.1026 | 51.0518 | 50.5501 | 49.6541 | 48.4326 | 47.2326 | 46.206 | 45.6598 | 45.2772 | 44.4028 | 4.9566 | 3.9814 | 4.298 | 3.8474 | 3.4732 | 3.8219 | 3.2506 | 2.9771 | 3.1213 | 3.3583 | 3.6295 | 4.3575 | 3.6739 | 3.6229 | 3.0414 | 2.7803 | 2.4601 | 2.9157 | 3.2845 | 3.028 | 3.2085 | 3.8286 | 3.9779 | 4.3543
Program Specific1-in-10Size: Over 200kWOrange County2023Typical Event Day | Program Specific | 1-in-10 | Size: Over 200kW | Orange County | 2023 | Typical Event Day | 8 | 140.0954 | 134.0888 | 129.7031 | 131.9852 | 143.6669 | 175.426 | 205.1655 | 222.655 | 237.621 | 246.7979 | 254.0851 | 256.9722 | 256.3632 | 254.9588 | 248.7656 | 236.3355 | 221.6578 | 207.0357 | 196.8436 | 193.0498 | 188.24 | 177.8549 | 163.9949 | 155.995 | -0.90551 | -0.53597 | -0.73409 | -1.2456 | -1.8555 | -2.1832 | -1.7853 | -0.9859 | 1.0782 | 1.9231 | -0.35484 | -0.40533 | 1.4967 | 6.3721 | 19.0668 | 17.7805 | 16.2272 | 14.7273 | 5.2842 | 0.064098 | -0.81622 | -0.81058 | -1.2604 | -0.95874 | 78.4044 | 77.2344 | 76.1286 | 75.1723 | 74.2633 | 73.6163 | 73.1552 | 73.4914 | 76.3314 | 81.1389 | 86.2443 | 90.9295 | 94.4163 | 96.5153 | 97.6826 | 98.2112 | 98.3047 | 97.3643 | 95.9044 | 92.9629 | 88.8512 | 85.0519 | 82.3879 | 80.3565 | 5.7164 | 4.5659 | 4.8926 | 4.447 | 3.9597 | 4.2697 | 3.5895 | 3.3406 | 3.5792 | 3.9875 | 4.4013 | 5.3859 | 4.6044 | 4.6061 | 3.9262 | 3.6347 | 3.1782 | 3.5861 | 3.9805 | 3.6937 | 3.9672 | 4.6634 | 4.7876 | 5.2353
Program Specific1-in-10Size: Over 200kWOrange County2024January Monthly Peak | Program Specific | 1-in-10 | Size: Over 200kW | Orange County | 2024 | January Monthly Peak | 1 | 113.1992 | 109.3295 | 105.9632 | 106.8072 | 118.6865 | 149.9842 | 178.5474 | 191.8031 | 200.7499 | 199.7688 | 200.9448 | 200.4054 | 197.6812 | 192.8459 | 184.8824 | 171.9631 | 160.8083 | 157.5319 | 153.1098 | 149.1307 | 144.0034 | 138.0282 | 129.2951 | 123.1965 | 3.2073 | 2.4614 | 2.0545 | 0.41672 | 0.1147 | 0.73868 | 1.7839 | 1.6456 | -0.099976 | -0.8102 | 0.085149 | 0.79584 | 1.8969 | 6.1204 | 14.8552 | 13.4642 | 12.9828 | 11.9973 | 3.084 | 1.6407 | 0.38268 | 0.2552 | 0.59659 | -0.28871 | 45.8931 | 45.1063 | 44.1167 | 43.3859 | 43.0994 | 42.5301 | 42.0641 | 41.9828 | 42.4804 | 44.7706 | 47.3735 | 49.2111 | 51.0202 | 52.0168 | 52.6709 | 52.6256 | 51.4692 | 49.8313 | 47.3734 | 45.9957 | 45.1811 | 44.7333 | 44.1553 | 43.3964 | 4.8499 | 3.909 | 4.197 | 3.7786 | 3.4348 | 3.833 | 3.2801 | 3.0217 | 3.175 | 3.3891 | 3.6549 | 4.4104 | 3.728 | 3.6582 | 3.0638 | 2.7769 | 2.421 | 2.8651 | 3.251 | 2.996 | 3.1866 | 3.8001 | 3.9633 | 4.3413
Program Specific1-in-10Size: Over 200kWOrange County2024February Monthly Peak | Program Specific | 1-in-10 | Size: Over 200kW | Orange County | 2024 | February Monthly Peak | 2 | 113.8628 | 109.6114 | 107.0377 | 108.1371 | 119.982 | 150.5396 | 178.0965 | 190.91 | 199.6727 | 200.7508 | 202.8871 | 204.0524 | 202.5343 | 199.3911 | 192.3952 | 179.2758 | 166.9938 | 161.0867 | 157.6002 | 152.9385 | 147.3864 | 140.1751 | 130.1472 | 123.3213 | 3.2261 | 2.4677 | 2.0754 | 0.42191 | 0.11595 | 0.74142 | 1.7793 | 1.6379 | -0.099439 | -0.81418 | 0.085972 | 0.81032 | 1.9435 | 6.3281 | 15.4588 | 14.0368 | 13.4821 | 12.268 | 3.1745 | 1.6826 | 0.39167 | 0.25917 | 0.60052 | -0.28901 | 51.4966 | 51.8111 | 51.3969 | 50.8739 | 50.772 | 50.0418 | 48.9324 | 49.3705 | 50.3757 | 52.6236 | 54.7973 | 55.8279 | 56.6542 | 57.9012 | 59.0223 | 59.3021 | 58.486 | 58.0908 | 56.5296 | 55.0778 | 53.8722 | 52.3773 | 51.6546 | 50.8679 | 4.8784 | 3.9191 | 4.2396 | 3.8257 | 3.4723 | 3.8472 | 3.2718 | 3.0076 | 3.158 | 3.4057 | 3.6902 | 4.4907 | 3.8195 | 3.7824 | 3.1883 | 2.895 | 2.5141 | 2.9298 | 3.3463 | 3.0725 | 3.2615 | 3.8592 | 3.9895 | 4.3457
Program Specific1-in-10Size: Over 200kWOrange County2024March Monthly Peak | Program Specific | 1-in-10 | Size: Over 200kW | Orange County | 2024 | March Monthly Peak | 3 | 119.2679 | 114.7295 | 110.9043 | 112.3432 | 123.3395 | 153.3432 | 181.3065 | 194.4066 | 203.9894 | 207.441 | 212.1002 | 214.5481 | 215.2072 | 214.3871 | 208.0537 | 195.0309 | 181.8898 | 170.7437 | 164.3197 | 163.509 | 157.8672 | 149.3788 | 138.0791 | 129.719 | 3.3792 | 2.5829 | 2.1503 | 0.43832 | 0.1192 | 0.75523 | 1.8114 | 1.6679 | -0.10159 | -0.84131 | 0.089876 | 0.852 | 2.0651 | 6.804 | 16.717 | 15.2704 | 14.6848 | 13.0034 | 3.3098 | 1.7989 | 0.41953 | 0.27618 | 0.63712 | -0.304 | 62.249 | 60.4298 | 58.6651 | 57.8835 | 57.4265 | 57.058 | 57.0364 | 57.2891 | 58.2801 | 61.9385 | 66.1702 | 70.7146 | 74.4369 | 76.4905 | 77.4768 | 78.1506 | 78.291 | 77.6791 | 76.1187 | 73.3856 | 69.9252 | 66.8892 | 64.4694 | 61.8289 | 5.11 | 4.1021 | 4.3927 | 3.9745 | 3.5695 | 3.9188 | 3.3307 | 3.0627 | 3.2262 | 3.5192 | 3.8578 | 4.7216 | 4.0585 | 4.0668 | 3.4478 | 3.1495 | 2.7384 | 3.1054 | 3.489 | 3.2849 | 3.4934 | 4.1126 | 4.2326 | 4.5711
Program Specific1-in-10Size: Over 200kWOrange County2024April Monthly Peak | Program Specific | 1-in-10 | Size: Over 200kW | Orange County | 2024 | April Monthly Peak | 4 | 121.4176 | 117.0751 | 113.3952 | 115.286 | 126.4751 | 156.7354 | 183.3755 | 199.0691 | 212.0167 | 219.789 | 227.5334 | 231.6301 | 232.7966 | 231.7903 | 224.7574 | 211.1439 | 196.9572 | 184.0389 | 173.3159 | 172.6548 | 167.1944 | 157.851 | 144.9588 | 135.5302 | 1.6284 | 1.3048 | 0.9806 | -0.20964 | -0.63063 | -0.39555 | 0.36221 | 0.59754 | 0.35222 | 0.22524 | -0.081191 | 0.36873 | 1.8587 | 6.686 | 17.7021 | 16.2547 | 15.2656 | 13.6195 | 3.9891 | 1.1095 | -0.057092 | -0.1418 | -0.095683 | -0.53861 | 72.2809 | 70.2706 | 68.5193 | 66.688 | 65.7556 | 65.0297 | 64.3363 | 64.5128 | 67.6899 | 73.4009 | 79.8299 | 85.7586 | 89.6467 | 91.6464 | 92.4071 | 93.0077 | 92.9835 | 92.1457 | 90.5663 | 86.9826 | 81.9031 | 77.8259 | 75.0252 | 72.7426 | 4.9395 | 3.9747 | 4.2647 | 3.8727 | 3.4755 | 3.8033 | 3.1987 | 2.9778 | 3.1839 | 3.5405 | 3.9296 | 4.8402 | 4.1686 | 4.175 | 3.5366 | 3.2375 | 2.8156 | 3.1783 | 3.4942 | 3.2935 | 3.5131 | 4.1265 | 4.2192 | 4.5348
Program Specific1-in-10Size: Over 200kWOrange County2024May Monthly Peak | Program Specific | 1-in-10 | Size: Over 200kW | Orange County | 2024 | May Monthly Peak | 5 | 123.904 | 119.2796 | 115.3758 | 117.4096 | 129.4386 | 160.773 | 186.265 | 205.3 | 221.8915 | 231.7353 | 241.1055 | 245.3918 | 246.5118 | 245.5795 | 238.4833 | 223.667 | 208.2021 | 193.7994 | 181.9361 | 178.4061 | 174.6022 | 165.0487 | 151.1683 | 142.2518 | 0.31885 | 0.34445 | 0.097552 | -0.70133 | -1.2051 | -1.2756 | -0.71659 | -0.21553 | 0.71664 | 1.0927 | -0.22274 | -0.033457 | 1.6797 | 6.5678 | 18.5081 | 17.0053 | 15.6491 | 14.0386 | 4.5673 | 0.55359 | -0.43996 | -0.47761 | -0.67892 | -0.7338 | 75.719 | 73.8971 | 72.2923 | 71.6359 | 70.8698 | 69.8521 | 69.3128 | 69.6676 | 73.3184 | 79.2806 | 84.4973 | 88.3861 | 91.078 | 93.2878 | 94.6888 | 95.0793 | 94.963 | 93.9262 | 92.3118 | 89.6198 | 85.5495 | 81.0275 | 78.3504 | 76.0962 | 4.9946 | 4.0126 | 4.2996 | 3.9081 | 3.5244 | 3.8657 | 3.2195 | 3.043 | 3.3018 | 3.6989 | 4.126 | 5.081 | 4.3739 | 4.383 | 3.7184 | 3.3983 | 2.9492 | 3.3163 | 3.6346 | 3.3722 | 3.6353 | 4.2753 | 4.3598 | 4.7163
Program Specific1-in-10Size: Over 200kWOrange County2024June Monthly Peak | Program Specific | 1-in-10 | Size: Over 200kW | Orange County | 2024 | June Monthly Peak | 6 | 134.1647 | 129.3648 | 124.043 | 126.0893 | 136.5256 | 165.19 | 191.1689 | 209.0865 | 223.2244 | 231.3853 | 238.2795 | 240.5782 | 238.5467 | 236.8084 | 230.4861 | 219.7889 | 206.3018 | 192.6877 | 184.1891 | 180.9142 | 178.2196 | 170.111 | 156.5696 | 148.4655 | 0.75873 | 0.67732 | 0.38007 | -0.60421 | -1.1032 | -1.0565 | -0.41896 | 0.021369 | 0.62139 | 0.84821 | -0.18171 | 0.085424 | 1.7048 | 6.4747 | 17.9631 | 16.7701 | 15.6438 | 14.0438 | 4.5145 | 0.73234 | -0.33869 | -0.39574 | -0.53261 | -0.71585 | 73.6572 | 72.2303 | 70.9107 | 69.899 | 68.5816 | 67.7168 | 67.3297 | 68.1732 | 71.7158 | 77.0179 | 82.4997 | 87.2187 | 90.8893 | 93.5173 | 95.3758 | 96.2679 | 96.6094 | 95.4311 | 93.7978 | 90.6543 | 86.3854 | 82.3537 | 79.5929 | 77.4355 | 5.4081 | 4.3517 | 4.6224 | 4.1969 | 3.7173 | 3.9718 | 3.3041 | 3.099 | 3.3216 | 3.6932 | 4.0775 | 4.9812 | 4.2325 | 4.2263 | 3.5936 | 3.3392 | 2.9221 | 3.2972 | 3.6794 | 3.4195 | 3.7104 | 4.4063 | 4.5154 | 4.9222
Program Specific1-in-10Size: Over 200kWOrange County2024July Monthly Peak | Program Specific | 1-in-10 | Size: Over 200kW | Orange County | 2024 | July Monthly Peak | 7 | 137.862 | 132.6444 | 128.5797 | 130.4145 | 141.831 | 172.6348 | 199.5278 | 216.0295 | 229.4582 | 238.1163 | 245.3155 | 247.8224 | 246.8257 | 244.7837 | 239.4231 | 229.331 | 216.3354 | 203.1487 | 194.0198 | 189.2039 | 184.8014 | 176.5929 | 163.0808 | 154.5272 | -0.70845 | -0.39633 | -0.60512 | -1.1646 | -1.7568 | -2.0343 | -1.5943 | -0.84959 | 0.99716 | 1.748 | -0.3256 | -0.33855 | 1.4763 | 6.1806 | 18.3845 | 17.2803 | 15.8996 | 14.4896 | 5.1589 | 0.13967 | -0.75211 | -0.76176 | -1.177 | -0.92735 | 79.1768 | 77.7721 | 76.4444 | 75.0232 | 74.1061 | 73.2507 | 72.4141 | 72.8344 | 76.0006 | 80.9759 | 86.3436 | 91.0347 | 93.9734 | 95.4575 | 96.3777 | 96.1997 | 96.0252 | 95.6341 | 94.1024 | 91.4924 | 87.5684 | 83.6035 | 80.9978 | 79.276 | 5.6091 | 4.5038 | 4.8363 | 4.3815 | 3.8979 | 4.1896 | 3.4809 | 3.2319 | 3.4463 | 3.8362 | 4.2372 | 5.1792 | 4.4203 | 4.4096 | 3.7678 | 3.5168 | 3.0929 | 3.5087 | 3.9121 | 3.6097 | 3.8835 | 4.617 | 4.7472 | 5.1711
Program Specific1-in-10Size: Over 200kWOrange County2024August Monthly Peak | Program Specific | 1-in-10 | Size: Over 200kW | Orange County | 2024 | August Monthly Peak | 8 | 140.9035 | 134.9102 | 130.5334 | 132.8137 | 144.6053 | 176.601 | 206.5614 | 224.8431 | 240.7599 | 250.9964 | 259.2683 | 262.7408 | 262.4558 | 260.9411 | 254.6384 | 241.9012 | 226.8143 | 211.6556 | 200.6108 | 196.5399 | 191.2536 | 180.5084 | 166.3097 | 157.9971 | -1.8322 | -1.2114 | -1.3533 | -1.5864 | -2.2448 | -2.7744 | -2.5231 | -1.5452 | 1.3203 | 2.5146 | -0.45078 | -0.68839 | 1.3469 | 6.1908 | 19.3397 | 18.06 | 16.2839 | 14.8561 | 5.638 | -0.32884 | -1.0807 | -1.04 | -1.6626 | -1.0839 | 79.4277 | 78.5372 | 77.6646 | 76.6675 | 76.0103 | 75.4665 | 75.4756 | 76.0699 | 78.7264 | 83.6147 | 88.6075 | 93.333 | 97.3579 | 99.6722 | 100.5665 | 101.3234 | 101.3716 | 100.3934 | 99.5864 | 96.8803 | 92.6727 | 88.8945 | 86.2476 | 84.1408 | 5.862 | 4.6839 | 5.0204 | 4.5626 | 4.0637 | 4.3824 | 3.6847 | 3.4395 | 3.6975 | 4.1348 | 4.5791 | 5.6147 | 4.8062 | 4.8065 | 4.0976 | 3.7932 | 3.3158 | 3.738 | 4.1361 | 3.8341 | 4.1096 | 4.8257 | 4.9503 | 5.4063
Program Specific1-in-10Size: Over 200kWOrange County2024September Monthly Peak | Program Specific | 1-in-10 | Size: Over 200kW | Orange County | 2024 | September Monthly Peak | 9 | 139.3157 | 134.0935 | 130.1498 | 132.1337 | 144.1087 | 175.9335 | 206.7419 | 226.2201 | 244.8277 | 255.4159 | 264.6431 | 268.9213 | 269.3253 | 267.7994 | 260.3464 | 245.7049 | 229.4829 | 213.3328 | 202.5491 | 201.4249 | 192.2188 | 181.5164 | 166.9225 | 157.8083 | -1.8623 | -1.2413 | -1.3835 | -1.5968 | -2.2581 | -2.7959 | -2.5658 | -1.5855 | 1.3555 | 2.5906 | -0.46517 | -0.72022 | 1.3715 | 6.3346 | 19.7631 | 18.3361 | 16.4574 | 14.9626 | 5.7067 | -0.35953 | -1.1002 | -1.058 | -1.6902 | -1.0889 | 81.356 | 80.3979 | 79.4948 | 79.0994 | 78.3554 | 78.0312 | 77.4013 | 76.8881 | 78.8828 | 82.9472 | 87.5264 | 92.1314 | 95.4446 | 97.4144 | 98.4101 | 99.0539 | 99.2127 | 97.9987 | 96.1312 | 92.8245 | 88.7784 | 85.3557 | 82.7134 | 80.5736 | 5.8036 | 4.6617 | 5.0123 | 4.5452 | 4.0551 | 4.3717 | 3.6929 | 3.4652 | 3.7649 | 4.2132 | 4.6802 | 5.7544 | 4.9385 | 4.9394 | 4.195 | 3.8579 | 3.3593 | 3.7726 | 4.1816 | 3.9346 | 4.1358 | 4.8591 | 4.9751 | 5.407
Program Specific1-in-10Size: Over 200kWOrange County2024October Monthly Peak | Program Specific | 1-in-10 | Size: Over 200kW | Orange County | 2024 | October Monthly Peak | 10 | 131.7111 | 126.8017 | 121.4675 | 122.2779 | 133.9807 | 164.7939 | 194.0913 | 210.1588 | 226.22 | 236.0647 | 246.4984 | 251.4364 | 252.8107 | 252.6587 | 245.3823 | 230.4017 | 214.1139 | 199.8996 | 193.6483 | 189.0706 | 178.6076 | 168.3708 | 155.6332 | 146.1833 | 0.34116 | 0.3678 | 0.10418 | -0.72962 | -1.2465 | -1.3061 | -0.74494 | -0.21931 | 0.73007 | 1.1117 | -0.2275 | -0.033605 | 1.7231 | 6.758 | 19.0439 | 17.5177 | 16.0942 | 14.481 | 4.8607 | 0.58766 | -0.44945 | -0.4867 | -0.69804 | -0.75381 | 76.1751 | 74.4181 | 73.0738 | 71.8405 | 70.8919 | 70.2011 | 69.6498 | 69.575 | 71.1208 | 75.4863 | 81.3498 | 87.054 | 91.841 | 95.0516 | 96.261 | 96.9285 | 96.8081 | 95.2512 | 92.1635 | 87.5197 | 82.9167 | 79.8679 | 77.796 | 75.9451 | 5.3093 | 4.2656 | 4.5265 | 4.0701 | 3.6481 | 3.9624 | 3.3547 | 3.115 | 3.3662 | 3.768 | 4.2183 | 5.2062 | 4.4857 | 4.5093 | 3.8259 | 3.5006 | 3.0329 | 3.4207 | 3.8685 | 3.5738 | 3.7186 | 4.3613 | 4.4885 | 4.8467
Program Specific1-in-10Size: Over 200kWOrange County2024November Monthly Peak | Program Specific | 1-in-10 | Size: Over 200kW | Orange County | 2024 | November Monthly Peak | 11 | 123.8593 | 119.4323 | 115.9598 | 117.2767 | 128.6978 | 158.2524 | 184.1416 | 199.5041 | 212.7727 | 220.9246 | 228.9049 | 231.9584 | 232.5453 | 231.4774 | 224.3337 | 209.7309 | 196.2087 | 189.029 | 178.5733 | 172.7493 | 164.8504 | 156.0852 | 144.6012 | 136.6312 | 2.3556 | 1.8412 | 1.4708 | 0.03879 | -0.35387 | 0.04353 | 0.91831 | 1.017 | 0.18085 | -0.19531 | -0.014545 | 0.57661 | 1.9975 | 6.9285 | 17.8027 | 16.2494 | 15.4455 | 14.1418 | 3.9173 | 1.4071 | 0.12946 | 0.020898 | 0.19111 | -0.45927 | 70.2982 | 68.2132 | 67.6305 | 66.2581 | 65.1317 | 63.9942 | 64.2771 | 64.6347 | 66.9569 | 71.5038 | 77.7636 | 83.1343 | 86.4537 | 88.2053 | 89.2173 | 89.0944 | 87.8591 | 85.2463 | 81.7889 | 78.8132 | 76.1619 | 73.9464 | 72.0663 | 71.0832 | 5.1128 | 4.1142 | 4.4251 | 3.9974 | 3.5885 | 3.8965 | 3.2592 | 3.0281 | 3.2422 | 3.6111 | 4.0113 | 4.9183 | 4.2253 | 4.2306 | 3.5818 | 3.2631 | 2.846 | 3.3124 | 3.6531 | 3.3437 | 3.5147 | 4.1403 | 4.2706 | 4.6388
Program Specific1-in-10Size: Over 200kWOrange County2024December Monthly Peak | Program Specific | 1-in-10 | Size: Over 200kW | Orange County | 2024 | December Monthly Peak | 12 | 115.6878 | 111.3527 | 108.5126 | 108.7497 | 120.013 | 149.5512 | 176.9454 | 188.9727 | 197.3525 | 197.9558 | 199.5506 | 198.0044 | 194.8104 | 190.985 | 183.5308 | 172.1726 | 163.4073 | 160.313 | 154.6896 | 150.7204 | 144.9909 | 139.0613 | 129.7702 | 123.5657 | 3.2778 | 2.5069 | 2.104 | 0.4243 | 0.11598 | 0.73655 | 1.7678 | 1.6213 | -0.098284 | -0.80284 | 0.084558 | 0.78631 | 1.8694 | 6.0613 | 14.7466 | 13.4806 | 13.1926 | 12.2091 | 3.1158 | 1.6582 | 0.38531 | 0.25711 | 0.59879 | -0.28958 | 45.0121 | 44.3958 | 44.2294 | 44.5271 | 44.7579 | 44.6687 | 44.8633 | 44.7911 | 45.3751 | 46.5069 | 47.5693 | 49.0879 | 50.2161 | 50.7988 | 51.1026 | 51.0518 | 50.5501 | 49.6541 | 48.4326 | 47.2326 | 46.206 | 45.6598 | 45.2772 | 44.4028 | 4.9566 | 3.9813 | 4.298 | 3.8474 | 3.4732 | 3.8219 | 3.2506 | 2.9771 | 3.1213 | 3.3583 | 3.6295 | 4.3576 | 3.6739 | 3.6229 | 3.0414 | 2.7803 | 2.4601 | 2.9157 | 3.2845 | 3.028 | 3.2085 | 3.8286 | 3.9779 | 4.3543
Program Specific1-in-10Size: Over 200kWOrange County2024Typical Event Day | Program Specific | 1-in-10 | Size: Over 200kW | Orange County | 2024 | Typical Event Day | 8 | 140.0954 | 134.0888 | 129.7031 | 131.9852 | 143.6669 | 175.426 | 205.1655 | 222.655 | 237.621 | 246.7979 | 254.0851 | 256.9722 | 256.3632 | 254.9588 | 248.7656 | 236.3355 | 221.6578 | 207.0357 | 196.8436 | 193.0498 | 188.24 | 177.8549 | 163.9949 | 155.995 | -0.90551 | -0.53597 | -0.73409 | -1.2456 | -1.8555 | -2.1832 | -1.7853 | -0.9859 | 1.0782 | 1.9231 | -0.35484 | -0.40533 | 1.4967 | 6.3721 | 19.0668 | 17.7805 | 16.2272 | 14.7273 | 5.2842 | 0.064098 | -0.81622 | -0.81058 | -1.2604 | -0.95874 | 78.4044 | 77.2344 | 76.1286 | 75.1723 | 74.2633 | 73.6163 | 73.1552 | 73.4914 | 76.3314 | 81.1389 | 86.2443 | 90.9295 | 94.4163 | 96.5153 | 97.6825 | 98.2112 | 98.3047 | 97.3643 | 95.9045 | 92.9629 | 88.8512 | 85.0519 | 82.3879 | 80.3565 | 5.7164 | 4.5659 | 4.8926 | 4.447 | 3.9597 | 4.2697 | 3.5895 | 3.3406 | 3.5792 | 3.9875 | 4.4013 | 5.3859 | 4.6044 | 4.6061 | 3.9262 | 3.6347 | 3.1782 | 3.5861 | 3.9805 | 3.6937 | 3.9672 | 4.6634 | 4.7876 | 5.2353
Program Specific1-in-10Size: Over 200kWOrange County2025January Monthly Peak | Program Specific | 1-in-10 | Size: Over 200kW | Orange County | 2025 | January Monthly Peak | 1 | 113.1992 | 109.3295 | 105.9632 | 106.8072 | 118.6865 | 149.9842 | 178.5474 | 191.8031 | 200.7499 | 199.7688 | 200.9448 | 200.4054 | 197.6812 | 192.846 | 184.8824 | 171.9631 | 160.8083 | 157.5319 | 153.1098 | 149.1307 | 144.0034 | 138.0282 | 129.2951 | 123.1965 | 3.2073 | 2.4614 | 2.0545 | 0.41672 | 0.1147 | 0.73868 | 1.7839 | 1.6456 | -0.099976 | -0.8102 | 0.085149 | 0.79584 | 1.8969 | 6.1204 | 14.8552 | 13.4642 | 12.9828 | 11.9973 | 3.084 | 1.6407 | 0.38268 | 0.2552 | 0.59659 | -0.28871 | 45.8931 | 45.1063 | 44.1167 | 43.3859 | 43.0994 | 42.5301 | 42.0641 | 41.9828 | 42.4804 | 44.7706 | 47.3735 | 49.2111 | 51.0202 | 52.0168 | 52.6709 | 52.6256 | 51.4692 | 49.8313 | 47.3734 | 45.9957 | 45.1811 | 44.7333 | 44.1553 | 43.3964 | 4.8499 | 3.909 | 4.197 | 3.7786 | 3.4348 | 3.833 | 3.2801 | 3.0217 | 3.175 | 3.3891 | 3.6549 | 4.4104 | 3.728 | 3.6582 | 3.0638 | 2.7769 | 2.421 | 2.8651 | 3.251 | 2.996 | 3.1866 | 3.8001 | 3.9633 | 4.3413
Program Specific1-in-10Size: Over 200kWOrange County2025February Monthly Peak | Program Specific | 1-in-10 | Size: Over 200kW | Orange County | 2025 | February Monthly Peak | 2 | 113.8628 | 109.6114 | 107.0377 | 108.1371 | 119.982 | 150.5396 | 178.0965 | 190.91 | 199.6727 | 200.7508 | 202.8871 | 204.0524 | 202.5343 | 199.3911 | 192.3952 | 179.2758 | 166.9938 | 161.0867 | 157.6002 | 152.9385 | 147.3864 | 140.1751 | 130.1472 | 123.3213 | 3.2261 | 2.4677 | 2.0754 | 0.42191 | 0.11595 | 0.74142 | 1.7794 | 1.6379 | -0.099439 | -0.81418 | 0.085972 | 0.81032 | 1.9435 | 6.3281 | 15.4588 | 14.0368 | 13.4821 | 12.268 | 3.1745 | 1.6826 | 0.39167 | 0.25917 | 0.60052 | -0.28901 | 51.4966 | 51.8111 | 51.3969 | 50.8739 | 50.772 | 50.0418 | 48.9324 | 49.3705 | 50.3757 | 52.6237 | 54.7973 | 55.8279 | 56.6542 | 57.9012 | 59.0223 | 59.3021 | 58.486 | 58.0908 | 56.5296 | 55.0778 | 53.8722 | 52.3773 | 51.6546 | 50.8679 | 4.8784 | 3.9191 | 4.2396 | 3.8257 | 3.4723 | 3.8472 | 3.2718 | 3.0076 | 3.158 | 3.4057 | 3.6902 | 4.4907 | 3.8195 | 3.7824 | 3.1883 | 2.895 | 2.5141 | 2.9298 | 3.3463 | 3.0725 | 3.2615 | 3.8592 | 3.9895 | 4.3457
Program Specific1-in-10Size: Over 200kWOrange County2025March Monthly Peak | Program Specific | 1-in-10 | Size: Over 200kW | Orange County | 2025 | March Monthly Peak | 3 | 119.2679 | 114.7295 | 110.9043 | 112.3432 | 123.3395 | 153.3432 | 181.3065 | 194.4066 | 203.9894 | 207.441 | 212.1001 | 214.5481 | 215.2072 | 214.3871 | 208.0537 | 195.0309 | 181.8898 | 170.7437 | 164.3197 | 163.509 | 157.8672 | 149.3788 | 138.0791 | 129.7189 | 3.3792 | 2.5829 | 2.1503 | 0.43832 | 0.1192 | 0.75523 | 1.8114 | 1.6679 | -0.10159 | -0.84131 | 0.089876 | 0.852 | 2.0651 | 6.804 | 16.717 | 15.2704 | 14.6848 | 13.0034 | 3.3098 | 1.7989 | 0.41953 | 0.27618 | 0.63712 | -0.304 | 62.249 | 60.4298 | 58.6651 | 57.8835 | 57.4265 | 57.058 | 57.0364 | 57.2891 | 58.2801 | 61.9385 | 66.1702 | 70.7146 | 74.4369 | 76.4905 | 77.4768 | 78.1506 | 78.291 | 77.6791 | 76.1187 | 73.3856 | 69.9252 | 66.8892 | 64.4694 | 61.8289 | 5.11 | 4.1021 | 4.3927 | 3.9745 | 3.5695 | 3.9188 | 3.3307 | 3.0627 | 3.2262 | 3.5192 | 3.8578 | 4.7216 | 4.0585 | 4.0668 | 3.4478 | 3.1495 | 2.7384 | 3.1054 | 3.489 | 3.2849 | 3.4934 | 4.1126 | 4.2326 | 4.5711
Program Specific1-in-10Size: Over 200kWOrange County2025April Monthly Peak | Program Specific | 1-in-10 | Size: Over 200kW | Orange County | 2025 | April Monthly Peak | 4 | 121.4176 | 117.0751 | 113.3951 | 115.286 | 126.4751 | 156.7354 | 183.3755 | 199.0691 | 212.0167 | 219.789 | 227.5334 | 231.6301 | 232.7966 | 231.7903 | 224.7574 | 211.1439 | 196.9572 | 184.0389 | 173.3159 | 172.6548 | 167.1944 | 157.851 | 144.9588 | 135.5302 | 1.6284 | 1.3048 | 0.9806 | -0.20964 | -0.63063 | -0.39555 | 0.36221 | 0.59754 | 0.35222 | 0.22524 | -0.081191 | 0.36873 | 1.8587 | 6.686 | 17.7021 | 16.2547 | 15.2656 | 13.6195 | 3.9891 | 1.1095 | -0.057092 | -0.1418 | -0.095683 | -0.53861 | 72.2809 | 70.2706 | 68.5193 | 66.688 | 65.7556 | 65.0297 | 64.3363 | 64.5128 | 67.6899 | 73.4009 | 79.8299 | 85.7586 | 89.6467 | 91.6464 | 92.407 | 93.0077 | 92.9835 | 92.1457 | 90.5663 | 86.9826 | 81.9031 | 77.8259 | 75.0252 | 72.7426 | 4.9395 | 3.9747 | 4.2647 | 3.8727 | 3.4755 | 3.8033 | 3.1987 | 2.9778 | 3.1839 | 3.5405 | 3.9296 | 4.8402 | 4.1686 | 4.175 | 3.5366 | 3.2375 | 2.8156 | 3.1783 | 3.4942 | 3.2935 | 3.5131 | 4.1265 | 4.2192 | 4.5348
Program Specific1-in-10Size: Over 200kWOrange County2025May Monthly Peak | Program Specific | 1-in-10 | Size: Over 200kW | Orange County | 2025 | May Monthly Peak | 5 | 123.904 | 119.2796 | 115.3758 | 117.4096 | 129.4386 | 160.7731 | 186.265 | 205.3 | 221.8915 | 231.7353 | 241.1055 | 245.3918 | 246.5118 | 245.5795 | 238.4833 | 223.667 | 208.2021 | 193.7994 | 181.9361 | 178.4061 | 174.6022 | 165.0487 | 151.1683 | 142.2518 | 0.31885 | 0.34445 | 0.097552 | -0.70133 | -1.2051 | -1.2756 | -0.71659 | -0.21553 | 0.71664 | 1.0927 | -0.22274 | -0.033457 | 1.6797 | 6.5678 | 18.5081 | 17.0053 | 15.6491 | 14.0386 | 4.5673 | 0.55359 | -0.43996 | -0.47761 | -0.67892 | -0.7338 | 75.719 | 73.8971 | 72.2923 | 71.6359 | 70.8698 | 69.8521 | 69.3128 | 69.6676 | 73.3184 | 79.2806 | 84.4973 | 88.3861 | 91.078 | 93.2878 | 94.6888 | 95.0793 | 94.963 | 93.9262 | 92.3118 | 89.6198 | 85.5495 | 81.0275 | 78.3504 | 76.0962 | 4.9946 | 4.0126 | 4.2996 | 3.9081 | 3.5244 | 3.8657 | 3.2195 | 3.043 | 3.3018 | 3.6989 | 4.126 | 5.081 | 4.3739 | 4.383 | 3.7184 | 3.3983 | 2.9492 | 3.3163 | 3.6346 | 3.3722 | 3.6353 | 4.2753 | 4.3598 | 4.7163
Program Specific1-in-10Size: Over 200kWOrange County2025June Monthly Peak | Program Specific | 1-in-10 | Size: Over 200kW | Orange County | 2025 | June Monthly Peak | 6 | 134.1647 | 129.3648 | 124.043 | 126.0893 | 136.5256 | 165.19 | 191.1689 | 209.0865 | 223.2244 | 231.3853 | 238.2795 | 240.5782 | 238.5467 | 236.8084 | 230.4861 | 219.7889 | 206.3018 | 192.6877 | 184.1891 | 180.9142 | 178.2196 | 170.111 | 156.5696 | 148.4655 | 0.75873 | 0.67732 | 0.38007 | -0.60421 | -1.1032 | -1.0565 | -0.41896 | 0.021369 | 0.62139 | 0.84821 | -0.18171 | 0.085424 | 1.7048 | 6.4747 | 17.9631 | 16.7701 | 15.6438 | 14.0438 | 4.5145 | 0.73234 | -0.33869 | -0.39574 | -0.53261 | -0.71585 | 73.6572 | 72.2303 | 70.9107 | 69.899 | 68.5816 | 67.7168 | 67.3297 | 68.1732 | 71.7158 | 77.0179 | 82.4997 | 87.2187 | 90.8893 | 93.5173 | 95.3758 | 96.2679 | 96.6094 | 95.4311 | 93.7978 | 90.6543 | 86.3854 | 82.3537 | 79.5929 | 77.4355 | 5.4081 | 4.3517 | 4.6224 | 4.1969 | 3.7173 | 3.9718 | 3.3041 | 3.099 | 3.3216 | 3.6932 | 4.0775 | 4.9812 | 4.2325 | 4.2263 | 3.5936 | 3.3392 | 2.9221 | 3.2972 | 3.6794 | 3.4195 | 3.7104 | 4.4063 | 4.5154 | 4.9222
Program Specific1-in-10Size: Over 200kWOrange County2025July Monthly Peak | Program Specific | 1-in-10 | Size: Over 200kW | Orange County | 2025 | July Monthly Peak | 7 | 137.862 | 132.6444 | 128.5797 | 130.4146 | 141.831 | 172.6348 | 199.5278 | 216.0294 | 229.4582 | 238.1163 | 245.3155 | 247.8224 | 246.8257 | 244.7838 | 239.4231 | 229.331 | 216.3354 | 203.1487 | 194.0198 | 189.2039 | 184.8014 | 176.5929 | 163.0808 | 154.5272 | -0.70845 | -0.39633 | -0.60512 | -1.1646 | -1.7568 | -2.0343 | -1.5943 | -0.84959 | 0.99716 | 1.748 | -0.3256 | -0.33855 | 1.4763 | 6.1806 | 18.3845 | 17.2803 | 15.8996 | 14.4896 | 5.1589 | 0.13967 | -0.75211 | -0.76176 | -1.177 | -0.92735 | 79.1768 | 77.7721 | 76.4444 | 75.0232 | 74.1061 | 73.2507 | 72.4141 | 72.8344 | 76.0007 | 80.9759 | 86.3436 | 91.0347 | 93.9734 | 95.4575 | 96.3777 | 96.1997 | 96.0252 | 95.6341 | 94.1024 | 91.4924 | 87.5684 | 83.6035 | 80.9978 | 79.276 | 5.6091 | 4.5038 | 4.8363 | 4.3815 | 3.8979 | 4.1896 | 3.4809 | 3.2319 | 3.4463 | 3.8362 | 4.2372 | 5.1792 | 4.4203 | 4.4096 | 3.7678 | 3.5168 | 3.0929 | 3.5087 | 3.9121 | 3.6097 | 3.8835 | 4.617 | 4.7472 | 5.1711
Program Specific1-in-10Size: Over 200kWOrange County2025August Monthly Peak | Program Specific | 1-in-10 | Size: Over 200kW | Orange County | 2025 | August Monthly Peak | 8 | 140.9035 | 134.9102 | 130.5334 | 132.8137 | 144.6053 | 176.601 | 206.5614 | 224.8431 | 240.7599 | 250.9964 | 259.2682 | 262.7408 | 262.4558 | 260.9411 | 254.6384 | 241.9012 | 226.8143 | 211.6556 | 200.6108 | 196.5399 | 191.2536 | 180.5084 | 166.3097 | 157.9971 | -1.8322 | -1.2114 | -1.3533 | -1.5864 | -2.2448 | -2.7744 | -2.5231 | -1.5452 | 1.3203 | 2.5146 | -0.45078 | -0.68839 | 1.3469 | 6.1908 | 19.3396 | 18.06 | 16.2839 | 14.8561 | 5.638 | -0.32884 | -1.0807 | -1.04 | -1.6626 | -1.0839 | 79.4277 | 78.5372 | 77.6646 | 76.6675 | 76.0103 | 75.4665 | 75.4756 | 76.0699 | 78.7264 | 83.6147 | 88.6075 | 93.333 | 97.3579 | 99.6722 | 100.5665 | 101.3234 | 101.3716 | 100.3934 | 99.5864 | 96.8803 | 92.6727 | 88.8946 | 86.2476 | 84.1408 | 5.862 | 4.6839 | 5.0204 | 4.5626 | 4.0637 | 4.3824 | 3.6847 | 3.4395 | 3.6975 | 4.1348 | 4.5791 | 5.6147 | 4.8062 | 4.8065 | 4.0976 | 3.7932 | 3.3158 | 3.738 | 4.1361 | 3.8341 | 4.1096 | 4.8257 | 4.9503 | 5.4063
Program Specific1-in-10Size: Over 200kWOrange County2025September Monthly Peak | Program Specific | 1-in-10 | Size: Over 200kW | Orange County | 2025 | September Monthly Peak | 9 | 139.3157 | 134.0935 | 130.1498 | 132.1337 | 144.1087 | 175.9336 | 206.7419 | 226.2201 | 244.8277 | 255.4159 | 264.6431 | 268.9214 | 269.3252 | 267.7994 | 260.3464 | 245.7049 | 229.4829 | 213.3328 | 202.5491 | 201.4249 | 192.2188 | 181.5164 | 166.9225 | 157.8084 | -1.8623 | -1.2413 | -1.3835 | -1.5968 | -2.2581 | -2.7959 | -2.5658 | -1.5855 | 1.3555 | 2.5906 | -0.46517 | -0.72022 | 1.3715 | 6.3346 | 19.7631 | 18.3361 | 16.4574 | 14.9626 | 5.7067 | -0.35953 | -1.1002 | -1.058 | -1.6902 | -1.0889 | 81.356 | 80.3979 | 79.4948 | 79.0994 | 78.3554 | 78.0312 | 77.4013 | 76.8881 | 78.8828 | 82.9472 | 87.5264 | 92.1314 | 95.4446 | 97.4144 | 98.4101 | 99.0539 | 99.2127 | 97.9987 | 96.1313 | 92.8245 | 88.7784 | 85.3557 | 82.7134 | 80.5736 | 5.8036 | 4.6617 | 5.0123 | 4.5452 | 4.0551 | 4.3717 | 3.6929 | 3.4652 | 3.7649 | 4.2132 | 4.6802 | 5.7544 | 4.9385 | 4.9394 | 4.195 | 3.8579 | 3.3593 | 3.7726 | 4.1816 | 3.9346 | 4.1358 | 4.8591 | 4.9751 | 5.407
Program Specific1-in-10Size: Over 200kWOrange County2025October Monthly Peak | Program Specific | 1-in-10 | Size: Over 200kW | Orange County | 2025 | October Monthly Peak | 10 | 131.7111 | 126.8017 | 121.4675 | 122.2779 | 133.9807 | 164.7939 | 194.0913 | 210.1588 | 226.22 | 236.0647 | 246.4983 | 251.4363 | 252.8107 | 252.6587 | 245.3823 | 230.4017 | 214.1139 | 199.8996 | 193.6483 | 189.0707 | 178.6076 | 168.3708 | 155.6332 | 146.1833 | 0.34116 | 0.3678 | 0.10418 | -0.72962 | -1.2465 | -1.3061 | -0.74494 | -0.21931 | 0.73007 | 1.1117 | -0.2275 | -0.033605 | 1.7231 | 6.758 | 19.0439 | 17.5177 | 16.0942 | 14.481 | 4.8607 | 0.58766 | -0.44945 | -0.4867 | -0.69804 | -0.75381 | 76.1751 | 74.4181 | 73.0738 | 71.8405 | 70.8919 | 70.2011 | 69.6498 | 69.575 | 71.1208 | 75.4863 | 81.3498 | 87.054 | 91.841 | 95.0516 | 96.261 | 96.9285 | 96.8081 | 95.2512 | 92.1635 | 87.5197 | 82.9167 | 79.8679 | 77.796 | 75.9451 | 5.3093 | 4.2656 | 4.5265 | 4.0701 | 3.6481 | 3.9624 | 3.3547 | 3.115 | 3.3662 | 3.768 | 4.2183 | 5.2062 | 4.4857 | 4.5093 | 3.8259 | 3.5006 | 3.0329 | 3.4207 | 3.8685 | 3.5738 | 3.7186 | 4.3613 | 4.4885 | 4.8467
Program Specific1-in-10Size: Over 200kWOrange County2025November Monthly Peak | Program Specific | 1-in-10 | Size: Over 200kW | Orange County | 2025 | November Monthly Peak | 11 | 123.8593 | 119.4323 | 115.9598 | 117.2767 | 128.6978 | 158.2524 | 184.1416 | 199.5041 | 212.7727 | 220.9246 | 228.9049 | 231.9584 | 232.5453 | 231.4774 | 224.3337 | 209.7309 | 196.2087 | 189.029 | 178.5733 | 172.7493 | 164.8504 | 156.0852 | 144.6012 | 136.6312 | 2.3556 | 1.8412 | 1.4708 | 0.03879 | -0.35387 | 0.04353 | 0.91831 | 1.017 | 0.18085 | -0.19531 | -0.014545 | 0.57661 | 1.9975 | 6.9285 | 17.8027 | 16.2494 | 15.4455 | 14.1418 | 3.9173 | 1.4071 | 0.12946 | 0.020898 | 0.19111 | -0.45927 | 70.2982 | 68.2132 | 67.6305 | 66.2581 | 65.1317 | 63.9942 | 64.2771 | 64.6347 | 66.9569 | 71.5038 | 77.7636 | 83.1343 | 86.4537 | 88.2053 | 89.2173 | 89.0944 | 87.8591 | 85.2463 | 81.7889 | 78.8132 | 76.1619 | 73.9464 | 72.0663 | 71.0832 | 5.1128 | 4.1142 | 4.4251 | 3.9974 | 3.5885 | 3.8965 | 3.2592 | 3.0281 | 3.2422 | 3.6111 | 4.0113 | 4.9183 | 4.2253 | 4.2306 | 3.5818 | 3.2631 | 2.846 | 3.3124 | 3.6531 | 3.3437 | 3.5147 | 4.1403 | 4.2706 | 4.6388
Program Specific1-in-10Size: Over 200kWOrange County2025December Monthly Peak | Program Specific | 1-in-10 | Size: Over 200kW | Orange County | 2025 | December Monthly Peak | 12 | 115.6878 | 111.3527 | 108.5126 | 108.7497 | 120.013 | 149.5512 | 176.9454 | 188.9727 | 197.3525 | 197.9558 | 199.5506 | 198.0044 | 194.8104 | 190.985 | 183.5308 | 172.1726 | 163.4073 | 160.313 | 154.6896 | 150.7204 | 144.9909 | 139.0612 | 129.7703 | 123.5657 | 3.2778 | 2.5069 | 2.104 | 0.4243 | 0.11598 | 0.73655 | 1.7678 | 1.6213 | -0.098284 | -0.80284 | 0.084558 | 0.78631 | 1.8694 | 6.0613 | 14.7466 | 13.4806 | 13.1926 | 12.2091 | 3.1158 | 1.6582 | 0.38531 | 0.25711 | 0.59879 | -0.28958 | 45.0121 | 44.3958 | 44.2294 | 44.5271 | 44.7579 | 44.6687 | 44.8633 | 44.7911 | 45.3751 | 46.5069 | 47.5693 | 49.0879 | 50.2161 | 50.7988 | 51.1026 | 51.0518 | 50.5501 | 49.6541 | 48.4326 | 47.2326 | 46.206 | 45.6598 | 45.2772 | 44.4028 | 4.9566 | 3.9814 | 4.298 | 3.8474 | 3.4732 | 3.8219 | 3.2506 | 2.9771 | 3.1213 | 3.3583 | 3.6295 | 4.3576 | 3.6739 | 3.6229 | 3.0414 | 2.7803 | 2.4601 | 2.9157 | 3.2845 | 3.028 | 3.2085 | 3.8286 | 3.9779 | 4.3543
Program Specific1-in-10Size: Over 200kWOrange County2025Typical Event Day | Program Specific | 1-in-10 | Size: Over 200kW | Orange County | 2025 | Typical Event Day | 8 | 140.0954 | 134.0888 | 129.7031 | 131.9852 | 143.6669 | 175.426 | 205.1655 | 222.655 | 237.621 | 246.7979 | 254.0851 | 256.9722 | 256.3632 | 254.9588 | 248.7656 | 236.3355 | 221.6578 | 207.0357 | 196.8436 | 193.0498 | 188.24 | 177.8549 | 163.9949 | 155.995 | -0.90551 | -0.53597 | -0.73409 | -1.2456 | -1.8555 | -2.1832 | -1.7853 | -0.9859 | 1.0782 | 1.9231 | -0.35484 | -0.40533 | 1.4967 | 6.3721 | 19.0668 | 17.7805 | 16.2272 | 14.7273 | 5.2842 | 0.064098 | -0.81622 | -0.81058 | -1.2604 | -0.95874 | 78.4044 | 77.2343 | 76.1286 | 75.1723 | 74.2633 | 73.6163 | 73.1552 | 73.4914 | 76.3314 | 81.1389 | 86.2443 | 90.9295 | 94.4163 | 96.5153 | 97.6825 | 98.2112 | 98.3047 | 97.3643 | 95.9045 | 92.9629 | 88.8512 | 85.0519 | 82.3879 | 80.3565 | 5.7164 | 4.5659 | 4.8926 | 4.447 | 3.9597 | 4.2697 | 3.5895 | 3.3406 | 3.5792 | 3.9875 | 4.4013 | 5.3859 | 4.6044 | 4.6061 | 3.9262 | 3.6347 | 3.1782 | 3.5861 | 3.9805 | 3.6937 | 3.9672 | 4.6634 | 4.7876 | 5.2353
Program Specific1-in-10Size: Over 200kWOrange County2026January Monthly Peak | Program Specific | 1-in-10 | Size: Over 200kW | Orange County | 2026 | January Monthly Peak | 1 | 113.1992 | 109.3295 | 105.9632 | 106.8072 | 118.6865 | 149.9842 | 178.5474 | 191.8031 | 200.7499 | 199.7688 | 200.9448 | 200.4054 | 197.6812 | 192.846 | 184.8824 | 171.9631 | 160.8083 | 157.5319 | 153.1098 | 149.1307 | 144.0034 | 138.0282 | 129.2951 | 123.1965 | 3.2073 | 2.4614 | 2.0545 | 0.41672 | 0.1147 | 0.73868 | 1.7839 | 1.6456 | -0.099976 | -0.8102 | 0.085149 | 0.79584 | 1.8969 | 6.1204 | 14.8552 | 13.4642 | 12.9828 | 11.9973 | 3.084 | 1.6407 | 0.38268 | 0.2552 | 0.59659 | -0.28871 | 45.8931 | 45.1063 | 44.1167 | 43.3859 | 43.0994 | 42.5301 | 42.0641 | 41.9828 | 42.4804 | 44.7706 | 47.3735 | 49.2111 | 51.0202 | 52.0168 | 52.6709 | 52.6256 | 51.4692 | 49.8313 | 47.3734 | 45.9957 | 45.1811 | 44.7333 | 44.1553 | 43.3964 | 4.8499 | 3.909 | 4.197 | 3.7786 | 3.4348 | 3.833 | 3.2801 | 3.0217 | 3.175 | 3.3891 | 3.6549 | 4.4104 | 3.728 | 3.6582 | 3.0638 | 2.7769 | 2.421 | 2.8651 | 3.251 | 2.996 | 3.1866 | 3.8001 | 3.9633 | 4.3413
Program Specific1-in-10Size: Over 200kWOrange County2026February Monthly Peak | Program Specific | 1-in-10 | Size: Over 200kW | Orange County | 2026 | February Monthly Peak | 2 | 113.8628 | 109.6114 | 107.0377 | 108.1371 | 119.982 | 150.5396 | 178.0965 | 190.91 | 199.6727 | 200.7508 | 202.8871 | 204.0524 | 202.5343 | 199.3911 | 192.3952 | 179.2758 | 166.9938 | 161.0867 | 157.6002 | 152.9385 | 147.3864 | 140.1751 | 130.1472 | 123.3213 | 3.2261 | 2.4677 | 2.0754 | 0.42191 | 0.11595 | 0.74142 | 1.7794 | 1.6379 | -0.099439 | -0.81418 | 0.085972 | 0.81032 | 1.9435 | 6.3281 | 15.4588 | 14.0368 | 13.4821 | 12.268 | 3.1745 | 1.6826 | 0.39167 | 0.25917 | 0.60052 | -0.28901 | 51.4966 | 51.8111 | 51.3969 | 50.8739 | 50.772 | 50.0418 | 48.9324 | 49.3705 | 50.3757 | 52.6236 | 54.7973 | 55.8279 | 56.6542 | 57.9012 | 59.0223 | 59.3021 | 58.486 | 58.0908 | 56.5296 | 55.0778 | 53.8722 | 52.3773 | 51.6546 | 50.8679 | 4.8784 | 3.9191 | 4.2396 | 3.8257 | 3.4723 | 3.8472 | 3.2718 | 3.0076 | 3.158 | 3.4057 | 3.6902 | 4.4907 | 3.8195 | 3.7824 | 3.1883 | 2.895 | 2.5141 | 2.9298 | 3.3463 | 3.0725 | 3.2615 | 3.8592 | 3.9895 | 4.3457
Program Specific1-in-10Size: Over 200kWOrange County2026March Monthly Peak | Program Specific | 1-in-10 | Size: Over 200kW | Orange County | 2026 | March Monthly Peak | 3 | 119.2679 | 114.7295 | 110.9043 | 112.3432 | 123.3395 | 153.3432 | 181.3065 | 194.4066 | 203.9894 | 207.441 | 212.1001 | 214.5481 | 215.2072 | 214.3871 | 208.0537 | 195.0309 | 181.8898 | 170.7437 | 164.3197 | 163.509 | 157.8672 | 149.3788 | 138.0791 | 129.7189 | 3.3792 | 2.5829 | 2.1503 | 0.43832 | 0.1192 | 0.75523 | 1.8114 | 1.6679 | -0.10159 | -0.84131 | 0.089876 | 0.852 | 2.0651 | 6.804 | 16.717 | 15.2704 | 14.6848 | 13.0034 | 3.3098 | 1.7989 | 0.41953 | 0.27618 | 0.63712 | -0.304 | 62.249 | 60.4298 | 58.6651 | 57.8835 | 57.4265 | 57.058 | 57.0364 | 57.2891 | 58.2801 | 61.9385 | 66.1702 | 70.7146 | 74.4369 | 76.4905 | 77.4768 | 78.1506 | 78.291 | 77.6791 | 76.1187 | 73.3856 | 69.9252 | 66.8892 | 64.4694 | 61.8289 | 5.11 | 4.1021 | 4.3927 | 3.9745 | 3.5695 | 3.9188 | 3.3307 | 3.0627 | 3.2262 | 3.5192 | 3.8578 | 4.7216 | 4.0585 | 4.0668 | 3.4478 | 3.1495 | 2.7384 | 3.1054 | 3.489 | 3.2849 | 3.4934 | 4.1126 | 4.2326 | 4.5711
Program Specific1-in-10Size: Over 200kWOrange County2026April Monthly Peak | Program Specific | 1-in-10 | Size: Over 200kW | Orange County | 2026 | April Monthly Peak | 4 | 121.4176 | 117.0751 | 113.3952 | 115.286 | 126.4751 | 156.7354 | 183.3755 | 199.0691 | 212.0167 | 219.789 | 227.5333 | 231.6301 | 232.7966 | 231.7903 | 224.7574 | 211.1439 | 196.9572 | 184.0389 | 173.3159 | 172.6548 | 167.1944 | 157.851 | 144.9588 | 135.5302 | 1.6284 | 1.3048 | 0.9806 | -0.20964 | -0.63063 | -0.39555 | 0.36221 | 0.59754 | 0.35222 | 0.22524 | -0.081191 | 0.36873 | 1.8587 | 6.686 | 17.7021 | 16.2547 | 15.2656 | 13.6195 | 3.9891 | 1.1095 | -0.057092 | -0.1418 | -0.095683 | -0.53861 | 72.2809 | 70.2706 | 68.5193 | 66.688 | 65.7556 | 65.0297 | 64.3363 | 64.5128 | 67.6899 | 73.4009 | 79.8299 | 85.7586 | 89.6467 | 91.6464 | 92.407 | 93.0077 | 92.9835 | 92.1457 | 90.5663 | 86.9826 | 81.9031 | 77.8259 | 75.0252 | 72.7426 | 4.9395 | 3.9747 | 4.2647 | 3.8727 | 3.4755 | 3.8033 | 3.1987 | 2.9778 | 3.1839 | 3.5405 | 3.9296 | 4.8402 | 4.1686 | 4.175 | 3.5366 | 3.2375 | 2.8156 | 3.1783 | 3.4942 | 3.2935 | 3.5131 | 4.1265 | 4.2192 | 4.5348
Program Specific1-in-10Size: Over 200kWOrange County2026May Monthly Peak | Program Specific | 1-in-10 | Size: Over 200kW | Orange County | 2026 | May Monthly Peak | 5 | 123.904 | 119.2796 | 115.3758 | 117.4096 | 129.4386 | 160.7731 | 186.265 | 205.3 | 221.8915 | 231.7353 | 241.1055 | 245.3918 | 246.5118 | 245.5795 | 238.4833 | 223.667 | 208.2021 | 193.7994 | 181.9361 | 178.4061 | 174.6022 | 165.0487 | 151.1683 | 142.2518 | 0.31885 | 0.34445 | 0.097552 | -0.70133 | -1.2051 | -1.2756 | -0.71659 | -0.21553 | 0.71664 | 1.0927 | -0.22274 | -0.033457 | 1.6797 | 6.5678 | 18.5081 | 17.0053 | 15.6491 | 14.0386 | 4.5673 | 0.55359 | -0.43996 | -0.47761 | -0.67892 | -0.7338 | 75.719 | 73.8971 | 72.2923 | 71.6359 | 70.8698 | 69.8521 | 69.3128 | 69.6676 | 73.3184 | 79.2806 | 84.4973 | 88.3861 | 91.078 | 93.2878 | 94.6888 | 95.0793 | 94.963 | 93.9262 | 92.3118 | 89.6198 | 85.5495 | 81.0275 | 78.3504 | 76.0962 | 4.9946 | 4.0126 | 4.2996 | 3.9081 | 3.5244 | 3.8657 | 3.2195 | 3.043 | 3.3018 | 3.6989 | 4.126 | 5.081 | 4.3739 | 4.383 | 3.7184 | 3.3983 | 2.9492 | 3.3163 | 3.6346 | 3.3722 | 3.6353 | 4.2753 | 4.3598 | 4.7163
Program Specific1-in-10Size: Over 200kWOrange County2026June Monthly Peak | Program Specific | 1-in-10 | Size: Over 200kW | Orange County | 2026 | June Monthly Peak | 6 | 134.1647 | 129.3648 | 124.043 | 126.0893 | 136.5256 | 165.19 | 191.1689 | 209.0865 | 223.2244 | 231.3853 | 238.2795 | 240.5782 | 238.5467 | 236.8084 | 230.4861 | 219.7889 | 206.3018 | 192.6877 | 184.1891 | 180.9142 | 178.2196 | 170.111 | 156.5696 | 148.4655 | 0.75873 | 0.67732 | 0.38007 | -0.60421 | -1.1032 | -1.0565 | -0.41896 | 0.021369 | 0.62139 | 0.84821 | -0.18171 | 0.085424 | 1.7048 | 6.4747 | 17.9631 | 16.7701 | 15.6438 | 14.0438 | 4.5145 | 0.73234 | -0.33869 | -0.39574 | -0.53261 | -0.71585 | 73.6572 | 72.2303 | 70.9107 | 69.899 | 68.5816 | 67.7168 | 67.3297 | 68.1732 | 71.7158 | 77.0179 | 82.4997 | 87.2187 | 90.8893 | 93.5173 | 95.3758 | 96.2679 | 96.6094 | 95.4311 | 93.7978 | 90.6543 | 86.3854 | 82.3537 | 79.5929 | 77.4355 | 5.4081 | 4.3517 | 4.6224 | 4.1969 | 3.7173 | 3.9718 | 3.3041 | 3.099 | 3.3216 | 3.6932 | 4.0775 | 4.9812 | 4.2325 | 4.2263 | 3.5936 | 3.3392 | 2.9221 | 3.2972 | 3.6794 | 3.4195 | 3.7104 | 4.4063 | 4.5154 | 4.9222
Program Specific1-in-10Size: Over 200kWOrange County2026July Monthly Peak | Program Specific | 1-in-10 | Size: Over 200kW | Orange County | 2026 | July Monthly Peak | 7 | 137.862 | 132.6444 | 128.5797 | 130.4146 | 141.831 | 172.6348 | 199.5278 | 216.0294 | 229.4582 | 238.1163 | 245.3155 | 247.8224 | 246.8257 | 244.7838 | 239.4231 | 229.331 | 216.3354 | 203.1487 | 194.0198 | 189.2039 | 184.8014 | 176.5929 | 163.0808 | 154.5272 | -0.70845 | -0.39633 | -0.60512 | -1.1646 | -1.7568 | -2.0343 | -1.5943 | -0.84959 | 0.99716 | 1.748 | -0.3256 | -0.33855 | 1.4763 | 6.1806 | 18.3845 | 17.2803 | 15.8996 | 14.4896 | 5.1589 | 0.13967 | -0.75211 | -0.76176 | -1.177 | -0.92735 | 79.1768 | 77.7721 | 76.4444 | 75.0232 | 74.1061 | 73.2507 | 72.4141 | 72.8344 | 76.0006 | 80.9759 | 86.3436 | 91.0347 | 93.9734 | 95.4575 | 96.3777 | 96.1997 | 96.0252 | 95.6341 | 94.1024 | 91.4924 | 87.5684 | 83.6035 | 80.9978 | 79.276 | 5.6091 | 4.5038 | 4.8363 | 4.3815 | 3.8979 | 4.1896 | 3.4809 | 3.2319 | 3.4463 | 3.8362 | 4.2372 | 5.1792 | 4.4203 | 4.4096 | 3.7678 | 3.5168 | 3.0929 | 3.5087 | 3.9121 | 3.6097 | 3.8835 | 4.617 | 4.7472 | 5.1711
Program Specific1-in-10Size: Over 200kWOrange County2026August Monthly Peak | Program Specific | 1-in-10 | Size: Over 200kW | Orange County | 2026 | August Monthly Peak | 8 | 140.9035 | 134.9103 | 130.5334 | 132.8137 | 144.6053 | 176.601 | 206.5614 | 224.8431 | 240.7599 | 250.9963 | 259.2683 | 262.7407 | 262.4558 | 260.9411 | 254.6384 | 241.9012 | 226.8143 | 211.6555 | 200.6108 | 196.5399 | 191.2536 | 180.5084 | 166.3097 | 157.9971 | -1.8322 | -1.2114 | -1.3533 | -1.5864 | -2.2448 | -2.7744 | -2.5231 | -1.5452 | 1.3203 | 2.5146 | -0.45078 | -0.68839 | 1.3469 | 6.1908 | 19.3396 | 18.06 | 16.2839 | 14.8561 | 5.638 | -0.32884 | -1.0807 | -1.04 | -1.6626 | -1.0839 | 79.4277 | 78.5372 | 77.6646 | 76.6675 | 76.0103 | 75.4665 | 75.4756 | 76.0699 | 78.7264 | 83.6147 | 88.6075 | 93.333 | 97.3579 | 99.6722 | 100.5665 | 101.3234 | 101.3716 | 100.3934 | 99.5864 | 96.8803 | 92.6727 | 88.8946 | 86.2476 | 84.1408 | 5.862 | 4.6839 | 5.0204 | 4.5626 | 4.0637 | 4.3824 | 3.6847 | 3.4395 | 3.6975 | 4.1348 | 4.5791 | 5.6147 | 4.8062 | 4.8065 | 4.0976 | 3.7932 | 3.3158 | 3.738 | 4.1361 | 3.8341 | 4.1096 | 4.8257 | 4.9503 | 5.4063
Program Specific1-in-10Size: Over 200kWOrange County2026September Monthly Peak | Program Specific | 1-in-10 | Size: Over 200kW | Orange County | 2026 | September Monthly Peak | 9 | 139.3157 | 134.0935 | 130.1498 | 132.1337 | 144.1087 | 175.9336 | 206.7419 | 226.2201 | 244.8277 | 255.4159 | 264.6431 | 268.9213 | 269.3253 | 267.7994 | 260.3464 | 245.7049 | 229.4829 | 213.3328 | 202.5491 | 201.4249 | 192.2188 | 181.5164 | 166.9225 | 157.8083 | -1.8623 | -1.2413 | -1.3835 | -1.5968 | -2.2581 | -2.7959 | -2.5658 | -1.5855 | 1.3555 | 2.5906 | -0.46517 | -0.72022 | 1.3715 | 6.3346 | 19.7631 | 18.3361 | 16.4574 | 14.9626 | 5.7067 | -0.35953 | -1.1002 | -1.058 | -1.6902 | -1.0889 | 81.356 | 80.3979 | 79.4948 | 79.0994 | 78.3554 | 78.0312 | 77.4013 | 76.8881 | 78.8828 | 82.9472 | 87.5264 | 92.1314 | 95.4446 | 97.4144 | 98.4101 | 99.0539 | 99.2127 | 97.9987 | 96.1313 | 92.8245 | 88.7784 | 85.3557 | 82.7134 | 80.5736 | 5.8036 | 4.6617 | 5.0123 | 4.5452 | 4.0551 | 4.3717 | 3.6929 | 3.4652 | 3.7649 | 4.2132 | 4.6802 | 5.7544 | 4.9385 | 4.9394 | 4.195 | 3.8579 | 3.3593 | 3.7726 | 4.1816 | 3.9346 | 4.1358 | 4.8591 | 4.9751 | 5.407
Program Specific1-in-10Size: Over 200kWOrange County2026October Monthly Peak | Program Specific | 1-in-10 | Size: Over 200kW | Orange County | 2026 | October Monthly Peak | 10 | 131.7111 | 126.8017 | 121.4675 | 122.2779 | 133.9807 | 164.7939 | 194.0913 | 210.1588 | 226.22 | 236.0647 | 246.4984 | 251.4364 | 252.8107 | 252.6587 | 245.3823 | 230.4017 | 214.1139 | 199.8996 | 193.6483 | 189.0706 | 178.6076 | 168.3708 | 155.6332 | 146.1833 | 0.34116 | 0.3678 | 0.10418 | -0.72962 | -1.2465 | -1.3061 | -0.74494 | -0.21931 | 0.73007 | 1.1117 | -0.2275 | -0.033605 | 1.7231 | 6.758 | 19.0439 | 17.5177 | 16.0942 | 14.481 | 4.8607 | 0.58766 | -0.44945 | -0.4867 | -0.69804 | -0.75381 | 76.1751 | 74.4181 | 73.0738 | 71.8405 | 70.8919 | 70.2011 | 69.6498 | 69.575 | 71.1208 | 75.4863 | 81.3498 | 87.054 | 91.841 | 95.0516 | 96.261 | 96.9285 | 96.808 | 95.2512 | 92.1635 | 87.5197 | 82.9167 | 79.8679 | 77.796 | 75.9451 | 5.3093 | 4.2656 | 4.5265 | 4.0701 | 3.6481 | 3.9624 | 3.3547 | 3.115 | 3.3662 | 3.768 | 4.2183 | 5.2062 | 4.4857 | 4.5093 | 3.8259 | 3.5006 | 3.0329 | 3.4207 | 3.8685 | 3.5738 | 3.7186 | 4.3613 | 4.4885 | 4.8467
Program Specific1-in-10Size: Over 200kWOrange County2026November Monthly Peak | Program Specific | 1-in-10 | Size: Over 200kW | Orange County | 2026 | November Monthly Peak | 11 | 123.8593 | 119.4323 | 115.9598 | 117.2767 | 128.6978 | 158.2524 | 184.1416 | 199.5041 | 212.7727 | 220.9246 | 228.9049 | 231.9584 | 232.5453 | 231.4774 | 224.3338 | 209.7309 | 196.2087 | 189.029 | 178.5733 | 172.7493 | 164.8505 | 156.0852 | 144.6012 | 136.6312 | 2.3556 | 1.8412 | 1.4708 | 0.03879 | -0.35387 | 0.04353 | 0.91831 | 1.017 | 0.18085 | -0.19531 | -0.014545 | 0.57661 | 1.9975 | 6.9285 | 17.8027 | 16.2494 | 15.4455 | 14.1418 | 3.9173 | 1.4071 | 0.12946 | 0.020898 | 0.19111 | -0.45927 | 70.2982 | 68.2132 | 67.6305 | 66.2581 | 65.1317 | 63.9942 | 64.2771 | 64.6347 | 66.9569 | 71.5038 | 77.7636 | 83.1343 | 86.4537 | 88.2053 | 89.2173 | 89.0944 | 87.8591 | 85.2464 | 81.7889 | 78.8132 | 76.1619 | 73.9464 | 72.0663 | 71.0832 | 5.1128 | 4.1142 | 4.4251 | 3.9974 | 3.5885 | 3.8965 | 3.2592 | 3.0281 | 3.2422 | 3.6111 | 4.0113 | 4.9183 | 4.2253 | 4.2306 | 3.5818 | 3.2631 | 2.846 | 3.3124 | 3.6531 | 3.3437 | 3.5147 | 4.1403 | 4.2706 | 4.6388
Program Specific1-in-10Size: Over 200kWOrange County2026December Monthly Peak | Program Specific | 1-in-10 | Size: Over 200kW | Orange County | 2026 | December Monthly Peak | 12 | 115.6878 | 111.3527 | 108.5126 | 108.7497 | 120.013 | 149.5512 | 176.9454 | 188.9727 | 197.3525 | 197.9558 | 199.5506 | 198.0044 | 194.8104 | 190.985 | 183.5308 | 172.1726 | 163.4073 | 160.313 | 154.6896 | 150.7204 | 144.9909 | 139.0612 | 129.7702 | 123.5657 | 3.2778 | 2.5069 | 2.104 | 0.4243 | 0.11598 | 0.73655 | 1.7678 | 1.6213 | -0.098284 | -0.80284 | 0.084558 | 0.78631 | 1.8694 | 6.0613 | 14.7466 | 13.4806 | 13.1926 | 12.2091 | 3.1158 | 1.6582 | 0.38531 | 0.25711 | 0.59879 | -0.28958 | 45.0121 | 44.3958 | 44.2294 | 44.5271 | 44.7579 | 44.6687 | 44.8633 | 44.7911 | 45.3751 | 46.5069 | 47.5693 | 49.0879 | 50.2161 | 50.7988 | 51.1026 | 51.0518 | 50.5501 | 49.6541 | 48.4326 | 47.2326 | 46.206 | 45.6597 | 45.2772 | 44.4028 | 4.9566 | 3.9814 | 4.298 | 3.8474 | 3.4732 | 3.8219 | 3.2506 | 2.9771 | 3.1213 | 3.3583 | 3.6295 | 4.3576 | 3.6739 | 3.6229 | 3.0414 | 2.7803 | 2.4601 | 2.9157 | 3.2845 | 3.028 | 3.2085 | 3.8286 | 3.9779 | 4.3543
Program Specific1-in-10Size: Over 200kWOrange County2026Typical Event Day | Program Specific | 1-in-10 | Size: Over 200kW | Orange County | 2026 | Typical Event Day | 8 | 140.0953 | 134.0888 | 129.7031 | 131.9852 | 143.6669 | 175.426 | 205.1655 | 222.655 | 237.621 | 246.7979 | 254.0851 | 256.9722 | 256.3632 | 254.9588 | 248.7656 | 236.3355 | 221.6578 | 207.0357 | 196.8436 | 193.0498 | 188.24 | 177.8549 | 163.9949 | 155.995 | -0.90551 | -0.53597 | -0.73409 | -1.2456 | -1.8555 | -2.1832 | -1.7853 | -0.9859 | 1.0782 | 1.9231 | -0.35484 | -0.40533 | 1.4967 | 6.3721 | 19.0668 | 17.7805 | 16.2272 | 14.7273 | 5.2842 | 0.064098 | -0.81622 | -0.81058 | -1.2604 | -0.95874 | 78.4044 | 77.2344 | 76.1286 | 75.1723 | 74.2633 | 73.6163 | 73.1552 | 73.4914 | 76.3314 | 81.1389 | 86.2443 | 90.9295 | 94.4163 | 96.5153 | 97.6825 | 98.2112 | 98.3047 | 97.3643 | 95.9045 | 92.9629 | 88.8512 | 85.0519 | 82.3879 | 80.3565 | 5.7164 | 4.5659 | 4.8926 | 4.447 | 3.9597 | 4.2697 | 3.5895 | 3.3406 | 3.5792 | 3.9875 | 4.4013 | 5.3859 | 4.6044 | 4.6061 | 3.9262 | 3.6347 | 3.1782 | 3.5861 | 3.9805 | 3.6937 | 3.9672 | 4.6634 | 4.7876 | 5.2353
Program Specific1-in-2Size: Over 200kWOrange County2015January Monthly Peak | Program Specific | 1-in-2 | Size: Over 200kW | Orange County | 2015 | January Monthly Peak | 1 | 113.5775 | 109.6114 | 106.375 | 107.2876 | 118.8826 | 150.0034 | 178.4714 | 191.4123 | 200.4434 | 200.1318 | 201.9417 | 201.8595 | 199.6588 | 196.0081 | 188.3883 | 175.043 | 163.6528 | 159.7787 | 154.6764 | 150.5939 | 145.2752 | 138.8314 | 129.8082 | 123.4925 | 3.218 | 2.4677 | 2.0625 | 0.4186 | 0.11489 | 0.73878 | 1.7831 | 1.6422 | -0.099823 | -0.81167 | 0.085572 | 0.80162 | 1.9159 | 6.2207 | 15.1369 | 13.7054 | 13.2124 | 12.1684 | 3.1156 | 1.6568 | 0.38606 | 0.25668 | 0.59896 | -0.28941 | 52.3428 | 51.8703 | 51.3875 | 50.8273 | 50.7284 | 50.3666 | 50.2132 | 50.2513 | 50.8232 | 52.121 | 53.7993 | 54.9297 | 55.2641 | 56.183 | 56.6962 | 56.5695 | 56.2471 | 55.7322 | 54.6651 | 53.562 | 52.7753 | 52.6397 | 52.689 | 52.1025 | 4.8662 | 3.9191 | 4.2133 | 3.7956 | 3.4405 | 3.8335 | 3.2787 | 3.0155 | 3.1702 | 3.3952 | 3.673 | 4.4424 | 3.7653 | 3.7182 | 3.1219 | 2.8267 | 2.4638 | 2.906 | 3.2842 | 3.0254 | 3.2148 | 3.8222 | 3.9791 | 4.3517
Program Specific1-in-2Size: Over 200kWOrange County2015February Monthly Peak | Program Specific | 1-in-2 | Size: Over 200kW | Orange County | 2015 | February Monthly Peak | 2 | 114.1843 | 109.8961 | 107.3775 | 108.5048 | 120.2555 | 150.7891 | 178.3524 | 191.1996 | 200.1924 | 201.7633 | 204.3624 | 205.8358 | 204.5993 | 201.9198 | 195.0425 | 181.6851 | 169.2223 | 162.9594 | 159.0183 | 154.257 | 148.5284 | 141.0506 | 130.834 | 123.8546 | 3.2352 | 2.4741 | 2.0819 | 0.42335 | 0.11622 | 0.74265 | 1.7819 | 1.6404 | -0.099698 | -0.81829 | 0.086597 | 0.81741 | 1.9633 | 6.4083 | 15.6715 | 14.2255 | 13.6621 | 12.4106 | 3.203 | 1.6971 | 0.39471 | 0.26078 | 0.60369 | -0.29026 | 52.4957 | 52.3378 | 52.3613 | 52.1973 | 51.5392 | 51.5882 | 51.2932 | 51.629 | 52.7864 | 55.7187 | 58.8454 | 61.5374 | 62.9553 | 63.5757 | 64.1353 | 63.9043 | 63.4107 | 62.2108 | 60.4542 | 58.8932 | 57.8255 | 56.5683 | 55.489 | 54.1015 | 4.8922 | 3.9293 | 4.253 | 3.8387 | 3.4802 | 3.8536 | 3.2765 | 3.0121 | 3.1662 | 3.4229 | 3.7171 | 4.5299 | 3.8585 | 3.8303 | 3.2322 | 2.9339 | 2.5477 | 2.9638 | 3.3764 | 3.099 | 3.2868 | 3.8833 | 4.0105 | 4.3645
Program Specific1-in-2Size: Over 200kWOrange County2015March Monthly Peak | Program Specific | 1-in-2 | Size: Over 200kW | Orange County | 2015 | March Monthly Peak | 3 | 117.9512 | 113.4838 | 109.5306 | 110.9096 | 122.0301 | 151.908 | 179.6907 | 192.1191 | 200.4785 | 202.047 | 204.9454 | 206.2742 | 206.0694 | 204.3127 | 197.8012 | 185.5334 | 173.0988 | 163.1399 | 158.3591 | 157.9762 | 153.0822 | 145.4515 | 134.8225 | 127.0357 | 3.3419 | 2.5549 | 2.1237 | 0.43273 | 0.11793 | 0.74816 | 1.7953 | 1.6483 | -0.099841 | -0.81944 | 0.086844 | 0.81915 | 1.9774 | 6.4843 | 15.8932 | 14.5268 | 13.975 | 12.4244 | 3.1897 | 1.738 | 0.40681 | 0.26892 | 0.6221 | -0.29771 | 52.9632 | 51.8686 | 51.2962 | 51.1121 | 50.6486 | 50.1813 | 49.8705 | 50.2294 | 52.3368 | 54.8468 | 58.1898 | 61.1997 | 63.2863 | 65.2661 | 66.7722 | 67.4703 | 67.5532 | 66.798 | 64.1583 | 60.4869 | 58.3807 | 56.6961 | 55.5758 | 53.8976 | 5.0535 | 4.0575 | 4.3383 | 3.9238 | 3.5316 | 3.8822 | 3.3011 | 3.0266 | 3.1707 | 3.4277 | 3.7277 | 4.5395 | 3.8862 | 3.8757 | 3.2779 | 2.9961 | 2.606 | 2.9671 | 3.3624 | 3.1737 | 3.3875 | 4.0045 | 4.1328 | 4.4766
Program Specific1-in-2Size: Over 200kWOrange County2015April Monthly Peak | Program Specific | 1-in-2 | Size: Over 200kW | Orange County | 2015 | April Monthly Peak | 4 | 119.5368 | 115.2029 | 111.4539 | 113.3223 | 124.3847 | 154.205 | 180.4073 | 194.5208 | 205.3943 | 210.634 | 216.0199 | 218.6839 | 218.953 | 217.728 | 210.7981 | 198.0078 | 184.7904 | 173.2543 | 164.624 | 164.5977 | 160.2339 | 151.8441 | 139.7907 | 131.1171 | 3.3868 | 2.5936 | 2.161 | 0.44214 | 0.12021 | 0.75947 | 1.8024 | 1.6689 | -0.10229 | -0.85426 | 0.091537 | 0.86843 | 2.101 | 6.91 | 16.9375 | 15.5035 | 14.9189 | 13.1946 | 3.3159 | 1.8108 | 0.42581 | 0.28074 | 0.64502 | -0.30728 | 63.6454 | 62.4268 | 61.4059 | 60.7406 | 59.6536 | 58.9174 | 58.1448 | 58.2267 | 60.7777 | 65.3055 | 70.4984 | 75.8262 | 80.6791 | 83.8968 | 85.7047 | 86.6916 | 86.3729 | 85.1884 | 82.8162 | 79.5354 | 74.3781 | 71.1406 | 68.9952 | 66.9425 | 5.1215 | 4.119 | 4.4145 | 4.0091 | 3.5997 | 3.9409 | 3.3142 | 3.0645 | 3.2485 | 3.5734 | 3.9291 | 4.8127 | 4.1292 | 4.1302 | 3.4933 | 3.1975 | 2.7821 | 3.1511 | 3.4954 | 3.3068 | 3.5458 | 4.1805 | 4.2851 | 4.6204
Program Specific1-in-2Size: Over 200kWOrange County2015May Monthly Peak | Program Specific | 1-in-2 | Size: Over 200kW | Orange County | 2015 | May Monthly Peak | 5 | 121.3638 | 116.7341 | 112.7577 | 114.7725 | 126.5756 | 157.2685 | 182.1366 | 198.9253 | 212.6565 | 219.108 | 225.3211 | 227.7023 | 227.6712 | 226.6458 | 219.7534 | 206.0027 | 191.8397 | 179.2472 | 170.1645 | 167.496 | 165.1784 | 156.8637 | 144.0948 | 136.1865 | 3.4386 | 2.6281 | 2.1863 | 0.4478 | 0.12232 | 0.77456 | 1.8197 | 1.7067 | -0.10591 | -0.88863 | 0.095479 | 0.90424 | 2.1847 | 7.1931 | 17.6571 | 16.1295 | 15.4881 | 13.6511 | 3.4275 | 1.8427 | 0.43895 | 0.29002 | 0.66488 | -0.31916 | 66.3082 | 65.1435 | 63.896 | 62.7635 | 61.9879 | 60.9746 | 60.4973 | 60.8731 | 63.7221 | 67.8199 | 72.3845 | 77.239 | 81.7082 | 84.8552 | 87.0451 | 88.2394 | 88.5913 | 87.5374 | 85.095 | 81.9908 | 77.4438 | 74.0131 | 72.0745 | 70.331 | 5.1997 | 4.1738 | 4.4661 | 4.0604 | 3.6631 | 4.0191 | 3.346 | 3.1339 | 3.3633 | 3.7172 | 4.0983 | 5.0111 | 4.2936 | 4.2994 | 3.6417 | 3.3266 | 2.8882 | 3.2601 | 3.6131 | 3.365 | 3.6552 | 4.3187 | 4.417 | 4.7991
Program Specific1-in-2Size: Over 200kWOrange County2015June Monthly Peak | Program Specific | 1-in-2 | Size: Over 200kW | Orange County | 2015 | June Monthly Peak | 6 | 132.5797 | 127.7743 | 122.4099 | 124.4458 | 134.7339 | 162.9918 | 188.5772 | 205.0784 | 217.4237 | 223.4716 | 228.3995 | 229.5134 | 226.7716 | 225.0017 | 218.8151 | 208.7767 | 196.1011 | 183.609 | 176.8394 | 174.1027 | 172.3363 | 164.9942 | 152.1435 | 144.667 | 2.8584 | 2.2173 | 1.7766 | 0.16243 | -0.23384 | 0.25166 | 1.1979 | 1.2402 | 0.10482 | -0.39098 | 0.015858 | 0.66356 | 2.0102 | 6.8455 | 17.4239 | 16.2222 | 15.5448 | 13.8037 | 3.7927 | 1.5538 | 0.22338 | 0.099307 | 0.33778 | -0.4461 | 69.1453 | 67.9063 | 66.6602 | 65.7061 | 64.8652 | 64.1426 | 63.4118 | 63.9873 | 67.1518 | 71.8098 | 75.9386 | 80.0723 | 83.1094 | 85.6704 | 87.6559 | 88.8645 | 89.5045 | 88.9767 | 87.4284 | 84.489 | 80.605 | 76.3976 | 73.6684 | 71.8287 | 5.5202 | 4.4398 | 4.7118 | 4.2786 | 3.7894 | 4.048 | 3.3667 | 3.1398 | 3.3418 | 3.6844 | 4.0372 | 4.9087 | 4.1561 | 4.1479 | 3.524 | 3.2764 | 2.8692 | 3.2453 | 3.649 | 3.3992 | 3.7062 | 4.4145 | 4.5323 | 4.9543
Program Specific1-in-2Size: Over 200kWOrange County2015July Monthly Peak | Program Specific | 1-in-2 | Size: Over 200kW | Orange County | 2015 | July Monthly Peak | 7 | 136.2844 | 131.0499 | 126.9568 | 128.789 | 140.0207 | 170.3882 | 196.8675 | 211.8836 | 223.4883 | 230.0625 | 235.3237 | 236.6716 | 235.009 | 233.0724 | 227.8904 | 218.4229 | 206.2301 | 194.1219 | 186.6828 | 182.4054 | 178.9303 | 171.4515 | 158.6123 | 150.6756 | 1.2258 | 1.0195 | 0.69417 | -0.45229 | -0.94492 | -0.80573 | -0.078307 | 0.28613 | 0.51413 | 0.58179 | -0.13835 | 0.21005 | 1.7643 | 6.5234 | 17.8418 | 16.7301 | 15.7873 | 14.2419 | 4.4556 | 0.92514 | -0.21995 | -0.29345 | -0.35235 | -0.67153 | 71.9338 | 71.0955 | 70.2094 | 69.2933 | 68.5008 | 67.9027 | 67.738 | 68.1448 | 70.5238 | 75.0102 | 81.2762 | 85.1542 | 88.7789 | 91.5378 | 93.5851 | 94.3433 | 94.8454 | 94.0794 | 92.2882 | 89.51 | 85.4222 | 81.1549 | 78.3312 | 76.7555 | 5.5064 | 4.4187 | 4.7421 | 4.2968 | 3.8214 | 4.1064 | 3.4106 | 3.1479 | 3.3333 | 3.6807 | 4.0364 | 4.9118 | 4.1795 | 4.1694 | 3.5614 | 3.3263 | 2.928 | 3.3295 | 3.738 | 3.4558 | 3.734 | 4.4514 | 4.5851 | 5.0072
Program Specific1-in-2Size: Over 200kWOrange County2015August Monthly Peak | Program Specific | 1-in-2 | Size: Over 200kW | Orange County | 2015 | August Monthly Peak | 8 | 139.7228 | 133.711 | 129.3202 | 131.6026 | 143.2364 | 174.8888 | 204.528 | 221.658 | 236.1887 | 244.8758 | 251.7075 | 254.3234 | 253.5619 | 252.1982 | 246.0523 | 233.766 | 219.2773 | 204.9054 | 195.1088 | 191.4424 | 186.8519 | 176.6353 | 162.9325 | 155.0774 | -0.46431 | -0.21455 | -0.43958 | -1.0836 | -1.6705 | -1.9024 | -1.4347 | -0.72127 | 0.96435 | 1.6462 | -0.31017 | -0.27379 | 1.5663 | 6.4566 | 18.9411 | 17.6518 | 16.2019 | 14.6686 | 5.1196 | 0.24791 | -0.69226 | -0.7029 | -1.0713 | -0.89988 | 77.1444 | 75.8827 | 74.9592 | 73.7864 | 73.346 | 72.4898 | 72.1863 | 72.3813 | 74.8138 | 80.0088 | 85.1424 | 89.8333 | 93.1924 | 95.5797 | 97.0823 | 97.3301 | 97.5189 | 96.3737 | 94.2362 | 91.263 | 86.7762 | 82.9141 | 80.8224 | 79.0336 | 5.6658 | 4.5248 | 4.8479 | 4.4066 | 3.9234 | 4.2302 | 3.5562 | 3.305 | 3.5355 | 3.9319 | 4.3331 | 5.2973 | 4.5258 | 4.5279 | 3.8592 | 3.5729 | 3.1245 | 3.5272 | 3.9209 | 3.6402 | 3.9135 | 4.6027 | 4.727 | 5.1722
Program Specific1-in-2Size: Over 200kWOrange County2015September Monthly Peak | Program Specific | 1-in-2 | Size: Over 200kW | Orange County | 2015 | September Monthly Peak | 9 | 137.0927 | 131.8399 | 127.8645 | 129.8492 | 141.5418 | 172.7328 | 202.9452 | 220.2847 | 236.2982 | 243.9614 | 250.4692 | 253.1264 | 252.6166 | 251.3208 | 244.1457 | 230.3657 | 215.272 | 200.6187 | 192.1976 | 191.834 | 183.9366 | 174.2428 | 160.5883 | 152.3387 | 0.75861 | 0.67806 | 0.38059 | -0.62828 | -1.1506 | -1.1152 | -0.45803 | 0.0125 | 0.66194 | 0.90441 | -0.1926 | 0.084971 | 1.8021 | 6.8656 | 19.0245 | 17.5747 | 16.3183 | 14.6183 | 4.7153 | 0.76939 | -0.35405 | -0.40925 | -0.55319 | -0.73655 | 71.5882 | 70.2931 | 69.5723 | 69.1597 | 68.7494 | 68.0865 | 68.3137 | 68.3557 | 69.7932 | 75.2891 | 83.0552 | 88.5912 | 93.1359 | 95.7587 | 96.7547 | 97.0149 | 96.8175 | 95.5623 | 93.0014 | 88.9634 | 85.4559 | 82.9167 | 81.1108 | 79.3234 | 5.5259 | 4.4348 | 4.7646 | 4.3218 | 3.8537 | 4.153 | 3.5075 | 3.2649 | 3.516 | 3.8938 | 4.2859 | 5.2408 | 4.4819 | 4.4852 | 3.8064 | 3.4998 | 3.0491 | 3.4327 | 3.8393 | 3.6258 | 3.8293 | 4.5131 | 4.6311 | 5.0504
Program Specific1-in-2Size: Over 200kWOrange County2015October Monthly Peak | Program Specific | 1-in-2 | Size: Over 200kW | Orange County | 2015 | October Monthly Peak | 10 | 130.6362 | 125.719 | 120.3609 | 121.1671 | 132.7558 | 163.2817 | 192.3043 | 207.3835 | 222.2145 | 230.6332 | 239.7405 | 243.8824 | 244.7901 | 244.6666 | 237.4982 | 222.9531 | 207.2137 | 193.7464 | 188.6562 | 184.4446 | 174.6123 | 164.8831 | 152.6086 | 143.5815 | 1.6664 | 1.3383 | 0.98401 | -0.25081 | -0.69668 | -0.46553 | 0.31208 | 0.57164 | 0.39025 | 0.28787 | -0.093773 | 0.36272 | 1.9372 | 7.0263 | 18.689 | 17.1509 | 16.0311 | 14.3195 | 4.366 | 1.1482 | -0.082645 | -0.16803 | -0.13612 | -0.58089 | 71.2422 | 69.7893 | 69.0674 | 68.6813 | 67.8528 | 67.0575 | 67.779 | 69.3078 | 69.6578 | 73.5468 | 78.377 | 83.3865 | 87.0481 | 89.5293 | 91.2671 | 92.0598 | 91.9911 | 90.6053 | 87.7744 | 83.6178 | 79.9571 | 77.0729 | 74.9828 | 73.2025 | 5.3077 | 4.2626 | 4.5208 | 4.0651 | 3.6434 | 3.9571 | 3.3502 | 3.0982 | 3.3328 | 3.7104 | 4.1351 | 5.0897 | 4.3778 | 4.4013 | 3.7323 | 3.4142 | 2.9584 | 3.3416 | 3.7986 | 3.5139 | 3.6642 | 4.3048 | 4.4361 | 4.7981
Program Specific1-in-2Size: Over 200kWOrange County2015November Monthly Peak | Program Specific | 1-in-2 | Size: Over 200kW | Orange County | 2015 | November Monthly Peak | 11 | 122.4916 | 118.0745 | 114.5474 | 115.8455 | 127.1865 | 156.4314 | 182.0093 | 196.2474 | 208.0208 | 214.3248 | 220.5839 | 222.5891 | 222.5102 | 221.239 | 214.1561 | 200.162 | 187.3462 | 181.184 | 172.26 | 166.8966 | 159.7941 | 151.733 | 140.8636 | 133.4452 | 3.4705 | 2.6582 | 2.221 | 0.45199 | 0.12291 | 0.77044 | 1.8184 | 1.6837 | -0.1036 | -0.86923 | 0.093471 | 0.88394 | 2.1352 | 7.0215 | 17.2073 | 15.6721 | 15.1253 | 13.7985 | 3.4697 | 1.8361 | 0.42465 | 0.28053 | 0.64997 | -0.31273 | 60.5278 | 60.0426 | 59.6706 | 59.1068 | 58.6799 | 58.933 | 58.5552 | 58.5242 | 62.6014 | 67.5871 | 73.9657 | 79.1184 | 82.8966 | 84.346 | 85.0292 | 84.4947 | 82.517 | 78.2014 | 73.565 | 70.7094 | 68.5357 | 66.6519 | 65.1012 | 63.7419 | 5.2481 | 4.2217 | 4.537 | 4.0984 | 3.6808 | 3.9978 | 3.3437 | 3.0917 | 3.29 | 3.636 | 4.0121 | 4.8986 | 4.1962 | 4.1968 | 3.549 | 3.2323 | 2.8205 | 3.2953 | 3.6576 | 3.353 | 3.5361 | 4.1774 | 4.3179 | 4.7025
Program Specific1-in-2Size: Over 200kWOrange County2015December Monthly Peak | Program Specific | 1-in-2 | Size: Over 200kW | Orange County | 2015 | December Monthly Peak | 12 | 115.7424 | 111.3858 | 108.5738 | 108.826 | 120.0234 | 149.5146 | 176.8804 | 188.8114 | 197.1767 | 197.8896 | 199.5887 | 198.1221 | 195.0313 | 191.4686 | 184.0933 | 172.6526 | 163.8501 | 160.6438 | 154.9013 | 150.9191 | 145.1644 | 139.1448 | 129.8021 | 123.5609 | 3.2793 | 2.5076 | 2.1051 | 0.4246 | 0.11599 | 0.73637 | 1.7672 | 1.6199 | -0.098196 | -0.80257 | 0.084575 | 0.78677 | 1.8715 | 6.0766 | 14.7918 | 13.5182 | 13.2283 | 12.2343 | 3.1201 | 1.6604 | 0.38577 | 0.25726 | 0.59893 | -0.28957 | 47.8768 | 47.2008 | 46.4937 | 45.6171 | 45.0945 | 44.2339 | 43.9206 | 43.7535 | 44.274 | 46.8855 | 49.0345 | 50.7098 | 52.3077 | 53.4402 | 53.9167 | 53.9011 | 53.2785 | 52.3765 | 51.0947 | 49.8577 | 49.0922 | 48.2242 | 47.4858 | 46.7869 | 4.9589 | 3.9825 | 4.3004 | 3.8501 | 3.4735 | 3.821 | 3.2494 | 2.9745 | 3.1185 | 3.3572 | 3.6302 | 4.3601 | 3.678 | 3.6321 | 3.0508 | 2.7881 | 2.4668 | 2.9217 | 3.289 | 3.032 | 3.2123 | 3.8309 | 3.9789 | 4.3541
Program Specific1-in-2Size: Over 200kWOrange County2015Typical Event Day | Program Specific | 1-in-2 | Size: Over 200kW | Orange County | 2015 | Typical Event Day | 8 | 138.4435 | 132.4184 | 128.0041 | 130.2841 | 141.7693 | 173.0689 | 202.3733 | 218.301 | 231.3538 | 238.3505 | 243.6101 | 245.2855 | 243.9827 | 242.7001 | 236.6977 | 224.9189 | 211.0813 | 197.5852 | 189.1598 | 185.9301 | 182.0915 | 172.4677 | 159.311 | 151.9563 | 1.134 | 0.94915 | 0.62589 | -0.49765 | -1.0021 | -0.88779 | -0.16781 | 0.22926 | 0.55912 | 0.66793 | -0.15346 | 0.18628 | 1.8105 | 6.7551 | 18.511 | 17.2117 | 16.122 | 14.4731 | 4.544 | 0.89722 | -0.25323 | -0.3207 | -0.39913 | -0.69057 | 72.4529 | 71.2944 | 70.3503 | 69.4864 | 68.8653 | 68.1554 | 67.9125 | 68.2173 | 70.5706 | 75.5295 | 81.3531 | 85.9128 | 89.5541 | 92.1366 | 93.7695 | 94.3882 | 94.6716 | 93.748 | 91.7386 | 88.5563 | 84.5648 | 80.8458 | 78.4832 | 76.7353 | 5.5892 | 4.4613 | 4.7774 | 4.3432 | 3.8661 | 4.1677 | 3.5032 | 3.2406 | 3.4479 | 3.8103 | 4.1752 | 5.0866 | 4.3357 | 4.3382 | 3.6962 | 3.4225 | 2.9945 | 3.3862 | 3.7846 | 3.5198 | 3.797 | 4.4743 | 4.6016 | 5.0458
Program Specific1-in-2Size: Over 200kWOrange County2016January Monthly Peak | Program Specific | 1-in-2 | Size: Over 200kW | Orange County | 2016 | January Monthly Peak | 1 | 113.5775 | 109.6114 | 106.375 | 107.2876 | 118.8826 | 150.0034 | 178.4714 | 191.4123 | 200.4434 | 200.1318 | 201.9417 | 201.8595 | 199.6588 | 196.0081 | 188.3883 | 175.043 | 163.6528 | 159.7787 | 154.6764 | 150.5939 | 145.2752 | 138.8314 | 129.8082 | 123.4925 | 3.218 | 2.4677 | 2.0625 | 0.4186 | 0.11489 | 0.73878 | 1.7831 | 1.6422 | -0.099823 | -0.81167 | 0.085572 | 0.80162 | 1.9159 | 6.2207 | 15.1369 | 13.7054 | 13.2124 | 12.1684 | 3.1156 | 1.6568 | 0.38606 | 0.25668 | 0.59896 | -0.28941 | 52.3428 | 51.8703 | 51.3875 | 50.8273 | 50.7284 | 50.3666 | 50.2132 | 50.2513 | 50.8232 | 52.121 | 53.7993 | 54.9297 | 55.2641 | 56.183 | 56.6962 | 56.5695 | 56.2471 | 55.7322 | 54.6651 | 53.562 | 52.7753 | 52.6397 | 52.689 | 52.1025 | 4.8662 | 3.9191 | 4.2133 | 3.7956 | 3.4405 | 3.8335 | 3.2787 | 3.0155 | 3.1702 | 3.3952 | 3.673 | 4.4424 | 3.7653 | 3.7182 | 3.1219 | 2.8267 | 2.4638 | 2.906 | 3.2842 | 3.0254 | 3.2148 | 3.8222 | 3.9791 | 4.3517
Program Specific1-in-2Size: Over 200kWOrange County2016February Monthly Peak | Program Specific | 1-in-2 | Size: Over 200kW | Orange County | 2016 | February Monthly Peak | 2 | 114.1843 | 109.8961 | 107.3775 | 108.5048 | 120.2555 | 150.7891 | 178.3524 | 191.1996 | 200.1924 | 201.7633 | 204.3624 | 205.8358 | 204.5993 | 201.9198 | 195.0425 | 181.6851 | 169.2223 | 162.9594 | 159.0183 | 154.257 | 148.5284 | 141.0506 | 130.834 | 123.8546 | 3.2352 | 2.4741 | 2.0819 | 0.42335 | 0.11622 | 0.74265 | 1.7819 | 1.6404 | -0.099698 | -0.81829 | 0.086597 | 0.81741 | 1.9633 | 6.4083 | 15.6715 | 14.2255 | 13.6621 | 12.4106 | 3.203 | 1.6971 | 0.39471 | 0.26078 | 0.60369 | -0.29026 | 52.4957 | 52.3378 | 52.3613 | 52.1973 | 51.5392 | 51.5882 | 51.2932 | 51.629 | 52.7864 | 55.7187 | 58.8454 | 61.5374 | 62.9553 | 63.5757 | 64.1353 | 63.9043 | 63.4107 | 62.2108 | 60.4542 | 58.8932 | 57.8255 | 56.5683 | 55.489 | 54.1015 | 4.8922 | 3.9293 | 4.253 | 3.8387 | 3.4802 | 3.8536 | 3.2765 | 3.0121 | 3.1662 | 3.4229 | 3.7171 | 4.5299 | 3.8585 | 3.8303 | 3.2322 | 2.9339 | 2.5477 | 2.9638 | 3.3764 | 3.099 | 3.2868 | 3.8833 | 4.0105 | 4.3645
Program Specific1-in-2Size: Over 200kWOrange County2016March Monthly Peak | Program Specific | 1-in-2 | Size: Over 200kW | Orange County | 2016 | March Monthly Peak | 3 | 117.9512 | 113.4838 | 109.5306 | 110.9096 | 122.0301 | 151.908 | 179.6907 | 192.1191 | 200.4785 | 202.047 | 204.9454 | 206.2742 | 206.0694 | 204.3127 | 197.8012 | 185.5334 | 173.0988 | 163.1399 | 158.3591 | 157.9762 | 153.0822 | 145.4515 | 134.8225 | 127.0357 | 3.3419 | 2.5549 | 2.1237 | 0.43273 | 0.11793 | 0.74816 | 1.7953 | 1.6483 | -0.099841 | -0.81944 | 0.086844 | 0.81915 | 1.9774 | 6.4843 | 15.8932 | 14.5268 | 13.975 | 12.4244 | 3.1897 | 1.738 | 0.40681 | 0.26892 | 0.6221 | -0.29771 | 52.9632 | 51.8686 | 51.2962 | 51.1121 | 50.6486 | 50.1813 | 49.8705 | 50.2294 | 52.3368 | 54.8468 | 58.1898 | 61.1997 | 63.2863 | 65.2661 | 66.7722 | 67.4703 | 67.5532 | 66.798 | 64.1583 | 60.4869 | 58.3807 | 56.6961 | 55.5758 | 53.8976 | 5.0535 | 4.0575 | 4.3383 | 3.9238 | 3.5316 | 3.8822 | 3.3011 | 3.0266 | 3.1707 | 3.4277 | 3.7277 | 4.5395 | 3.8862 | 3.8757 | 3.2779 | 2.9961 | 2.606 | 2.9671 | 3.3624 | 3.1737 | 3.3875 | 4.0045 | 4.1328 | 4.4766
Program Specific1-in-2Size: Over 200kWOrange County2016April Monthly Peak | Program Specific | 1-in-2 | Size: Over 200kW | Orange County | 2016 | April Monthly Peak | 4 | 119.5368 | 115.2029 | 111.4539 | 113.3223 | 124.3847 | 154.205 | 180.4073 | 194.5208 | 205.3943 | 210.634 | 216.0199 | 218.6839 | 218.953 | 217.728 | 210.7981 | 198.0078 | 184.7904 | 173.2543 | 164.624 | 164.5977 | 160.2339 | 151.8441 | 139.7907 | 131.1171 | 3.3868 | 2.5936 | 2.161 | 0.44214 | 0.12021 | 0.75947 | 1.8024 | 1.6689 | -0.10229 | -0.85426 | 0.091537 | 0.86843 | 2.101 | 6.91 | 16.9375 | 15.5035 | 14.9189 | 13.1946 | 3.3159 | 1.8108 | 0.42581 | 0.28074 | 0.64502 | -0.30728 | 63.6454 | 62.4268 | 61.4059 | 60.7406 | 59.6536 | 58.9174 | 58.1448 | 58.2267 | 60.7777 | 65.3055 | 70.4984 | 75.8262 | 80.6791 | 83.8968 | 85.7047 | 86.6916 | 86.3729 | 85.1884 | 82.8162 | 79.5354 | 74.3781 | 71.1406 | 68.9952 | 66.9425 | 5.1215 | 4.119 | 4.4145 | 4.0091 | 3.5997 | 3.9409 | 3.3142 | 3.0645 | 3.2485 | 3.5734 | 3.9291 | 4.8127 | 4.1292 | 4.1302 | 3.4933 | 3.1975 | 2.7821 | 3.1511 | 3.4954 | 3.3068 | 3.5458 | 4.1805 | 4.2851 | 4.6204
Program Specific1-in-2Size: Over 200kWOrange County2016May Monthly Peak | Program Specific | 1-in-2 | Size: Over 200kW | Orange County | 2016 | May Monthly Peak | 5 | 121.3638 | 116.7341 | 112.7577 | 114.7725 | 126.5756 | 157.2685 | 182.1366 | 198.9253 | 212.6565 | 219.108 | 225.3211 | 227.7023 | 227.6712 | 226.6458 | 219.7534 | 206.0027 | 191.8397 | 179.2472 | 170.1645 | 167.496 | 165.1784 | 156.8637 | 144.0948 | 136.1865 | 3.4386 | 2.6281 | 2.1863 | 0.4478 | 0.12232 | 0.77456 | 1.8197 | 1.7067 | -0.10591 | -0.88863 | 0.095479 | 0.90424 | 2.1847 | 7.1931 | 17.6571 | 16.1295 | 15.4881 | 13.6511 | 3.4275 | 1.8427 | 0.43895 | 0.29002 | 0.66488 | -0.31916 | 66.3082 | 65.1435 | 63.896 | 62.7635 | 61.9879 | 60.9746 | 60.4973 | 60.8731 | 63.7221 | 67.8199 | 72.3845 | 77.239 | 81.7082 | 84.8552 | 87.0451 | 88.2394 | 88.5913 | 87.5374 | 85.095 | 81.9908 | 77.4438 | 74.0131 | 72.0745 | 70.331 | 5.1997 | 4.1738 | 4.4661 | 4.0604 | 3.6631 | 4.0191 | 3.346 | 3.1339 | 3.3633 | 3.7172 | 4.0983 | 5.0111 | 4.2936 | 4.2994 | 3.6417 | 3.3266 | 2.8882 | 3.2601 | 3.6131 | 3.365 | 3.6552 | 4.3187 | 4.417 | 4.7991
Program Specific1-in-2Size: Over 200kWOrange County2016June Monthly Peak | Program Specific | 1-in-2 | Size: Over 200kW | Orange County | 2016 | June Monthly Peak | 6 | 132.5797 | 127.7743 | 122.4099 | 124.4458 | 134.7339 | 162.9918 | 188.5772 | 205.0784 | 217.4237 | 223.4716 | 228.3995 | 229.5134 | 226.7716 | 225.0017 | 218.8151 | 208.7767 | 196.1011 | 183.609 | 176.8394 | 174.1027 | 172.3363 | 164.9942 | 152.1435 | 144.667 | 2.8584 | 2.2173 | 1.7766 | 0.16243 | -0.23384 | 0.25166 | 1.1979 | 1.2402 | 0.10482 | -0.39098 | 0.015858 | 0.66356 | 2.0102 | 6.8455 | 17.4239 | 16.2222 | 15.5448 | 13.8037 | 3.7927 | 1.5538 | 0.22338 | 0.099307 | 0.33778 | -0.4461 | 69.1453 | 67.9063 | 66.6602 | 65.7061 | 64.8652 | 64.1426 | 63.4118 | 63.9873 | 67.1518 | 71.8098 | 75.9386 | 80.0723 | 83.1094 | 85.6704 | 87.6559 | 88.8645 | 89.5045 | 88.9767 | 87.4284 | 84.489 | 80.605 | 76.3976 | 73.6684 | 71.8287 | 5.5202 | 4.4398 | 4.7118 | 4.2786 | 3.7894 | 4.048 | 3.3667 | 3.1398 | 3.3418 | 3.6844 | 4.0372 | 4.9087 | 4.1561 | 4.1479 | 3.524 | 3.2764 | 2.8692 | 3.2453 | 3.649 | 3.3992 | 3.7062 | 4.4145 | 4.5323 | 4.9543
Program Specific1-in-2Size: Over 200kWOrange County2016July Monthly Peak | Program Specific | 1-in-2 | Size: Over 200kW | Orange County | 2016 | July Monthly Peak | 7 | 136.2844 | 131.0499 | 126.9568 | 128.789 | 140.0207 | 170.3882 | 196.8675 | 211.8836 | 223.4883 | 230.0625 | 235.3237 | 236.6716 | 235.009 | 233.0724 | 227.8904 | 218.4229 | 206.2301 | 194.1219 | 186.6828 | 182.4054 | 178.9303 | 171.4515 | 158.6123 | 150.6756 | 1.2258 | 1.0195 | 0.69417 | -0.45229 | -0.94492 | -0.80573 | -0.078307 | 0.28613 | 0.51413 | 0.58179 | -0.13835 | 0.21005 | 1.7643 | 6.5234 | 17.8418 | 16.7301 | 15.7873 | 14.2419 | 4.4556 | 0.92514 | -0.21995 | -0.29345 | -0.35235 | -0.67153 | 71.9338 | 71.0955 | 70.2094 | 69.2933 | 68.5008 | 67.9027 | 67.738 | 68.1448 | 70.5238 | 75.0102 | 81.2762 | 85.1542 | 88.7789 | 91.5378 | 93.5851 | 94.3433 | 94.8454 | 94.0794 | 92.2882 | 89.51 | 85.4222 | 81.1549 | 78.3312 | 76.7555 | 5.5064 | 4.4187 | 4.7421 | 4.2968 | 3.8214 | 4.1064 | 3.4106 | 3.1479 | 3.3333 | 3.6807 | 4.0364 | 4.9118 | 4.1795 | 4.1694 | 3.5614 | 3.3263 | 2.928 | 3.3295 | 3.738 | 3.4558 | 3.734 | 4.4514 | 4.5851 | 5.0072
Program Specific1-in-2Size: Over 200kWOrange County2016August Monthly Peak | Program Specific | 1-in-2 | Size: Over 200kW | Orange County | 2016 | August Monthly Peak | 8 | 139.7228 | 133.711 | 129.3202 | 131.6026 | 143.2364 | 174.8888 | 204.528 | 221.658 | 236.1887 | 244.8758 | 251.7075 | 254.3234 | 253.5619 | 252.1982 | 246.0523 | 233.766 | 219.2773 | 204.9054 | 195.1088 | 191.4424 | 186.8519 | 176.6353 | 162.9325 | 155.0774 | -0.46431 | -0.21455 | -0.43958 | -1.0836 | -1.6705 | -1.9024 | -1.4347 | -0.72127 | 0.96435 | 1.6462 | -0.31017 | -0.27379 | 1.5663 | 6.4566 | 18.9411 | 17.6518 | 16.2019 | 14.6686 | 5.1196 | 0.24791 | -0.69226 | -0.7029 | -1.0713 | -0.89988 | 77.1444 | 75.8827 | 74.9592 | 73.7864 | 73.346 | 72.4898 | 72.1863 | 72.3813 | 74.8138 | 80.0088 | 85.1424 | 89.8333 | 93.1924 | 95.5797 | 97.0823 | 97.3301 | 97.5189 | 96.3737 | 94.2362 | 91.263 | 86.7762 | 82.9141 | 80.8224 | 79.0336 | 5.6658 | 4.5248 | 4.8479 | 4.4066 | 3.9234 | 4.2302 | 3.5562 | 3.305 | 3.5355 | 3.9319 | 4.3331 | 5.2973 | 4.5258 | 4.5279 | 3.8592 | 3.5729 | 3.1245 | 3.5272 | 3.9209 | 3.6402 | 3.9135 | 4.6027 | 4.727 | 5.1722
Program Specific1-in-2Size: Over 200kWOrange County2016September Monthly Peak | Program Specific | 1-in-2 | Size: Over 200kW | Orange County | 2016 | September Monthly Peak | 9 | 137.0927 | 131.8399 | 127.8645 | 129.8492 | 141.5418 | 172.7328 | 202.9452 | 220.2847 | 236.2982 | 243.9614 | 250.4692 | 253.1264 | 252.6166 | 251.3208 | 244.1457 | 230.3657 | 215.272 | 200.6187 | 192.1976 | 191.834 | 183.9366 | 174.2428 | 160.5883 | 152.3387 | 0.75861 | 0.67806 | 0.38059 | -0.62828 | -1.1506 | -1.1152 | -0.45803 | 0.0125 | 0.66194 | 0.90441 | -0.1926 | 0.084971 | 1.8021 | 6.8656 | 19.0245 | 17.5747 | 16.3183 | 14.6183 | 4.7153 | 0.76939 | -0.35405 | -0.40925 | -0.55319 | -0.73655 | 71.5882 | 70.2931 | 69.5723 | 69.1597 | 68.7494 | 68.0865 | 68.3137 | 68.3557 | 69.7932 | 75.2891 | 83.0552 | 88.5912 | 93.1359 | 95.7587 | 96.7547 | 97.0149 | 96.8175 | 95.5623 | 93.0014 | 88.9634 | 85.4559 | 82.9167 | 81.1108 | 79.3234 | 5.5259 | 4.4348 | 4.7646 | 4.3218 | 3.8537 | 4.153 | 3.5075 | 3.2649 | 3.516 | 3.8938 | 4.2859 | 5.2408 | 4.4819 | 4.4852 | 3.8064 | 3.4998 | 3.0491 | 3.4327 | 3.8393 | 3.6258 | 3.8293 | 4.5131 | 4.6311 | 5.0504
Program Specific1-in-2Size: Over 200kWOrange County2016October Monthly Peak | Program Specific | 1-in-2 | Size: Over 200kW | Orange County | 2016 | October Monthly Peak | 10 | 130.6362 | 125.719 | 120.3609 | 121.1671 | 132.7558 | 163.2817 | 192.3043 | 207.3835 | 222.2145 | 230.6332 | 239.7405 | 243.8824 | 244.7901 | 244.6666 | 237.4982 | 222.9531 | 207.2137 | 193.7464 | 188.6562 | 184.4446 | 174.6123 | 164.8831 | 152.6086 | 143.5815 | 1.6664 | 1.3383 | 0.98401 | -0.25081 | -0.69668 | -0.46553 | 0.31208 | 0.57164 | 0.39025 | 0.28787 | -0.093773 | 0.36272 | 1.9372 | 7.0263 | 18.689 | 17.1509 | 16.0311 | 14.3195 | 4.366 | 1.1482 | -0.082645 | -0.16803 | -0.13612 | -0.58089 | 71.2422 | 69.7893 | 69.0674 | 68.6813 | 67.8528 | 67.0575 | 67.779 | 69.3078 | 69.6578 | 73.5468 | 78.377 | 83.3865 | 87.0481 | 89.5293 | 91.2671 | 92.0598 | 91.9911 | 90.6053 | 87.7744 | 83.6178 | 79.9571 | 77.0729 | 74.9828 | 73.2025 | 5.3077 | 4.2626 | 4.5208 | 4.0651 | 3.6434 | 3.9571 | 3.3502 | 3.0982 | 3.3328 | 3.7104 | 4.1351 | 5.0897 | 4.3778 | 4.4013 | 3.7323 | 3.4142 | 2.9584 | 3.3416 | 3.7986 | 3.5139 | 3.6642 | 4.3048 | 4.4361 | 4.7981
Program Specific1-in-2Size: Over 200kWOrange County2016November Monthly Peak | Program Specific | 1-in-2 | Size: Over 200kW | Orange County | 2016 | November Monthly Peak | 11 | 122.4916 | 118.0745 | 114.5474 | 115.8455 | 127.1865 | 156.4314 | 182.0093 | 196.2474 | 208.0208 | 214.3248 | 220.5839 | 222.5891 | 222.5102 | 221.239 | 214.1561 | 200.162 | 187.3462 | 181.184 | 172.26 | 166.8966 | 159.7941 | 151.733 | 140.8636 | 133.4452 | 3.4705 | 2.6582 | 2.221 | 0.45199 | 0.12291 | 0.77044 | 1.8184 | 1.6837 | -0.1036 | -0.86923 | 0.093471 | 0.88394 | 2.1352 | 7.0215 | 17.2073 | 15.6721 | 15.1253 | 13.7985 | 3.4697 | 1.8361 | 0.42465 | 0.28053 | 0.64997 | -0.31273 | 60.5278 | 60.0426 | 59.6706 | 59.1068 | 58.6799 | 58.933 | 58.5552 | 58.5242 | 62.6014 | 67.5871 | 73.9657 | 79.1184 | 82.8966 | 84.346 | 85.0292 | 84.4947 | 82.517 | 78.2014 | 73.565 | 70.7094 | 68.5357 | 66.6519 | 65.1012 | 63.7419 | 5.2481 | 4.2217 | 4.537 | 4.0984 | 3.6808 | 3.9978 | 3.3437 | 3.0917 | 3.29 | 3.636 | 4.0121 | 4.8986 | 4.1962 | 4.1968 | 3.549 | 3.2323 | 2.8205 | 3.2953 | 3.6576 | 3.353 | 3.5361 | 4.1774 | 4.3179 | 4.7025
Program Specific1-in-2Size: Over 200kWOrange County2016December Monthly Peak | Program Specific | 1-in-2 | Size: Over 200kW | Orange County | 2016 | December Monthly Peak | 12 | 115.7424 | 111.3858 | 108.5738 | 108.826 | 120.0234 | 149.5146 | 176.8804 | 188.8114 | 197.1767 | 197.8896 | 199.5887 | 198.1221 | 195.0313 | 191.4686 | 184.0933 | 172.6526 | 163.8501 | 160.6438 | 154.9013 | 150.9191 | 145.1644 | 139.1448 | 129.8021 | 123.5609 | 3.2793 | 2.5076 | 2.1051 | 0.4246 | 0.11599 | 0.73637 | 1.7672 | 1.6199 | -0.098196 | -0.80257 | 0.084575 | 0.78677 | 1.8715 | 6.0766 | 14.7918 | 13.5182 | 13.2283 | 12.2343 | 3.1201 | 1.6604 | 0.38577 | 0.25726 | 0.59893 | -0.28957 | 47.8768 | 47.2008 | 46.4937 | 45.6171 | 45.0945 | 44.2339 | 43.9206 | 43.7535 | 44.274 | 46.8855 | 49.0345 | 50.7098 | 52.3077 | 53.4402 | 53.9167 | 53.9011 | 53.2785 | 52.3765 | 51.0947 | 49.8577 | 49.0922 | 48.2242 | 47.4858 | 46.7869 | 4.9589 | 3.9825 | 4.3004 | 3.8501 | 3.4735 | 3.821 | 3.2494 | 2.9745 | 3.1185 | 3.3572 | 3.6302 | 4.3601 | 3.678 | 3.6321 | 3.0508 | 2.7881 | 2.4668 | 2.9217 | 3.289 | 3.032 | 3.2123 | 3.8309 | 3.9789 | 4.3541
Program Specific1-in-2Size: Over 200kWOrange County2016Typical Event Day | Program Specific | 1-in-2 | Size: Over 200kW | Orange County | 2016 | Typical Event Day | 8 | 138.4435 | 132.4184 | 128.0041 | 130.2841 | 141.7693 | 173.0689 | 202.3733 | 218.301 | 231.3538 | 238.3505 | 243.6101 | 245.2855 | 243.9827 | 242.7001 | 236.6977 | 224.9189 | 211.0813 | 197.5852 | 189.1598 | 185.9301 | 182.0915 | 172.4677 | 159.311 | 151.9563 | 1.134 | 0.94915 | 0.62589 | -0.49765 | -1.0021 | -0.88779 | -0.16781 | 0.22926 | 0.55912 | 0.66793 | -0.15346 | 0.18628 | 1.8105 | 6.7551 | 18.511 | 17.2117 | 16.122 | 14.4731 | 4.544 | 0.89722 | -0.25323 | -0.3207 | -0.39913 | -0.69057 | 72.4529 | 71.2944 | 70.3503 | 69.4864 | 68.8653 | 68.1554 | 67.9125 | 68.2173 | 70.5706 | 75.5295 | 81.3531 | 85.9128 | 89.5541 | 92.1366 | 93.7695 | 94.3882 | 94.6716 | 93.748 | 91.7386 | 88.5563 | 84.5648 | 80.8458 | 78.4832 | 76.7353 | 5.5892 | 4.4613 | 4.7774 | 4.3432 | 3.8661 | 4.1677 | 3.5032 | 3.2406 | 3.4479 | 3.8103 | 4.1752 | 5.0866 | 4.3357 | 4.3382 | 3.6962 | 3.4225 | 2.9945 | 3.3862 | 3.7846 | 3.5198 | 3.797 | 4.4743 | 4.6016 | 5.0458
Program Specific1-in-2Size: Over 200kWOrange County2017January Monthly Peak | Program Specific | 1-in-2 | Size: Over 200kW | Orange County | 2017 | January Monthly Peak | 1 | 113.5775 | 109.6114 | 106.375 | 107.2876 | 118.8825 | 150.0034 | 178.4714 | 191.4123 | 200.4434 | 200.1318 | 201.9417 | 201.8595 | 199.6588 | 196.0081 | 188.3883 | 175.043 | 163.6528 | 159.7787 | 154.6764 | 150.5939 | 145.2752 | 138.8314 | 129.8082 | 123.4925 | 3.218 | 2.4677 | 2.0625 | 0.4186 | 0.11489 | 0.73878 | 1.7831 | 1.6422 | -0.099823 | -0.81167 | 0.085572 | 0.80162 | 1.9159 | 6.2207 | 15.1369 | 13.7054 | 13.2124 | 12.1684 | 3.1156 | 1.6568 | 0.38606 | 0.25668 | 0.59896 | -0.28941 | 52.3428 | 51.8703 | 51.3875 | 50.8273 | 50.7284 | 50.3666 | 50.2132 | 50.2513 | 50.8232 | 52.121 | 53.7993 | 54.9297 | 55.2641 | 56.183 | 56.6962 | 56.5695 | 56.2471 | 55.7322 | 54.6651 | 53.562 | 52.7753 | 52.6397 | 52.689 | 52.1025 | 4.8662 | 3.9191 | 4.2133 | 3.7956 | 3.4405 | 3.8335 | 3.2787 | 3.0155 | 3.1702 | 3.3952 | 3.673 | 4.4424 | 3.7653 | 3.7182 | 3.1219 | 2.8267 | 2.4638 | 2.906 | 3.2842 | 3.0254 | 3.2148 | 3.8222 | 3.9791 | 4.3517
Program Specific1-in-2Size: Over 200kWOrange County2017February Monthly Peak | Program Specific | 1-in-2 | Size: Over 200kW | Orange County | 2017 | February Monthly Peak | 2 | 114.1843 | 109.8961 | 107.3775 | 108.5048 | 120.2555 | 150.7891 | 178.3524 | 191.1996 | 200.1924 | 201.7633 | 204.3624 | 205.8358 | 204.5993 | 201.9198 | 195.0425 | 181.6852 | 169.2223 | 162.9594 | 159.0183 | 154.257 | 148.5284 | 141.0506 | 130.834 | 123.8546 | 3.2352 | 2.4741 | 2.0819 | 0.42335 | 0.11622 | 0.74265 | 1.7819 | 1.6404 | -0.099698 | -0.81829 | 0.086597 | 0.81741 | 1.9633 | 6.4083 | 15.6715 | 14.2255 | 13.6621 | 12.4106 | 3.203 | 1.6971 | 0.39471 | 0.26078 | 0.60369 | -0.29026 | 52.4957 | 52.3378 | 52.3613 | 52.1973 | 51.5392 | 51.5882 | 51.2932 | 51.629 | 52.7864 | 55.7187 | 58.8454 | 61.5374 | 62.9553 | 63.5757 | 64.1353 | 63.9043 | 63.4107 | 62.2108 | 60.4542 | 58.8932 | 57.8255 | 56.5683 | 55.489 | 54.1015 | 4.8922 | 3.9293 | 4.253 | 3.8387 | 3.4802 | 3.8536 | 3.2765 | 3.0121 | 3.1662 | 3.4229 | 3.7171 | 4.5299 | 3.8585 | 3.8303 | 3.2322 | 2.9339 | 2.5477 | 2.9638 | 3.3764 | 3.099 | 3.2868 | 3.8833 | 4.0105 | 4.3645
Program Specific1-in-2Size: Over 200kWOrange County2017March Monthly Peak | Program Specific | 1-in-2 | Size: Over 200kW | Orange County | 2017 | March Monthly Peak | 3 | 117.9512 | 113.4838 | 109.5306 | 110.9096 | 122.0301 | 151.908 | 179.6907 | 192.1191 | 200.4785 | 202.047 | 204.9454 | 206.2742 | 206.0694 | 204.3127 | 197.8012 | 185.5334 | 173.0988 | 163.1399 | 158.3591 | 157.9762 | 153.0822 | 145.4515 | 134.8225 | 127.0357 | 3.3419 | 2.5549 | 2.1237 | 0.43273 | 0.11793 | 0.74816 | 1.7953 | 1.6483 | -0.099841 | -0.81944 | 0.086844 | 0.81915 | 1.9774 | 6.4843 | 15.8932 | 14.5268 | 13.975 | 12.4244 | 3.1897 | 1.738 | 0.40681 | 0.26892 | 0.6221 | -0.29771 | 52.9632 | 51.8686 | 51.2962 | 51.1121 | 50.6486 | 50.1813 | 49.8705 | 50.2294 | 52.3368 | 54.8468 | 58.1898 | 61.1997 | 63.2863 | 65.2661 | 66.7722 | 67.4703 | 67.5532 | 66.798 | 64.1583 | 60.4869 | 58.3807 | 56.6961 | 55.5758 | 53.8976 | 5.0535 | 4.0575 | 4.3383 | 3.9238 | 3.5316 | 3.8822 | 3.3011 | 3.0266 | 3.1707 | 3.4277 | 3.7277 | 4.5395 | 3.8862 | 3.8757 | 3.2779 | 2.9961 | 2.606 | 2.9671 | 3.3624 | 3.1737 | 3.3875 | 4.0045 | 4.1328 | 4.4766
Program Specific1-in-2Size: Over 200kWOrange County2017April Monthly Peak | Program Specific | 1-in-2 | Size: Over 200kW | Orange County | 2017 | April Monthly Peak | 4 | 119.5368 | 115.2029 | 111.4539 | 113.3223 | 124.3847 | 154.205 | 180.4073 | 194.5208 | 205.3944 | 210.634 | 216.0199 | 218.6839 | 218.953 | 217.728 | 210.7981 | 198.0079 | 184.7904 | 173.2543 | 164.624 | 164.5977 | 160.2339 | 151.8441 | 139.7907 | 131.1171 | 3.3868 | 2.5936 | 2.161 | 0.44214 | 0.12021 | 0.75947 | 1.8024 | 1.6689 | -0.10229 | -0.85426 | 0.091537 | 0.86843 | 2.101 | 6.91 | 16.9375 | 15.5035 | 14.9189 | 13.1946 | 3.3159 | 1.8108 | 0.42581 | 0.28074 | 0.64502 | -0.30728 | 63.6454 | 62.4268 | 61.4059 | 60.7406 | 59.6536 | 58.9174 | 58.1448 | 58.2267 | 60.7777 | 65.3055 | 70.4984 | 75.8262 | 80.6791 | 83.8968 | 85.7047 | 86.6916 | 86.3729 | 85.1884 | 82.8162 | 79.5354 | 74.3781 | 71.1406 | 68.9952 | 66.9425 | 5.1215 | 4.119 | 4.4145 | 4.0091 | 3.5997 | 3.9409 | 3.3142 | 3.0645 | 3.2485 | 3.5734 | 3.9291 | 4.8127 | 4.1292 | 4.1302 | 3.4933 | 3.1975 | 2.7821 | 3.1511 | 3.4954 | 3.3068 | 3.5458 | 4.1805 | 4.2851 | 4.6204
Program Specific1-in-2Size: Over 200kWOrange County2017May Monthly Peak | Program Specific | 1-in-2 | Size: Over 200kW | Orange County | 2017 | May Monthly Peak | 5 | 121.3638 | 116.7341 | 112.7577 | 114.7725 | 126.5756 | 157.2685 | 182.1366 | 198.9253 | 212.6565 | 219.108 | 225.3211 | 227.7023 | 227.6712 | 226.6458 | 219.7534 | 206.0027 | 191.8397 | 179.2472 | 170.1645 | 167.496 | 165.1784 | 156.8637 | 144.0948 | 136.1865 | 3.4386 | 2.6281 | 2.1863 | 0.4478 | 0.12232 | 0.77456 | 1.8197 | 1.7067 | -0.10591 | -0.88863 | 0.095479 | 0.90424 | 2.1847 | 7.1931 | 17.6571 | 16.1295 | 15.4881 | 13.6511 | 3.4275 | 1.8427 | 0.43895 | 0.29002 | 0.66488 | -0.31916 | 66.3082 | 65.1435 | 63.896 | 62.7635 | 61.9879 | 60.9746 | 60.4973 | 60.8731 | 63.7221 | 67.8199 | 72.3845 | 77.239 | 81.7082 | 84.8552 | 87.0451 | 88.2394 | 88.5913 | 87.5374 | 85.095 | 81.9908 | 77.4438 | 74.0131 | 72.0745 | 70.331 | 5.1997 | 4.1738 | 4.4661 | 4.0604 | 3.6631 | 4.0191 | 3.346 | 3.1339 | 3.3633 | 3.7172 | 4.0983 | 5.0111 | 4.2936 | 4.2994 | 3.6417 | 3.3266 | 2.8882 | 3.2601 | 3.6131 | 3.365 | 3.6552 | 4.3187 | 4.417 | 4.7991
Program Specific1-in-2Size: Over 200kWOrange County2017June Monthly Peak | Program Specific | 1-in-2 | Size: Over 200kW | Orange County | 2017 | June Monthly Peak | 6 | 132.5796 | 127.7743 | 122.4099 | 124.4458 | 134.7339 | 162.9919 | 188.5772 | 205.0783 | 217.4237 | 223.4716 | 228.3995 | 229.5134 | 226.7716 | 225.0017 | 218.8151 | 208.7767 | 196.1011 | 183.609 | 176.8394 | 174.1027 | 172.3363 | 164.9942 | 152.1435 | 144.667 | 2.8584 | 2.2173 | 1.7766 | 0.16243 | -0.23384 | 0.25166 | 1.1979 | 1.2402 | 0.10482 | -0.39098 | 0.015858 | 0.66356 | 2.0102 | 6.8455 | 17.4239 | 16.2222 | 15.5448 | 13.8037 | 3.7927 | 1.5538 | 0.22338 | 0.099307 | 0.33778 | -0.4461 | 69.1453 | 67.9063 | 66.6602 | 65.7061 | 64.8652 | 64.1426 | 63.4118 | 63.9873 | 67.1518 | 71.8098 | 75.9386 | 80.0723 | 83.1094 | 85.6704 | 87.6559 | 88.8645 | 89.5045 | 88.9767 | 87.4284 | 84.489 | 80.605 | 76.3976 | 73.6684 | 71.8287 | 5.5202 | 4.4398 | 4.7118 | 4.2786 | 3.7894 | 4.048 | 3.3667 | 3.1398 | 3.3418 | 3.6844 | 4.0372 | 4.9087 | 4.1561 | 4.1479 | 3.524 | 3.2764 | 2.8692 | 3.2453 | 3.649 | 3.3992 | 3.7062 | 4.4145 | 4.5323 | 4.9543
Program Specific1-in-2Size: Over 200kWOrange County2017July Monthly Peak | Program Specific | 1-in-2 | Size: Over 200kW | Orange County | 2017 | July Monthly Peak | 7 | 136.2844 | 131.0499 | 126.9568 | 128.789 | 140.0207 | 170.3882 | 196.8675 | 211.8836 | 223.4883 | 230.0625 | 235.3237 | 236.6716 | 235.009 | 233.0724 | 227.8904 | 218.4229 | 206.2301 | 194.1219 | 186.6828 | 182.4054 | 178.9303 | 171.4515 | 158.6123 | 150.6756 | 1.2258 | 1.0195 | 0.69417 | -0.45229 | -0.94492 | -0.80573 | -0.078307 | 0.28613 | 0.51413 | 0.58179 | -0.13835 | 0.21005 | 1.7643 | 6.5234 | 17.8418 | 16.7301 | 15.7873 | 14.2419 | 4.4556 | 0.92514 | -0.21995 | -0.29345 | -0.35235 | -0.67153 | 71.9338 | 71.0955 | 70.2094 | 69.2933 | 68.5008 | 67.9027 | 67.738 | 68.1448 | 70.5238 | 75.0102 | 81.2762 | 85.1542 | 88.7789 | 91.5378 | 93.5851 | 94.3433 | 94.8454 | 94.0794 | 92.2882 | 89.51 | 85.4222 | 81.1549 | 78.3312 | 76.7555 | 5.5064 | 4.4187 | 4.7421 | 4.2968 | 3.8214 | 4.1064 | 3.4106 | 3.1479 | 3.3333 | 3.6807 | 4.0364 | 4.9118 | 4.1795 | 4.1694 | 3.5614 | 3.3263 | 2.928 | 3.3295 | 3.738 | 3.4558 | 3.734 | 4.4514 | 4.5851 | 5.0072
Program Specific1-in-2Size: Over 200kWOrange County2017August Monthly Peak | Program Specific | 1-in-2 | Size: Over 200kW | Orange County | 2017 | August Monthly Peak | 8 | 139.7228 | 133.711 | 129.3202 | 131.6026 | 143.2364 | 174.8888 | 204.528 | 221.658 | 236.1887 | 244.8758 | 251.7075 | 254.3234 | 253.5619 | 252.1982 | 246.0523 | 233.766 | 219.2773 | 204.9054 | 195.1088 | 191.4424 | 186.8519 | 176.6353 | 162.9325 | 155.0774 | -0.46431 | -0.21455 | -0.43958 | -1.0836 | -1.6705 | -1.9024 | -1.4347 | -0.72127 | 0.96435 | 1.6462 | -0.31017 | -0.27379 | 1.5663 | 6.4566 | 18.9411 | 17.6518 | 16.2019 | 14.6686 | 5.1196 | 0.24791 | -0.69226 | -0.7029 | -1.0713 | -0.89988 | 77.1444 | 75.8827 | 74.9592 | 73.7864 | 73.346 | 72.4898 | 72.1863 | 72.3813 | 74.8138 | 80.0088 | 85.1424 | 89.8333 | 93.1924 | 95.5797 | 97.0823 | 97.3301 | 97.519 | 96.3737 | 94.2362 | 91.263 | 86.7762 | 82.9141 | 80.8224 | 79.0336 | 5.6658 | 4.5248 | 4.8479 | 4.4066 | 3.9234 | 4.2302 | 3.5562 | 3.305 | 3.5355 | 3.9319 | 4.3331 | 5.2973 | 4.5258 | 4.5279 | 3.8592 | 3.5729 | 3.1245 | 3.5272 | 3.9209 | 3.6402 | 3.9135 | 4.6027 | 4.727 | 5.1722
Program Specific1-in-2Size: Over 200kWOrange County2017September Monthly Peak | Program Specific | 1-in-2 | Size: Over 200kW | Orange County | 2017 | September Monthly Peak | 9 | 137.0926 | 131.8399 | 127.8645 | 129.8492 | 141.5418 | 172.7328 | 202.9452 | 220.2847 | 236.2982 | 243.9614 | 250.4692 | 253.1264 | 252.6166 | 251.3208 | 244.1457 | 230.3657 | 215.272 | 200.6187 | 192.1976 | 191.834 | 183.9366 | 174.2428 | 160.5883 | 152.3387 | 0.75861 | 0.67806 | 0.38059 | -0.62828 | -1.1506 | -1.1152 | -0.45803 | 0.0125 | 0.66194 | 0.90441 | -0.1926 | 0.084971 | 1.8021 | 6.8656 | 19.0245 | 17.5747 | 16.3183 | 14.6183 | 4.7153 | 0.76939 | -0.35405 | -0.40925 | -0.55319 | -0.73655 | 71.5882 | 70.2931 | 69.5723 | 69.1597 | 68.7494 | 68.0865 | 68.3137 | 68.3557 | 69.7932 | 75.2891 | 83.0552 | 88.5912 | 93.1359 | 95.7587 | 96.7547 | 97.0149 | 96.8176 | 95.5623 | 93.0014 | 88.9634 | 85.4559 | 82.9167 | 81.1108 | 79.3234 | 5.5259 | 4.4348 | 4.7646 | 4.3218 | 3.8537 | 4.153 | 3.5075 | 3.2649 | 3.516 | 3.8938 | 4.2859 | 5.2408 | 4.4819 | 4.4852 | 3.8064 | 3.4998 | 3.0491 | 3.4327 | 3.8393 | 3.6258 | 3.8293 | 4.5131 | 4.6311 | 5.0504
Program Specific1-in-2Size: Over 200kWOrange County2017October Monthly Peak | Program Specific | 1-in-2 | Size: Over 200kW | Orange County | 2017 | October Monthly Peak | 10 | 130.6362 | 125.7189 | 120.3609 | 121.1671 | 132.7558 | 163.2817 | 192.3043 | 207.3835 | 222.2145 | 230.6332 | 239.7405 | 243.8824 | 244.7901 | 244.6666 | 237.4982 | 222.9531 | 207.2137 | 193.7464 | 188.6562 | 184.4446 | 174.6123 | 164.8831 | 152.6086 | 143.5815 | 1.6664 | 1.3383 | 0.98401 | -0.25081 | -0.69668 | -0.46553 | 0.31208 | 0.57164 | 0.39025 | 0.28787 | -0.093773 | 0.36272 | 1.9372 | 7.0263 | 18.689 | 17.1509 | 16.0311 | 14.3195 | 4.366 | 1.1482 | -0.082645 | -0.16803 | -0.13612 | -0.58089 | 71.2422 | 69.7893 | 69.0674 | 68.6813 | 67.8528 | 67.0575 | 67.779 | 69.3078 | 69.6578 | 73.5468 | 78.377 | 83.3865 | 87.0481 | 89.5293 | 91.2671 | 92.0598 | 91.9911 | 90.6053 | 87.7745 | 83.6178 | 79.9571 | 77.0729 | 74.9828 | 73.2025 | 5.3077 | 4.2626 | 4.5208 | 4.0651 | 3.6434 | 3.9571 | 3.3502 | 3.0982 | 3.3328 | 3.7104 | 4.1351 | 5.0897 | 4.3778 | 4.4013 | 3.7323 | 3.4142 | 2.9584 | 3.3416 | 3.7986 | 3.5139 | 3.6642 | 4.3048 | 4.4361 | 4.7981
Program Specific1-in-2Size: Over 200kWOrange County2017November Monthly Peak | Program Specific | 1-in-2 | Size: Over 200kW | Orange County | 2017 | November Monthly Peak | 11 | 122.4916 | 118.0745 | 114.5474 | 115.8455 | 127.1865 | 156.4314 | 182.0093 | 196.2474 | 208.0208 | 214.3248 | 220.5839 | 222.5891 | 222.5102 | 221.239 | 214.1561 | 200.162 | 187.3462 | 181.1839 | 172.26 | 166.8966 | 159.7941 | 151.733 | 140.8636 | 133.4452 | 3.4705 | 2.6582 | 2.221 | 0.45199 | 0.12291 | 0.77044 | 1.8184 | 1.6837 | -0.1036 | -0.86923 | 0.093471 | 0.88394 | 2.1352 | 7.0215 | 17.2073 | 15.6721 | 15.1253 | 13.7985 | 3.4697 | 1.8361 | 0.42465 | 0.28053 | 0.64997 | -0.31273 | 60.5278 | 60.0426 | 59.6706 | 59.1068 | 58.6799 | 58.933 | 58.5552 | 58.5242 | 62.6014 | 67.5871 | 73.9657 | 79.1184 | 82.8966 | 84.346 | 85.0292 | 84.4947 | 82.5171 | 78.2014 | 73.565 | 70.7094 | 68.5357 | 66.6519 | 65.1012 | 63.7419 | 5.2481 | 4.2217 | 4.537 | 4.0984 | 3.6808 | 3.9978 | 3.3437 | 3.0917 | 3.29 | 3.636 | 4.0121 | 4.8986 | 4.1962 | 4.1968 | 3.549 | 3.2323 | 2.8205 | 3.2953 | 3.6576 | 3.353 | 3.5361 | 4.1774 | 4.3179 | 4.7025
Program Specific1-in-2Size: Over 200kWOrange County2017December Monthly Peak | Program Specific | 1-in-2 | Size: Over 200kW | Orange County | 2017 | December Monthly Peak | 12 | 115.7424 | 111.3858 | 108.5738 | 108.826 | 120.0234 | 149.5146 | 176.8804 | 188.8114 | 197.1767 | 197.8896 | 199.5887 | 198.1221 | 195.0313 | 191.4686 | 184.0933 | 172.6526 | 163.8501 | 160.6438 | 154.9013 | 150.9191 | 145.1644 | 139.1448 | 129.8021 | 123.5609 | 3.2793 | 2.5076 | 2.1051 | 0.4246 | 0.11599 | 0.73637 | 1.7672 | 1.6199 | -0.098196 | -0.80257 | 0.084575 | 0.78677 | 1.8715 | 6.0766 | 14.7918 | 13.5182 | 13.2283 | 12.2343 | 3.1201 | 1.6604 | 0.38577 | 0.25726 | 0.59893 | -0.28957 | 47.8768 | 47.2008 | 46.4937 | 45.6171 | 45.0945 | 44.2339 | 43.9206 | 43.7535 | 44.274 | 46.8855 | 49.0345 | 50.7098 | 52.3077 | 53.4402 | 53.9167 | 53.9011 | 53.2785 | 52.3765 | 51.0947 | 49.8577 | 49.0922 | 48.2242 | 47.4858 | 46.7869 | 4.9589 | 3.9825 | 4.3004 | 3.8501 | 3.4735 | 3.821 | 3.2494 | 2.9745 | 3.1185 | 3.3572 | 3.6302 | 4.3601 | 3.678 | 3.6321 | 3.0508 | 2.7881 | 2.4668 | 2.9217 | 3.289 | 3.032 | 3.2123 | 3.8309 | 3.9789 | 4.3541
Program Specific1-in-2Size: Over 200kWOrange County2017Typical Event Day | Program Specific | 1-in-2 | Size: Over 200kW | Orange County | 2017 | Typical Event Day | 8 | 138.4435 | 132.4184 | 128.0041 | 130.2841 | 141.7693 | 173.0689 | 202.3734 | 218.301 | 231.3538 | 238.3505 | 243.6101 | 245.2854 | 243.9827 | 242.7001 | 236.6977 | 224.9189 | 211.0813 | 197.5852 | 189.1598 | 185.9301 | 182.0915 | 172.4677 | 159.311 | 151.9563 | 1.134 | 0.94915 | 0.62589 | -0.49765 | -1.0021 | -0.88779 | -0.16781 | 0.22926 | 0.55912 | 0.66793 | -0.15346 | 0.18628 | 1.8105 | 6.7551 | 18.511 | 17.2117 | 16.122 | 14.4731 | 4.544 | 0.89722 | -0.25323 | -0.3207 | -0.39913 | -0.69057 | 72.4529 | 71.2944 | 70.3503 | 69.4864 | 68.8653 | 68.1554 | 67.9125 | 68.2173 | 70.5706 | 75.5295 | 81.3531 | 85.9128 | 89.5541 | 92.1367 | 93.7695 | 94.3882 | 94.6716 | 93.748 | 91.7386 | 88.5563 | 84.5648 | 80.8458 | 78.4832 | 76.7353 | 5.5892 | 4.4613 | 4.7774 | 4.3432 | 3.8661 | 4.1677 | 3.5032 | 3.2406 | 3.4479 | 3.8103 | 4.1752 | 5.0866 | 4.3357 | 4.3382 | 3.6962 | 3.4225 | 2.9945 | 3.3862 | 3.7846 | 3.5198 | 3.797 | 4.4743 | 4.6016 | 5.0458
Program Specific1-in-2Size: Over 200kWOrange County2018January Monthly Peak | Program Specific | 1-in-2 | Size: Over 200kW | Orange County | 2018 | January Monthly Peak | 1 | 113.5775 | 109.6113 | 106.375 | 107.2876 | 118.8826 | 150.0034 | 178.4714 | 191.4123 | 200.4434 | 200.1318 | 201.9417 | 201.8595 | 199.6588 | 196.0081 | 188.3883 | 175.043 | 163.6528 | 159.7787 | 154.6764 | 150.5939 | 145.2752 | 138.8314 | 129.8082 | 123.4925 | 3.218 | 2.4677 | 2.0625 | 0.4186 | 0.11489 | 0.73878 | 1.7831 | 1.6422 | -0.099823 | -0.81167 | 0.085572 | 0.80162 | 1.9159 | 6.2207 | 15.1369 | 13.7054 | 13.2124 | 12.1684 | 3.1156 | 1.6568 | 0.38606 | 0.25668 | 0.59896 | -0.28941 | 52.3428 | 51.8703 | 51.3875 | 50.8273 | 50.7284 | 50.3666 | 50.2132 | 50.2513 | 50.8232 | 52.121 | 53.7993 | 54.9297 | 55.2641 | 56.183 | 56.6962 | 56.5695 | 56.2471 | 55.7322 | 54.6651 | 53.562 | 52.7753 | 52.6397 | 52.689 | 52.1025 | 4.8662 | 3.9191 | 4.2133 | 3.7956 | 3.4405 | 3.8335 | 3.2787 | 3.0155 | 3.1702 | 3.3952 | 3.673 | 4.4424 | 3.7653 | 3.7182 | 3.1219 | 2.8267 | 2.4638 | 2.906 | 3.2842 | 3.0254 | 3.2148 | 3.8222 | 3.9791 | 4.3517
Program Specific1-in-2Size: Over 200kWOrange County2018February Monthly Peak | Program Specific | 1-in-2 | Size: Over 200kW | Orange County | 2018 | February Monthly Peak | 2 | 114.1843 | 109.8961 | 107.3775 | 108.5048 | 120.2555 | 150.7891 | 178.3524 | 191.1996 | 200.1924 | 201.7633 | 204.3624 | 205.8358 | 204.5993 | 201.9198 | 195.0425 | 181.6852 | 169.2222 | 162.9594 | 159.0183 | 154.257 | 148.5284 | 141.0506 | 130.834 | 123.8546 | 3.2352 | 2.4741 | 2.0819 | 0.42335 | 0.11622 | 0.74265 | 1.7819 | 1.6404 | -0.099698 | -0.81829 | 0.086597 | 0.81741 | 1.9633 | 6.4083 | 15.6715 | 14.2255 | 13.6621 | 12.4106 | 3.203 | 1.6971 | 0.39471 | 0.26078 | 0.60369 | -0.29026 | 52.4957 | 52.3378 | 52.3613 | 52.1973 | 51.5392 | 51.5882 | 51.2932 | 51.629 | 52.7864 | 55.7187 | 58.8454 | 61.5374 | 62.9553 | 63.5757 | 64.1353 | 63.9043 | 63.4107 | 62.2108 | 60.4542 | 58.8932 | 57.8255 | 56.5683 | 55.4891 | 54.1015 | 4.8922 | 3.9293 | 4.253 | 3.8387 | 3.4802 | 3.8536 | 3.2765 | 3.0121 | 3.1662 | 3.4229 | 3.7171 | 4.5299 | 3.8585 | 3.8303 | 3.2322 | 2.9339 | 2.5477 | 2.9638 | 3.3764 | 3.099 | 3.2868 | 3.8833 | 4.0105 | 4.3645
Program Specific1-in-2Size: Over 200kWOrange County2018March Monthly Peak | Program Specific | 1-in-2 | Size: Over 200kW | Orange County | 2018 | March Monthly Peak | 3 | 117.9512 | 113.4838 | 109.5306 | 110.9096 | 122.0301 | 151.908 | 179.6907 | 192.1191 | 200.4785 | 202.047 | 204.9454 | 206.2742 | 206.0694 | 204.3127 | 197.8012 | 185.5334 | 173.0988 | 163.1399 | 158.3591 | 157.9762 | 153.0822 | 145.4515 | 134.8225 | 127.0357 | 3.3419 | 2.5549 | 2.1237 | 0.43273 | 0.11793 | 0.74816 | 1.7953 | 1.6483 | -0.099841 | -0.81944 | 0.086844 | 0.81915 | 1.9774 | 6.4843 | 15.8932 | 14.5268 | 13.975 | 12.4244 | 3.1897 | 1.738 | 0.40681 | 0.26892 | 0.6221 | -0.29771 | 52.9632 | 51.8686 | 51.2962 | 51.1121 | 50.6486 | 50.1813 | 49.8705 | 50.2294 | 52.3368 | 54.8468 | 58.1898 | 61.1997 | 63.2863 | 65.2661 | 66.7722 | 67.4703 | 67.5532 | 66.798 | 64.1583 | 60.4869 | 58.3807 | 56.6961 | 55.5758 | 53.8976 | 5.0535 | 4.0575 | 4.3383 | 3.9238 | 3.5316 | 3.8822 | 3.3011 | 3.0266 | 3.1707 | 3.4277 | 3.7277 | 4.5395 | 3.8862 | 3.8757 | 3.2779 | 2.9961 | 2.606 | 2.9671 | 3.3624 | 3.1737 | 3.3875 | 4.0045 | 4.1328 | 4.4766
Program Specific1-in-2Size: Over 200kWOrange County2018April Monthly Peak | Program Specific | 1-in-2 | Size: Over 200kW | Orange County | 2018 | April Monthly Peak | 4 | 119.5368 | 115.2029 | 111.4539 | 113.3223 | 124.3847 | 154.205 | 180.4073 | 194.5208 | 205.3943 | 210.634 | 216.0199 | 218.6839 | 218.953 | 217.728 | 210.7981 | 198.0078 | 184.7904 | 173.2543 | 164.624 | 164.5977 | 160.2339 | 151.8441 | 139.7907 | 131.1171 | 3.3868 | 2.5936 | 2.161 | 0.44214 | 0.12021 | 0.75947 | 1.8024 | 1.6689 | -0.10229 | -0.85426 | 0.091537 | 0.86843 | 2.101 | 6.91 | 16.9375 | 15.5035 | 14.9189 | 13.1946 | 3.3159 | 1.8108 | 0.42581 | 0.28074 | 0.64502 | -0.30728 | 63.6454 | 62.4268 | 61.4059 | 60.7406 | 59.6536 | 58.9174 | 58.1448 | 58.2267 | 60.7777 | 65.3055 | 70.4984 | 75.8262 | 80.6791 | 83.8968 | 85.7047 | 86.6916 | 86.3729 | 85.1885 | 82.8162 | 79.5354 | 74.3781 | 71.1406 | 68.9952 | 66.9425 | 5.1215 | 4.119 | 4.4145 | 4.0091 | 3.5997 | 3.9409 | 3.3142 | 3.0645 | 3.2485 | 3.5734 | 3.9291 | 4.8127 | 4.1292 | 4.1302 | 3.4933 | 3.1975 | 2.7821 | 3.1511 | 3.4954 | 3.3068 | 3.5458 | 4.1805 | 4.2851 | 4.6204
Program Specific1-in-2Size: Over 200kWOrange County2018May Monthly Peak | Program Specific | 1-in-2 | Size: Over 200kW | Orange County | 2018 | May Monthly Peak | 5 | 121.3638 | 116.7341 | 112.7577 | 114.7725 | 126.5756 | 157.2685 | 182.1366 | 198.9253 | 212.6565 | 219.108 | 225.3211 | 227.7023 | 227.6712 | 226.6458 | 219.7534 | 206.0027 | 191.8397 | 179.2472 | 170.1645 | 167.496 | 165.1785 | 156.8637 | 144.0948 | 136.1865 | 3.4386 | 2.6281 | 2.1863 | 0.4478 | 0.12232 | 0.77456 | 1.8197 | 1.7067 | -0.10591 | -0.88863 | 0.095479 | 0.90424 | 2.1847 | 7.1931 | 17.6571 | 16.1295 | 15.4881 | 13.6511 | 3.4275 | 1.8427 | 0.43895 | 0.29002 | 0.66488 | -0.31916 | 66.3082 | 65.1435 | 63.896 | 62.7635 | 61.9879 | 60.9746 | 60.4973 | 60.8731 | 63.7221 | 67.8199 | 72.3845 | 77.239 | 81.7082 | 84.8552 | 87.0451 | 88.2394 | 88.5913 | 87.5374 | 85.095 | 81.9908 | 77.4438 | 74.013 | 72.0745 | 70.331 | 5.1997 | 4.1738 | 4.4661 | 4.0604 | 3.6631 | 4.0191 | 3.346 | 3.1339 | 3.3633 | 3.7172 | 4.0983 | 5.0111 | 4.2936 | 4.2994 | 3.6417 | 3.3266 | 2.8882 | 3.2601 | 3.6131 | 3.365 | 3.6552 | 4.3187 | 4.417 | 4.7991
Program Specific1-in-2Size: Over 200kWOrange County2018June Monthly Peak | Program Specific | 1-in-2 | Size: Over 200kW | Orange County | 2018 | June Monthly Peak | 6 | 132.5796 | 127.7743 | 122.4099 | 124.4458 | 134.7339 | 162.9918 | 188.5772 | 205.0784 | 217.4237 | 223.4716 | 228.3995 | 229.5133 | 226.7716 | 225.0017 | 218.8151 | 208.7767 | 196.1011 | 183.609 | 176.8394 | 174.1027 | 172.3363 | 164.9942 | 152.1435 | 144.667 | 2.8584 | 2.2173 | 1.7766 | 0.16243 | -0.23384 | 0.25166 | 1.1979 | 1.2402 | 0.10482 | -0.39098 | 0.015858 | 0.66356 | 2.0102 | 6.8455 | 17.4239 | 16.2222 | 15.5448 | 13.8037 | 3.7927 | 1.5538 | 0.22338 | 0.099307 | 0.33778 | -0.4461 | 69.1453 | 67.9063 | 66.6602 | 65.7061 | 64.8652 | 64.1426 | 63.4118 | 63.9873 | 67.1518 | 71.8098 | 75.9386 | 80.0723 | 83.1094 | 85.6704 | 87.6559 | 88.8645 | 89.5045 | 88.9767 | 87.4284 | 84.489 | 80.605 | 76.3976 | 73.6684 | 71.8287 | 5.5202 | 4.4398 | 4.7118 | 4.2786 | 3.7894 | 4.048 | 3.3667 | 3.1398 | 3.3418 | 3.6844 | 4.0372 | 4.9087 | 4.1561 | 4.1479 | 3.524 | 3.2764 | 2.8692 | 3.2453 | 3.649 | 3.3992 | 3.7062 | 4.4145 | 4.5323 | 4.9543
Program Specific1-in-2Size: Over 200kWOrange County2018July Monthly Peak | Program Specific | 1-in-2 | Size: Over 200kW | Orange County | 2018 | July Monthly Peak | 7 | 136.2844 | 131.0499 | 126.9568 | 128.789 | 140.0207 | 170.3882 | 196.8675 | 211.8836 | 223.4883 | 230.0625 | 235.3237 | 236.6716 | 235.009 | 233.0724 | 227.8904 | 218.4229 | 206.2301 | 194.1219 | 186.6828 | 182.4054 | 178.9303 | 171.4515 | 158.6123 | 150.6756 | 1.2258 | 1.0195 | 0.69417 | -0.45229 | -0.94492 | -0.80573 | -0.078307 | 0.28613 | 0.51413 | 0.58179 | -0.13835 | 0.21005 | 1.7643 | 6.5234 | 17.8418 | 16.7301 | 15.7873 | 14.2419 | 4.4556 | 0.92514 | -0.21995 | -0.29345 | -0.35235 | -0.67153 | 71.9338 | 71.0955 | 70.2094 | 69.2933 | 68.5008 | 67.9027 | 67.738 | 68.1448 | 70.5238 | 75.0102 | 81.2762 | 85.1542 | 88.7789 | 91.5378 | 93.5851 | 94.3433 | 94.8454 | 94.0794 | 92.2882 | 89.51 | 85.4222 | 81.1549 | 78.3312 | 76.7555 | 5.5064 | 4.4187 | 4.7421 | 4.2968 | 3.8214 | 4.1064 | 3.4106 | 3.1479 | 3.3333 | 3.6807 | 4.0364 | 4.9118 | 4.1795 | 4.1694 | 3.5614 | 3.3263 | 2.928 | 3.3295 | 3.738 | 3.4558 | 3.734 | 4.4514 | 4.5851 | 5.0072
Program Specific1-in-2Size: Over 200kWOrange County2018August Monthly Peak | Program Specific | 1-in-2 | Size: Over 200kW | Orange County | 2018 | August Monthly Peak | 8 | 139.7228 | 133.711 | 129.3202 | 131.6026 | 143.2364 | 174.8888 | 204.528 | 221.658 | 236.1887 | 244.8758 | 251.7075 | 254.3234 | 253.5619 | 252.1982 | 246.0523 | 233.766 | 219.2773 | 204.9054 | 195.1088 | 191.4424 | 186.8519 | 176.6353 | 162.9325 | 155.0774 | -0.46431 | -0.21455 | -0.43958 | -1.0836 | -1.6705 | -1.9024 | -1.4347 | -0.72127 | 0.96435 | 1.6462 | -0.31017 | -0.27379 | 1.5663 | 6.4566 | 18.9411 | 17.6518 | 16.2019 | 14.6686 | 5.1196 | 0.24791 | -0.69226 | -0.7029 | -1.0713 | -0.89988 | 77.1444 | 75.8827 | 74.9592 | 73.7864 | 73.346 | 72.4898 | 72.1863 | 72.3813 | 74.8138 | 80.0088 | 85.1424 | 89.8333 | 93.1924 | 95.5797 | 97.0823 | 97.3301 | 97.5189 | 96.3737 | 94.2362 | 91.263 | 86.7762 | 82.9141 | 80.8224 | 79.0336 | 5.6658 | 4.5248 | 4.8479 | 4.4066 | 3.9234 | 4.2302 | 3.5562 | 3.305 | 3.5355 | 3.9319 | 4.3331 | 5.2973 | 4.5258 | 4.5279 | 3.8592 | 3.5729 | 3.1245 | 3.5272 | 3.9209 | 3.6402 | 3.9135 | 4.6027 | 4.727 | 5.1722
Program Specific1-in-2Size: Over 200kWOrange County2018September Monthly Peak | Program Specific | 1-in-2 | Size: Over 200kW | Orange County | 2018 | September Monthly Peak | 9 | 137.0927 | 131.8399 | 127.8645 | 129.8492 | 141.5418 | 172.7328 | 202.9452 | 220.2847 | 236.2982 | 243.9614 | 250.4692 | 253.1264 | 252.6166 | 251.3208 | 244.1457 | 230.3657 | 215.272 | 200.6187 | 192.1976 | 191.834 | 183.9366 | 174.2428 | 160.5883 | 152.3387 | 0.75861 | 0.67806 | 0.38059 | -0.62828 | -1.1506 | -1.1152 | -0.45803 | 0.0125 | 0.66194 | 0.90441 | -0.1926 | 0.084971 | 1.8021 | 6.8656 | 19.0245 | 17.5747 | 16.3183 | 14.6183 | 4.7153 | 0.76939 | -0.35405 | -0.40925 | -0.55319 | -0.73655 | 71.5882 | 70.2931 | 69.5723 | 69.1597 | 68.7494 | 68.0865 | 68.3137 | 68.3557 | 69.7932 | 75.289 | 83.0552 | 88.5912 | 93.1359 | 95.7587 | 96.7547 | 97.0149 | 96.8175 | 95.5623 | 93.0014 | 88.9634 | 85.4559 | 82.9167 | 81.1108 | 79.3234 | 5.5259 | 4.4348 | 4.7646 | 4.3218 | 3.8537 | 4.153 | 3.5075 | 3.2649 | 3.516 | 3.8938 | 4.2859 | 5.2408 | 4.4819 | 4.4852 | 3.8064 | 3.4998 | 3.0491 | 3.4327 | 3.8393 | 3.6258 | 3.8293 | 4.5131 | 4.6311 | 5.0504
Program Specific1-in-2Size: Over 200kWOrange County2018October Monthly Peak | Program Specific | 1-in-2 | Size: Over 200kW | Orange County | 2018 | October Monthly Peak | 10 | 130.6362 | 125.7189 | 120.3609 | 121.1671 | 132.7558 | 163.2817 | 192.3043 | 207.3835 | 222.2145 | 230.6332 | 239.7405 | 243.8824 | 244.7901 | 244.6666 | 237.4982 | 222.9531 | 207.2137 | 193.7464 | 188.6562 | 184.4446 | 174.6123 | 164.8831 | 152.6086 | 143.5815 | 1.6664 | 1.3383 | 0.98401 | -0.25081 | -0.69668 | -0.46553 | 0.31208 | 0.57164 | 0.39025 | 0.28787 | -0.093773 | 0.36272 | 1.9372 | 7.0263 | 18.689 | 17.1509 | 16.0311 | 14.3195 | 4.366 | 1.1482 | -0.082645 | -0.16803 | -0.13612 | -0.58089 | 71.2422 | 69.7893 | 69.0674 | 68.6813 | 67.8528 | 67.0575 | 67.779 | 69.3078 | 69.6578 | 73.5468 | 78.377 | 83.3865 | 87.0481 | 89.5293 | 91.2671 | 92.0598 | 91.9911 | 90.6053 | 87.7744 | 83.6178 | 79.9571 | 77.0729 | 74.9828 | 73.2025 | 5.3077 | 4.2626 | 4.5208 | 4.0651 | 3.6434 | 3.9571 | 3.3502 | 3.0982 | 3.3328 | 3.7104 | 4.1351 | 5.0897 | 4.3778 | 4.4013 | 3.7323 | 3.4142 | 2.9584 | 3.3416 | 3.7986 | 3.5139 | 3.6642 | 4.3048 | 4.4361 | 4.7981
Program Specific1-in-2Size: Over 200kWOrange County2018November Monthly Peak | Program Specific | 1-in-2 | Size: Over 200kW | Orange County | 2018 | November Monthly Peak | 11 | 122.4916 | 118.0745 | 114.5474 | 115.8455 | 127.1865 | 156.4314 | 182.0093 | 196.2474 | 208.0208 | 214.3248 | 220.5839 | 222.5891 | 222.5102 | 221.239 | 214.1561 | 200.162 | 187.3462 | 181.1839 | 172.26 | 166.8966 | 159.7941 | 151.733 | 140.8636 | 133.4452 | 3.4705 | 2.6582 | 2.221 | 0.45199 | 0.12291 | 0.77044 | 1.8184 | 1.6837 | -0.1036 | -0.86923 | 0.093471 | 0.88394 | 2.1352 | 7.0215 | 17.2073 | 15.6721 | 15.1253 | 13.7985 | 3.4697 | 1.8361 | 0.42465 | 0.28053 | 0.64997 | -0.31273 | 60.5278 | 60.0426 | 59.6706 | 59.1068 | 58.6799 | 58.933 | 58.5552 | 58.5242 | 62.6014 | 67.5871 | 73.9657 | 79.1184 | 82.8966 | 84.346 | 85.0292 | 84.4947 | 82.517 | 78.2014 | 73.565 | 70.7094 | 68.5357 | 66.6519 | 65.1012 | 63.7419 | 5.2481 | 4.2217 | 4.537 | 4.0984 | 3.6808 | 3.9978 | 3.3437 | 3.0917 | 3.29 | 3.636 | 4.0121 | 4.8986 | 4.1962 | 4.1968 | 3.549 | 3.2323 | 2.8205 | 3.2953 | 3.6576 | 3.353 | 3.5361 | 4.1774 | 4.3179 | 4.7025
Program Specific1-in-2Size: Over 200kWOrange County2018December Monthly Peak | Program Specific | 1-in-2 | Size: Over 200kW | Orange County | 2018 | December Monthly Peak | 12 | 115.7424 | 111.3858 | 108.5738 | 108.826 | 120.0234 | 149.5146 | 176.8804 | 188.8114 | 197.1767 | 197.8896 | 199.5887 | 198.1221 | 195.0313 | 191.4686 | 184.0933 | 172.6526 | 163.8501 | 160.6438 | 154.9013 | 150.9191 | 145.1644 | 139.1448 | 129.8021 | 123.5609 | 3.2793 | 2.5076 | 2.1051 | 0.4246 | 0.11599 | 0.73637 | 1.7672 | 1.6199 | -0.098196 | -0.80257 | 0.084575 | 0.78677 | 1.8715 | 6.0766 | 14.7918 | 13.5182 | 13.2283 | 12.2343 | 3.1201 | 1.6604 | 0.38577 | 0.25726 | 0.59893 | -0.28957 | 47.8768 | 47.2008 | 46.4937 | 45.6171 | 45.0945 | 44.2339 | 43.9206 | 43.7535 | 44.274 | 46.8855 | 49.0345 | 50.7098 | 52.3077 | 53.4402 | 53.9167 | 53.9011 | 53.2785 | 52.3765 | 51.0947 | 49.8577 | 49.0923 | 48.2242 | 47.4858 | 46.7869 | 4.9589 | 3.9825 | 4.3004 | 3.8501 | 3.4735 | 3.821 | 3.2494 | 2.9745 | 3.1185 | 3.3572 | 3.6302 | 4.3601 | 3.678 | 3.6321 | 3.0508 | 2.7881 | 2.4668 | 2.9217 | 3.289 | 3.032 | 3.2123 | 3.8309 | 3.9789 | 4.3541
Program Specific1-in-2Size: Over 200kWOrange County2018Typical Event Day | Program Specific | 1-in-2 | Size: Over 200kW | Orange County | 2018 | Typical Event Day | 8 | 138.4435 | 132.4184 | 128.0041 | 130.2841 | 141.7693 | 173.0689 | 202.3734 | 218.301 | 231.3538 | 238.3505 | 243.6101 | 245.2854 | 243.9827 | 242.7001 | 236.6977 | 224.9189 | 211.0813 | 197.5852 | 189.1598 | 185.9301 | 182.0915 | 172.4676 | 159.311 | 151.9563 | 1.134 | 0.94915 | 0.62589 | -0.49765 | -1.0021 | -0.88779 | -0.16781 | 0.22926 | 0.55912 | 0.66793 | -0.15346 | 0.18628 | 1.8105 | 6.7551 | 18.511 | 17.2117 | 16.122 | 14.4731 | 4.544 | 0.89722 | -0.25323 | -0.3207 | -0.39913 | -0.69057 | 72.4529 | 71.2944 | 70.3503 | 69.4864 | 68.8653 | 68.1554 | 67.9125 | 68.2173 | 70.5706 | 75.5295 | 81.3531 | 85.9128 | 89.5541 | 92.1366 | 93.7695 | 94.3882 | 94.6716 | 93.748 | 91.7386 | 88.5563 | 84.5648 | 80.8458 | 78.4832 | 76.7353 | 5.5892 | 4.4613 | 4.7774 | 4.3432 | 3.8661 | 4.1677 | 3.5032 | 3.2406 | 3.4479 | 3.8103 | 4.1752 | 5.0866 | 4.3357 | 4.3382 | 3.6962 | 3.4225 | 2.9945 | 3.3862 | 3.7846 | 3.5198 | 3.797 | 4.4743 | 4.6016 | 5.0458
Program Specific1-in-2Size: Over 200kWOrange County2019January Monthly Peak | Program Specific | 1-in-2 | Size: Over 200kW | Orange County | 2019 | January Monthly Peak | 1 | 113.5775 | 109.6114 | 106.375 | 107.2876 | 118.8825 | 150.0034 | 178.4714 | 191.4123 | 200.4434 | 200.1318 | 201.9417 | 201.8595 | 199.6588 | 196.0081 | 188.3883 | 175.043 | 163.6528 | 159.7787 | 154.6764 | 150.5939 | 145.2752 | 138.8314 | 129.8082 | 123.4925 | 3.218 | 2.4677 | 2.0625 | 0.4186 | 0.11489 | 0.73878 | 1.7831 | 1.6422 | -0.099823 | -0.81167 | 0.085572 | 0.80162 | 1.9159 | 6.2207 | 15.1369 | 13.7054 | 13.2124 | 12.1684 | 3.1156 | 1.6568 | 0.38606 | 0.25668 | 0.59896 | -0.28941 | 52.3428 | 51.8703 | 51.3875 | 50.8273 | 50.7284 | 50.3666 | 50.2132 | 50.2513 | 50.8232 | 52.121 | 53.7993 | 54.9297 | 55.2641 | 56.183 | 56.6962 | 56.5695 | 56.2471 | 55.7322 | 54.6651 | 53.562 | 52.7753 | 52.6397 | 52.689 | 52.1025 | 4.8662 | 3.9191 | 4.2133 | 3.7956 | 3.4405 | 3.8335 | 3.2787 | 3.0155 | 3.1702 | 3.3952 | 3.673 | 4.4424 | 3.7653 | 3.7182 | 3.1219 | 2.8267 | 2.4638 | 2.906 | 3.2842 | 3.0254 | 3.2148 | 3.8222 | 3.9791 | 4.3517
Program Specific1-in-2Size: Over 200kWOrange County2019February Monthly Peak | Program Specific | 1-in-2 | Size: Over 200kW | Orange County | 2019 | February Monthly Peak | 2 | 114.1843 | 109.8961 | 107.3775 | 108.5048 | 120.2555 | 150.7891 | 178.3524 | 191.1996 | 200.1924 | 201.7633 | 204.3624 | 205.8358 | 204.5993 | 201.9198 | 195.0425 | 181.6852 | 169.2222 | 162.9594 | 159.0183 | 154.257 | 148.5284 | 141.0506 | 130.834 | 123.8546 | 3.2352 | 2.4741 | 2.0819 | 0.42335 | 0.11622 | 0.74265 | 1.7819 | 1.6404 | -0.099698 | -0.81829 | 0.086597 | 0.81741 | 1.9633 | 6.4083 | 15.6716 | 14.2255 | 13.6621 | 12.4106 | 3.203 | 1.6971 | 0.39471 | 0.26078 | 0.60369 | -0.29026 | 52.4957 | 52.3378 | 52.3613 | 52.1973 | 51.5392 | 51.5882 | 51.2932 | 51.629 | 52.7864 | 55.7187 | 58.8454 | 61.5374 | 62.9553 | 63.5757 | 64.1353 | 63.9043 | 63.4107 | 62.2109 | 60.4542 | 58.8932 | 57.8255 | 56.5683 | 55.489 | 54.1015 | 4.8922 | 3.9293 | 4.253 | 3.8387 | 3.4802 | 3.8536 | 3.2765 | 3.0121 | 3.1662 | 3.4229 | 3.7171 | 4.5299 | 3.8585 | 3.8303 | 3.2322 | 2.9339 | 2.5477 | 2.9638 | 3.3764 | 3.099 | 3.2868 | 3.8833 | 4.0105 | 4.3645
Program Specific1-in-2Size: Over 200kWOrange County2019March Monthly Peak | Program Specific | 1-in-2 | Size: Over 200kW | Orange County | 2019 | March Monthly Peak | 3 | 117.9512 | 113.4838 | 109.5306 | 110.9096 | 122.0301 | 151.908 | 179.6907 | 192.1191 | 200.4785 | 202.047 | 204.9454 | 206.2742 | 206.0694 | 204.3127 | 197.8012 | 185.5334 | 173.0988 | 163.1399 | 158.3592 | 157.9762 | 153.0822 | 145.4515 | 134.8225 | 127.0357 | 3.3419 | 2.5549 | 2.1237 | 0.43273 | 0.11793 | 0.74816 | 1.7953 | 1.6483 | -0.099841 | -0.81944 | 0.086844 | 0.81915 | 1.9774 | 6.4843 | 15.8932 | 14.5268 | 13.975 | 12.4244 | 3.1897 | 1.738 | 0.40681 | 0.26892 | 0.6221 | -0.29771 | 52.9632 | 51.8686 | 51.2962 | 51.1121 | 50.6486 | 50.1813 | 49.8705 | 50.2294 | 52.3368 | 54.8468 | 58.1898 | 61.1997 | 63.2863 | 65.2661 | 66.7722 | 67.4703 | 67.5532 | 66.798 | 64.1583 | 60.4869 | 58.3807 | 56.6961 | 55.5758 | 53.8976 | 5.0535 | 4.0575 | 4.3383 | 3.9238 | 3.5316 | 3.8822 | 3.3011 | 3.0266 | 3.1707 | 3.4277 | 3.7277 | 4.5395 | 3.8862 | 3.8757 | 3.2779 | 2.9961 | 2.606 | 2.9671 | 3.3624 | 3.1737 | 3.3875 | 4.0045 | 4.1328 | 4.4766
Program Specific1-in-2Size: Over 200kWOrange County2019April Monthly Peak | Program Specific | 1-in-2 | Size: Over 200kW | Orange County | 2019 | April Monthly Peak | 4 | 119.5368 | 115.2029 | 111.4539 | 113.3223 | 124.3847 | 154.205 | 180.4073 | 194.5208 | 205.3944 | 210.634 | 216.0199 | 218.6839 | 218.953 | 217.728 | 210.7981 | 198.0078 | 184.7904 | 173.2543 | 164.624 | 164.5977 | 160.2339 | 151.8441 | 139.7907 | 131.1171 | 3.3868 | 2.5936 | 2.161 | 0.44214 | 0.12021 | 0.75947 | 1.8024 | 1.6689 | -0.10229 | -0.85426 | 0.091537 | 0.86843 | 2.101 | 6.91 | 16.9375 | 15.5035 | 14.9189 | 13.1946 | 3.3159 | 1.8108 | 0.42581 | 0.28074 | 0.64502 | -0.30728 | 63.6454 | 62.4268 | 61.4059 | 60.7406 | 59.6536 | 58.9174 | 58.1448 | 58.2267 | 60.7777 | 65.3055 | 70.4984 | 75.8262 | 80.6791 | 83.8968 | 85.7047 | 86.6916 | 86.3729 | 85.1884 | 82.8162 | 79.5354 | 74.3781 | 71.1406 | 68.9952 | 66.9425 | 5.1215 | 4.119 | 4.4145 | 4.0091 | 3.5997 | 3.9409 | 3.3142 | 3.0645 | 3.2485 | 3.5734 | 3.9291 | 4.8127 | 4.1292 | 4.1302 | 3.4933 | 3.1975 | 2.7821 | 3.1511 | 3.4954 | 3.3068 | 3.5458 | 4.1805 | 4.2851 | 4.6204
Program Specific1-in-2Size: Over 200kWOrange County2019May Monthly Peak | Program Specific | 1-in-2 | Size: Over 200kW | Orange County | 2019 | May Monthly Peak | 5 | 121.3638 | 116.7341 | 112.7577 | 114.7725 | 126.5756 | 157.2685 | 182.1366 | 198.9253 | 212.6565 | 219.108 | 225.3211 | 227.7023 | 227.6712 | 226.6458 | 219.7534 | 206.0027 | 191.8397 | 179.2472 | 170.1645 | 167.4959 | 165.1784 | 156.8637 | 144.0948 | 136.1865 | 3.4386 | 2.6281 | 2.1863 | 0.4478 | 0.12232 | 0.77456 | 1.8197 | 1.7067 | -0.10591 | -0.88863 | 0.095479 | 0.90424 | 2.1847 | 7.1931 | 17.6571 | 16.1295 | 15.4881 | 13.6511 | 3.4275 | 1.8427 | 0.43895 | 0.29002 | 0.66488 | -0.31916 | 66.3082 | 65.1435 | 63.896 | 62.7635 | 61.9879 | 60.9746 | 60.4973 | 60.8731 | 63.7221 | 67.8199 | 72.3845 | 77.239 | 81.7082 | 84.8552 | 87.0451 | 88.2394 | 88.5913 | 87.5374 | 85.095 | 81.9908 | 77.4438 | 74.013 | 72.0745 | 70.331 | 5.1997 | 4.1738 | 4.4661 | 4.0604 | 3.6631 | 4.0191 | 3.346 | 3.1339 | 3.3633 | 3.7172 | 4.0983 | 5.0111 | 4.2936 | 4.2994 | 3.6417 | 3.3266 | 2.8882 | 3.2601 | 3.6131 | 3.365 | 3.6552 | 4.3187 | 4.417 | 4.7991
Program Specific1-in-2Size: Over 200kWOrange County2019June Monthly Peak | Program Specific | 1-in-2 | Size: Over 200kW | Orange County | 2019 | June Monthly Peak | 6 | 132.5796 | 127.7743 | 122.4099 | 124.4458 | 134.7339 | 162.9919 | 188.5772 | 205.0784 | 217.4237 | 223.4716 | 228.3995 | 229.5134 | 226.7716 | 225.0017 | 218.8151 | 208.7768 | 196.1011 | 183.609 | 176.8394 | 174.1027 | 172.3363 | 164.9942 | 152.1435 | 144.667 | 2.8584 | 2.2173 | 1.7766 | 0.16243 | -0.23384 | 0.25166 | 1.1979 | 1.2402 | 0.10482 | -0.39098 | 0.015858 | 0.66356 | 2.0102 | 6.8455 | 17.4239 | 16.2222 | 15.5448 | 13.8037 | 3.7927 | 1.5538 | 0.22338 | 0.099307 | 0.33778 | -0.4461 | 69.1453 | 67.9063 | 66.6602 | 65.7061 | 64.8652 | 64.1426 | 63.4118 | 63.9873 | 67.1518 | 71.8098 | 75.9386 | 80.0723 | 83.1094 | 85.6704 | 87.6559 | 88.8645 | 89.5045 | 88.9767 | 87.4284 | 84.489 | 80.605 | 76.3976 | 73.6684 | 71.8287 | 5.5202 | 4.4398 | 4.7118 | 4.2786 | 3.7894 | 4.048 | 3.3667 | 3.1398 | 3.3418 | 3.6844 | 4.0372 | 4.9087 | 4.1561 | 4.1479 | 3.524 | 3.2764 | 2.8692 | 3.2453 | 3.649 | 3.3992 | 3.7062 | 4.4145 | 4.5323 | 4.9543
Program Specific1-in-2Size: Over 200kWOrange County2019July Monthly Peak | Program Specific | 1-in-2 | Size: Over 200kW | Orange County | 2019 | July Monthly Peak | 7 | 136.2844 | 131.0499 | 126.9568 | 128.789 | 140.0207 | 170.3882 | 196.8675 | 211.8836 | 223.4883 | 230.0625 | 235.3237 | 236.6716 | 235.009 | 233.0724 | 227.8904 | 218.4229 | 206.2301 | 194.1219 | 186.6828 | 182.4054 | 178.9303 | 171.4515 | 158.6123 | 150.6756 | 1.2258 | 1.0195 | 0.69417 | -0.45229 | -0.94492 | -0.80573 | -0.078307 | 0.28613 | 0.51413 | 0.58179 | -0.13835 | 0.21005 | 1.7643 | 6.5234 | 17.8418 | 16.7301 | 15.7873 | 14.2419 | 4.4556 | 0.92514 | -0.21995 | -0.29345 | -0.35235 | -0.67153 | 71.9338 | 71.0955 | 70.2094 | 69.2933 | 68.5008 | 67.9027 | 67.738 | 68.1448 | 70.5238 | 75.0102 | 81.2762 | 85.1542 | 88.7789 | 91.5378 | 93.5851 | 94.3433 | 94.8454 | 94.0794 | 92.2882 | 89.51 | 85.4222 | 81.1549 | 78.3312 | 76.7555 | 5.5064 | 4.4187 | 4.7421 | 4.2968 | 3.8214 | 4.1064 | 3.4106 | 3.1479 | 3.3333 | 3.6807 | 4.0364 | 4.9118 | 4.1795 | 4.1694 | 3.5614 | 3.3263 | 2.928 | 3.3295 | 3.738 | 3.4558 | 3.734 | 4.4514 | 4.5851 | 5.0072
Program Specific1-in-2Size: Over 200kWOrange County2019August Monthly Peak | Program Specific | 1-in-2 | Size: Over 200kW | Orange County | 2019 | August Monthly Peak | 8 | 139.7228 | 133.711 | 129.3202 | 131.6026 | 143.2364 | 174.8888 | 204.528 | 221.658 | 236.1887 | 244.8758 | 251.7076 | 254.3234 | 253.5619 | 252.1982 | 246.0523 | 233.766 | 219.2773 | 204.9054 | 195.1088 | 191.4424 | 186.8519 | 176.6353 | 162.9325 | 155.0774 | -0.46431 | -0.21455 | -0.43958 | -1.0836 | -1.6705 | -1.9024 | -1.4347 | -0.72127 | 0.96435 | 1.6462 | -0.31017 | -0.27379 | 1.5663 | 6.4566 | 18.9411 | 17.6518 | 16.2019 | 14.6686 | 5.1196 | 0.24791 | -0.69226 | -0.7029 | -1.0713 | -0.89988 | 77.1444 | 75.8827 | 74.9592 | 73.7864 | 73.346 | 72.4898 | 72.1863 | 72.3813 | 74.8138 | 80.0088 | 85.1424 | 89.8333 | 93.1924 | 95.5797 | 97.0823 | 97.3301 | 97.5189 | 96.3737 | 94.2362 | 91.263 | 86.7762 | 82.9141 | 80.8224 | 79.0336 | 5.6658 | 4.5248 | 4.8479 | 4.4066 | 3.9234 | 4.2302 | 3.5562 | 3.305 | 3.5355 | 3.9319 | 4.3331 | 5.2973 | 4.5258 | 4.5279 | 3.8592 | 3.5729 | 3.1245 | 3.5272 | 3.9209 | 3.6402 | 3.9135 | 4.6027 | 4.727 | 5.1722
Program Specific1-in-2Size: Over 200kWOrange County2019September Monthly Peak | Program Specific | 1-in-2 | Size: Over 200kW | Orange County | 2019 | September Monthly Peak | 9 | 137.0926 | 131.8399 | 127.8645 | 129.8492 | 141.5418 | 172.7328 | 202.9452 | 220.2847 | 236.2982 | 243.9614 | 250.4692 | 253.1264 | 252.6166 | 251.3208 | 244.1457 | 230.3657 | 215.272 | 200.6187 | 192.1976 | 191.834 | 183.9366 | 174.2428 | 160.5883 | 152.3387 | 0.75861 | 0.67806 | 0.38059 | -0.62828 | -1.1506 | -1.1152 | -0.45803 | 0.0125 | 0.66194 | 0.90441 | -0.1926 | 0.084971 | 1.8021 | 6.8656 | 19.0245 | 17.5747 | 16.3183 | 14.6183 | 4.7153 | 0.76939 | -0.35405 | -0.40925 | -0.55319 | -0.73655 | 71.5882 | 70.2931 | 69.5723 | 69.1597 | 68.7494 | 68.0865 | 68.3137 | 68.3557 | 69.7932 | 75.289 | 83.0552 | 88.5912 | 93.1359 | 95.7587 | 96.7547 | 97.0149 | 96.8175 | 95.5623 | 93.0014 | 88.9634 | 85.4559 | 82.9167 | 81.1108 | 79.3234 | 5.5259 | 4.4348 | 4.7646 | 4.3218 | 3.8537 | 4.153 | 3.5075 | 3.2649 | 3.516 | 3.8938 | 4.2859 | 5.2408 | 4.4819 | 4.4852 | 3.8064 | 3.4998 | 3.0491 | 3.4327 | 3.8393 | 3.6258 | 3.8293 | 4.5131 | 4.6311 | 5.0504
Program Specific1-in-2Size: Over 200kWOrange County2019October Monthly Peak | Program Specific | 1-in-2 | Size: Over 200kW | Orange County | 2019 | October Monthly Peak | 10 | 130.6362 | 125.719 | 120.3609 | 121.1671 | 132.7558 | 163.2817 | 192.3043 | 207.3835 | 222.2145 | 230.6332 | 239.7405 | 243.8824 | 244.7901 | 244.6666 | 237.4982 | 222.9531 | 207.2137 | 193.7464 | 188.6562 | 184.4446 | 174.6123 | 164.8831 | 152.6086 | 143.5815 | 1.6664 | 1.3383 | 0.98401 | -0.25081 | -0.69668 | -0.46553 | 0.31208 | 0.57164 | 0.39025 | 0.28787 | -0.093773 | 0.36272 | 1.9372 | 7.0263 | 18.689 | 17.1509 | 16.0311 | 14.3195 | 4.366 | 1.1482 | -0.082645 | -0.16803 | -0.13612 | -0.58089 | 71.2422 | 69.7893 | 69.0674 | 68.6813 | 67.8528 | 67.0575 | 67.779 | 69.3078 | 69.6578 | 73.5468 | 78.377 | 83.3865 | 87.0481 | 89.5293 | 91.2671 | 92.0598 | 91.9911 | 90.6053 | 87.7745 | 83.6178 | 79.9571 | 77.0729 | 74.9828 | 73.2025 | 5.3077 | 4.2626 | 4.5208 | 4.0651 | 3.6434 | 3.9571 | 3.3502 | 3.0982 | 3.3328 | 3.7104 | 4.1351 | 5.0897 | 4.3778 | 4.4013 | 3.7323 | 3.4142 | 2.9584 | 3.3416 | 3.7986 | 3.5139 | 3.6642 | 4.3048 | 4.4361 | 4.7981
Program Specific1-in-2Size: Over 200kWOrange County2019November Monthly Peak | Program Specific | 1-in-2 | Size: Over 200kW | Orange County | 2019 | November Monthly Peak | 11 | 122.4916 | 118.0745 | 114.5474 | 115.8455 | 127.1865 | 156.4314 | 182.0093 | 196.2474 | 208.0208 | 214.3248 | 220.5839 | 222.5891 | 222.5102 | 221.239 | 214.1561 | 200.162 | 187.3462 | 181.1839 | 172.26 | 166.8966 | 159.7941 | 151.733 | 140.8636 | 133.4452 | 3.4705 | 2.6582 | 2.221 | 0.45199 | 0.12291 | 0.77044 | 1.8184 | 1.6837 | -0.1036 | -0.86923 | 0.093471 | 0.88394 | 2.1352 | 7.0215 | 17.2073 | 15.6721 | 15.1253 | 13.7985 | 3.4697 | 1.8361 | 0.42465 | 0.28053 | 0.64997 | -0.31273 | 60.5278 | 60.0426 | 59.6706 | 59.1068 | 58.6799 | 58.933 | 58.5552 | 58.5242 | 62.6014 | 67.5871 | 73.9657 | 79.1184 | 82.8966 | 84.346 | 85.0291 | 84.4947 | 82.517 | 78.2014 | 73.565 | 70.7094 | 68.5357 | 66.6519 | 65.1012 | 63.7419 | 5.2481 | 4.2217 | 4.537 | 4.0984 | 3.6808 | 3.9978 | 3.3437 | 3.0917 | 3.29 | 3.636 | 4.0121 | 4.8986 | 4.1962 | 4.1968 | 3.549 | 3.2323 | 2.8205 | 3.2953 | 3.6576 | 3.353 | 3.5361 | 4.1774 | 4.3179 | 4.7025
Program Specific1-in-2Size: Over 200kWOrange County2019December Monthly Peak | Program Specific | 1-in-2 | Size: Over 200kW | Orange County | 2019 | December Monthly Peak | 12 | 115.7424 | 111.3858 | 108.5738 | 108.826 | 120.0234 | 149.5146 | 176.8804 | 188.8114 | 197.1767 | 197.8896 | 199.5887 | 198.1221 | 195.0313 | 191.4686 | 184.0933 | 172.6526 | 163.8501 | 160.6438 | 154.9013 | 150.9191 | 145.1644 | 139.1448 | 129.8021 | 123.5609 | 3.2793 | 2.5076 | 2.1051 | 0.4246 | 0.11599 | 0.73637 | 1.7672 | 1.6199 | -0.098196 | -0.80257 | 0.084575 | 0.78677 | 1.8715 | 6.0766 | 14.7918 | 13.5182 | 13.2283 | 12.2343 | 3.1201 | 1.6604 | 0.38577 | 0.25726 | 0.59893 | -0.28957 | 47.8768 | 47.2008 | 46.4937 | 45.6171 | 45.0945 | 44.2339 | 43.9206 | 43.7535 | 44.274 | 46.8855 | 49.0345 | 50.7098 | 52.3077 | 53.4402 | 53.9167 | 53.9011 | 53.2785 | 52.3765 | 51.0947 | 49.8577 | 49.0922 | 48.2242 | 47.4858 | 46.7869 | 4.9589 | 3.9825 | 4.3004 | 3.8501 | 3.4735 | 3.821 | 3.2494 | 2.9745 | 3.1185 | 3.3572 | 3.6302 | 4.3601 | 3.678 | 3.6321 | 3.0508 | 2.7881 | 2.4668 | 2.9217 | 3.289 | 3.032 | 3.2123 | 3.8309 | 3.9789 | 4.3541
Program Specific1-in-2Size: Over 200kWOrange County2019Typical Event Day | Program Specific | 1-in-2 | Size: Over 200kW | Orange County | 2019 | Typical Event Day | 8 | 138.4435 | 132.4184 | 128.0041 | 130.2841 | 141.7693 | 173.0689 | 202.3734 | 218.301 | 231.3538 | 238.3505 | 243.6101 | 245.2854 | 243.9827 | 242.7001 | 236.6977 | 224.9189 | 211.0813 | 197.5852 | 189.1598 | 185.9301 | 182.0915 | 172.4677 | 159.311 | 151.9563 | 1.134 | 0.94915 | 0.62589 | -0.49765 | -1.0021 | -0.88779 | -0.16781 | 0.22926 | 0.55912 | 0.66793 | -0.15346 | 0.18628 | 1.8105 | 6.7551 | 18.511 | 17.2117 | 16.122 | 14.4731 | 4.544 | 0.89722 | -0.25323 | -0.3207 | -0.39913 | -0.69057 | 72.4529 | 71.2944 | 70.3503 | 69.4864 | 68.8653 | 68.1554 | 67.9124 | 68.2173 | 70.5706 | 75.5295 | 81.3531 | 85.9128 | 89.5541 | 92.1366 | 93.7695 | 94.3882 | 94.6716 | 93.748 | 91.7386 | 88.5563 | 84.5648 | 80.8458 | 78.4832 | 76.7353 | 5.5892 | 4.4613 | 4.7774 | 4.3432 | 3.8661 | 4.1677 | 3.5032 | 3.2406 | 3.4479 | 3.8103 | 4.1752 | 5.0866 | 4.3357 | 4.3382 | 3.6962 | 3.4225 | 2.9945 | 3.3862 | 3.7846 | 3.5198 | 3.797 | 4.4743 | 4.6016 | 5.0458
Program Specific1-in-2Size: Over 200kWOrange County2020January Monthly Peak | Program Specific | 1-in-2 | Size: Over 200kW | Orange County | 2020 | January Monthly Peak | 1 | 113.5775 | 109.6113 | 106.375 | 107.2876 | 118.8826 | 150.0034 | 178.4714 | 191.4123 | 200.4434 | 200.1318 | 201.9417 | 201.8595 | 199.6588 | 196.0081 | 188.3883 | 175.043 | 163.6528 | 159.7787 | 154.6764 | 150.5939 | 145.2752 | 138.8314 | 129.8082 | 123.4925 | 3.218 | 2.4677 | 2.0625 | 0.4186 | 0.11489 | 0.73878 | 1.7831 | 1.6422 | -0.099823 | -0.81167 | 0.085572 | 0.80162 | 1.9159 | 6.2207 | 15.1369 | 13.7054 | 13.2124 | 12.1684 | 3.1156 | 1.6568 | 0.38606 | 0.25668 | 0.59896 | -0.28941 | 52.3428 | 51.8703 | 51.3875 | 50.8273 | 50.7284 | 50.3666 | 50.2132 | 50.2513 | 50.8232 | 52.121 | 53.7993 | 54.9296 | 55.2641 | 56.183 | 56.6962 | 56.5695 | 56.2471 | 55.7322 | 54.6651 | 53.562 | 52.7753 | 52.6397 | 52.689 | 52.1025 | 4.8662 | 3.9191 | 4.2133 | 3.7956 | 3.4405 | 3.8335 | 3.2787 | 3.0155 | 3.1702 | 3.3952 | 3.673 | 4.4424 | 3.7653 | 3.7182 | 3.1219 | 2.8267 | 2.4638 | 2.906 | 3.2842 | 3.0254 | 3.2148 | 3.8222 | 3.9791 | 4.3517
Program Specific1-in-2Size: Over 200kWOrange County2020February Monthly Peak | Program Specific | 1-in-2 | Size: Over 200kW | Orange County | 2020 | February Monthly Peak | 2 | 114.1843 | 109.8961 | 107.3775 | 108.5048 | 120.2555 | 150.7891 | 178.3524 | 191.1996 | 200.1924 | 201.7633 | 204.3624 | 205.8358 | 204.5993 | 201.9198 | 195.0425 | 181.6851 | 169.2222 | 162.9594 | 159.0183 | 154.257 | 148.5284 | 141.0506 | 130.834 | 123.8545 | 3.2352 | 2.4741 | 2.0819 | 0.42335 | 0.11622 | 0.74265 | 1.7819 | 1.6404 | -0.099698 | -0.81829 | 0.086597 | 0.81741 | 1.9633 | 6.4083 | 15.6716 | 14.2255 | 13.6621 | 12.4106 | 3.203 | 1.6971 | 0.39471 | 0.26078 | 0.60369 | -0.29026 | 52.4957 | 52.3378 | 52.3613 | 52.1973 | 51.5392 | 51.5882 | 51.2932 | 51.629 | 52.7864 | 55.7187 | 58.8454 | 61.5374 | 62.9553 | 63.5757 | 64.1353 | 63.9043 | 63.4107 | 62.2108 | 60.4542 | 58.8932 | 57.8255 | 56.5683 | 55.489 | 54.1015 | 4.8922 | 3.9293 | 4.253 | 3.8387 | 3.4802 | 3.8536 | 3.2765 | 3.0121 | 3.1662 | 3.4229 | 3.7171 | 4.5299 | 3.8585 | 3.8303 | 3.2322 | 2.9339 | 2.5477 | 2.9638 | 3.3764 | 3.099 | 3.2868 | 3.8833 | 4.0105 | 4.3645
Program Specific1-in-2Size: Over 200kWOrange County2020March Monthly Peak | Program Specific | 1-in-2 | Size: Over 200kW | Orange County | 2020 | March Monthly Peak | 3 | 117.9512 | 113.4838 | 109.5306 | 110.9096 | 122.0301 | 151.908 | 179.6907 | 192.1191 | 200.4785 | 202.047 | 204.9454 | 206.2742 | 206.0694 | 204.3127 | 197.8012 | 185.5334 | 173.0988 | 163.1399 | 158.3591 | 157.9762 | 153.0822 | 145.4515 | 134.8225 | 127.0357 | 3.3419 | 2.5549 | 2.1237 | 0.43273 | 0.11793 | 0.74816 | 1.7953 | 1.6483 | -0.099841 | -0.81944 | 0.086844 | 0.81915 | 1.9774 | 6.4843 | 15.8932 | 14.5268 | 13.975 | 12.4244 | 3.1897 | 1.738 | 0.40681 | 0.26892 | 0.6221 | -0.29771 | 52.9632 | 51.8686 | 51.2962 | 51.1121 | 50.6486 | 50.1813 | 49.8705 | 50.2294 | 52.3368 | 54.8468 | 58.1898 | 61.1997 | 63.2863 | 65.2661 | 66.7722 | 67.4703 | 67.5532 | 66.798 | 64.1583 | 60.4869 | 58.3807 | 56.6961 | 55.5758 | 53.8976 | 5.0535 | 4.0575 | 4.3383 | 3.9238 | 3.5316 | 3.8822 | 3.3011 | 3.0266 | 3.1707 | 3.4277 | 3.7277 | 4.5395 | 3.8862 | 3.8757 | 3.2779 | 2.9961 | 2.606 | 2.9671 | 3.3624 | 3.1737 | 3.3875 | 4.0045 | 4.1328 | 4.4766
Program Specific1-in-2Size: Over 200kWOrange County2020April Monthly Peak | Program Specific | 1-in-2 | Size: Over 200kW | Orange County | 2020 | April Monthly Peak | 4 | 119.5368 | 115.2029 | 111.4539 | 113.3223 | 124.3847 | 154.205 | 180.4073 | 194.5208 | 205.3944 | 210.634 | 216.0199 | 218.6839 | 218.953 | 217.728 | 210.7981 | 198.0078 | 184.7904 | 173.2543 | 164.624 | 164.5977 | 160.2339 | 151.844 | 139.7907 | 131.1171 | 3.3868 | 2.5936 | 2.161 | 0.44214 | 0.12021 | 0.75947 | 1.8024 | 1.6689 | -0.10229 | -0.85426 | 0.091537 | 0.86843 | 2.101 | 6.91 | 16.9375 | 15.5035 | 14.9189 | 13.1946 | 3.3159 | 1.8108 | 0.42581 | 0.28074 | 0.64502 | -0.30728 | 63.6454 | 62.4268 | 61.4059 | 60.7406 | 59.6536 | 58.9174 | 58.1448 | 58.2267 | 60.7777 | 65.3055 | 70.4984 | 75.8262 | 80.6791 | 83.8968 | 85.7047 | 86.6916 | 86.3729 | 85.1884 | 82.8162 | 79.5354 | 74.3781 | 71.1406 | 68.9952 | 66.9425 | 5.1215 | 4.119 | 4.4145 | 4.0091 | 3.5997 | 3.9409 | 3.3142 | 3.0645 | 3.2485 | 3.5734 | 3.9291 | 4.8127 | 4.1292 | 4.1302 | 3.4933 | 3.1975 | 2.7821 | 3.1511 | 3.4954 | 3.3068 | 3.5458 | 4.1805 | 4.2851 | 4.6204
Program Specific1-in-2Size: Over 200kWOrange County2020May Monthly Peak | Program Specific | 1-in-2 | Size: Over 200kW | Orange County | 2020 | May Monthly Peak | 5 | 121.3638 | 116.7341 | 112.7577 | 114.7725 | 126.5756 | 157.2685 | 182.1366 | 198.9253 | 212.6565 | 219.1081 | 225.3211 | 227.7023 | 227.6712 | 226.6458 | 219.7534 | 206.0027 | 191.8397 | 179.2472 | 170.1645 | 167.4959 | 165.1785 | 156.8637 | 144.0948 | 136.1865 | 3.4386 | 2.6281 | 2.1863 | 0.4478 | 0.12232 | 0.77456 | 1.8197 | 1.7067 | -0.10591 | -0.88863 | 0.095479 | 0.90424 | 2.1847 | 7.1931 | 17.6571 | 16.1295 | 15.4881 | 13.6511 | 3.4275 | 1.8427 | 0.43895 | 0.29002 | 0.66488 | -0.31916 | 66.3082 | 65.1435 | 63.896 | 62.7635 | 61.9879 | 60.9746 | 60.4973 | 60.8731 | 63.7221 | 67.8199 | 72.3845 | 77.239 | 81.7082 | 84.8552 | 87.0451 | 88.2394 | 88.5913 | 87.5374 | 85.095 | 81.9908 | 77.4438 | 74.0131 | 72.0745 | 70.331 | 5.1998 | 4.1738 | 4.4661 | 4.0604 | 3.6631 | 4.0191 | 3.346 | 3.1339 | 3.3633 | 3.7172 | 4.0983 | 5.0111 | 4.2936 | 4.2994 | 3.6417 | 3.3266 | 2.8882 | 3.2601 | 3.6131 | 3.365 | 3.6552 | 4.3187 | 4.417 | 4.7991
Program Specific1-in-2Size: Over 200kWOrange County2020June Monthly Peak | Program Specific | 1-in-2 | Size: Over 200kW | Orange County | 2020 | June Monthly Peak | 6 | 132.5797 | 127.7743 | 122.4099 | 124.4458 | 134.7339 | 162.9919 | 188.5772 | 205.0784 | 217.4237 | 223.4716 | 228.3995 | 229.5133 | 226.7716 | 225.0017 | 218.8151 | 208.7767 | 196.1011 | 183.609 | 176.8394 | 174.1027 | 172.3363 | 164.9942 | 152.1435 | 144.667 | 2.8584 | 2.2173 | 1.7766 | 0.16243 | -0.23384 | 0.25166 | 1.1979 | 1.2402 | 0.10482 | -0.39098 | 0.015858 | 0.66356 | 2.0102 | 6.8455 | 17.4239 | 16.2222 | 15.5448 | 13.8037 | 3.7927 | 1.5538 | 0.22338 | 0.099307 | 0.33778 | -0.4461 | 69.1453 | 67.9063 | 66.6602 | 65.7061 | 64.8652 | 64.1426 | 63.4118 | 63.9873 | 67.1518 | 71.8098 | 75.9386 | 80.0723 | 83.1094 | 85.6704 | 87.6559 | 88.8645 | 89.5044 | 88.9767 | 87.4284 | 84.489 | 80.605 | 76.3976 | 73.6684 | 71.8287 | 5.5202 | 4.4398 | 4.7118 | 4.2786 | 3.7894 | 4.048 | 3.3667 | 3.1398 | 3.3418 | 3.6844 | 4.0372 | 4.9087 | 4.1561 | 4.1479 | 3.524 | 3.2764 | 2.8692 | 3.2453 | 3.649 | 3.3992 | 3.7062 | 4.4145 | 4.5323 | 4.9543
Program Specific1-in-2Size: Over 200kWOrange County2020July Monthly Peak | Program Specific | 1-in-2 | Size: Over 200kW | Orange County | 2020 | July Monthly Peak | 7 | 136.2844 | 131.0499 | 126.9568 | 128.789 | 140.0207 | 170.3882 | 196.8675 | 211.8836 | 223.4883 | 230.0625 | 235.3237 | 236.6716 | 235.009 | 233.0724 | 227.8904 | 218.4229 | 206.2301 | 194.1219 | 186.6828 | 182.4054 | 178.9303 | 171.4515 | 158.6123 | 150.6756 | 1.2258 | 1.0195 | 0.69417 | -0.45229 | -0.94492 | -0.80573 | -0.078307 | 0.28613 | 0.51413 | 0.58179 | -0.13835 | 0.21005 | 1.7643 | 6.5234 | 17.8418 | 16.7301 | 15.7873 | 14.2419 | 4.4556 | 0.92514 | -0.21995 | -0.29345 | -0.35235 | -0.67153 | 71.9338 | 71.0955 | 70.2094 | 69.2933 | 68.5008 | 67.9027 | 67.738 | 68.1447 | 70.5238 | 75.0102 | 81.2762 | 85.1542 | 88.7789 | 91.5378 | 93.5851 | 94.3433 | 94.8454 | 94.0794 | 92.2882 | 89.51 | 85.4222 | 81.1549 | 78.3312 | 76.7555 | 5.5064 | 4.4187 | 4.7421 | 4.2968 | 3.8214 | 4.1064 | 3.4106 | 3.1479 | 3.3333 | 3.6807 | 4.0364 | 4.9118 | 4.1795 | 4.1694 | 3.5614 | 3.3263 | 2.928 | 3.3295 | 3.738 | 3.4558 | 3.734 | 4.4514 | 4.5851 | 5.0072
Program Specific1-in-2Size: Over 200kWOrange County2020August Monthly Peak | Program Specific | 1-in-2 | Size: Over 200kW | Orange County | 2020 | August Monthly Peak | 8 | 139.7228 | 133.711 | 129.3202 | 131.6026 | 143.2364 | 174.8888 | 204.528 | 221.658 | 236.1887 | 244.8758 | 251.7075 | 254.3234 | 253.5619 | 252.1982 | 246.0523 | 233.766 | 219.2773 | 204.9054 | 195.1088 | 191.4424 | 186.8519 | 176.6353 | 162.9325 | 155.0774 | -0.46431 | -0.21455 | -0.43958 | -1.0836 | -1.6705 | -1.9024 | -1.4347 | -0.72127 | 0.96435 | 1.6462 | -0.31017 | -0.27379 | 1.5663 | 6.4566 | 18.9411 | 17.6518 | 16.2019 | 14.6686 | 5.1196 | 0.24791 | -0.69226 | -0.7029 | -1.0713 | -0.89988 | 77.1444 | 75.8827 | 74.9592 | 73.7864 | 73.346 | 72.4898 | 72.1863 | 72.3814 | 74.8138 | 80.0088 | 85.1424 | 89.8333 | 93.1924 | 95.5797 | 97.0823 | 97.3301 | 97.519 | 96.3737 | 94.2362 | 91.263 | 86.7762 | 82.9141 | 80.8224 | 79.0336 | 5.6658 | 4.5248 | 4.8479 | 4.4066 | 3.9234 | 4.2302 | 3.5562 | 3.305 | 3.5355 | 3.9319 | 4.3331 | 5.2973 | 4.5258 | 4.5279 | 3.8592 | 3.5729 | 3.1245 | 3.5272 | 3.9209 | 3.6402 | 3.9135 | 4.6027 | 4.727 | 5.1722
Program Specific1-in-2Size: Over 200kWOrange County2020September Monthly Peak | Program Specific | 1-in-2 | Size: Over 200kW | Orange County | 2020 | September Monthly Peak | 9 | 137.0927 | 131.8399 | 127.8645 | 129.8492 | 141.5418 | 172.7328 | 202.9452 | 220.2847 | 236.2982 | 243.9614 | 250.4692 | 253.1264 | 252.6166 | 251.3208 | 244.1457 | 230.3657 | 215.272 | 200.6187 | 192.1976 | 191.834 | 183.9366 | 174.2428 | 160.5883 | 152.3387 | 0.75861 | 0.67806 | 0.38059 | -0.62828 | -1.1506 | -1.1152 | -0.45803 | 0.0125 | 0.66194 | 0.90441 | -0.1926 | 0.084971 | 1.8021 | 6.8656 | 19.0245 | 17.5747 | 16.3183 | 14.6183 | 4.7153 | 0.76939 | -0.35405 | -0.40925 | -0.55319 | -0.73655 | 71.5882 | 70.2931 | 69.5723 | 69.1597 | 68.7494 | 68.0865 | 68.3137 | 68.3557 | 69.7932 | 75.2891 | 83.0552 | 88.5912 | 93.1359 | 95.7587 | 96.7547 | 97.0149 | 96.8175 | 95.5623 | 93.0014 | 88.9634 | 85.4559 | 82.9167 | 81.1108 | 79.3234 | 5.5259 | 4.4348 | 4.7646 | 4.3218 | 3.8537 | 4.153 | 3.5075 | 3.2649 | 3.516 | 3.8938 | 4.2859 | 5.2408 | 4.4819 | 4.4852 | 3.8064 | 3.4998 | 3.0491 | 3.4327 | 3.8393 | 3.6258 | 3.8293 | 4.5131 | 4.6311 | 5.0504
Program Specific1-in-2Size: Over 200kWOrange County2020October Monthly Peak | Program Specific | 1-in-2 | Size: Over 200kW | Orange County | 2020 | October Monthly Peak | 10 | 130.6362 | 125.7189 | 120.3609 | 121.1671 | 132.7558 | 163.2817 | 192.3043 | 207.3835 | 222.2145 | 230.6332 | 239.7405 | 243.8824 | 244.7901 | 244.6666 | 237.4982 | 222.9531 | 207.2137 | 193.7464 | 188.6562 | 184.4446 | 174.6123 | 164.8831 | 152.6086 | 143.5815 | 1.6664 | 1.3383 | 0.98401 | -0.25081 | -0.69668 | -0.46553 | 0.31208 | 0.57164 | 0.39025 | 0.28787 | -0.093773 | 0.36272 | 1.9372 | 7.0263 | 18.689 | 17.1509 | 16.0311 | 14.3195 | 4.366 | 1.1482 | -0.082645 | -0.16803 | -0.13612 | -0.58089 | 71.2422 | 69.7893 | 69.0674 | 68.6813 | 67.8528 | 67.0575 | 67.779 | 69.3078 | 69.6578 | 73.5468 | 78.377 | 83.3865 | 87.0481 | 89.5293 | 91.2671 | 92.0598 | 91.9911 | 90.6053 | 87.7745 | 83.6178 | 79.9571 | 77.0729 | 74.9828 | 73.2025 | 5.3077 | 4.2626 | 4.5208 | 4.0651 | 3.6434 | 3.9571 | 3.3502 | 3.0982 | 3.3328 | 3.7104 | 4.1351 | 5.0897 | 4.3778 | 4.4013 | 3.7323 | 3.4142 | 2.9584 | 3.3416 | 3.7986 | 3.5139 | 3.6642 | 4.3048 | 4.4361 | 4.7981
Program Specific1-in-2Size: Over 200kWOrange County2020November Monthly Peak | Program Specific | 1-in-2 | Size: Over 200kW | Orange County | 2020 | November Monthly Peak | 11 | 122.4916 | 118.0745 | 114.5474 | 115.8455 | 127.1865 | 156.4314 | 182.0093 | 196.2474 | 208.0208 | 214.3248 | 220.5839 | 222.5891 | 222.5102 | 221.239 | 214.1562 | 200.162 | 187.3462 | 181.1839 | 172.26 | 166.8966 | 159.7941 | 151.733 | 140.8636 | 133.4452 | 3.4705 | 2.6582 | 2.221 | 0.45199 | 0.12291 | 0.77044 | 1.8184 | 1.6837 | -0.1036 | -0.86923 | 0.093471 | 0.88394 | 2.1352 | 7.0215 | 17.2073 | 15.6721 | 15.1253 | 13.7985 | 3.4697 | 1.8361 | 0.42465 | 0.28053 | 0.64997 | -0.31273 | 60.5278 | 60.0426 | 59.6706 | 59.1068 | 58.6799 | 58.933 | 58.5552 | 58.5242 | 62.6014 | 67.5871 | 73.9657 | 79.1184 | 82.8966 | 84.346 | 85.0291 | 84.4947 | 82.517 | 78.2014 | 73.565 | 70.7094 | 68.5357 | 66.6519 | 65.1012 | 63.7419 | 5.2481 | 4.2217 | 4.537 | 4.0984 | 3.6808 | 3.9978 | 3.3437 | 3.0917 | 3.29 | 3.636 | 4.0121 | 4.8986 | 4.1962 | 4.1968 | 3.549 | 3.2323 | 2.8205 | 3.2953 | 3.6576 | 3.353 | 3.5361 | 4.1774 | 4.3179 | 4.7025
Program Specific1-in-2Size: Over 200kWOrange County2020December Monthly Peak | Program Specific | 1-in-2 | Size: Over 200kW | Orange County | 2020 | December Monthly Peak | 12 | 115.7424 | 111.3858 | 108.5738 | 108.826 | 120.0234 | 149.5146 | 176.8804 | 188.8114 | 197.1767 | 197.8896 | 199.5887 | 198.1221 | 195.0313 | 191.4686 | 184.0933 | 172.6526 | 163.8501 | 160.6438 | 154.9013 | 150.9191 | 145.1644 | 139.1448 | 129.8021 | 123.5609 | 3.2793 | 2.5076 | 2.1051 | 0.4246 | 0.11599 | 0.73637 | 1.7672 | 1.6199 | -0.098196 | -0.80257 | 0.084575 | 0.78677 | 1.8715 | 6.0766 | 14.7918 | 13.5182 | 13.2283 | 12.2343 | 3.1201 | 1.6604 | 0.38577 | 0.25726 | 0.59893 | -0.28957 | 47.8768 | 47.2008 | 46.4937 | 45.6171 | 45.0945 | 44.2339 | 43.9206 | 43.7535 | 44.274 | 46.8855 | 49.0345 | 50.7098 | 52.3077 | 53.4402 | 53.9167 | 53.9011 | 53.2785 | 52.3765 | 51.0947 | 49.8577 | 49.0922 | 48.2242 | 47.4858 | 46.7869 | 4.9589 | 3.9825 | 4.3004 | 3.8501 | 3.4735 | 3.821 | 3.2494 | 2.9745 | 3.1185 | 3.3572 | 3.6302 | 4.3601 | 3.678 | 3.6321 | 3.0508 | 2.7881 | 2.4668 | 2.9217 | 3.289 | 3.032 | 3.2123 | 3.8309 | 3.9789 | 4.3541
Program Specific1-in-2Size: Over 200kWOrange County2020Typical Event Day | Program Specific | 1-in-2 | Size: Over 200kW | Orange County | 2020 | Typical Event Day | 8 | 138.4435 | 132.4184 | 128.0041 | 130.2841 | 141.7693 | 173.0689 | 202.3734 | 218.301 | 231.3538 | 238.3505 | 243.6101 | 245.2855 | 243.9827 | 242.7001 | 236.6977 | 224.9189 | 211.0813 | 197.5852 | 189.1598 | 185.9301 | 182.0915 | 172.4676 | 159.311 | 151.9563 | 1.134 | 0.94915 | 0.62589 | -0.49765 | -1.0021 | -0.88779 | -0.16781 | 0.22926 | 0.55912 | 0.66793 | -0.15346 | 0.18628 | 1.8105 | 6.7551 | 18.511 | 17.2117 | 16.122 | 14.4731 | 4.544 | 0.89722 | -0.25323 | -0.3207 | -0.39913 | -0.69057 | 72.4529 | 71.2944 | 70.3503 | 69.4864 | 68.8653 | 68.1554 | 67.9125 | 68.2173 | 70.5706 | 75.5295 | 81.3531 | 85.9128 | 89.5541 | 92.1367 | 93.7695 | 94.3882 | 94.6716 | 93.748 | 91.7386 | 88.5563 | 84.5648 | 80.8458 | 78.4832 | 76.7353 | 5.5892 | 4.4613 | 4.7774 | 4.3432 | 3.8661 | 4.1677 | 3.5032 | 3.2406 | 3.4479 | 3.8103 | 4.1752 | 5.0866 | 4.3357 | 4.3382 | 3.6962 | 3.4225 | 2.9945 | 3.3862 | 3.7846 | 3.5198 | 3.797 | 4.4743 | 4.6016 | 5.0458
Program Specific1-in-2Size: Over 200kWOrange County2021January Monthly Peak | Program Specific | 1-in-2 | Size: Over 200kW | Orange County | 2021 | January Monthly Peak | 1 | 113.5775 | 109.6113 | 106.375 | 107.2876 | 118.8826 | 150.0034 | 178.4714 | 191.4123 | 200.4434 | 200.1318 | 201.9417 | 201.8595 | 199.6588 | 196.0081 | 188.3883 | 175.0431 | 163.6528 | 159.7787 | 154.6764 | 150.5939 | 145.2752 | 138.8314 | 129.8082 | 123.4925 | 3.218 | 2.4677 | 2.0625 | 0.4186 | 0.11489 | 0.73878 | 1.7831 | 1.6422 | -0.099823 | -0.81167 | 0.085572 | 0.80162 | 1.9159 | 6.2207 | 15.1369 | 13.7054 | 13.2124 | 12.1684 | 3.1156 | 1.6568 | 0.38606 | 0.25668 | 0.59896 | -0.28941 | 52.3428 | 51.8703 | 51.3875 | 50.8273 | 50.7284 | 50.3666 | 50.2132 | 50.2513 | 50.8232 | 52.121 | 53.7993 | 54.9296 | 55.2641 | 56.183 | 56.6962 | 56.5695 | 56.2471 | 55.7322 | 54.6651 | 53.562 | 52.7753 | 52.6397 | 52.689 | 52.1025 | 4.8662 | 3.9191 | 4.2133 | 3.7956 | 3.4405 | 3.8335 | 3.2787 | 3.0155 | 3.1702 | 3.3952 | 3.673 | 4.4424 | 3.7653 | 3.7182 | 3.1219 | 2.8267 | 2.4638 | 2.906 | 3.2842 | 3.0254 | 3.2148 | 3.8222 | 3.9791 | 4.3517
Program Specific1-in-2Size: Over 200kWOrange County2021February Monthly Peak | Program Specific | 1-in-2 | Size: Over 200kW | Orange County | 2021 | February Monthly Peak | 2 | 114.1843 | 109.8961 | 107.3775 | 108.5048 | 120.2555 | 150.7891 | 178.3524 | 191.1996 | 200.1924 | 201.7633 | 204.3624 | 205.8358 | 204.5993 | 201.9198 | 195.0425 | 181.6852 | 169.2223 | 162.9594 | 159.0183 | 154.257 | 148.5284 | 141.0506 | 130.834 | 123.8546 | 3.2352 | 2.4741 | 2.0819 | 0.42335 | 0.11622 | 0.74265 | 1.7819 | 1.6404 | -0.099698 | -0.81829 | 0.086597 | 0.81741 | 1.9633 | 6.4083 | 15.6715 | 14.2255 | 13.6621 | 12.4106 | 3.203 | 1.6971 | 0.39471 | 0.26078 | 0.60369 | -0.29026 | 52.4957 | 52.3378 | 52.3613 | 52.1973 | 51.5392 | 51.5882 | 51.2932 | 51.629 | 52.7864 | 55.7187 | 58.8454 | 61.5374 | 62.9553 | 63.5757 | 64.1353 | 63.9043 | 63.4107 | 62.2108 | 60.4542 | 58.8932 | 57.8255 | 56.5683 | 55.489 | 54.1015 | 4.8922 | 3.9293 | 4.253 | 3.8387 | 3.4802 | 3.8536 | 3.2765 | 3.0121 | 3.1662 | 3.4229 | 3.7171 | 4.5299 | 3.8585 | 3.8303 | 3.2322 | 2.9339 | 2.5477 | 2.9638 | 3.3764 | 3.099 | 3.2868 | 3.8833 | 4.0105 | 4.3645
Program Specific1-in-2Size: Over 200kWOrange County2021March Monthly Peak | Program Specific | 1-in-2 | Size: Over 200kW | Orange County | 2021 | March Monthly Peak | 3 | 117.9512 | 113.4838 | 109.5306 | 110.9096 | 122.0301 | 151.908 | 179.6907 | 192.1191 | 200.4785 | 202.047 | 204.9454 | 206.2742 | 206.0694 | 204.3127 | 197.8012 | 185.5334 | 173.0988 | 163.1399 | 158.3591 | 157.9762 | 153.0822 | 145.4515 | 134.8225 | 127.0357 | 3.3419 | 2.5549 | 2.1237 | 0.43273 | 0.11793 | 0.74816 | 1.7953 | 1.6483 | -0.099841 | -0.81944 | 0.086844 | 0.81915 | 1.9774 | 6.4843 | 15.8932 | 14.5268 | 13.975 | 12.4244 | 3.1897 | 1.738 | 0.40681 | 0.26892 | 0.6221 | -0.29771 | 52.9632 | 51.8686 | 51.2962 | 51.1121 | 50.6486 | 50.1813 | 49.8705 | 50.2294 | 52.3368 | 54.8468 | 58.1898 | 61.1997 | 63.2863 | 65.2661 | 66.7722 | 67.4703 | 67.5532 | 66.798 | 64.1583 | 60.4869 | 58.3807 | 56.6961 | 55.5758 | 53.8976 | 5.0535 | 4.0575 | 4.3383 | 3.9238 | 3.5316 | 3.8822 | 3.3011 | 3.0266 | 3.1707 | 3.4277 | 3.7277 | 4.5395 | 3.8862 | 3.8757 | 3.2779 | 2.9961 | 2.606 | 2.9671 | 3.3624 | 3.1737 | 3.3875 | 4.0045 | 4.1328 | 4.4766
Program Specific1-in-2Size: Over 200kWOrange County2021April Monthly Peak | Program Specific | 1-in-2 | Size: Over 200kW | Orange County | 2021 | April Monthly Peak | 4 | 119.5368 | 115.2029 | 111.4539 | 113.3223 | 124.3847 | 154.205 | 180.4073 | 194.5208 | 205.3943 | 210.634 | 216.0199 | 218.6839 | 218.953 | 217.728 | 210.7981 | 198.0078 | 184.7904 | 173.2543 | 164.624 | 164.5977 | 160.2339 | 151.8441 | 139.7907 | 131.1171 | 3.3868 | 2.5936 | 2.161 | 0.44214 | 0.12021 | 0.75947 | 1.8024 | 1.6689 | -0.10229 | -0.85426 | 0.091537 | 0.86843 | 2.101 | 6.91 | 16.9375 | 15.5035 | 14.9189 | 13.1946 | 3.3159 | 1.8108 | 0.42581 | 0.28074 | 0.64502 | -0.30728 | 63.6454 | 62.4268 | 61.4059 | 60.7406 | 59.6536 | 58.9174 | 58.1448 | 58.2267 | 60.7777 | 65.3055 | 70.4983 | 75.8262 | 80.6791 | 83.8968 | 85.7047 | 86.6916 | 86.3729 | 85.1884 | 82.8162 | 79.5354 | 74.3781 | 71.1406 | 68.9952 | 66.9425 | 5.1215 | 4.119 | 4.4145 | 4.0091 | 3.5997 | 3.9409 | 3.3142 | 3.0645 | 3.2485 | 3.5734 | 3.9291 | 4.8127 | 4.1292 | 4.1302 | 3.4933 | 3.1975 | 2.7821 | 3.1511 | 3.4954 | 3.3068 | 3.5458 | 4.1805 | 4.2851 | 4.6204
Program Specific1-in-2Size: Over 200kWOrange County2021May Monthly Peak | Program Specific | 1-in-2 | Size: Over 200kW | Orange County | 2021 | May Monthly Peak | 5 | 121.3638 | 116.7341 | 112.7577 | 114.7725 | 126.5756 | 157.2685 | 182.1366 | 198.9253 | 212.6565 | 219.108 | 225.3211 | 227.7023 | 227.6712 | 226.6458 | 219.7534 | 206.0027 | 191.8397 | 179.2472 | 170.1645 | 167.496 | 165.1785 | 156.8637 | 144.0948 | 136.1865 | 3.4386 | 2.6281 | 2.1863 | 0.4478 | 0.12232 | 0.77456 | 1.8197 | 1.7067 | -0.10591 | -0.88863 | 0.095479 | 0.90424 | 2.1847 | 7.1931 | 17.6571 | 16.1295 | 15.4881 | 13.6511 | 3.4275 | 1.8427 | 0.43895 | 0.29002 | 0.66488 | -0.31916 | 66.3082 | 65.1435 | 63.896 | 62.7635 | 61.9879 | 60.9746 | 60.4973 | 60.8731 | 63.7221 | 67.8199 | 72.3845 | 77.239 | 81.7082 | 84.8552 | 87.0451 | 88.2394 | 88.5913 | 87.5374 | 85.095 | 81.9908 | 77.4438 | 74.013 | 72.0745 | 70.331 | 5.1997 | 4.1738 | 4.4661 | 4.0604 | 3.6631 | 4.0191 | 3.346 | 3.1339 | 3.3633 | 3.7172 | 4.0983 | 5.0111 | 4.2936 | 4.2994 | 3.6417 | 3.3266 | 2.8882 | 3.2601 | 3.6131 | 3.365 | 3.6552 | 4.3187 | 4.417 | 4.7991
Program Specific1-in-2Size: Over 200kWOrange County2021June Monthly Peak | Program Specific | 1-in-2 | Size: Over 200kW | Orange County | 2021 | June Monthly Peak | 6 | 132.5797 | 127.7743 | 122.4099 | 124.4458 | 134.7339 | 162.9918 | 188.5772 | 205.0784 | 217.4237 | 223.4716 | 228.3995 | 229.5134 | 226.7716 | 225.0017 | 218.8151 | 208.7767 | 196.1011 | 183.609 | 176.8394 | 174.1027 | 172.3363 | 164.9942 | 152.1435 | 144.667 | 2.8584 | 2.2173 | 1.7766 | 0.16243 | -0.23384 | 0.25166 | 1.1979 | 1.2402 | 0.10482 | -0.39098 | 0.015858 | 0.66356 | 2.0102 | 6.8455 | 17.4239 | 16.2222 | 15.5448 | 13.8037 | 3.7927 | 1.5538 | 0.22338 | 0.099307 | 0.33778 | -0.4461 | 69.1453 | 67.9063 | 66.6602 | 65.7061 | 64.8652 | 64.1426 | 63.4118 | 63.9873 | 67.1518 | 71.8098 | 75.9386 | 80.0723 | 83.1094 | 85.6704 | 87.6559 | 88.8645 | 89.5044 | 88.9767 | 87.4284 | 84.489 | 80.605 | 76.3976 | 73.6684 | 71.8287 | 5.5202 | 4.4398 | 4.7118 | 4.2786 | 3.7894 | 4.048 | 3.3667 | 3.1398 | 3.3418 | 3.6844 | 4.0372 | 4.9087 | 4.1561 | 4.1479 | 3.524 | 3.2764 | 2.8692 | 3.2453 | 3.649 | 3.3992 | 3.7062 | 4.4145 | 4.5323 | 4.9543
Program Specific1-in-2Size: Over 200kWOrange County2021July Monthly Peak | Program Specific | 1-in-2 | Size: Over 200kW | Orange County | 2021 | July Monthly Peak | 7 | 136.2844 | 131.0499 | 126.9568 | 128.789 | 140.0207 | 170.3882 | 196.8675 | 211.8836 | 223.4883 | 230.0625 | 235.3237 | 236.6716 | 235.009 | 233.0724 | 227.8904 | 218.4229 | 206.2301 | 194.1219 | 186.6828 | 182.4054 | 178.9303 | 171.4515 | 158.6123 | 150.6756 | 1.2258 | 1.0195 | 0.69417 | -0.45229 | -0.94492 | -0.80573 | -0.078307 | 0.28613 | 0.51413 | 0.58179 | -0.13835 | 0.21005 | 1.7643 | 6.5234 | 17.8418 | 16.7301 | 15.7873 | 14.2419 | 4.4556 | 0.92514 | -0.21995 | -0.29345 | -0.35235 | -0.67153 | 71.9338 | 71.0955 | 70.2094 | 69.2933 | 68.5009 | 67.9027 | 67.738 | 68.1447 | 70.5238 | 75.0102 | 81.2762 | 85.1542 | 88.7789 | 91.5378 | 93.5851 | 94.3433 | 94.8454 | 94.0794 | 92.2882 | 89.51 | 85.4222 | 81.1549 | 78.3312 | 76.7555 | 5.5064 | 4.4187 | 4.7421 | 4.2968 | 3.8214 | 4.1064 | 3.4106 | 3.1479 | 3.3333 | 3.6807 | 4.0364 | 4.9118 | 4.1795 | 4.1694 | 3.5614 | 3.3263 | 2.928 | 3.3295 | 3.738 | 3.4558 | 3.734 | 4.4514 | 4.5851 | 5.0072
Program Specific1-in-2Size: Over 200kWOrange County2021August Monthly Peak | Program Specific | 1-in-2 | Size: Over 200kW | Orange County | 2021 | August Monthly Peak | 8 | 139.7228 | 133.711 | 129.3202 | 131.6026 | 143.2364 | 174.8888 | 204.528 | 221.658 | 236.1887 | 244.8758 | 251.7076 | 254.3234 | 253.5619 | 252.1982 | 246.0523 | 233.766 | 219.2773 | 204.9054 | 195.1088 | 191.4424 | 186.8519 | 176.6353 | 162.9325 | 155.0774 | -0.46431 | -0.21455 | -0.43958 | -1.0836 | -1.6705 | -1.9024 | -1.4347 | -0.72127 | 0.96435 | 1.6462 | -0.31017 | -0.27379 | 1.5663 | 6.4566 | 18.9411 | 17.6518 | 16.2019 | 14.6686 | 5.1196 | 0.24791 | -0.69226 | -0.7029 | -1.0713 | -0.89988 | 77.1444 | 75.8827 | 74.9592 | 73.7864 | 73.346 | 72.4898 | 72.1863 | 72.3813 | 74.8138 | 80.0088 | 85.1424 | 89.8333 | 93.1924 | 95.5797 | 97.0823 | 97.3301 | 97.519 | 96.3737 | 94.2362 | 91.263 | 86.7762 | 82.9141 | 80.8224 | 79.0336 | 5.6658 | 4.5248 | 4.8479 | 4.4066 | 3.9234 | 4.2302 | 3.5562 | 3.305 | 3.5355 | 3.9319 | 4.3331 | 5.2973 | 4.5258 | 4.5279 | 3.8592 | 3.5729 | 3.1245 | 3.5272 | 3.9209 | 3.6402 | 3.9135 | 4.6027 | 4.727 | 5.1722
Program Specific1-in-2Size: Over 200kWOrange County2021September Monthly Peak | Program Specific | 1-in-2 | Size: Over 200kW | Orange County | 2021 | September Monthly Peak | 9 | 137.0926 | 131.8399 | 127.8645 | 129.8492 | 141.5418 | 172.7328 | 202.9452 | 220.2847 | 236.2982 | 243.9614 | 250.4692 | 253.1264 | 252.6166 | 251.3208 | 244.1457 | 230.3657 | 215.272 | 200.6187 | 192.1976 | 191.834 | 183.9366 | 174.2428 | 160.5883 | 152.3387 | 0.75861 | 0.67806 | 0.38059 | -0.62828 | -1.1506 | -1.1152 | -0.45803 | 0.0125 | 0.66194 | 0.90441 | -0.1926 | 0.084971 | 1.8021 | 6.8656 | 19.0245 | 17.5747 | 16.3183 | 14.6183 | 4.7153 | 0.76939 | -0.35405 | -0.40925 | -0.55319 | -0.73655 | 71.5882 | 70.2931 | 69.5723 | 69.1597 | 68.7494 | 68.0865 | 68.3137 | 68.3557 | 69.7932 | 75.2891 | 83.0552 | 88.5912 | 93.1359 | 95.7587 | 96.7547 | 97.0149 | 96.8175 | 95.5623 | 93.0014 | 88.9634 | 85.4559 | 82.9167 | 81.1108 | 79.3234 | 5.5259 | 4.4348 | 4.7646 | 4.3218 | 3.8537 | 4.153 | 3.5075 | 3.2649 | 3.516 | 3.8938 | 4.2859 | 5.2408 | 4.4819 | 4.4852 | 3.8064 | 3.4998 | 3.0491 | 3.4327 | 3.8393 | 3.6258 | 3.8293 | 4.5131 | 4.6311 | 5.0504
Program Specific1-in-2Size: Over 200kWOrange County2021October Monthly Peak | Program Specific | 1-in-2 | Size: Over 200kW | Orange County | 2021 | October Monthly Peak | 10 | 130.6362 | 125.7189 | 120.3609 | 121.1671 | 132.7558 | 163.2817 | 192.3043 | 207.3835 | 222.2145 | 230.6332 | 239.7405 | 243.8824 | 244.7901 | 244.6666 | 237.4982 | 222.9531 | 207.2137 | 193.7464 | 188.6562 | 184.4446 | 174.6123 | 164.8831 | 152.6086 | 143.5815 | 1.6664 | 1.3383 | 0.98401 | -0.25081 | -0.69668 | -0.46553 | 0.31208 | 0.57164 | 0.39025 | 0.28787 | -0.093773 | 0.36272 | 1.9372 | 7.0263 | 18.689 | 17.1509 | 16.0311 | 14.3196 | 4.366 | 1.1482 | -0.082645 | -0.16803 | -0.13612 | -0.58089 | 71.2422 | 69.7893 | 69.0674 | 68.6813 | 67.8528 | 67.0575 | 67.779 | 69.3078 | 69.6578 | 73.5468 | 78.377 | 83.3865 | 87.0481 | 89.5293 | 91.2671 | 92.0598 | 91.9911 | 90.6053 | 87.7744 | 83.6178 | 79.9571 | 77.0729 | 74.9828 | 73.2025 | 5.3077 | 4.2626 | 4.5208 | 4.0651 | 3.6434 | 3.9571 | 3.3502 | 3.0982 | 3.3328 | 3.7104 | 4.1351 | 5.0897 | 4.3778 | 4.4013 | 3.7323 | 3.4142 | 2.9584 | 3.3416 | 3.7986 | 3.5139 | 3.6642 | 4.3048 | 4.4361 | 4.7981
Program Specific1-in-2Size: Over 200kWOrange County2021November Monthly Peak | Program Specific | 1-in-2 | Size: Over 200kW | Orange County | 2021 | November Monthly Peak | 11 | 122.4916 | 118.0745 | 114.5474 | 115.8455 | 127.1865 | 156.4314 | 182.0093 | 196.2474 | 208.0208 | 214.3248 | 220.5839 | 222.5891 | 222.5102 | 221.239 | 214.1561 | 200.162 | 187.3462 | 181.1839 | 172.26 | 166.8966 | 159.7941 | 151.733 | 140.8636 | 133.4452 | 3.4705 | 2.6582 | 2.221 | 0.45199 | 0.12291 | 0.77044 | 1.8184 | 1.6837 | -0.1036 | -0.86923 | 0.093471 | 0.88394 | 2.1352 | 7.0215 | 17.2073 | 15.6721 | 15.1253 | 13.7985 | 3.4697 | 1.8361 | 0.42465 | 0.28053 | 0.64997 | -0.31273 | 60.5278 | 60.0426 | 59.6706 | 59.1068 | 58.6799 | 58.933 | 58.5552 | 58.5242 | 62.6014 | 67.5871 | 73.9657 | 79.1184 | 82.8966 | 84.346 | 85.0292 | 84.4947 | 82.517 | 78.2014 | 73.565 | 70.7094 | 68.5357 | 66.6519 | 65.1012 | 63.7419 | 5.2481 | 4.2217 | 4.537 | 4.0984 | 3.6808 | 3.9978 | 3.3437 | 3.0917 | 3.29 | 3.636 | 4.0121 | 4.8986 | 4.1962 | 4.1968 | 3.549 | 3.2323 | 2.8205 | 3.2953 | 3.6576 | 3.353 | 3.5361 | 4.1774 | 4.3179 | 4.7025
Program Specific1-in-2Size: Over 200kWOrange County2021December Monthly Peak | Program Specific | 1-in-2 | Size: Over 200kW | Orange County | 2021 | December Monthly Peak | 12 | 115.7424 | 111.3858 | 108.5738 | 108.826 | 120.0233 | 149.5146 | 176.8804 | 188.8114 | 197.1767 | 197.8896 | 199.5887 | 198.1221 | 195.0313 | 191.4686 | 184.0933 | 172.6526 | 163.8501 | 160.6438 | 154.9013 | 150.9191 | 145.1644 | 139.1448 | 129.8021 | 123.5609 | 3.2793 | 2.5076 | 2.1051 | 0.4246 | 0.11599 | 0.73637 | 1.7672 | 1.6199 | -0.098196 | -0.80257 | 0.084575 | 0.78677 | 1.8715 | 6.0766 | 14.7918 | 13.5182 | 13.2283 | 12.2343 | 3.1201 | 1.6604 | 0.38577 | 0.25726 | 0.59893 | -0.28957 | 47.8768 | 47.2008 | 46.4937 | 45.6171 | 45.0945 | 44.2339 | 43.9206 | 43.7535 | 44.274 | 46.8855 | 49.0345 | 50.7098 | 52.3077 | 53.4402 | 53.9167 | 53.9011 | 53.2785 | 52.3765 | 51.0947 | 49.8577 | 49.0922 | 48.2242 | 47.4858 | 46.7869 | 4.9589 | 3.9825 | 4.3004 | 3.8501 | 3.4735 | 3.821 | 3.2494 | 2.9745 | 3.1185 | 3.3572 | 3.6302 | 4.3601 | 3.678 | 3.6321 | 3.0508 | 2.7881 | 2.4668 | 2.9217 | 3.289 | 3.032 | 3.2123 | 3.8309 | 3.9789 | 4.3541
Program Specific1-in-2Size: Over 200kWOrange County2021Typical Event Day | Program Specific | 1-in-2 | Size: Over 200kW | Orange County | 2021 | Typical Event Day | 8 | 138.4435 | 132.4184 | 128.0041 | 130.2841 | 141.7693 | 173.0689 | 202.3733 | 218.301 | 231.3538 | 238.3504 | 243.6101 | 245.2854 | 243.9827 | 242.7001 | 236.6977 | 224.9189 | 211.0813 | 197.5852 | 189.1598 | 185.9301 | 182.0915 | 172.4677 | 159.311 | 151.9563 | 1.134 | 0.94915 | 0.62589 | -0.49765 | -1.0021 | -0.88779 | -0.16781 | 0.22926 | 0.55912 | 0.66793 | -0.15346 | 0.18628 | 1.8105 | 6.7551 | 18.511 | 17.2117 | 16.122 | 14.4731 | 4.544 | 0.89722 | -0.25323 | -0.3207 | -0.39913 | -0.69057 | 72.4529 | 71.2944 | 70.3503 | 69.4864 | 68.8653 | 68.1554 | 67.9124 | 68.2173 | 70.5706 | 75.5295 | 81.3531 | 85.9128 | 89.5541 | 92.1367 | 93.7695 | 94.3882 | 94.6716 | 93.748 | 91.7386 | 88.5563 | 84.5648 | 80.8458 | 78.4832 | 76.7353 | 5.5892 | 4.4613 | 4.7774 | 4.3432 | 3.8661 | 4.1677 | 3.5032 | 3.2406 | 3.4479 | 3.8103 | 4.1752 | 5.0866 | 4.3357 | 4.3382 | 3.6962 | 3.4225 | 2.9945 | 3.3862 | 3.7846 | 3.5198 | 3.797 | 4.4743 | 4.6016 | 5.0458
Program Specific1-in-2Size: Over 200kWOrange County2022January Monthly Peak | Program Specific | 1-in-2 | Size: Over 200kW | Orange County | 2022 | January Monthly Peak | 1 | 113.5775 | 109.6113 | 106.375 | 107.2876 | 118.8826 | 150.0034 | 178.4714 | 191.4123 | 200.4434 | 200.1318 | 201.9417 | 201.8595 | 199.6588 | 196.0081 | 188.3883 | 175.043 | 163.6528 | 159.7787 | 154.6764 | 150.5939 | 145.2752 | 138.8314 | 129.8082 | 123.4925 | 3.218 | 2.4677 | 2.0625 | 0.4186 | 0.11489 | 0.73878 | 1.7831 | 1.6422 | -0.099823 | -0.81167 | 0.085572 | 0.80162 | 1.9159 | 6.2207 | 15.1369 | 13.7054 | 13.2124 | 12.1684 | 3.1156 | 1.6568 | 0.38606 | 0.25668 | 0.59896 | -0.28941 | 52.3428 | 51.8703 | 51.3875 | 50.8273 | 50.7284 | 50.3666 | 50.2132 | 50.2513 | 50.8232 | 52.121 | 53.7993 | 54.9297 | 55.2641 | 56.183 | 56.6962 | 56.5695 | 56.2471 | 55.7322 | 54.6651 | 53.562 | 52.7753 | 52.6397 | 52.689 | 52.1025 | 4.8662 | 3.9191 | 4.2133 | 3.7956 | 3.4405 | 3.8335 | 3.2787 | 3.0155 | 3.1702 | 3.3952 | 3.673 | 4.4424 | 3.7653 | 3.7182 | 3.1219 | 2.8267 | 2.4638 | 2.906 | 3.2842 | 3.0254 | 3.2148 | 3.8222 | 3.9791 | 4.3517
Program Specific1-in-2Size: Over 200kWOrange County2022February Monthly Peak | Program Specific | 1-in-2 | Size: Over 200kW | Orange County | 2022 | February Monthly Peak | 2 | 114.1843 | 109.8961 | 107.3775 | 108.5048 | 120.2555 | 150.7891 | 178.3524 | 191.1996 | 200.1924 | 201.7633 | 204.3624 | 205.8358 | 204.5993 | 201.9198 | 195.0425 | 181.6852 | 169.2222 | 162.9594 | 159.0183 | 154.257 | 148.5284 | 141.0506 | 130.834 | 123.8545 | 3.2352 | 2.4741 | 2.0819 | 0.42335 | 0.11622 | 0.74265 | 1.7819 | 1.6404 | -0.099698 | -0.81829 | 0.086597 | 0.81741 | 1.9633 | 6.4083 | 15.6716 | 14.2255 | 13.6621 | 12.4106 | 3.203 | 1.6971 | 0.39471 | 0.26078 | 0.60369 | -0.29026 | 52.4957 | 52.3378 | 52.3613 | 52.1973 | 51.5392 | 51.5882 | 51.2932 | 51.629 | 52.7864 | 55.7187 | 58.8454 | 61.5374 | 62.9553 | 63.5757 | 64.1353 | 63.9043 | 63.4107 | 62.2109 | 60.4542 | 58.8932 | 57.8255 | 56.5683 | 55.489 | 54.1015 | 4.8922 | 3.9293 | 4.253 | 3.8387 | 3.4802 | 3.8536 | 3.2765 | 3.0121 | 3.1662 | 3.4229 | 3.7171 | 4.5299 | 3.8585 | 3.8303 | 3.2322 | 2.9339 | 2.5477 | 2.9638 | 3.3764 | 3.099 | 3.2868 | 3.8833 | 4.0105 | 4.3645
Program Specific1-in-2Size: Over 200kWOrange County2022March Monthly Peak | Program Specific | 1-in-2 | Size: Over 200kW | Orange County | 2022 | March Monthly Peak | 3 | 117.9512 | 113.4838 | 109.5306 | 110.9096 | 122.0301 | 151.908 | 179.6907 | 192.1191 | 200.4785 | 202.047 | 204.9454 | 206.2742 | 206.0694 | 204.3127 | 197.8012 | 185.5334 | 173.0988 | 163.1399 | 158.3591 | 157.9762 | 153.0822 | 145.4515 | 134.8225 | 127.0357 | 3.3419 | 2.5549 | 2.1237 | 0.43273 | 0.11793 | 0.74816 | 1.7953 | 1.6483 | -0.099841 | -0.81944 | 0.086844 | 0.81915 | 1.9774 | 6.4843 | 15.8932 | 14.5268 | 13.975 | 12.4244 | 3.1897 | 1.738 | 0.40681 | 0.26892 | 0.6221 | -0.29771 | 52.9632 | 51.8686 | 51.2962 | 51.1121 | 50.6486 | 50.1813 | 49.8705 | 50.2294 | 52.3368 | 54.8468 | 58.1898 | 61.1997 | 63.2863 | 65.2661 | 66.7722 | 67.4703 | 67.5532 | 66.798 | 64.1583 | 60.4869 | 58.3807 | 56.6961 | 55.5758 | 53.8976 | 5.0535 | 4.0575 | 4.3383 | 3.9238 | 3.5316 | 3.8822 | 3.3011 | 3.0266 | 3.1707 | 3.4277 | 3.7277 | 4.5395 | 3.8862 | 3.8757 | 3.2779 | 2.9961 | 2.606 | 2.9671 | 3.3624 | 3.1737 | 3.3875 | 4.0045 | 4.1328 | 4.4766
Program Specific1-in-2Size: Over 200kWOrange County2022April Monthly Peak | Program Specific | 1-in-2 | Size: Over 200kW | Orange County | 2022 | April Monthly Peak | 4 | 119.5368 | 115.2029 | 111.4539 | 113.3223 | 124.3847 | 154.2049 | 180.4073 | 194.5208 | 205.3943 | 210.634 | 216.0199 | 218.6839 | 218.953 | 217.728 | 210.7981 | 198.0078 | 184.7904 | 173.2543 | 164.624 | 164.5977 | 160.2339 | 151.844 | 139.7907 | 131.1171 | 3.3868 | 2.5936 | 2.161 | 0.44214 | 0.12021 | 0.75947 | 1.8024 | 1.6689 | -0.10229 | -0.85426 | 0.091537 | 0.86843 | 2.101 | 6.91 | 16.9375 | 15.5035 | 14.9189 | 13.1946 | 3.3159 | 1.8108 | 0.42581 | 0.28074 | 0.64502 | -0.30728 | 63.6454 | 62.4268 | 61.4059 | 60.7406 | 59.6536 | 58.9174 | 58.1448 | 58.2267 | 60.7777 | 65.3055 | 70.4983 | 75.8262 | 80.6791 | 83.8968 | 85.7047 | 86.6916 | 86.3729 | 85.1884 | 82.8162 | 79.5354 | 74.3781 | 71.1406 | 68.9952 | 66.9425 | 5.1215 | 4.119 | 4.4145 | 4.0091 | 3.5997 | 3.9409 | 3.3142 | 3.0645 | 3.2485 | 3.5734 | 3.9291 | 4.8127 | 4.1292 | 4.1302 | 3.4933 | 3.1975 | 2.7821 | 3.1511 | 3.4954 | 3.3068 | 3.5458 | 4.1805 | 4.2851 | 4.6204
Program Specific1-in-2Size: Over 200kWOrange County2022May Monthly Peak | Program Specific | 1-in-2 | Size: Over 200kW | Orange County | 2022 | May Monthly Peak | 5 | 121.3638 | 116.7341 | 112.7577 | 114.7725 | 126.5756 | 157.2685 | 182.1366 | 198.9253 | 212.6565 | 219.1081 | 225.3211 | 227.7023 | 227.6712 | 226.6458 | 219.7534 | 206.0027 | 191.8397 | 179.2472 | 170.1645 | 167.496 | 165.1784 | 156.8637 | 144.0948 | 136.1865 | 3.4386 | 2.6281 | 2.1863 | 0.4478 | 0.12232 | 0.77456 | 1.8197 | 1.7067 | -0.10591 | -0.88863 | 0.095479 | 0.90424 | 2.1847 | 7.1931 | 17.6571 | 16.1295 | 15.4881 | 13.6511 | 3.4275 | 1.8427 | 0.43895 | 0.29002 | 0.66488 | -0.31916 | 66.3082 | 65.1435 | 63.896 | 62.7635 | 61.9879 | 60.9746 | 60.4973 | 60.8731 | 63.7221 | 67.8199 | 72.3845 | 77.239 | 81.7082 | 84.8552 | 87.0451 | 88.2394 | 88.5913 | 87.5374 | 85.095 | 81.9908 | 77.4438 | 74.0131 | 72.0745 | 70.331 | 5.1997 | 4.1738 | 4.4661 | 4.0604 | 3.6631 | 4.0191 | 3.346 | 3.1339 | 3.3633 | 3.7172 | 4.0983 | 5.0111 | 4.2936 | 4.2994 | 3.6417 | 3.3266 | 2.8882 | 3.2601 | 3.6131 | 3.365 | 3.6552 | 4.3187 | 4.417 | 4.7991
Program Specific1-in-2Size: Over 200kWOrange County2022June Monthly Peak | Program Specific | 1-in-2 | Size: Over 200kW | Orange County | 2022 | June Monthly Peak | 6 | 132.5796 | 127.7743 | 122.4099 | 124.4458 | 134.7339 | 162.9919 | 188.5772 | 205.0784 | 217.4237 | 223.4716 | 228.3995 | 229.5133 | 226.7716 | 225.0017 | 218.8151 | 208.7767 | 196.1011 | 183.609 | 176.8394 | 174.1027 | 172.3363 | 164.9942 | 152.1435 | 144.667 | 2.8584 | 2.2173 | 1.7766 | 0.16243 | -0.23384 | 0.25166 | 1.1979 | 1.2402 | 0.10482 | -0.39098 | 0.015858 | 0.66356 | 2.0102 | 6.8455 | 17.4239 | 16.2222 | 15.5448 | 13.8037 | 3.7927 | 1.5538 | 0.22338 | 0.099307 | 0.33778 | -0.4461 | 69.1453 | 67.9063 | 66.6602 | 65.7061 | 64.8652 | 64.1426 | 63.4118 | 63.9873 | 67.1518 | 71.8098 | 75.9386 | 80.0723 | 83.1094 | 85.6704 | 87.6559 | 88.8645 | 89.5045 | 88.9767 | 87.4284 | 84.489 | 80.605 | 76.3976 | 73.6684 | 71.8287 | 5.5202 | 4.4398 | 4.7118 | 4.2786 | 3.7894 | 4.048 | 3.3667 | 3.1398 | 3.3418 | 3.6844 | 4.0372 | 4.9087 | 4.1561 | 4.1479 | 3.524 | 3.2764 | 2.8692 | 3.2453 | 3.649 | 3.3992 | 3.7062 | 4.4145 | 4.5323 | 4.9543
Program Specific1-in-2Size: Over 200kWOrange County2022July Monthly Peak | Program Specific | 1-in-2 | Size: Over 200kW | Orange County | 2022 | July Monthly Peak | 7 | 136.2844 | 131.0499 | 126.9568 | 128.789 | 140.0207 | 170.3882 | 196.8675 | 211.8836 | 223.4883 | 230.0625 | 235.3237 | 236.6716 | 235.009 | 233.0724 | 227.8904 | 218.4229 | 206.2301 | 194.1219 | 186.6828 | 182.4054 | 178.9303 | 171.4515 | 158.6123 | 150.6756 | 1.2258 | 1.0195 | 0.69417 | -0.45229 | -0.94492 | -0.80573 | -0.078307 | 0.28613 | 0.51413 | 0.58179 | -0.13835 | 0.21005 | 1.7643 | 6.5234 | 17.8418 | 16.7301 | 15.7873 | 14.2419 | 4.4556 | 0.92514 | -0.21995 | -0.29345 | -0.35235 | -0.67153 | 71.9338 | 71.0955 | 70.2094 | 69.2933 | 68.5009 | 67.9027 | 67.738 | 68.1448 | 70.5238 | 75.0102 | 81.2762 | 85.1542 | 88.7789 | 91.5378 | 93.5851 | 94.3433 | 94.8454 | 94.0794 | 92.2882 | 89.51 | 85.4222 | 81.1549 | 78.3312 | 76.7555 | 5.5064 | 4.4187 | 4.7421 | 4.2968 | 3.8214 | 4.1064 | 3.4106 | 3.1479 | 3.3333 | 3.6807 | 4.0364 | 4.9118 | 4.1795 | 4.1694 | 3.5614 | 3.3263 | 2.928 | 3.3295 | 3.738 | 3.4558 | 3.734 | 4.4514 | 4.5851 | 5.0072
Program Specific1-in-2Size: Over 200kWOrange County2022August Monthly Peak | Program Specific | 1-in-2 | Size: Over 200kW | Orange County | 2022 | August Monthly Peak | 8 | 139.7228 | 133.711 | 129.3202 | 131.6026 | 143.2364 | 174.8888 | 204.528 | 221.658 | 236.1887 | 244.8758 | 251.7076 | 254.3234 | 253.5619 | 252.1982 | 246.0523 | 233.766 | 219.2774 | 204.9054 | 195.1088 | 191.4424 | 186.8519 | 176.6353 | 162.9325 | 155.0774 | -0.46431 | -0.21455 | -0.43958 | -1.0836 | -1.6705 | -1.9024 | -1.4347 | -0.72127 | 0.96435 | 1.6462 | -0.31017 | -0.27379 | 1.5663 | 6.4566 | 18.9411 | 17.6518 | 16.2019 | 14.6686 | 5.1196 | 0.24791 | -0.69226 | -0.7029 | -1.0713 | -0.89988 | 77.1444 | 75.8827 | 74.9592 | 73.7864 | 73.346 | 72.4898 | 72.1863 | 72.3813 | 74.8138 | 80.0088 | 85.1424 | 89.8333 | 93.1924 | 95.5797 | 97.0823 | 97.3301 | 97.519 | 96.3737 | 94.2362 | 91.263 | 86.7762 | 82.9141 | 80.8224 | 79.0336 | 5.6658 | 4.5248 | 4.8479 | 4.4066 | 3.9234 | 4.2302 | 3.5562 | 3.305 | 3.5355 | 3.9319 | 4.3331 | 5.2973 | 4.5258 | 4.5279 | 3.8592 | 3.5729 | 3.1245 | 3.5272 | 3.9209 | 3.6402 | 3.9135 | 4.6027 | 4.727 | 5.1722
Program Specific1-in-2Size: Over 200kWOrange County2022September Monthly Peak | Program Specific | 1-in-2 | Size: Over 200kW | Orange County | 2022 | September Monthly Peak | 9 | 137.0926 | 131.8399 | 127.8645 | 129.8492 | 141.5418 | 172.7328 | 202.9452 | 220.2847 | 236.2982 | 243.9614 | 250.4692 | 253.1264 | 252.6166 | 251.3208 | 244.1457 | 230.3657 | 215.272 | 200.6187 | 192.1976 | 191.834 | 183.9366 | 174.2427 | 160.5883 | 152.3387 | 0.75861 | 0.67806 | 0.38059 | -0.62828 | -1.1506 | -1.1152 | -0.45803 | 0.0125 | 0.66194 | 0.90441 | -0.1926 | 0.084971 | 1.8021 | 6.8656 | 19.0245 | 17.5747 | 16.3183 | 14.6183 | 4.7153 | 0.76939 | -0.35405 | -0.40925 | -0.55319 | -0.73655 | 71.5882 | 70.2931 | 69.5723 | 69.1597 | 68.7494 | 68.0865 | 68.3137 | 68.3557 | 69.7932 | 75.289 | 83.0552 | 88.5912 | 93.1359 | 95.7587 | 96.7547 | 97.0149 | 96.8175 | 95.5623 | 93.0014 | 88.9634 | 85.4559 | 82.9167 | 81.1108 | 79.3234 | 5.5259 | 4.4348 | 4.7646 | 4.3218 | 3.8537 | 4.153 | 3.5075 | 3.2649 | 3.516 | 3.8938 | 4.2859 | 5.2408 | 4.4819 | 4.4852 | 3.8064 | 3.4998 | 3.0491 | 3.4327 | 3.8393 | 3.6258 | 3.8293 | 4.5131 | 4.6311 | 5.0504
Program Specific1-in-2Size: Over 200kWOrange County2022October Monthly Peak | Program Specific | 1-in-2 | Size: Over 200kW | Orange County | 2022 | October Monthly Peak | 10 | 130.6362 | 125.7189 | 120.3609 | 121.1671 | 132.7558 | 163.2817 | 192.3043 | 207.3835 | 222.2145 | 230.6332 | 239.7405 | 243.8824 | 244.7901 | 244.6666 | 237.4982 | 222.9531 | 207.2137 | 193.7464 | 188.6562 | 184.4446 | 174.6123 | 164.8831 | 152.6086 | 143.5815 | 1.6664 | 1.3383 | 0.98401 | -0.25081 | -0.69668 | -0.46553 | 0.31208 | 0.57164 | 0.39025 | 0.28787 | -0.093773 | 0.36272 | 1.9372 | 7.0263 | 18.689 | 17.1509 | 16.0311 | 14.3195 | 4.366 | 1.1482 | -0.082645 | -0.16803 | -0.13612 | -0.58089 | 71.2422 | 69.7893 | 69.0674 | 68.6813 | 67.8528 | 67.0575 | 67.779 | 69.3078 | 69.6578 | 73.5468 | 78.377 | 83.3865 | 87.0481 | 89.5293 | 91.2671 | 92.0598 | 91.9911 | 90.6053 | 87.7744 | 83.6178 | 79.9571 | 77.0729 | 74.9828 | 73.2025 | 5.3077 | 4.2626 | 4.5208 | 4.0651 | 3.6434 | 3.9571 | 3.3502 | 3.0982 | 3.3328 | 3.7104 | 4.1351 | 5.0897 | 4.3778 | 4.4013 | 3.7323 | 3.4142 | 2.9584 | 3.3416 | 3.7986 | 3.5139 | 3.6642 | 4.3048 | 4.4361 | 4.7981
Program Specific1-in-2Size: Over 200kWOrange County2022November Monthly Peak | Program Specific | 1-in-2 | Size: Over 200kW | Orange County | 2022 | November Monthly Peak | 11 | 122.4916 | 118.0745 | 114.5474 | 115.8455 | 127.1865 | 156.4314 | 182.0093 | 196.2474 | 208.0208 | 214.3248 | 220.5839 | 222.5891 | 222.5102 | 221.239 | 214.1561 | 200.162 | 187.3462 | 181.184 | 172.26 | 166.8966 | 159.7941 | 151.733 | 140.8636 | 133.4452 | 3.4705 | 2.6582 | 2.221 | 0.45199 | 0.12291 | 0.77044 | 1.8184 | 1.6837 | -0.1036 | -0.86923 | 0.093471 | 0.88394 | 2.1352 | 7.0215 | 17.2073 | 15.6721 | 15.1253 | 13.7985 | 3.4697 | 1.8361 | 0.42465 | 0.28053 | 0.64997 | -0.31273 | 60.5278 | 60.0426 | 59.6706 | 59.1068 | 58.6799 | 58.933 | 58.5552 | 58.5242 | 62.6014 | 67.5871 | 73.9657 | 79.1184 | 82.8966 | 84.346 | 85.0292 | 84.4947 | 82.5171 | 78.2014 | 73.565 | 70.7094 | 68.5357 | 66.6519 | 65.1012 | 63.7419 | 5.2481 | 4.2217 | 4.537 | 4.0984 | 3.6808 | 3.9978 | 3.3437 | 3.0917 | 3.29 | 3.636 | 4.0121 | 4.8986 | 4.1962 | 4.1968 | 3.549 | 3.2323 | 2.8205 | 3.2953 | 3.6576 | 3.353 | 3.5361 | 4.1774 | 4.3179 | 4.7025
Program Specific1-in-2Size: Over 200kWOrange County2022December Monthly Peak | Program Specific | 1-in-2 | Size: Over 200kW | Orange County | 2022 | December Monthly Peak | 12 | 115.7424 | 111.3858 | 108.5738 | 108.826 | 120.0234 | 149.5146 | 176.8804 | 188.8114 | 197.1767 | 197.8896 | 199.5887 | 198.1221 | 195.0313 | 191.4686 | 184.0933 | 172.6526 | 163.8501 | 160.6438 | 154.9013 | 150.9191 | 145.1644 | 139.1448 | 129.8021 | 123.5609 | 3.2793 | 2.5076 | 2.1051 | 0.4246 | 0.11599 | 0.73637 | 1.7672 | 1.6199 | -0.098196 | -0.80257 | 0.084575 | 0.78677 | 1.8715 | 6.0766 | 14.7918 | 13.5182 | 13.2283 | 12.2343 | 3.1201 | 1.6604 | 0.38577 | 0.25726 | 0.59893 | -0.28957 | 47.8768 | 47.2008 | 46.4937 | 45.6171 | 45.0945 | 44.2339 | 43.9206 | 43.7535 | 44.274 | 46.8855 | 49.0345 | 50.7098 | 52.3077 | 53.4402 | 53.9167 | 53.9011 | 53.2785 | 52.3765 | 51.0947 | 49.8577 | 49.0922 | 48.2242 | 47.4858 | 46.7869 | 4.9589 | 3.9825 | 4.3004 | 3.8501 | 3.4735 | 3.821 | 3.2494 | 2.9745 | 3.1185 | 3.3572 | 3.6302 | 4.3601 | 3.678 | 3.6321 | 3.0508 | 2.7881 | 2.4668 | 2.9217 | 3.289 | 3.032 | 3.2123 | 3.8309 | 3.9789 | 4.3541
Program Specific1-in-2Size: Over 200kWOrange County2022Typical Event Day | Program Specific | 1-in-2 | Size: Over 200kW | Orange County | 2022 | Typical Event Day | 8 | 138.4435 | 132.4184 | 128.0041 | 130.2841 | 141.7693 | 173.0689 | 202.3734 | 218.301 | 231.3538 | 238.3504 | 243.6101 | 245.2854 | 243.9827 | 242.7001 | 236.6977 | 224.9189 | 211.0813 | 197.5852 | 189.1598 | 185.9301 | 182.0915 | 172.4677 | 159.311 | 151.9563 | 1.134 | 0.94915 | 0.62589 | -0.49765 | -1.0021 | -0.88779 | -0.16781 | 0.22926 | 0.55912 | 0.66793 | -0.15346 | 0.18628 | 1.8105 | 6.7551 | 18.511 | 17.2117 | 16.122 | 14.4731 | 4.544 | 0.89722 | -0.25323 | -0.3207 | -0.39913 | -0.69057 | 72.4529 | 71.2944 | 70.3503 | 69.4864 | 68.8653 | 68.1554 | 67.9125 | 68.2173 | 70.5706 | 75.5295 | 81.3531 | 85.9128 | 89.5541 | 92.1366 | 93.7695 | 94.3882 | 94.6716 | 93.748 | 91.7386 | 88.5563 | 84.5648 | 80.8458 | 78.4832 | 76.7353 | 5.5892 | 4.4613 | 4.7774 | 4.3432 | 3.8661 | 4.1677 | 3.5032 | 3.2406 | 3.4479 | 3.8103 | 4.1752 | 5.0866 | 4.3357 | 4.3382 | 3.6962 | 3.4225 | 2.9945 | 3.3862 | 3.7846 | 3.5198 | 3.797 | 4.4743 | 4.6016 | 5.0458
Program Specific1-in-2Size: Over 200kWOrange County2023January Monthly Peak | Program Specific | 1-in-2 | Size: Over 200kW | Orange County | 2023 | January Monthly Peak | 1 | 113.5775 | 109.6114 | 106.375 | 107.2876 | 118.8826 | 150.0034 | 178.4714 | 191.4123 | 200.4434 | 200.1318 | 201.9417 | 201.8595 | 199.6588 | 196.0081 | 188.3883 | 175.043 | 163.6528 | 159.7787 | 154.6764 | 150.5939 | 145.2752 | 138.8314 | 129.8082 | 123.4925 | 3.218 | 2.4677 | 2.0625 | 0.4186 | 0.11489 | 0.73878 | 1.7831 | 1.6422 | -0.099823 | -0.81167 | 0.085572 | 0.80162 | 1.9159 | 6.2207 | 15.1369 | 13.7054 | 13.2124 | 12.1684 | 3.1156 | 1.6568 | 0.38606 | 0.25668 | 0.59896 | -0.28941 | 52.3428 | 51.8703 | 51.3875 | 50.8273 | 50.7284 | 50.3666 | 50.2132 | 50.2513 | 50.8232 | 52.121 | 53.7993 | 54.9296 | 55.2641 | 56.183 | 56.6962 | 56.5695 | 56.2471 | 55.7322 | 54.6651 | 53.562 | 52.7753 | 52.6397 | 52.689 | 52.1025 | 4.8662 | 3.9191 | 4.2133 | 3.7956 | 3.4405 | 3.8335 | 3.2787 | 3.0155 | 3.1702 | 3.3952 | 3.673 | 4.4424 | 3.7653 | 3.7182 | 3.1219 | 2.8267 | 2.4638 | 2.906 | 3.2842 | 3.0254 | 3.2148 | 3.8222 | 3.9791 | 4.3517
Program Specific1-in-2Size: Over 200kWOrange County2023February Monthly Peak | Program Specific | 1-in-2 | Size: Over 200kW | Orange County | 2023 | February Monthly Peak | 2 | 114.1843 | 109.8961 | 107.3775 | 108.5048 | 120.2555 | 150.7891 | 178.3524 | 191.1996 | 200.1924 | 201.7633 | 204.3624 | 205.8358 | 204.5993 | 201.9198 | 195.0425 | 181.6852 | 169.2222 | 162.9594 | 159.0183 | 154.257 | 148.5284 | 141.0506 | 130.834 | 123.8546 | 3.2352 | 2.4741 | 2.0819 | 0.42335 | 0.11622 | 0.74265 | 1.7819 | 1.6404 | -0.099698 | -0.81829 | 0.086597 | 0.81741 | 1.9633 | 6.4083 | 15.6716 | 14.2255 | 13.6621 | 12.4106 | 3.203 | 1.6971 | 0.39471 | 0.26078 | 0.60369 | -0.29026 | 52.4957 | 52.3378 | 52.3613 | 52.1973 | 51.5392 | 51.5882 | 51.2932 | 51.629 | 52.7864 | 55.7187 | 58.8454 | 61.5374 | 62.9553 | 63.5757 | 64.1353 | 63.9043 | 63.4107 | 62.2108 | 60.4542 | 58.8932 | 57.8255 | 56.5683 | 55.489 | 54.1015 | 4.8922 | 3.9293 | 4.253 | 3.8387 | 3.4802 | 3.8536 | 3.2765 | 3.0121 | 3.1662 | 3.4229 | 3.7171 | 4.5299 | 3.8585 | 3.8303 | 3.2322 | 2.9339 | 2.5477 | 2.9638 | 3.3764 | 3.099 | 3.2868 | 3.8833 | 4.0105 | 4.3645
Program Specific1-in-2Size: Over 200kWOrange County2023March Monthly Peak | Program Specific | 1-in-2 | Size: Over 200kW | Orange County | 2023 | March Monthly Peak | 3 | 117.9512 | 113.4838 | 109.5306 | 110.9096 | 122.0301 | 151.908 | 179.6907 | 192.1191 | 200.4785 | 202.047 | 204.9454 | 206.2742 | 206.0694 | 204.3127 | 197.8012 | 185.5334 | 173.0988 | 163.1399 | 158.3591 | 157.9762 | 153.0822 | 145.4515 | 134.8225 | 127.0357 | 3.3419 | 2.5549 | 2.1237 | 0.43273 | 0.11793 | 0.74816 | 1.7953 | 1.6483 | -0.099841 | -0.81944 | 0.086844 | 0.81915 | 1.9774 | 6.4843 | 15.8932 | 14.5268 | 13.975 | 12.4244 | 3.1897 | 1.738 | 0.40681 | 0.26892 | 0.6221 | -0.29771 | 52.9632 | 51.8686 | 51.2962 | 51.1121 | 50.6486 | 50.1813 | 49.8705 | 50.2294 | 52.3368 | 54.8468 | 58.1898 | 61.1997 | 63.2863 | 65.2661 | 66.7722 | 67.4703 | 67.5532 | 66.798 | 64.1583 | 60.4869 | 58.3807 | 56.6961 | 55.5758 | 53.8976 | 5.0535 | 4.0575 | 4.3383 | 3.9238 | 3.5316 | 3.8822 | 3.3011 | 3.0266 | 3.1707 | 3.4277 | 3.7277 | 4.5395 | 3.8862 | 3.8757 | 3.2779 | 2.9961 | 2.606 | 2.9671 | 3.3624 | 3.1737 | 3.3875 | 4.0045 | 4.1328 | 4.4766
Program Specific1-in-2Size: Over 200kWOrange County2023April Monthly Peak | Program Specific | 1-in-2 | Size: Over 200kW | Orange County | 2023 | April Monthly Peak | 4 | 119.5368 | 115.2029 | 111.4539 | 113.3223 | 124.3847 | 154.205 | 180.4073 | 194.5208 | 205.3943 | 210.634 | 216.0199 | 218.6839 | 218.953 | 217.728 | 210.7981 | 198.0078 | 184.7904 | 173.2543 | 164.624 | 164.5977 | 160.2339 | 151.8441 | 139.7907 | 131.1171 | 3.3868 | 2.5936 | 2.161 | 0.44214 | 0.12021 | 0.75947 | 1.8024 | 1.6689 | -0.10229 | -0.85426 | 0.091537 | 0.86843 | 2.101 | 6.91 | 16.9375 | 15.5035 | 14.9189 | 13.1946 | 3.3159 | 1.8108 | 0.42581 | 0.28074 | 0.64502 | -0.30728 | 63.6454 | 62.4268 | 61.4059 | 60.7406 | 59.6536 | 58.9174 | 58.1448 | 58.2267 | 60.7777 | 65.3055 | 70.4984 | 75.8262 | 80.6791 | 83.8968 | 85.7047 | 86.6916 | 86.3729 | 85.1884 | 82.8162 | 79.5354 | 74.3781 | 71.1406 | 68.9952 | 66.9425 | 5.1215 | 4.119 | 4.4145 | 4.0091 | 3.5997 | 3.9409 | 3.3142 | 3.0645 | 3.2485 | 3.5734 | 3.9291 | 4.8127 | 4.1292 | 4.1302 | 3.4933 | 3.1975 | 2.7821 | 3.1511 | 3.4954 | 3.3068 | 3.5458 | 4.1805 | 4.2851 | 4.6204
Program Specific1-in-2Size: Over 200kWOrange County2023May Monthly Peak | Program Specific | 1-in-2 | Size: Over 200kW | Orange County | 2023 | May Monthly Peak | 5 | 121.3638 | 116.7341 | 112.7577 | 114.7725 | 126.5756 | 157.2685 | 182.1366 | 198.9253 | 212.6565 | 219.108 | 225.3211 | 227.7023 | 227.6712 | 226.6458 | 219.7534 | 206.0027 | 191.8397 | 179.2472 | 170.1645 | 167.4959 | 165.1785 | 156.8637 | 144.0948 | 136.1865 | 3.4386 | 2.6281 | 2.1863 | 0.4478 | 0.12232 | 0.77456 | 1.8197 | 1.7067 | -0.10591 | -0.88863 | 0.095479 | 0.90424 | 2.1847 | 7.1931 | 17.6571 | 16.1295 | 15.4881 | 13.6511 | 3.4275 | 1.8427 | 0.43895 | 0.29002 | 0.66488 | -0.31916 | 66.3082 | 65.1435 | 63.896 | 62.7635 | 61.9879 | 60.9746 | 60.4973 | 60.8731 | 63.7221 | 67.8199 | 72.3845 | 77.239 | 81.7082 | 84.8552 | 87.0451 | 88.2394 | 88.5913 | 87.5374 | 85.095 | 81.9908 | 77.4438 | 74.0131 | 72.0745 | 70.331 | 5.1997 | 4.1738 | 4.4661 | 4.0604 | 3.6631 | 4.0191 | 3.346 | 3.1339 | 3.3633 | 3.7172 | 4.0983 | 5.0111 | 4.2936 | 4.2994 | 3.6417 | 3.3266 | 2.8882 | 3.2601 | 3.6131 | 3.365 | 3.6552 | 4.3187 | 4.417 | 4.7991
Program Specific1-in-2Size: Over 200kWOrange County2023June Monthly Peak | Program Specific | 1-in-2 | Size: Over 200kW | Orange County | 2023 | June Monthly Peak | 6 | 132.5796 | 127.7743 | 122.4099 | 124.4458 | 134.7339 | 162.9919 | 188.5772 | 205.0784 | 217.4237 | 223.4716 | 228.3995 | 229.5134 | 226.7716 | 225.0017 | 218.8151 | 208.7768 | 196.1011 | 183.609 | 176.8394 | 174.1027 | 172.3363 | 164.9942 | 152.1435 | 144.667 | 2.8584 | 2.2173 | 1.7766 | 0.16243 | -0.23384 | 0.25166 | 1.1979 | 1.2402 | 0.10482 | -0.39098 | 0.015858 | 0.66356 | 2.0102 | 6.8455 | 17.4239 | 16.2222 | 15.5448 | 13.8037 | 3.7927 | 1.5538 | 0.22338 | 0.099307 | 0.33778 | -0.4461 | 69.1453 | 67.9063 | 66.6602 | 65.7061 | 64.8652 | 64.1426 | 63.4118 | 63.9873 | 67.1518 | 71.8098 | 75.9386 | 80.0723 | 83.1094 | 85.6704 | 87.6559 | 88.8645 | 89.5045 | 88.9767 | 87.4284 | 84.489 | 80.605 | 76.3976 | 73.6684 | 71.8287 | 5.5202 | 4.4398 | 4.7118 | 4.2786 | 3.7894 | 4.048 | 3.3667 | 3.1398 | 3.3418 | 3.6844 | 4.0372 | 4.9087 | 4.1561 | 4.1479 | 3.524 | 3.2764 | 2.8692 | 3.2453 | 3.649 | 3.3992 | 3.7062 | 4.4145 | 4.5323 | 4.9543
Program Specific1-in-2Size: Over 200kWOrange County2023July Monthly Peak | Program Specific | 1-in-2 | Size: Over 200kW | Orange County | 2023 | July Monthly Peak | 7 | 136.2844 | 131.0499 | 126.9568 | 128.789 | 140.0207 | 170.3882 | 196.8675 | 211.8836 | 223.4883 | 230.0625 | 235.3237 | 236.6716 | 235.009 | 233.0724 | 227.8904 | 218.4229 | 206.2301 | 194.1219 | 186.6828 | 182.4054 | 178.9303 | 171.4515 | 158.6123 | 150.6756 | 1.2258 | 1.0195 | 0.69417 | -0.45229 | -0.94492 | -0.80573 | -0.078307 | 0.28613 | 0.51413 | 0.58179 | -0.13835 | 0.21005 | 1.7643 | 6.5234 | 17.8418 | 16.7301 | 15.7873 | 14.2419 | 4.4556 | 0.92514 | -0.21995 | -0.29345 | -0.35235 | -0.67153 | 71.9338 | 71.0955 | 70.2094 | 69.2933 | 68.5008 | 67.9027 | 67.738 | 68.1447 | 70.5238 | 75.0102 | 81.2762 | 85.1542 | 88.7789 | 91.5378 | 93.5851 | 94.3433 | 94.8454 | 94.0794 | 92.2882 | 89.51 | 85.4222 | 81.1549 | 78.3312 | 76.7555 | 5.5064 | 4.4187 | 4.7421 | 4.2968 | 3.8214 | 4.1064 | 3.4106 | 3.1479 | 3.3333 | 3.6807 | 4.0364 | 4.9118 | 4.1795 | 4.1694 | 3.5614 | 3.3263 | 2.928 | 3.3295 | 3.738 | 3.4558 | 3.734 | 4.4514 | 4.5851 | 5.0072
Program Specific1-in-2Size: Over 200kWOrange County2023August Monthly Peak | Program Specific | 1-in-2 | Size: Over 200kW | Orange County | 2023 | August Monthly Peak | 8 | 139.7228 | 133.711 | 129.3202 | 131.6026 | 143.2364 | 174.8888 | 204.528 | 221.658 | 236.1887 | 244.8758 | 251.7075 | 254.3234 | 253.5619 | 252.1982 | 246.0523 | 233.766 | 219.2774 | 204.9054 | 195.1088 | 191.4424 | 186.8519 | 176.6353 | 162.9325 | 155.0774 | -0.46431 | -0.21455 | -0.43958 | -1.0836 | -1.6705 | -1.9024 | -1.4347 | -0.72127 | 0.96435 | 1.6462 | -0.31017 | -0.27379 | 1.5663 | 6.4566 | 18.9411 | 17.6518 | 16.2019 | 14.6686 | 5.1196 | 0.24791 | -0.69226 | -0.7029 | -1.0713 | -0.89988 | 77.1444 | 75.8827 | 74.9592 | 73.7864 | 73.346 | 72.4898 | 72.1863 | 72.3814 | 74.8138 | 80.0088 | 85.1424 | 89.8333 | 93.1924 | 95.5797 | 97.0823 | 97.3301 | 97.519 | 96.3737 | 94.2362 | 91.263 | 86.7762 | 82.9141 | 80.8224 | 79.0336 | 5.6658 | 4.5248 | 4.8479 | 4.4066 | 3.9234 | 4.2302 | 3.5562 | 3.305 | 3.5355 | 3.9319 | 4.3331 | 5.2973 | 4.5258 | 4.5279 | 3.8592 | 3.5729 | 3.1245 | 3.5272 | 3.9209 | 3.6402 | 3.9135 | 4.6027 | 4.727 | 5.1722
Program Specific1-in-2Size: Over 200kWOrange County2023September Monthly Peak | Program Specific | 1-in-2 | Size: Over 200kW | Orange County | 2023 | September Monthly Peak | 9 | 137.0927 | 131.8399 | 127.8645 | 129.8492 | 141.5418 | 172.7328 | 202.9452 | 220.2847 | 236.2982 | 243.9614 | 250.4692 | 253.1264 | 252.6166 | 251.3208 | 244.1457 | 230.3657 | 215.272 | 200.6187 | 192.1976 | 191.834 | 183.9366 | 174.2428 | 160.5883 | 152.3387 | 0.75861 | 0.67806 | 0.38059 | -0.62828 | -1.1506 | -1.1152 | -0.45803 | 0.0125 | 0.66194 | 0.90441 | -0.1926 | 0.084971 | 1.8021 | 6.8656 | 19.0245 | 17.5747 | 16.3183 | 14.6183 | 4.7153 | 0.76939 | -0.35405 | -0.40925 | -0.55319 | -0.73655 | 71.5882 | 70.2931 | 69.5723 | 69.1597 | 68.7494 | 68.0865 | 68.3137 | 68.3557 | 69.7932 | 75.2891 | 83.0552 | 88.5912 | 93.1359 | 95.7587 | 96.7547 | 97.0149 | 96.8176 | 95.5623 | 93.0014 | 88.9634 | 85.4559 | 82.9167 | 81.1108 | 79.3234 | 5.5259 | 4.4348 | 4.7646 | 4.3218 | 3.8537 | 4.153 | 3.5075 | 3.2649 | 3.516 | 3.8938 | 4.2859 | 5.2408 | 4.4819 | 4.4852 | 3.8064 | 3.4998 | 3.0491 | 3.4327 | 3.8393 | 3.6258 | 3.8293 | 4.5131 | 4.6311 | 5.0504
Program Specific1-in-2Size: Over 200kWOrange County2023October Monthly Peak | Program Specific | 1-in-2 | Size: Over 200kW | Orange County | 2023 | October Monthly Peak | 10 | 130.6362 | 125.7189 | 120.3609 | 121.1671 | 132.7558 | 163.2817 | 192.3043 | 207.3835 | 222.2145 | 230.6332 | 239.7405 | 243.8824 | 244.7901 | 244.6666 | 237.4982 | 222.9531 | 207.2137 | 193.7464 | 188.6562 | 184.4446 | 174.6123 | 164.8831 | 152.6086 | 143.5815 | 1.6664 | 1.3383 | 0.98401 | -0.25081 | -0.69668 | -0.46553 | 0.31208 | 0.57164 | 0.39025 | 0.28787 | -0.093773 | 0.36272 | 1.9372 | 7.0263 | 18.689 | 17.1509 | 16.0311 | 14.3195 | 4.366 | 1.1482 | -0.082645 | -0.16803 | -0.13612 | -0.58089 | 71.2422 | 69.7893 | 69.0674 | 68.6813 | 67.8528 | 67.0575 | 67.779 | 69.3078 | 69.6578 | 73.5468 | 78.377 | 83.3865 | 87.0481 | 89.5293 | 91.2671 | 92.0598 | 91.9911 | 90.6053 | 87.7745 | 83.6178 | 79.9571 | 77.0729 | 74.9828 | 73.2025 | 5.3077 | 4.2626 | 4.5208 | 4.0651 | 3.6434 | 3.9571 | 3.3502 | 3.0982 | 3.3328 | 3.7104 | 4.1351 | 5.0897 | 4.3778 | 4.4013 | 3.7323 | 3.4142 | 2.9584 | 3.3416 | 3.7986 | 3.5139 | 3.6642 | 4.3048 | 4.4361 | 4.7981
Program Specific1-in-2Size: Over 200kWOrange County2023November Monthly Peak | Program Specific | 1-in-2 | Size: Over 200kW | Orange County | 2023 | November Monthly Peak | 11 | 122.4916 | 118.0745 | 114.5474 | 115.8455 | 127.1865 | 156.4314 | 182.0093 | 196.2474 | 208.0208 | 214.3248 | 220.5839 | 222.5891 | 222.5102 | 221.239 | 214.1561 | 200.162 | 187.3462 | 181.184 | 172.26 | 166.8966 | 159.7941 | 151.733 | 140.8636 | 133.4452 | 3.4705 | 2.6582 | 2.221 | 0.45199 | 0.12291 | 0.77044 | 1.8184 | 1.6837 | -0.1036 | -0.86923 | 0.093471 | 0.88394 | 2.1352 | 7.0215 | 17.2073 | 15.6721 | 15.1253 | 13.7985 | 3.4697 | 1.8361 | 0.42465 | 0.28053 | 0.64997 | -0.31273 | 60.5278 | 60.0426 | 59.6706 | 59.1068 | 58.6799 | 58.933 | 58.5552 | 58.5242 | 62.6014 | 67.5871 | 73.9657 | 79.1184 | 82.8966 | 84.346 | 85.0291 | 84.4947 | 82.5171 | 78.2014 | 73.565 | 70.7094 | 68.5357 | 66.6519 | 65.1012 | 63.7419 | 5.2481 | 4.2217 | 4.537 | 4.0984 | 3.6808 | 3.9978 | 3.3437 | 3.0917 | 3.29 | 3.636 | 4.0121 | 4.8986 | 4.1962 | 4.1968 | 3.549 | 3.2323 | 2.8205 | 3.2953 | 3.6576 | 3.353 | 3.5361 | 4.1774 | 4.3179 | 4.7025
Program Specific1-in-2Size: Over 200kWOrange County2023December Monthly Peak | Program Specific | 1-in-2 | Size: Over 200kW | Orange County | 2023 | December Monthly Peak | 12 | 115.7424 | 111.3858 | 108.5738 | 108.826 | 120.0234 | 149.5146 | 176.8804 | 188.8114 | 197.1767 | 197.8896 | 199.5887 | 198.1221 | 195.0313 | 191.4686 | 184.0933 | 172.6526 | 163.8501 | 160.6438 | 154.9013 | 150.9191 | 145.1644 | 139.1448 | 129.8021 | 123.5609 | 3.2793 | 2.5076 | 2.1051 | 0.4246 | 0.11599 | 0.73637 | 1.7672 | 1.6199 | -0.098196 | -0.80257 | 0.084575 | 0.78677 | 1.8715 | 6.0766 | 14.7918 | 13.5182 | 13.2283 | 12.2343 | 3.1201 | 1.6604 | 0.38577 | 0.25726 | 0.59893 | -0.28957 | 47.8768 | 47.2008 | 46.4937 | 45.6171 | 45.0945 | 44.2339 | 43.9206 | 43.7535 | 44.274 | 46.8855 | 49.0345 | 50.7098 | 52.3077 | 53.4402 | 53.9167 | 53.9011 | 53.2785 | 52.3765 | 51.0947 | 49.8577 | 49.0922 | 48.2242 | 47.4858 | 46.7869 | 4.9589 | 3.9825 | 4.3004 | 3.8501 | 3.4735 | 3.821 | 3.2494 | 2.9745 | 3.1185 | 3.3572 | 3.6302 | 4.3601 | 3.678 | 3.6321 | 3.0508 | 2.7881 | 2.4668 | 2.9217 | 3.289 | 3.032 | 3.2123 | 3.8309 | 3.9789 | 4.3541
Program Specific1-in-2Size: Over 200kWOrange County2023Typical Event Day | Program Specific | 1-in-2 | Size: Over 200kW | Orange County | 2023 | Typical Event Day | 8 | 138.4435 | 132.4184 | 128.0041 | 130.2841 | 141.7693 | 173.0689 | 202.3734 | 218.301 | 231.3538 | 238.3504 | 243.6101 | 245.2854 | 243.9827 | 242.7001 | 236.6977 | 224.9189 | 211.0813 | 197.5852 | 189.1598 | 185.9301 | 182.0915 | 172.4677 | 159.311 | 151.9564 | 1.134 | 0.94915 | 0.62589 | -0.49765 | -1.0021 | -0.88779 | -0.16781 | 0.22926 | 0.55912 | 0.66793 | -0.15346 | 0.18628 | 1.8105 | 6.7551 | 18.511 | 17.2117 | 16.122 | 14.4731 | 4.544 | 0.89722 | -0.25323 | -0.3207 | -0.39913 | -0.69057 | 72.4529 | 71.2944 | 70.3503 | 69.4864 | 68.8653 | 68.1554 | 67.9125 | 68.2173 | 70.5706 | 75.5295 | 81.3531 | 85.9128 | 89.5541 | 92.1366 | 93.7695 | 94.3882 | 94.6716 | 93.748 | 91.7386 | 88.5563 | 84.5648 | 80.8458 | 78.4832 | 76.7353 | 5.5892 | 4.4613 | 4.7774 | 4.3432 | 3.8661 | 4.1677 | 3.5032 | 3.2406 | 3.4479 | 3.8103 | 4.1752 | 5.0866 | 4.3357 | 4.3382 | 3.6962 | 3.4225 | 2.9945 | 3.3862 | 3.7846 | 3.5198 | 3.797 | 4.4743 | 4.6016 | 5.0458
Program Specific1-in-2Size: Over 200kWOrange County2024January Monthly Peak | Program Specific | 1-in-2 | Size: Over 200kW | Orange County | 2024 | January Monthly Peak | 1 | 113.5775 | 109.6114 | 106.375 | 107.2876 | 118.8826 | 150.0034 | 178.4714 | 191.4123 | 200.4434 | 200.1318 | 201.9417 | 201.8595 | 199.6588 | 196.0081 | 188.3883 | 175.043 | 163.6528 | 159.7787 | 154.6764 | 150.5939 | 145.2752 | 138.8314 | 129.8082 | 123.4925 | 3.218 | 2.4677 | 2.0625 | 0.4186 | 0.11489 | 0.73878 | 1.7831 | 1.6422 | -0.099823 | -0.81167 | 0.085572 | 0.80162 | 1.9159 | 6.2207 | 15.1369 | 13.7054 | 13.2124 | 12.1684 | 3.1156 | 1.6568 | 0.38606 | 0.25668 | 0.59896 | -0.28941 | 52.3428 | 51.8703 | 51.3875 | 50.8273 | 50.7284 | 50.3666 | 50.2132 | 50.2513 | 50.8232 | 52.121 | 53.7993 | 54.9297 | 55.2641 | 56.183 | 56.6962 | 56.5695 | 56.2471 | 55.7322 | 54.6651 | 53.562 | 52.7753 | 52.6397 | 52.689 | 52.1025 | 4.8662 | 3.9191 | 4.2133 | 3.7956 | 3.4405 | 3.8335 | 3.2787 | 3.0155 | 3.1702 | 3.3952 | 3.673 | 4.4424 | 3.7653 | 3.7182 | 3.1219 | 2.8267 | 2.4638 | 2.906 | 3.2842 | 3.0254 | 3.2148 | 3.8222 | 3.9791 | 4.3517
Program Specific1-in-2Size: Over 200kWOrange County2024February Monthly Peak | Program Specific | 1-in-2 | Size: Over 200kW | Orange County | 2024 | February Monthly Peak | 2 | 114.1843 | 109.8961 | 107.3775 | 108.5048 | 120.2555 | 150.7891 | 178.3524 | 191.1996 | 200.1924 | 201.7633 | 204.3624 | 205.8358 | 204.5993 | 201.9198 | 195.0425 | 181.6851 | 169.2223 | 162.9594 | 159.0183 | 154.257 | 148.5284 | 141.0506 | 130.8339 | 123.8546 | 3.2352 | 2.4741 | 2.0819 | 0.42335 | 0.11622 | 0.74265 | 1.7819 | 1.6404 | -0.099698 | -0.81829 | 0.086597 | 0.81741 | 1.9633 | 6.4083 | 15.6716 | 14.2255 | 13.6621 | 12.4106 | 3.203 | 1.6971 | 0.39471 | 0.26078 | 0.60369 | -0.29026 | 52.4957 | 52.3378 | 52.3613 | 52.1973 | 51.5392 | 51.5882 | 51.2932 | 51.629 | 52.7864 | 55.7187 | 58.8454 | 61.5374 | 62.9553 | 63.5757 | 64.1353 | 63.9043 | 63.4107 | 62.2108 | 60.4542 | 58.8932 | 57.8255 | 56.5683 | 55.4891 | 54.1015 | 4.8922 | 3.9293 | 4.253 | 3.8387 | 3.4802 | 3.8536 | 3.2765 | 3.0121 | 3.1662 | 3.4229 | 3.7171 | 4.5299 | 3.8585 | 3.8303 | 3.2322 | 2.9339 | 2.5477 | 2.9638 | 3.3764 | 3.099 | 3.2868 | 3.8833 | 4.0105 | 4.3645
Program Specific1-in-2Size: Over 200kWOrange County2024March Monthly Peak | Program Specific | 1-in-2 | Size: Over 200kW | Orange County | 2024 | March Monthly Peak | 3 | 117.9512 | 113.4838 | 109.5306 | 110.9096 | 122.0301 | 151.908 | 179.6907 | 192.1191 | 200.4785 | 202.047 | 204.9454 | 206.2742 | 206.0694 | 204.3127 | 197.8012 | 185.5334 | 173.0988 | 163.1399 | 158.3591 | 157.9762 | 153.0822 | 145.4515 | 134.8225 | 127.0357 | 3.3419 | 2.5549 | 2.1237 | 0.43273 | 0.11793 | 0.74816 | 1.7953 | 1.6483 | -0.099841 | -0.81944 | 0.086844 | 0.81915 | 1.9774 | 6.4843 | 15.8932 | 14.5268 | 13.975 | 12.4244 | 3.1897 | 1.738 | 0.40681 | 0.26892 | 0.6221 | -0.29771 | 52.9632 | 51.8686 | 51.2962 | 51.1121 | 50.6486 | 50.1813 | 49.8705 | 50.2294 | 52.3368 | 54.8468 | 58.1898 | 61.1997 | 63.2863 | 65.2661 | 66.7722 | 67.4703 | 67.5532 | 66.798 | 64.1583 | 60.4869 | 58.3807 | 56.6961 | 55.5758 | 53.8976 | 5.0535 | 4.0575 | 4.3383 | 3.9238 | 3.5316 | 3.8822 | 3.3011 | 3.0266 | 3.1707 | 3.4277 | 3.7277 | 4.5395 | 3.8862 | 3.8757 | 3.2779 | 2.9961 | 2.606 | 2.9671 | 3.3624 | 3.1737 | 3.3875 | 4.0045 | 4.1328 | 4.4766
Program Specific1-in-2Size: Over 200kWOrange County2024April Monthly Peak | Program Specific | 1-in-2 | Size: Over 200kW | Orange County | 2024 | April Monthly Peak | 4 | 119.5368 | 115.2029 | 111.4539 | 113.3223 | 124.3847 | 154.205 | 180.4073 | 194.5208 | 205.3943 | 210.634 | 216.0199 | 218.6839 | 218.953 | 217.728 | 210.7981 | 198.0078 | 184.7904 | 173.2543 | 164.624 | 164.5977 | 160.2339 | 151.8441 | 139.7907 | 131.1171 | 3.3868 | 2.5936 | 2.161 | 0.44214 | 0.12021 | 0.75947 | 1.8024 | 1.6689 | -0.10229 | -0.85426 | 0.091537 | 0.86843 | 2.101 | 6.91 | 16.9375 | 15.5035 | 14.9189 | 13.1946 | 3.3159 | 1.8108 | 0.42581 | 0.28074 | 0.64502 | -0.30728 | 63.6454 | 62.4268 | 61.4059 | 60.7406 | 59.6536 | 58.9174 | 58.1448 | 58.2267 | 60.7777 | 65.3055 | 70.4984 | 75.8262 | 80.6791 | 83.8968 | 85.7047 | 86.6916 | 86.3729 | 85.1884 | 82.8162 | 79.5354 | 74.3781 | 71.1406 | 68.9952 | 66.9425 | 5.1215 | 4.119 | 4.4145 | 4.0091 | 3.5997 | 3.9409 | 3.3142 | 3.0645 | 3.2485 | 3.5734 | 3.9291 | 4.8127 | 4.1292 | 4.1302 | 3.4933 | 3.1975 | 2.7821 | 3.1511 | 3.4954 | 3.3068 | 3.5458 | 4.1805 | 4.2851 | 4.6204
Program Specific1-in-2Size: Over 200kWOrange County2024May Monthly Peak | Program Specific | 1-in-2 | Size: Over 200kW | Orange County | 2024 | May Monthly Peak | 5 | 121.3638 | 116.7341 | 112.7577 | 114.7725 | 126.5756 | 157.2685 | 182.1366 | 198.9253 | 212.6565 | 219.108 | 225.3211 | 227.7023 | 227.6712 | 226.6458 | 219.7534 | 206.0027 | 191.8397 | 179.2472 | 170.1645 | 167.496 | 165.1784 | 156.8637 | 144.0948 | 136.1865 | 3.4386 | 2.6281 | 2.1863 | 0.4478 | 0.12232 | 0.77456 | 1.8197 | 1.7067 | -0.10591 | -0.88863 | 0.095479 | 0.90424 | 2.1847 | 7.1931 | 17.6571 | 16.1295 | 15.4881 | 13.6511 | 3.4275 | 1.8427 | 0.43895 | 0.29002 | 0.66488 | -0.31916 | 66.3082 | 65.1435 | 63.896 | 62.7635 | 61.9879 | 60.9746 | 60.4973 | 60.8731 | 63.7221 | 67.8199 | 72.3845 | 77.239 | 81.7082 | 84.8552 | 87.0451 | 88.2394 | 88.5913 | 87.5374 | 85.095 | 81.9908 | 77.4438 | 74.0131 | 72.0745 | 70.331 | 5.1997 | 4.1738 | 4.4661 | 4.0604 | 3.6631 | 4.0191 | 3.346 | 3.1339 | 3.3633 | 3.7172 | 4.0983 | 5.0111 | 4.2936 | 4.2994 | 3.6417 | 3.3266 | 2.8882 | 3.2601 | 3.6131 | 3.365 | 3.6552 | 4.3187 | 4.417 | 4.7991
Program Specific1-in-2Size: Over 200kWOrange County2024June Monthly Peak | Program Specific | 1-in-2 | Size: Over 200kW | Orange County | 2024 | June Monthly Peak | 6 | 132.5796 | 127.7743 | 122.4099 | 124.4458 | 134.7339 | 162.9919 | 188.5772 | 205.0784 | 217.4237 | 223.4716 | 228.3995 | 229.5134 | 226.7716 | 225.0017 | 218.8151 | 208.7768 | 196.1011 | 183.609 | 176.8394 | 174.1027 | 172.3363 | 164.9942 | 152.1435 | 144.667 | 2.8584 | 2.2173 | 1.7766 | 0.16243 | -0.23384 | 0.25166 | 1.1979 | 1.2402 | 0.10482 | -0.39098 | 0.015858 | 0.66356 | 2.0102 | 6.8455 | 17.4239 | 16.2222 | 15.5448 | 13.8037 | 3.7927 | 1.5538 | 0.22338 | 0.099307 | 0.33778 | -0.4461 | 69.1453 | 67.9063 | 66.6602 | 65.7061 | 64.8652 | 64.1426 | 63.4118 | 63.9873 | 67.1518 | 71.8098 | 75.9386 | 80.0723 | 83.1094 | 85.6704 | 87.6559 | 88.8645 | 89.5045 | 88.9767 | 87.4284 | 84.489 | 80.605 | 76.3976 | 73.6684 | 71.8287 | 5.5202 | 4.4398 | 4.7118 | 4.2786 | 3.7894 | 4.048 | 3.3667 | 3.1398 | 3.3418 | 3.6844 | 4.0372 | 4.9087 | 4.1561 | 4.1479 | 3.524 | 3.2764 | 2.8692 | 3.2453 | 3.649 | 3.3992 | 3.7062 | 4.4145 | 4.5323 | 4.9543
Program Specific1-in-2Size: Over 200kWOrange County2024July Monthly Peak | Program Specific | 1-in-2 | Size: Over 200kW | Orange County | 2024 | July Monthly Peak | 7 | 136.2844 | 131.0499 | 126.9568 | 128.789 | 140.0207 | 170.3882 | 196.8675 | 211.8836 | 223.4883 | 230.0625 | 235.3237 | 236.6716 | 235.009 | 233.0724 | 227.8904 | 218.4229 | 206.2301 | 194.1219 | 186.6828 | 182.4054 | 178.9303 | 171.4515 | 158.6123 | 150.6756 | 1.2258 | 1.0195 | 0.69417 | -0.45229 | -0.94492 | -0.80573 | -0.078307 | 0.28613 | 0.51413 | 0.58179 | -0.13835 | 0.21005 | 1.7643 | 6.5234 | 17.8418 | 16.7301 | 15.7873 | 14.2419 | 4.4556 | 0.92514 | -0.21995 | -0.29345 | -0.35235 | -0.67153 | 71.9338 | 71.0955 | 70.2094 | 69.2933 | 68.5008 | 67.9027 | 67.738 | 68.1447 | 70.5238 | 75.0102 | 81.2762 | 85.1542 | 88.7789 | 91.5378 | 93.5851 | 94.3433 | 94.8454 | 94.0794 | 92.2882 | 89.51 | 85.4222 | 81.1549 | 78.3312 | 76.7555 | 5.5064 | 4.4187 | 4.7421 | 4.2968 | 3.8214 | 4.1064 | 3.4106 | 3.1479 | 3.3333 | 3.6807 | 4.0364 | 4.9118 | 4.1795 | 4.1694 | 3.5614 | 3.3263 | 2.928 | 3.3295 | 3.738 | 3.4558 | 3.734 | 4.4514 | 4.5851 | 5.0072
Program Specific1-in-2Size: Over 200kWOrange County2024August Monthly Peak | Program Specific | 1-in-2 | Size: Over 200kW | Orange County | 2024 | August Monthly Peak | 8 | 139.7228 | 133.711 | 129.3202 | 131.6026 | 143.2364 | 174.8888 | 204.528 | 221.658 | 236.1887 | 244.8758 | 251.7075 | 254.3234 | 253.5619 | 252.1982 | 246.0523 | 233.766 | 219.2774 | 204.9054 | 195.1088 | 191.4424 | 186.8519 | 176.6353 | 162.9325 | 155.0774 | -0.46431 | -0.21455 | -0.43958 | -1.0836 | -1.6705 | -1.9024 | -1.4347 | -0.72127 | 0.96435 | 1.6462 | -0.31017 | -0.27379 | 1.5663 | 6.4566 | 18.9411 | 17.6518 | 16.2019 | 14.6686 | 5.1196 | 0.24791 | -0.69226 | -0.7029 | -1.0713 | -0.89988 | 77.1444 | 75.8827 | 74.9592 | 73.7864 | 73.346 | 72.4898 | 72.1863 | 72.3814 | 74.8138 | 80.0088 | 85.1424 | 89.8333 | 93.1924 | 95.5797 | 97.0823 | 97.3301 | 97.519 | 96.3737 | 94.2362 | 91.263 | 86.7762 | 82.9141 | 80.8224 | 79.0336 | 5.6658 | 4.5248 | 4.8479 | 4.4066 | 3.9234 | 4.2302 | 3.5562 | 3.305 | 3.5355 | 3.9319 | 4.3331 | 5.2973 | 4.5258 | 4.5279 | 3.8592 | 3.5729 | 3.1245 | 3.5272 | 3.9209 | 3.6402 | 3.9135 | 4.6027 | 4.727 | 5.1722
Program Specific1-in-2Size: Over 200kWOrange County2024September Monthly Peak | Program Specific | 1-in-2 | Size: Over 200kW | Orange County | 2024 | September Monthly Peak | 9 | 137.0927 | 131.8399 | 127.8645 | 129.8492 | 141.5418 | 172.7328 | 202.9452 | 220.2847 | 236.2982 | 243.9614 | 250.4692 | 253.1264 | 252.6166 | 251.3208 | 244.1457 | 230.3657 | 215.272 | 200.6187 | 192.1976 | 191.834 | 183.9366 | 174.2428 | 160.5883 | 152.3387 | 0.75861 | 0.67806 | 0.38059 | -0.62828 | -1.1506 | -1.1152 | -0.45803 | 0.0125 | 0.66194 | 0.90441 | -0.1926 | 0.084971 | 1.8021 | 6.8656 | 19.0245 | 17.5747 | 16.3183 | 14.6183 | 4.7153 | 0.76939 | -0.35405 | -0.40925 | -0.55319 | -0.73655 | 71.5882 | 70.2931 | 69.5723 | 69.1597 | 68.7494 | 68.0865 | 68.3137 | 68.3557 | 69.7932 | 75.2891 | 83.0552 | 88.5912 | 93.1359 | 95.7587 | 96.7547 | 97.0149 | 96.8175 | 95.5623 | 93.0014 | 88.9634 | 85.4559 | 82.9167 | 81.1108 | 79.3234 | 5.5259 | 4.4348 | 4.7646 | 4.3218 | 3.8537 | 4.153 | 3.5075 | 3.2649 | 3.516 | 3.8938 | 4.2859 | 5.2408 | 4.4819 | 4.4852 | 3.8064 | 3.4998 | 3.0491 | 3.4327 | 3.8393 | 3.6258 | 3.8293 | 4.5131 | 4.6311 | 5.0504
Program Specific1-in-2Size: Over 200kWOrange County2024October Monthly Peak | Program Specific | 1-in-2 | Size: Over 200kW | Orange County | 2024 | October Monthly Peak | 10 | 130.6362 | 125.719 | 120.3609 | 121.1671 | 132.7558 | 163.2817 | 192.3043 | 207.3835 | 222.2145 | 230.6332 | 239.7405 | 243.8824 | 244.7901 | 244.6666 | 237.4982 | 222.9531 | 207.2137 | 193.7464 | 188.6562 | 184.4446 | 174.6123 | 164.8831 | 152.6086 | 143.5815 | 1.6664 | 1.3383 | 0.98401 | -0.25081 | -0.69668 | -0.46553 | 0.31208 | 0.57164 | 0.39025 | 0.28787 | -0.093773 | 0.36272 | 1.9372 | 7.0263 | 18.689 | 17.1509 | 16.0311 | 14.3196 | 4.366 | 1.1482 | -0.082645 | -0.16803 | -0.13612 | -0.58089 | 71.2422 | 69.7893 | 69.0674 | 68.6813 | 67.8528 | 67.0575 | 67.779 | 69.3078 | 69.6578 | 73.5468 | 78.377 | 83.3865 | 87.0481 | 89.5293 | 91.2671 | 92.0598 | 91.9911 | 90.6053 | 87.7744 | 83.6178 | 79.9571 | 77.0729 | 74.9828 | 73.2025 | 5.3077 | 4.2626 | 4.5208 | 4.0651 | 3.6434 | 3.9571 | 3.3502 | 3.0982 | 3.3328 | 3.7104 | 4.1351 | 5.0897 | 4.3778 | 4.4013 | 3.7323 | 3.4142 | 2.9584 | 3.3416 | 3.7986 | 3.5139 | 3.6642 | 4.3048 | 4.4361 | 4.7981
Program Specific1-in-2Size: Over 200kWOrange County2024November Monthly Peak | Program Specific | 1-in-2 | Size: Over 200kW | Orange County | 2024 | November Monthly Peak | 11 | 122.4916 | 118.0745 | 114.5474 | 115.8455 | 127.1865 | 156.4314 | 182.0093 | 196.2474 | 208.0208 | 214.3248 | 220.5839 | 222.5891 | 222.5102 | 221.239 | 214.1561 | 200.162 | 187.3462 | 181.1839 | 172.26 | 166.8966 | 159.7941 | 151.733 | 140.8636 | 133.4452 | 3.4705 | 2.6582 | 2.221 | 0.45199 | 0.12291 | 0.77044 | 1.8184 | 1.6837 | -0.1036 | -0.86923 | 0.093471 | 0.88394 | 2.1352 | 7.0215 | 17.2073 | 15.6721 | 15.1253 | 13.7985 | 3.4697 | 1.8361 | 0.42465 | 0.28053 | 0.64997 | -0.31273 | 60.5278 | 60.0426 | 59.6706 | 59.1068 | 58.6799 | 58.933 | 58.5552 | 58.5242 | 62.6014 | 67.5871 | 73.9657 | 79.1184 | 82.8966 | 84.346 | 85.0291 | 84.4947 | 82.517 | 78.2014 | 73.565 | 70.7094 | 68.5357 | 66.6519 | 65.1012 | 63.7419 | 5.2481 | 4.2217 | 4.537 | 4.0984 | 3.6808 | 3.9978 | 3.3437 | 3.0917 | 3.29 | 3.636 | 4.0121 | 4.8986 | 4.1962 | 4.1968 | 3.549 | 3.2323 | 2.8205 | 3.2953 | 3.6576 | 3.353 | 3.5361 | 4.1774 | 4.3179 | 4.7025
Program Specific1-in-2Size: Over 200kWOrange County2024December Monthly Peak | Program Specific | 1-in-2 | Size: Over 200kW | Orange County | 2024 | December Monthly Peak | 12 | 115.7424 | 111.3858 | 108.5738 | 108.826 | 120.0234 | 149.5146 | 176.8804 | 188.8114 | 197.1767 | 197.8896 | 199.5887 | 198.1221 | 195.0313 | 191.4686 | 184.0933 | 172.6526 | 163.8501 | 160.6438 | 154.9013 | 150.9191 | 145.1644 | 139.1448 | 129.8021 | 123.5609 | 3.2793 | 2.5076 | 2.1051 | 0.4246 | 0.11599 | 0.73637 | 1.7672 | 1.6199 | -0.098196 | -0.80257 | 0.084575 | 0.78677 | 1.8715 | 6.0766 | 14.7918 | 13.5182 | 13.2283 | 12.2343 | 3.1201 | 1.6604 | 0.38577 | 0.25726 | 0.59893 | -0.28957 | 47.8768 | 47.2008 | 46.4937 | 45.6171 | 45.0945 | 44.2339 | 43.9206 | 43.7535 | 44.274 | 46.8855 | 49.0345 | 50.7098 | 52.3077 | 53.4402 | 53.9167 | 53.9011 | 53.2785 | 52.3765 | 51.0947 | 49.8577 | 49.0923 | 48.2242 | 47.4858 | 46.7869 | 4.9589 | 3.9825 | 4.3004 | 3.8501 | 3.4735 | 3.821 | 3.2494 | 2.9745 | 3.1185 | 3.3572 | 3.6302 | 4.3601 | 3.678 | 3.6321 | 3.0508 | 2.7881 | 2.4668 | 2.9217 | 3.289 | 3.032 | 3.2123 | 3.8309 | 3.9789 | 4.3541
Program Specific1-in-2Size: Over 200kWOrange County2024Typical Event Day | Program Specific | 1-in-2 | Size: Over 200kW | Orange County | 2024 | Typical Event Day | 8 | 138.4435 | 132.4184 | 128.0041 | 130.2841 | 141.7693 | 173.0689 | 202.3734 | 218.301 | 231.3538 | 238.3505 | 243.6101 | 245.2854 | 243.9827 | 242.7001 | 236.6977 | 224.9189 | 211.0813 | 197.5852 | 189.1598 | 185.9301 | 182.0915 | 172.4676 | 159.311 | 151.9563 | 1.134 | 0.94915 | 0.62589 | -0.49765 | -1.0021 | -0.88779 | -0.16781 | 0.22926 | 0.55912 | 0.66793 | -0.15346 | 0.18628 | 1.8105 | 6.7551 | 18.511 | 17.2117 | 16.122 | 14.4731 | 4.544 | 0.89722 | -0.25323 | -0.3207 | -0.39913 | -0.69057 | 72.4529 | 71.2944 | 70.3503 | 69.4864 | 68.8653 | 68.1554 | 67.9125 | 68.2173 | 70.5706 | 75.5295 | 81.3531 | 85.9128 | 89.5541 | 92.1366 | 93.7695 | 94.3882 | 94.6716 | 93.748 | 91.7385 | 88.5563 | 84.5648 | 80.8458 | 78.4832 | 76.7353 | 5.5892 | 4.4613 | 4.7774 | 4.3432 | 3.8661 | 4.1677 | 3.5032 | 3.2406 | 3.4479 | 3.8103 | 4.1752 | 5.0866 | 4.3357 | 4.3382 | 3.6962 | 3.4225 | 2.9945 | 3.3862 | 3.7846 | 3.5198 | 3.797 | 4.4743 | 4.6016 | 5.0458
Program Specific1-in-2Size: Over 200kWOrange County2025January Monthly Peak | Program Specific | 1-in-2 | Size: Over 200kW | Orange County | 2025 | January Monthly Peak | 1 | 113.5775 | 109.6114 | 106.375 | 107.2876 | 118.8826 | 150.0034 | 178.4714 | 191.4123 | 200.4434 | 200.1318 | 201.9417 | 201.8595 | 199.6588 | 196.0081 | 188.3883 | 175.043 | 163.6528 | 159.7788 | 154.6764 | 150.5939 | 145.2752 | 138.8314 | 129.8082 | 123.4925 | 3.218 | 2.4677 | 2.0625 | 0.4186 | 0.11489 | 0.73878 | 1.7831 | 1.6422 | -0.099823 | -0.81167 | 0.085572 | 0.80162 | 1.9159 | 6.2207 | 15.1369 | 13.7054 | 13.2124 | 12.1684 | 3.1156 | 1.6568 | 0.38606 | 0.25668 | 0.59896 | -0.28941 | 52.3428 | 51.8703 | 51.3875 | 50.8273 | 50.7284 | 50.3666 | 50.2132 | 50.2513 | 50.8232 | 52.121 | 53.7993 | 54.9297 | 55.2641 | 56.183 | 56.6962 | 56.5695 | 56.2471 | 55.7322 | 54.6651 | 53.562 | 52.7753 | 52.6397 | 52.689 | 52.1025 | 4.8662 | 3.9191 | 4.2133 | 3.7956 | 3.4405 | 3.8335 | 3.2787 | 3.0155 | 3.1702 | 3.3952 | 3.673 | 4.4424 | 3.7653 | 3.7182 | 3.1219 | 2.8267 | 2.4638 | 2.906 | 3.2842 | 3.0254 | 3.2148 | 3.8222 | 3.9791 | 4.3517
Program Specific1-in-2Size: Over 200kWOrange County2025February Monthly Peak | Program Specific | 1-in-2 | Size: Over 200kW | Orange County | 2025 | February Monthly Peak | 2 | 114.1843 | 109.8961 | 107.3775 | 108.5048 | 120.2555 | 150.7891 | 178.3524 | 191.1996 | 200.1924 | 201.7633 | 204.3624 | 205.8358 | 204.5993 | 201.9198 | 195.0425 | 181.6851 | 169.2222 | 162.9594 | 159.0183 | 154.257 | 148.5284 | 141.0506 | 130.834 | 123.8546 | 3.2352 | 2.4741 | 2.0819 | 0.42335 | 0.11622 | 0.74265 | 1.7819 | 1.6404 | -0.099698 | -0.81829 | 0.086597 | 0.81741 | 1.9633 | 6.4083 | 15.6716 | 14.2255 | 13.6621 | 12.4106 | 3.203 | 1.6971 | 0.39471 | 0.26078 | 0.60369 | -0.29026 | 52.4957 | 52.3378 | 52.3613 | 52.1973 | 51.5392 | 51.5882 | 51.2932 | 51.629 | 52.7864 | 55.7187 | 58.8454 | 61.5374 | 62.9553 | 63.5757 | 64.1353 | 63.9043 | 63.4107 | 62.2108 | 60.4542 | 58.8932 | 57.8255 | 56.5683 | 55.489 | 54.1015 | 4.8922 | 3.9293 | 4.253 | 3.8387 | 3.4802 | 3.8536 | 3.2765 | 3.0121 | 3.1662 | 3.4229 | 3.7171 | 4.5299 | 3.8585 | 3.8303 | 3.2322 | 2.9339 | 2.5477 | 2.9638 | 3.3764 | 3.099 | 3.2868 | 3.8833 | 4.0105 | 4.3645
Program Specific1-in-2Size: Over 200kWOrange County2025March Monthly Peak | Program Specific | 1-in-2 | Size: Over 200kW | Orange County | 2025 | March Monthly Peak | 3 | 117.9512 | 113.4838 | 109.5306 | 110.9096 | 122.0301 | 151.908 | 179.6907 | 192.1191 | 200.4785 | 202.047 | 204.9454 | 206.2742 | 206.0694 | 204.3127 | 197.8012 | 185.5334 | 173.0988 | 163.1399 | 158.3591 | 157.9762 | 153.0822 | 145.4515 | 134.8225 | 127.0357 | 3.3419 | 2.5549 | 2.1237 | 0.43273 | 0.11793 | 0.74816 | 1.7953 | 1.6483 | -0.099841 | -0.81944 | 0.086844 | 0.81915 | 1.9774 | 6.4843 | 15.8932 | 14.5268 | 13.975 | 12.4244 | 3.1897 | 1.738 | 0.40681 | 0.26892 | 0.6221 | -0.29771 | 52.9632 | 51.8686 | 51.2962 | 51.1121 | 50.6486 | 50.1813 | 49.8705 | 50.2294 | 52.3368 | 54.8468 | 58.1898 | 61.1997 | 63.2863 | 65.2661 | 66.7722 | 67.4703 | 67.5532 | 66.798 | 64.1583 | 60.4869 | 58.3807 | 56.6961 | 55.5758 | 53.8976 | 5.0535 | 4.0575 | 4.3383 | 3.9238 | 3.5316 | 3.8822 | 3.3011 | 3.0266 | 3.1707 | 3.4277 | 3.7277 | 4.5395 | 3.8862 | 3.8757 | 3.2779 | 2.9961 | 2.606 | 2.9671 | 3.3624 | 3.1737 | 3.3875 | 4.0045 | 4.1328 | 4.4766
Program Specific1-in-2Size: Over 200kWOrange County2025April Monthly Peak | Program Specific | 1-in-2 | Size: Over 200kW | Orange County | 2025 | April Monthly Peak | 4 | 119.5368 | 115.2029 | 111.4539 | 113.3223 | 124.3847 | 154.205 | 180.4073 | 194.5208 | 205.3943 | 210.634 | 216.0199 | 218.6839 | 218.953 | 217.728 | 210.7981 | 198.0078 | 184.7904 | 173.2543 | 164.624 | 164.5977 | 160.2339 | 151.8441 | 139.7907 | 131.1171 | 3.3868 | 2.5936 | 2.161 | 0.44214 | 0.12021 | 0.75947 | 1.8024 | 1.6689 | -0.10229 | -0.85426 | 0.091537 | 0.86843 | 2.101 | 6.91 | 16.9375 | 15.5035 | 14.9189 | 13.1946 | 3.3159 | 1.8108 | 0.42581 | 0.28074 | 0.64502 | -0.30728 | 63.6454 | 62.4268 | 61.4059 | 60.7406 | 59.6536 | 58.9174 | 58.1448 | 58.2267 | 60.7777 | 65.3055 | 70.4983 | 75.8262 | 80.6791 | 83.8968 | 85.7047 | 86.6916 | 86.3729 | 85.1884 | 82.8162 | 79.5354 | 74.3781 | 71.1406 | 68.9952 | 66.9425 | 5.1215 | 4.119 | 4.4145 | 4.0091 | 3.5997 | 3.9409 | 3.3142 | 3.0645 | 3.2485 | 3.5734 | 3.9291 | 4.8127 | 4.1292 | 4.1302 | 3.4933 | 3.1975 | 2.7821 | 3.1511 | 3.4954 | 3.3068 | 3.5458 | 4.1805 | 4.2851 | 4.6204
Program Specific1-in-2Size: Over 200kWOrange County2025May Monthly Peak | Program Specific | 1-in-2 | Size: Over 200kW | Orange County | 2025 | May Monthly Peak | 5 | 121.3638 | 116.7341 | 112.7577 | 114.7725 | 126.5756 | 157.2685 | 182.1366 | 198.9253 | 212.6565 | 219.108 | 225.3211 | 227.7023 | 227.6712 | 226.6458 | 219.7534 | 206.0027 | 191.8397 | 179.2472 | 170.1645 | 167.496 | 165.1785 | 156.8637 | 144.0947 | 136.1865 | 3.4386 | 2.6281 | 2.1863 | 0.4478 | 0.12232 | 0.77456 | 1.8197 | 1.7067 | -0.10591 | -0.88863 | 0.095479 | 0.90424 | 2.1847 | 7.1931 | 17.6571 | 16.1295 | 15.4881 | 13.6511 | 3.4275 | 1.8427 | 0.43895 | 0.29002 | 0.66488 | -0.31916 | 66.3082 | 65.1435 | 63.896 | 62.7635 | 61.9879 | 60.9746 | 60.4973 | 60.8731 | 63.7221 | 67.8199 | 72.3845 | 77.239 | 81.7082 | 84.8552 | 87.0451 | 88.2394 | 88.5913 | 87.5374 | 85.095 | 81.9908 | 77.4438 | 74.013 | 72.0745 | 70.331 | 5.1997 | 4.1738 | 4.4661 | 4.0604 | 3.6631 | 4.0191 | 3.346 | 3.1339 | 3.3633 | 3.7172 | 4.0983 | 5.0111 | 4.2936 | 4.2994 | 3.6417 | 3.3266 | 2.8882 | 3.2601 | 3.6131 | 3.365 | 3.6552 | 4.3187 | 4.417 | 4.7991
Program Specific1-in-2Size: Over 200kWOrange County2025June Monthly Peak | Program Specific | 1-in-2 | Size: Over 200kW | Orange County | 2025 | June Monthly Peak | 6 | 132.5796 | 127.7743 | 122.4099 | 124.4458 | 134.7339 | 162.9919 | 188.5772 | 205.0784 | 217.4237 | 223.4716 | 228.3995 | 229.5133 | 226.7716 | 225.0017 | 218.8151 | 208.7767 | 196.1011 | 183.609 | 176.8394 | 174.1027 | 172.3363 | 164.9942 | 152.1435 | 144.667 | 2.8584 | 2.2173 | 1.7766 | 0.16243 | -0.23384 | 0.25166 | 1.1979 | 1.2402 | 0.10482 | -0.39098 | 0.015858 | 0.66356 | 2.0102 | 6.8455 | 17.4239 | 16.2222 | 15.5448 | 13.8037 | 3.7927 | 1.5538 | 0.22338 | 0.099307 | 0.33778 | -0.4461 | 69.1453 | 67.9063 | 66.6602 | 65.7061 | 64.8652 | 64.1426 | 63.4118 | 63.9873 | 67.1518 | 71.8098 | 75.9386 | 80.0723 | 83.1094 | 85.6704 | 87.6559 | 88.8645 | 89.5045 | 88.9767 | 87.4284 | 84.489 | 80.605 | 76.3976 | 73.6684 | 71.8287 | 5.5202 | 4.4398 | 4.7118 | 4.2786 | 3.7894 | 4.048 | 3.3667 | 3.1398 | 3.3418 | 3.6844 | 4.0372 | 4.9087 | 4.1561 | 4.1479 | 3.524 | 3.2764 | 2.8692 | 3.2453 | 3.649 | 3.3992 | 3.7062 | 4.4145 | 4.5323 | 4.9543
Program Specific1-in-2Size: Over 200kWOrange County2025July Monthly Peak | Program Specific | 1-in-2 | Size: Over 200kW | Orange County | 2025 | July Monthly Peak | 7 | 136.2844 | 131.0499 | 126.9568 | 128.789 | 140.0207 | 170.3882 | 196.8675 | 211.8836 | 223.4883 | 230.0625 | 235.3237 | 236.6716 | 235.009 | 233.0724 | 227.8904 | 218.4229 | 206.2301 | 194.1219 | 186.6828 | 182.4054 | 178.9303 | 171.4515 | 158.6123 | 150.6756 | 1.2258 | 1.0195 | 0.69417 | -0.45229 | -0.94492 | -0.80573 | -0.078307 | 0.28613 | 0.51413 | 0.58179 | -0.13835 | 0.21005 | 1.7643 | 6.5234 | 17.8418 | 16.7301 | 15.7873 | 14.2419 | 4.4556 | 0.92514 | -0.21995 | -0.29345 | -0.35235 | -0.67153 | 71.9338 | 71.0955 | 70.2094 | 69.2933 | 68.5009 | 67.9027 | 67.738 | 68.1448 | 70.5238 | 75.0102 | 81.2762 | 85.1542 | 88.7789 | 91.5378 | 93.5851 | 94.3433 | 94.8454 | 94.0794 | 92.2882 | 89.51 | 85.4222 | 81.1549 | 78.3312 | 76.7555 | 5.5064 | 4.4187 | 4.7421 | 4.2968 | 3.8214 | 4.1064 | 3.4106 | 3.1479 | 3.3333 | 3.6807 | 4.0364 | 4.9118 | 4.1795 | 4.1694 | 3.5614 | 3.3263 | 2.928 | 3.3295 | 3.738 | 3.4558 | 3.734 | 4.4514 | 4.5851 | 5.0072
Program Specific1-in-2Size: Over 200kWOrange County2025August Monthly Peak | Program Specific | 1-in-2 | Size: Over 200kW | Orange County | 2025 | August Monthly Peak | 8 | 139.7228 | 133.7111 | 129.3202 | 131.6026 | 143.2364 | 174.8888 | 204.528 | 221.658 | 236.1887 | 244.8758 | 251.7076 | 254.3234 | 253.5619 | 252.1982 | 246.0523 | 233.766 | 219.2773 | 204.9054 | 195.1088 | 191.4424 | 186.8519 | 176.6353 | 162.9325 | 155.0774 | -0.46431 | -0.21455 | -0.43958 | -1.0836 | -1.6705 | -1.9024 | -1.4347 | -0.72127 | 0.96435 | 1.6462 | -0.31017 | -0.27379 | 1.5663 | 6.4566 | 18.9411 | 17.6518 | 16.2019 | 14.6686 | 5.1196 | 0.24791 | -0.69226 | -0.7029 | -1.0713 | -0.89988 | 77.1444 | 75.8827 | 74.9592 | 73.7864 | 73.346 | 72.4898 | 72.1863 | 72.3814 | 74.8138 | 80.0088 | 85.1424 | 89.8333 | 93.1924 | 95.5797 | 97.0823 | 97.3301 | 97.519 | 96.3737 | 94.2362 | 91.263 | 86.7762 | 82.9141 | 80.8224 | 79.0336 | 5.6658 | 4.5248 | 4.8479 | 4.4066 | 3.9234 | 4.2302 | 3.5562 | 3.305 | 3.5355 | 3.9319 | 4.3331 | 5.2973 | 4.5258 | 4.5279 | 3.8592 | 3.5729 | 3.1245 | 3.5272 | 3.9209 | 3.6402 | 3.9135 | 4.6027 | 4.727 | 5.1722
Program Specific1-in-2Size: Over 200kWOrange County2025September Monthly Peak | Program Specific | 1-in-2 | Size: Over 200kW | Orange County | 2025 | September Monthly Peak | 9 | 137.0927 | 131.8399 | 127.8645 | 129.8492 | 141.5418 | 172.7328 | 202.9452 | 220.2847 | 236.2982 | 243.9614 | 250.4692 | 253.1264 | 252.6166 | 251.3208 | 244.1457 | 230.3657 | 215.272 | 200.6187 | 192.1976 | 191.834 | 183.9366 | 174.2427 | 160.5883 | 152.3387 | 0.75861 | 0.67806 | 0.38059 | -0.62828 | -1.1506 | -1.1152 | -0.45803 | 0.0125 | 0.66194 | 0.90441 | -0.1926 | 0.084971 | 1.8021 | 6.8656 | 19.0245 | 17.5747 | 16.3183 | 14.6183 | 4.7153 | 0.76939 | -0.35405 | -0.40925 | -0.55319 | -0.73655 | 71.5882 | 70.2931 | 69.5723 | 69.1597 | 68.7494 | 68.0865 | 68.3137 | 68.3557 | 69.7932 | 75.289 | 83.0552 | 88.5912 | 93.1359 | 95.7587 | 96.7547 | 97.0149 | 96.8175 | 95.5623 | 93.0014 | 88.9634 | 85.4559 | 82.9167 | 81.1108 | 79.3234 | 5.5259 | 4.4348 | 4.7646 | 4.3218 | 3.8537 | 4.153 | 3.5075 | 3.2649 | 3.516 | 3.8938 | 4.2859 | 5.2408 | 4.4819 | 4.4852 | 3.8064 | 3.4998 | 3.0491 | 3.4327 | 3.8393 | 3.6258 | 3.8293 | 4.5131 | 4.6311 | 5.0504
Program Specific1-in-2Size: Over 200kWOrange County2025October Monthly Peak | Program Specific | 1-in-2 | Size: Over 200kW | Orange County | 2025 | October Monthly Peak | 10 | 130.6362 | 125.7189 | 120.3609 | 121.1671 | 132.7558 | 163.2817 | 192.3043 | 207.3835 | 222.2145 | 230.6332 | 239.7405 | 243.8824 | 244.7901 | 244.6666 | 237.4982 | 222.9531 | 207.2137 | 193.7464 | 188.6562 | 184.4446 | 174.6123 | 164.8831 | 152.6086 | 143.5815 | 1.6664 | 1.3383 | 0.98401 | -0.25081 | -0.69668 | -0.46553 | 0.31208 | 0.57164 | 0.39025 | 0.28787 | -0.093773 | 0.36272 | 1.9372 | 7.0263 | 18.689 | 17.1509 | 16.0311 | 14.3195 | 4.366 | 1.1482 | -0.082645 | -0.16803 | -0.13612 | -0.58089 | 71.2422 | 69.7893 | 69.0674 | 68.6813 | 67.8528 | 67.0575 | 67.779 | 69.3078 | 69.6578 | 73.5468 | 78.377 | 83.3865 | 87.0481 | 89.5293 | 91.2671 | 92.0598 | 91.9911 | 90.6053 | 87.7744 | 83.6178 | 79.9571 | 77.0729 | 74.9828 | 73.2025 | 5.3077 | 4.2626 | 4.5208 | 4.0651 | 3.6434 | 3.9571 | 3.3502 | 3.0982 | 3.3328 | 3.7104 | 4.1351 | 5.0897 | 4.3778 | 4.4013 | 3.7323 | 3.4142 | 2.9584 | 3.3416 | 3.7986 | 3.5139 | 3.6642 | 4.3048 | 4.4361 | 4.7981
Program Specific1-in-2Size: Over 200kWOrange County2025November Monthly Peak | Program Specific | 1-in-2 | Size: Over 200kW | Orange County | 2025 | November Monthly Peak | 11 | 122.4916 | 118.0745 | 114.5474 | 115.8455 | 127.1865 | 156.4314 | 182.0093 | 196.2474 | 208.0208 | 214.3248 | 220.5839 | 222.5891 | 222.5102 | 221.239 | 214.1561 | 200.162 | 187.3462 | 181.184 | 172.26 | 166.8966 | 159.7941 | 151.733 | 140.8636 | 133.4452 | 3.4705 | 2.6582 | 2.221 | 0.45199 | 0.12291 | 0.77044 | 1.8184 | 1.6837 | -0.1036 | -0.86923 | 0.093471 | 0.88394 | 2.1352 | 7.0215 | 17.2073 | 15.6721 | 15.1253 | 13.7985 | 3.4697 | 1.8361 | 0.42465 | 0.28053 | 0.64997 | -0.31273 | 60.5278 | 60.0426 | 59.6706 | 59.1068 | 58.6799 | 58.933 | 58.5552 | 58.5242 | 62.6014 | 67.5871 | 73.9657 | 79.1184 | 82.8966 | 84.346 | 85.0292 | 84.4947 | 82.517 | 78.2014 | 73.565 | 70.7094 | 68.5357 | 66.6519 | 65.1012 | 63.7419 | 5.2481 | 4.2217 | 4.537 | 4.0984 | 3.6808 | 3.9978 | 3.3437 | 3.0917 | 3.29 | 3.636 | 4.0121 | 4.8986 | 4.1962 | 4.1968 | 3.549 | 3.2323 | 2.8205 | 3.2953 | 3.6576 | 3.353 | 3.5361 | 4.1774 | 4.3179 | 4.7025
Program Specific1-in-2Size: Over 200kWOrange County2025December Monthly Peak | Program Specific | 1-in-2 | Size: Over 200kW | Orange County | 2025 | December Monthly Peak | 12 | 115.7424 | 111.3858 | 108.5738 | 108.826 | 120.0234 | 149.5146 | 176.8804 | 188.8114 | 197.1767 | 197.8896 | 199.5887 | 198.1221 | 195.0313 | 191.4686 | 184.0933 | 172.6526 | 163.8501 | 160.6438 | 154.9013 | 150.9191 | 145.1644 | 139.1448 | 129.8021 | 123.5609 | 3.2793 | 2.5076 | 2.1051 | 0.4246 | 0.11599 | 0.73637 | 1.7672 | 1.6199 | -0.098196 | -0.80257 | 0.084575 | 0.78677 | 1.8715 | 6.0766 | 14.7918 | 13.5182 | 13.2283 | 12.2343 | 3.1201 | 1.6604 | 0.38577 | 0.25726 | 0.59893 | -0.28957 | 47.8768 | 47.2008 | 46.4937 | 45.6171 | 45.0945 | 44.2339 | 43.9206 | 43.7535 | 44.274 | 46.8855 | 49.0345 | 50.7098 | 52.3077 | 53.4402 | 53.9167 | 53.9011 | 53.2785 | 52.3765 | 51.0947 | 49.8577 | 49.0922 | 48.2242 | 47.4858 | 46.7869 | 4.9589 | 3.9825 | 4.3004 | 3.8501 | 3.4735 | 3.821 | 3.2494 | 2.9745 | 3.1185 | 3.3572 | 3.6302 | 4.3601 | 3.678 | 3.6321 | 3.0508 | 2.7881 | 2.4668 | 2.9217 | 3.289 | 3.032 | 3.2123 | 3.8309 | 3.9789 | 4.3541
Program Specific1-in-2Size: Over 200kWOrange County2025Typical Event Day | Program Specific | 1-in-2 | Size: Over 200kW | Orange County | 2025 | Typical Event Day | 8 | 138.4435 | 132.4184 | 128.0041 | 130.2841 | 141.7693 | 173.0689 | 202.3733 | 218.301 | 231.3538 | 238.3505 | 243.6101 | 245.2854 | 243.9827 | 242.7001 | 236.6977 | 224.9189 | 211.0813 | 197.5852 | 189.1598 | 185.9301 | 182.0915 | 172.4676 | 159.311 | 151.9563 | 1.134 | 0.94915 | 0.62589 | -0.49765 | -1.0021 | -0.88779 | -0.16781 | 0.22926 | 0.55912 | 0.66793 | -0.15346 | 0.18628 | 1.8105 | 6.7551 | 18.511 | 17.2117 | 16.122 | 14.4731 | 4.544 | 0.89722 | -0.25323 | -0.3207 | -0.39913 | -0.69057 | 72.4529 | 71.2944 | 70.3503 | 69.4864 | 68.8653 | 68.1554 | 67.9125 | 68.2173 | 70.5706 | 75.5295 | 81.3531 | 85.9128 | 89.5541 | 92.1366 | 93.7695 | 94.3882 | 94.6716 | 93.748 | 91.7386 | 88.5563 | 84.5648 | 80.8458 | 78.4832 | 76.7353 | 5.5892 | 4.4613 | 4.7774 | 4.3432 | 3.8661 | 4.1677 | 3.5032 | 3.2406 | 3.4479 | 3.8103 | 4.1752 | 5.0866 | 4.3357 | 4.3382 | 3.6962 | 3.4225 | 2.9945 | 3.3862 | 3.7846 | 3.5198 | 3.797 | 4.4743 | 4.6016 | 5.0458
Program Specific1-in-2Size: Over 200kWOrange County2026January Monthly Peak | Program Specific | 1-in-2 | Size: Over 200kW | Orange County | 2026 | January Monthly Peak | 1 | 113.5775 | 109.6114 | 106.375 | 107.2876 | 118.8826 | 150.0034 | 178.4714 | 191.4123 | 200.4434 | 200.1318 | 201.9417 | 201.8595 | 199.6588 | 196.0081 | 188.3883 | 175.043 | 163.6528 | 159.7787 | 154.6764 | 150.5939 | 145.2752 | 138.8314 | 129.8082 | 123.4925 | 3.218 | 2.4677 | 2.0625 | 0.4186 | 0.11489 | 0.73878 | 1.7831 | 1.6422 | -0.099823 | -0.81167 | 0.085572 | 0.80162 | 1.9159 | 6.2207 | 15.1369 | 13.7054 | 13.2124 | 12.1684 | 3.1156 | 1.6568 | 0.38606 | 0.25668 | 0.59896 | -0.28941 | 52.3428 | 51.8703 | 51.3875 | 50.8273 | 50.7284 | 50.3666 | 50.2132 | 50.2513 | 50.8232 | 52.121 | 53.7993 | 54.9296 | 55.2641 | 56.183 | 56.6962 | 56.5695 | 56.2471 | 55.7322 | 54.6651 | 53.562 | 52.7753 | 52.6397 | 52.689 | 52.1025 | 4.8662 | 3.9191 | 4.2133 | 3.7956 | 3.4405 | 3.8335 | 3.2787 | 3.0155 | 3.1702 | 3.3952 | 3.673 | 4.4424 | 3.7653 | 3.7182 | 3.1219 | 2.8267 | 2.4638 | 2.906 | 3.2842 | 3.0254 | 3.2148 | 3.8222 | 3.9791 | 4.3517
Program Specific1-in-2Size: Over 200kWOrange County2026February Monthly Peak | Program Specific | 1-in-2 | Size: Over 200kW | Orange County | 2026 | February Monthly Peak | 2 | 114.1843 | 109.8961 | 107.3775 | 108.5048 | 120.2555 | 150.7891 | 178.3524 | 191.1996 | 200.1924 | 201.7633 | 204.3624 | 205.8358 | 204.5993 | 201.9198 | 195.0425 | 181.6852 | 169.2222 | 162.9594 | 159.0183 | 154.257 | 148.5284 | 141.0506 | 130.834 | 123.8546 | 3.2352 | 2.4741 | 2.0819 | 0.42335 | 0.11622 | 0.74265 | 1.7819 | 1.6404 | -0.099698 | -0.81829 | 0.086597 | 0.81741 | 1.9633 | 6.4083 | 15.6715 | 14.2255 | 13.6621 | 12.4106 | 3.203 | 1.6971 | 0.39471 | 0.26078 | 0.60369 | -0.29026 | 52.4957 | 52.3378 | 52.3613 | 52.1973 | 51.5392 | 51.5882 | 51.2932 | 51.629 | 52.7864 | 55.7187 | 58.8454 | 61.5374 | 62.9553 | 63.5757 | 64.1353 | 63.9043 | 63.4107 | 62.2109 | 60.4542 | 58.8932 | 57.8255 | 56.5683 | 55.489 | 54.1015 | 4.8922 | 3.9293 | 4.253 | 3.8387 | 3.4802 | 3.8536 | 3.2765 | 3.0121 | 3.1662 | 3.4229 | 3.7171 | 4.5299 | 3.8585 | 3.8303 | 3.2322 | 2.9339 | 2.5477 | 2.9638 | 3.3764 | 3.099 | 3.2868 | 3.8833 | 4.0105 | 4.3645
Program Specific1-in-2Size: Over 200kWOrange County2026March Monthly Peak | Program Specific | 1-in-2 | Size: Over 200kW | Orange County | 2026 | March Monthly Peak | 3 | 117.9512 | 113.4838 | 109.5306 | 110.9096 | 122.0301 | 151.908 | 179.6907 | 192.1191 | 200.4785 | 202.047 | 204.9454 | 206.2742 | 206.0694 | 204.3127 | 197.8012 | 185.5334 | 173.0988 | 163.1399 | 158.3591 | 157.9762 | 153.0822 | 145.4515 | 134.8225 | 127.0357 | 3.3419 | 2.5549 | 2.1237 | 0.43273 | 0.11793 | 0.74816 | 1.7953 | 1.6483 | -0.099841 | -0.81944 | 0.086844 | 0.81915 | 1.9774 | 6.4843 | 15.8932 | 14.5268 | 13.975 | 12.4244 | 3.1897 | 1.738 | 0.40681 | 0.26892 | 0.6221 | -0.29771 | 52.9632 | 51.8686 | 51.2962 | 51.1121 | 50.6486 | 50.1813 | 49.8705 | 50.2294 | 52.3368 | 54.8468 | 58.1898 | 61.1997 | 63.2863 | 65.2661 | 66.7722 | 67.4703 | 67.5532 | 66.798 | 64.1583 | 60.4869 | 58.3807 | 56.6961 | 55.5758 | 53.8976 | 5.0535 | 4.0575 | 4.3383 | 3.9238 | 3.5316 | 3.8822 | 3.3011 | 3.0266 | 3.1707 | 3.4277 | 3.7277 | 4.5395 | 3.8862 | 3.8757 | 3.2779 | 2.9961 | 2.606 | 2.9671 | 3.3624 | 3.1737 | 3.3875 | 4.0045 | 4.1328 | 4.4766
Program Specific1-in-2Size: Over 200kWOrange County2026April Monthly Peak | Program Specific | 1-in-2 | Size: Over 200kW | Orange County | 2026 | April Monthly Peak | 4 | 119.5368 | 115.2029 | 111.4539 | 113.3223 | 124.3847 | 154.205 | 180.4073 | 194.5208 | 205.3944 | 210.634 | 216.0199 | 218.6839 | 218.953 | 217.728 | 210.7981 | 198.0078 | 184.7904 | 173.2543 | 164.624 | 164.5977 | 160.2339 | 151.8441 | 139.7907 | 131.1171 | 3.3868 | 2.5936 | 2.161 | 0.44214 | 0.12021 | 0.75947 | 1.8024 | 1.6689 | -0.10229 | -0.85426 | 0.091537 | 0.86843 | 2.101 | 6.91 | 16.9375 | 15.5035 | 14.9189 | 13.1946 | 3.3159 | 1.8108 | 0.42581 | 0.28074 | 0.64502 | -0.30728 | 63.6454 | 62.4268 | 61.4059 | 60.7406 | 59.6536 | 58.9174 | 58.1448 | 58.2267 | 60.7777 | 65.3055 | 70.4984 | 75.8262 | 80.6791 | 83.8968 | 85.7047 | 86.6916 | 86.3729 | 85.1885 | 82.8162 | 79.5354 | 74.3781 | 71.1406 | 68.9952 | 66.9425 | 5.1215 | 4.119 | 4.4145 | 4.0091 | 3.5997 | 3.9409 | 3.3142 | 3.0645 | 3.2485 | 3.5734 | 3.9291 | 4.8127 | 4.1292 | 4.1302 | 3.4933 | 3.1975 | 2.7821 | 3.1511 | 3.4954 | 3.3068 | 3.5458 | 4.1805 | 4.2851 | 4.6204
Program Specific1-in-2Size: Over 200kWOrange County2026May Monthly Peak | Program Specific | 1-in-2 | Size: Over 200kW | Orange County | 2026 | May Monthly Peak | 5 | 121.3638 | 116.7341 | 112.7577 | 114.7725 | 126.5756 | 157.2685 | 182.1366 | 198.9253 | 212.6565 | 219.108 | 225.3211 | 227.7023 | 227.6712 | 226.6458 | 219.7534 | 206.0027 | 191.8397 | 179.2472 | 170.1645 | 167.4959 | 165.1784 | 156.8637 | 144.0947 | 136.1865 | 3.4386 | 2.6281 | 2.1863 | 0.4478 | 0.12232 | 0.77456 | 1.8197 | 1.7067 | -0.10591 | -0.88863 | 0.095479 | 0.90424 | 2.1847 | 7.1931 | 17.6571 | 16.1295 | 15.4881 | 13.6511 | 3.4275 | 1.8427 | 0.43895 | 0.29002 | 0.66488 | -0.31916 | 66.3082 | 65.1435 | 63.896 | 62.7635 | 61.9879 | 60.9746 | 60.4973 | 60.8731 | 63.7221 | 67.8199 | 72.3845 | 77.239 | 81.7082 | 84.8552 | 87.0451 | 88.2394 | 88.5913 | 87.5374 | 85.095 | 81.9908 | 77.4438 | 74.0131 | 72.0745 | 70.331 | 5.1997 | 4.1738 | 4.4661 | 4.0604 | 3.6631 | 4.0191 | 3.346 | 3.1339 | 3.3633 | 3.7172 | 4.0983 | 5.0111 | 4.2936 | 4.2994 | 3.6417 | 3.3266 | 2.8882 | 3.2601 | 3.6131 | 3.365 | 3.6552 | 4.3187 | 4.417 | 4.7991
Program Specific1-in-2Size: Over 200kWOrange County2026June Monthly Peak | Program Specific | 1-in-2 | Size: Over 200kW | Orange County | 2026 | June Monthly Peak | 6 | 132.5796 | 127.7743 | 122.4098 | 124.4458 | 134.7339 | 162.9919 | 188.5772 | 205.0784 | 217.4237 | 223.4716 | 228.3995 | 229.5134 | 226.7716 | 225.0017 | 218.8151 | 208.7767 | 196.1011 | 183.609 | 176.8394 | 174.1027 | 172.3363 | 164.9942 | 152.1435 | 144.667 | 2.8584 | 2.2173 | 1.7766 | 0.16243 | -0.23384 | 0.25166 | 1.1979 | 1.2402 | 0.10482 | -0.39098 | 0.015858 | 0.66356 | 2.0102 | 6.8455 | 17.4239 | 16.2222 | 15.5448 | 13.8037 | 3.7927 | 1.5538 | 0.22338 | 0.099307 | 0.33778 | -0.4461 | 69.1453 | 67.9063 | 66.6602 | 65.7061 | 64.8652 | 64.1426 | 63.4118 | 63.9873 | 67.1518 | 71.8098 | 75.9386 | 80.0723 | 83.1094 | 85.6704 | 87.6559 | 88.8645 | 89.5045 | 88.9767 | 87.4284 | 84.489 | 80.605 | 76.3976 | 73.6684 | 71.8287 | 5.5202 | 4.4398 | 4.7118 | 4.2786 | 3.7894 | 4.048 | 3.3667 | 3.1398 | 3.3418 | 3.6844 | 4.0372 | 4.9087 | 4.1561 | 4.1479 | 3.524 | 3.2764 | 2.8692 | 3.2453 | 3.649 | 3.3992 | 3.7062 | 4.4145 | 4.5323 | 4.9543
Program Specific1-in-2Size: Over 200kWOrange County2026July Monthly Peak | Program Specific | 1-in-2 | Size: Over 200kW | Orange County | 2026 | July Monthly Peak | 7 | 136.2844 | 131.0499 | 126.9568 | 128.789 | 140.0207 | 170.3882 | 196.8675 | 211.8836 | 223.4883 | 230.0625 | 235.3237 | 236.6716 | 235.009 | 233.0724 | 227.8904 | 218.4229 | 206.2301 | 194.1219 | 186.6828 | 182.4054 | 178.9303 | 171.4515 | 158.6123 | 150.6756 | 1.2258 | 1.0195 | 0.69417 | -0.45229 | -0.94492 | -0.80573 | -0.078307 | 0.28613 | 0.51413 | 0.58179 | -0.13835 | 0.21005 | 1.7643 | 6.5234 | 17.8418 | 16.7301 | 15.7873 | 14.2419 | 4.4556 | 0.92514 | -0.21995 | -0.29345 | -0.35235 | -0.67153 | 71.9338 | 71.0955 | 70.2094 | 69.2933 | 68.5008 | 67.9027 | 67.738 | 68.1448 | 70.5238 | 75.0102 | 81.2762 | 85.1542 | 88.7789 | 91.5378 | 93.5851 | 94.3433 | 94.8454 | 94.0794 | 92.2882 | 89.51 | 85.4222 | 81.1549 | 78.3312 | 76.7555 | 5.5064 | 4.4187 | 4.7421 | 4.2968 | 3.8214 | 4.1064 | 3.4106 | 3.1479 | 3.3333 | 3.6807 | 4.0364 | 4.9118 | 4.1795 | 4.1694 | 3.5614 | 3.3263 | 2.928 | 3.3295 | 3.738 | 3.4558 | 3.734 | 4.4514 | 4.5851 | 5.0072
Program Specific1-in-2Size: Over 200kWOrange County2026August Monthly Peak | Program Specific | 1-in-2 | Size: Over 200kW | Orange County | 2026 | August Monthly Peak | 8 | 139.7228 | 133.7111 | 129.3202 | 131.6026 | 143.2364 | 174.8888 | 204.528 | 221.658 | 236.1887 | 244.8758 | 251.7076 | 254.3234 | 253.5619 | 252.1982 | 246.0523 | 233.766 | 219.2773 | 204.9054 | 195.1088 | 191.4424 | 186.8519 | 176.6353 | 162.9325 | 155.0774 | -0.46431 | -0.21455 | -0.43958 | -1.0836 | -1.6705 | -1.9024 | -1.4347 | -0.72127 | 0.96435 | 1.6462 | -0.31017 | -0.27379 | 1.5663 | 6.4566 | 18.9411 | 17.6518 | 16.2019 | 14.6686 | 5.1196 | 0.24791 | -0.69226 | -0.7029 | -1.0713 | -0.89988 | 77.1444 | 75.8827 | 74.9592 | 73.7864 | 73.346 | 72.4898 | 72.1863 | 72.3814 | 74.8138 | 80.0088 | 85.1424 | 89.8333 | 93.1924 | 95.5797 | 97.0823 | 97.3301 | 97.519 | 96.3737 | 94.2362 | 91.263 | 86.7762 | 82.9141 | 80.8224 | 79.0336 | 5.6658 | 4.5248 | 4.8479 | 4.4066 | 3.9234 | 4.2302 | 3.5562 | 3.305 | 3.5355 | 3.9319 | 4.3331 | 5.2973 | 4.5258 | 4.5279 | 3.8592 | 3.5729 | 3.1245 | 3.5272 | 3.9209 | 3.6402 | 3.9135 | 4.6027 | 4.727 | 5.1722
Program Specific1-in-2Size: Over 200kWOrange County2026September Monthly Peak | Program Specific | 1-in-2 | Size: Over 200kW | Orange County | 2026 | September Monthly Peak | 9 | 137.0927 | 131.8399 | 127.8645 | 129.8492 | 141.5418 | 172.7328 | 202.9452 | 220.2847 | 236.2982 | 243.9614 | 250.4692 | 253.1264 | 252.6166 | 251.3208 | 244.1457 | 230.3657 | 215.272 | 200.6187 | 192.1976 | 191.834 | 183.9366 | 174.2428 | 160.5883 | 152.3387 | 0.75861 | 0.67806 | 0.38059 | -0.62828 | -1.1506 | -1.1152 | -0.45803 | 0.0125 | 0.66194 | 0.90441 | -0.1926 | 0.084971 | 1.8021 | 6.8656 | 19.0245 | 17.5747 | 16.3183 | 14.6183 | 4.7153 | 0.76939 | -0.35405 | -0.40925 | -0.55319 | -0.73655 | 71.5882 | 70.2931 | 69.5723 | 69.1597 | 68.7494 | 68.0865 | 68.3137 | 68.3557 | 69.7932 | 75.289 | 83.0552 | 88.5912 | 93.1359 | 95.7587 | 96.7547 | 97.0149 | 96.8175 | 95.5623 | 93.0014 | 88.9634 | 85.4559 | 82.9167 | 81.1108 | 79.3234 | 5.5259 | 4.4348 | 4.7646 | 4.3218 | 3.8537 | 4.153 | 3.5075 | 3.2649 | 3.516 | 3.8938 | 4.2859 | 5.2408 | 4.4819 | 4.4852 | 3.8064 | 3.4998 | 3.0491 | 3.4327 | 3.8393 | 3.6258 | 3.8293 | 4.5131 | 4.6311 | 5.0504
Program Specific1-in-2Size: Over 200kWOrange County2026October Monthly Peak | Program Specific | 1-in-2 | Size: Over 200kW | Orange County | 2026 | October Monthly Peak | 10 | 130.6362 | 125.7189 | 120.3609 | 121.1671 | 132.7558 | 163.2817 | 192.3043 | 207.3835 | 222.2145 | 230.6332 | 239.7405 | 243.8824 | 244.7901 | 244.6666 | 237.4982 | 222.9531 | 207.2137 | 193.7464 | 188.6562 | 184.4446 | 174.6123 | 164.8831 | 152.6086 | 143.5815 | 1.6664 | 1.3383 | 0.98401 | -0.25081 | -0.69668 | -0.46553 | 0.31208 | 0.57164 | 0.39025 | 0.28787 | -0.093773 | 0.36272 | 1.9372 | 7.0263 | 18.689 | 17.1509 | 16.0311 | 14.3195 | 4.366 | 1.1482 | -0.082645 | -0.16803 | -0.13612 | -0.58089 | 71.2422 | 69.7893 | 69.0674 | 68.6813 | 67.8528 | 67.0575 | 67.779 | 69.3078 | 69.6578 | 73.5468 | 78.377 | 83.3865 | 87.0481 | 89.5293 | 91.2671 | 92.0598 | 91.9911 | 90.6053 | 87.7744 | 83.6178 | 79.9571 | 77.0729 | 74.9828 | 73.2025 | 5.3077 | 4.2626 | 4.5208 | 4.0651 | 3.6434 | 3.9571 | 3.3502 | 3.0982 | 3.3328 | 3.7104 | 4.1351 | 5.0897 | 4.3778 | 4.4013 | 3.7323 | 3.4142 | 2.9584 | 3.3416 | 3.7986 | 3.5139 | 3.6642 | 4.3048 | 4.4361 | 4.7981
Program Specific1-in-2Size: Over 200kWOrange County2026November Monthly Peak | Program Specific | 1-in-2 | Size: Over 200kW | Orange County | 2026 | November Monthly Peak | 11 | 122.4916 | 118.0745 | 114.5474 | 115.8455 | 127.1865 | 156.4314 | 182.0093 | 196.2474 | 208.0208 | 214.3248 | 220.5839 | 222.5891 | 222.5102 | 221.239 | 214.1561 | 200.162 | 187.3462 | 181.184 | 172.26 | 166.8966 | 159.7941 | 151.733 | 140.8636 | 133.4452 | 3.4705 | 2.6582 | 2.221 | 0.45199 | 0.12291 | 0.77044 | 1.8184 | 1.6837 | -0.1036 | -0.86923 | 0.093471 | 0.88394 | 2.1352 | 7.0215 | 17.2073 | 15.6721 | 15.1253 | 13.7985 | 3.4697 | 1.8361 | 0.42465 | 0.28053 | 0.64997 | -0.31273 | 60.5278 | 60.0426 | 59.6706 | 59.1068 | 58.6799 | 58.933 | 58.5552 | 58.5242 | 62.6014 | 67.5871 | 73.9657 | 79.1184 | 82.8966 | 84.346 | 85.0292 | 84.4947 | 82.5171 | 78.2014 | 73.565 | 70.7094 | 68.5357 | 66.6519 | 65.1012 | 63.7419 | 5.2481 | 4.2217 | 4.537 | 4.0984 | 3.6808 | 3.9978 | 3.3437 | 3.0917 | 3.29 | 3.636 | 4.0121 | 4.8986 | 4.1962 | 4.1968 | 3.549 | 3.2323 | 2.8205 | 3.2953 | 3.6576 | 3.353 | 3.5361 | 4.1774 | 4.3179 | 4.7025
Program Specific1-in-2Size: Over 200kWOrange County2026December Monthly Peak | Program Specific | 1-in-2 | Size: Over 200kW | Orange County | 2026 | December Monthly Peak | 12 | 115.7424 | 111.3858 | 108.5738 | 108.826 | 120.0233 | 149.5146 | 176.8804 | 188.8114 | 197.1767 | 197.8896 | 199.5887 | 198.1221 | 195.0313 | 191.4686 | 184.0933 | 172.6526 | 163.8501 | 160.6438 | 154.9013 | 150.9191 | 145.1644 | 139.1448 | 129.8021 | 123.5609 | 3.2793 | 2.5076 | 2.1051 | 0.4246 | 0.11599 | 0.73637 | 1.7672 | 1.6199 | -0.098196 | -0.80257 | 0.084575 | 0.78677 | 1.8715 | 6.0766 | 14.7918 | 13.5182 | 13.2283 | 12.2343 | 3.1201 | 1.6604 | 0.38577 | 0.25726 | 0.59893 | -0.28957 | 47.8768 | 47.2008 | 46.4937 | 45.6171 | 45.0945 | 44.2339 | 43.9206 | 43.7535 | 44.274 | 46.8855 | 49.0345 | 50.7098 | 52.3077 | 53.4402 | 53.9167 | 53.9011 | 53.2785 | 52.3765 | 51.0947 | 49.8577 | 49.0922 | 48.2242 | 47.4858 | 46.7869 | 4.9589 | 3.9825 | 4.3004 | 3.8501 | 3.4735 | 3.821 | 3.2494 | 2.9745 | 3.1185 | 3.3572 | 3.6302 | 4.3601 | 3.678 | 3.6321 | 3.0508 | 2.7881 | 2.4668 | 2.9217 | 3.289 | 3.032 | 3.2123 | 3.8309 | 3.9789 | 4.3541
Program Specific1-in-2Size: Over 200kWOrange County2026Typical Event Day | Program Specific | 1-in-2 | Size: Over 200kW | Orange County | 2026 | Typical Event Day | 8 | 138.4435 | 132.4184 | 128.0041 | 130.2841 | 141.7693 | 173.0689 | 202.3734 | 218.301 | 231.3538 | 238.3504 | 243.6101 | 245.2855 | 243.9827 | 242.7001 | 236.6977 | 224.9189 | 211.0813 | 197.5852 | 189.1598 | 185.9301 | 182.0915 | 172.4677 | 159.311 | 151.9563 | 1.134 | 0.94915 | 0.62589 | -0.49765 | -1.0021 | -0.88779 | -0.16781 | 0.22926 | 0.55912 | 0.66793 | -0.15346 | 0.18628 | 1.8105 | 6.7551 | 18.511 | 17.2117 | 16.122 | 14.4731 | 4.544 | 0.89722 | -0.25323 | -0.3207 | -0.39913 | -0.69057 | 72.4529 | 71.2944 | 70.3503 | 69.4864 | 68.8653 | 68.1554 | 67.9125 | 68.2173 | 70.5706 | 75.5295 | 81.3531 | 85.9128 | 89.5541 | 92.1366 | 93.7695 | 94.3882 | 94.6716 | 93.748 | 91.7386 | 88.5563 | 84.5648 | 80.8458 | 78.4832 | 76.7353 | 5.5892 | 4.4613 | 4.7774 | 4.3432 | 3.8661 | 4.1677 | 3.5032 | 3.2406 | 3.4479 | 3.8103 | 4.1752 | 5.0866 | 4.3357 | 4.3382 | 3.6962 | 3.4225 | 2.9945 | 3.3862 | 3.7846 | 3.5198 | 3.797 | 4.4743 | 4.6016 | 5.0458
Program Specific1-in-10Size: Over 200kWSouth of Lugo2015January Monthly Peak | Program Specific | 1-in-10 | Size: Over 200kW | South of Lugo | 2015 | January Monthly Peak | 1 | 97.0954 | 94.7515 | 92.1596 | 91.8424 | 97.0141 | 111.7376 | 136.288 | 151.628 | 161.0228 | 167.8015 | 167.7165 | 167.3019 | 162.8874 | 163.2329 | 159.7756 | 153.3003 | 147.7285 | 149.4511 | 143.6156 | 139.6485 | 132.035 | 124.243 | 113.8579 | 105.0797 | -0.50829 | 0.0030885 | 0.045363 | -0.89297 | -2.3891 | -1.3444 | -0.92987 | -0.0098238 | -0.53013 | 0.41585 | 0.81941 | 1.7875 | 3.1106 | 3.4032 | 6.9936 | 6.22 | 6.0145 | 5.7878 | 4.2426 | 3.8176 | 2.6851 | 2.0341 | 0.9941 | 0.3485 | 48.7296 | 47.8879 | 46.9977 | 46.8036 | 46.1961 | 46.271 | 46.0261 | 45.8228 | 45.7814 | 48.733 | 51.8249 | 53.2169 | 54.8092 | 55.7299 | 55.5991 | 54.5499 | 52.9429 | 51.6935 | 50.1481 | 48.059 | 46.7916 | 45.9024 | 45.79 | 45.3644 | 4.0187 | 3.8765 | 4.2093 | 4.9637 | 4.5206 | 4.7543 | 4.3105 | 4.5543 | 5.5651 | 6.141 | 5.7135 | 4.7576 | 5.0118 | 5.0132 | 4.1743 | 4.1558 | 3.6597 | 3.9085 | 3.9489 | 4.7541 | 5.0902 | 5.2662 | 4.6555 | 3.8106
Program Specific1-in-10Size: Over 200kWSouth of Lugo2015February Monthly Peak | Program Specific | 1-in-10 | Size: Over 200kW | South of Lugo | 2015 | February Monthly Peak | 2 | 101.9356 | 98.9713 | 95.338 | 95.9495 | 101.1129 | 117.3525 | 141.0994 | 156.5784 | 167.9403 | 176.7051 | 181.3215 | 185.0023 | 183.4269 | 184.8778 | 182.2348 | 174.3532 | 166.5221 | 162.9055 | 155.2363 | 148.5027 | 140.3325 | 129.918 | 118.1802 | 110.1787 | -0.53363 | 0.0032261 | 0.046928 | -0.9329 | -2.4901 | -1.4119 | -0.9627 | -0.010145 | -0.5529 | 0.43792 | 0.88588 | 1.9766 | 3.5028 | 3.8545 | 7.9767 | 7.0742 | 6.7797 | 6.3088 | 4.5859 | 4.0596 | 2.8539 | 2.127 | 1.0318 | 0.36541 | 54.5512 | 53.4637 | 52.3299 | 51.5505 | 51.9605 | 51.2159 | 48.1182 | 51.3293 | 53.6215 | 56.172 | 58.7204 | 59.1981 | 60.3955 | 62.0331 | 63.0636 | 63.5396 | 62.6202 | 61.9136 | 60.5668 | 58.9026 | 57.4316 | 56.0539 | 55.6385 | 54.3869 | 4.219 | 4.0491 | 4.3545 | 5.1857 | 4.7116 | 4.9933 | 4.4627 | 4.703 | 5.8042 | 6.4669 | 6.1769 | 5.261 | 5.6438 | 5.6779 | 4.7611 | 4.7265 | 4.1253 | 4.2604 | 4.2684 | 5.0555 | 5.4101 | 5.5068 | 4.8322 | 3.9955
Program Specific1-in-10Size: Over 200kWSouth of Lugo2015March Monthly Peak | Program Specific | 1-in-10 | Size: Over 200kW | South of Lugo | 2015 | March Monthly Peak | 3 | 108.0329 | 103.2918 | 98.9721 | 99.0739 | 105.0179 | 123.0016 | 148.158 | 165.76 | 179.1777 | 191.7244 | 200.578 | 205.5154 | 204.5966 | 206.942 | 205.2061 | 196.8137 | 187.6287 | 179.0639 | 166.7951 | 161.4859 | 152.0131 | 140.6362 | 126.3517 | 116.7089 | -0.56555 | 0.0033669 | 0.048717 | -0.96328 | -2.5862 | -1.4799 | -1.0109 | -0.010739 | -0.5899 | 0.47514 | 0.97996 | 2.1958 | 3.907 | 4.3145 | 8.9822 | 7.9855 | 7.639 | 6.9346 | 4.9273 | 4.4146 | 3.0914 | 2.3025 | 1.1032 | 0.38706 | 61.6511 | 60.0766 | 59.0058 | 57.7962 | 56.8118 | 55.8486 | 55.1722 | 54.8127 | 56.3476 | 59.935 | 64.0638 | 68.5774 | 72.906 | 74.4456 | 75.2523 | 74.9991 | 73.8436 | 72.1439 | 71.0738 | 69.4824 | 66.8472 | 64.3666 | 61.9879 | 60.0817 | 4.4714 | 4.2259 | 4.5205 | 5.3546 | 4.8936 | 5.2336 | 4.686 | 4.9787 | 6.1926 | 7.0165 | 6.8329 | 5.8443 | 6.2952 | 6.3555 | 5.3612 | 5.3354 | 4.6482 | 4.683 | 4.5862 | 5.4975 | 5.8604 | 5.9611 | 5.1663 | 4.2323
Program Specific1-in-10Size: Over 200kWSouth of Lugo2015April Monthly Peak | Program Specific | 1-in-10 | Size: Over 200kW | South of Lugo | 2015 | April Monthly Peak | 4 | 114.1251 | 109.8238 | 105.782 | 106.1213 | 113.6529 | 132.3596 | 157.9425 | 177.8523 | 197.1128 | 214.3535 | 228.2508 | 233.7557 | 232.7227 | 235.0389 | 231.4518 | 222.3084 | 210.9477 | 197.9518 | 179.4392 | 172.8409 | 163.9774 | 151.1061 | 136.8224 | 126.1824 | -0.75389 | -0.065385 | -0.18217 | -0.65882 | -2.2267 | -1.9878 | -1.5956 | -1.1338 | -0.64729 | 0.50652 | 1.0932 | 0.99937 | 2.4901 | 3.2062 | 7.8318 | 6.9014 | 6.6591 | 5.8399 | 3.5705 | 2.388 | 2.0774 | 1.9656 | 0.90864 | 0.47881 | 70.8161 | 69.7236 | 68.1326 | 66.495 | 65.094 | 64.2257 | 63.7688 | 63.8636 | 66.5494 | 72.1305 | 77.2163 | 82.3925 | 85.7062 | 87.2219 | 86.2612 | 86.0588 | 86.1119 | 85.9806 | 84.5475 | 80.3969 | 75.4854 | 71.1383 | 68.7461 | 67.5417 | 4.5525 | 4.3305 | 4.6566 | 5.5278 | 5.1042 | 5.4279 | 4.8146 | 5.1486 | 6.5658 | 7.5607 | 7.4942 | 6.4068 | 6.9014 | 6.9571 | 5.828 | 5.8084 | 5.0367 | 4.9895 | 4.7553 | 5.671 | 6.0929 | 6.173 | 5.3919 | 4.4102
Program Specific1-in-10Size: Over 200kWSouth of Lugo2015May Monthly Peak | Program Specific | 1-in-10 | Size: Over 200kW | South of Lugo | 2015 | May Monthly Peak | 5 | 113.8817 | 109.3688 | 105.8465 | 106.7564 | 114.7383 | 134.4327 | 159.5186 | 182.7199 | 203.0292 | 220.768 | 235.3927 | 239.586 | 237.3823 | 239.1706 | 235.0084 | 224.8555 | 212.642 | 200.3086 | 180.7532 | 171.7424 | 164.8615 | 151.7817 | 137.5085 | 126.9163 | -0.81789 | -0.093978 | -0.28078 | -0.50507 | -2.0052 | -2.1876 | -1.8313 | -1.6494 | -0.666 | 0.51098 | 1.118 | 0.37897 | 1.7023 | 2.5381 | 6.9711 | 6.0799 | 5.8953 | 5.1329 | 2.8641 | 1.3969 | 1.5574 | 1.7598 | 0.79241 | 0.50709 | 71.2408 | 69.8363 | 68.4277 | 68.0658 | 67.7908 | 67.5084 | 67.468 | 67.6063 | 70.9436 | 76.4487 | 81.1138 | 84.3856 | 86.1013 | 86.6825 | 87.4444 | 87.5475 | 87.3819 | 86.3312 | 86.0575 | 83.5181 | 79.1313 | 74.2776 | 71.5272 | 69.1738 | 4.5378 | 4.3078 | 4.6543 | 5.5547 | 5.1473 | 5.5068 | 4.8572 | 5.2836 | 6.7554 | 7.7783 | 7.7201 | 6.5593 | 7.0318 | 7.0716 | 5.911 | 5.8684 | 5.0715 | 5.0434 | 4.7848 | 5.6288 | 6.1189 | 6.1937 | 5.413 | 4.431
Program Specific1-in-10Size: Over 200kWSouth of Lugo2015June Monthly Peak | Program Specific | 1-in-10 | Size: Over 200kW | South of Lugo | 2015 | June Monthly Peak | 6 | 116.5603 | 111.8831 | 108.2478 | 108.8578 | 117.0275 | 136.1688 | 159.6902 | 181.5885 | 197.9904 | 213.5483 | 225.6213 | 226.6282 | 221.6997 | 223.3689 | 220.8883 | 214.2316 | 204.0744 | 193.3091 | 175.2486 | 167.5352 | 161.6817 | 150.0724 | 136.1798 | 126.4092 | -0.68634 | -0.029836 | -0.06095 | -0.87607 | -2.6012 | -1.8321 | -1.3391 | -0.55783 | -0.65104 | 0.51749 | 1.092 | 1.7292 | 3.3465 | 3.8897 | 8.6229 | 7.7193 | 7.4191 | 6.6364 | 4.3717 | 3.5004 | 2.6973 | 2.2164 | 1.0534 | 0.44804 | 65.6235 | 65.1654 | 65.1883 | 64.8775 | 63.4948 | 62.4673 | 62.0354 | 63.7598 | 66.7341 | 70.6295 | 75.2333 | 79.7675 | 81.9686 | 82.2137 | 82.7369 | 83.0238 | 84.2225 | 83.195 | 83.1469 | 79.2956 | 74.8085 | 71.471 | 69.3593 | 68.4911 | 4.7133 | 4.472 | 4.8303 | 5.7479 | 5.3277 | 5.6605 | 4.9345 | 5.3286 | 6.6853 | 7.6353 | 7.5092 | 6.2964 | 6.6644 | 6.7021 | 5.6381 | 5.6739 | 4.9392 | 4.9392 | 4.7077 | 5.5722 | 6.0897 | 6.2146 | 5.44 | 4.4786
Program Specific1-in-10Size: Over 200kWSouth of Lugo2015July Monthly Peak | Program Specific | 1-in-10 | Size: Over 200kW | South of Lugo | 2015 | July Monthly Peak | 7 | 119.7121 | 114.7067 | 110.9333 | 112.1021 | 120.6526 | 142.2093 | 167.4747 | 189.3115 | 205.9758 | 219.155 | 229.996 | 230.9052 | 226.99 | 228.8221 | 226.1616 | 219.7061 | 210.5999 | 199.0506 | 180.0753 | 170.8531 | 164.5974 | 152.9598 | 139.168 | 129.9219 | -0.80191 | -0.073169 | -0.20767 | -0.66928 | -2.3227 | -2.1644 | -1.729 | -1.2877 | -0.67627 | 0.51615 | 1.1001 | 0.88699 | 2.2998 | 3.0097 | 7.5007 | 6.6789 | 6.5178 | 5.748 | 3.4656 | 2.2042 | 1.9999 | 1.9549 | 0.90453 | 0.4972 | 70.3668 | 69.0666 | 68.3889 | 67.9467 | 67.6242 | 67.2967 | 67.6421 | 68.5562 | 70.9371 | 74.9841 | 79.5644 | 82.4444 | 81.3556 | 80.9287 | 83.365 | 83.8125 | 83.0012 | 82.35 | 81.2331 | 79.45 | 76.03 | 73.2256 | 71.7894 | 70.8974 | 4.7717 | 4.5195 | 4.8796 | 5.8348 | 5.4144 | 5.8273 | 5.1012 | 5.476 | 6.8557 | 7.724 | 7.5456 | 6.3237 | 6.7261 | 6.7678 | 5.6904 | 5.7359 | 5.0245 | 5.0133 | 4.7684 | 5.6015 | 6.1111 | 6.2439 | 5.4801 | 4.5374
Program Specific1-in-10Size: Over 200kWSouth of Lugo2015August Monthly Peak | Program Specific | 1-in-10 | Size: Over 200kW | South of Lugo | 2015 | August Monthly Peak | 8 | 124.93 | 120.1789 | 116.1463 | 117.517 | 125.4107 | 149.7588 | 176.7609 | 197.5576 | 215.8465 | 231.0838 | 243.5428 | 245.5904 | 241.2963 | 243.2517 | 240.643 | 233.0388 | 223.217 | 210.9781 | 189.8099 | 181.5811 | 172.9289 | 161.1752 | 146.3956 | 136.011 | -0.93205 | -0.1186 | -0.36038 | -0.47204 | -2.0634 | -2.5279 | -2.1471 | -2.0366 | -0.70767 | 0.52945 | 1.1519 | 0.068579 | 1.3186 | 2.2251 | 6.6524 | 5.8498 | 5.7736 | 5.0107 | 2.6356 | 0.97799 | 1.3641 | 1.7585 | 0.78144 | 0.55664 | 71.2224 | 70.6 | 70.0442 | 69.5329 | 69.2947 | 69.5636 | 69.7351 | 69.9029 | 72.26 | 76.2494 | 79.6913 | 83.6031 | 85.7344 | 87.1219 | 87.4994 | 89.1919 | 91.2969 | 92.9844 | 92.7469 | 88.7575 | 82.3606 | 78.6169 | 76.6481 | 74.1537 | 4.9912 | 4.7461 | 5.1207 | 6.1308 | 5.6409 | 6.1509 | 5.3965 | 5.7278 | 7.2009 | 8.1633 | 8.0085 | 6.7414 | 7.1666 | 7.2113 | 6.0687 | 6.098 | 5.3378 | 5.326 | 5.0378 | 5.967 | 6.4353 | 6.5944 | 5.778 | 4.7611
Program Specific1-in-10Size: Over 200kWSouth of Lugo2015September Monthly Peak | Program Specific | 1-in-10 | Size: Over 200kW | South of Lugo | 2015 | September Monthly Peak | 9 | 122.7967 | 118.4153 | 114.8488 | 116.3937 | 123.8101 | 149.4418 | 178.955 | 201.5807 | 224.8498 | 243.0707 | 256.7437 | 259.084 | 256.0068 | 257.7144 | 252.3073 | 242.2829 | 229.5743 | 216.0486 | 194.3157 | 188.2532 | 176.1218 | 162.0326 | 145.9692 | 134.8828 | -1.0321 | -0.16809 | -0.53156 | -0.1857 | -1.6076 | -2.83 | -2.578 | -2.9544 | -0.73588 | 0.53762 | 1.1974 | -1.0716 | -0.081843 | 1.0777 | 5.2481 | 4.4911 | 4.4915 | 3.758 | 1.4072 | -0.73964 | 0.45895 | 1.3924 | 0.56899 | 0.59645 | 76.3932 | 75.6337 | 74.7473 | 73.8075 | 72.9049 | 72.6477 | 72.5842 | 72.8392 | 74.9106 | 78.9906 | 82.5663 | 86.8356 | 89.81 | 91.18 | 90.9248 | 90.9397 | 90.9329 | 89.9031 | 88.5181 | 84.8194 | 80.5206 | 77.355 | 75.1706 | 73.7219 | 5.0238 | 4.7887 | 5.1851 | 6.218 | 5.7027 | 6.2852 | 5.5947 | 5.9848 | 7.6813 | 8.7929 | 8.6453 | 7.2826 | 7.7861 | 7.8235 | 6.5157 | 6.4922 | 5.6217 | 5.585 | 5.2813 | 6.3348 | 6.7115 | 6.7887 | 5.8995 | 4.8349
Program Specific1-in-10Size: Over 200kWSouth of Lugo2015October Monthly Peak | Program Specific | 1-in-10 | Size: Over 200kW | South of Lugo | 2015 | October Monthly Peak | 10 | 116.5805 | 113.6555 | 109.5157 | 110.4226 | 117.3147 | 137.6989 | 165.1612 | 184.9388 | 202.7212 | 221.2139 | 235.7799 | 240.3312 | 239.5671 | 241.5181 | 237.87 | 226.4271 | 214.3428 | 200.1127 | 186.4335 | 176.6028 | 165.7902 | 152.9178 | 137.5318 | 126.155 | -0.78967 | -0.076399 | -0.21827 | -0.63804 | -2.2262 | -2.1183 | -1.7348 | -1.3217 | -0.66549 | 0.51961 | 1.1265 | 0.83902 | 2.3172 | 3.0816 | 7.7599 | 6.7652 | 6.5265 | 5.6778 | 3.4897 | 2.1478 | 1.9449 | 1.9262 | 0.87818 | 0.48608 | 71.3172 | 70.3528 | 69.2874 | 68.1807 | 67.0397 | 66.7522 | 66.7812 | 66.7081 | 67.8725 | 70.9343 | 75.3102 | 80.1423 | 84.3319 | 86.6206 | 86.9687 | 86.8144 | 86.3181 | 85.3019 | 82.6336 | 78.5021 | 74.7016 | 72.5452 | 71.0199 | 69.8876 | 4.6447 | 4.476 | 4.815 | 5.7448 | 5.2622 | 5.6399 | 5.0284 | 5.3471 | 6.7443 | 7.793 | 7.7318 | 6.5788 | 7.0956 | 7.1401 | 5.9822 | 5.9086 | 5.1114 | 5.0378 | 4.9345 | 5.7873 | 6.1526 | 6.2393 | 5.4132 | 4.4038
Program Specific1-in-10Size: Over 200kWSouth of Lugo2015November Monthly Peak | Program Specific | 1-in-10 | Size: Over 200kW | South of Lugo | 2015 | November Monthly Peak | 11 | 110.3212 | 106.1591 | 102.6146 | 104.5152 | 111.1343 | 128.7282 | 152.7501 | 172.7249 | 191.7324 | 210.1879 | 223.6616 | 227.4383 | 225.9112 | 227.0305 | 221.2297 | 209.4047 | 199.4699 | 192.7766 | 176.3251 | 166.1657 | 156.6166 | 143.3998 | 129.5465 | 119.2223 | -0.71507 | -0.057169 | -0.15614 | -0.6821 | -2.228 | -1.8984 | -1.4978 | -1.0024 | -0.62976 | 0.49887 | 1.0732 | 1.1043 | 2.589 | 3.2451 | 7.6849 | 6.6815 | 6.462 | 5.8483 | 3.6624 | 2.4992 | 2.0929 | 1.909 | 0.88483 | 0.44724 | 69.0601 | 67.2417 | 66.6156 | 64.9755 | 64.1224 | 63.0681 | 62.6252 | 63.2429 | 66.0459 | 71.7899 | 78.4631 | 83.7288 | 86.0794 | 87.6594 | 88.2256 | 86.8438 | 84.6088 | 82.0838 | 79.7356 | 76.9789 | 75.0341 | 73.2298 | 71.082 | 69.5449 | 4.4069 | 4.1918 | 4.5235 | 5.4518 | 4.9981 | 5.2864 | 4.6628 | 5.0071 | 6.3955 | 7.4241 | 7.3538 | 6.2423 | 6.7087 | 6.7295 | 5.5784 | 5.4789 | 4.7693 | 4.8659 | 4.6793 | 5.4596 | 5.8275 | 5.8664 | 5.1123 | 4.1728
Program Specific1-in-10Size: Over 200kWSouth of Lugo2015December Monthly Peak | Program Specific | 1-in-10 | Size: Over 200kW | South of Lugo | 2015 | December Monthly Peak | 12 | 98.1289 | 95.4994 | 91.9999 | 92.2556 | 96.1089 | 110.7127 | 134.5575 | 149.5265 | 160.0637 | 167.9786 | 167.8551 | 166.9834 | 162.6944 | 162.0274 | 159.2696 | 152.9714 | 150.1651 | 152.0786 | 145.8811 | 141.263 | 134.1492 | 125.1747 | 113.5759 | 104.214 | -0.5137 | 0.0031129 | 0.045285 | -0.89698 | -2.3668 | -1.332 | -0.91807 | -0.0096876 | -0.52697 | 0.41629 | 0.82009 | 1.7841 | 3.1069 | 3.3781 | 6.9715 | 6.2067 | 6.1137 | 5.8896 | 4.3095 | 3.8617 | 2.7281 | 2.0493 | 0.99164 | 0.34563 | 48.0612 | 47.0369 | 46.7885 | 47.2211 | 47.7854 | 47.2932 | 48.4599 | 48.7211 | 49.5359 | 50.6771 | 51.6796 | 53.1943 | 54.8839 | 54.4417 | 54.2567 | 53.901 | 53.3169 | 52.0063 | 50.8597 | 48.9994 | 46.7173 | 47.0328 | 46.9968 | 46.1659 | 4.0615 | 3.9071 | 4.202 | 4.9861 | 4.4785 | 4.7107 | 4.2558 | 4.4912 | 5.532 | 6.1475 | 5.7182 | 4.7486 | 5.0059 | 4.9761 | 4.1611 | 4.1469 | 3.7201 | 3.9773 | 4.0112 | 4.809 | 5.1718 | 5.3057 | 4.6439 | 3.7792
Program Specific1-in-10Size: Over 200kWSouth of Lugo2015Typical Event Day | Program Specific | 1-in-10 | Size: Over 200kW | South of Lugo | 2015 | Typical Event Day | 8 | 124.4273 | 119.6652 | 115.6007 | 116.8444 | 124.6516 | 148.8033 | 175.533 | 195.9535 | 213.3837 | 227.8604 | 239.8318 | 241.8212 | 237.5474 | 239.4987 | 237.1314 | 229.7862 | 220.2345 | 208.3312 | 187.7888 | 179.9542 | 171.6452 | 160.1169 | 145.2984 | 135.0428 | -0.88507 | -0.099052 | -0.2938 | -0.57342 | -2.21 | -2.3992 | -1.9863 | -1.7067 | -0.70005 | 0.52872 | 1.1402 | 0.46033 | 1.8037 | 2.6283 | 7.1523 | 6.3232 | 6.2069 | 5.435 | 3.0665 | 1.5859 | 1.6876 | 1.8835 | 0.85255 | 0.53632 | 70.9015 | 70.1164 | 69.5922 | 69.0412 | 68.3296 | 67.9938 | 67.9992 | 68.7645 | 71.2105 | 75.2134 | 79.2638 | 83.1627 | 84.7171 | 85.3611 | 86.1315 | 86.742 | 87.3634 | 87.1081 | 86.4112 | 83.0806 | 78.4299 | 75.1671 | 73.2419 | 71.816 | 4.9563 | 4.7117 | 5.0815 | 6.0776 | 5.5901 | 6.0935 | 5.3431 | 5.6644 | 7.0975 | 8.0255 | 7.863 | 6.6183 | 7.0343 | 7.0789 | 5.9624 | 5.9951 | 5.2508 | 5.2436 | 4.9694 | 5.8959 | 6.3686 | 6.5317 | 5.7177 | 4.7131
Program Specific1-in-10Size: Over 200kWSouth of Lugo2016January Monthly Peak | Program Specific | 1-in-10 | Size: Over 200kW | South of Lugo | 2016 | January Monthly Peak | 1 | 97.0954 | 94.7515 | 92.1596 | 91.8424 | 97.0141 | 111.7376 | 136.288 | 151.628 | 161.0228 | 167.8015 | 167.7165 | 167.3019 | 162.8874 | 163.2329 | 159.7756 | 153.3003 | 147.7285 | 149.4511 | 143.6156 | 139.6485 | 132.035 | 124.243 | 113.8579 | 105.0797 | -0.50829 | 0.0030885 | 0.045363 | -0.89297 | -2.3891 | -1.3444 | -0.92987 | -0.0098238 | -0.53013 | 0.41585 | 0.81941 | 1.7875 | 3.1106 | 3.4032 | 6.9936 | 6.22 | 6.0145 | 5.7878 | 4.2426 | 3.8176 | 2.6851 | 2.0341 | 0.9941 | 0.3485 | 48.7296 | 47.8879 | 46.9977 | 46.8036 | 46.1961 | 46.271 | 46.0261 | 45.8228 | 45.7814 | 48.733 | 51.8249 | 53.2169 | 54.8092 | 55.7299 | 55.5991 | 54.5499 | 52.9429 | 51.6935 | 50.1481 | 48.059 | 46.7916 | 45.9024 | 45.79 | 45.3644 | 4.0187 | 3.8765 | 4.2093 | 4.9637 | 4.5206 | 4.7543 | 4.3105 | 4.5543 | 5.5651 | 6.141 | 5.7135 | 4.7576 | 5.0118 | 5.0132 | 4.1743 | 4.1558 | 3.6597 | 3.9085 | 3.9489 | 4.7541 | 5.0902 | 5.2662 | 4.6555 | 3.8106
Program Specific1-in-10Size: Over 200kWSouth of Lugo2016February Monthly Peak | Program Specific | 1-in-10 | Size: Over 200kW | South of Lugo | 2016 | February Monthly Peak | 2 | 101.9356 | 98.9713 | 95.338 | 95.9495 | 101.1129 | 117.3525 | 141.0994 | 156.5784 | 167.9403 | 176.7051 | 181.3215 | 185.0023 | 183.4269 | 184.8778 | 182.2348 | 174.3532 | 166.5221 | 162.9055 | 155.2363 | 148.5027 | 140.3325 | 129.918 | 118.1802 | 110.1787 | -0.53363 | 0.0032261 | 0.046928 | -0.9329 | -2.4901 | -1.4119 | -0.9627 | -0.010145 | -0.5529 | 0.43792 | 0.88588 | 1.9766 | 3.5028 | 3.8545 | 7.9767 | 7.0742 | 6.7797 | 6.3088 | 4.5859 | 4.0596 | 2.8539 | 2.127 | 1.0318 | 0.36541 | 54.5512 | 53.4637 | 52.3299 | 51.5505 | 51.9605 | 51.2159 | 48.1182 | 51.3293 | 53.6215 | 56.172 | 58.7204 | 59.1981 | 60.3955 | 62.0331 | 63.0636 | 63.5396 | 62.6202 | 61.9136 | 60.5668 | 58.9026 | 57.4316 | 56.0539 | 55.6385 | 54.3869 | 4.219 | 4.0491 | 4.3545 | 5.1857 | 4.7116 | 4.9933 | 4.4627 | 4.703 | 5.8042 | 6.4669 | 6.1769 | 5.261 | 5.6438 | 5.6779 | 4.7611 | 4.7265 | 4.1253 | 4.2604 | 4.2684 | 5.0555 | 5.4101 | 5.5068 | 4.8322 | 3.9955
Program Specific1-in-10Size: Over 200kWSouth of Lugo2016March Monthly Peak | Program Specific | 1-in-10 | Size: Over 200kW | South of Lugo | 2016 | March Monthly Peak | 3 | 108.0329 | 103.2918 | 98.9721 | 99.0739 | 105.0179 | 123.0016 | 148.158 | 165.76 | 179.1777 | 191.7244 | 200.578 | 205.5154 | 204.5966 | 206.942 | 205.2061 | 196.8137 | 187.6287 | 179.0639 | 166.7951 | 161.4859 | 152.0131 | 140.6362 | 126.3517 | 116.7089 | -0.56555 | 0.0033669 | 0.048717 | -0.96328 | -2.5862 | -1.4799 | -1.0109 | -0.010739 | -0.5899 | 0.47514 | 0.97996 | 2.1958 | 3.907 | 4.3145 | 8.9822 | 7.9855 | 7.639 | 6.9346 | 4.9273 | 4.4146 | 3.0914 | 2.3025 | 1.1032 | 0.38706 | 61.6511 | 60.0766 | 59.0058 | 57.7962 | 56.8118 | 55.8486 | 55.1722 | 54.8127 | 56.3476 | 59.935 | 64.0638 | 68.5774 | 72.906 | 74.4456 | 75.2523 | 74.9991 | 73.8436 | 72.1439 | 71.0738 | 69.4824 | 66.8472 | 64.3666 | 61.9879 | 60.0817 | 4.4714 | 4.2259 | 4.5205 | 5.3546 | 4.8936 | 5.2336 | 4.686 | 4.9787 | 6.1926 | 7.0165 | 6.8329 | 5.8443 | 6.2952 | 6.3555 | 5.3612 | 5.3354 | 4.6482 | 4.683 | 4.5862 | 5.4975 | 5.8604 | 5.9611 | 5.1663 | 4.2323
Program Specific1-in-10Size: Over 200kWSouth of Lugo2016April Monthly Peak | Program Specific | 1-in-10 | Size: Over 200kW | South of Lugo | 2016 | April Monthly Peak | 4 | 114.1251 | 109.8238 | 105.782 | 106.1213 | 113.6529 | 132.3596 | 157.9425 | 177.8523 | 197.1128 | 214.3535 | 228.2508 | 233.7557 | 232.7227 | 235.0389 | 231.4518 | 222.3084 | 210.9477 | 197.9518 | 179.4392 | 172.8409 | 163.9774 | 151.1061 | 136.8224 | 126.1824 | -0.75389 | -0.065385 | -0.18217 | -0.65882 | -2.2267 | -1.9878 | -1.5956 | -1.1338 | -0.64729 | 0.50652 | 1.0932 | 0.99937 | 2.4901 | 3.2062 | 7.8318 | 6.9014 | 6.6591 | 5.8399 | 3.5705 | 2.388 | 2.0774 | 1.9656 | 0.90864 | 0.47881 | 70.8161 | 69.7236 | 68.1326 | 66.495 | 65.094 | 64.2257 | 63.7688 | 63.8636 | 66.5494 | 72.1305 | 77.2163 | 82.3925 | 85.7062 | 87.2219 | 86.2612 | 86.0588 | 86.1119 | 85.9806 | 84.5475 | 80.3969 | 75.4854 | 71.1383 | 68.7461 | 67.5417 | 4.5525 | 4.3305 | 4.6566 | 5.5278 | 5.1042 | 5.4279 | 4.8146 | 5.1486 | 6.5658 | 7.5607 | 7.4942 | 6.4068 | 6.9014 | 6.9571 | 5.828 | 5.8084 | 5.0367 | 4.9895 | 4.7553 | 5.671 | 6.0929 | 6.173 | 5.3919 | 4.4102
Program Specific1-in-10Size: Over 200kWSouth of Lugo2016May Monthly Peak | Program Specific | 1-in-10 | Size: Over 200kW | South of Lugo | 2016 | May Monthly Peak | 5 | 113.8817 | 109.3688 | 105.8465 | 106.7564 | 114.7383 | 134.4327 | 159.5186 | 182.7199 | 203.0292 | 220.768 | 235.3927 | 239.586 | 237.3823 | 239.1706 | 235.0084 | 224.8555 | 212.642 | 200.3086 | 180.7532 | 171.7424 | 164.8615 | 151.7817 | 137.5085 | 126.9163 | -0.81789 | -0.093978 | -0.28078 | -0.50507 | -2.0052 | -2.1876 | -1.8313 | -1.6494 | -0.666 | 0.51098 | 1.118 | 0.37897 | 1.7023 | 2.5381 | 6.9711 | 6.0799 | 5.8953 | 5.1329 | 2.8641 | 1.3969 | 1.5574 | 1.7598 | 0.79241 | 0.50709 | 71.2408 | 69.8363 | 68.4277 | 68.0658 | 67.7908 | 67.5084 | 67.468 | 67.6063 | 70.9436 | 76.4487 | 81.1138 | 84.3856 | 86.1013 | 86.6825 | 87.4444 | 87.5475 | 87.3819 | 86.3312 | 86.0575 | 83.5181 | 79.1313 | 74.2776 | 71.5272 | 69.1738 | 4.5378 | 4.3078 | 4.6543 | 5.5547 | 5.1473 | 5.5068 | 4.8572 | 5.2836 | 6.7554 | 7.7783 | 7.7201 | 6.5593 | 7.0318 | 7.0716 | 5.911 | 5.8684 | 5.0715 | 5.0434 | 4.7848 | 5.6288 | 6.1189 | 6.1937 | 5.413 | 4.431
Program Specific1-in-10Size: Over 200kWSouth of Lugo2016June Monthly Peak | Program Specific | 1-in-10 | Size: Over 200kW | South of Lugo | 2016 | June Monthly Peak | 6 | 116.5603 | 111.8831 | 108.2478 | 108.8578 | 117.0275 | 136.1688 | 159.6902 | 181.5885 | 197.9904 | 213.5483 | 225.6213 | 226.6282 | 221.6997 | 223.3689 | 220.8883 | 214.2316 | 204.0744 | 193.3091 | 175.2486 | 167.5352 | 161.6817 | 150.0724 | 136.1798 | 126.4092 | -0.68634 | -0.029836 | -0.06095 | -0.87607 | -2.6012 | -1.8321 | -1.3391 | -0.55783 | -0.65104 | 0.51749 | 1.092 | 1.7292 | 3.3465 | 3.8897 | 8.6229 | 7.7193 | 7.4191 | 6.6364 | 4.3717 | 3.5004 | 2.6973 | 2.2164 | 1.0534 | 0.44804 | 65.6235 | 65.1654 | 65.1883 | 64.8775 | 63.4948 | 62.4673 | 62.0354 | 63.7598 | 66.7341 | 70.6295 | 75.2333 | 79.7675 | 81.9686 | 82.2137 | 82.7369 | 83.0238 | 84.2225 | 83.195 | 83.1469 | 79.2956 | 74.8085 | 71.471 | 69.3593 | 68.4911 | 4.7133 | 4.472 | 4.8303 | 5.7479 | 5.3277 | 5.6605 | 4.9345 | 5.3286 | 6.6853 | 7.6353 | 7.5092 | 6.2964 | 6.6644 | 6.7021 | 5.6381 | 5.6739 | 4.9392 | 4.9392 | 4.7077 | 5.5722 | 6.0897 | 6.2146 | 5.44 | 4.4786
Program Specific1-in-10Size: Over 200kWSouth of Lugo2016July Monthly Peak | Program Specific | 1-in-10 | Size: Over 200kW | South of Lugo | 2016 | July Monthly Peak | 7 | 119.7121 | 114.7067 | 110.9333 | 112.1021 | 120.6526 | 142.2093 | 167.4747 | 189.3115 | 205.9758 | 219.155 | 229.996 | 230.9052 | 226.99 | 228.8221 | 226.1616 | 219.7061 | 210.5999 | 199.0506 | 180.0753 | 170.8531 | 164.5974 | 152.9598 | 139.168 | 129.9219 | -0.80191 | -0.073169 | -0.20767 | -0.66928 | -2.3227 | -2.1644 | -1.729 | -1.2877 | -0.67627 | 0.51615 | 1.1001 | 0.88699 | 2.2998 | 3.0097 | 7.5007 | 6.6789 | 6.5178 | 5.748 | 3.4656 | 2.2042 | 1.9999 | 1.9549 | 0.90453 | 0.4972 | 70.3668 | 69.0666 | 68.3889 | 67.9467 | 67.6242 | 67.2967 | 67.6421 | 68.5562 | 70.9371 | 74.9841 | 79.5644 | 82.4444 | 81.3556 | 80.9287 | 83.365 | 83.8125 | 83.0012 | 82.35 | 81.2331 | 79.45 | 76.03 | 73.2256 | 71.7894 | 70.8974 | 4.7717 | 4.5195 | 4.8796 | 5.8348 | 5.4144 | 5.8273 | 5.1012 | 5.476 | 6.8557 | 7.724 | 7.5456 | 6.3237 | 6.7261 | 6.7678 | 5.6904 | 5.7359 | 5.0245 | 5.0133 | 4.7684 | 5.6015 | 6.1111 | 6.2439 | 5.4801 | 4.5374
Program Specific1-in-10Size: Over 200kWSouth of Lugo2016August Monthly Peak | Program Specific | 1-in-10 | Size: Over 200kW | South of Lugo | 2016 | August Monthly Peak | 8 | 124.93 | 120.1789 | 116.1463 | 117.517 | 125.4107 | 149.7588 | 176.7609 | 197.5576 | 215.8465 | 231.0838 | 243.5428 | 245.5904 | 241.2963 | 243.2517 | 240.643 | 233.0388 | 223.217 | 210.9781 | 189.8099 | 181.5811 | 172.9289 | 161.1752 | 146.3956 | 136.011 | -0.93205 | -0.1186 | -0.36038 | -0.47204 | -2.0634 | -2.5279 | -2.1471 | -2.0366 | -0.70767 | 0.52945 | 1.1519 | 0.068579 | 1.3186 | 2.2251 | 6.6524 | 5.8498 | 5.7736 | 5.0107 | 2.6356 | 0.97799 | 1.3641 | 1.7585 | 0.78144 | 0.55664 | 71.2224 | 70.6 | 70.0442 | 69.5329 | 69.2947 | 69.5636 | 69.7351 | 69.9029 | 72.26 | 76.2494 | 79.6913 | 83.6031 | 85.7344 | 87.1219 | 87.4994 | 89.1919 | 91.2969 | 92.9844 | 92.7469 | 88.7575 | 82.3606 | 78.6169 | 76.6481 | 74.1537 | 4.9912 | 4.7461 | 5.1207 | 6.1308 | 5.6409 | 6.1509 | 5.3965 | 5.7278 | 7.2009 | 8.1633 | 8.0085 | 6.7414 | 7.1666 | 7.2113 | 6.0687 | 6.098 | 5.3378 | 5.326 | 5.0378 | 5.967 | 6.4353 | 6.5944 | 5.778 | 4.7611
Program Specific1-in-10Size: Over 200kWSouth of Lugo2016September Monthly Peak | Program Specific | 1-in-10 | Size: Over 200kW | South of Lugo | 2016 | September Monthly Peak | 9 | 122.7967 | 118.4153 | 114.8488 | 116.3937 | 123.8101 | 149.4418 | 178.955 | 201.5807 | 224.8498 | 243.0707 | 256.7437 | 259.084 | 256.0068 | 257.7144 | 252.3073 | 242.2829 | 229.5743 | 216.0486 | 194.3157 | 188.2532 | 176.1218 | 162.0326 | 145.9692 | 134.8828 | -1.0321 | -0.16809 | -0.53156 | -0.1857 | -1.6076 | -2.83 | -2.578 | -2.9544 | -0.73588 | 0.53762 | 1.1974 | -1.0716 | -0.081843 | 1.0777 | 5.2481 | 4.4911 | 4.4915 | 3.758 | 1.4072 | -0.73964 | 0.45895 | 1.3924 | 0.56899 | 0.59645 | 76.3932 | 75.6337 | 74.7473 | 73.8075 | 72.9049 | 72.6477 | 72.5842 | 72.8392 | 74.9106 | 78.9906 | 82.5663 | 86.8356 | 89.81 | 91.18 | 90.9248 | 90.9397 | 90.9329 | 89.9031 | 88.5181 | 84.8194 | 80.5206 | 77.355 | 75.1706 | 73.7219 | 5.0238 | 4.7887 | 5.1851 | 6.218 | 5.7027 | 6.2852 | 5.5947 | 5.9848 | 7.6813 | 8.7929 | 8.6453 | 7.2826 | 7.7861 | 7.8235 | 6.5157 | 6.4922 | 5.6217 | 5.585 | 5.2813 | 6.3348 | 6.7115 | 6.7887 | 5.8995 | 4.8349
Program Specific1-in-10Size: Over 200kWSouth of Lugo2016October Monthly Peak | Program Specific | 1-in-10 | Size: Over 200kW | South of Lugo | 2016 | October Monthly Peak | 10 | 116.5805 | 113.6555 | 109.5157 | 110.4226 | 117.3147 | 137.6989 | 165.1612 | 184.9388 | 202.7212 | 221.2139 | 235.7799 | 240.3312 | 239.5671 | 241.5181 | 237.87 | 226.4271 | 214.3428 | 200.1127 | 186.4335 | 176.6028 | 165.7902 | 152.9178 | 137.5318 | 126.155 | -0.78967 | -0.076399 | -0.21827 | -0.63804 | -2.2262 | -2.1183 | -1.7348 | -1.3217 | -0.66549 | 0.51961 | 1.1265 | 0.83902 | 2.3172 | 3.0816 | 7.7599 | 6.7652 | 6.5265 | 5.6778 | 3.4897 | 2.1478 | 1.9449 | 1.9262 | 0.87818 | 0.48608 | 71.3172 | 70.3528 | 69.2874 | 68.1807 | 67.0397 | 66.7522 | 66.7812 | 66.7081 | 67.8725 | 70.9343 | 75.3102 | 80.1423 | 84.3319 | 86.6206 | 86.9687 | 86.8144 | 86.3181 | 85.3019 | 82.6336 | 78.5021 | 74.7016 | 72.5452 | 71.0199 | 69.8876 | 4.6447 | 4.476 | 4.815 | 5.7448 | 5.2622 | 5.6399 | 5.0284 | 5.3471 | 6.7443 | 7.793 | 7.7318 | 6.5788 | 7.0956 | 7.1401 | 5.9822 | 5.9086 | 5.1114 | 5.0378 | 4.9345 | 5.7873 | 6.1526 | 6.2393 | 5.4132 | 4.4038
Program Specific1-in-10Size: Over 200kWSouth of Lugo2016November Monthly Peak | Program Specific | 1-in-10 | Size: Over 200kW | South of Lugo | 2016 | November Monthly Peak | 11 | 110.3212 | 106.1591 | 102.6146 | 104.5152 | 111.1343 | 128.7282 | 152.7501 | 172.7249 | 191.7324 | 210.1879 | 223.6616 | 227.4383 | 225.9112 | 227.0305 | 221.2297 | 209.4047 | 199.4699 | 192.7766 | 176.3251 | 166.1657 | 156.6166 | 143.3998 | 129.5465 | 119.2223 | -0.71507 | -0.057169 | -0.15614 | -0.6821 | -2.228 | -1.8984 | -1.4978 | -1.0024 | -0.62976 | 0.49887 | 1.0732 | 1.1043 | 2.589 | 3.2451 | 7.6849 | 6.6815 | 6.462 | 5.8483 | 3.6624 | 2.4992 | 2.0929 | 1.909 | 0.88483 | 0.44724 | 69.0601 | 67.2417 | 66.6156 | 64.9755 | 64.1224 | 63.0681 | 62.6252 | 63.2429 | 66.0459 | 71.7899 | 78.4631 | 83.7288 | 86.0794 | 87.6594 | 88.2256 | 86.8438 | 84.6088 | 82.0838 | 79.7356 | 76.9789 | 75.0341 | 73.2298 | 71.082 | 69.5449 | 4.4069 | 4.1918 | 4.5235 | 5.4518 | 4.9981 | 5.2864 | 4.6628 | 5.0071 | 6.3955 | 7.4241 | 7.3538 | 6.2423 | 6.7087 | 6.7295 | 5.5784 | 5.4789 | 4.7693 | 4.8659 | 4.6793 | 5.4596 | 5.8275 | 5.8664 | 5.1123 | 4.1728
Program Specific1-in-10Size: Over 200kWSouth of Lugo2016December Monthly Peak | Program Specific | 1-in-10 | Size: Over 200kW | South of Lugo | 2016 | December Monthly Peak | 12 | 98.1289 | 95.4994 | 91.9999 | 92.2556 | 96.1089 | 110.7127 | 134.5575 | 149.5265 | 160.0637 | 167.9786 | 167.8551 | 166.9834 | 162.6944 | 162.0274 | 159.2696 | 152.9714 | 150.1651 | 152.0786 | 145.8811 | 141.263 | 134.1492 | 125.1747 | 113.5759 | 104.214 | -0.5137 | 0.0031129 | 0.045285 | -0.89698 | -2.3668 | -1.332 | -0.91807 | -0.0096876 | -0.52697 | 0.41629 | 0.82009 | 1.7841 | 3.1069 | 3.3781 | 6.9715 | 6.2067 | 6.1137 | 5.8896 | 4.3095 | 3.8617 | 2.7281 | 2.0493 | 0.99164 | 0.34563 | 48.0612 | 47.0369 | 46.7885 | 47.2211 | 47.7854 | 47.2932 | 48.4599 | 48.7211 | 49.5359 | 50.6771 | 51.6796 | 53.1943 | 54.8839 | 54.4417 | 54.2567 | 53.901 | 53.3169 | 52.0063 | 50.8597 | 48.9994 | 46.7173 | 47.0328 | 46.9968 | 46.1659 | 4.0615 | 3.9071 | 4.202 | 4.9861 | 4.4785 | 4.7107 | 4.2558 | 4.4912 | 5.532 | 6.1475 | 5.7182 | 4.7486 | 5.0059 | 4.9761 | 4.1611 | 4.1469 | 3.7201 | 3.9773 | 4.0112 | 4.809 | 5.1718 | 5.3057 | 4.6439 | 3.7792
Program Specific1-in-10Size: Over 200kWSouth of Lugo2016Typical Event Day | Program Specific | 1-in-10 | Size: Over 200kW | South of Lugo | 2016 | Typical Event Day | 8 | 124.4273 | 119.6652 | 115.6007 | 116.8444 | 124.6516 | 148.8033 | 175.533 | 195.9535 | 213.3837 | 227.8604 | 239.8318 | 241.8212 | 237.5474 | 239.4987 | 237.1314 | 229.7862 | 220.2345 | 208.3312 | 187.7888 | 179.9542 | 171.6452 | 160.1169 | 145.2984 | 135.0428 | -0.88507 | -0.099052 | -0.2938 | -0.57342 | -2.21 | -2.3992 | -1.9863 | -1.7067 | -0.70005 | 0.52872 | 1.1402 | 0.46033 | 1.8037 | 2.6283 | 7.1523 | 6.3232 | 6.2069 | 5.435 | 3.0665 | 1.5859 | 1.6876 | 1.8835 | 0.85255 | 0.53632 | 70.9015 | 70.1164 | 69.5922 | 69.0412 | 68.3296 | 67.9938 | 67.9992 | 68.7645 | 71.2105 | 75.2134 | 79.2638 | 83.1627 | 84.7171 | 85.3611 | 86.1315 | 86.742 | 87.3634 | 87.1081 | 86.4112 | 83.0806 | 78.4299 | 75.1671 | 73.2419 | 71.816 | 4.9563 | 4.7117 | 5.0815 | 6.0776 | 5.5901 | 6.0935 | 5.3431 | 5.6644 | 7.0975 | 8.0255 | 7.863 | 6.6183 | 7.0343 | 7.0789 | 5.9624 | 5.9951 | 5.2508 | 5.2436 | 4.9694 | 5.8959 | 6.3686 | 6.5317 | 5.7177 | 4.7131
Program Specific1-in-10Size: Over 200kWSouth of Lugo2017January Monthly Peak | Program Specific | 1-in-10 | Size: Over 200kW | South of Lugo | 2017 | January Monthly Peak | 1 | 97.0954 | 94.7515 | 92.1596 | 91.8424 | 97.0141 | 111.7375 | 136.288 | 151.628 | 161.0228 | 167.8015 | 167.7165 | 167.3019 | 162.8874 | 163.2329 | 159.7756 | 153.3003 | 147.7285 | 149.4511 | 143.6157 | 139.6485 | 132.035 | 124.243 | 113.8579 | 105.0797 | -0.50829 | 0.0030885 | 0.045363 | -0.89297 | -2.3891 | -1.3444 | -0.92987 | -0.0098238 | -0.53013 | 0.41585 | 0.81941 | 1.7875 | 3.1106 | 3.4032 | 6.9936 | 6.22 | 6.0145 | 5.7878 | 4.2426 | 3.8176 | 2.6851 | 2.0341 | 0.9941 | 0.3485 | 48.7296 | 47.8879 | 46.9977 | 46.8036 | 46.1961 | 46.271 | 46.0261 | 45.8228 | 45.7814 | 48.733 | 51.8249 | 53.2169 | 54.8092 | 55.7299 | 55.5991 | 54.5499 | 52.9429 | 51.6935 | 50.1481 | 48.059 | 46.7916 | 45.9024 | 45.79 | 45.3644 | 4.0187 | 3.8765 | 4.2093 | 4.9637 | 4.5206 | 4.7543 | 4.3105 | 4.5543 | 5.5651 | 6.141 | 5.7135 | 4.7576 | 5.0118 | 5.0132 | 4.1743 | 4.1558 | 3.6597 | 3.9085 | 3.9489 | 4.7541 | 5.0902 | 5.2662 | 4.6555 | 3.8106
Program Specific1-in-10Size: Over 200kWSouth of Lugo2017February Monthly Peak | Program Specific | 1-in-10 | Size: Over 200kW | South of Lugo | 2017 | February Monthly Peak | 2 | 101.9356 | 98.9713 | 95.338 | 95.9495 | 101.1129 | 117.3525 | 141.0994 | 156.5784 | 167.9403 | 176.7051 | 181.3215 | 185.0023 | 183.4269 | 184.8778 | 182.2348 | 174.3532 | 166.5221 | 162.9055 | 155.2363 | 148.5027 | 140.3325 | 129.918 | 118.1802 | 110.1787 | -0.53363 | 0.0032261 | 0.046928 | -0.9329 | -2.4901 | -1.4119 | -0.9627 | -0.010145 | -0.5529 | 0.43792 | 0.88588 | 1.9766 | 3.5028 | 3.8545 | 7.9767 | 7.0742 | 6.7797 | 6.3088 | 4.5859 | 4.0596 | 2.8539 | 2.127 | 1.0318 | 0.36541 | 54.5512 | 53.4638 | 52.3299 | 51.5505 | 51.9605 | 51.2159 | 48.1183 | 51.3293 | 53.6215 | 56.172 | 58.7204 | 59.1981 | 60.3955 | 62.0331 | 63.0636 | 63.5396 | 62.6202 | 61.9136 | 60.5668 | 58.9026 | 57.4316 | 56.0539 | 55.6385 | 54.3869 | 4.219 | 4.0491 | 4.3545 | 5.1857 | 4.7116 | 4.9933 | 4.4627 | 4.703 | 5.8042 | 6.4669 | 6.1769 | 5.261 | 5.6438 | 5.6779 | 4.7611 | 4.7265 | 4.1253 | 4.2604 | 4.2684 | 5.0555 | 5.4101 | 5.5068 | 4.8322 | 3.9955
Program Specific1-in-10Size: Over 200kWSouth of Lugo2017March Monthly Peak | Program Specific | 1-in-10 | Size: Over 200kW | South of Lugo | 2017 | March Monthly Peak | 3 | 108.033 | 103.2918 | 98.9721 | 99.0739 | 105.0179 | 123.0016 | 148.158 | 165.76 | 179.1777 | 191.7244 | 200.578 | 205.5154 | 204.5966 | 206.942 | 205.2061 | 196.8137 | 187.6286 | 179.0639 | 166.7951 | 161.4859 | 152.013 | 140.6362 | 126.3517 | 116.7089 | -0.56555 | 0.0033669 | 0.048717 | -0.96328 | -2.5862 | -1.4799 | -1.0109 | -0.010739 | -0.5899 | 0.47514 | 0.97996 | 2.1958 | 3.907 | 4.3145 | 8.9822 | 7.9855 | 7.639 | 6.9346 | 4.9273 | 4.4146 | 3.0914 | 2.3025 | 1.1032 | 0.38706 | 61.6511 | 60.0766 | 59.0057 | 57.7962 | 56.8118 | 55.8486 | 55.1722 | 54.8128 | 56.3476 | 59.935 | 64.0638 | 68.5774 | 72.906 | 74.4456 | 75.2523 | 74.9991 | 73.8436 | 72.1439 | 71.0738 | 69.4824 | 66.8472 | 64.3666 | 61.9879 | 60.0817 | 4.4714 | 4.2259 | 4.5205 | 5.3546 | 4.8936 | 5.2336 | 4.686 | 4.9788 | 6.1926 | 7.0165 | 6.8329 | 5.8443 | 6.2952 | 6.3555 | 5.3612 | 5.3354 | 4.6482 | 4.683 | 4.5862 | 5.4975 | 5.8604 | 5.9611 | 5.1663 | 4.2323
Program Specific1-in-10Size: Over 200kWSouth of Lugo2017April Monthly Peak | Program Specific | 1-in-10 | Size: Over 200kW | South of Lugo | 2017 | April Monthly Peak | 4 | 114.1251 | 109.8238 | 105.782 | 106.1213 | 113.6528 | 132.3596 | 157.9425 | 177.8523 | 197.1128 | 214.3535 | 228.2508 | 233.7557 | 232.7227 | 235.0389 | 231.4518 | 222.3084 | 210.9477 | 197.9518 | 179.4392 | 172.8409 | 163.9774 | 151.1061 | 136.8224 | 126.1824 | -0.75389 | -0.065385 | -0.18217 | -0.65882 | -2.2267 | -1.9878 | -1.5956 | -1.1338 | -0.64729 | 0.50652 | 1.0932 | 0.99937 | 2.4901 | 3.2062 | 7.8318 | 6.9014 | 6.6591 | 5.8399 | 3.5705 | 2.388 | 2.0774 | 1.9656 | 0.90864 | 0.47881 | 70.8161 | 69.7236 | 68.1326 | 66.495 | 65.094 | 64.2258 | 63.7688 | 63.8636 | 66.5494 | 72.1305 | 77.2162 | 82.3925 | 85.7063 | 87.2219 | 86.2613 | 86.0587 | 86.1119 | 85.9806 | 84.5475 | 80.3969 | 75.4854 | 71.1383 | 68.7461 | 67.5418 | 4.5525 | 4.3305 | 4.6566 | 5.5278 | 5.1042 | 5.4279 | 4.8146 | 5.1486 | 6.5658 | 7.5607 | 7.4942 | 6.4068 | 6.9014 | 6.9571 | 5.828 | 5.8084 | 5.0367 | 4.9895 | 4.7553 | 5.671 | 6.0929 | 6.173 | 5.3919 | 4.4102
Program Specific1-in-10Size: Over 200kWSouth of Lugo2017May Monthly Peak | Program Specific | 1-in-10 | Size: Over 200kW | South of Lugo | 2017 | May Monthly Peak | 5 | 113.8817 | 109.3688 | 105.8465 | 106.7564 | 114.7383 | 134.4327 | 159.5186 | 182.7199 | 203.0292 | 220.768 | 235.3927 | 239.586 | 237.3823 | 239.1706 | 235.0084 | 224.8555 | 212.642 | 200.3086 | 180.7532 | 171.7424 | 164.8615 | 151.7817 | 137.5085 | 126.9163 | -0.81789 | -0.093978 | -0.28078 | -0.50507 | -2.0052 | -2.1876 | -1.8313 | -1.6494 | -0.666 | 0.51098 | 1.118 | 0.37897 | 1.7023 | 2.5381 | 6.9711 | 6.0799 | 5.8953 | 5.1329 | 2.8641 | 1.3969 | 1.5574 | 1.7598 | 0.79241 | 0.50709 | 71.2407 | 69.8363 | 68.4278 | 68.0657 | 67.7908 | 67.5084 | 67.468 | 67.6063 | 70.9436 | 76.4488 | 81.1137 | 84.3856 | 86.1013 | 86.6825 | 87.4444 | 87.5475 | 87.3819 | 86.3313 | 86.0575 | 83.5181 | 79.1313 | 74.2776 | 71.5272 | 69.1738 | 4.5378 | 4.3078 | 4.6543 | 5.5547 | 5.1473 | 5.5068 | 4.8572 | 5.2836 | 6.7554 | 7.7783 | 7.7201 | 6.5593 | 7.0318 | 7.0716 | 5.911 | 5.8684 | 5.0715 | 5.0434 | 4.7848 | 5.6288 | 6.1189 | 6.1937 | 5.413 | 4.431
Program Specific1-in-10Size: Over 200kWSouth of Lugo2017June Monthly Peak | Program Specific | 1-in-10 | Size: Over 200kW | South of Lugo | 2017 | June Monthly Peak | 6 | 116.5603 | 111.8831 | 108.2478 | 108.8578 | 117.0275 | 136.1688 | 159.6902 | 181.5885 | 197.9904 | 213.5483 | 225.6214 | 226.6282 | 221.6997 | 223.3689 | 220.8883 | 214.2316 | 204.0744 | 193.3091 | 175.2486 | 167.5352 | 161.6817 | 150.0724 | 136.1798 | 126.4092 | -0.68634 | -0.029836 | -0.06095 | -0.87607 | -2.6012 | -1.8321 | -1.3391 | -0.55783 | -0.65104 | 0.51749 | 1.092 | 1.7292 | 3.3465 | 3.8897 | 8.6229 | 7.7193 | 7.4191 | 6.6364 | 4.3717 | 3.5004 | 2.6973 | 2.2164 | 1.0534 | 0.44804 | 65.6235 | 65.1654 | 65.1883 | 64.8775 | 63.4948 | 62.4673 | 62.0354 | 63.7598 | 66.7341 | 70.6295 | 75.2333 | 79.7675 | 81.9686 | 82.2137 | 82.7369 | 83.0237 | 84.2225 | 83.195 | 83.1469 | 79.2956 | 74.8085 | 71.471 | 69.3593 | 68.4911 | 4.7133 | 4.472 | 4.8303 | 5.7479 | 5.3277 | 5.6605 | 4.9345 | 5.3286 | 6.6853 | 7.6353 | 7.5092 | 6.2964 | 6.6644 | 6.7021 | 5.6381 | 5.6739 | 4.9392 | 4.9392 | 4.7077 | 5.5722 | 6.0897 | 6.2146 | 5.44 | 4.4786
Program Specific1-in-10Size: Over 200kWSouth of Lugo2017July Monthly Peak | Program Specific | 1-in-10 | Size: Over 200kW | South of Lugo | 2017 | July Monthly Peak | 7 | 119.712 | 114.7067 | 110.9333 | 112.1021 | 120.6526 | 142.2093 | 167.4747 | 189.3115 | 205.9758 | 219.155 | 229.996 | 230.9052 | 226.99 | 228.8222 | 226.1616 | 219.7061 | 210.5999 | 199.0506 | 180.0753 | 170.8531 | 164.5974 | 152.9598 | 139.168 | 129.9219 | -0.80191 | -0.073169 | -0.20767 | -0.66928 | -2.3227 | -2.1644 | -1.729 | -1.2877 | -0.67627 | 0.51615 | 1.1001 | 0.88699 | 2.2998 | 3.0097 | 7.5007 | 6.6789 | 6.5178 | 5.748 | 3.4656 | 2.2042 | 1.9999 | 1.9549 | 0.90453 | 0.4972 | 70.3667 | 69.0666 | 68.3889 | 67.9468 | 67.6242 | 67.2967 | 67.6421 | 68.5563 | 70.9371 | 74.9841 | 79.5644 | 82.4444 | 81.3556 | 80.9287 | 83.365 | 83.8125 | 83.0012 | 82.35 | 81.2331 | 79.45 | 76.03 | 73.2256 | 71.7894 | 70.8974 | 4.7717 | 4.5195 | 4.8796 | 5.8348 | 5.4144 | 5.8273 | 5.1012 | 5.476 | 6.8557 | 7.724 | 7.5456 | 6.3237 | 6.7261 | 6.7678 | 5.6904 | 5.7359 | 5.0245 | 5.0133 | 4.7684 | 5.6015 | 6.1111 | 6.2439 | 5.4801 | 4.5374
Program Specific1-in-10Size: Over 200kWSouth of Lugo2017August Monthly Peak | Program Specific | 1-in-10 | Size: Over 200kW | South of Lugo | 2017 | August Monthly Peak | 8 | 124.9301 | 120.1789 | 116.1463 | 117.517 | 125.4107 | 149.7588 | 176.7609 | 197.5576 | 215.8465 | 231.0837 | 243.5428 | 245.5904 | 241.2963 | 243.2517 | 240.6431 | 233.0388 | 223.217 | 210.9781 | 189.8099 | 181.5811 | 172.9289 | 161.1752 | 146.3956 | 136.011 | -0.93205 | -0.1186 | -0.36038 | -0.47204 | -2.0634 | -2.5279 | -2.1471 | -2.0366 | -0.70767 | 0.52945 | 1.1519 | 0.068579 | 1.3186 | 2.2251 | 6.6524 | 5.8498 | 5.7736 | 5.0107 | 2.6356 | 0.97799 | 1.3641 | 1.7585 | 0.78144 | 0.55664 | 71.2224 | 70.6 | 70.0443 | 69.5329 | 69.2947 | 69.5636 | 69.7351 | 69.9029 | 72.26 | 76.2494 | 79.6912 | 83.6031 | 85.7344 | 87.1219 | 87.4994 | 89.1919 | 91.2969 | 92.9844 | 92.7469 | 88.7575 | 82.3606 | 78.6169 | 76.6481 | 74.1537 | 4.9912 | 4.7461 | 5.1207 | 6.1308 | 5.6409 | 6.1509 | 5.3965 | 5.7278 | 7.2009 | 8.1633 | 8.0085 | 6.7414 | 7.1666 | 7.2113 | 6.0687 | 6.098 | 5.3378 | 5.326 | 5.0378 | 5.967 | 6.4353 | 6.5944 | 5.778 | 4.7611
Program Specific1-in-10Size: Over 200kWSouth of Lugo2017September Monthly Peak | Program Specific | 1-in-10 | Size: Over 200kW | South of Lugo | 2017 | September Monthly Peak | 9 | 122.7967 | 118.4153 | 114.8488 | 116.3937 | 123.8101 | 149.4418 | 178.955 | 201.5807 | 224.8498 | 243.0707 | 256.7437 | 259.084 | 256.0068 | 257.7144 | 252.3073 | 242.2829 | 229.5743 | 216.0486 | 194.3158 | 188.2532 | 176.1218 | 162.0326 | 145.9692 | 134.8828 | -1.0321 | -0.16809 | -0.53156 | -0.1857 | -1.6076 | -2.83 | -2.578 | -2.9544 | -0.73588 | 0.53762 | 1.1974 | -1.0716 | -0.081843 | 1.0777 | 5.2481 | 4.4911 | 4.4915 | 3.758 | 1.4072 | -0.73964 | 0.45895 | 1.3924 | 0.56899 | 0.59645 | 76.3933 | 75.6337 | 74.7473 | 73.8075 | 72.9049 | 72.6477 | 72.5842 | 72.8392 | 74.9106 | 78.9906 | 82.5663 | 86.8356 | 89.81 | 91.18 | 90.9248 | 90.9397 | 90.9329 | 89.9031 | 88.5181 | 84.8194 | 80.5206 | 77.355 | 75.1706 | 73.7219 | 5.0238 | 4.7887 | 5.1851 | 6.218 | 5.7027 | 6.2852 | 5.5947 | 5.9848 | 7.6813 | 8.7929 | 8.6453 | 7.2826 | 7.7861 | 7.8235 | 6.5157 | 6.4922 | 5.6217 | 5.585 | 5.2813 | 6.3348 | 6.7115 | 6.7887 | 5.8995 | 4.8349
Program Specific1-in-10Size: Over 200kWSouth of Lugo2017October Monthly Peak | Program Specific | 1-in-10 | Size: Over 200kW | South of Lugo | 2017 | October Monthly Peak | 10 | 116.5804 | 113.6555 | 109.5157 | 110.4226 | 117.3147 | 137.6989 | 165.1612 | 184.9388 | 202.7212 | 221.2139 | 235.7799 | 240.3312 | 239.5671 | 241.5181 | 237.87 | 226.4271 | 214.3428 | 200.1127 | 186.4335 | 176.6028 | 165.7902 | 152.9178 | 137.5318 | 126.155 | -0.78967 | -0.076399 | -0.21827 | -0.63804 | -2.2262 | -2.1183 | -1.7348 | -1.3217 | -0.66549 | 0.51961 | 1.1265 | 0.83902 | 2.3172 | 3.0816 | 7.7599 | 6.7652 | 6.5265 | 5.6778 | 3.4897 | 2.1478 | 1.9449 | 1.9262 | 0.87818 | 0.48608 | 71.3172 | 70.3527 | 69.2874 | 68.1807 | 67.0397 | 66.7522 | 66.7812 | 66.7081 | 67.8725 | 70.9343 | 75.3103 | 80.1423 | 84.3319 | 86.6206 | 86.9687 | 86.8144 | 86.3181 | 85.3019 | 82.6336 | 78.5021 | 74.7016 | 72.5452 | 71.0199 | 69.8876 | 4.6447 | 4.476 | 4.815 | 5.7448 | 5.2622 | 5.6399 | 5.0284 | 5.3471 | 6.7443 | 7.793 | 7.7318 | 6.5788 | 7.0956 | 7.1401 | 5.9822 | 5.9086 | 5.1114 | 5.0378 | 4.9345 | 5.7873 | 6.1526 | 6.2393 | 5.4132 | 4.4038
Program Specific1-in-10Size: Over 200kWSouth of Lugo2017November Monthly Peak | Program Specific | 1-in-10 | Size: Over 200kW | South of Lugo | 2017 | November Monthly Peak | 11 | 110.3212 | 106.1591 | 102.6146 | 104.5152 | 111.1343 | 128.7282 | 152.7502 | 172.7249 | 191.7324 | 210.1879 | 223.6617 | 227.4384 | 225.9112 | 227.0305 | 221.2297 | 209.4047 | 199.4699 | 192.7766 | 176.3251 | 166.1657 | 156.6166 | 143.3998 | 129.5465 | 119.2223 | -0.71507 | -0.057169 | -0.15614 | -0.6821 | -2.228 | -1.8984 | -1.4978 | -1.0024 | -0.62976 | 0.49887 | 1.0732 | 1.1043 | 2.589 | 3.2451 | 7.6849 | 6.6815 | 6.462 | 5.8483 | 3.6624 | 2.4992 | 2.0929 | 1.909 | 0.88483 | 0.44724 | 69.0601 | 67.2417 | 66.6156 | 64.9755 | 64.1224 | 63.0681 | 62.6252 | 63.2429 | 66.0459 | 71.7899 | 78.4631 | 83.7288 | 86.0794 | 87.6594 | 88.2256 | 86.8438 | 84.6087 | 82.0837 | 79.7356 | 76.9789 | 75.0341 | 73.2298 | 71.082 | 69.5449 | 4.4069 | 4.1918 | 4.5235 | 5.4518 | 4.9981 | 5.2864 | 4.6628 | 5.0071 | 6.3955 | 7.4241 | 7.3538 | 6.2423 | 6.7087 | 6.7295 | 5.5784 | 5.4789 | 4.7693 | 4.8659 | 4.6793 | 5.4596 | 5.8275 | 5.8664 | 5.1123 | 4.1728
Program Specific1-in-10Size: Over 200kWSouth of Lugo2017December Monthly Peak | Program Specific | 1-in-10 | Size: Over 200kW | South of Lugo | 2017 | December Monthly Peak | 12 | 98.1289 | 95.4994 | 91.9999 | 92.2556 | 96.1089 | 110.7127 | 134.5575 | 149.5265 | 160.0637 | 167.9786 | 167.8552 | 166.9834 | 162.6944 | 162.0274 | 159.2696 | 152.9714 | 150.1651 | 152.0786 | 145.8811 | 141.263 | 134.1492 | 125.1747 | 113.5759 | 104.214 | -0.5137 | 0.0031129 | 0.045285 | -0.89698 | -2.3668 | -1.332 | -0.91807 | -0.0096876 | -0.52697 | 0.41629 | 0.82009 | 1.7841 | 3.1069 | 3.3781 | 6.9715 | 6.2067 | 6.1137 | 5.8896 | 4.3095 | 3.8617 | 2.7281 | 2.0493 | 0.99164 | 0.34563 | 48.0612 | 47.0369 | 46.7885 | 47.2211 | 47.7854 | 47.2933 | 48.4599 | 48.7211 | 49.5359 | 50.6771 | 51.6796 | 53.1943 | 54.8839 | 54.4417 | 54.2567 | 53.901 | 53.3169 | 52.0063 | 50.8597 | 48.9994 | 46.7172 | 47.0328 | 46.9967 | 46.1659 | 4.0615 | 3.9071 | 4.202 | 4.9861 | 4.4785 | 4.7107 | 4.2558 | 4.4912 | 5.532 | 6.1475 | 5.7182 | 4.7486 | 5.0059 | 4.9761 | 4.1611 | 4.1469 | 3.7201 | 3.9773 | 4.0112 | 4.809 | 5.1718 | 5.3057 | 4.6439 | 3.7792
Program Specific1-in-10Size: Over 200kWSouth of Lugo2017Typical Event Day | Program Specific | 1-in-10 | Size: Over 200kW | South of Lugo | 2017 | Typical Event Day | 8 | 124.4273 | 119.6652 | 115.6007 | 116.8444 | 124.6516 | 148.8033 | 175.5331 | 195.9536 | 213.3837 | 227.8604 | 239.8318 | 241.8212 | 237.5474 | 239.4987 | 237.1314 | 229.7862 | 220.2345 | 208.3312 | 187.7888 | 179.9542 | 171.6452 | 160.1169 | 145.2984 | 135.0428 | -0.88507 | -0.099052 | -0.2938 | -0.57342 | -2.21 | -2.3992 | -1.9863 | -1.7067 | -0.70005 | 0.52872 | 1.1402 | 0.46033 | 1.8037 | 2.6283 | 7.1523 | 6.3232 | 6.2069 | 5.435 | 3.0665 | 1.5859 | 1.6876 | 1.8835 | 0.85255 | 0.53632 | 70.9015 | 70.1164 | 69.5922 | 69.0412 | 68.3296 | 67.9938 | 67.9992 | 68.7645 | 71.2105 | 75.2134 | 79.2638 | 83.1627 | 84.7171 | 85.3611 | 86.1315 | 86.742 | 87.3634 | 87.1081 | 86.4112 | 83.0806 | 78.4299 | 75.1671 | 73.2419 | 71.816 | 4.9563 | 4.7117 | 5.0815 | 6.0776 | 5.5901 | 6.0935 | 5.3431 | 5.6644 | 7.0975 | 8.0255 | 7.863 | 6.6183 | 7.0343 | 7.0789 | 5.9624 | 5.9951 | 5.2508 | 5.2436 | 4.9694 | 5.8959 | 6.3686 | 6.5317 | 5.7177 | 4.7131
Program Specific1-in-10Size: Over 200kWSouth of Lugo2018January Monthly Peak | Program Specific | 1-in-10 | Size: Over 200kW | South of Lugo | 2018 | January Monthly Peak | 1 | 97.0954 | 94.7515 | 92.1596 | 91.8424 | 97.0141 | 111.7375 | 136.288 | 151.628 | 161.0228 | 167.8015 | 167.7165 | 167.3019 | 162.8874 | 163.2329 | 159.7756 | 153.3003 | 147.7285 | 149.4511 | 143.6156 | 139.6485 | 132.035 | 124.243 | 113.8579 | 105.0797 | -0.50829 | 0.0030885 | 0.045363 | -0.89297 | -2.3891 | -1.3444 | -0.92987 | -0.0098238 | -0.53013 | 0.41585 | 0.81941 | 1.7875 | 3.1106 | 3.4032 | 6.9936 | 6.22 | 6.0145 | 5.7878 | 4.2426 | 3.8176 | 2.6851 | 2.0341 | 0.9941 | 0.3485 | 48.7296 | 47.8879 | 46.9977 | 46.8036 | 46.1961 | 46.271 | 46.0261 | 45.8228 | 45.7814 | 48.733 | 51.8249 | 53.2169 | 54.8092 | 55.7299 | 55.5991 | 54.5499 | 52.9429 | 51.6935 | 50.1481 | 48.059 | 46.7916 | 45.9024 | 45.79 | 45.3644 | 4.0187 | 3.8765 | 4.2093 | 4.9637 | 4.5206 | 4.7543 | 4.3105 | 4.5543 | 5.5651 | 6.141 | 5.7135 | 4.7576 | 5.0118 | 5.0132 | 4.1743 | 4.1558 | 3.6597 | 3.9085 | 3.9489 | 4.7541 | 5.0902 | 5.2662 | 4.6555 | 3.8106
Program Specific1-in-10Size: Over 200kWSouth of Lugo2018February Monthly Peak | Program Specific | 1-in-10 | Size: Over 200kW | South of Lugo | 2018 | February Monthly Peak | 2 | 101.9356 | 98.9713 | 95.338 | 95.9495 | 101.1129 | 117.3525 | 141.0994 | 156.5784 | 167.9404 | 176.7051 | 181.3215 | 185.0023 | 183.4269 | 184.8778 | 182.2348 | 174.3532 | 166.5221 | 162.9055 | 155.2363 | 148.5027 | 140.3325 | 129.918 | 118.1802 | 110.1787 | -0.53363 | 0.0032261 | 0.046928 | -0.9329 | -2.4901 | -1.4119 | -0.9627 | -0.010145 | -0.5529 | 0.43792 | 0.88588 | 1.9766 | 3.5028 | 3.8545 | 7.9767 | 7.0742 | 6.7797 | 6.3088 | 4.5859 | 4.0596 | 2.8539 | 2.127 | 1.0318 | 0.36541 | 54.5512 | 53.4637 | 52.3299 | 51.5505 | 51.9605 | 51.2159 | 48.1183 | 51.3293 | 53.6215 | 56.172 | 58.7204 | 59.1981 | 60.3955 | 62.0331 | 63.0636 | 63.5396 | 62.6202 | 61.9136 | 60.5668 | 58.9026 | 57.4316 | 56.0539 | 55.6385 | 54.3869 | 4.219 | 4.0491 | 4.3545 | 5.1857 | 4.7116 | 4.9933 | 4.4627 | 4.703 | 5.8042 | 6.4669 | 6.1769 | 5.261 | 5.6438 | 5.6779 | 4.7611 | 4.7265 | 4.1253 | 4.2604 | 4.2684 | 5.0555 | 5.4101 | 5.5068 | 4.8322 | 3.9955
Program Specific1-in-10Size: Over 200kWSouth of Lugo2018March Monthly Peak | Program Specific | 1-in-10 | Size: Over 200kW | South of Lugo | 2018 | March Monthly Peak | 3 | 108.033 | 103.2918 | 98.9721 | 99.0739 | 105.0179 | 123.0016 | 148.158 | 165.76 | 179.1777 | 191.7244 | 200.578 | 205.5154 | 204.5967 | 206.942 | 205.2061 | 196.8137 | 187.6287 | 179.0639 | 166.7951 | 161.4859 | 152.013 | 140.6362 | 126.3517 | 116.709 | -0.56555 | 0.0033669 | 0.048717 | -0.96328 | -2.5862 | -1.4799 | -1.0109 | -0.010739 | -0.5899 | 0.47514 | 0.97996 | 2.1958 | 3.907 | 4.3145 | 8.9822 | 7.9855 | 7.639 | 6.9346 | 4.9273 | 4.4146 | 3.0914 | 2.3025 | 1.1032 | 0.38706 | 61.6511 | 60.0766 | 59.0057 | 57.7962 | 56.8118 | 55.8486 | 55.1722 | 54.8128 | 56.3476 | 59.935 | 64.0638 | 68.5774 | 72.906 | 74.4456 | 75.2523 | 74.9991 | 73.8436 | 72.1439 | 71.0738 | 69.4824 | 66.8472 | 64.3666 | 61.9879 | 60.0817 | 4.4714 | 4.2259 | 4.5205 | 5.3546 | 4.8936 | 5.2336 | 4.686 | 4.9787 | 6.1926 | 7.0165 | 6.8329 | 5.8443 | 6.2952 | 6.3555 | 5.3612 | 5.3354 | 4.6482 | 4.683 | 4.5862 | 5.4975 | 5.8604 | 5.9611 | 5.1663 | 4.2323
Program Specific1-in-10Size: Over 200kWSouth of Lugo2018April Monthly Peak | Program Specific | 1-in-10 | Size: Over 200kW | South of Lugo | 2018 | April Monthly Peak | 4 | 114.1251 | 109.8238 | 105.782 | 106.1213 | 113.6528 | 132.3596 | 157.9425 | 177.8523 | 197.1128 | 214.3535 | 228.2508 | 233.7556 | 232.7227 | 235.0389 | 231.4518 | 222.3084 | 210.9477 | 197.9518 | 179.4392 | 172.8409 | 163.9774 | 151.1061 | 136.8224 | 126.1824 | -0.75389 | -0.065385 | -0.18217 | -0.65882 | -2.2267 | -1.9878 | -1.5956 | -1.1338 | -0.64729 | 0.50652 | 1.0932 | 0.99937 | 2.4901 | 3.2062 | 7.8318 | 6.9014 | 6.6591 | 5.8399 | 3.5705 | 2.388 | 2.0774 | 1.9656 | 0.90864 | 0.47881 | 70.8161 | 69.7236 | 68.1326 | 66.495 | 65.094 | 64.2258 | 63.7687 | 63.8636 | 66.5494 | 72.1305 | 77.2162 | 82.3925 | 85.7063 | 87.2219 | 86.2613 | 86.0587 | 86.1119 | 85.9806 | 84.5475 | 80.3969 | 75.4854 | 71.1382 | 68.7461 | 67.5417 | 4.5525 | 4.3305 | 4.6566 | 5.5278 | 5.1042 | 5.4279 | 4.8146 | 5.1486 | 6.5658 | 7.5607 | 7.4942 | 6.4068 | 6.9014 | 6.9571 | 5.828 | 5.8084 | 5.0367 | 4.9895 | 4.7553 | 5.671 | 6.0929 | 6.173 | 5.3919 | 4.4102
Program Specific1-in-10Size: Over 200kWSouth of Lugo2018May Monthly Peak | Program Specific | 1-in-10 | Size: Over 200kW | South of Lugo | 2018 | May Monthly Peak | 5 | 113.8817 | 109.3688 | 105.8465 | 106.7564 | 114.7383 | 134.4327 | 159.5186 | 182.7199 | 203.0292 | 220.768 | 235.3927 | 239.586 | 237.3823 | 239.1706 | 235.0084 | 224.8555 | 212.642 | 200.3086 | 180.7532 | 171.7424 | 164.8614 | 151.7817 | 137.5085 | 126.9162 | -0.81789 | -0.093978 | -0.28078 | -0.50507 | -2.0052 | -2.1876 | -1.8313 | -1.6494 | -0.666 | 0.51098 | 1.118 | 0.37897 | 1.7023 | 2.5381 | 6.9711 | 6.0799 | 5.8953 | 5.1329 | 2.8641 | 1.3969 | 1.5574 | 1.7598 | 0.79241 | 0.50709 | 71.2408 | 69.8363 | 68.4277 | 68.0657 | 67.7908 | 67.5084 | 67.468 | 67.6062 | 70.9436 | 76.4487 | 81.1138 | 84.3856 | 86.1013 | 86.6825 | 87.4444 | 87.5475 | 87.3819 | 86.3313 | 86.0575 | 83.5181 | 79.1312 | 74.2776 | 71.5273 | 69.1738 | 4.5378 | 4.3078 | 4.6543 | 5.5547 | 5.1473 | 5.5068 | 4.8572 | 5.2836 | 6.7554 | 7.7783 | 7.7201 | 6.5593 | 7.0318 | 7.0716 | 5.911 | 5.8684 | 5.0715 | 5.0434 | 4.7848 | 5.6288 | 6.1189 | 6.1937 | 5.413 | 4.431
Program Specific1-in-10Size: Over 200kWSouth of Lugo2018June Monthly Peak | Program Specific | 1-in-10 | Size: Over 200kW | South of Lugo | 2018 | June Monthly Peak | 6 | 116.5603 | 111.8831 | 108.2478 | 108.8578 | 117.0275 | 136.1688 | 159.6902 | 181.5885 | 197.9904 | 213.5483 | 225.6213 | 226.6282 | 221.6997 | 223.3689 | 220.8883 | 214.2316 | 204.0744 | 193.3091 | 175.2486 | 167.5352 | 161.6817 | 150.0724 | 136.1798 | 126.4092 | -0.68634 | -0.029836 | -0.06095 | -0.87607 | -2.6012 | -1.8321 | -1.3391 | -0.55783 | -0.65104 | 0.51749 | 1.092 | 1.7292 | 3.3465 | 3.8897 | 8.6229 | 7.7193 | 7.4191 | 6.6364 | 4.3717 | 3.5004 | 2.6973 | 2.2164 | 1.0534 | 0.44804 | 65.6235 | 65.1654 | 65.1883 | 64.8775 | 63.4948 | 62.4673 | 62.0354 | 63.7598 | 66.7341 | 70.6295 | 75.2333 | 79.7675 | 81.9686 | 82.2137 | 82.7369 | 83.0238 | 84.2225 | 83.195 | 83.1469 | 79.2956 | 74.8085 | 71.471 | 69.3593 | 68.4911 | 4.7133 | 4.472 | 4.8303 | 5.7479 | 5.3277 | 5.6605 | 4.9345 | 5.3286 | 6.6853 | 7.6353 | 7.5092 | 6.2964 | 6.6644 | 6.7021 | 5.6381 | 5.6739 | 4.9392 | 4.9392 | 4.7077 | 5.5722 | 6.0897 | 6.2146 | 5.44 | 4.4786
Program Specific1-in-10Size: Over 200kWSouth of Lugo2018July Monthly Peak | Program Specific | 1-in-10 | Size: Over 200kW | South of Lugo | 2018 | July Monthly Peak | 7 | 119.712 | 114.7067 | 110.9333 | 112.1021 | 120.6526 | 142.2093 | 167.4747 | 189.3115 | 205.9758 | 219.155 | 229.996 | 230.9052 | 226.99 | 228.8221 | 226.1616 | 219.7061 | 210.5999 | 199.0506 | 180.0753 | 170.8531 | 164.5974 | 152.9598 | 139.168 | 129.9219 | -0.80191 | -0.073169 | -0.20767 | -0.66928 | -2.3227 | -2.1644 | -1.729 | -1.2877 | -0.67627 | 0.51615 | 1.1001 | 0.887 | 2.2998 | 3.0097 | 7.5007 | 6.6789 | 6.5178 | 5.748 | 3.4656 | 2.2042 | 1.9999 | 1.9549 | 0.90453 | 0.4972 | 70.3667 | 69.0666 | 68.3889 | 67.9468 | 67.6242 | 67.2967 | 67.6421 | 68.5562 | 70.9371 | 74.9841 | 79.5644 | 82.4444 | 81.3556 | 80.9287 | 83.365 | 83.8125 | 83.0012 | 82.35 | 81.2331 | 79.45 | 76.03 | 73.2256 | 71.7894 | 70.8974 | 4.7717 | 4.5195 | 4.8796 | 5.8348 | 5.4144 | 5.8273 | 5.1012 | 5.476 | 6.8557 | 7.724 | 7.5456 | 6.3237 | 6.7261 | 6.7678 | 5.6904 | 5.7359 | 5.0245 | 5.0133 | 4.7684 | 5.6015 | 6.1111 | 6.2439 | 5.4801 | 4.5374
Program Specific1-in-10Size: Over 200kWSouth of Lugo2018August Monthly Peak | Program Specific | 1-in-10 | Size: Over 200kW | South of Lugo | 2018 | August Monthly Peak | 8 | 124.9301 | 120.1789 | 116.1463 | 117.517 | 125.4107 | 149.7588 | 176.7609 | 197.5576 | 215.8465 | 231.0837 | 243.5428 | 245.5904 | 241.2963 | 243.2517 | 240.643 | 233.0388 | 223.217 | 210.9781 | 189.8099 | 181.5811 | 172.9289 | 161.1752 | 146.3956 | 136.011 | -0.93205 | -0.1186 | -0.36038 | -0.47204 | -2.0634 | -2.5279 | -2.1471 | -2.0366 | -0.70767 | 0.52945 | 1.1519 | 0.068579 | 1.3186 | 2.2251 | 6.6524 | 5.8498 | 5.7736 | 5.0107 | 2.6356 | 0.97799 | 1.3641 | 1.7585 | 0.78144 | 0.55664 | 71.2224 | 70.6 | 70.0442 | 69.5329 | 69.2947 | 69.5636 | 69.7351 | 69.9029 | 72.26 | 76.2494 | 79.6912 | 83.6031 | 85.7344 | 87.1219 | 87.4994 | 89.1919 | 91.2969 | 92.9844 | 92.7469 | 88.7575 | 82.3606 | 78.6169 | 76.6481 | 74.1538 | 4.9912 | 4.7461 | 5.1207 | 6.1308 | 5.6409 | 6.1509 | 5.3965 | 5.7278 | 7.2009 | 8.1633 | 8.0085 | 6.7414 | 7.1666 | 7.2113 | 6.0687 | 6.098 | 5.3378 | 5.326 | 5.0378 | 5.967 | 6.4353 | 6.5944 | 5.778 | 4.7611
Program Specific1-in-10Size: Over 200kWSouth of Lugo2018September Monthly Peak | Program Specific | 1-in-10 | Size: Over 200kW | South of Lugo | 2018 | September Monthly Peak | 9 | 122.7967 | 118.4153 | 114.8488 | 116.3937 | 123.8101 | 149.4418 | 178.955 | 201.5807 | 224.8498 | 243.0708 | 256.7437 | 259.084 | 256.0068 | 257.7144 | 252.3073 | 242.2829 | 229.5743 | 216.0486 | 194.3157 | 188.2532 | 176.1218 | 162.0326 | 145.9692 | 134.8828 | -1.0321 | -0.16809 | -0.53156 | -0.1857 | -1.6076 | -2.83 | -2.578 | -2.9544 | -0.73588 | 0.53762 | 1.1974 | -1.0716 | -0.081843 | 1.0777 | 5.2481 | 4.4911 | 4.4915 | 3.758 | 1.4072 | -0.73964 | 0.45895 | 1.3924 | 0.56899 | 0.59645 | 76.3932 | 75.6337 | 74.7472 | 73.8075 | 72.9049 | 72.6477 | 72.5843 | 72.8392 | 74.9106 | 78.9906 | 82.5663 | 86.8356 | 89.81 | 91.18 | 90.9248 | 90.9397 | 90.9329 | 89.9031 | 88.5181 | 84.8194 | 80.5206 | 77.355 | 75.1706 | 73.7219 | 5.0238 | 4.7887 | 5.1851 | 6.218 | 5.7027 | 6.2852 | 5.5947 | 5.9848 | 7.6813 | 8.7929 | 8.6453 | 7.2826 | 7.7861 | 7.8235 | 6.5157 | 6.4922 | 5.6217 | 5.585 | 5.2813 | 6.3348 | 6.7115 | 6.7887 | 5.8995 | 4.8349
Program Specific1-in-10Size: Over 200kWSouth of Lugo2018October Monthly Peak | Program Specific | 1-in-10 | Size: Over 200kW | South of Lugo | 2018 | October Monthly Peak | 10 | 116.5805 | 113.6555 | 109.5157 | 110.4226 | 117.3147 | 137.6989 | 165.1612 | 184.9388 | 202.7212 | 221.2139 | 235.7799 | 240.3312 | 239.567 | 241.5181 | 237.87 | 226.4271 | 214.3428 | 200.1127 | 186.4335 | 176.6028 | 165.7902 | 152.9178 | 137.5318 | 126.155 | -0.78967 | -0.076399 | -0.21827 | -0.63804 | -2.2262 | -2.1183 | -1.7348 | -1.3217 | -0.66549 | 0.51961 | 1.1265 | 0.83902 | 2.3172 | 3.0816 | 7.7599 | 6.7652 | 6.5265 | 5.6778 | 3.4897 | 2.1478 | 1.9449 | 1.9262 | 0.87818 | 0.48608 | 71.3172 | 70.3528 | 69.2874 | 68.1807 | 67.0397 | 66.7522 | 66.7812 | 66.7081 | 67.8725 | 70.9343 | 75.3102 | 80.1423 | 84.3319 | 86.6206 | 86.9687 | 86.8144 | 86.3181 | 85.3019 | 82.6336 | 78.5021 | 74.7016 | 72.5452 | 71.0199 | 69.8876 | 4.6447 | 4.476 | 4.815 | 5.7448 | 5.2622 | 5.6399 | 5.0284 | 5.3471 | 6.7443 | 7.793 | 7.7318 | 6.5788 | 7.0956 | 7.1401 | 5.9822 | 5.9086 | 5.1114 | 5.0378 | 4.9345 | 5.7873 | 6.1526 | 6.2393 | 5.4132 | 4.4038
Program Specific1-in-10Size: Over 200kWSouth of Lugo2018November Monthly Peak | Program Specific | 1-in-10 | Size: Over 200kW | South of Lugo | 2018 | November Monthly Peak | 11 | 110.3212 | 106.1591 | 102.6146 | 104.5152 | 111.1343 | 128.7281 | 152.7502 | 172.7249 | 191.7324 | 210.1879 | 223.6617 | 227.4384 | 225.9112 | 227.0306 | 221.2297 | 209.4047 | 199.4699 | 192.7766 | 176.3251 | 166.1657 | 156.6166 | 143.3998 | 129.5465 | 119.2223 | -0.71507 | -0.057169 | -0.15614 | -0.6821 | -2.228 | -1.8984 | -1.4978 | -1.0024 | -0.62976 | 0.49887 | 1.0732 | 1.1043 | 2.589 | 3.2451 | 7.6849 | 6.6815 | 6.462 | 5.8483 | 3.6624 | 2.4992 | 2.0929 | 1.909 | 0.88483 | 0.44724 | 69.0601 | 67.2417 | 66.6156 | 64.9755 | 64.1224 | 63.0681 | 62.6252 | 63.2429 | 66.0459 | 71.7899 | 78.4631 | 83.7288 | 86.0794 | 87.6594 | 88.2256 | 86.8437 | 84.6088 | 82.0837 | 79.7356 | 76.9789 | 75.0341 | 73.2297 | 71.082 | 69.5449 | 4.4069 | 4.1918 | 4.5235 | 5.4518 | 4.9981 | 5.2864 | 4.6628 | 5.0071 | 6.3955 | 7.4241 | 7.3538 | 6.2423 | 6.7087 | 6.7295 | 5.5784 | 5.4789 | 4.7693 | 4.8659 | 4.6793 | 5.4596 | 5.8275 | 5.8664 | 5.1123 | 4.1728
Program Specific1-in-10Size: Over 200kWSouth of Lugo2018December Monthly Peak | Program Specific | 1-in-10 | Size: Over 200kW | South of Lugo | 2018 | December Monthly Peak | 12 | 98.1289 | 95.4994 | 91.9999 | 92.2556 | 96.1089 | 110.7127 | 134.5575 | 149.5265 | 160.0637 | 167.9786 | 167.8551 | 166.9834 | 162.6944 | 162.0274 | 159.2696 | 152.9714 | 150.1652 | 152.0786 | 145.8811 | 141.263 | 134.1492 | 125.1747 | 113.5759 | 104.214 | -0.5137 | 0.0031129 | 0.045285 | -0.89698 | -2.3668 | -1.332 | -0.91807 | -0.0096876 | -0.52697 | 0.41629 | 0.82009 | 1.7841 | 3.1069 | 3.3781 | 6.9715 | 6.2067 | 6.1137 | 5.8896 | 4.3095 | 3.8617 | 2.7281 | 2.0493 | 0.99164 | 0.34563 | 48.0612 | 47.0369 | 46.7885 | 47.2211 | 47.7854 | 47.2933 | 48.4599 | 48.7211 | 49.5359 | 50.6771 | 51.6796 | 53.1943 | 54.8839 | 54.4418 | 54.2567 | 53.901 | 53.3169 | 52.0063 | 50.8597 | 48.9994 | 46.7172 | 47.0328 | 46.9967 | 46.1659 | 4.0615 | 3.9071 | 4.202 | 4.9861 | 4.4785 | 4.7107 | 4.2558 | 4.4912 | 5.532 | 6.1475 | 5.7182 | 4.7486 | 5.0059 | 4.9761 | 4.1611 | 4.1469 | 3.7201 | 3.9773 | 4.0112 | 4.809 | 5.1718 | 5.3057 | 4.6439 | 3.7792
Program Specific1-in-10Size: Over 200kWSouth of Lugo2018Typical Event Day | Program Specific | 1-in-10 | Size: Over 200kW | South of Lugo | 2018 | Typical Event Day | 8 | 124.4273 | 119.6652 | 115.6007 | 116.8444 | 124.6516 | 148.8033 | 175.533 | 195.9536 | 213.3837 | 227.8604 | 239.8318 | 241.8212 | 237.5474 | 239.4987 | 237.1314 | 229.7862 | 220.2345 | 208.3312 | 187.7888 | 179.9542 | 171.6452 | 160.1169 | 145.2984 | 135.0428 | -0.88507 | -0.099052 | -0.2938 | -0.57342 | -2.21 | -2.3992 | -1.9863 | -1.7067 | -0.70005 | 0.52872 | 1.1402 | 0.46033 | 1.8037 | 2.6283 | 7.1523 | 6.3232 | 6.2069 | 5.435 | 3.0665 | 1.5859 | 1.6876 | 1.8835 | 0.85255 | 0.53632 | 70.9015 | 70.1164 | 69.5922 | 69.0412 | 68.3296 | 67.9938 | 67.9992 | 68.7645 | 71.2105 | 75.2134 | 79.2638 | 83.1627 | 84.7171 | 85.3611 | 86.1315 | 86.742 | 87.3634 | 87.1081 | 86.4113 | 83.0806 | 78.4299 | 75.1671 | 73.2419 | 71.816 | 4.9563 | 4.7117 | 5.0815 | 6.0776 | 5.5901 | 6.0935 | 5.3431 | 5.6644 | 7.0975 | 8.0255 | 7.863 | 6.6183 | 7.0343 | 7.0789 | 5.9624 | 5.9951 | 5.2508 | 5.2436 | 4.9694 | 5.8959 | 6.3686 | 6.5317 | 5.7177 | 4.7131
Program Specific1-in-10Size: Over 200kWSouth of Lugo2019January Monthly Peak | Program Specific | 1-in-10 | Size: Over 200kW | South of Lugo | 2019 | January Monthly Peak | 1 | 97.0954 | 94.7515 | 92.1596 | 91.8424 | 97.0141 | 111.7376 | 136.288 | 151.628 | 161.0228 | 167.8015 | 167.7165 | 167.3019 | 162.8874 | 163.2329 | 159.7756 | 153.3003 | 147.7285 | 149.451 | 143.6156 | 139.6485 | 132.035 | 124.243 | 113.8579 | 105.0797 | -0.50829 | 0.0030885 | 0.045363 | -0.89297 | -2.3891 | -1.3444 | -0.92987 | -0.0098238 | -0.53013 | 0.41585 | 0.81941 | 1.7875 | 3.1106 | 3.4032 | 6.9936 | 6.22 | 6.0145 | 5.7878 | 4.2426 | 3.8176 | 2.6851 | 2.0341 | 0.9941 | 0.3485 | 48.7296 | 47.8879 | 46.9977 | 46.8036 | 46.1961 | 46.271 | 46.0261 | 45.8228 | 45.7814 | 48.733 | 51.8249 | 53.2169 | 54.8092 | 55.7299 | 55.5991 | 54.5499 | 52.9429 | 51.6935 | 50.1481 | 48.059 | 46.7916 | 45.9024 | 45.79 | 45.3644 | 4.0187 | 3.8765 | 4.2093 | 4.9637 | 4.5206 | 4.7543 | 4.3105 | 4.5543 | 5.5651 | 6.141 | 5.7135 | 4.7576 | 5.0118 | 5.0132 | 4.1743 | 4.1558 | 3.6597 | 3.9085 | 3.9489 | 4.7541 | 5.0902 | 5.2662 | 4.6555 | 3.8106
Program Specific1-in-10Size: Over 200kWSouth of Lugo2019February Monthly Peak | Program Specific | 1-in-10 | Size: Over 200kW | South of Lugo | 2019 | February Monthly Peak | 2 | 101.9356 | 98.9713 | 95.338 | 95.9495 | 101.1129 | 117.3525 | 141.0994 | 156.5784 | 167.9404 | 176.7051 | 181.3215 | 185.0023 | 183.4269 | 184.8778 | 182.2348 | 174.3532 | 166.5221 | 162.9055 | 155.2363 | 148.5027 | 140.3325 | 129.918 | 118.1802 | 110.1787 | -0.53363 | 0.0032261 | 0.046928 | -0.9329 | -2.4901 | -1.4119 | -0.9627 | -0.010145 | -0.5529 | 0.43792 | 0.88588 | 1.9766 | 3.5028 | 3.8545 | 7.9767 | 7.0742 | 6.7797 | 6.3088 | 4.5859 | 4.0596 | 2.8539 | 2.127 | 1.0318 | 0.36541 | 54.5512 | 53.4638 | 52.3299 | 51.5505 | 51.9605 | 51.2159 | 48.1182 | 51.3293 | 53.6215 | 56.172 | 58.7204 | 59.1981 | 60.3955 | 62.0331 | 63.0636 | 63.5396 | 62.6202 | 61.9136 | 60.5668 | 58.9026 | 57.4316 | 56.0539 | 55.6385 | 54.3869 | 4.219 | 4.0491 | 4.3545 | 5.1857 | 4.7116 | 4.9933 | 4.4627 | 4.703 | 5.8042 | 6.4669 | 6.1769 | 5.261 | 5.6438 | 5.6779 | 4.7611 | 4.7265 | 4.1253 | 4.2604 | 4.2684 | 5.0555 | 5.4101 | 5.5068 | 4.8322 | 3.9955
Program Specific1-in-10Size: Over 200kWSouth of Lugo2019March Monthly Peak | Program Specific | 1-in-10 | Size: Over 200kW | South of Lugo | 2019 | March Monthly Peak | 3 | 108.0329 | 103.2918 | 98.9721 | 99.0739 | 105.0179 | 123.0016 | 148.158 | 165.76 | 179.1777 | 191.7244 | 200.578 | 205.5154 | 204.5966 | 206.942 | 205.2061 | 196.8137 | 187.6286 | 179.0639 | 166.7951 | 161.4859 | 152.0131 | 140.6362 | 126.3517 | 116.7089 | -0.56555 | 0.0033669 | 0.048717 | -0.96328 | -2.5862 | -1.4799 | -1.0109 | -0.010739 | -0.5899 | 0.47514 | 0.97996 | 2.1958 | 3.907 | 4.3145 | 8.9822 | 7.9855 | 7.639 | 6.9346 | 4.9273 | 4.4146 | 3.0914 | 2.3025 | 1.1032 | 0.38706 | 61.6511 | 60.0766 | 59.0058 | 57.7962 | 56.8118 | 55.8486 | 55.1722 | 54.8127 | 56.3476 | 59.935 | 64.0638 | 68.5774 | 72.906 | 74.4456 | 75.2523 | 74.9991 | 73.8436 | 72.1439 | 71.0738 | 69.4824 | 66.8472 | 64.3666 | 61.9879 | 60.0817 | 4.4714 | 4.2259 | 4.5205 | 5.3546 | 4.8936 | 5.2336 | 4.686 | 4.9788 | 6.1926 | 7.0165 | 6.8329 | 5.8443 | 6.2952 | 6.3555 | 5.3612 | 5.3354 | 4.6482 | 4.683 | 4.5862 | 5.4975 | 5.8604 | 5.9611 | 5.1663 | 4.2323
Program Specific1-in-10Size: Over 200kWSouth of Lugo2019April Monthly Peak | Program Specific | 1-in-10 | Size: Over 200kW | South of Lugo | 2019 | April Monthly Peak | 4 | 114.1251 | 109.8238 | 105.782 | 106.1213 | 113.6529 | 132.3596 | 157.9425 | 177.8523 | 197.1128 | 214.3535 | 228.2508 | 233.7556 | 232.7227 | 235.0389 | 231.4518 | 222.3084 | 210.9477 | 197.9518 | 179.4392 | 172.8409 | 163.9774 | 151.1061 | 136.8224 | 126.1824 | -0.75389 | -0.065385 | -0.18217 | -0.65882 | -2.2267 | -1.9878 | -1.5956 | -1.1338 | -0.64729 | 0.50652 | 1.0932 | 0.99937 | 2.4901 | 3.2062 | 7.8318 | 6.9014 | 6.6591 | 5.8399 | 3.5705 | 2.388 | 2.0774 | 1.9656 | 0.90864 | 0.47881 | 70.8161 | 69.7236 | 68.1326 | 66.495 | 65.094 | 64.2257 | 63.7688 | 63.8636 | 66.5494 | 72.1305 | 77.2163 | 82.3925 | 85.7062 | 87.2219 | 86.2612 | 86.0587 | 86.1119 | 85.9806 | 84.5475 | 80.3969 | 75.4854 | 71.1382 | 68.7461 | 67.5417 | 4.5525 | 4.3305 | 4.6566 | 5.5278 | 5.1042 | 5.4279 | 4.8146 | 5.1486 | 6.5658 | 7.5607 | 7.4942 | 6.4068 | 6.9014 | 6.9571 | 5.828 | 5.8084 | 5.0367 | 4.9895 | 4.7553 | 5.671 | 6.0929 | 6.173 | 5.3919 | 4.4102
Program Specific1-in-10Size: Over 200kWSouth of Lugo2019May Monthly Peak | Program Specific | 1-in-10 | Size: Over 200kW | South of Lugo | 2019 | May Monthly Peak | 5 | 113.8817 | 109.3688 | 105.8465 | 106.7564 | 114.7383 | 134.4327 | 159.5186 | 182.7199 | 203.0292 | 220.768 | 235.3927 | 239.586 | 237.3823 | 239.1706 | 235.0084 | 224.8555 | 212.642 | 200.3086 | 180.7532 | 171.7424 | 164.8615 | 151.7817 | 137.5085 | 126.9163 | -0.81789 | -0.093978 | -0.28078 | -0.50507 | -2.0052 | -2.1876 | -1.8313 | -1.6494 | -0.666 | 0.51098 | 1.118 | 0.37897 | 1.7023 | 2.5381 | 6.9711 | 6.0799 | 5.8953 | 5.1329 | 2.8641 | 1.3969 | 1.5574 | 1.7598 | 0.79241 | 0.50709 | 71.2408 | 69.8363 | 68.4278 | 68.0658 | 67.7908 | 67.5084 | 67.468 | 67.6062 | 70.9436 | 76.4488 | 81.1138 | 84.3856 | 86.1012 | 86.6825 | 87.4444 | 87.5475 | 87.3819 | 86.3312 | 86.0575 | 83.5181 | 79.1313 | 74.2776 | 71.5273 | 69.1738 | 4.5378 | 4.3078 | 4.6543 | 5.5547 | 5.1473 | 5.5068 | 4.8572 | 5.2836 | 6.7554 | 7.7783 | 7.7201 | 6.5593 | 7.0318 | 7.0716 | 5.911 | 5.8684 | 5.0715 | 5.0434 | 4.7848 | 5.6288 | 6.1189 | 6.1937 | 5.413 | 4.431
Program Specific1-in-10Size: Over 200kWSouth of Lugo2019June Monthly Peak | Program Specific | 1-in-10 | Size: Over 200kW | South of Lugo | 2019 | June Monthly Peak | 6 | 116.5603 | 111.8831 | 108.2478 | 108.8578 | 117.0275 | 136.1688 | 159.6902 | 181.5885 | 197.9904 | 213.5483 | 225.6214 | 226.6282 | 221.6997 | 223.3689 | 220.8883 | 214.2316 | 204.0744 | 193.3091 | 175.2486 | 167.5352 | 161.6817 | 150.0724 | 136.1798 | 126.4092 | -0.68634 | -0.029836 | -0.06095 | -0.87607 | -2.6012 | -1.8321 | -1.3391 | -0.55783 | -0.65104 | 0.51749 | 1.092 | 1.7292 | 3.3465 | 3.8897 | 8.6229 | 7.7193 | 7.4191 | 6.6364 | 4.3717 | 3.5004 | 2.6973 | 2.2164 | 1.0534 | 0.44804 | 65.6235 | 65.1654 | 65.1883 | 64.8775 | 63.4948 | 62.4672 | 62.0354 | 63.7598 | 66.7341 | 70.6295 | 75.2333 | 79.7675 | 81.9686 | 82.2137 | 82.7369 | 83.0238 | 84.2225 | 83.195 | 83.1469 | 79.2956 | 74.8085 | 71.471 | 69.3593 | 68.4911 | 4.7133 | 4.472 | 4.8303 | 5.7479 | 5.3277 | 5.6605 | 4.9345 | 5.3286 | 6.6853 | 7.6353 | 7.5092 | 6.2964 | 6.6644 | 6.7021 | 5.6381 | 5.6739 | 4.9392 | 4.9392 | 4.7077 | 5.5722 | 6.0897 | 6.2146 | 5.44 | 4.4786
Program Specific1-in-10Size: Over 200kWSouth of Lugo2019July Monthly Peak | Program Specific | 1-in-10 | Size: Over 200kW | South of Lugo | 2019 | July Monthly Peak | 7 | 119.712 | 114.7067 | 110.9333 | 112.1021 | 120.6526 | 142.2093 | 167.4747 | 189.3115 | 205.9758 | 219.155 | 229.996 | 230.9052 | 226.99 | 228.8221 | 226.1616 | 219.7061 | 210.5999 | 199.0506 | 180.0753 | 170.8531 | 164.5974 | 152.9598 | 139.168 | 129.9219 | -0.80191 | -0.073169 | -0.20767 | -0.66928 | -2.3227 | -2.1644 | -1.729 | -1.2877 | -0.67627 | 0.51615 | 1.1001 | 0.88699 | 2.2998 | 3.0097 | 7.5007 | 6.6789 | 6.5178 | 5.748 | 3.4656 | 2.2042 | 1.9999 | 1.9549 | 0.90453 | 0.4972 | 70.3667 | 69.0666 | 68.3889 | 67.9467 | 67.6242 | 67.2967 | 67.6421 | 68.5562 | 70.9371 | 74.9841 | 79.5644 | 82.4444 | 81.3556 | 80.9287 | 83.365 | 83.8125 | 83.0012 | 82.35 | 81.2331 | 79.45 | 76.03 | 73.2256 | 71.7894 | 70.8974 | 4.7717 | 4.5195 | 4.8796 | 5.8348 | 5.4144 | 5.8273 | 5.1012 | 5.476 | 6.8557 | 7.724 | 7.5456 | 6.3237 | 6.7261 | 6.7678 | 5.6904 | 5.7359 | 5.0245 | 5.0133 | 4.7684 | 5.6015 | 6.1111 | 6.2439 | 5.4801 | 4.5374
Program Specific1-in-10Size: Over 200kWSouth of Lugo2019August Monthly Peak | Program Specific | 1-in-10 | Size: Over 200kW | South of Lugo | 2019 | August Monthly Peak | 8 | 124.93 | 120.1789 | 116.1463 | 117.517 | 125.4107 | 149.7589 | 176.7609 | 197.5576 | 215.8465 | 231.0837 | 243.5428 | 245.5904 | 241.2963 | 243.2517 | 240.6431 | 233.0388 | 223.217 | 210.9781 | 189.8099 | 181.5811 | 172.9289 | 161.1752 | 146.3956 | 136.011 | -0.93205 | -0.1186 | -0.36038 | -0.47204 | -2.0634 | -2.5279 | -2.1471 | -2.0366 | -0.70767 | 0.52945 | 1.1519 | 0.068579 | 1.3186 | 2.2251 | 6.6524 | 5.8498 | 5.7736 | 5.0107 | 2.6356 | 0.97799 | 1.3641 | 1.7585 | 0.78144 | 0.55664 | 71.2224 | 70.6 | 70.0442 | 69.5329 | 69.2947 | 69.5636 | 69.7351 | 69.9029 | 72.26 | 76.2494 | 79.6912 | 83.6031 | 85.7344 | 87.1219 | 87.4994 | 89.1919 | 91.2969 | 92.9844 | 92.7469 | 88.7575 | 82.3606 | 78.6169 | 76.6481 | 74.1537 | 4.9912 | 4.7461 | 5.1207 | 6.1308 | 5.6409 | 6.1509 | 5.3965 | 5.7278 | 7.2009 | 8.1633 | 8.0085 | 6.7414 | 7.1666 | 7.2113 | 6.0687 | 6.098 | 5.3378 | 5.326 | 5.0378 | 5.967 | 6.4353 | 6.5944 | 5.778 | 4.7611
Program Specific1-in-10Size: Over 200kWSouth of Lugo2019September Monthly Peak | Program Specific | 1-in-10 | Size: Over 200kW | South of Lugo | 2019 | September Monthly Peak | 9 | 122.7967 | 118.4153 | 114.8488 | 116.3937 | 123.8101 | 149.4418 | 178.955 | 201.5807 | 224.8498 | 243.0707 | 256.7437 | 259.084 | 256.0068 | 257.7144 | 252.3073 | 242.2829 | 229.5743 | 216.0486 | 194.3158 | 188.2532 | 176.1218 | 162.0326 | 145.9692 | 134.8828 | -1.0321 | -0.16809 | -0.53156 | -0.1857 | -1.6076 | -2.83 | -2.578 | -2.9544 | -0.73588 | 0.53762 | 1.1974 | -1.0716 | -0.081843 | 1.0777 | 5.2481 | 4.4911 | 4.4915 | 3.758 | 1.4072 | -0.73964 | 0.45895 | 1.3924 | 0.56899 | 0.59645 | 76.3933 | 75.6337 | 74.7473 | 73.8075 | 72.9049 | 72.6477 | 72.5843 | 72.8392 | 74.9106 | 78.9906 | 82.5663 | 86.8356 | 89.81 | 91.18 | 90.9248 | 90.9397 | 90.9329 | 89.9031 | 88.5181 | 84.8194 | 80.5206 | 77.355 | 75.1706 | 73.7219 | 5.0238 | 4.7887 | 5.1851 | 6.218 | 5.7027 | 6.2852 | 5.5947 | 5.9848 | 7.6813 | 8.7929 | 8.6453 | 7.2826 | 7.7861 | 7.8235 | 6.5157 | 6.4922 | 5.6217 | 5.585 | 5.2813 | 6.3348 | 6.7115 | 6.7887 | 5.8995 | 4.8349
Program Specific1-in-10Size: Over 200kWSouth of Lugo2019October Monthly Peak | Program Specific | 1-in-10 | Size: Over 200kW | South of Lugo | 2019 | October Monthly Peak | 10 | 116.5805 | 113.6555 | 109.5157 | 110.4226 | 117.3147 | 137.6989 | 165.1612 | 184.9388 | 202.7212 | 221.2139 | 235.7799 | 240.3312 | 239.5671 | 241.5181 | 237.87 | 226.4271 | 214.3428 | 200.1127 | 186.4335 | 176.6028 | 165.7902 | 152.9178 | 137.5318 | 126.155 | -0.78967 | -0.076399 | -0.21827 | -0.63804 | -2.2262 | -2.1183 | -1.7348 | -1.3217 | -0.66549 | 0.51961 | 1.1265 | 0.83902 | 2.3172 | 3.0816 | 7.7599 | 6.7652 | 6.5265 | 5.6778 | 3.4897 | 2.1478 | 1.9449 | 1.9262 | 0.87818 | 0.48608 | 71.3172 | 70.3527 | 69.2874 | 68.1807 | 67.0397 | 66.7522 | 66.7812 | 66.7081 | 67.8725 | 70.9343 | 75.3102 | 80.1423 | 84.3319 | 86.6206 | 86.9688 | 86.8144 | 86.3181 | 85.3019 | 82.6336 | 78.5021 | 74.7016 | 72.5452 | 71.0199 | 69.8876 | 4.6447 | 4.476 | 4.815 | 5.7448 | 5.2622 | 5.6399 | 5.0284 | 5.3471 | 6.7443 | 7.793 | 7.7318 | 6.5788 | 7.0956 | 7.1401 | 5.9822 | 5.9086 | 5.1114 | 5.0378 | 4.9345 | 5.7873 | 6.1526 | 6.2393 | 5.4132 | 4.4038
Program Specific1-in-10Size: Over 200kWSouth of Lugo2019November Monthly Peak | Program Specific | 1-in-10 | Size: Over 200kW | South of Lugo | 2019 | November Monthly Peak | 11 | 110.3212 | 106.1591 | 102.6146 | 104.5152 | 111.1343 | 128.7282 | 152.7502 | 172.7249 | 191.7324 | 210.1879 | 223.6617 | 227.4384 | 225.9112 | 227.0306 | 221.2297 | 209.4047 | 199.4699 | 192.7766 | 176.3251 | 166.1657 | 156.6166 | 143.3998 | 129.5465 | 119.2223 | -0.71507 | -0.057169 | -0.15614 | -0.6821 | -2.228 | -1.8984 | -1.4978 | -1.0024 | -0.62976 | 0.49887 | 1.0732 | 1.1043 | 2.589 | 3.2451 | 7.6849 | 6.6815 | 6.462 | 5.8483 | 3.6624 | 2.4992 | 2.0929 | 1.909 | 0.88483 | 0.44724 | 69.0601 | 67.2417 | 66.6156 | 64.9755 | 64.1224 | 63.0681 | 62.6252 | 63.2429 | 66.0459 | 71.7899 | 78.4631 | 83.7288 | 86.0794 | 87.6594 | 88.2256 | 86.8437 | 84.6088 | 82.0838 | 79.7356 | 76.9789 | 75.0341 | 73.2298 | 71.082 | 69.5449 | 4.4069 | 4.1918 | 4.5235 | 5.4518 | 4.9981 | 5.2864 | 4.6628 | 5.0071 | 6.3955 | 7.4241 | 7.3538 | 6.2423 | 6.7088 | 6.7295 | 5.5784 | 5.4789 | 4.7693 | 4.8659 | 4.6793 | 5.4596 | 5.8275 | 5.8664 | 5.1123 | 4.1728
Program Specific1-in-10Size: Over 200kWSouth of Lugo2019December Monthly Peak | Program Specific | 1-in-10 | Size: Over 200kW | South of Lugo | 2019 | December Monthly Peak | 12 | 98.1289 | 95.4994 | 91.9999 | 92.2556 | 96.1089 | 110.7127 | 134.5575 | 149.5265 | 160.0637 | 167.9786 | 167.8551 | 166.9834 | 162.6944 | 162.0274 | 159.2696 | 152.9714 | 150.1651 | 152.0786 | 145.8811 | 141.263 | 134.1492 | 125.1747 | 113.5759 | 104.214 | -0.5137 | 0.0031129 | 0.045285 | -0.89698 | -2.3668 | -1.332 | -0.91807 | -0.0096876 | -0.52697 | 0.41629 | 0.82009 | 1.7841 | 3.1069 | 3.3781 | 6.9715 | 6.2067 | 6.1137 | 5.8896 | 4.3095 | 3.8617 | 2.7281 | 2.0493 | 0.99164 | 0.34563 | 48.0612 | 47.0369 | 46.7885 | 47.2211 | 47.7854 | 47.2932 | 48.4599 | 48.7211 | 49.5359 | 50.6771 | 51.6796 | 53.1943 | 54.8839 | 54.4417 | 54.2567 | 53.901 | 53.3169 | 52.0063 | 50.8597 | 48.9994 | 46.7172 | 47.0328 | 46.9967 | 46.1659 | 4.0615 | 3.9071 | 4.202 | 4.9861 | 4.4785 | 4.7107 | 4.2558 | 4.4912 | 5.532 | 6.1475 | 5.7182 | 4.7486 | 5.0059 | 4.9761 | 4.1611 | 4.1469 | 3.7201 | 3.9773 | 4.0112 | 4.809 | 5.1718 | 5.3057 | 4.6439 | 3.7792
Program Specific1-in-10Size: Over 200kWSouth of Lugo2019Typical Event Day | Program Specific | 1-in-10 | Size: Over 200kW | South of Lugo | 2019 | Typical Event Day | 8 | 124.4273 | 119.6652 | 115.6007 | 116.8444 | 124.6516 | 148.8033 | 175.5331 | 195.9536 | 213.3837 | 227.8605 | 239.8318 | 241.8212 | 237.5474 | 239.4987 | 237.1314 | 229.7862 | 220.2345 | 208.3312 | 187.7888 | 179.9542 | 171.6452 | 160.1169 | 145.2984 | 135.0428 | -0.88507 | -0.099052 | -0.2938 | -0.57342 | -2.21 | -2.3992 | -1.9863 | -1.7067 | -0.70005 | 0.52872 | 1.1402 | 0.46033 | 1.8037 | 2.6283 | 7.1523 | 6.3232 | 6.2069 | 5.435 | 3.0665 | 1.5859 | 1.6876 | 1.8835 | 0.85255 | 0.53632 | 70.9015 | 70.1164 | 69.5922 | 69.0412 | 68.3296 | 67.9938 | 67.9992 | 68.7645 | 71.2105 | 75.2134 | 79.2638 | 83.1627 | 84.7171 | 85.3611 | 86.1315 | 86.742 | 87.3634 | 87.1081 | 86.4112 | 83.0806 | 78.4299 | 75.1671 | 73.2419 | 71.816 | 4.9563 | 4.7117 | 5.0815 | 6.0776 | 5.5901 | 6.0935 | 5.3431 | 5.6644 | 7.0975 | 8.0255 | 7.863 | 6.6183 | 7.0343 | 7.0789 | 5.9624 | 5.9951 | 5.2508 | 5.2436 | 4.9694 | 5.8959 | 6.3686 | 6.5317 | 5.7177 | 4.7131
Program Specific1-in-10Size: Over 200kWSouth of Lugo2020January Monthly Peak | Program Specific | 1-in-10 | Size: Over 200kW | South of Lugo | 2020 | January Monthly Peak | 1 | 97.0954 | 94.7515 | 92.1596 | 91.8424 | 97.0141 | 111.7376 | 136.288 | 151.628 | 161.0228 | 167.8015 | 167.7165 | 167.3019 | 162.8874 | 163.2329 | 159.7756 | 153.3003 | 147.7285 | 149.451 | 143.6156 | 139.6485 | 132.035 | 124.243 | 113.8579 | 105.0797 | -0.50829 | 0.0030885 | 0.045363 | -0.89297 | -2.3891 | -1.3444 | -0.92987 | -0.0098238 | -0.53013 | 0.41585 | 0.81941 | 1.7875 | 3.1106 | 3.4032 | 6.9936 | 6.22 | 6.0145 | 5.7878 | 4.2426 | 3.8176 | 2.6851 | 2.0341 | 0.9941 | 0.3485 | 48.7296 | 47.8879 | 46.9977 | 46.8036 | 46.1961 | 46.271 | 46.0261 | 45.8228 | 45.7814 | 48.733 | 51.8249 | 53.2169 | 54.8092 | 55.7299 | 55.5991 | 54.5499 | 52.9429 | 51.6935 | 50.1481 | 48.059 | 46.7916 | 45.9024 | 45.79 | 45.3644 | 4.0187 | 3.8765 | 4.2093 | 4.9637 | 4.5206 | 4.7543 | 4.3105 | 4.5543 | 5.5651 | 6.141 | 5.7135 | 4.7576 | 5.0118 | 5.0132 | 4.1743 | 4.1558 | 3.6597 | 3.9085 | 3.9489 | 4.7541 | 5.0902 | 5.2662 | 4.6555 | 3.8106
Program Specific1-in-10Size: Over 200kWSouth of Lugo2020February Monthly Peak | Program Specific | 1-in-10 | Size: Over 200kW | South of Lugo | 2020 | February Monthly Peak | 2 | 101.9356 | 98.9713 | 95.338 | 95.9495 | 101.1129 | 117.3525 | 141.0994 | 156.5784 | 167.9404 | 176.7051 | 181.3215 | 185.0023 | 183.4269 | 184.8778 | 182.2348 | 174.3532 | 166.5221 | 162.9055 | 155.2363 | 148.5027 | 140.3325 | 129.918 | 118.1802 | 110.1787 | -0.53363 | 0.0032261 | 0.046928 | -0.9329 | -2.4901 | -1.4119 | -0.9627 | -0.010145 | -0.5529 | 0.43792 | 0.88588 | 1.9766 | 3.5028 | 3.8545 | 7.9767 | 7.0742 | 6.7797 | 6.3088 | 4.5859 | 4.0596 | 2.8539 | 2.127 | 1.0318 | 0.36541 | 54.5512 | 53.4638 | 52.3299 | 51.5505 | 51.9605 | 51.2159 | 48.1183 | 51.3293 | 53.6215 | 56.172 | 58.7204 | 59.1981 | 60.3955 | 62.0331 | 63.0636 | 63.5396 | 62.6202 | 61.9136 | 60.5668 | 58.9026 | 57.4316 | 56.0539 | 55.6385 | 54.3869 | 4.219 | 4.0491 | 4.3545 | 5.1857 | 4.7116 | 4.9933 | 4.4627 | 4.703 | 5.8042 | 6.4669 | 6.1769 | 5.261 | 5.6438 | 5.6779 | 4.7611 | 4.7265 | 4.1253 | 4.2604 | 4.2684 | 5.0555 | 5.4101 | 5.5068 | 4.8322 | 3.9955
Program Specific1-in-10Size: Over 200kWSouth of Lugo2020March Monthly Peak | Program Specific | 1-in-10 | Size: Over 200kW | South of Lugo | 2020 | March Monthly Peak | 3 | 108.033 | 103.2918 | 98.9721 | 99.0739 | 105.0179 | 123.0016 | 148.158 | 165.76 | 179.1777 | 191.7244 | 200.578 | 205.5154 | 204.5966 | 206.942 | 205.2061 | 196.8137 | 187.6286 | 179.0639 | 166.7951 | 161.4859 | 152.013 | 140.6362 | 126.3517 | 116.7089 | -0.56555 | 0.0033669 | 0.048717 | -0.96328 | -2.5862 | -1.4799 | -1.0109 | -0.010739 | -0.5899 | 0.47514 | 0.97996 | 2.1958 | 3.907 | 4.3145 | 8.9822 | 7.9855 | 7.639 | 6.9346 | 4.9273 | 4.4146 | 3.0914 | 2.3025 | 1.1032 | 0.38706 | 61.6511 | 60.0766 | 59.0057 | 57.7962 | 56.8118 | 55.8486 | 55.1722 | 54.8128 | 56.3476 | 59.935 | 64.0638 | 68.5774 | 72.906 | 74.4456 | 75.2523 | 74.9991 | 73.8436 | 72.1439 | 71.0738 | 69.4824 | 66.8472 | 64.3666 | 61.9879 | 60.0817 | 4.4714 | 4.2259 | 4.5205 | 5.3546 | 4.8936 | 5.2336 | 4.686 | 4.9787 | 6.1926 | 7.0165 | 6.8329 | 5.8443 | 6.2952 | 6.3555 | 5.3612 | 5.3354 | 4.6482 | 4.683 | 4.5862 | 5.4975 | 5.8604 | 5.9611 | 5.1663 | 4.2323
Program Specific1-in-10Size: Over 200kWSouth of Lugo2020April Monthly Peak | Program Specific | 1-in-10 | Size: Over 200kW | South of Lugo | 2020 | April Monthly Peak | 4 | 114.1251 | 109.8238 | 105.782 | 106.1213 | 113.6529 | 132.3596 | 157.9425 | 177.8523 | 197.1128 | 214.3535 | 228.2508 | 233.7556 | 232.7227 | 235.0389 | 231.4518 | 222.3084 | 210.9477 | 197.9518 | 179.4392 | 172.8409 | 163.9774 | 151.1061 | 136.8224 | 126.1824 | -0.75389 | -0.065385 | -0.18217 | -0.65882 | -2.2267 | -1.9878 | -1.5956 | -1.1338 | -0.64729 | 0.50652 | 1.0932 | 0.99937 | 2.4901 | 3.2062 | 7.8318 | 6.9014 | 6.6591 | 5.8399 | 3.5705 | 2.388 | 2.0774 | 1.9656 | 0.90864 | 0.47881 | 70.8161 | 69.7236 | 68.1326 | 66.495 | 65.094 | 64.2257 | 63.7688 | 63.8636 | 66.5494 | 72.1305 | 77.2163 | 82.3925 | 85.7062 | 87.2219 | 86.2612 | 86.0587 | 86.1119 | 85.9806 | 84.5475 | 80.3969 | 75.4854 | 71.1382 | 68.7461 | 67.5418 | 4.5525 | 4.3305 | 4.6566 | 5.5278 | 5.1042 | 5.4279 | 4.8146 | 5.1486 | 6.5658 | 7.5607 | 7.4942 | 6.4068 | 6.9014 | 6.9571 | 5.828 | 5.8084 | 5.0367 | 4.9895 | 4.7553 | 5.671 | 6.0929 | 6.173 | 5.3919 | 4.4102
Program Specific1-in-10Size: Over 200kWSouth of Lugo2020May Monthly Peak | Program Specific | 1-in-10 | Size: Over 200kW | South of Lugo | 2020 | May Monthly Peak | 5 | 113.8817 | 109.3688 | 105.8465 | 106.7564 | 114.7383 | 134.4327 | 159.5186 | 182.7199 | 203.0292 | 220.768 | 235.3927 | 239.586 | 237.3823 | 239.1706 | 235.0084 | 224.8555 | 212.642 | 200.3086 | 180.7532 | 171.7423 | 164.8614 | 151.7817 | 137.5085 | 126.9163 | -0.81789 | -0.093978 | -0.28078 | -0.50507 | -2.0052 | -2.1876 | -1.8313 | -1.6494 | -0.666 | 0.51098 | 1.118 | 0.37897 | 1.7023 | 2.5381 | 6.9711 | 6.0799 | 5.8953 | 5.1329 | 2.8641 | 1.3969 | 1.5574 | 1.7598 | 0.79241 | 0.50709 | 71.2408 | 69.8363 | 68.4277 | 68.0658 | 67.7908 | 67.5084 | 67.468 | 67.6062 | 70.9436 | 76.4488 | 81.1138 | 84.3856 | 86.1013 | 86.6825 | 87.4444 | 87.5475 | 87.3819 | 86.3312 | 86.0575 | 83.5181 | 79.1312 | 74.2776 | 71.5272 | 69.1738 | 4.5378 | 4.3078 | 4.6543 | 5.5547 | 5.1473 | 5.5068 | 4.8572 | 5.2836 | 6.7554 | 7.7783 | 7.7201 | 6.5593 | 7.0318 | 7.0716 | 5.911 | 5.8684 | 5.0715 | 5.0434 | 4.7848 | 5.6288 | 6.1189 | 6.1937 | 5.413 | 4.431
Program Specific1-in-10Size: Over 200kWSouth of Lugo2020June Monthly Peak | Program Specific | 1-in-10 | Size: Over 200kW | South of Lugo | 2020 | June Monthly Peak | 6 | 116.5603 | 111.8831 | 108.2478 | 108.8578 | 117.0275 | 136.1688 | 159.6902 | 181.5885 | 197.9904 | 213.5483 | 225.6214 | 226.6282 | 221.6997 | 223.3689 | 220.8883 | 214.2316 | 204.0744 | 193.3091 | 175.2486 | 167.5352 | 161.6817 | 150.0724 | 136.1798 | 126.4092 | -0.68634 | -0.029836 | -0.06095 | -0.87607 | -2.6012 | -1.8321 | -1.3391 | -0.55783 | -0.65104 | 0.51749 | 1.092 | 1.7292 | 3.3465 | 3.8897 | 8.6229 | 7.7193 | 7.4191 | 6.6364 | 4.3717 | 3.5004 | 2.6973 | 2.2164 | 1.0534 | 0.44804 | 65.6235 | 65.1654 | 65.1883 | 64.8775 | 63.4948 | 62.4673 | 62.0354 | 63.7598 | 66.7341 | 70.6295 | 75.2333 | 79.7675 | 81.9686 | 82.2137 | 82.7369 | 83.0238 | 84.2225 | 83.195 | 83.1469 | 79.2956 | 74.8085 | 71.471 | 69.3593 | 68.4911 | 4.7133 | 4.472 | 4.8303 | 5.7479 | 5.3277 | 5.6605 | 4.9345 | 5.3286 | 6.6853 | 7.6353 | 7.5092 | 6.2964 | 6.6644 | 6.7021 | 5.6381 | 5.6739 | 4.9392 | 4.9392 | 4.7077 | 5.5722 | 6.0897 | 6.2146 | 5.44 | 4.4786
Program Specific1-in-10Size: Over 200kWSouth of Lugo2020July Monthly Peak | Program Specific | 1-in-10 | Size: Over 200kW | South of Lugo | 2020 | July Monthly Peak | 7 | 119.7121 | 114.7067 | 110.9333 | 112.1021 | 120.6526 | 142.2093 | 167.4747 | 189.3115 | 205.9758 | 219.155 | 229.996 | 230.9052 | 226.99 | 228.8222 | 226.1616 | 219.7061 | 210.5999 | 199.0506 | 180.0753 | 170.8531 | 164.5974 | 152.9598 | 139.168 | 129.9219 | -0.80191 | -0.073169 | -0.20767 | -0.66928 | -2.3227 | -2.1644 | -1.729 | -1.2877 | -0.67627 | 0.51615 | 1.1001 | 0.88699 | 2.2998 | 3.0097 | 7.5007 | 6.6789 | 6.5178 | 5.748 | 3.4656 | 2.2042 | 1.9999 | 1.9549 | 0.90453 | 0.4972 | 70.3667 | 69.0666 | 68.3889 | 67.9467 | 67.6242 | 67.2967 | 67.6421 | 68.5563 | 70.9371 | 74.9841 | 79.5644 | 82.4444 | 81.3556 | 80.9288 | 83.365 | 83.8125 | 83.0012 | 82.35 | 81.2331 | 79.45 | 76.03 | 73.2256 | 71.7894 | 70.8974 | 4.7717 | 4.5195 | 4.8796 | 5.8348 | 5.4144 | 5.8273 | 5.1012 | 5.476 | 6.8557 | 7.724 | 7.5456 | 6.3237 | 6.7261 | 6.7678 | 5.6904 | 5.7359 | 5.0245 | 5.0133 | 4.7684 | 5.6015 | 6.1111 | 6.2439 | 5.4801 | 4.5374
Program Specific1-in-10Size: Over 200kWSouth of Lugo2020August Monthly Peak | Program Specific | 1-in-10 | Size: Over 200kW | South of Lugo | 2020 | August Monthly Peak | 8 | 124.9301 | 120.1789 | 116.1463 | 117.517 | 125.4107 | 149.7589 | 176.7609 | 197.5576 | 215.8465 | 231.0837 | 243.5428 | 245.5904 | 241.2963 | 243.2517 | 240.643 | 233.0388 | 223.217 | 210.9781 | 189.8099 | 181.5811 | 172.9289 | 161.1752 | 146.3956 | 136.011 | -0.93205 | -0.1186 | -0.36038 | -0.47204 | -2.0634 | -2.5279 | -2.1471 | -2.0366 | -0.70767 | 0.52945 | 1.1519 | 0.068579 | 1.3186 | 2.2251 | 6.6524 | 5.8498 | 5.7736 | 5.0107 | 2.6356 | 0.97799 | 1.3641 | 1.7585 | 0.78144 | 0.55664 | 71.2224 | 70.6 | 70.0443 | 69.5329 | 69.2947 | 69.5636 | 69.7351 | 69.9029 | 72.26 | 76.2494 | 79.6912 | 83.6031 | 85.7344 | 87.1219 | 87.4994 | 89.1919 | 91.2969 | 92.9844 | 92.7469 | 88.7575 | 82.3606 | 78.6169 | 76.6481 | 74.1538 | 4.9912 | 4.7461 | 5.1207 | 6.1308 | 5.6409 | 6.1509 | 5.3965 | 5.7278 | 7.2009 | 8.1633 | 8.0085 | 6.7414 | 7.1666 | 7.2113 | 6.0687 | 6.098 | 5.3378 | 5.326 | 5.0378 | 5.967 | 6.4353 | 6.5944 | 5.778 | 4.7611
Program Specific1-in-10Size: Over 200kWSouth of Lugo2020September Monthly Peak | Program Specific | 1-in-10 | Size: Over 200kW | South of Lugo | 2020 | September Monthly Peak | 9 | 122.7967 | 118.4153 | 114.8488 | 116.3937 | 123.8101 | 149.4418 | 178.955 | 201.5807 | 224.8498 | 243.0708 | 256.7437 | 259.084 | 256.0068 | 257.7144 | 252.3073 | 242.2829 | 229.5743 | 216.0486 | 194.3158 | 188.2532 | 176.1218 | 162.0326 | 145.9692 | 134.8828 | -1.0321 | -0.16809 | -0.53156 | -0.1857 | -1.6076 | -2.83 | -2.578 | -2.9544 | -0.73588 | 0.53762 | 1.1974 | -1.0716 | -0.081843 | 1.0777 | 5.2481 | 4.4911 | 4.4915 | 3.758 | 1.4072 | -0.73964 | 0.45895 | 1.3924 | 0.56899 | 0.59645 | 76.3932 | 75.6337 | 74.7473 | 73.8075 | 72.9049 | 72.6477 | 72.5843 | 72.8392 | 74.9106 | 78.9906 | 82.5663 | 86.8356 | 89.81 | 91.18 | 90.9248 | 90.9397 | 90.9329 | 89.9031 | 88.5181 | 84.8194 | 80.5206 | 77.355 | 75.1706 | 73.7219 | 5.0238 | 4.7887 | 5.1851 | 6.218 | 5.7027 | 6.2852 | 5.5947 | 5.9848 | 7.6813 | 8.7929 | 8.6453 | 7.2826 | 7.7861 | 7.8235 | 6.5157 | 6.4922 | 5.6217 | 5.585 | 5.2813 | 6.3348 | 6.7115 | 6.7887 | 5.8995 | 4.8349
Program Specific1-in-10Size: Over 200kWSouth of Lugo2020October Monthly Peak | Program Specific | 1-in-10 | Size: Over 200kW | South of Lugo | 2020 | October Monthly Peak | 10 | 116.5804 | 113.6555 | 109.5157 | 110.4226 | 117.3147 | 137.6989 | 165.1612 | 184.9388 | 202.7212 | 221.2139 | 235.7799 | 240.3312 | 239.5671 | 241.5181 | 237.87 | 226.4271 | 214.3428 | 200.1127 | 186.4335 | 176.6028 | 165.7902 | 152.9178 | 137.5318 | 126.155 | -0.78967 | -0.076399 | -0.21827 | -0.63804 | -2.2262 | -2.1183 | -1.7348 | -1.3217 | -0.66549 | 0.51961 | 1.1265 | 0.83902 | 2.3172 | 3.0816 | 7.7599 | 6.7652 | 6.5265 | 5.6778 | 3.4897 | 2.1478 | 1.9449 | 1.9262 | 0.87818 | 0.48608 | 71.3172 | 70.3528 | 69.2874 | 68.1807 | 67.0397 | 66.7522 | 66.7812 | 66.7081 | 67.8725 | 70.9343 | 75.3103 | 80.1423 | 84.3319 | 86.6206 | 86.9688 | 86.8144 | 86.3181 | 85.3019 | 82.6336 | 78.5021 | 74.7016 | 72.5452 | 71.0199 | 69.8876 | 4.6447 | 4.476 | 4.815 | 5.7448 | 5.2622 | 5.6399 | 5.0284 | 5.3471 | 6.7443 | 7.793 | 7.7318 | 6.5788 | 7.0956 | 7.1401 | 5.9822 | 5.9086 | 5.1114 | 5.0378 | 4.9345 | 5.7873 | 6.1526 | 6.2393 | 5.4132 | 4.4038
Program Specific1-in-10Size: Over 200kWSouth of Lugo2020November Monthly Peak | Program Specific | 1-in-10 | Size: Over 200kW | South of Lugo | 2020 | November Monthly Peak | 11 | 110.3212 | 106.1591 | 102.6146 | 104.5152 | 111.1343 | 128.7282 | 152.7502 | 172.7249 | 191.7324 | 210.1879 | 223.6616 | 227.4384 | 225.9112 | 227.0306 | 221.2297 | 209.4047 | 199.4699 | 192.7766 | 176.3251 | 166.1657 | 156.6166 | 143.3998 | 129.5465 | 119.2223 | -0.71507 | -0.057169 | -0.15614 | -0.6821 | -2.228 | -1.8984 | -1.4978 | -1.0024 | -0.62976 | 0.49887 | 1.0732 | 1.1043 | 2.589 | 3.2451 | 7.6849 | 6.6815 | 6.462 | 5.8483 | 3.6624 | 2.4992 | 2.0929 | 1.909 | 0.88483 | 0.44724 | 69.0601 | 67.2417 | 66.6156 | 64.9755 | 64.1224 | 63.0681 | 62.6252 | 63.2429 | 66.0459 | 71.7899 | 78.4631 | 83.7288 | 86.0794 | 87.6594 | 88.2256 | 86.8437 | 84.6087 | 82.0838 | 79.7356 | 76.9789 | 75.0341 | 73.2298 | 71.082 | 69.5449 | 4.4069 | 4.1918 | 4.5235 | 5.4518 | 4.9981 | 5.2864 | 4.6628 | 5.0071 | 6.3955 | 7.4241 | 7.3538 | 6.2423 | 6.7087 | 6.7295 | 5.5784 | 5.4789 | 4.7693 | 4.8659 | 4.6793 | 5.4596 | 5.8275 | 5.8664 | 5.1123 | 4.1728
Program Specific1-in-10Size: Over 200kWSouth of Lugo2020December Monthly Peak | Program Specific | 1-in-10 | Size: Over 200kW | South of Lugo | 2020 | December Monthly Peak | 12 | 98.1289 | 95.4994 | 91.9999 | 92.2556 | 96.1089 | 110.7127 | 134.5575 | 149.5265 | 160.0637 | 167.9786 | 167.8551 | 166.9834 | 162.6944 | 162.0274 | 159.2696 | 152.9714 | 150.1651 | 152.0786 | 145.8811 | 141.263 | 134.1492 | 125.1747 | 113.5759 | 104.214 | -0.5137 | 0.0031129 | 0.045285 | -0.89698 | -2.3668 | -1.332 | -0.91807 | -0.0096876 | -0.52697 | 0.41629 | 0.82009 | 1.7841 | 3.1069 | 3.3781 | 6.9715 | 6.2067 | 6.1137 | 5.8896 | 4.3095 | 3.8617 | 2.7281 | 2.0493 | 0.99164 | 0.34563 | 48.0612 | 47.0369 | 46.7885 | 47.2211 | 47.7854 | 47.2933 | 48.4599 | 48.7211 | 49.5359 | 50.6771 | 51.6796 | 53.1943 | 54.8839 | 54.4417 | 54.2567 | 53.901 | 53.3169 | 52.0063 | 50.8597 | 48.9994 | 46.7173 | 47.0328 | 46.9967 | 46.1659 | 4.0615 | 3.9071 | 4.202 | 4.9861 | 4.4785 | 4.7107 | 4.2558 | 4.4912 | 5.532 | 6.1475 | 5.7182 | 4.7486 | 5.0059 | 4.9761 | 4.1611 | 4.1469 | 3.7201 | 3.9773 | 4.0112 | 4.809 | 5.1718 | 5.3057 | 4.6439 | 3.7792
Program Specific1-in-10Size: Over 200kWSouth of Lugo2020Typical Event Day | Program Specific | 1-in-10 | Size: Over 200kW | South of Lugo | 2020 | Typical Event Day | 8 | 124.4273 | 119.6652 | 115.6007 | 116.8444 | 124.6516 | 148.8033 | 175.5331 | 195.9536 | 213.3837 | 227.8604 | 239.8318 | 241.8212 | 237.5474 | 239.4987 | 237.1314 | 229.7862 | 220.2345 | 208.3312 | 187.7888 | 179.9542 | 171.6452 | 160.1169 | 145.2984 | 135.0428 | -0.88507 | -0.099052 | -0.2938 | -0.57342 | -2.21 | -2.3992 | -1.9863 | -1.7067 | -0.70005 | 0.52872 | 1.1402 | 0.46033 | 1.8037 | 2.6283 | 7.1523 | 6.3232 | 6.2069 | 5.435 | 3.0665 | 1.5859 | 1.6876 | 1.8835 | 0.85255 | 0.53632 | 70.9015 | 70.1164 | 69.5922 | 69.0412 | 68.3296 | 67.9938 | 67.9992 | 68.7645 | 71.2105 | 75.2134 | 79.2638 | 83.1627 | 84.7171 | 85.3611 | 86.1315 | 86.742 | 87.3634 | 87.1081 | 86.4112 | 83.0806 | 78.4299 | 75.1671 | 73.2419 | 71.816 | 4.9563 | 4.7117 | 5.0815 | 6.0776 | 5.5901 | 6.0935 | 5.3431 | 5.6644 | 7.0975 | 8.0255 | 7.863 | 6.6183 | 7.0343 | 7.0789 | 5.9624 | 5.9951 | 5.2508 | 5.2436 | 4.9694 | 5.8959 | 6.3686 | 6.5317 | 5.7177 | 4.7131
Program Specific1-in-10Size: Over 200kWSouth of Lugo2021January Monthly Peak | Program Specific | 1-in-10 | Size: Over 200kW | South of Lugo | 2021 | January Monthly Peak | 1 | 97.0954 | 94.7515 | 92.1596 | 91.8424 | 97.0141 | 111.7375 | 136.288 | 151.628 | 161.0228 | 167.8015 | 167.7165 | 167.3019 | 162.8874 | 163.2329 | 159.7756 | 153.3003 | 147.7285 | 149.4511 | 143.6157 | 139.6485 | 132.035 | 124.243 | 113.8579 | 105.0797 | -0.50829 | 0.0030885 | 0.045363 | -0.89297 | -2.3891 | -1.3444 | -0.92987 | -0.0098238 | -0.53013 | 0.41585 | 0.81941 | 1.7875 | 3.1106 | 3.4032 | 6.9936 | 6.22 | 6.0145 | 5.7878 | 4.2426 | 3.8176 | 2.6851 | 2.0341 | 0.9941 | 0.3485 | 48.7296 | 47.8879 | 46.9977 | 46.8036 | 46.1961 | 46.271 | 46.0261 | 45.8228 | 45.7814 | 48.733 | 51.8249 | 53.2169 | 54.8092 | 55.7299 | 55.5991 | 54.5499 | 52.9429 | 51.6935 | 50.1481 | 48.059 | 46.7916 | 45.9024 | 45.79 | 45.3644 | 4.0187 | 3.8765 | 4.2093 | 4.9637 | 4.5206 | 4.7543 | 4.3105 | 4.5543 | 5.5651 | 6.141 | 5.7135 | 4.7576 | 5.0118 | 5.0132 | 4.1743 | 4.1558 | 3.6597 | 3.9085 | 3.9489 | 4.7541 | 5.0902 | 5.2662 | 4.6555 | 3.8106
Program Specific1-in-10Size: Over 200kWSouth of Lugo2021February Monthly Peak | Program Specific | 1-in-10 | Size: Over 200kW | South of Lugo | 2021 | February Monthly Peak | 2 | 101.9356 | 98.9713 | 95.338 | 95.9495 | 101.1129 | 117.3525 | 141.0994 | 156.5784 | 167.9404 | 176.7051 | 181.3215 | 185.0023 | 183.4269 | 184.8778 | 182.2348 | 174.3532 | 166.5221 | 162.9055 | 155.2363 | 148.5027 | 140.3325 | 129.918 | 118.1802 | 110.1787 | -0.53363 | 0.0032261 | 0.046928 | -0.9329 | -2.4901 | -1.4119 | -0.9627 | -0.010145 | -0.5529 | 0.43792 | 0.88588 | 1.9766 | 3.5028 | 3.8545 | 7.9767 | 7.0742 | 6.7797 | 6.3088 | 4.5859 | 4.0596 | 2.8539 | 2.127 | 1.0318 | 0.36541 | 54.5512 | 53.4638 | 52.3299 | 51.5505 | 51.9605 | 51.2159 | 48.1182 | 51.3293 | 53.6215 | 56.172 | 58.7204 | 59.1981 | 60.3955 | 62.0331 | 63.0636 | 63.5396 | 62.6202 | 61.9136 | 60.5668 | 58.9026 | 57.4316 | 56.0539 | 55.6385 | 54.3869 | 4.219 | 4.0491 | 4.3545 | 5.1857 | 4.7116 | 4.9933 | 4.4627 | 4.703 | 5.8042 | 6.4669 | 6.1769 | 5.261 | 5.6438 | 5.6779 | 4.7611 | 4.7265 | 4.1253 | 4.2604 | 4.2684 | 5.0555 | 5.4101 | 5.5068 | 4.8322 | 3.9955
Program Specific1-in-10Size: Over 200kWSouth of Lugo2021March Monthly Peak | Program Specific | 1-in-10 | Size: Over 200kW | South of Lugo | 2021 | March Monthly Peak | 3 | 108.033 | 103.2918 | 98.9721 | 99.0739 | 105.0179 | 123.0016 | 148.158 | 165.76 | 179.1777 | 191.7244 | 200.578 | 205.5154 | 204.5966 | 206.942 | 205.2061 | 196.8137 | 187.6286 | 179.0639 | 166.7951 | 161.4859 | 152.013 | 140.6362 | 126.3517 | 116.7089 | -0.56555 | 0.0033669 | 0.048717 | -0.96328 | -2.5862 | -1.4799 | -1.0109 | -0.010739 | -0.5899 | 0.47514 | 0.97996 | 2.1958 | 3.907 | 4.3145 | 8.9822 | 7.9855 | 7.639 | 6.9346 | 4.9273 | 4.4146 | 3.0914 | 2.3025 | 1.1032 | 0.38706 | 61.6511 | 60.0766 | 59.0058 | 57.7962 | 56.8118 | 55.8486 | 55.1722 | 54.8127 | 56.3476 | 59.935 | 64.0638 | 68.5774 | 72.906 | 74.4456 | 75.2523 | 74.9991 | 73.8436 | 72.1439 | 71.0738 | 69.4824 | 66.8472 | 64.3666 | 61.9879 | 60.0817 | 4.4714 | 4.2259 | 4.5205 | 5.3546 | 4.8936 | 5.2336 | 4.686 | 4.9788 | 6.1926 | 7.0165 | 6.8329 | 5.8443 | 6.2952 | 6.3555 | 5.3612 | 5.3354 | 4.6482 | 4.683 | 4.5862 | 5.4975 | 5.8604 | 5.9611 | 5.1663 | 4.2323
Program Specific1-in-10Size: Over 200kWSouth of Lugo2021April Monthly Peak | Program Specific | 1-in-10 | Size: Over 200kW | South of Lugo | 2021 | April Monthly Peak | 4 | 114.1251 | 109.8238 | 105.782 | 106.1213 | 113.6529 | 132.3596 | 157.9425 | 177.8523 | 197.1128 | 214.3535 | 228.2508 | 233.7557 | 232.7227 | 235.0389 | 231.4518 | 222.3084 | 210.9477 | 197.9518 | 179.4392 | 172.8409 | 163.9774 | 151.1061 | 136.8224 | 126.1824 | -0.75389 | -0.065385 | -0.18217 | -0.65882 | -2.2267 | -1.9878 | -1.5956 | -1.1338 | -0.64729 | 0.50652 | 1.0932 | 0.99937 | 2.4901 | 3.2062 | 7.8318 | 6.9014 | 6.6591 | 5.8399 | 3.5705 | 2.388 | 2.0774 | 1.9656 | 0.90864 | 0.47881 | 70.8161 | 69.7236 | 68.1326 | 66.495 | 65.094 | 64.2258 | 63.7687 | 63.8636 | 66.5494 | 72.1305 | 77.2162 | 82.3925 | 85.7062 | 87.2219 | 86.2613 | 86.0588 | 86.1119 | 85.9806 | 84.5475 | 80.3969 | 75.4854 | 71.1382 | 68.7461 | 67.5418 | 4.5525 | 4.3305 | 4.6566 | 5.5278 | 5.1042 | 5.4279 | 4.8146 | 5.1486 | 6.5658 | 7.5607 | 7.4942 | 6.4068 | 6.9014 | 6.9571 | 5.828 | 5.8084 | 5.0367 | 4.9895 | 4.7553 | 5.671 | 6.0929 | 6.173 | 5.3919 | 4.4102
Program Specific1-in-10Size: Over 200kWSouth of Lugo2021May Monthly Peak | Program Specific | 1-in-10 | Size: Over 200kW | South of Lugo | 2021 | May Monthly Peak | 5 | 113.8817 | 109.3688 | 105.8465 | 106.7564 | 114.7383 | 134.4327 | 159.5186 | 182.7199 | 203.0292 | 220.768 | 235.3927 | 239.586 | 237.3823 | 239.1706 | 235.0084 | 224.8555 | 212.642 | 200.3086 | 180.7532 | 171.7424 | 164.8614 | 151.7817 | 137.5085 | 126.9163 | -0.81789 | -0.093978 | -0.28078 | -0.50507 | -2.0052 | -2.1876 | -1.8313 | -1.6494 | -0.666 | 0.51098 | 1.118 | 0.37897 | 1.7023 | 2.5381 | 6.9711 | 6.0799 | 5.8953 | 5.1329 | 2.8641 | 1.3969 | 1.5574 | 1.7598 | 0.79241 | 0.50709 | 71.2407 | 69.8363 | 68.4277 | 68.0658 | 67.7908 | 67.5084 | 67.468 | 67.6062 | 70.9436 | 76.4488 | 81.1138 | 84.3856 | 86.1012 | 86.6825 | 87.4444 | 87.5475 | 87.3819 | 86.3312 | 86.0575 | 83.5181 | 79.1312 | 74.2776 | 71.5273 | 69.1738 | 4.5378 | 4.3078 | 4.6543 | 5.5547 | 5.1473 | 5.5068 | 4.8572 | 5.2836 | 6.7554 | 7.7783 | 7.7201 | 6.5593 | 7.0318 | 7.0716 | 5.911 | 5.8684 | 5.0715 | 5.0434 | 4.7848 | 5.6288 | 6.1189 | 6.1937 | 5.413 | 4.431
Program Specific1-in-10Size: Over 200kWSouth of Lugo2021June Monthly Peak | Program Specific | 1-in-10 | Size: Over 200kW | South of Lugo | 2021 | June Monthly Peak | 6 | 116.5603 | 111.8831 | 108.2478 | 108.8578 | 117.0275 | 136.1688 | 159.6902 | 181.5885 | 197.9904 | 213.5483 | 225.6213 | 226.6282 | 221.6997 | 223.3689 | 220.8883 | 214.2316 | 204.0744 | 193.3091 | 175.2486 | 167.5352 | 161.6817 | 150.0724 | 136.1798 | 126.4092 | -0.68634 | -0.029836 | -0.06095 | -0.87607 | -2.6012 | -1.8321 | -1.3391 | -0.55783 | -0.65104 | 0.51749 | 1.092 | 1.7292 | 3.3465 | 3.8897 | 8.6229 | 7.7193 | 7.4191 | 6.6364 | 4.3717 | 3.5004 | 2.6973 | 2.2164 | 1.0534 | 0.44804 | 65.6235 | 65.1654 | 65.1883 | 64.8775 | 63.4948 | 62.4672 | 62.0354 | 63.7598 | 66.7341 | 70.6295 | 75.2333 | 79.7675 | 81.9686 | 82.2137 | 82.7369 | 83.0238 | 84.2225 | 83.195 | 83.1469 | 79.2956 | 74.8085 | 71.471 | 69.3593 | 68.4911 | 4.7133 | 4.472 | 4.8303 | 5.7479 | 5.3277 | 5.6605 | 4.9345 | 5.3286 | 6.6853 | 7.6353 | 7.5092 | 6.2964 | 6.6644 | 6.7021 | 5.6381 | 5.6739 | 4.9392 | 4.9392 | 4.7077 | 5.5722 | 6.0897 | 6.2146 | 5.44 | 4.4786
Program Specific1-in-10Size: Over 200kWSouth of Lugo2021July Monthly Peak | Program Specific | 1-in-10 | Size: Over 200kW | South of Lugo | 2021 | July Monthly Peak | 7 | 119.7121 | 114.7067 | 110.9333 | 112.1021 | 120.6526 | 142.2093 | 167.4747 | 189.3115 | 205.9758 | 219.1551 | 229.996 | 230.9052 | 226.99 | 228.8221 | 226.1616 | 219.7061 | 210.5999 | 199.0506 | 180.0753 | 170.8531 | 164.5974 | 152.9598 | 139.168 | 129.9219 | -0.80191 | -0.073169 | -0.20767 | -0.66928 | -2.3227 | -2.1644 | -1.729 | -1.2877 | -0.67627 | 0.51615 | 1.1001 | 0.88699 | 2.2998 | 3.0097 | 7.5007 | 6.6789 | 6.5178 | 5.748 | 3.4656 | 2.2042 | 1.9999 | 1.9549 | 0.90453 | 0.4972 | 70.3667 | 69.0666 | 68.3889 | 67.9467 | 67.6242 | 67.2968 | 67.6421 | 68.5563 | 70.9371 | 74.9841 | 79.5644 | 82.4444 | 81.3556 | 80.9287 | 83.365 | 83.8125 | 83.0012 | 82.35 | 81.2331 | 79.45 | 76.03 | 73.2256 | 71.7894 | 70.8974 | 4.7717 | 4.5195 | 4.8796 | 5.8348 | 5.4144 | 5.8273 | 5.1012 | 5.476 | 6.8557 | 7.724 | 7.5456 | 6.3237 | 6.7261 | 6.7678 | 5.6904 | 5.7359 | 5.0245 | 5.0133 | 4.7684 | 5.6015 | 6.1111 | 6.2439 | 5.4801 | 4.5374
Program Specific1-in-10Size: Over 200kWSouth of Lugo2021August Monthly Peak | Program Specific | 1-in-10 | Size: Over 200kW | South of Lugo | 2021 | August Monthly Peak | 8 | 124.93 | 120.1789 | 116.1463 | 117.517 | 125.4107 | 149.7589 | 176.7609 | 197.5576 | 215.8465 | 231.0837 | 243.5428 | 245.5904 | 241.2963 | 243.2517 | 240.643 | 233.0388 | 223.217 | 210.9781 | 189.8099 | 181.5811 | 172.9289 | 161.1752 | 146.3956 | 136.011 | -0.93205 | -0.1186 | -0.36038 | -0.47204 | -2.0634 | -2.5279 | -2.1471 | -2.0366 | -0.70767 | 0.52945 | 1.1519 | 0.068579 | 1.3186 | 2.2251 | 6.6524 | 5.8498 | 5.7736 | 5.0107 | 2.6356 | 0.97799 | 1.3641 | 1.7585 | 0.78144 | 0.55664 | 71.2224 | 70.6 | 70.0443 | 69.5329 | 69.2947 | 69.5636 | 69.7351 | 69.9029 | 72.26 | 76.2494 | 79.6912 | 83.6031 | 85.7344 | 87.1219 | 87.4994 | 89.1919 | 91.2969 | 92.9844 | 92.7469 | 88.7575 | 82.3606 | 78.6169 | 76.6481 | 74.1537 | 4.9912 | 4.7461 | 5.1207 | 6.1308 | 5.6409 | 6.1509 | 5.3965 | 5.7278 | 7.2009 | 8.1633 | 8.0085 | 6.7414 | 7.1666 | 7.2113 | 6.0687 | 6.098 | 5.3378 | 5.326 | 5.0378 | 5.967 | 6.4353 | 6.5944 | 5.778 | 4.7611
Program Specific1-in-10Size: Over 200kWSouth of Lugo2021September Monthly Peak | Program Specific | 1-in-10 | Size: Over 200kW | South of Lugo | 2021 | September Monthly Peak | 9 | 122.7967 | 118.4153 | 114.8489 | 116.3937 | 123.8101 | 149.4418 | 178.955 | 201.5807 | 224.8498 | 243.0707 | 256.7437 | 259.084 | 256.0068 | 257.7144 | 252.3073 | 242.2829 | 229.5743 | 216.0486 | 194.3158 | 188.2532 | 176.1218 | 162.0326 | 145.9692 | 134.8828 | -1.0321 | -0.16809 | -0.53156 | -0.1857 | -1.6076 | -2.83 | -2.578 | -2.9544 | -0.73588 | 0.53762 | 1.1974 | -1.0716 | -0.081843 | 1.0777 | 5.2481 | 4.4911 | 4.4915 | 3.758 | 1.4072 | -0.73964 | 0.45895 | 1.3924 | 0.56899 | 0.59645 | 76.3933 | 75.6337 | 74.7472 | 73.8075 | 72.9049 | 72.6477 | 72.5843 | 72.8392 | 74.9106 | 78.9906 | 82.5663 | 86.8356 | 89.81 | 91.18 | 90.9248 | 90.9397 | 90.9329 | 89.9031 | 88.5181 | 84.8194 | 80.5206 | 77.355 | 75.1706 | 73.7219 | 5.0238 | 4.7887 | 5.1851 | 6.218 | 5.7027 | 6.2852 | 5.5947 | 5.9848 | 7.6813 | 8.7929 | 8.6453 | 7.2826 | 7.7861 | 7.8235 | 6.5157 | 6.4922 | 5.6217 | 5.585 | 5.2813 | 6.3348 | 6.7115 | 6.7887 | 5.8995 | 4.8349
Program Specific1-in-10Size: Over 200kWSouth of Lugo2021October Monthly Peak | Program Specific | 1-in-10 | Size: Over 200kW | South of Lugo | 2021 | October Monthly Peak | 10 | 116.5805 | 113.6555 | 109.5157 | 110.4226 | 117.3147 | 137.6989 | 165.1612 | 184.9388 | 202.7212 | 221.2139 | 235.7799 | 240.3312 | 239.5671 | 241.5182 | 237.87 | 226.4271 | 214.3428 | 200.1127 | 186.4335 | 176.6028 | 165.7902 | 152.9178 | 137.5318 | 126.155 | -0.78967 | -0.076399 | -0.21827 | -0.63804 | -2.2262 | -2.1183 | -1.7348 | -1.3217 | -0.66549 | 0.51961 | 1.1265 | 0.83902 | 2.3172 | 3.0816 | 7.7599 | 6.7652 | 6.5265 | 5.6778 | 3.4897 | 2.1478 | 1.9449 | 1.9262 | 0.87818 | 0.48608 | 71.3172 | 70.3527 | 69.2874 | 68.1807 | 67.0397 | 66.7522 | 66.7812 | 66.7081 | 67.8725 | 70.9343 | 75.3103 | 80.1423 | 84.3319 | 86.6206 | 86.9688 | 86.8144 | 86.3181 | 85.3019 | 82.6336 | 78.5021 | 74.7016 | 72.5452 | 71.0199 | 69.8876 | 4.6447 | 4.476 | 4.815 | 5.7448 | 5.2622 | 5.6399 | 5.0284 | 5.3471 | 6.7443 | 7.793 | 7.7318 | 6.5788 | 7.0956 | 7.1401 | 5.9822 | 5.9086 | 5.1114 | 5.0378 | 4.9345 | 5.7873 | 6.1526 | 6.2393 | 5.4132 | 4.4038
Program Specific1-in-10Size: Over 200kWSouth of Lugo2021November Monthly Peak | Program Specific | 1-in-10 | Size: Over 200kW | South of Lugo | 2021 | November Monthly Peak | 11 | 110.3212 | 106.1591 | 102.6146 | 104.5152 | 111.1343 | 128.7281 | 152.7502 | 172.7249 | 191.7324 | 210.1879 | 223.6617 | 227.4383 | 225.9113 | 227.0306 | 221.2297 | 209.4047 | 199.4699 | 192.7766 | 176.3251 | 166.1657 | 156.6166 | 143.3998 | 129.5465 | 119.2223 | -0.71507 | -0.057169 | -0.15614 | -0.6821 | -2.228 | -1.8984 | -1.4978 | -1.0024 | -0.62976 | 0.49887 | 1.0732 | 1.1043 | 2.589 | 3.2451 | 7.6849 | 6.6815 | 6.462 | 5.8483 | 3.6624 | 2.4992 | 2.0929 | 1.909 | 0.88483 | 0.44724 | 69.0601 | 67.2417 | 66.6156 | 64.9755 | 64.1224 | 63.0681 | 62.6252 | 63.2429 | 66.0459 | 71.7899 | 78.4631 | 83.7287 | 86.0794 | 87.6594 | 88.2256 | 86.8437 | 84.6088 | 82.0838 | 79.7356 | 76.9789 | 75.0341 | 73.2297 | 71.082 | 69.5449 | 4.4069 | 4.1918 | 4.5235 | 5.4518 | 4.9981 | 5.2864 | 4.6628 | 5.0071 | 6.3955 | 7.4241 | 7.3538 | 6.2423 | 6.7088 | 6.7295 | 5.5784 | 5.4789 | 4.7693 | 4.8659 | 4.6793 | 5.4596 | 5.8275 | 5.8664 | 5.1123 | 4.1728
Program Specific1-in-10Size: Over 200kWSouth of Lugo2021December Monthly Peak | Program Specific | 1-in-10 | Size: Over 200kW | South of Lugo | 2021 | December Monthly Peak | 12 | 98.1289 | 95.4994 | 91.9999 | 92.2556 | 96.1089 | 110.7127 | 134.5575 | 149.5265 | 160.0637 | 167.9786 | 167.8552 | 166.9834 | 162.6944 | 162.0274 | 159.2696 | 152.9714 | 150.1651 | 152.0786 | 145.8811 | 141.263 | 134.1492 | 125.1747 | 113.5759 | 104.214 | -0.5137 | 0.0031129 | 0.045285 | -0.89698 | -2.3668 | -1.332 | -0.91807 | -0.0096876 | -0.52697 | 0.41629 | 0.82009 | 1.7841 | 3.1069 | 3.3781 | 6.9715 | 6.2067 | 6.1137 | 5.8896 | 4.3095 | 3.8617 | 2.7281 | 2.0493 | 0.99164 | 0.34563 | 48.0612 | 47.0369 | 46.7885 | 47.2211 | 47.7854 | 47.2932 | 48.4599 | 48.7211 | 49.5359 | 50.6771 | 51.6796 | 53.1943 | 54.8839 | 54.4418 | 54.2567 | 53.901 | 53.3169 | 52.0063 | 50.8597 | 48.9994 | 46.7173 | 47.0328 | 46.9967 | 46.1659 | 4.0614 | 3.9071 | 4.202 | 4.9861 | 4.4785 | 4.7107 | 4.2558 | 4.4912 | 5.532 | 6.1475 | 5.7182 | 4.7486 | 5.0059 | 4.9761 | 4.1611 | 4.1469 | 3.7201 | 3.9773 | 4.0112 | 4.809 | 5.1718 | 5.3057 | 4.6439 | 3.7792
Program Specific1-in-10Size: Over 200kWSouth of Lugo2021Typical Event Day | Program Specific | 1-in-10 | Size: Over 200kW | South of Lugo | 2021 | Typical Event Day | 8 | 124.4273 | 119.6652 | 115.6007 | 116.8444 | 124.6516 | 148.8033 | 175.5331 | 195.9535 | 213.3836 | 227.8604 | 239.8318 | 241.8212 | 237.5474 | 239.4987 | 237.1314 | 229.7862 | 220.2345 | 208.3312 | 187.7888 | 179.9542 | 171.6452 | 160.1169 | 145.2984 | 135.0428 | -0.88507 | -0.099052 | -0.2938 | -0.57342 | -2.21 | -2.3992 | -1.9863 | -1.7067 | -0.70005 | 0.52872 | 1.1402 | 0.46033 | 1.8037 | 2.6283 | 7.1523 | 6.3232 | 6.2069 | 5.435 | 3.0665 | 1.5859 | 1.6876 | 1.8835 | 0.85255 | 0.53632 | 70.9015 | 70.1164 | 69.5922 | 69.0412 | 68.3296 | 67.9938 | 67.9992 | 68.7645 | 71.2105 | 75.2134 | 79.2638 | 83.1627 | 84.7171 | 85.3611 | 86.1315 | 86.742 | 87.3634 | 87.1081 | 86.4112 | 83.0806 | 78.4299 | 75.1671 | 73.2419 | 71.816 | 4.9563 | 4.7117 | 5.0815 | 6.0776 | 5.5901 | 6.0935 | 5.3431 | 5.6644 | 7.0975 | 8.0255 | 7.863 | 6.6183 | 7.0343 | 7.0789 | 5.9624 | 5.9951 | 5.2508 | 5.2436 | 4.9694 | 5.8959 | 6.3686 | 6.5317 | 5.7177 | 4.7131
Program Specific1-in-10Size: Over 200kWSouth of Lugo2022January Monthly Peak | Program Specific | 1-in-10 | Size: Over 200kW | South of Lugo | 2022 | January Monthly Peak | 1 | 97.0954 | 94.7515 | 92.1596 | 91.8424 | 97.0141 | 111.7376 | 136.288 | 151.628 | 161.0228 | 167.8015 | 167.7165 | 167.3019 | 162.8874 | 163.2329 | 159.7756 | 153.3003 | 147.7285 | 149.451 | 143.6156 | 139.6485 | 132.035 | 124.243 | 113.8579 | 105.0797 | -0.50829 | 0.0030885 | 0.045363 | -0.89297 | -2.3891 | -1.3444 | -0.92987 | -0.0098238 | -0.53013 | 0.41585 | 0.81941 | 1.7875 | 3.1106 | 3.4032 | 6.9936 | 6.22 | 6.0145 | 5.7878 | 4.2426 | 3.8176 | 2.6851 | 2.0341 | 0.9941 | 0.3485 | 48.7296 | 47.8879 | 46.9977 | 46.8036 | 46.1961 | 46.271 | 46.0261 | 45.8228 | 45.7814 | 48.733 | 51.8249 | 53.2169 | 54.8092 | 55.7299 | 55.5991 | 54.5499 | 52.9429 | 51.6935 | 50.1481 | 48.059 | 46.7916 | 45.9024 | 45.79 | 45.3644 | 4.0187 | 3.8765 | 4.2093 | 4.9637 | 4.5206 | 4.7543 | 4.3105 | 4.5543 | 5.5651 | 6.141 | 5.7135 | 4.7576 | 5.0118 | 5.0132 | 4.1743 | 4.1558 | 3.6597 | 3.9085 | 3.9489 | 4.7541 | 5.0902 | 5.2662 | 4.6555 | 3.8106
Program Specific1-in-10Size: Over 200kWSouth of Lugo2022February Monthly Peak | Program Specific | 1-in-10 | Size: Over 200kW | South of Lugo | 2022 | February Monthly Peak | 2 | 101.9356 | 98.9713 | 95.338 | 95.9495 | 101.1129 | 117.3525 | 141.0994 | 156.5784 | 167.9404 | 176.7051 | 181.3215 | 185.0023 | 183.4269 | 184.8778 | 182.2348 | 174.3532 | 166.5221 | 162.9055 | 155.2363 | 148.5027 | 140.3325 | 129.918 | 118.1802 | 110.1787 | -0.53363 | 0.0032261 | 0.046928 | -0.9329 | -2.4901 | -1.4119 | -0.9627 | -0.010145 | -0.5529 | 0.43792 | 0.88588 | 1.9766 | 3.5028 | 3.8545 | 7.9767 | 7.0742 | 6.7797 | 6.3088 | 4.5859 | 4.0596 | 2.8539 | 2.127 | 1.0318 | 0.36541 | 54.5512 | 53.4638 | 52.3299 | 51.5505 | 51.9605 | 51.2159 | 48.1182 | 51.3293 | 53.6215 | 56.172 | 58.7204 | 59.1981 | 60.3955 | 62.0331 | 63.0636 | 63.5396 | 62.6202 | 61.9136 | 60.5668 | 58.9026 | 57.4316 | 56.0539 | 55.6385 | 54.3869 | 4.219 | 4.0491 | 4.3545 | 5.1857 | 4.7116 | 4.9933 | 4.4627 | 4.703 | 5.8042 | 6.4669 | 6.1769 | 5.261 | 5.6438 | 5.6779 | 4.7611 | 4.7265 | 4.1253 | 4.2604 | 4.2684 | 5.0555 | 5.4101 | 5.5068 | 4.8322 | 3.9955
Program Specific1-in-10Size: Over 200kWSouth of Lugo2022March Monthly Peak | Program Specific | 1-in-10 | Size: Over 200kW | South of Lugo | 2022 | March Monthly Peak | 3 | 108.033 | 103.2918 | 98.9721 | 99.0739 | 105.0179 | 123.0016 | 148.158 | 165.76 | 179.1777 | 191.7244 | 200.578 | 205.5154 | 204.5966 | 206.942 | 205.2061 | 196.8137 | 187.6286 | 179.0639 | 166.7951 | 161.4859 | 152.013 | 140.6362 | 126.3517 | 116.7089 | -0.56555 | 0.0033669 | 0.048717 | -0.96328 | -2.5862 | -1.4799 | -1.0109 | -0.010739 | -0.5899 | 0.47514 | 0.97996 | 2.1958 | 3.907 | 4.3145 | 8.9822 | 7.9855 | 7.639 | 6.9346 | 4.9273 | 4.4146 | 3.0914 | 2.3025 | 1.1032 | 0.38706 | 61.6511 | 60.0766 | 59.0058 | 57.7962 | 56.8118 | 55.8486 | 55.1722 | 54.8127 | 56.3476 | 59.935 | 64.0638 | 68.5774 | 72.906 | 74.4456 | 75.2523 | 74.9991 | 73.8436 | 72.1439 | 71.0738 | 69.4824 | 66.8472 | 64.3666 | 61.9879 | 60.0817 | 4.4714 | 4.2259 | 4.5205 | 5.3546 | 4.8936 | 5.2336 | 4.686 | 4.9788 | 6.1926 | 7.0165 | 6.8329 | 5.8443 | 6.2952 | 6.3555 | 5.3612 | 5.3354 | 4.6482 | 4.683 | 4.5862 | 5.4975 | 5.8604 | 5.9611 | 5.1663 | 4.2323
Program Specific1-in-10Size: Over 200kWSouth of Lugo2022April Monthly Peak | Program Specific | 1-in-10 | Size: Over 200kW | South of Lugo | 2022 | April Monthly Peak | 4 | 114.1251 | 109.8238 | 105.782 | 106.1213 | 113.6529 | 132.3596 | 157.9425 | 177.8523 | 197.1128 | 214.3535 | 228.2508 | 233.7556 | 232.7227 | 235.0389 | 231.4518 | 222.3084 | 210.9477 | 197.9517 | 179.4392 | 172.8409 | 163.9774 | 151.1061 | 136.8224 | 126.1824 | -0.75389 | -0.065385 | -0.18217 | -0.65882 | -2.2267 | -1.9878 | -1.5956 | -1.1338 | -0.64729 | 0.50652 | 1.0932 | 0.99937 | 2.4901 | 3.2062 | 7.8318 | 6.9014 | 6.6591 | 5.8399 | 3.5705 | 2.388 | 2.0774 | 1.9656 | 0.90864 | 0.47881 | 70.8161 | 69.7236 | 68.1326 | 66.495 | 65.094 | 64.2258 | 63.7687 | 63.8636 | 66.5494 | 72.1305 | 77.2162 | 82.3925 | 85.7062 | 87.2219 | 86.2612 | 86.0587 | 86.1119 | 85.9806 | 84.5475 | 80.3969 | 75.4854 | 71.1382 | 68.7461 | 67.5418 | 4.5525 | 4.3305 | 4.6566 | 5.5278 | 5.1042 | 5.4279 | 4.8146 | 5.1486 | 6.5658 | 7.5607 | 7.4942 | 6.4068 | 6.9014 | 6.9571 | 5.828 | 5.8084 | 5.0367 | 4.9895 | 4.7553 | 5.671 | 6.0929 | 6.173 | 5.3919 | 4.4102
Program Specific1-in-10Size: Over 200kWSouth of Lugo2022May Monthly Peak | Program Specific | 1-in-10 | Size: Over 200kW | South of Lugo | 2022 | May Monthly Peak | 5 | 113.8817 | 109.3688 | 105.8465 | 106.7564 | 114.7383 | 134.4327 | 159.5186 | 182.7199 | 203.0292 | 220.768 | 235.3927 | 239.586 | 237.3823 | 239.1706 | 235.0084 | 224.8555 | 212.642 | 200.3086 | 180.7532 | 171.7424 | 164.8614 | 151.7817 | 137.5085 | 126.9163 | -0.81789 | -0.093978 | -0.28078 | -0.50507 | -2.0052 | -2.1876 | -1.8313 | -1.6494 | -0.666 | 0.51098 | 1.118 | 0.37897 | 1.7023 | 2.5381 | 6.9711 | 6.0799 | 5.8953 | 5.1329 | 2.8641 | 1.3969 | 1.5574 | 1.7598 | 0.79241 | 0.50709 | 71.2408 | 69.8363 | 68.4278 | 68.0658 | 67.7908 | 67.5084 | 67.468 | 67.6062 | 70.9436 | 76.4488 | 81.1138 | 84.3856 | 86.1012 | 86.6825 | 87.4444 | 87.5475 | 87.3819 | 86.3312 | 86.0575 | 83.5181 | 79.1312 | 74.2776 | 71.5273 | 69.1738 | 4.5378 | 4.3078 | 4.6543 | 5.5547 | 5.1473 | 5.5068 | 4.8572 | 5.2836 | 6.7554 | 7.7783 | 7.7201 | 6.5593 | 7.0318 | 7.0716 | 5.911 | 5.8684 | 5.0715 | 5.0434 | 4.7848 | 5.6288 | 6.1189 | 6.1937 | 5.413 | 4.431
Program Specific1-in-10Size: Over 200kWSouth of Lugo2022June Monthly Peak | Program Specific | 1-in-10 | Size: Over 200kW | South of Lugo | 2022 | June Monthly Peak | 6 | 116.5603 | 111.8831 | 108.2478 | 108.8578 | 117.0275 | 136.1688 | 159.6902 | 181.5885 | 197.9904 | 213.5483 | 225.6213 | 226.6282 | 221.6997 | 223.3689 | 220.8883 | 214.2316 | 204.0744 | 193.3091 | 175.2486 | 167.5352 | 161.6817 | 150.0724 | 136.1798 | 126.4092 | -0.68634 | -0.029836 | -0.06095 | -0.87607 | -2.6012 | -1.8321 | -1.3391 | -0.55783 | -0.65104 | 0.51749 | 1.092 | 1.7292 | 3.3465 | 3.8897 | 8.6229 | 7.7193 | 7.4191 | 6.6364 | 4.3717 | 3.5004 | 2.6973 | 2.2164 | 1.0534 | 0.44804 | 65.6235 | 65.1654 | 65.1883 | 64.8775 | 63.4948 | 62.4673 | 62.0354 | 63.7598 | 66.7341 | 70.6295 | 75.2333 | 79.7675 | 81.9686 | 82.2137 | 82.7369 | 83.0238 | 84.2225 | 83.195 | 83.1469 | 79.2956 | 74.8085 | 71.471 | 69.3593 | 68.4911 | 4.7133 | 4.472 | 4.8303 | 5.7479 | 5.3277 | 5.6605 | 4.9345 | 5.3286 | 6.6853 | 7.6353 | 7.5092 | 6.2964 | 6.6644 | 6.7021 | 5.6381 | 5.6739 | 4.9392 | 4.9392 | 4.7077 | 5.5722 | 6.0897 | 6.2146 | 5.44 | 4.4786
Program Specific1-in-10Size: Over 200kWSouth of Lugo2022July Monthly Peak | Program Specific | 1-in-10 | Size: Over 200kW | South of Lugo | 2022 | July Monthly Peak | 7 | 119.7121 | 114.7067 | 110.9333 | 112.1021 | 120.6526 | 142.2093 | 167.4747 | 189.3115 | 205.9758 | 219.155 | 229.996 | 230.9052 | 226.99 | 228.8221 | 226.1616 | 219.7061 | 210.5999 | 199.0506 | 180.0753 | 170.8531 | 164.5974 | 152.9598 | 139.168 | 129.9219 | -0.80191 | -0.073169 | -0.20767 | -0.66928 | -2.3227 | -2.1644 | -1.729 | -1.2877 | -0.67627 | 0.51615 | 1.1001 | 0.88699 | 2.2998 | 3.0097 | 7.5007 | 6.6789 | 6.5178 | 5.748 | 3.4656 | 2.2042 | 1.9999 | 1.9549 | 0.90453 | 0.4972 | 70.3667 | 69.0666 | 68.3889 | 67.9468 | 67.6242 | 67.2968 | 67.6421 | 68.5563 | 70.9371 | 74.9841 | 79.5644 | 82.4444 | 81.3556 | 80.9288 | 83.365 | 83.8125 | 83.0012 | 82.35 | 81.2331 | 79.45 | 76.03 | 73.2256 | 71.7894 | 70.8974 | 4.7717 | 4.5195 | 4.8796 | 5.8348 | 5.4144 | 5.8273 | 5.1012 | 5.476 | 6.8557 | 7.724 | 7.5456 | 6.3237 | 6.7261 | 6.7678 | 5.6904 | 5.7359 | 5.0245 | 5.0133 | 4.7684 | 5.6015 | 6.1111 | 6.2439 | 5.4801 | 4.5374
Program Specific1-in-10Size: Over 200kWSouth of Lugo2022August Monthly Peak | Program Specific | 1-in-10 | Size: Over 200kW | South of Lugo | 2022 | August Monthly Peak | 8 | 124.9301 | 120.1789 | 116.1463 | 117.517 | 125.4107 | 149.7588 | 176.7609 | 197.5576 | 215.8465 | 231.0837 | 243.5428 | 245.5904 | 241.2963 | 243.2517 | 240.643 | 233.0388 | 223.217 | 210.9781 | 189.8099 | 181.5811 | 172.9289 | 161.1752 | 146.3956 | 136.011 | -0.93205 | -0.1186 | -0.36038 | -0.47204 | -2.0634 | -2.5279 | -2.1471 | -2.0366 | -0.70767 | 0.52945 | 1.1519 | 0.068579 | 1.3186 | 2.2251 | 6.6524 | 5.8498 | 5.7736 | 5.0107 | 2.6356 | 0.97799 | 1.3641 | 1.7585 | 0.78144 | 0.55664 | 71.2224 | 70.6 | 70.0443 | 69.5329 | 69.2947 | 69.5636 | 69.7351 | 69.9029 | 72.26 | 76.2494 | 79.6913 | 83.6031 | 85.7344 | 87.1219 | 87.4994 | 89.1919 | 91.2969 | 92.9844 | 92.7469 | 88.7575 | 82.3606 | 78.6169 | 76.6481 | 74.1537 | 4.9912 | 4.7461 | 5.1207 | 6.1308 | 5.6409 | 6.1509 | 5.3965 | 5.7278 | 7.2009 | 8.1633 | 8.0085 | 6.7414 | 7.1666 | 7.2113 | 6.0687 | 6.098 | 5.3378 | 5.326 | 5.0378 | 5.967 | 6.4353 | 6.5944 | 5.778 | 4.7611
Program Specific1-in-10Size: Over 200kWSouth of Lugo2022September Monthly Peak | Program Specific | 1-in-10 | Size: Over 200kW | South of Lugo | 2022 | September Monthly Peak | 9 | 122.7967 | 118.4153 | 114.8488 | 116.3937 | 123.8101 | 149.4418 | 178.955 | 201.5807 | 224.8498 | 243.0708 | 256.7437 | 259.084 | 256.0068 | 257.7144 | 252.3073 | 242.2829 | 229.5743 | 216.0486 | 194.3158 | 188.2532 | 176.1218 | 162.0326 | 145.9692 | 134.8828 | -1.0321 | -0.16809 | -0.53156 | -0.1857 | -1.6076 | -2.83 | -2.578 | -2.9544 | -0.73588 | 0.53762 | 1.1974 | -1.0716 | -0.081843 | 1.0777 | 5.2481 | 4.4911 | 4.4915 | 3.758 | 1.4072 | -0.73964 | 0.45895 | 1.3924 | 0.56899 | 0.59645 | 76.3932 | 75.6337 | 74.7473 | 73.8075 | 72.9049 | 72.6477 | 72.5843 | 72.8392 | 74.9106 | 78.9906 | 82.5663 | 86.8356 | 89.81 | 91.18 | 90.9248 | 90.9397 | 90.9329 | 89.9031 | 88.5181 | 84.8194 | 80.5206 | 77.355 | 75.1706 | 73.7219 | 5.0238 | 4.7887 | 5.1851 | 6.218 | 5.7027 | 6.2852 | 5.5947 | 5.9848 | 7.6813 | 8.7929 | 8.6453 | 7.2826 | 7.7861 | 7.8235 | 6.5157 | 6.4922 | 5.6217 | 5.585 | 5.2813 | 6.3348 | 6.7115 | 6.7887 | 5.8995 | 4.8349
Program Specific1-in-10Size: Over 200kWSouth of Lugo2022October Monthly Peak | Program Specific | 1-in-10 | Size: Over 200kW | South of Lugo | 2022 | October Monthly Peak | 10 | 116.5805 | 113.6555 | 109.5157 | 110.4226 | 117.3147 | 137.6989 | 165.1612 | 184.9388 | 202.7212 | 221.2139 | 235.7799 | 240.3312 | 239.5671 | 241.5181 | 237.87 | 226.4271 | 214.3428 | 200.1127 | 186.4335 | 176.6028 | 165.7902 | 152.9178 | 137.5318 | 126.155 | -0.78967 | -0.076399 | -0.21827 | -0.63804 | -2.2262 | -2.1183 | -1.7348 | -1.3217 | -0.66549 | 0.51961 | 1.1265 | 0.83902 | 2.3172 | 3.0816 | 7.7599 | 6.7652 | 6.5265 | 5.6778 | 3.4897 | 2.1478 | 1.9449 | 1.9262 | 0.87818 | 0.48608 | 71.3172 | 70.3528 | 69.2874 | 68.1807 | 67.0397 | 66.7522 | 66.7812 | 66.7081 | 67.8725 | 70.9343 | 75.3102 | 80.1423 | 84.3319 | 86.6206 | 86.9687 | 86.8144 | 86.3181 | 85.3019 | 82.6336 | 78.5021 | 74.7016 | 72.5452 | 71.0199 | 69.8876 | 4.6447 | 4.476 | 4.815 | 5.7448 | 5.2622 | 5.6399 | 5.0284 | 5.3471 | 6.7443 | 7.793 | 7.7318 | 6.5788 | 7.0956 | 7.1401 | 5.9822 | 5.9086 | 5.1114 | 5.0378 | 4.9345 | 5.7873 | 6.1526 | 6.2393 | 5.4132 | 4.4038
Program Specific1-in-10Size: Over 200kWSouth of Lugo2022November Monthly Peak | Program Specific | 1-in-10 | Size: Over 200kW | South of Lugo | 2022 | November Monthly Peak | 11 | 110.3212 | 106.1591 | 102.6146 | 104.5152 | 111.1343 | 128.7282 | 152.7501 | 172.7249 | 191.7324 | 210.1879 | 223.6617 | 227.4384 | 225.9112 | 227.0306 | 221.2297 | 209.4047 | 199.4699 | 192.7766 | 176.3251 | 166.1657 | 156.6166 | 143.3998 | 129.5465 | 119.2223 | -0.71507 | -0.057169 | -0.15614 | -0.6821 | -2.228 | -1.8984 | -1.4978 | -1.0024 | -0.62976 | 0.49887 | 1.0732 | 1.1043 | 2.589 | 3.2451 | 7.6849 | 6.6815 | 6.462 | 5.8483 | 3.6624 | 2.4992 | 2.0929 | 1.909 | 0.88483 | 0.44724 | 69.0601 | 67.2417 | 66.6156 | 64.9755 | 64.1224 | 63.0681 | 62.6252 | 63.2429 | 66.0459 | 71.7899 | 78.4631 | 83.7287 | 86.0794 | 87.6594 | 88.2256 | 86.8438 | 84.6087 | 82.0837 | 79.7356 | 76.9789 | 75.0341 | 73.2298 | 71.082 | 69.5449 | 4.4069 | 4.1918 | 4.5235 | 5.4518 | 4.9981 | 5.2864 | 4.6628 | 5.0071 | 6.3955 | 7.4241 | 7.3538 | 6.2423 | 6.7087 | 6.7295 | 5.5784 | 5.4789 | 4.7693 | 4.8659 | 4.6793 | 5.4596 | 5.8275 | 5.8664 | 5.1123 | 4.1728
Program Specific1-in-10Size: Over 200kWSouth of Lugo2022December Monthly Peak | Program Specific | 1-in-10 | Size: Over 200kW | South of Lugo | 2022 | December Monthly Peak | 12 | 98.1289 | 95.4994 | 91.9999 | 92.2556 | 96.1089 | 110.7127 | 134.5575 | 149.5265 | 160.0637 | 167.9786 | 167.8551 | 166.9834 | 162.6944 | 162.0274 | 159.2696 | 152.9714 | 150.1651 | 152.0786 | 145.8811 | 141.263 | 134.1492 | 125.1747 | 113.5759 | 104.214 | -0.5137 | 0.0031129 | 0.045285 | -0.89698 | -2.3668 | -1.332 | -0.91807 | -0.0096876 | -0.52697 | 0.41629 | 0.82009 | 1.7841 | 3.1069 | 3.3781 | 6.9715 | 6.2067 | 6.1137 | 5.8896 | 4.3095 | 3.8617 | 2.7281 | 2.0493 | 0.99164 | 0.34563 | 48.0612 | 47.0369 | 46.7885 | 47.2211 | 47.7854 | 47.2933 | 48.4599 | 48.7211 | 49.5359 | 50.6771 | 51.6796 | 53.1943 | 54.8839 | 54.4418 | 54.2567 | 53.901 | 53.3169 | 52.0063 | 50.8597 | 48.9994 | 46.7173 | 47.0328 | 46.9968 | 46.1659 | 4.0615 | 3.9071 | 4.202 | 4.9861 | 4.4785 | 4.7107 | 4.2558 | 4.4912 | 5.532 | 6.1475 | 5.7182 | 4.7486 | 5.0059 | 4.9761 | 4.1611 | 4.1469 | 3.7201 | 3.9773 | 4.0112 | 4.809 | 5.1718 | 5.3057 | 4.6439 | 3.7792
Program Specific1-in-10Size: Over 200kWSouth of Lugo2022Typical Event Day | Program Specific | 1-in-10 | Size: Over 200kW | South of Lugo | 2022 | Typical Event Day | 8 | 124.4273 | 119.6652 | 115.6007 | 116.8444 | 124.6516 | 148.8033 | 175.5331 | 195.9536 | 213.3837 | 227.8605 | 239.8318 | 241.8212 | 237.5474 | 239.4987 | 237.1314 | 229.7862 | 220.2345 | 208.3312 | 187.7888 | 179.9542 | 171.6452 | 160.1169 | 145.2984 | 135.0428 | -0.88507 | -0.099052 | -0.2938 | -0.57342 | -2.21 | -2.3992 | -1.9863 | -1.7067 | -0.70005 | 0.52872 | 1.1402 | 0.46033 | 1.8037 | 2.6283 | 7.1523 | 6.3232 | 6.2069 | 5.435 | 3.0665 | 1.5859 | 1.6876 | 1.8835 | 0.85255 | 0.53632 | 70.9015 | 70.1164 | 69.5922 | 69.0412 | 68.3296 | 67.9938 | 67.9992 | 68.7645 | 71.2105 | 75.2134 | 79.2638 | 83.1627 | 84.7171 | 85.3611 | 86.1315 | 86.742 | 87.3634 | 87.1081 | 86.4113 | 83.0806 | 78.4299 | 75.1671 | 73.2419 | 71.816 | 4.9563 | 4.7117 | 5.0815 | 6.0776 | 5.5901 | 6.0935 | 5.3431 | 5.6644 | 7.0975 | 8.0255 | 7.863 | 6.6183 | 7.0343 | 7.0789 | 5.9624 | 5.9951 | 5.2508 | 5.2436 | 4.9694 | 5.8959 | 6.3686 | 6.5317 | 5.7177 | 4.7131
Program Specific1-in-10Size: Over 200kWSouth of Lugo2023January Monthly Peak | Program Specific | 1-in-10 | Size: Over 200kW | South of Lugo | 2023 | January Monthly Peak | 1 | 97.0954 | 94.7515 | 92.1596 | 91.8424 | 97.0141 | 111.7376 | 136.288 | 151.628 | 161.0228 | 167.8015 | 167.7165 | 167.3019 | 162.8874 | 163.2329 | 159.7756 | 153.3003 | 147.7285 | 149.451 | 143.6156 | 139.6485 | 132.035 | 124.243 | 113.8579 | 105.0797 | -0.50829 | 0.0030885 | 0.045363 | -0.89297 | -2.3891 | -1.3444 | -0.92987 | -0.0098238 | -0.53013 | 0.41585 | 0.81941 | 1.7875 | 3.1106 | 3.4032 | 6.9936 | 6.22 | 6.0145 | 5.7878 | 4.2426 | 3.8176 | 2.6851 | 2.0341 | 0.9941 | 0.3485 | 48.7296 | 47.8879 | 46.9977 | 46.8036 | 46.1961 | 46.271 | 46.0261 | 45.8228 | 45.7814 | 48.733 | 51.8249 | 53.2169 | 54.8092 | 55.7299 | 55.5991 | 54.5499 | 52.9429 | 51.6935 | 50.1481 | 48.059 | 46.7916 | 45.9024 | 45.79 | 45.3644 | 4.0187 | 3.8765 | 4.2093 | 4.9637 | 4.5206 | 4.7543 | 4.3105 | 4.5543 | 5.5651 | 6.141 | 5.7135 | 4.7576 | 5.0118 | 5.0132 | 4.1743 | 4.1558 | 3.6597 | 3.9085 | 3.9489 | 4.7541 | 5.0902 | 5.2662 | 4.6555 | 3.8106
Program Specific1-in-10Size: Over 200kWSouth of Lugo2023February Monthly Peak | Program Specific | 1-in-10 | Size: Over 200kW | South of Lugo | 2023 | February Monthly Peak | 2 | 101.9356 | 98.9713 | 95.338 | 95.9495 | 101.1129 | 117.3525 | 141.0994 | 156.5784 | 167.9404 | 176.7051 | 181.3215 | 185.0023 | 183.4269 | 184.8778 | 182.2348 | 174.3532 | 166.5221 | 162.9055 | 155.2363 | 148.5027 | 140.3325 | 129.918 | 118.1802 | 110.1787 | -0.53363 | 0.0032261 | 0.046928 | -0.9329 | -2.4901 | -1.4119 | -0.9627 | -0.010145 | -0.5529 | 0.43792 | 0.88588 | 1.9766 | 3.5028 | 3.8545 | 7.9767 | 7.0742 | 6.7797 | 6.3088 | 4.5859 | 4.0596 | 2.8539 | 2.127 | 1.0318 | 0.36541 | 54.5512 | 53.4638 | 52.3299 | 51.5505 | 51.9605 | 51.2159 | 48.1183 | 51.3293 | 53.6215 | 56.172 | 58.7204 | 59.1981 | 60.3955 | 62.0331 | 63.0636 | 63.5396 | 62.6202 | 61.9136 | 60.5668 | 58.9026 | 57.4316 | 56.0539 | 55.6385 | 54.3869 | 4.219 | 4.0491 | 4.3545 | 5.1857 | 4.7116 | 4.9933 | 4.4627 | 4.703 | 5.8042 | 6.4669 | 6.1769 | 5.261 | 5.6438 | 5.6779 | 4.7611 | 4.7265 | 4.1253 | 4.2604 | 4.2684 | 5.0555 | 5.4101 | 5.5068 | 4.8322 | 3.9955
Program Specific1-in-10Size: Over 200kWSouth of Lugo2023March Monthly Peak | Program Specific | 1-in-10 | Size: Over 200kW | South of Lugo | 2023 | March Monthly Peak | 3 | 108.033 | 103.2918 | 98.9721 | 99.0739 | 105.0179 | 123.0016 | 148.158 | 165.76 | 179.1777 | 191.7244 | 200.578 | 205.5154 | 204.5966 | 206.942 | 205.2061 | 196.8137 | 187.6286 | 179.0639 | 166.7951 | 161.4859 | 152.013 | 140.6362 | 126.3517 | 116.7089 | -0.56555 | 0.0033669 | 0.048717 | -0.96328 | -2.5862 | -1.4799 | -1.0109 | -0.010739 | -0.5899 | 0.47514 | 0.97996 | 2.1958 | 3.907 | 4.3145 | 8.9822 | 7.9855 | 7.639 | 6.9346 | 4.9273 | 4.4146 | 3.0914 | 2.3025 | 1.1032 | 0.38706 | 61.6511 | 60.0766 | 59.0058 | 57.7962 | 56.8118 | 55.8486 | 55.1722 | 54.8127 | 56.3476 | 59.935 | 64.0638 | 68.5774 | 72.906 | 74.4456 | 75.2523 | 74.9991 | 73.8436 | 72.1439 | 71.0738 | 69.4824 | 66.8472 | 64.3666 | 61.9879 | 60.0817 | 4.4714 | 4.2259 | 4.5205 | 5.3546 | 4.8936 | 5.2336 | 4.686 | 4.9787 | 6.1926 | 7.0165 | 6.8329 | 5.8443 | 6.2952 | 6.3555 | 5.3612 | 5.3354 | 4.6482 | 4.683 | 4.5862 | 5.4975 | 5.8604 | 5.9611 | 5.1663 | 4.2323
Program Specific1-in-10Size: Over 200kWSouth of Lugo2023April Monthly Peak | Program Specific | 1-in-10 | Size: Over 200kW | South of Lugo | 2023 | April Monthly Peak | 4 | 114.1251 | 109.8238 | 105.782 | 106.1213 | 113.6529 | 132.3596 | 157.9425 | 177.8523 | 197.1128 | 214.3535 | 228.2508 | 233.7556 | 232.7227 | 235.0389 | 231.4518 | 222.3084 | 210.9477 | 197.9518 | 179.4392 | 172.8409 | 163.9774 | 151.1061 | 136.8224 | 126.1824 | -0.75389 | -0.065385 | -0.18217 | -0.65882 | -2.2267 | -1.9878 | -1.5956 | -1.1338 | -0.64729 | 0.50652 | 1.0932 | 0.99937 | 2.4901 | 3.2062 | 7.8318 | 6.9014 | 6.6591 | 5.8399 | 3.5705 | 2.388 | 2.0774 | 1.9656 | 0.90864 | 0.47881 | 70.8161 | 69.7236 | 68.1326 | 66.495 | 65.094 | 64.2257 | 63.7687 | 63.8636 | 66.5494 | 72.1305 | 77.2163 | 82.3925 | 85.7062 | 87.2219 | 86.2612 | 86.0588 | 86.1119 | 85.9806 | 84.5475 | 80.3969 | 75.4854 | 71.1383 | 68.7461 | 67.5417 | 4.5525 | 4.3305 | 4.6566 | 5.5278 | 5.1042 | 5.4279 | 4.8146 | 5.1486 | 6.5658 | 7.5607 | 7.4942 | 6.4068 | 6.9014 | 6.9571 | 5.828 | 5.8084 | 5.0367 | 4.9895 | 4.7553 | 5.671 | 6.0929 | 6.173 | 5.3919 | 4.4102
Program Specific1-in-10Size: Over 200kWSouth of Lugo2023May Monthly Peak | Program Specific | 1-in-10 | Size: Over 200kW | South of Lugo | 2023 | May Monthly Peak | 5 | 113.8817 | 109.3688 | 105.8465 | 106.7564 | 114.7383 | 134.4327 | 159.5186 | 182.7199 | 203.0292 | 220.768 | 235.3927 | 239.586 | 237.3823 | 239.1706 | 235.0084 | 224.8555 | 212.642 | 200.3086 | 180.7532 | 171.7424 | 164.8615 | 151.7817 | 137.5085 | 126.9163 | -0.81789 | -0.093978 | -0.28078 | -0.50507 | -2.0052 | -2.1876 | -1.8313 | -1.6494 | -0.666 | 0.51098 | 1.118 | 0.37897 | 1.7023 | 2.5381 | 6.9711 | 6.0799 | 5.8953 | 5.1329 | 2.8641 | 1.3969 | 1.5574 | 1.7598 | 0.79241 | 0.50709 | 71.2407 | 69.8363 | 68.4278 | 68.0658 | 67.7908 | 67.5084 | 67.468 | 67.6062 | 70.9436 | 76.4488 | 81.1138 | 84.3856 | 86.1013 | 86.6825 | 87.4444 | 87.5475 | 87.3819 | 86.3312 | 86.0575 | 83.5181 | 79.1313 | 74.2776 | 71.5273 | 69.1738 | 4.5378 | 4.3078 | 4.6543 | 5.5547 | 5.1473 | 5.5068 | 4.8572 | 5.2836 | 6.7554 | 7.7783 | 7.7201 | 6.5593 | 7.0318 | 7.0716 | 5.911 | 5.8684 | 5.0715 | 5.0434 | 4.7848 | 5.6288 | 6.1189 | 6.1937 | 5.413 | 4.431
Program Specific1-in-10Size: Over 200kWSouth of Lugo2023June Monthly Peak | Program Specific | 1-in-10 | Size: Over 200kW | South of Lugo | 2023 | June Monthly Peak | 6 | 116.5603 | 111.8831 | 108.2478 | 108.8578 | 117.0275 | 136.1688 | 159.6902 | 181.5885 | 197.9904 | 213.5483 | 225.6213 | 226.6282 | 221.6997 | 223.3689 | 220.8883 | 214.2316 | 204.0744 | 193.3091 | 175.2486 | 167.5352 | 161.6817 | 150.0724 | 136.1798 | 126.4092 | -0.68634 | -0.029836 | -0.06095 | -0.87607 | -2.6012 | -1.8321 | -1.3391 | -0.55783 | -0.65104 | 0.51749 | 1.092 | 1.7292 | 3.3465 | 3.8897 | 8.6229 | 7.7193 | 7.4191 | 6.6364 | 4.3717 | 3.5004 | 2.6973 | 2.2164 | 1.0534 | 0.44804 | 65.6235 | 65.1654 | 65.1883 | 64.8775 | 63.4948 | 62.4672 | 62.0354 | 63.7598 | 66.7341 | 70.6295 | 75.2333 | 79.7675 | 81.9686 | 82.2137 | 82.7369 | 83.0237 | 84.2225 | 83.195 | 83.1469 | 79.2956 | 74.8085 | 71.471 | 69.3593 | 68.4911 | 4.7133 | 4.472 | 4.8303 | 5.7479 | 5.3277 | 5.6605 | 4.9345 | 5.3286 | 6.6853 | 7.6353 | 7.5092 | 6.2964 | 6.6644 | 6.7021 | 5.6381 | 5.6739 | 4.9392 | 4.9392 | 4.7077 | 5.5722 | 6.0897 | 6.2146 | 5.44 | 4.4786
Program Specific1-in-10Size: Over 200kWSouth of Lugo2023July Monthly Peak | Program Specific | 1-in-10 | Size: Over 200kW | South of Lugo | 2023 | July Monthly Peak | 7 | 119.712 | 114.7067 | 110.9333 | 112.1021 | 120.6526 | 142.2093 | 167.4747 | 189.3115 | 205.9758 | 219.1551 | 229.996 | 230.9052 | 226.99 | 228.8221 | 226.1616 | 219.7061 | 210.5999 | 199.0506 | 180.0753 | 170.8531 | 164.5974 | 152.9598 | 139.168 | 129.9219 | -0.80191 | -0.073169 | -0.20767 | -0.66928 | -2.3227 | -2.1644 | -1.729 | -1.2877 | -0.67627 | 0.51615 | 1.1001 | 0.88699 | 2.2998 | 3.0097 | 7.5007 | 6.6789 | 6.5178 | 5.748 | 3.4656 | 2.2042 | 1.9999 | 1.9549 | 0.90453 | 0.4972 | 70.3668 | 69.0666 | 68.3889 | 67.9467 | 67.6242 | 67.2968 | 67.6421 | 68.5562 | 70.9371 | 74.9841 | 79.5644 | 82.4444 | 81.3556 | 80.9287 | 83.365 | 83.8125 | 83.0013 | 82.35 | 81.2331 | 79.45 | 76.03 | 73.2256 | 71.7894 | 70.8974 | 4.7717 | 4.5195 | 4.8796 | 5.8348 | 5.4144 | 5.8273 | 5.1012 | 5.476 | 6.8557 | 7.724 | 7.5456 | 6.3237 | 6.7261 | 6.7678 | 5.6904 | 5.7359 | 5.0245 | 5.0133 | 4.7684 | 5.6015 | 6.1111 | 6.2439 | 5.4801 | 4.5374
Program Specific1-in-10Size: Over 200kWSouth of Lugo2023August Monthly Peak | Program Specific | 1-in-10 | Size: Over 200kW | South of Lugo | 2023 | August Monthly Peak | 8 | 124.93 | 120.1789 | 116.1463 | 117.517 | 125.4107 | 149.7589 | 176.7609 | 197.5576 | 215.8465 | 231.0837 | 243.5428 | 245.5904 | 241.2963 | 243.2517 | 240.643 | 233.0388 | 223.217 | 210.9781 | 189.8099 | 181.5811 | 172.9289 | 161.1752 | 146.3956 | 136.011 | -0.93205 | -0.1186 | -0.36038 | -0.47204 | -2.0634 | -2.5279 | -2.1471 | -2.0366 | -0.70767 | 0.52945 | 1.1519 | 0.068579 | 1.3186 | 2.2251 | 6.6524 | 5.8498 | 5.7736 | 5.0107 | 2.6356 | 0.97799 | 1.3641 | 1.7585 | 0.78144 | 0.55664 | 71.2224 | 70.6 | 70.0442 | 69.5329 | 69.2947 | 69.5636 | 69.7351 | 69.9029 | 72.26 | 76.2494 | 79.6913 | 83.6031 | 85.7344 | 87.1219 | 87.4994 | 89.1919 | 91.2969 | 92.9844 | 92.7469 | 88.7575 | 82.3606 | 78.6169 | 76.6481 | 74.1537 | 4.9912 | 4.7461 | 5.1207 | 6.1308 | 5.6409 | 6.1509 | 5.3965 | 5.7278 | 7.2009 | 8.1633 | 8.0085 | 6.7414 | 7.1666 | 7.2113 | 6.0687 | 6.098 | 5.3378 | 5.326 | 5.0378 | 5.967 | 6.4353 | 6.5944 | 5.778 | 4.7611
Program Specific1-in-10Size: Over 200kWSouth of Lugo2023September Monthly Peak | Program Specific | 1-in-10 | Size: Over 200kW | South of Lugo | 2023 | September Monthly Peak | 9 | 122.7967 | 118.4153 | 114.8488 | 116.3937 | 123.8101 | 149.4418 | 178.955 | 201.5807 | 224.8498 | 243.0708 | 256.7437 | 259.084 | 256.0068 | 257.7144 | 252.3073 | 242.2829 | 229.5743 | 216.0486 | 194.3157 | 188.2532 | 176.1218 | 162.0326 | 145.9692 | 134.8828 | -1.0321 | -0.16809 | -0.53156 | -0.1857 | -1.6076 | -2.83 | -2.578 | -2.9544 | -0.73588 | 0.53762 | 1.1974 | -1.0716 | -0.081843 | 1.0777 | 5.2481 | 4.4911 | 4.4915 | 3.758 | 1.4072 | -0.73964 | 0.45895 | 1.3924 | 0.56899 | 0.59645 | 76.3933 | 75.6337 | 74.7472 | 73.8075 | 72.9049 | 72.6477 | 72.5842 | 72.8392 | 74.9106 | 78.9906 | 82.5663 | 86.8356 | 89.81 | 91.18 | 90.9248 | 90.9397 | 90.9329 | 89.9031 | 88.5181 | 84.8194 | 80.5206 | 77.355 | 75.1706 | 73.7219 | 5.0238 | 4.7887 | 5.1851 | 6.218 | 5.7027 | 6.2852 | 5.5947 | 5.9848 | 7.6813 | 8.7929 | 8.6453 | 7.2826 | 7.7861 | 7.8235 | 6.5157 | 6.4922 | 5.6217 | 5.585 | 5.2813 | 6.3348 | 6.7115 | 6.7887 | 5.8995 | 4.8349
Program Specific1-in-10Size: Over 200kWSouth of Lugo2023October Monthly Peak | Program Specific | 1-in-10 | Size: Over 200kW | South of Lugo | 2023 | October Monthly Peak | 10 | 116.5805 | 113.6555 | 109.5157 | 110.4226 | 117.3147 | 137.6989 | 165.1612 | 184.9388 | 202.7212 | 221.2139 | 235.7799 | 240.3312 | 239.5671 | 241.5181 | 237.87 | 226.4271 | 214.3428 | 200.1127 | 186.4335 | 176.6028 | 165.7902 | 152.9178 | 137.5318 | 126.155 | -0.78967 | -0.076399 | -0.21827 | -0.63804 | -2.2262 | -2.1183 | -1.7348 | -1.3217 | -0.66549 | 0.51961 | 1.1265 | 0.83902 | 2.3172 | 3.0816 | 7.7599 | 6.7652 | 6.5265 | 5.6778 | 3.4897 | 2.1478 | 1.9449 | 1.9262 | 0.87818 | 0.48608 | 71.3172 | 70.3528 | 69.2874 | 68.1807 | 67.0397 | 66.7522 | 66.7812 | 66.7081 | 67.8725 | 70.9343 | 75.3102 | 80.1423 | 84.3319 | 86.6206 | 86.9688 | 86.8144 | 86.3181 | 85.3019 | 82.6336 | 78.5021 | 74.7016 | 72.5452 | 71.0199 | 69.8876 | 4.6447 | 4.476 | 4.815 | 5.7448 | 5.2622 | 5.6399 | 5.0284 | 5.3471 | 6.7443 | 7.793 | 7.7318 | 6.5788 | 7.0956 | 7.1401 | 5.9822 | 5.9086 | 5.1114 | 5.0378 | 4.9345 | 5.7873 | 6.1526 | 6.2393 | 5.4132 | 4.4038
Program Specific1-in-10Size: Over 200kWSouth of Lugo2023November Monthly Peak | Program Specific | 1-in-10 | Size: Over 200kW | South of Lugo | 2023 | November Monthly Peak | 11 | 110.3212 | 106.1591 | 102.6146 | 104.5152 | 111.1343 | 128.7282 | 152.7501 | 172.7249 | 191.7324 | 210.1879 | 223.6617 | 227.4384 | 225.9112 | 227.0305 | 221.2297 | 209.4047 | 199.4699 | 192.7766 | 176.3251 | 166.1657 | 156.6166 | 143.3998 | 129.5465 | 119.2223 | -0.71507 | -0.057169 | -0.15614 | -0.6821 | -2.228 | -1.8984 | -1.4978 | -1.0024 | -0.62976 | 0.49887 | 1.0732 | 1.1043 | 2.589 | 3.2451 | 7.6849 | 6.6815 | 6.462 | 5.8483 | 3.6624 | 2.4992 | 2.0929 | 1.909 | 0.88483 | 0.44724 | 69.0601 | 67.2417 | 66.6156 | 64.9755 | 64.1224 | 63.0681 | 62.6252 | 63.2429 | 66.0459 | 71.7899 | 78.4631 | 83.7288 | 86.0794 | 87.6594 | 88.2256 | 86.8438 | 84.6088 | 82.0837 | 79.7356 | 76.9789 | 75.0341 | 73.2297 | 71.082 | 69.5449 | 4.4069 | 4.1918 | 4.5235 | 5.4518 | 4.9981 | 5.2864 | 4.6628 | 5.0071 | 6.3955 | 7.4241 | 7.3538 | 6.2423 | 6.7087 | 6.7295 | 5.5784 | 5.4789 | 4.7693 | 4.8659 | 4.6793 | 5.4596 | 5.8275 | 5.8664 | 5.1123 | 4.1728
Program Specific1-in-10Size: Over 200kWSouth of Lugo2023December Monthly Peak | Program Specific | 1-in-10 | Size: Over 200kW | South of Lugo | 2023 | December Monthly Peak | 12 | 98.1289 | 95.4994 | 91.9999 | 92.2556 | 96.1089 | 110.7127 | 134.5575 | 149.5265 | 160.0637 | 167.9786 | 167.8552 | 166.9834 | 162.6944 | 162.0274 | 159.2696 | 152.9714 | 150.1651 | 152.0786 | 145.8811 | 141.263 | 134.1492 | 125.1747 | 113.5759 | 104.214 | -0.5137 | 0.0031129 | 0.045285 | -0.89698 | -2.3668 | -1.332 | -0.91807 | -0.0096876 | -0.52697 | 0.41629 | 0.82009 | 1.7841 | 3.1069 | 3.3781 | 6.9715 | 6.2067 | 6.1137 | 5.8896 | 4.3095 | 3.8617 | 2.7281 | 2.0493 | 0.99164 | 0.34563 | 48.0612 | 47.0369 | 46.7885 | 47.2211 | 47.7854 | 47.2933 | 48.4599 | 48.7211 | 49.5359 | 50.6771 | 51.6796 | 53.1943 | 54.8839 | 54.4418 | 54.2567 | 53.901 | 53.3169 | 52.0063 | 50.8597 | 48.9994 | 46.7172 | 47.0328 | 46.9967 | 46.1659 | 4.0615 | 3.9071 | 4.202 | 4.9861 | 4.4785 | 4.7107 | 4.2558 | 4.4912 | 5.532 | 6.1475 | 5.7182 | 4.7486 | 5.0059 | 4.9761 | 4.1611 | 4.1469 | 3.7201 | 3.9773 | 4.0112 | 4.809 | 5.1718 | 5.3057 | 4.6439 | 3.7792
Program Specific1-in-10Size: Over 200kWSouth of Lugo2023Typical Event Day | Program Specific | 1-in-10 | Size: Over 200kW | South of Lugo | 2023 | Typical Event Day | 8 | 124.4273 | 119.6652 | 115.6007 | 116.8444 | 124.6516 | 148.8033 | 175.5331 | 195.9535 | 213.3837 | 227.8604 | 239.8318 | 241.8212 | 237.5474 | 239.4987 | 237.1314 | 229.7862 | 220.2345 | 208.3312 | 187.7888 | 179.9542 | 171.6452 | 160.1169 | 145.2984 | 135.0428 | -0.88507 | -0.099052 | -0.2938 | -0.57342 | -2.21 | -2.3992 | -1.9863 | -1.7067 | -0.70005 | 0.52872 | 1.1402 | 0.46033 | 1.8037 | 2.6283 | 7.1523 | 6.3232 | 6.2069 | 5.435 | 3.0665 | 1.5859 | 1.6876 | 1.8835 | 0.85255 | 0.53632 | 70.9015 | 70.1164 | 69.5922 | 69.0412 | 68.3296 | 67.9938 | 67.9992 | 68.7645 | 71.2105 | 75.2134 | 79.2638 | 83.1627 | 84.7171 | 85.3611 | 86.1315 | 86.742 | 87.3634 | 87.1081 | 86.4113 | 83.0806 | 78.4299 | 75.1671 | 73.2419 | 71.816 | 4.9563 | 4.7117 | 5.0815 | 6.0776 | 5.5901 | 6.0935 | 5.3431 | 5.6644 | 7.0975 | 8.0255 | 7.863 | 6.6183 | 7.0343 | 7.0789 | 5.9624 | 5.9951 | 5.2508 | 5.2436 | 4.9694 | 5.8959 | 6.3686 | 6.5317 | 5.7177 | 4.7131
Program Specific1-in-10Size: Over 200kWSouth of Lugo2024January Monthly Peak | Program Specific | 1-in-10 | Size: Over 200kW | South of Lugo | 2024 | January Monthly Peak | 1 | 97.0954 | 94.7515 | 92.1596 | 91.8424 | 97.0141 | 111.7375 | 136.288 | 151.628 | 161.0228 | 167.8015 | 167.7165 | 167.3019 | 162.8874 | 163.2329 | 159.7756 | 153.3003 | 147.7285 | 149.4511 | 143.6157 | 139.6485 | 132.035 | 124.243 | 113.8579 | 105.0797 | -0.50829 | 0.0030885 | 0.045363 | -0.89297 | -2.3891 | -1.3444 | -0.92987 | -0.0098238 | -0.53013 | 0.41585 | 0.81941 | 1.7875 | 3.1106 | 3.4032 | 6.9936 | 6.22 | 6.0145 | 5.7878 | 4.2426 | 3.8176 | 2.6851 | 2.0341 | 0.9941 | 0.3485 | 48.7296 | 47.8879 | 46.9977 | 46.8036 | 46.1961 | 46.271 | 46.0261 | 45.8228 | 45.7814 | 48.733 | 51.8249 | 53.2169 | 54.8092 | 55.7299 | 55.5991 | 54.5499 | 52.9429 | 51.6935 | 50.1481 | 48.059 | 46.7916 | 45.9024 | 45.79 | 45.3644 | 4.0187 | 3.8765 | 4.2093 | 4.9637 | 4.5206 | 4.7543 | 4.3105 | 4.5543 | 5.5651 | 6.141 | 5.7135 | 4.7576 | 5.0118 | 5.0132 | 4.1743 | 4.1558 | 3.6597 | 3.9085 | 3.9489 | 4.7541 | 5.0902 | 5.2662 | 4.6555 | 3.8106
Program Specific1-in-10Size: Over 200kWSouth of Lugo2024February Monthly Peak | Program Specific | 1-in-10 | Size: Over 200kW | South of Lugo | 2024 | February Monthly Peak | 2 | 101.9356 | 98.9713 | 95.338 | 95.9495 | 101.1129 | 117.3525 | 141.0994 | 156.5784 | 167.9404 | 176.7051 | 181.3215 | 185.0023 | 183.4269 | 184.8778 | 182.2348 | 174.3532 | 166.5221 | 162.9055 | 155.2363 | 148.5027 | 140.3325 | 129.918 | 118.1802 | 110.1787 | -0.53363 | 0.0032261 | 0.046928 | -0.9329 | -2.4901 | -1.4119 | -0.9627 | -0.010145 | -0.5529 | 0.43792 | 0.88588 | 1.9766 | 3.5028 | 3.8545 | 7.9767 | 7.0742 | 6.7797 | 6.3088 | 4.5859 | 4.0596 | 2.8539 | 2.127 | 1.0318 | 0.36541 | 54.5512 | 53.4638 | 52.3299 | 51.5505 | 51.9605 | 51.2159 | 48.1182 | 51.3293 | 53.6215 | 56.172 | 58.7204 | 59.1981 | 60.3955 | 62.0331 | 63.0636 | 63.5396 | 62.6202 | 61.9136 | 60.5668 | 58.9026 | 57.4316 | 56.0539 | 55.6385 | 54.3869 | 4.219 | 4.0491 | 4.3545 | 5.1857 | 4.7116 | 4.9933 | 4.4627 | 4.703 | 5.8042 | 6.4669 | 6.1769 | 5.261 | 5.6438 | 5.6779 | 4.7611 | 4.7265 | 4.1253 | 4.2604 | 4.2684 | 5.0555 | 5.4101 | 5.5068 | 4.8322 | 3.9955
Program Specific1-in-10Size: Over 200kWSouth of Lugo2024March Monthly Peak | Program Specific | 1-in-10 | Size: Over 200kW | South of Lugo | 2024 | March Monthly Peak | 3 | 108.033 | 103.2918 | 98.9721 | 99.0739 | 105.0179 | 123.0016 | 148.158 | 165.76 | 179.1777 | 191.7244 | 200.578 | 205.5154 | 204.5967 | 206.942 | 205.2061 | 196.8137 | 187.6286 | 179.0639 | 166.7951 | 161.4859 | 152.013 | 140.6362 | 126.3517 | 116.7089 | -0.56555 | 0.0033669 | 0.048717 | -0.96328 | -2.5862 | -1.4799 | -1.0109 | -0.010739 | -0.5899 | 0.47514 | 0.97996 | 2.1958 | 3.907 | 4.3145 | 8.9822 | 7.9855 | 7.639 | 6.9346 | 4.9273 | 4.4146 | 3.0914 | 2.3025 | 1.1032 | 0.38706 | 61.6511 | 60.0766 | 59.0058 | 57.7962 | 56.8118 | 55.8486 | 55.1722 | 54.8127 | 56.3476 | 59.935 | 64.0638 | 68.5774 | 72.906 | 74.4456 | 75.2523 | 74.9991 | 73.8436 | 72.1439 | 71.0738 | 69.4824 | 66.8472 | 64.3666 | 61.9879 | 60.0817 | 4.4714 | 4.2259 | 4.5205 | 5.3546 | 4.8936 | 5.2336 | 4.686 | 4.9788 | 6.1926 | 7.0165 | 6.8329 | 5.8443 | 6.2952 | 6.3555 | 5.3612 | 5.3354 | 4.6482 | 4.683 | 4.5862 | 5.4975 | 5.8604 | 5.9611 | 5.1663 | 4.2323
Program Specific1-in-10Size: Over 200kWSouth of Lugo2024April Monthly Peak | Program Specific | 1-in-10 | Size: Over 200kW | South of Lugo | 2024 | April Monthly Peak | 4 | 114.1251 | 109.8238 | 105.782 | 106.1213 | 113.6529 | 132.3596 | 157.9425 | 177.8523 | 197.1128 | 214.3535 | 228.2508 | 233.7556 | 232.7227 | 235.0389 | 231.4518 | 222.3084 | 210.9477 | 197.9517 | 179.4392 | 172.8409 | 163.9774 | 151.1061 | 136.8224 | 126.1824 | -0.75389 | -0.065385 | -0.18217 | -0.65882 | -2.2267 | -1.9878 | -1.5956 | -1.1338 | -0.64729 | 0.50652 | 1.0932 | 0.99937 | 2.4901 | 3.2062 | 7.8318 | 6.9014 | 6.6591 | 5.8399 | 3.5705 | 2.388 | 2.0774 | 1.9656 | 0.90864 | 0.47881 | 70.8161 | 69.7236 | 68.1326 | 66.495 | 65.094 | 64.2258 | 63.7688 | 63.8636 | 66.5494 | 72.1305 | 77.2162 | 82.3925 | 85.7062 | 87.2219 | 86.2613 | 86.0588 | 86.1119 | 85.9806 | 84.5475 | 80.3969 | 75.4854 | 71.1383 | 68.7461 | 67.5417 | 4.5525 | 4.3305 | 4.6566 | 5.5278 | 5.1042 | 5.4279 | 4.8146 | 5.1486 | 6.5658 | 7.5607 | 7.4942 | 6.4068 | 6.9014 | 6.9571 | 5.828 | 5.8084 | 5.0367 | 4.9895 | 4.7553 | 5.671 | 6.0929 | 6.173 | 5.3919 | 4.4102
Program Specific1-in-10Size: Over 200kWSouth of Lugo2024May Monthly Peak | Program Specific | 1-in-10 | Size: Over 200kW | South of Lugo | 2024 | May Monthly Peak | 5 | 113.8817 | 109.3688 | 105.8465 | 106.7564 | 114.7383 | 134.4327 | 159.5186 | 182.7199 | 203.0292 | 220.768 | 235.3927 | 239.586 | 237.3823 | 239.1706 | 235.0084 | 224.8555 | 212.642 | 200.3086 | 180.7532 | 171.7424 | 164.8614 | 151.7817 | 137.5085 | 126.9163 | -0.81789 | -0.093978 | -0.28078 | -0.50507 | -2.0052 | -2.1876 | -1.8313 | -1.6494 | -0.666 | 0.51098 | 1.118 | 0.37897 | 1.7023 | 2.5381 | 6.9711 | 6.0799 | 5.8953 | 5.1329 | 2.8641 | 1.3969 | 1.5574 | 1.7598 | 0.79241 | 0.50709 | 71.2407 | 69.8363 | 68.4278 | 68.0657 | 67.7908 | 67.5084 | 67.468 | 67.6062 | 70.9436 | 76.4487 | 81.1137 | 84.3856 | 86.1012 | 86.6825 | 87.4444 | 87.5475 | 87.3819 | 86.3313 | 86.0575 | 83.5181 | 79.1312 | 74.2776 | 71.5273 | 69.1738 | 4.5378 | 4.3078 | 4.6543 | 5.5547 | 5.1473 | 5.5068 | 4.8572 | 5.2836 | 6.7554 | 7.7783 | 7.7201 | 6.5593 | 7.0317 | 7.0716 | 5.911 | 5.8684 | 5.0715 | 5.0434 | 4.7848 | 5.6288 | 6.1189 | 6.1937 | 5.413 | 4.431
Program Specific1-in-10Size: Over 200kWSouth of Lugo2024June Monthly Peak | Program Specific | 1-in-10 | Size: Over 200kW | South of Lugo | 2024 | June Monthly Peak | 6 | 116.5603 | 111.8831 | 108.2478 | 108.8578 | 117.0275 | 136.1688 | 159.6902 | 181.5885 | 197.9904 | 213.5483 | 225.6214 | 226.6282 | 221.6997 | 223.3689 | 220.8883 | 214.2316 | 204.0744 | 193.3091 | 175.2486 | 167.5352 | 161.6817 | 150.0724 | 136.1798 | 126.4092 | -0.68634 | -0.029836 | -0.06095 | -0.87607 | -2.6012 | -1.8321 | -1.3391 | -0.55783 | -0.65104 | 0.51749 | 1.092 | 1.7292 | 3.3465 | 3.8897 | 8.6229 | 7.7193 | 7.4191 | 6.6364 | 4.3717 | 3.5004 | 2.6973 | 2.2164 | 1.0534 | 0.44804 | 65.6235 | 65.1654 | 65.1883 | 64.8775 | 63.4948 | 62.4672 | 62.0354 | 63.7598 | 66.7341 | 70.6295 | 75.2333 | 79.7675 | 81.9686 | 82.2137 | 82.7369 | 83.0237 | 84.2225 | 83.195 | 83.1469 | 79.2956 | 74.8085 | 71.471 | 69.3593 | 68.4911 | 4.7133 | 4.472 | 4.8303 | 5.7479 | 5.3277 | 5.6605 | 4.9345 | 5.3286 | 6.6853 | 7.6353 | 7.5092 | 6.2964 | 6.6644 | 6.7021 | 5.6381 | 5.6739 | 4.9392 | 4.9392 | 4.7077 | 5.5722 | 6.0897 | 6.2146 | 5.44 | 4.4786
Program Specific1-in-10Size: Over 200kWSouth of Lugo2024July Monthly Peak | Program Specific | 1-in-10 | Size: Over 200kW | South of Lugo | 2024 | July Monthly Peak | 7 | 119.7121 | 114.7067 | 110.9333 | 112.1021 | 120.6526 | 142.2093 | 167.4747 | 189.3115 | 205.9758 | 219.155 | 229.996 | 230.9052 | 226.99 | 228.8221 | 226.1616 | 219.7061 | 210.5999 | 199.0506 | 180.0753 | 170.8531 | 164.5974 | 152.9598 | 139.168 | 129.9219 | -0.80191 | -0.073169 | -0.20767 | -0.66928 | -2.3227 | -2.1644 | -1.729 | -1.2877 | -0.67627 | 0.51615 | 1.1001 | 0.887 | 2.2998 | 3.0097 | 7.5007 | 6.6789 | 6.5178 | 5.748 | 3.4656 | 2.2042 | 1.9999 | 1.9549 | 0.90453 | 0.4972 | 70.3667 | 69.0666 | 68.3889 | 67.9467 | 67.6242 | 67.2967 | 67.6421 | 68.5562 | 70.9371 | 74.9841 | 79.5644 | 82.4444 | 81.3556 | 80.9287 | 83.365 | 83.8125 | 83.0012 | 82.35 | 81.2331 | 79.45 | 76.03 | 73.2256 | 71.7894 | 70.8974 | 4.7717 | 4.5195 | 4.8796 | 5.8348 | 5.4144 | 5.8273 | 5.1012 | 5.476 | 6.8557 | 7.724 | 7.5456 | 6.3237 | 6.7261 | 6.7678 | 5.6904 | 5.7359 | 5.0245 | 5.0133 | 4.7684 | 5.6015 | 6.1111 | 6.2439 | 5.4801 | 4.5374
Program Specific1-in-10Size: Over 200kWSouth of Lugo2024August Monthly Peak | Program Specific | 1-in-10 | Size: Over 200kW | South of Lugo | 2024 | August Monthly Peak | 8 | 124.93 | 120.1789 | 116.1463 | 117.517 | 125.4107 | 149.7588 | 176.7609 | 197.5576 | 215.8465 | 231.0837 | 243.5428 | 245.5904 | 241.2963 | 243.2517 | 240.643 | 233.0388 | 223.217 | 210.9781 | 189.8099 | 181.5811 | 172.9289 | 161.1752 | 146.3956 | 136.011 | -0.93205 | -0.1186 | -0.36038 | -0.47204 | -2.0634 | -2.5279 | -2.1471 | -2.0366 | -0.70767 | 0.52945 | 1.1519 | 0.068579 | 1.3186 | 2.2251 | 6.6524 | 5.8498 | 5.7736 | 5.0107 | 2.6356 | 0.97799 | 1.3641 | 1.7585 | 0.78144 | 0.55664 | 71.2224 | 70.6 | 70.0442 | 69.5329 | 69.2947 | 69.5636 | 69.7351 | 69.9029 | 72.26 | 76.2494 | 79.6912 | 83.6031 | 85.7344 | 87.1219 | 87.4994 | 89.1919 | 91.2969 | 92.9844 | 92.7469 | 88.7575 | 82.3606 | 78.6169 | 76.6481 | 74.1537 | 4.9912 | 4.7461 | 5.1207 | 6.1308 | 5.6409 | 6.1509 | 5.3965 | 5.7278 | 7.2009 | 8.1633 | 8.0085 | 6.7414 | 7.1666 | 7.2113 | 6.0687 | 6.098 | 5.3378 | 5.326 | 5.0378 | 5.967 | 6.4353 | 6.5944 | 5.778 | 4.7611
Program Specific1-in-10Size: Over 200kWSouth of Lugo2024September Monthly Peak | Program Specific | 1-in-10 | Size: Over 200kW | South of Lugo | 2024 | September Monthly Peak | 9 | 122.7967 | 118.4153 | 114.8488 | 116.3937 | 123.8101 | 149.4418 | 178.955 | 201.5807 | 224.8498 | 243.0707 | 256.7437 | 259.084 | 256.0068 | 257.7144 | 252.3073 | 242.2829 | 229.5743 | 216.0486 | 194.3157 | 188.2532 | 176.1218 | 162.0326 | 145.9692 | 134.8828 | -1.0321 | -0.16809 | -0.53156 | -0.1857 | -1.6076 | -2.83 | -2.578 | -2.9544 | -0.73588 | 0.53762 | 1.1974 | -1.0716 | -0.081843 | 1.0777 | 5.2481 | 4.4911 | 4.4915 | 3.758 | 1.4072 | -0.73964 | 0.45895 | 1.3924 | 0.56899 | 0.59645 | 76.3932 | 75.6337 | 74.7473 | 73.8075 | 72.9049 | 72.6477 | 72.5842 | 72.8392 | 74.9106 | 78.9906 | 82.5663 | 86.8356 | 89.81 | 91.18 | 90.9248 | 90.9397 | 90.9329 | 89.9031 | 88.5181 | 84.8194 | 80.5206 | 77.355 | 75.1706 | 73.7219 | 5.0238 | 4.7887 | 5.1851 | 6.218 | 5.7027 | 6.2852 | 5.5947 | 5.9848 | 7.6813 | 8.7929 | 8.6453 | 7.2826 | 7.7861 | 7.8235 | 6.5157 | 6.4922 | 5.6217 | 5.585 | 5.2813 | 6.3348 | 6.7115 | 6.7887 | 5.8995 | 4.8349
Program Specific1-in-10Size: Over 200kWSouth of Lugo2024October Monthly Peak | Program Specific | 1-in-10 | Size: Over 200kW | South of Lugo | 2024 | October Monthly Peak | 10 | 116.5805 | 113.6555 | 109.5157 | 110.4226 | 117.3147 | 137.6989 | 165.1612 | 184.9388 | 202.7212 | 221.2139 | 235.7799 | 240.3312 | 239.5671 | 241.5181 | 237.87 | 226.4271 | 214.3428 | 200.1127 | 186.4335 | 176.6028 | 165.7902 | 152.9178 | 137.5318 | 126.155 | -0.78967 | -0.076399 | -0.21827 | -0.63804 | -2.2262 | -2.1183 | -1.7348 | -1.3217 | -0.66549 | 0.51961 | 1.1265 | 0.83902 | 2.3172 | 3.0816 | 7.7599 | 6.7652 | 6.5265 | 5.6778 | 3.4897 | 2.1478 | 1.9449 | 1.9262 | 0.87818 | 0.48608 | 71.3172 | 70.3528 | 69.2874 | 68.1807 | 67.0397 | 66.7522 | 66.7812 | 66.7081 | 67.8725 | 70.9343 | 75.3103 | 80.1423 | 84.3319 | 86.6206 | 86.9688 | 86.8144 | 86.3181 | 85.3019 | 82.6336 | 78.5021 | 74.7016 | 72.5452 | 71.0199 | 69.8876 | 4.6447 | 4.476 | 4.815 | 5.7448 | 5.2622 | 5.6399 | 5.0284 | 5.3471 | 6.7443 | 7.793 | 7.7318 | 6.5788 | 7.0956 | 7.1401 | 5.9822 | 5.9086 | 5.1114 | 5.0378 | 4.9345 | 5.7873 | 6.1526 | 6.2393 | 5.4132 | 4.4038
Program Specific1-in-10Size: Over 200kWSouth of Lugo2024November Monthly Peak | Program Specific | 1-in-10 | Size: Over 200kW | South of Lugo | 2024 | November Monthly Peak | 11 | 110.3212 | 106.1591 | 102.6146 | 104.5152 | 111.1343 | 128.7282 | 152.7501 | 172.7249 | 191.7324 | 210.1879 | 223.6616 | 227.4383 | 225.9112 | 227.0306 | 221.2297 | 209.4047 | 199.4699 | 192.7766 | 176.3251 | 166.1657 | 156.6166 | 143.3998 | 129.5465 | 119.2223 | -0.71507 | -0.057169 | -0.15614 | -0.6821 | -2.228 | -1.8984 | -1.4978 | -1.0024 | -0.62976 | 0.49887 | 1.0732 | 1.1043 | 2.589 | 3.2451 | 7.6849 | 6.6815 | 6.462 | 5.8483 | 3.6624 | 2.4992 | 2.0929 | 1.909 | 0.88483 | 0.44724 | 69.0601 | 67.2417 | 66.6156 | 64.9755 | 64.1224 | 63.0681 | 62.6252 | 63.2429 | 66.0459 | 71.7899 | 78.4631 | 83.7288 | 86.0794 | 87.6594 | 88.2256 | 86.8437 | 84.6088 | 82.0838 | 79.7356 | 76.9789 | 75.0341 | 73.2298 | 71.082 | 69.5449 | 4.4069 | 4.1918 | 4.5235 | 5.4518 | 4.9981 | 5.2864 | 4.6628 | 5.0071 | 6.3955 | 7.4241 | 7.3538 | 6.2423 | 6.7088 | 6.7295 | 5.5784 | 5.4789 | 4.7693 | 4.8659 | 4.6793 | 5.4596 | 5.8275 | 5.8664 | 5.1123 | 4.1728
Program Specific1-in-10Size: Over 200kWSouth of Lugo2024December Monthly Peak | Program Specific | 1-in-10 | Size: Over 200kW | South of Lugo | 2024 | December Monthly Peak | 12 | 98.1289 | 95.4994 | 91.9999 | 92.2556 | 96.1089 | 110.7127 | 134.5575 | 149.5265 | 160.0637 | 167.9786 | 167.8552 | 166.9834 | 162.6944 | 162.0274 | 159.2696 | 152.9714 | 150.1651 | 152.0786 | 145.8811 | 141.263 | 134.1492 | 125.1747 | 113.5759 | 104.214 | -0.5137 | 0.0031129 | 0.045285 | -0.89698 | -2.3668 | -1.332 | -0.91807 | -0.0096876 | -0.52697 | 0.41629 | 0.82009 | 1.7841 | 3.1069 | 3.3781 | 6.9715 | 6.2067 | 6.1137 | 5.8896 | 4.3095 | 3.8617 | 2.7281 | 2.0493 | 0.99164 | 0.34563 | 48.0612 | 47.0369 | 46.7885 | 47.2211 | 47.7854 | 47.2933 | 48.4599 | 48.7211 | 49.5359 | 50.6771 | 51.6796 | 53.1943 | 54.8839 | 54.4417 | 54.2567 | 53.901 | 53.3169 | 52.0063 | 50.8597 | 48.9994 | 46.7173 | 47.0328 | 46.9967 | 46.1659 | 4.0615 | 3.9071 | 4.202 | 4.9861 | 4.4785 | 4.7107 | 4.2558 | 4.4912 | 5.532 | 6.1475 | 5.7182 | 4.7486 | 5.0059 | 4.9761 | 4.1611 | 4.1469 | 3.7201 | 3.9773 | 4.0112 | 4.809 | 5.1718 | 5.3057 | 4.6439 | 3.7792
Program Specific1-in-10Size: Over 200kWSouth of Lugo2024Typical Event Day | Program Specific | 1-in-10 | Size: Over 200kW | South of Lugo | 2024 | Typical Event Day | 8 | 124.4273 | 119.6652 | 115.6007 | 116.8444 | 124.6516 | 148.8033 | 175.533 | 195.9536 | 213.3837 | 227.8605 | 239.8318 | 241.8212 | 237.5474 | 239.4987 | 237.1314 | 229.7862 | 220.2346 | 208.3312 | 187.7888 | 179.9542 | 171.6452 | 160.1169 | 145.2984 | 135.0428 | -0.88507 | -0.099052 | -0.2938 | -0.57342 | -2.21 | -2.3992 | -1.9863 | -1.7067 | -0.70005 | 0.52872 | 1.1402 | 0.46033 | 1.8037 | 2.6283 | 7.1523 | 6.3232 | 6.2069 | 5.435 | 3.0665 | 1.5859 | 1.6876 | 1.8835 | 0.85255 | 0.53632 | 70.9015 | 70.1164 | 69.5922 | 69.0412 | 68.3296 | 67.9938 | 67.9992 | 68.7645 | 71.2105 | 75.2134 | 79.2638 | 83.1627 | 84.7171 | 85.3611 | 86.1315 | 86.742 | 87.3634 | 87.1081 | 86.4113 | 83.0806 | 78.4299 | 75.1671 | 73.2419 | 71.816 | 4.9563 | 4.7117 | 5.0815 | 6.0776 | 5.5901 | 6.0935 | 5.3431 | 5.6644 | 7.0975 | 8.0255 | 7.863 | 6.6182 | 7.0343 | 7.0789 | 5.9624 | 5.9951 | 5.2508 | 5.2436 | 4.9694 | 5.8959 | 6.3686 | 6.5317 | 5.7177 | 4.7131
Program Specific1-in-10Size: Over 200kWSouth of Lugo2025January Monthly Peak | Program Specific | 1-in-10 | Size: Over 200kW | South of Lugo | 2025 | January Monthly Peak | 1 | 97.0954 | 94.7515 | 92.1596 | 91.8424 | 97.0141 | 111.7376 | 136.288 | 151.628 | 161.0228 | 167.8015 | 167.7165 | 167.3019 | 162.8874 | 163.2329 | 159.7756 | 153.3003 | 147.7285 | 149.4511 | 143.6156 | 139.6485 | 132.035 | 124.243 | 113.8579 | 105.0797 | -0.50829 | 0.0030885 | 0.045363 | -0.89297 | -2.3891 | -1.3444 | -0.92987 | -0.0098238 | -0.53013 | 0.41585 | 0.81941 | 1.7875 | 3.1106 | 3.4032 | 6.9936 | 6.22 | 6.0145 | 5.7878 | 4.2426 | 3.8176 | 2.6851 | 2.0341 | 0.9941 | 0.3485 | 48.7296 | 47.8879 | 46.9977 | 46.8036 | 46.1961 | 46.271 | 46.0261 | 45.8228 | 45.7814 | 48.733 | 51.8249 | 53.2169 | 54.8092 | 55.7299 | 55.5991 | 54.5499 | 52.9429 | 51.6935 | 50.1481 | 48.059 | 46.7916 | 45.9024 | 45.79 | 45.3644 | 4.0187 | 3.8765 | 4.2093 | 4.9637 | 4.5206 | 4.7543 | 4.3105 | 4.5543 | 5.5651 | 6.141 | 5.7135 | 4.7576 | 5.0118 | 5.0132 | 4.1743 | 4.1558 | 3.6597 | 3.9085 | 3.9489 | 4.7541 | 5.0902 | 5.2662 | 4.6555 | 3.8106
Program Specific1-in-10Size: Over 200kWSouth of Lugo2025February Monthly Peak | Program Specific | 1-in-10 | Size: Over 200kW | South of Lugo | 2025 | February Monthly Peak | 2 | 101.9356 | 98.9713 | 95.338 | 95.9495 | 101.1129 | 117.3525 | 141.0994 | 156.5784 | 167.9404 | 176.7051 | 181.3215 | 185.0023 | 183.4269 | 184.8778 | 182.2348 | 174.3532 | 166.5221 | 162.9055 | 155.2363 | 148.5027 | 140.3325 | 129.918 | 118.1802 | 110.1787 | -0.53363 | 0.0032261 | 0.046928 | -0.9329 | -2.4901 | -1.4119 | -0.9627 | -0.010145 | -0.5529 | 0.43792 | 0.88588 | 1.9766 | 3.5028 | 3.8545 | 7.9767 | 7.0742 | 6.7797 | 6.3088 | 4.5859 | 4.0596 | 2.8539 | 2.127 | 1.0318 | 0.36541 | 54.5512 | 53.4637 | 52.3299 | 51.5505 | 51.9605 | 51.2159 | 48.1183 | 51.3293 | 53.6215 | 56.172 | 58.7204 | 59.1981 | 60.3955 | 62.0331 | 63.0636 | 63.5396 | 62.6202 | 61.9136 | 60.5668 | 58.9026 | 57.4316 | 56.0539 | 55.6385 | 54.3869 | 4.219 | 4.0491 | 4.3545 | 5.1857 | 4.7116 | 4.9933 | 4.4627 | 4.703 | 5.8042 | 6.4669 | 6.1769 | 5.261 | 5.6438 | 5.6779 | 4.7611 | 4.7265 | 4.1253 | 4.2604 | 4.2684 | 5.0555 | 5.4101 | 5.5068 | 4.8322 | 3.9955
Program Specific1-in-10Size: Over 200kWSouth of Lugo2025March Monthly Peak | Program Specific | 1-in-10 | Size: Over 200kW | South of Lugo | 2025 | March Monthly Peak | 3 | 108.0329 | 103.2918 | 98.9721 | 99.0739 | 105.0179 | 123.0016 | 148.158 | 165.76 | 179.1777 | 191.7244 | 200.578 | 205.5154 | 204.5966 | 206.942 | 205.2061 | 196.8137 | 187.6286 | 179.0639 | 166.7951 | 161.4859 | 152.013 | 140.6362 | 126.3517 | 116.709 | -0.56555 | 0.0033669 | 0.048717 | -0.96328 | -2.5862 | -1.4799 | -1.0109 | -0.010739 | -0.5899 | 0.47514 | 0.97996 | 2.1958 | 3.907 | 4.3145 | 8.9822 | 7.9855 | 7.639 | 6.9346 | 4.9273 | 4.4146 | 3.0914 | 2.3025 | 1.1032 | 0.38706 | 61.6511 | 60.0766 | 59.0057 | 57.7962 | 56.8118 | 55.8486 | 55.1722 | 54.8128 | 56.3476 | 59.935 | 64.0638 | 68.5774 | 72.906 | 74.4456 | 75.2523 | 74.9991 | 73.8436 | 72.1439 | 71.0738 | 69.4824 | 66.8472 | 64.3666 | 61.9879 | 60.0817 | 4.4714 | 4.2259 | 4.5205 | 5.3546 | 4.8936 | 5.2336 | 4.686 | 4.9788 | 6.1926 | 7.0165 | 6.8329 | 5.8443 | 6.2952 | 6.3555 | 5.3612 | 5.3354 | 4.6482 | 4.683 | 4.5862 | 5.4975 | 5.8604 | 5.9611 | 5.1663 | 4.2323
Program Specific1-in-10Size: Over 200kWSouth of Lugo2025April Monthly Peak | Program Specific | 1-in-10 | Size: Over 200kW | South of Lugo | 2025 | April Monthly Peak | 4 | 114.1251 | 109.8238 | 105.782 | 106.1213 | 113.6529 | 132.3596 | 157.9425 | 177.8523 | 197.1128 | 214.3535 | 228.2508 | 233.7556 | 232.7227 | 235.0389 | 231.4518 | 222.3084 | 210.9477 | 197.9517 | 179.4392 | 172.8409 | 163.9774 | 151.1061 | 136.8224 | 126.1824 | -0.75389 | -0.065385 | -0.18217 | -0.65882 | -2.2267 | -1.9878 | -1.5956 | -1.1338 | -0.64729 | 0.50652 | 1.0932 | 0.99937 | 2.4901 | 3.2062 | 7.8318 | 6.9014 | 6.6591 | 5.8399 | 3.5705 | 2.388 | 2.0774 | 1.9656 | 0.90864 | 0.47881 | 70.8161 | 69.7236 | 68.1326 | 66.495 | 65.094 | 64.2257 | 63.7688 | 63.8636 | 66.5494 | 72.1305 | 77.2163 | 82.3925 | 85.7063 | 87.2219 | 86.2613 | 86.0587 | 86.1119 | 85.9806 | 84.5475 | 80.3969 | 75.4854 | 71.1383 | 68.7461 | 67.5417 | 4.5525 | 4.3305 | 4.6566 | 5.5278 | 5.1042 | 5.4279 | 4.8146 | 5.1486 | 6.5658 | 7.5607 | 7.4942 | 6.4068 | 6.9014 | 6.9571 | 5.828 | 5.8084 | 5.0367 | 4.9895 | 4.7553 | 5.671 | 6.0929 | 6.173 | 5.3919 | 4.4102
Program Specific1-in-10Size: Over 200kWSouth of Lugo2025May Monthly Peak | Program Specific | 1-in-10 | Size: Over 200kW | South of Lugo | 2025 | May Monthly Peak | 5 | 113.8817 | 109.3688 | 105.8465 | 106.7564 | 114.7383 | 134.4327 | 159.5186 | 182.7199 | 203.0292 | 220.768 | 235.3927 | 239.586 | 237.3823 | 239.1706 | 235.0084 | 224.8555 | 212.642 | 200.3086 | 180.7532 | 171.7424 | 164.8614 | 151.7817 | 137.5085 | 126.9163 | -0.81789 | -0.093978 | -0.28078 | -0.50507 | -2.0052 | -2.1876 | -1.8313 | -1.6494 | -0.666 | 0.51098 | 1.118 | 0.37897 | 1.7023 | 2.5381 | 6.9711 | 6.0799 | 5.8953 | 5.1329 | 2.8641 | 1.3969 | 1.5574 | 1.7598 | 0.79241 | 0.50709 | 71.2407 | 69.8363 | 68.4278 | 68.0657 | 67.7908 | 67.5084 | 67.468 | 67.6062 | 70.9436 | 76.4487 | 81.1138 | 84.3856 | 86.1012 | 86.6825 | 87.4444 | 87.5475 | 87.3819 | 86.3312 | 86.0575 | 83.5181 | 79.1313 | 74.2776 | 71.5272 | 69.1738 | 4.5378 | 4.3078 | 4.6543 | 5.5547 | 5.1473 | 5.5068 | 4.8572 | 5.2836 | 6.7554 | 7.7783 | 7.7201 | 6.5593 | 7.0318 | 7.0716 | 5.911 | 5.8684 | 5.0715 | 5.0434 | 4.7848 | 5.6288 | 6.1189 | 6.1937 | 5.413 | 4.431
Program Specific1-in-10Size: Over 200kWSouth of Lugo2025June Monthly Peak | Program Specific | 1-in-10 | Size: Over 200kW | South of Lugo | 2025 | June Monthly Peak | 6 | 116.5603 | 111.8831 | 108.2478 | 108.8578 | 117.0275 | 136.1688 | 159.6902 | 181.5885 | 197.9904 | 213.5483 | 225.6214 | 226.6282 | 221.6997 | 223.3689 | 220.8883 | 214.2316 | 204.0744 | 193.3091 | 175.2486 | 167.5352 | 161.6817 | 150.0724 | 136.1798 | 126.4092 | -0.68634 | -0.029836 | -0.06095 | -0.87607 | -2.6012 | -1.8321 | -1.3391 | -0.55783 | -0.65104 | 0.51749 | 1.092 | 1.7292 | 3.3465 | 3.8897 | 8.6229 | 7.7193 | 7.4191 | 6.6364 | 4.3717 | 3.5004 | 2.6973 | 2.2164 | 1.0534 | 0.44804 | 65.6235 | 65.1654 | 65.1883 | 64.8775 | 63.4948 | 62.4672 | 62.0354 | 63.7598 | 66.7341 | 70.6295 | 75.2333 | 79.7675 | 81.9686 | 82.2137 | 82.7369 | 83.0238 | 84.2225 | 83.195 | 83.1469 | 79.2956 | 74.8085 | 71.471 | 69.3593 | 68.4911 | 4.7133 | 4.472 | 4.8303 | 5.7479 | 5.3277 | 5.6605 | 4.9345 | 5.3286 | 6.6853 | 7.6353 | 7.5092 | 6.2964 | 6.6644 | 6.7021 | 5.6381 | 5.6739 | 4.9392 | 4.9392 | 4.7077 | 5.5722 | 6.0897 | 6.2146 | 5.44 | 4.4786
Program Specific1-in-10Size: Over 200kWSouth of Lugo2025July Monthly Peak | Program Specific | 1-in-10 | Size: Over 200kW | South of Lugo | 2025 | July Monthly Peak | 7 | 119.712 | 114.7067 | 110.9333 | 112.1021 | 120.6526 | 142.2093 | 167.4747 | 189.3115 | 205.9758 | 219.155 | 229.996 | 230.9052 | 226.99 | 228.8222 | 226.1616 | 219.7061 | 210.5999 | 199.0506 | 180.0753 | 170.8531 | 164.5974 | 152.9598 | 139.168 | 129.9219 | -0.80191 | -0.073169 | -0.20767 | -0.66928 | -2.3227 | -2.1644 | -1.729 | -1.2877 | -0.67627 | 0.51615 | 1.1001 | 0.88699 | 2.2998 | 3.0097 | 7.5007 | 6.6789 | 6.5178 | 5.748 | 3.4656 | 2.2042 | 1.9999 | 1.9549 | 0.90453 | 0.4972 | 70.3668 | 69.0666 | 68.3889 | 67.9467 | 67.6242 | 67.2967 | 67.6421 | 68.5562 | 70.9371 | 74.9841 | 79.5644 | 82.4444 | 81.3556 | 80.9287 | 83.365 | 83.8125 | 83.0012 | 82.35 | 81.2331 | 79.45 | 76.03 | 73.2256 | 71.7894 | 70.8974 | 4.7717 | 4.5195 | 4.8796 | 5.8348 | 5.4144 | 5.8273 | 5.1012 | 5.476 | 6.8557 | 7.724 | 7.5456 | 6.3237 | 6.7261 | 6.7678 | 5.6904 | 5.7359 | 5.0245 | 5.0133 | 4.7684 | 5.6015 | 6.1111 | 6.2439 | 5.4801 | 4.5374
Program Specific1-in-10Size: Over 200kWSouth of Lugo2025August Monthly Peak | Program Specific | 1-in-10 | Size: Over 200kW | South of Lugo | 2025 | August Monthly Peak | 8 | 124.9301 | 120.1789 | 116.1463 | 117.517 | 125.4107 | 149.7588 | 176.7609 | 197.5576 | 215.8465 | 231.0838 | 243.5428 | 245.5904 | 241.2963 | 243.2517 | 240.6431 | 233.0388 | 223.217 | 210.9781 | 189.8099 | 181.5811 | 172.9289 | 161.1752 | 146.3956 | 136.011 | -0.93205 | -0.1186 | -0.36038 | -0.47204 | -2.0634 | -2.5279 | -2.1471 | -2.0366 | -0.70767 | 0.52945 | 1.1519 | 0.068579 | 1.3186 | 2.2251 | 6.6524 | 5.8498 | 5.7736 | 5.0107 | 2.6356 | 0.97799 | 1.3641 | 1.7585 | 0.78144 | 0.55664 | 71.2224 | 70.6 | 70.0442 | 69.5329 | 69.2947 | 69.5636 | 69.7351 | 69.9029 | 72.26 | 76.2494 | 79.6912 | 83.6031 | 85.7344 | 87.1219 | 87.4994 | 89.1919 | 91.2969 | 92.9844 | 92.7469 | 88.7575 | 82.3606 | 78.6169 | 76.6481 | 74.1537 | 4.9912 | 4.7461 | 5.1207 | 6.1308 | 5.6409 | 6.1509 | 5.3965 | 5.7278 | 7.2009 | 8.1633 | 8.0085 | 6.7414 | 7.1666 | 7.2113 | 6.0687 | 6.098 | 5.3378 | 5.326 | 5.0378 | 5.967 | 6.4353 | 6.5944 | 5.778 | 4.7611
Program Specific1-in-10Size: Over 200kWSouth of Lugo2025September Monthly Peak | Program Specific | 1-in-10 | Size: Over 200kW | South of Lugo | 2025 | September Monthly Peak | 9 | 122.7967 | 118.4153 | 114.8488 | 116.3937 | 123.8101 | 149.4418 | 178.955 | 201.5807 | 224.8498 | 243.0708 | 256.7437 | 259.084 | 256.0068 | 257.7144 | 252.3073 | 242.2829 | 229.5743 | 216.0486 | 194.3157 | 188.2532 | 176.1218 | 162.0326 | 145.9692 | 134.8828 | -1.0321 | -0.16809 | -0.53156 | -0.1857 | -1.6076 | -2.83 | -2.578 | -2.9544 | -0.73588 | 0.53762 | 1.1974 | -1.0716 | -0.081843 | 1.0777 | 5.2481 | 4.4911 | 4.4915 | 3.758 | 1.4072 | -0.73964 | 0.45895 | 1.3924 | 0.56899 | 0.59645 | 76.3932 | 75.6337 | 74.7473 | 73.8075 | 72.9049 | 72.6477 | 72.5842 | 72.8392 | 74.9106 | 78.9906 | 82.5662 | 86.8356 | 89.81 | 91.18 | 90.9248 | 90.9397 | 90.9329 | 89.9031 | 88.5181 | 84.8194 | 80.5206 | 77.355 | 75.1706 | 73.7219 | 5.0238 | 4.7887 | 5.1851 | 6.218 | 5.7027 | 6.2852 | 5.5947 | 5.9848 | 7.6813 | 8.7929 | 8.6453 | 7.2826 | 7.7861 | 7.8235 | 6.5157 | 6.4922 | 5.6217 | 5.585 | 5.2813 | 6.3348 | 6.7115 | 6.7887 | 5.8995 | 4.8349
Program Specific1-in-10Size: Over 200kWSouth of Lugo2025October Monthly Peak | Program Specific | 1-in-10 | Size: Over 200kW | South of Lugo | 2025 | October Monthly Peak | 10 | 116.5804 | 113.6555 | 109.5157 | 110.4226 | 117.3147 | 137.6989 | 165.1612 | 184.9388 | 202.7212 | 221.2139 | 235.7799 | 240.3312 | 239.5671 | 241.5181 | 237.87 | 226.4271 | 214.3428 | 200.1127 | 186.4335 | 176.6028 | 165.7902 | 152.9178 | 137.5318 | 126.155 | -0.78967 | -0.076399 | -0.21827 | -0.63804 | -2.2262 | -2.1183 | -1.7348 | -1.3217 | -0.66549 | 0.51961 | 1.1265 | 0.83902 | 2.3172 | 3.0816 | 7.7599 | 6.7652 | 6.5265 | 5.6778 | 3.4897 | 2.1478 | 1.9449 | 1.9262 | 0.87818 | 0.48608 | 71.3172 | 70.3528 | 69.2874 | 68.1807 | 67.0397 | 66.7522 | 66.7812 | 66.7081 | 67.8725 | 70.9343 | 75.3103 | 80.1423 | 84.3319 | 86.6206 | 86.9688 | 86.8144 | 86.3181 | 85.3019 | 82.6336 | 78.5021 | 74.7016 | 72.5452 | 71.0199 | 69.8876 | 4.6447 | 4.476 | 4.815 | 5.7448 | 5.2622 | 5.6399 | 5.0284 | 5.3471 | 6.7443 | 7.793 | 7.7318 | 6.5788 | 7.0956 | 7.1401 | 5.9822 | 5.9086 | 5.1114 | 5.0378 | 4.9345 | 5.7873 | 6.1526 | 6.2393 | 5.4132 | 4.4038
Program Specific1-in-10Size: Over 200kWSouth of Lugo2025November Monthly Peak | Program Specific | 1-in-10 | Size: Over 200kW | South of Lugo | 2025 | November Monthly Peak | 11 | 110.3212 | 106.1591 | 102.6146 | 104.5152 | 111.1343 | 128.7281 | 152.7502 | 172.7249 | 191.7324 | 210.1879 | 223.6616 | 227.4384 | 225.9112 | 227.0305 | 221.2297 | 209.4047 | 199.4699 | 192.7766 | 176.3251 | 166.1657 | 156.6166 | 143.3998 | 129.5465 | 119.2223 | -0.71507 | -0.057169 | -0.15614 | -0.6821 | -2.228 | -1.8984 | -1.4978 | -1.0024 | -0.62976 | 0.49887 | 1.0732 | 1.1043 | 2.589 | 3.2451 | 7.6849 | 6.6815 | 6.462 | 5.8483 | 3.6624 | 2.4992 | 2.0929 | 1.909 | 0.88483 | 0.44724 | 69.0601 | 67.2417 | 66.6156 | 64.9755 | 64.1224 | 63.0681 | 62.6252 | 63.2429 | 66.0459 | 71.7899 | 78.4631 | 83.7288 | 86.0794 | 87.6594 | 88.2256 | 86.8438 | 84.6088 | 82.0838 | 79.7356 | 76.9789 | 75.0341 | 73.2298 | 71.082 | 69.5449 | 4.4069 | 4.1918 | 4.5235 | 5.4518 | 4.9981 | 5.2864 | 4.6628 | 5.0071 | 6.3955 | 7.4241 | 7.3538 | 6.2423 | 6.7087 | 6.7295 | 5.5784 | 5.4789 | 4.7693 | 4.8659 | 4.6793 | 5.4596 | 5.8275 | 5.8664 | 5.1123 | 4.1728
Program Specific1-in-10Size: Over 200kWSouth of Lugo2025December Monthly Peak | Program Specific | 1-in-10 | Size: Over 200kW | South of Lugo | 2025 | December Monthly Peak | 12 | 98.1289 | 95.4994 | 91.9999 | 92.2556 | 96.1089 | 110.7127 | 134.5575 | 149.5265 | 160.0637 | 167.9786 | 167.8552 | 166.9834 | 162.6944 | 162.0274 | 159.2696 | 152.9714 | 150.1651 | 152.0786 | 145.8811 | 141.263 | 134.1492 | 125.1747 | 113.5759 | 104.214 | -0.5137 | 0.0031129 | 0.045285 | -0.89698 | -2.3668 | -1.332 | -0.91807 | -0.0096876 | -0.52697 | 0.41629 | 0.82009 | 1.7841 | 3.1069 | 3.3781 | 6.9715 | 6.2067 | 6.1137 | 5.8896 | 4.3095 | 3.8617 | 2.7281 | 2.0493 | 0.99164 | 0.34563 | 48.0612 | 47.0369 | 46.7885 | 47.2211 | 47.7854 | 47.2932 | 48.4599 | 48.7211 | 49.5359 | 50.6771 | 51.6796 | 53.1943 | 54.8839 | 54.4417 | 54.2567 | 53.901 | 53.3169 | 52.0063 | 50.8597 | 48.9994 | 46.7172 | 47.0328 | 46.9968 | 46.1659 | 4.0615 | 3.9071 | 4.202 | 4.9861 | 4.4785 | 4.7107 | 4.2558 | 4.4912 | 5.532 | 6.1475 | 5.7182 | 4.7486 | 5.0059 | 4.9761 | 4.1611 | 4.1469 | 3.7201 | 3.9773 | 4.0112 | 4.809 | 5.1718 | 5.3057 | 4.6439 | 3.7792
Program Specific1-in-10Size: Over 200kWSouth of Lugo2025Typical Event Day | Program Specific | 1-in-10 | Size: Over 200kW | South of Lugo | 2025 | Typical Event Day | 8 | 124.4273 | 119.6652 | 115.6007 | 116.8444 | 124.6516 | 148.8033 | 175.533 | 195.9535 | 213.3837 | 227.8605 | 239.8318 | 241.8212 | 237.5474 | 239.4987 | 237.1314 | 229.7862 | 220.2345 | 208.3312 | 187.7888 | 179.9542 | 171.6452 | 160.1169 | 145.2984 | 135.0428 | -0.88507 | -0.099052 | -0.2938 | -0.57342 | -2.21 | -2.3992 | -1.9863 | -1.7067 | -0.70005 | 0.52872 | 1.1402 | 0.46033 | 1.8037 | 2.6283 | 7.1523 | 6.3232 | 6.2069 | 5.435 | 3.0665 | 1.5859 | 1.6876 | 1.8835 | 0.85255 | 0.53632 | 70.9015 | 70.1164 | 69.5922 | 69.0412 | 68.3296 | 67.9938 | 67.9992 | 68.7645 | 71.2105 | 75.2134 | 79.2638 | 83.1627 | 84.7171 | 85.3611 | 86.1315 | 86.742 | 87.3634 | 87.1081 | 86.4112 | 83.0806 | 78.4299 | 75.1671 | 73.2419 | 71.816 | 4.9563 | 4.7117 | 5.0815 | 6.0776 | 5.5901 | 6.0935 | 5.3431 | 5.6644 | 7.0975 | 8.0255 | 7.863 | 6.6183 | 7.0343 | 7.0789 | 5.9624 | 5.9951 | 5.2508 | 5.2436 | 4.9694 | 5.8959 | 6.3686 | 6.5317 | 5.7177 | 4.7131
Program Specific1-in-10Size: Over 200kWSouth of Lugo2026January Monthly Peak | Program Specific | 1-in-10 | Size: Over 200kW | South of Lugo | 2026 | January Monthly Peak | 1 | 97.0954 | 94.7515 | 92.1596 | 91.8424 | 97.0141 | 111.7375 | 136.288 | 151.628 | 161.0228 | 167.8015 | 167.7165 | 167.3019 | 162.8874 | 163.2329 | 159.7756 | 153.3003 | 147.7285 | 149.451 | 143.6156 | 139.6485 | 132.035 | 124.243 | 113.8579 | 105.0797 | -0.50829 | 0.0030885 | 0.045363 | -0.89297 | -2.3891 | -1.3444 | -0.92987 | -0.0098238 | -0.53013 | 0.41585 | 0.81941 | 1.7875 | 3.1106 | 3.4032 | 6.9936 | 6.22 | 6.0145 | 5.7878 | 4.2426 | 3.8176 | 2.6851 | 2.0341 | 0.9941 | 0.3485 | 48.7296 | 47.8879 | 46.9977 | 46.8036 | 46.1961 | 46.271 | 46.0261 | 45.8228 | 45.7814 | 48.733 | 51.8249 | 53.2169 | 54.8092 | 55.7299 | 55.5991 | 54.5499 | 52.9429 | 51.6935 | 50.1481 | 48.059 | 46.7916 | 45.9024 | 45.79 | 45.3644 | 4.0187 | 3.8765 | 4.2093 | 4.9637 | 4.5206 | 4.7543 | 4.3105 | 4.5543 | 5.5651 | 6.141 | 5.7135 | 4.7576 | 5.0118 | 5.0132 | 4.1743 | 4.1558 | 3.6597 | 3.9085 | 3.9489 | 4.7541 | 5.0902 | 5.2662 | 4.6555 | 3.8106
Program Specific1-in-10Size: Over 200kWSouth of Lugo2026February Monthly Peak | Program Specific | 1-in-10 | Size: Over 200kW | South of Lugo | 2026 | February Monthly Peak | 2 | 101.9356 | 98.9713 | 95.338 | 95.9495 | 101.1129 | 117.3525 | 141.0994 | 156.5784 | 167.9404 | 176.7051 | 181.3215 | 185.0023 | 183.4269 | 184.8778 | 182.2348 | 174.3532 | 166.5221 | 162.9055 | 155.2363 | 148.5027 | 140.3325 | 129.918 | 118.1802 | 110.1787 | -0.53363 | 0.0032261 | 0.046928 | -0.9329 | -2.4901 | -1.4119 | -0.9627 | -0.010145 | -0.5529 | 0.43792 | 0.88588 | 1.9766 | 3.5028 | 3.8545 | 7.9767 | 7.0742 | 6.7797 | 6.3088 | 4.5859 | 4.0596 | 2.8539 | 2.127 | 1.0318 | 0.36541 | 54.5512 | 53.4637 | 52.3299 | 51.5505 | 51.9605 | 51.2159 | 48.1183 | 51.3293 | 53.6215 | 56.172 | 58.7204 | 59.1981 | 60.3955 | 62.0331 | 63.0636 | 63.5396 | 62.6202 | 61.9136 | 60.5668 | 58.9026 | 57.4316 | 56.0539 | 55.6385 | 54.3869 | 4.219 | 4.0491 | 4.3545 | 5.1857 | 4.7116 | 4.9933 | 4.4627 | 4.703 | 5.8042 | 6.4669 | 6.1769 | 5.261 | 5.6438 | 5.6779 | 4.7611 | 4.7265 | 4.1253 | 4.2604 | 4.2684 | 5.0555 | 5.4101 | 5.5068 | 4.8322 | 3.9955
Program Specific1-in-10Size: Over 200kWSouth of Lugo2026March Monthly Peak | Program Specific | 1-in-10 | Size: Over 200kW | South of Lugo | 2026 | March Monthly Peak | 3 | 108.0329 | 103.2918 | 98.9721 | 99.0739 | 105.0179 | 123.0016 | 148.158 | 165.76 | 179.1777 | 191.7244 | 200.578 | 205.5154 | 204.5967 | 206.9421 | 205.2061 | 196.8137 | 187.6286 | 179.0639 | 166.7951 | 161.4859 | 152.013 | 140.6362 | 126.3517 | 116.7089 | -0.56555 | 0.0033669 | 0.048717 | -0.96328 | -2.5862 | -1.4799 | -1.0109 | -0.010739 | -0.5899 | 0.47514 | 0.97996 | 2.1958 | 3.907 | 4.3145 | 8.9822 | 7.9855 | 7.639 | 6.9346 | 4.9273 | 4.4146 | 3.0914 | 2.3025 | 1.1032 | 0.38706 | 61.6511 | 60.0766 | 59.0058 | 57.7962 | 56.8118 | 55.8486 | 55.1722 | 54.8127 | 56.3476 | 59.935 | 64.0638 | 68.5774 | 72.906 | 74.4456 | 75.2523 | 74.9991 | 73.8436 | 72.1439 | 71.0738 | 69.4824 | 66.8472 | 64.3666 | 61.9879 | 60.0817 | 4.4714 | 4.2259 | 4.5205 | 5.3546 | 4.8936 | 5.2336 | 4.686 | 4.9788 | 6.1926 | 7.0165 | 6.8329 | 5.8443 | 6.2952 | 6.3555 | 5.3612 | 5.3354 | 4.6482 | 4.683 | 4.5862 | 5.4975 | 5.8604 | 5.9611 | 5.1663 | 4.2323
Program Specific1-in-10Size: Over 200kWSouth of Lugo2026April Monthly Peak | Program Specific | 1-in-10 | Size: Over 200kW | South of Lugo | 2026 | April Monthly Peak | 4 | 114.1251 | 109.8238 | 105.782 | 106.1213 | 113.6529 | 132.3596 | 157.9425 | 177.8523 | 197.1128 | 214.3535 | 228.2508 | 233.7557 | 232.7227 | 235.0389 | 231.4518 | 222.3084 | 210.9477 | 197.9518 | 179.4392 | 172.8409 | 163.9774 | 151.1061 | 136.8224 | 126.1824 | -0.75389 | -0.065385 | -0.18217 | -0.65882 | -2.2267 | -1.9878 | -1.5956 | -1.1338 | -0.64729 | 0.50652 | 1.0932 | 0.99937 | 2.4901 | 3.2062 | 7.8318 | 6.9014 | 6.6591 | 5.8399 | 3.5705 | 2.388 | 2.0774 | 1.9656 | 0.90864 | 0.47881 | 70.8161 | 69.7236 | 68.1326 | 66.495 | 65.094 | 64.2257 | 63.7688 | 63.8636 | 66.5494 | 72.1305 | 77.2163 | 82.3925 | 85.7063 | 87.2219 | 86.2612 | 86.0588 | 86.1119 | 85.9806 | 84.5475 | 80.3969 | 75.4854 | 71.1383 | 68.7461 | 67.5417 | 4.5525 | 4.3305 | 4.6566 | 5.5278 | 5.1042 | 5.4279 | 4.8146 | 5.1486 | 6.5658 | 7.5607 | 7.4942 | 6.4068 | 6.9014 | 6.9571 | 5.828 | 5.8084 | 5.0367 | 4.9895 | 4.7553 | 5.671 | 6.0929 | 6.173 | 5.3919 | 4.4102
Program Specific1-in-10Size: Over 200kWSouth of Lugo2026May Monthly Peak | Program Specific | 1-in-10 | Size: Over 200kW | South of Lugo | 2026 | May Monthly Peak | 5 | 113.8817 | 109.3688 | 105.8465 | 106.7564 | 114.7383 | 134.4327 | 159.5186 | 182.7199 | 203.0292 | 220.768 | 235.3927 | 239.586 | 237.3823 | 239.1706 | 235.0084 | 224.8555 | 212.642 | 200.3086 | 180.7532 | 171.7423 | 164.8615 | 151.7817 | 137.5085 | 126.9163 | -0.81789 | -0.093978 | -0.28078 | -0.50507 | -2.0052 | -2.1876 | -1.8313 | -1.6494 | -0.666 | 0.51098 | 1.118 | 0.37897 | 1.7023 | 2.5381 | 6.9711 | 6.0799 | 5.8953 | 5.1329 | 2.8641 | 1.3969 | 1.5574 | 1.7598 | 0.79241 | 0.50709 | 71.2408 | 69.8363 | 68.4277 | 68.0657 | 67.7908 | 67.5084 | 67.468 | 67.6063 | 70.9436 | 76.4488 | 81.1138 | 84.3856 | 86.1012 | 86.6825 | 87.4444 | 87.5475 | 87.3819 | 86.3313 | 86.0575 | 83.5181 | 79.1313 | 74.2776 | 71.5273 | 69.1738 | 4.5378 | 4.3078 | 4.6543 | 5.5547 | 5.1473 | 5.5068 | 4.8572 | 5.2836 | 6.7554 | 7.7783 | 7.7201 | 6.5593 | 7.0318 | 7.0716 | 5.911 | 5.8684 | 5.0715 | 5.0434 | 4.7848 | 5.6288 | 6.1189 | 6.1937 | 5.413 | 4.431
Program Specific1-in-10Size: Over 200kWSouth of Lugo2026June Monthly Peak | Program Specific | 1-in-10 | Size: Over 200kW | South of Lugo | 2026 | June Monthly Peak | 6 | 116.5603 | 111.8831 | 108.2478 | 108.8578 | 117.0275 | 136.1688 | 159.6902 | 181.5885 | 197.9904 | 213.5483 | 225.6214 | 226.6282 | 221.6997 | 223.3689 | 220.8883 | 214.2316 | 204.0744 | 193.3091 | 175.2486 | 167.5352 | 161.6817 | 150.0724 | 136.1798 | 126.4092 | -0.68634 | -0.029836 | -0.06095 | -0.87607 | -2.6012 | -1.8321 | -1.3391 | -0.55783 | -0.65104 | 0.51749 | 1.092 | 1.7292 | 3.3465 | 3.8897 | 8.6229 | 7.7193 | 7.4191 | 6.6364 | 4.3717 | 3.5004 | 2.6973 | 2.2164 | 1.0534 | 0.44804 | 65.6235 | 65.1654 | 65.1883 | 64.8775 | 63.4948 | 62.4672 | 62.0354 | 63.7598 | 66.7341 | 70.6295 | 75.2333 | 79.7675 | 81.9686 | 82.2137 | 82.7369 | 83.0237 | 84.2225 | 83.195 | 83.1469 | 79.2956 | 74.8085 | 71.471 | 69.3593 | 68.4911 | 4.7133 | 4.472 | 4.8303 | 5.7479 | 5.3277 | 5.6605 | 4.9345 | 5.3286 | 6.6853 | 7.6353 | 7.5092 | 6.2964 | 6.6644 | 6.7021 | 5.6381 | 5.6739 | 4.9392 | 4.9392 | 4.7077 | 5.5722 | 6.0897 | 6.2146 | 5.44 | 4.4786
Program Specific1-in-10Size: Over 200kWSouth of Lugo2026July Monthly Peak | Program Specific | 1-in-10 | Size: Over 200kW | South of Lugo | 2026 | July Monthly Peak | 7 | 119.712 | 114.7067 | 110.9333 | 112.1021 | 120.6526 | 142.2093 | 167.4747 | 189.3115 | 205.9758 | 219.155 | 229.996 | 230.9052 | 226.99 | 228.8221 | 226.1616 | 219.7061 | 210.5999 | 199.0506 | 180.0753 | 170.8531 | 164.5974 | 152.9598 | 139.168 | 129.9219 | -0.80191 | -0.073169 | -0.20767 | -0.66928 | -2.3227 | -2.1644 | -1.729 | -1.2877 | -0.67627 | 0.51615 | 1.1001 | 0.88699 | 2.2998 | 3.0097 | 7.5007 | 6.6789 | 6.5178 | 5.748 | 3.4656 | 2.2042 | 1.9999 | 1.9549 | 0.90453 | 0.4972 | 70.3668 | 69.0666 | 68.3889 | 67.9468 | 67.6242 | 67.2968 | 67.6421 | 68.5562 | 70.9371 | 74.9841 | 79.5644 | 82.4444 | 81.3556 | 80.9288 | 83.365 | 83.8125 | 83.0012 | 82.35 | 81.2331 | 79.45 | 76.03 | 73.2256 | 71.7894 | 70.8974 | 4.7717 | 4.5195 | 4.8796 | 5.8348 | 5.4144 | 5.8273 | 5.1012 | 5.476 | 6.8557 | 7.724 | 7.5456 | 6.3237 | 6.7261 | 6.7678 | 5.6904 | 5.7359 | 5.0245 | 5.0133 | 4.7684 | 5.6015 | 6.1111 | 6.2439 | 5.4801 | 4.5374
Program Specific1-in-10Size: Over 200kWSouth of Lugo2026August Monthly Peak | Program Specific | 1-in-10 | Size: Over 200kW | South of Lugo | 2026 | August Monthly Peak | 8 | 124.9301 | 120.1789 | 116.1463 | 117.517 | 125.4107 | 149.7589 | 176.7609 | 197.5576 | 215.8465 | 231.0837 | 243.5428 | 245.5904 | 241.2963 | 243.2517 | 240.643 | 233.0388 | 223.217 | 210.9781 | 189.8099 | 181.5811 | 172.9289 | 161.1752 | 146.3956 | 136.011 | -0.93205 | -0.1186 | -0.36038 | -0.47204 | -2.0634 | -2.5279 | -2.1471 | -2.0366 | -0.70767 | 0.52945 | 1.1519 | 0.068579 | 1.3186 | 2.2251 | 6.6524 | 5.8498 | 5.7736 | 5.0107 | 2.6356 | 0.97799 | 1.3641 | 1.7585 | 0.78144 | 0.55664 | 71.2224 | 70.6 | 70.0442 | 69.5329 | 69.2947 | 69.5636 | 69.7351 | 69.9029 | 72.26 | 76.2494 | 79.6913 | 83.6031 | 85.7344 | 87.1219 | 87.4994 | 89.1919 | 91.2969 | 92.9844 | 92.7469 | 88.7575 | 82.3606 | 78.6169 | 76.6481 | 74.1538 | 4.9912 | 4.7461 | 5.1207 | 6.1308 | 5.6409 | 6.1509 | 5.3965 | 5.7278 | 7.2009 | 8.1633 | 8.0085 | 6.7414 | 7.1666 | 7.2113 | 6.0687 | 6.098 | 5.3378 | 5.326 | 5.0378 | 5.967 | 6.4353 | 6.5944 | 5.778 | 4.7611
Program Specific1-in-10Size: Over 200kWSouth of Lugo2026September Monthly Peak | Program Specific | 1-in-10 | Size: Over 200kW | South of Lugo | 2026 | September Monthly Peak | 9 | 122.7967 | 118.4153 | 114.8489 | 116.3937 | 123.8101 | 149.4418 | 178.955 | 201.5807 | 224.8498 | 243.0707 | 256.7437 | 259.084 | 256.0068 | 257.7144 | 252.3073 | 242.2829 | 229.5743 | 216.0486 | 194.3157 | 188.2532 | 176.1218 | 162.0326 | 145.9692 | 134.8828 | -1.0321 | -0.16809 | -0.53156 | -0.1857 | -1.6076 | -2.83 | -2.578 | -2.9544 | -0.73588 | 0.53762 | 1.1974 | -1.0716 | -0.081843 | 1.0777 | 5.2481 | 4.4911 | 4.4915 | 3.758 | 1.4072 | -0.73964 | 0.45895 | 1.3924 | 0.56899 | 0.59645 | 76.3932 | 75.6337 | 74.7473 | 73.8075 | 72.9049 | 72.6477 | 72.5842 | 72.8392 | 74.9106 | 78.9906 | 82.5662 | 86.8356 | 89.81 | 91.18 | 90.9248 | 90.9397 | 90.9329 | 89.9031 | 88.5181 | 84.8194 | 80.5206 | 77.355 | 75.1706 | 73.7219 | 5.0238 | 4.7887 | 5.1851 | 6.218 | 5.7027 | 6.2852 | 5.5947 | 5.9848 | 7.6813 | 8.7929 | 8.6453 | 7.2826 | 7.7861 | 7.8235 | 6.5157 | 6.4922 | 5.6217 | 5.585 | 5.2813 | 6.3348 | 6.7115 | 6.7887 | 5.8995 | 4.8349
Program Specific1-in-10Size: Over 200kWSouth of Lugo2026October Monthly Peak | Program Specific | 1-in-10 | Size: Over 200kW | South of Lugo | 2026 | October Monthly Peak | 10 | 116.5805 | 113.6555 | 109.5157 | 110.4226 | 117.3147 | 137.6989 | 165.1612 | 184.9388 | 202.7212 | 221.2139 | 235.7799 | 240.3312 | 239.5671 | 241.5181 | 237.87 | 226.4271 | 214.3428 | 200.1127 | 186.4335 | 176.6028 | 165.7902 | 152.9178 | 137.5318 | 126.155 | -0.78967 | -0.076399 | -0.21827 | -0.63804 | -2.2262 | -2.1183 | -1.7348 | -1.3217 | -0.66549 | 0.51961 | 1.1265 | 0.83902 | 2.3172 | 3.0816 | 7.7599 | 6.7652 | 6.5265 | 5.6778 | 3.4897 | 2.1478 | 1.9449 | 1.9262 | 0.87818 | 0.48608 | 71.3172 | 70.3528 | 69.2874 | 68.1807 | 67.0397 | 66.7522 | 66.7812 | 66.7081 | 67.8725 | 70.9343 | 75.3102 | 80.1423 | 84.3319 | 86.6206 | 86.9688 | 86.8144 | 86.3181 | 85.3019 | 82.6336 | 78.5021 | 74.7016 | 72.5452 | 71.0199 | 69.8876 | 4.6447 | 4.476 | 4.815 | 5.7448 | 5.2622 | 5.6399 | 5.0284 | 5.3471 | 6.7443 | 7.793 | 7.7318 | 6.5788 | 7.0956 | 7.1401 | 5.9822 | 5.9086 | 5.1114 | 5.0378 | 4.9345 | 5.7873 | 6.1526 | 6.2393 | 5.4132 | 4.4038
Program Specific1-in-10Size: Over 200kWSouth of Lugo2026November Monthly Peak | Program Specific | 1-in-10 | Size: Over 200kW | South of Lugo | 2026 | November Monthly Peak | 11 | 110.3212 | 106.1591 | 102.6146 | 104.5152 | 111.1343 | 128.7282 | 152.7501 | 172.7249 | 191.7324 | 210.1879 | 223.6617 | 227.4384 | 225.9112 | 227.0306 | 221.2297 | 209.4047 | 199.4699 | 192.7766 | 176.3251 | 166.1657 | 156.6166 | 143.3998 | 129.5465 | 119.2223 | -0.71507 | -0.057169 | -0.15614 | -0.6821 | -2.228 | -1.8984 | -1.4978 | -1.0024 | -0.62976 | 0.49887 | 1.0732 | 1.1043 | 2.589 | 3.2451 | 7.6849 | 6.6815 | 6.462 | 5.8483 | 3.6624 | 2.4992 | 2.0929 | 1.909 | 0.88483 | 0.44724 | 69.0601 | 67.2417 | 66.6156 | 64.9755 | 64.1224 | 63.0681 | 62.6252 | 63.2429 | 66.0459 | 71.7899 | 78.4631 | 83.7287 | 86.0794 | 87.6594 | 88.2256 | 86.8438 | 84.6088 | 82.0838 | 79.7356 | 76.9789 | 75.0341 | 73.2297 | 71.082 | 69.5449 | 4.4069 | 4.1918 | 4.5235 | 5.4518 | 4.9981 | 5.2864 | 4.6628 | 5.0071 | 6.3955 | 7.4241 | 7.3538 | 6.2423 | 6.7087 | 6.7295 | 5.5784 | 5.4789 | 4.7693 | 4.8659 | 4.6793 | 5.4596 | 5.8275 | 5.8664 | 5.1123 | 4.1728
Program Specific1-in-10Size: Over 200kWSouth of Lugo2026December Monthly Peak | Program Specific | 1-in-10 | Size: Over 200kW | South of Lugo | 2026 | December Monthly Peak | 12 | 98.1289 | 95.4994 | 91.9999 | 92.2556 | 96.1089 | 110.7127 | 134.5575 | 149.5265 | 160.0637 | 167.9786 | 167.8551 | 166.9834 | 162.6944 | 162.0274 | 159.2696 | 152.9714 | 150.1651 | 152.0786 | 145.8811 | 141.263 | 134.1492 | 125.1747 | 113.5759 | 104.214 | -0.5137 | 0.0031129 | 0.045285 | -0.89698 | -2.3668 | -1.332 | -0.91807 | -0.0096876 | -0.52697 | 0.41629 | 0.82009 | 1.7841 | 3.1069 | 3.3781 | 6.9715 | 6.2067 | 6.1137 | 5.8896 | 4.3095 | 3.8617 | 2.7281 | 2.0493 | 0.99164 | 0.34563 | 48.0612 | 47.0369 | 46.7885 | 47.2211 | 47.7854 | 47.2932 | 48.4599 | 48.7211 | 49.5359 | 50.6771 | 51.6796 | 53.1943 | 54.8839 | 54.4418 | 54.2567 | 53.901 | 53.3169 | 52.0063 | 50.8597 | 48.9994 | 46.7173 | 47.0328 | 46.9967 | 46.1659 | 4.0615 | 3.9071 | 4.202 | 4.9861 | 4.4785 | 4.7107 | 4.2558 | 4.4912 | 5.532 | 6.1475 | 5.7182 | 4.7486 | 5.0059 | 4.9761 | 4.1611 | 4.1469 | 3.7201 | 3.9773 | 4.0112 | 4.809 | 5.1718 | 5.3057 | 4.6439 | 3.7792
Program Specific1-in-10Size: Over 200kWSouth of Lugo2026Typical Event Day | Program Specific | 1-in-10 | Size: Over 200kW | South of Lugo | 2026 | Typical Event Day | 8 | 124.4273 | 119.6652 | 115.6007 | 116.8444 | 124.6516 | 148.8033 | 175.5331 | 195.9535 | 213.3837 | 227.8604 | 239.8318 | 241.8212 | 237.5474 | 239.4987 | 237.1314 | 229.7862 | 220.2345 | 208.3312 | 187.7888 | 179.9542 | 171.6452 | 160.1169 | 145.2984 | 135.0428 | -0.88507 | -0.099052 | -0.2938 | -0.57342 | -2.21 | -2.3992 | -1.9863 | -1.7067 | -0.70005 | 0.52872 | 1.1402 | 0.46033 | 1.8037 | 2.6283 | 7.1523 | 6.3232 | 6.2069 | 5.435 | 3.0665 | 1.5859 | 1.6876 | 1.8835 | 0.85255 | 0.53632 | 70.9015 | 70.1164 | 69.5922 | 69.0412 | 68.3296 | 67.9938 | 67.9992 | 68.7645 | 71.2105 | 75.2134 | 79.2638 | 83.1627 | 84.7171 | 85.3611 | 86.1315 | 86.742 | 87.3634 | 87.1081 | 86.4112 | 83.0806 | 78.4299 | 75.1671 | 73.2419 | 71.816 | 4.9563 | 4.7117 | 5.0815 | 6.0776 | 5.5901 | 6.0935 | 5.3431 | 5.6644 | 7.0975 | 8.0255 | 7.863 | 6.6182 | 7.0343 | 7.0789 | 5.9624 | 5.9951 | 5.2508 | 5.2436 | 4.9694 | 5.8959 | 6.3686 | 6.5317 | 5.7177 | 4.7131
Program Specific1-in-2Size: Over 200kWSouth of Lugo2015January Monthly Peak | Program Specific | 1-in-2 | Size: Over 200kW | South of Lugo | 2015 | January Monthly Peak | 1 | 99.6484 | 96.8281 | 94.0697 | 93.9355 | 99.9388 | 115.8687 | 140.1807 | 156.0675 | 166.567 | 175.4319 | 180.0906 | 182.2642 | 179.7354 | 180.7899 | 177.0743 | 169.2098 | 161.8106 | 160.9426 | 151.1464 | 145.0891 | 137.3288 | 128.3988 | 116.383 | 107.4082 | -0.52165 | 0.0031562 | 0.046304 | -0.91332 | -2.4611 | -1.3941 | -0.95643 | -0.010111 | -0.54838 | 0.43476 | 0.87987 | 1.9474 | 3.4323 | 3.7692 | 7.7508 | 6.8655 | 6.5879 | 6.2328 | 4.4651 | 3.9663 | 2.7928 | 2.1021 | 1.0161 | 0.35622 | 56.7264 | 56.0296 | 55.7205 | 55.4596 | 54.8197 | 54.5864 | 55.1533 | 55.1781 | 55.7682 | 56.9162 | 58.3259 | 58.9398 | 59.9826 | 60.8897 | 61.6724 | 61.2851 | 61.6421 | 61.3703 | 60.3536 | 59.2241 | 58.6248 | 58.2149 | 57.2759 | 56.1134 | 4.1243 | 3.9615 | 4.2966 | 5.0769 | 4.6569 | 4.9301 | 4.4337 | 4.6876 | 5.7567 | 6.4203 | 6.135 | 5.1831 | 5.5302 | 5.5524 | 4.6262 | 4.5871 | 4.0086 | 4.2091 | 4.1559 | 4.9393 | 5.2943 | 5.4424 | 4.7587 | 3.8951
Program Specific1-in-2Size: Over 200kWSouth of Lugo2015February Monthly Peak | Program Specific | 1-in-2 | Size: Over 200kW | South of Lugo | 2015 | February Monthly Peak | 2 | 102.0684 | 99.0831 | 95.4434 | 96.0678 | 101.2716 | 117.5725 | 141.3186 | 156.8357 | 168.2783 | 177.1642 | 182.0112 | 185.8103 | 184.3189 | 185.8018 | 183.1384 | 175.1851 | 167.2622 | 163.5172 | 155.6475 | 148.8058 | 140.6166 | 130.1429 | 118.3333 | 110.3182 | -0.53432 | 0.0032297 | 0.04698 | -0.93405 | -2.494 | -1.4146 | -0.9642 | -0.010161 | -0.55402 | 0.43905 | 0.88925 | 1.9852 | 3.5198 | 3.8737 | 8.0163 | 7.108 | 6.8098 | 6.3325 | 4.598 | 4.0679 | 2.8597 | 2.1307 | 1.0332 | 0.36587 | 52.2509 | 51.5097 | 51.2054 | 50.8398 | 50.3756 | 49.9551 | 49.5925 | 49.8292 | 51.2148 | 54.8916 | 59.1801 | 63.3735 | 65.018 | 65.9598 | 66.1513 | 65.0371 | 64.1345 | 63.6399 | 61.1774 | 59.2534 | 58.4942 | 57.4992 | 56.3976 | 55.0309 | 4.2245 | 4.0537 | 4.3593 | 5.1921 | 4.719 | 5.0026 | 4.4697 | 4.7107 | 5.8159 | 6.4837 | 6.2004 | 5.284 | 5.6713 | 5.7063 | 4.7847 | 4.7491 | 4.1436 | 4.2764 | 4.2797 | 5.0658 | 5.4211 | 5.5163 | 4.8385 | 4.0006
Program Specific1-in-2Size: Over 200kWSouth of Lugo2015March Monthly Peak | Program Specific | 1-in-2 | Size: Over 200kW | South of Lugo | 2015 | March Monthly Peak | 3 | 105.6709 | 101.2059 | 96.9385 | 96.7279 | 102.0241 | 118.9562 | 143.8311 | 160.5051 | 171.8926 | 181.9594 | 187.1259 | 190.3788 | 188.3311 | 190.2336 | 189.036 | 181.9061 | 174.2708 | 167.8284 | 158.9815 | 155.5787 | 146.7359 | 136.4141 | 123.0722 | 113.7533 | -0.55318 | 0.0032989 | 0.047716 | -0.94047 | -2.5125 | -1.4312 | -0.98134 | -0.010399 | -0.56592 | 0.45094 | 0.91424 | 2.0341 | 3.5964 | 3.9661 | 8.2744 | 7.3807 | 7.0952 | 6.4995 | 4.6965 | 4.2531 | 2.9841 | 2.2333 | 1.0745 | 0.37726 | 54.4139 | 53.2356 | 52.7396 | 52.7467 | 52.3766 | 51.8724 | 51.3923 | 51.7394 | 53.2482 | 54.7177 | 56.9487 | 59.9962 | 62.4948 | 64.4911 | 65.2576 | 65.7249 | 64.9497 | 63.8063 | 60.8853 | 58.5288 | 57.737 | 56.8692 | 55.6922 | 54.0971 | 4.3736 | 4.1406 | 4.4276 | 5.2278 | 4.7541 | 5.0615 | 4.5491 | 4.8209 | 5.9408 | 6.6591 | 6.3747 | 5.4139 | 5.7947 | 5.8424 | 4.9387 | 4.9313 | 4.3173 | 4.3892 | 4.3714 | 5.2964 | 5.657 | 5.7821 | 5.0322 | 4.1252
Program Specific1-in-2Size: Over 200kWSouth of Lugo2015April Monthly Peak | Program Specific | 1-in-2 | Size: Over 200kW | South of Lugo | 2015 | April Monthly Peak | 4 | 110.4593 | 106.2806 | 102.1311 | 101.7196 | 108.4718 | 125.6666 | 149.8799 | 167.565 | 181.8016 | 194.1723 | 203.6519 | 207.8617 | 206.221 | 208.2459 | 206.0506 | 198.824 | 189.6063 | 179.394 | 165.7415 | 162.0508 | 155.0831 | 143.8532 | 129.9802 | 120.1066 | -0.57825 | 0.0034643 | 0.050272 | -0.989 | -2.6713 | -1.512 | -1.0226 | -0.010856 | -0.59854 | 0.4812 | 0.99498 | 2.2208 | 3.9381 | 4.3417 | 9.0192 | 8.0671 | 7.7195 | 6.9474 | 4.8962 | 4.43 | 3.1539 | 2.3551 | 1.1349 | 0.39833 | 60.9525 | 60.4065 | 59.7591 | 59.3544 | 58.5072 | 57.9537 | 57.7076 | 57.8011 | 59.533 | 62.7702 | 66.6293 | 70.4531 | 73.8482 | 74.8501 | 74.4911 | 73.8659 | 72.3789 | 71.0422 | 69.3934 | 67.7446 | 64.9622 | 64.3025 | 63.1247 | 61.4716 | 4.5718 | 4.3482 | 4.6648 | 5.4976 | 5.0545 | 5.347 | 4.7404 | 5.033 | 6.2833 | 7.1061 | 6.9377 | 5.911 | 6.3452 | 6.3956 | 5.3833 | 5.3899 | 4.6972 | 4.6916 | 4.5573 | 5.5167 | 5.9788 | 6.0974 | 5.3147 | 4.3556
Program Specific1-in-2Size: Over 200kWSouth of Lugo2015May Monthly Peak | Program Specific | 1-in-2 | Size: Over 200kW | South of Lugo | 2015 | May Monthly Peak | 5 | 110.039 | 105.5962 | 101.9249 | 101.9968 | 109.205 | 127.3375 | 150.8094 | 171.5287 | 186.2135 | 198.6521 | 208.8954 | 211.9834 | 209.3614 | 210.9201 | 208.3232 | 200.1715 | 190.1541 | 180.6413 | 166.0941 | 160.1214 | 155.4034 | 144.045 | 130.0012 | 120.2628 | -0.57605 | 0.003442 | 0.05017 | -0.9917 | -2.6893 | -1.5321 | -1.029 | -0.011113 | -0.61306 | 0.49231 | 1.0206 | 2.2649 | 3.998 | 4.3974 | 9.1187 | 8.1218 | 7.7418 | 6.9957 | 4.9066 | 4.3773 | 3.1604 | 2.3583 | 1.135 | 0.39885 | 62.8794 | 61.915 | 60.9338 | 60.5554 | 60.293 | 59.5548 | 59.5799 | 60.233 | 62.3733 | 65.0538 | 68.6214 | 71.9969 | 74.8519 | 75.5249 | 75.2622 | 75.2369 | 75.7789 | 75.9491 | 74.869 | 72.3678 | 68.5004 | 65.7524 | 65.021 | 64.2369 | 4.5544 | 4.3202 | 4.6553 | 5.5125 | 5.0887 | 5.4181 | 4.7698 | 5.152 | 6.4357 | 7.27 | 7.1163 | 6.0282 | 6.4418 | 6.4777 | 5.4426 | 5.4264 | 4.7107 | 4.7242 | 4.5669 | 5.451 | 5.9912 | 6.1056 | 5.3155 | 4.3612
Program Specific1-in-2Size: Over 200kWSouth of Lugo2015June Monthly Peak | Program Specific | 1-in-2 | Size: Over 200kW | South of Lugo | 2015 | June Monthly Peak | 6 | 115.3454 | 110.7022 | 107.0271 | 107.3826 | 115.2989 | 133.9417 | 156.9891 | 178.1332 | 192.8299 | 206.7517 | 217.3887 | 217.9947 | 212.8895 | 214.4706 | 212.4632 | 206.4409 | 196.9883 | 187.1346 | 170.6751 | 163.9243 | 158.7188 | 147.6536 | 133.8745 | 124.3636 | -0.60383 | 0.0036084 | 0.052682 | -1.0441 | -2.8394 | -1.6115 | -1.0711 | -0.011541 | -0.63485 | 0.51238 | 1.0621 | 2.3291 | 4.0654 | 4.4714 | 9.2999 | 8.3762 | 8.0201 | 7.2472 | 5.042 | 4.4812 | 3.2278 | 2.4173 | 1.1689 | 0.41245 | 64.8581 | 64.3278 | 63.4826 | 63.0662 | 62.8187 | 62.5645 | 62.3159 | 62.7413 | 64.9521 | 68.5311 | 71.4727 | 73.8772 | 74.6316 | 75.6033 | 75.8796 | 76.8419 | 78.3089 | 78.6266 | 78.3242 | 75.655 | 72.3631 | 68.8082 | 66.8489 | 66.1971 | 4.774 | 4.5291 | 4.8884 | 5.8036 | 5.3727 | 5.6991 | 4.9653 | 5.3504 | 6.6644 | 7.5665 | 7.4056 | 6.1992 | 6.5504 | 6.5867 | 5.5508 | 5.5964 | 4.8801 | 4.8941 | 4.6929 | 5.5805 | 6.119 | 6.2585 | 5.4739 | 4.5099
Program Specific1-in-2Size: Over 200kWSouth of Lugo2015July Monthly Peak | Program Specific | 1-in-2 | Size: Over 200kW | South of Lugo | 2015 | July Monthly Peak | 7 | 118.5499 | 113.5499 | 109.7217 | 110.6234 | 118.9515 | 140.0421 | 164.7712 | 185.8169 | 200.6835 | 212.2071 | 221.7902 | 222.4332 | 218.4507 | 220.2338 | 218.0754 | 212.2229 | 203.7673 | 193.0447 | 175.5608 | 167.2548 | 161.7006 | 150.5838 | 136.8071 | 127.8328 | -0.69589 | -0.029331 | -0.058546 | -0.89545 | -2.6519 | -1.8787 | -1.3745 | -0.55521 | -0.65992 | 0.51457 | 1.0737 | 1.7161 | 3.3219 | 3.8562 | 8.542 | 7.6738 | 7.4327 | 6.651 | 4.402 | 3.5246 | 2.7141 | 2.2307 | 1.062 | 0.45227 | 65.1427 | 65.0924 | 65.2588 | 65.4773 | 65.3977 | 65.1419 | 64.9588 | 65.3678 | 67.5737 | 70.6997 | 74.6703 | 77.8419 | 79.2769 | 80.3362 | 81.4188 | 81.7938 | 82.6094 | 82.3287 | 81.2425 | 78.6678 | 74.8187 | 71.4273 | 69.7586 | 68.7709 | 4.7962 | 4.541 | 4.8986 | 5.8442 | 5.4181 | 5.8245 | 5.0941 | 5.4555 | 6.7797 | 7.5913 | 7.3855 | 6.183 | 6.5701 | 6.6115 | 5.5692 | 5.6236 | 4.9343 | 4.935 | 4.7186 | 5.5657 | 6.0936 | 6.239 | 5.4679 | 4.5314
Program Specific1-in-2Size: Over 200kWSouth of Lugo2015August Monthly Peak | Program Specific | 1-in-2 | Size: Over 200kW | South of Lugo | 2015 | August Monthly Peak | 8 | 124.8766 | 120.1241 | 116.088 | 117.445 | 125.3296 | 149.657 | 176.6295 | 197.3857 | 215.582 | 230.7377 | 243.1458 | 245.1881 | 240.8969 | 242.8522 | 240.2696 | 232.6928 | 222.8996 | 210.696 | 189.594 | 181.4071 | 172.792 | 161.0622 | 146.2778 | 135.9071 | -0.92706 | -0.11653 | -0.3533 | -0.48282 | -2.079 | -2.5142 | -2.13 | -2.0015 | -0.70685 | 0.52937 | 1.1507 | 0.1106 | 1.3707 | 2.2684 | 6.706 | 5.9006 | 5.82 | 5.0561 | 2.6816 | 1.0428 | 1.3986 | 1.7718 | 0.78901 | 0.55448 | 72.1547 | 71.3154 | 70.6184 | 69.5798 | 69.2688 | 68.599 | 68.3423 | 68.8512 | 71.0599 | 75.7081 | 80.9138 | 84.7288 | 86.5362 | 87.3181 | 88.2463 | 87.95 | 89.17 | 88.3788 | 86.7637 | 84.1125 | 79.007 | 76.0158 | 74.512 | 73.3246 | 4.9867 | 4.7417 | 5.1157 | 6.1242 | 5.6347 | 6.1438 | 5.39 | 5.7201 | 7.1887 | 8.1473 | 7.9917 | 6.7273 | 7.1514 | 7.1961 | 6.0565 | 6.0862 | 5.3277 | 5.3164 | 5.0297 | 5.9585 | 6.4272 | 6.5867 | 5.7707 | 4.7552
Program Specific1-in-2Size: Over 200kWSouth of Lugo2015September Monthly Peak | Program Specific | 1-in-2 | Size: Over 200kW | South of Lugo | 2015 | September Monthly Peak | 9 | 119.9455 | 115.4925 | 111.7391 | 112.5547 | 119.4884 | 144.0097 | 171.9483 | 192.4154 | 210.7542 | 224.6297 | 235.5788 | 237.6322 | 234.7071 | 236.4043 | 232.3835 | 223.8269 | 212.6418 | 201.0028 | 182.8038 | 178.9748 | 168.8194 | 156.009 | 139.6907 | 129.3443 | -0.77281 | -0.060145 | -0.16304 | -0.74575 | -2.4125 | -2.1116 | -1.6701 | -1.0824 | -0.69229 | 0.53387 | 1.131 | 1.1968 | 2.7455 | 3.4272 | 8.1376 | 7.2019 | 6.9436 | 6.1502 | 3.8468 | 2.7602 | 2.2925 | 2.0917 | 0.96237 | 0.48346 | 68.3139 | 67.6901 | 66.9984 | 66.0589 | 65.5714 | 65.3749 | 65.3134 | 65.0267 | 66.6913 | 70.6795 | 75.1042 | 79.5254 | 83.8469 | 85.9556 | 86.8725 | 86.6381 | 86.4334 | 85.0854 | 82.7191 | 80.0792 | 77.4594 | 75.9612 | 74.9803 | 74.1657 | 4.7939 | 4.5627 | 4.9283 | 5.8742 | 5.3766 | 5.917 | 5.2516 | 5.5808 | 7.0337 | 7.9383 | 7.7496 | 6.5255 | 6.9736 | 7.011 | 5.8627 | 5.8592 | 5.0869 | 5.0762 | 4.8537 | 5.8836 | 6.2848 | 6.3855 | 5.5155 | 4.5294
Program Specific1-in-2Size: Over 200kWSouth of Lugo2015October Monthly Peak | Program Specific | 1-in-2 | Size: Over 200kW | South of Lugo | 2015 | October Monthly Peak | 10 | 116.2133 | 113.2865 | 109.1272 | 109.9466 | 116.7711 | 137.0095 | 164.2916 | 183.8102 | 201.0029 | 218.9607 | 233.1445 | 237.627 | 236.8547 | 238.7949 | 235.3118 | 224.0589 | 212.1772 | 198.2023 | 184.9891 | 175.4473 | 164.8669 | 152.1591 | 136.7657 | 125.4778 | -0.7571 | -0.06272 | -0.17187 | -0.70824 | -2.3268 | -2.0304 | -1.6239 | -1.0947 | -0.66017 | 0.51908 | 1.1182 | 1.1171 | 2.6665 | 3.3718 | 8.1178 | 7.0976 | 6.8269 | 5.9688 | 3.7995 | 2.5816 | 2.1727 | 2.0133 | 0.92726 | 0.47215 | 68.3463 | 67.8702 | 66.9308 | 65.957 | 65.475 | 64.1381 | 63.7991 | 63.9776 | 65.5974 | 69.9474 | 76.3038 | 82.0144 | 85.67 | 87.2994 | 88.8537 | 87.8856 | 86.2913 | 83.765 | 81.5594 | 79.2144 | 76.7434 | 74.6058 | 72.8322 | 71.1619 | 4.6404 | 4.4714 | 4.8086 | 5.7327 | 5.2495 | 5.6242 | 5.0131 | 5.3263 | 6.702 | 7.7308 | 7.6624 | 6.5193 | 7.0308 | 7.0753 | 5.931 | 5.8599 | 5.071 | 5.0008 | 4.9072 | 5.7622 | 6.1319 | 6.2221 | 5.395 | 4.3899
Program Specific1-in-2Size: Over 200kWSouth of Lugo2015November Monthly Peak | Program Specific | 1-in-2 | Size: Over 200kW | South of Lugo | 2015 | November Monthly Peak | 11 | 106.2367 | 102.2462 | 98.6033 | 99.6977 | 105.4226 | 121.3182 | 143.9208 | 161.5064 | 175.1302 | 188.2762 | 196.6787 | 198.8617 | 196.5267 | 197.2762 | 192.9625 | 183.2781 | 175.7609 | 172.2276 | 161.2426 | 154.3286 | 146.7871 | 135.3986 | 122.1232 | 112.6228 | -0.55614 | 0.0033328 | 0.048535 | -0.96934 | -2.5962 | -1.4596 | -0.98195 | -0.010464 | -0.57658 | 0.46659 | 0.96091 | 2.1247 | 3.7529 | 4.1129 | 8.4463 | 7.4364 | 7.1558 | 6.6699 | 4.7633 | 4.2189 | 2.9852 | 2.2167 | 1.0663 | 0.37351 | 57.8147 | 56.5789 | 55.8429 | 55.2164 | 54.4598 | 53.8299 | 53.3339 | 53.6189 | 57.3527 | 60.4243 | 66.0916 | 71.3922 | 75.3944 | 76.9806 | 76.6573 | 75.7636 | 73.0739 | 68.9498 | 65.1404 | 63.4858 | 62.3358 | 61.1149 | 60.0121 | 59.3196 | 4.397 | 4.1831 | 4.5036 | 5.3883 | 4.9125 | 5.162 | 4.552 | 4.851 | 6.0527 | 6.8903 | 6.7001 | 5.6551 | 6.0469 | 6.0587 | 5.0413 | 4.9685 | 4.3542 | 4.5042 | 4.4335 | 5.2538 | 5.659 | 5.7391 | 4.9934 | 4.0842
Program Specific1-in-2Size: Over 200kWSouth of Lugo2015December Monthly Peak | Program Specific | 1-in-2 | Size: Over 200kW | South of Lugo | 2015 | December Monthly Peak | 12 | 98.2896 | 95.6243 | 92.1108 | 92.373 | 96.2829 | 110.9649 | 134.777 | 149.7656 | 160.3368 | 168.3637 | 168.5636 | 167.8798 | 163.7311 | 163.1163 | 160.3528 | 153.9663 | 151.04 | 152.7807 | 146.3254 | 141.5748 | 134.4691 | 125.423 | 113.7017 | 104.3324 | -0.51454 | 0.003117 | 0.045339 | -0.89813 | -2.3711 | -1.3351 | -0.91956 | -0.0097031 | -0.52787 | 0.41724 | 0.82355 | 1.7937 | 3.1267 | 3.4008 | 7.0189 | 6.2471 | 6.1494 | 5.9167 | 4.3226 | 3.8702 | 2.7347 | 2.0534 | 0.99273 | 0.34602 | 51.2927 | 49.9594 | 47.862 | 46.9356 | 46.2184 | 45.4347 | 45.506 | 45.4882 | 46.2826 | 49.4775 | 52.7121 | 54.8214 | 56.2467 | 56.5737 | 57.3696 | 57.252 | 56.3672 | 55.2045 | 53.9409 | 53.3516 | 52.6511 | 51.4025 | 50.4916 | 49.4041 | 4.0681 | 3.9122 | 4.2071 | 4.9924 | 4.4866 | 4.7215 | 4.2628 | 4.4983 | 5.5414 | 6.1616 | 5.7423 | 4.7741 | 5.0378 | 5.0096 | 4.1894 | 4.1738 | 3.7418 | 3.9956 | 4.0234 | 4.8197 | 5.1841 | 5.3162 | 4.6491 | 3.7835
Program Specific1-in-2Size: Over 200kWSouth of Lugo2015Typical Event Day | Program Specific | 1-in-2 | Size: Over 200kW | South of Lugo | 2015 | Typical Event Day | 8 | 123.1088 | 118.34 | 114.2054 | 115.1348 | 122.6993 | 146.3271 | 172.4093 | 191.8994 | 207.2113 | 219.7668 | 230.366 | 232.1088 | 227.8065 | 229.7189 | 227.9446 | 221.2818 | 212.4573 | 201.4704 | 182.6011 | 175.8037 | 168.3292 | 157.3919 | 142.5464 | 132.6102 | -0.76128 | -0.047577 | -0.11882 | -0.83936 | -2.5941 | -2.063 | -1.5676 | -0.85053 | -0.68099 | 0.52711 | 1.1102 | 1.4503 | 3.0264 | 3.6434 | 8.4103 | 7.5187 | 7.305 | 6.5159 | 4.1755 | 3.1607 | 2.5299 | 2.2103 | 1.0384 | 0.48368 | 67.6173 | 67.1064 | 66.5895 | 66.0455 | 65.7642 | 65.4201 | 65.2326 | 65.4968 | 67.5692 | 71.4046 | 75.5403 | 78.9933 | 81.0729 | 82.3033 | 83.1043 | 83.3059 | 84.1304 | 83.6049 | 82.2624 | 79.6286 | 75.912 | 73.0531 | 71.525 | 70.6146 | 4.9424 | 4.6962 | 5.0597 | 6.0358 | 5.5459 | 6.0392 | 5.2893 | 5.5909 | 6.9465 | 7.8013 | 7.6121 | 6.4024 | 6.7989 | 6.8433 | 5.7765 | 5.8186 | 5.1053 | 5.1108 | 4.8701 | 5.8053 | 6.2947 | 6.471 | 5.6535 | 4.6646
Program Specific1-in-2Size: Over 200kWSouth of Lugo2016January Monthly Peak | Program Specific | 1-in-2 | Size: Over 200kW | South of Lugo | 2016 | January Monthly Peak | 1 | 99.6484 | 96.8281 | 94.0697 | 93.9355 | 99.9388 | 115.8687 | 140.1807 | 156.0675 | 166.567 | 175.4319 | 180.0906 | 182.2642 | 179.7354 | 180.7899 | 177.0743 | 169.2098 | 161.8106 | 160.9426 | 151.1464 | 145.0891 | 137.3288 | 128.3988 | 116.383 | 107.4082 | -0.52165 | 0.0031562 | 0.046304 | -0.91332 | -2.4611 | -1.3941 | -0.95643 | -0.010111 | -0.54838 | 0.43476 | 0.87987 | 1.9474 | 3.4323 | 3.7692 | 7.7508 | 6.8655 | 6.5879 | 6.2328 | 4.4651 | 3.9663 | 2.7928 | 2.1021 | 1.0161 | 0.35622 | 56.7264 | 56.0296 | 55.7205 | 55.4596 | 54.8197 | 54.5864 | 55.1533 | 55.1781 | 55.7682 | 56.9162 | 58.3259 | 58.9398 | 59.9826 | 60.8897 | 61.6724 | 61.2851 | 61.6421 | 61.3703 | 60.3536 | 59.2241 | 58.6248 | 58.2149 | 57.2759 | 56.1134 | 4.1243 | 3.9615 | 4.2966 | 5.0769 | 4.6569 | 4.9301 | 4.4337 | 4.6876 | 5.7567 | 6.4203 | 6.135 | 5.1831 | 5.5302 | 5.5524 | 4.6262 | 4.5871 | 4.0086 | 4.2091 | 4.1559 | 4.9393 | 5.2943 | 5.4424 | 4.7587 | 3.8951
Program Specific1-in-2Size: Over 200kWSouth of Lugo2016February Monthly Peak | Program Specific | 1-in-2 | Size: Over 200kW | South of Lugo | 2016 | February Monthly Peak | 2 | 102.0684 | 99.0831 | 95.4434 | 96.0678 | 101.2716 | 117.5725 | 141.3186 | 156.8357 | 168.2783 | 177.1642 | 182.0112 | 185.8103 | 184.3189 | 185.8018 | 183.1384 | 175.1851 | 167.2622 | 163.5172 | 155.6475 | 148.8058 | 140.6166 | 130.1429 | 118.3333 | 110.3182 | -0.53432 | 0.0032297 | 0.04698 | -0.93405 | -2.494 | -1.4146 | -0.9642 | -0.010161 | -0.55402 | 0.43905 | 0.88925 | 1.9852 | 3.5198 | 3.8737 | 8.0163 | 7.108 | 6.8098 | 6.3325 | 4.598 | 4.0679 | 2.8597 | 2.1307 | 1.0332 | 0.36587 | 52.2509 | 51.5097 | 51.2054 | 50.8398 | 50.3756 | 49.9551 | 49.5925 | 49.8292 | 51.2148 | 54.8916 | 59.1801 | 63.3735 | 65.018 | 65.9598 | 66.1513 | 65.0371 | 64.1345 | 63.6399 | 61.1774 | 59.2534 | 58.4942 | 57.4992 | 56.3976 | 55.0309 | 4.2245 | 4.0537 | 4.3593 | 5.1921 | 4.719 | 5.0026 | 4.4697 | 4.7107 | 5.8159 | 6.4837 | 6.2004 | 5.284 | 5.6713 | 5.7063 | 4.7847 | 4.7491 | 4.1436 | 4.2764 | 4.2797 | 5.0658 | 5.4211 | 5.5163 | 4.8385 | 4.0006
Program Specific1-in-2Size: Over 200kWSouth of Lugo2016March Monthly Peak | Program Specific | 1-in-2 | Size: Over 200kW | South of Lugo | 2016 | March Monthly Peak | 3 | 105.6709 | 101.2059 | 96.9385 | 96.7279 | 102.0241 | 118.9562 | 143.8311 | 160.5051 | 171.8926 | 181.9594 | 187.1259 | 190.3788 | 188.3311 | 190.2336 | 189.036 | 181.9061 | 174.2708 | 167.8284 | 158.9815 | 155.5787 | 146.7359 | 136.4141 | 123.0722 | 113.7533 | -0.55318 | 0.0032989 | 0.047716 | -0.94047 | -2.5125 | -1.4312 | -0.98134 | -0.010399 | -0.56592 | 0.45094 | 0.91424 | 2.0341 | 3.5964 | 3.9661 | 8.2744 | 7.3807 | 7.0952 | 6.4995 | 4.6965 | 4.2531 | 2.9841 | 2.2333 | 1.0745 | 0.37726 | 54.4139 | 53.2356 | 52.7396 | 52.7467 | 52.3766 | 51.8724 | 51.3923 | 51.7394 | 53.2482 | 54.7177 | 56.9487 | 59.9962 | 62.4948 | 64.4911 | 65.2576 | 65.7249 | 64.9497 | 63.8063 | 60.8853 | 58.5288 | 57.737 | 56.8692 | 55.6922 | 54.0971 | 4.3736 | 4.1406 | 4.4276 | 5.2278 | 4.7541 | 5.0615 | 4.5491 | 4.8209 | 5.9408 | 6.6591 | 6.3747 | 5.4139 | 5.7947 | 5.8424 | 4.9387 | 4.9313 | 4.3173 | 4.3892 | 4.3714 | 5.2964 | 5.657 | 5.7821 | 5.0322 | 4.1252
Program Specific1-in-2Size: Over 200kWSouth of Lugo2016April Monthly Peak | Program Specific | 1-in-2 | Size: Over 200kW | South of Lugo | 2016 | April Monthly Peak | 4 | 110.4593 | 106.2806 | 102.1311 | 101.7196 | 108.4718 | 125.6666 | 149.8799 | 167.565 | 181.8016 | 194.1723 | 203.6519 | 207.8617 | 206.221 | 208.2459 | 206.0506 | 198.824 | 189.6063 | 179.394 | 165.7415 | 162.0508 | 155.0831 | 143.8532 | 129.9802 | 120.1066 | -0.57825 | 0.0034643 | 0.050272 | -0.989 | -2.6713 | -1.512 | -1.0226 | -0.010856 | -0.59854 | 0.4812 | 0.99498 | 2.2208 | 3.9381 | 4.3417 | 9.0192 | 8.0671 | 7.7195 | 6.9474 | 4.8962 | 4.43 | 3.1539 | 2.3551 | 1.1349 | 0.39833 | 60.9525 | 60.4065 | 59.7591 | 59.3544 | 58.5072 | 57.9537 | 57.7076 | 57.8011 | 59.533 | 62.7702 | 66.6293 | 70.4531 | 73.8482 | 74.8501 | 74.4911 | 73.8659 | 72.3789 | 71.0422 | 69.3934 | 67.7446 | 64.9622 | 64.3025 | 63.1247 | 61.4716 | 4.5718 | 4.3482 | 4.6648 | 5.4976 | 5.0545 | 5.347 | 4.7404 | 5.033 | 6.2833 | 7.1061 | 6.9377 | 5.911 | 6.3452 | 6.3956 | 5.3833 | 5.3899 | 4.6972 | 4.6916 | 4.5573 | 5.5167 | 5.9788 | 6.0974 | 5.3147 | 4.3556
Program Specific1-in-2Size: Over 200kWSouth of Lugo2016May Monthly Peak | Program Specific | 1-in-2 | Size: Over 200kW | South of Lugo | 2016 | May Monthly Peak | 5 | 110.039 | 105.5962 | 101.9249 | 101.9968 | 109.205 | 127.3375 | 150.8094 | 171.5287 | 186.2135 | 198.6521 | 208.8954 | 211.9834 | 209.3614 | 210.9201 | 208.3232 | 200.1715 | 190.1541 | 180.6413 | 166.0941 | 160.1214 | 155.4034 | 144.045 | 130.0012 | 120.2628 | -0.57605 | 0.003442 | 0.05017 | -0.9917 | -2.6893 | -1.5321 | -1.029 | -0.011113 | -0.61306 | 0.49231 | 1.0206 | 2.2649 | 3.998 | 4.3974 | 9.1187 | 8.1218 | 7.7418 | 6.9957 | 4.9066 | 4.3773 | 3.1604 | 2.3583 | 1.135 | 0.39885 | 62.8794 | 61.915 | 60.9338 | 60.5554 | 60.293 | 59.5548 | 59.5799 | 60.233 | 62.3733 | 65.0538 | 68.6214 | 71.9969 | 74.8519 | 75.5249 | 75.2622 | 75.2369 | 75.7789 | 75.9491 | 74.869 | 72.3678 | 68.5004 | 65.7524 | 65.021 | 64.2369 | 4.5544 | 4.3202 | 4.6553 | 5.5125 | 5.0887 | 5.4181 | 4.7698 | 5.152 | 6.4357 | 7.27 | 7.1163 | 6.0282 | 6.4418 | 6.4777 | 5.4426 | 5.4264 | 4.7107 | 4.7242 | 4.5669 | 5.451 | 5.9912 | 6.1056 | 5.3155 | 4.3612
Program Specific1-in-2Size: Over 200kWSouth of Lugo2016June Monthly Peak | Program Specific | 1-in-2 | Size: Over 200kW | South of Lugo | 2016 | June Monthly Peak | 6 | 115.3454 | 110.7022 | 107.0271 | 107.3826 | 115.2989 | 133.9417 | 156.9891 | 178.1332 | 192.8299 | 206.7517 | 217.3887 | 217.9947 | 212.8895 | 214.4706 | 212.4632 | 206.4409 | 196.9883 | 187.1346 | 170.6751 | 163.9243 | 158.7188 | 147.6536 | 133.8745 | 124.3636 | -0.60383 | 0.0036084 | 0.052682 | -1.0441 | -2.8394 | -1.6115 | -1.0711 | -0.011541 | -0.63485 | 0.51238 | 1.0621 | 2.3291 | 4.0654 | 4.4714 | 9.2999 | 8.3762 | 8.0201 | 7.2472 | 5.042 | 4.4812 | 3.2278 | 2.4173 | 1.1689 | 0.41245 | 64.8581 | 64.3278 | 63.4826 | 63.0662 | 62.8187 | 62.5645 | 62.3159 | 62.7413 | 64.9521 | 68.5311 | 71.4727 | 73.8772 | 74.6316 | 75.6033 | 75.8796 | 76.8419 | 78.3089 | 78.6266 | 78.3242 | 75.655 | 72.3631 | 68.8082 | 66.8489 | 66.1971 | 4.774 | 4.5291 | 4.8884 | 5.8036 | 5.3727 | 5.6991 | 4.9653 | 5.3504 | 6.6644 | 7.5665 | 7.4056 | 6.1992 | 6.5504 | 6.5867 | 5.5508 | 5.5964 | 4.8801 | 4.8941 | 4.6929 | 5.5805 | 6.119 | 6.2585 | 5.4739 | 4.5099
Program Specific1-in-2Size: Over 200kWSouth of Lugo2016July Monthly Peak | Program Specific | 1-in-2 | Size: Over 200kW | South of Lugo | 2016 | July Monthly Peak | 7 | 118.5499 | 113.5499 | 109.7217 | 110.6234 | 118.9515 | 140.0421 | 164.7712 | 185.8169 | 200.6835 | 212.2071 | 221.7902 | 222.4332 | 218.4507 | 220.2338 | 218.0754 | 212.2229 | 203.7673 | 193.0447 | 175.5608 | 167.2548 | 161.7006 | 150.5838 | 136.8071 | 127.8328 | -0.69589 | -0.029331 | -0.058546 | -0.89545 | -2.6519 | -1.8787 | -1.3745 | -0.55521 | -0.65992 | 0.51457 | 1.0737 | 1.7161 | 3.3219 | 3.8562 | 8.542 | 7.6738 | 7.4327 | 6.651 | 4.402 | 3.5246 | 2.7141 | 2.2307 | 1.062 | 0.45227 | 65.1427 | 65.0924 | 65.2588 | 65.4773 | 65.3977 | 65.1419 | 64.9588 | 65.3678 | 67.5737 | 70.6997 | 74.6703 | 77.8419 | 79.2769 | 80.3362 | 81.4188 | 81.7938 | 82.6094 | 82.3287 | 81.2425 | 78.6678 | 74.8187 | 71.4273 | 69.7586 | 68.7709 | 4.7962 | 4.541 | 4.8986 | 5.8442 | 5.4181 | 5.8245 | 5.0941 | 5.4555 | 6.7797 | 7.5913 | 7.3855 | 6.183 | 6.5701 | 6.6115 | 5.5692 | 5.6236 | 4.9343 | 4.935 | 4.7186 | 5.5657 | 6.0936 | 6.239 | 5.4679 | 4.5314
Program Specific1-in-2Size: Over 200kWSouth of Lugo2016August Monthly Peak | Program Specific | 1-in-2 | Size: Over 200kW | South of Lugo | 2016 | August Monthly Peak | 8 | 124.8766 | 120.1241 | 116.088 | 117.445 | 125.3296 | 149.657 | 176.6295 | 197.3857 | 215.582 | 230.7377 | 243.1458 | 245.1881 | 240.8969 | 242.8522 | 240.2696 | 232.6928 | 222.8996 | 210.696 | 189.594 | 181.4071 | 172.792 | 161.0622 | 146.2778 | 135.9071 | -0.92706 | -0.11653 | -0.3533 | -0.48282 | -2.079 | -2.5142 | -2.13 | -2.0015 | -0.70685 | 0.52937 | 1.1507 | 0.1106 | 1.3707 | 2.2684 | 6.706 | 5.9006 | 5.82 | 5.0561 | 2.6816 | 1.0428 | 1.3986 | 1.7718 | 0.78901 | 0.55448 | 72.1547 | 71.3154 | 70.6184 | 69.5798 | 69.2688 | 68.599 | 68.3423 | 68.8512 | 71.0599 | 75.7081 | 80.9138 | 84.7288 | 86.5362 | 87.3181 | 88.2463 | 87.95 | 89.17 | 88.3788 | 86.7637 | 84.1125 | 79.007 | 76.0158 | 74.512 | 73.3246 | 4.9867 | 4.7417 | 5.1157 | 6.1242 | 5.6347 | 6.1438 | 5.39 | 5.7201 | 7.1887 | 8.1473 | 7.9917 | 6.7273 | 7.1514 | 7.1961 | 6.0565 | 6.0862 | 5.3277 | 5.3164 | 5.0297 | 5.9585 | 6.4272 | 6.5867 | 5.7707 | 4.7552
Program Specific1-in-2Size: Over 200kWSouth of Lugo2016September Monthly Peak | Program Specific | 1-in-2 | Size: Over 200kW | South of Lugo | 2016 | September Monthly Peak | 9 | 119.9455 | 115.4925 | 111.7391 | 112.5547 | 119.4884 | 144.0097 | 171.9483 | 192.4154 | 210.7542 | 224.6297 | 235.5788 | 237.6322 | 234.7071 | 236.4043 | 232.3835 | 223.8269 | 212.6418 | 201.0028 | 182.8038 | 178.9748 | 168.8194 | 156.009 | 139.6907 | 129.3443 | -0.77281 | -0.060145 | -0.16304 | -0.74575 | -2.4125 | -2.1116 | -1.6701 | -1.0824 | -0.69229 | 0.53387 | 1.131 | 1.1968 | 2.7455 | 3.4272 | 8.1376 | 7.2019 | 6.9436 | 6.1502 | 3.8468 | 2.7602 | 2.2925 | 2.0917 | 0.96237 | 0.48346 | 68.3139 | 67.6901 | 66.9984 | 66.0589 | 65.5714 | 65.3749 | 65.3134 | 65.0267 | 66.6913 | 70.6795 | 75.1042 | 79.5254 | 83.8469 | 85.9556 | 86.8725 | 86.6381 | 86.4334 | 85.0854 | 82.7191 | 80.0792 | 77.4594 | 75.9612 | 74.9803 | 74.1657 | 4.7939 | 4.5627 | 4.9283 | 5.8742 | 5.3766 | 5.917 | 5.2516 | 5.5808 | 7.0337 | 7.9383 | 7.7496 | 6.5255 | 6.9736 | 7.011 | 5.8627 | 5.8592 | 5.0869 | 5.0762 | 4.8537 | 5.8836 | 6.2848 | 6.3855 | 5.5155 | 4.5294
Program Specific1-in-2Size: Over 200kWSouth of Lugo2016October Monthly Peak | Program Specific | 1-in-2 | Size: Over 200kW | South of Lugo | 2016 | October Monthly Peak | 10 | 116.2133 | 113.2865 | 109.1272 | 109.9466 | 116.7711 | 137.0095 | 164.2916 | 183.8102 | 201.0029 | 218.9607 | 233.1445 | 237.627 | 236.8547 | 238.7949 | 235.3118 | 224.0589 | 212.1772 | 198.2023 | 184.9891 | 175.4473 | 164.8669 | 152.1591 | 136.7657 | 125.4778 | -0.7571 | -0.06272 | -0.17187 | -0.70824 | -2.3268 | -2.0304 | -1.6239 | -1.0947 | -0.66017 | 0.51908 | 1.1182 | 1.1171 | 2.6665 | 3.3718 | 8.1178 | 7.0976 | 6.8269 | 5.9688 | 3.7995 | 2.5816 | 2.1727 | 2.0133 | 0.92726 | 0.47215 | 68.3463 | 67.8702 | 66.9308 | 65.957 | 65.475 | 64.1381 | 63.7991 | 63.9776 | 65.5974 | 69.9474 | 76.3038 | 82.0144 | 85.67 | 87.2994 | 88.8537 | 87.8856 | 86.2913 | 83.765 | 81.5594 | 79.2144 | 76.7434 | 74.6058 | 72.8322 | 71.1619 | 4.6404 | 4.4714 | 4.8086 | 5.7327 | 5.2495 | 5.6242 | 5.0131 | 5.3263 | 6.702 | 7.7308 | 7.6624 | 6.5193 | 7.0308 | 7.0753 | 5.931 | 5.8599 | 5.071 | 5.0008 | 4.9072 | 5.7622 | 6.1319 | 6.2221 | 5.395 | 4.3899
Program Specific1-in-2Size: Over 200kWSouth of Lugo2016November Monthly Peak | Program Specific | 1-in-2 | Size: Over 200kW | South of Lugo | 2016 | November Monthly Peak | 11 | 106.2367 | 102.2462 | 98.6033 | 99.6977 | 105.4226 | 121.3182 | 143.9208 | 161.5064 | 175.1302 | 188.2762 | 196.6787 | 198.8617 | 196.5267 | 197.2762 | 192.9625 | 183.2781 | 175.7609 | 172.2276 | 161.2426 | 154.3286 | 146.7871 | 135.3986 | 122.1232 | 112.6228 | -0.55614 | 0.0033328 | 0.048535 | -0.96934 | -2.5962 | -1.4596 | -0.98195 | -0.010464 | -0.57658 | 0.46659 | 0.96091 | 2.1247 | 3.7529 | 4.1129 | 8.4463 | 7.4364 | 7.1558 | 6.6699 | 4.7633 | 4.2189 | 2.9852 | 2.2167 | 1.0663 | 0.37351 | 57.8147 | 56.5789 | 55.8429 | 55.2164 | 54.4598 | 53.8299 | 53.3339 | 53.6189 | 57.3527 | 60.4243 | 66.0916 | 71.3922 | 75.3944 | 76.9806 | 76.6573 | 75.7636 | 73.0739 | 68.9498 | 65.1404 | 63.4858 | 62.3358 | 61.1149 | 60.0121 | 59.3196 | 4.397 | 4.1831 | 4.5036 | 5.3883 | 4.9125 | 5.162 | 4.552 | 4.851 | 6.0527 | 6.8903 | 6.7001 | 5.6551 | 6.0469 | 6.0587 | 5.0413 | 4.9685 | 4.3542 | 4.5042 | 4.4335 | 5.2538 | 5.659 | 5.7391 | 4.9934 | 4.0842
Program Specific1-in-2Size: Over 200kWSouth of Lugo2016December Monthly Peak | Program Specific | 1-in-2 | Size: Over 200kW | South of Lugo | 2016 | December Monthly Peak | 12 | 98.2896 | 95.6243 | 92.1108 | 92.373 | 96.2829 | 110.9649 | 134.777 | 149.7656 | 160.3368 | 168.3637 | 168.5636 | 167.8798 | 163.7311 | 163.1163 | 160.3528 | 153.9663 | 151.04 | 152.7807 | 146.3254 | 141.5748 | 134.4691 | 125.423 | 113.7017 | 104.3324 | -0.51454 | 0.003117 | 0.045339 | -0.89813 | -2.3711 | -1.3351 | -0.91956 | -0.0097031 | -0.52787 | 0.41724 | 0.82355 | 1.7937 | 3.1267 | 3.4008 | 7.0189 | 6.2471 | 6.1494 | 5.9167 | 4.3226 | 3.8702 | 2.7347 | 2.0534 | 0.99273 | 0.34602 | 51.2927 | 49.9594 | 47.862 | 46.9356 | 46.2184 | 45.4347 | 45.506 | 45.4882 | 46.2826 | 49.4775 | 52.7121 | 54.8214 | 56.2467 | 56.5737 | 57.3696 | 57.252 | 56.3672 | 55.2045 | 53.9409 | 53.3516 | 52.6511 | 51.4025 | 50.4916 | 49.4041 | 4.0681 | 3.9122 | 4.2071 | 4.9924 | 4.4866 | 4.7215 | 4.2628 | 4.4983 | 5.5414 | 6.1616 | 5.7423 | 4.7741 | 5.0378 | 5.0096 | 4.1894 | 4.1738 | 3.7418 | 3.9956 | 4.0234 | 4.8197 | 5.1841 | 5.3162 | 4.6491 | 3.7835
Program Specific1-in-2Size: Over 200kWSouth of Lugo2016Typical Event Day | Program Specific | 1-in-2 | Size: Over 200kW | South of Lugo | 2016 | Typical Event Day | 8 | 123.1088 | 118.34 | 114.2054 | 115.1348 | 122.6993 | 146.3271 | 172.4093 | 191.8994 | 207.2113 | 219.7668 | 230.366 | 232.1088 | 227.8065 | 229.7189 | 227.9446 | 221.2818 | 212.4573 | 201.4704 | 182.6011 | 175.8037 | 168.3292 | 157.3919 | 142.5464 | 132.6102 | -0.76128 | -0.047577 | -0.11882 | -0.83936 | -2.5941 | -2.063 | -1.5676 | -0.85053 | -0.68099 | 0.52711 | 1.1102 | 1.4503 | 3.0264 | 3.6434 | 8.4103 | 7.5187 | 7.305 | 6.5159 | 4.1755 | 3.1607 | 2.5299 | 2.2103 | 1.0384 | 0.48368 | 67.6173 | 67.1064 | 66.5895 | 66.0455 | 65.7642 | 65.4201 | 65.2326 | 65.4968 | 67.5692 | 71.4046 | 75.5403 | 78.9933 | 81.0729 | 82.3033 | 83.1043 | 83.3059 | 84.1304 | 83.6049 | 82.2624 | 79.6286 | 75.912 | 73.0531 | 71.525 | 70.6146 | 4.9424 | 4.6962 | 5.0597 | 6.0358 | 5.5459 | 6.0392 | 5.2893 | 5.5909 | 6.9465 | 7.8013 | 7.6121 | 6.4024 | 6.7989 | 6.8433 | 5.7765 | 5.8186 | 5.1053 | 5.1108 | 4.8701 | 5.8053 | 6.2947 | 6.471 | 5.6535 | 4.6646
Program Specific1-in-2Size: Over 200kWSouth of Lugo2017January Monthly Peak | Program Specific | 1-in-2 | Size: Over 200kW | South of Lugo | 2017 | January Monthly Peak | 1 | 99.6484 | 96.8281 | 94.0697 | 93.9355 | 99.9388 | 115.8687 | 140.1807 | 156.0675 | 166.567 | 175.4319 | 180.0906 | 182.2642 | 179.7354 | 180.7899 | 177.0743 | 169.2098 | 161.8106 | 160.9426 | 151.1465 | 145.0891 | 137.3288 | 128.3988 | 116.383 | 107.4082 | -0.52165 | 0.0031562 | 0.046304 | -0.91332 | -2.4611 | -1.3941 | -0.95643 | -0.010111 | -0.54838 | 0.43476 | 0.87987 | 1.9474 | 3.4323 | 3.7692 | 7.7508 | 6.8655 | 6.5879 | 6.2328 | 4.4651 | 3.9663 | 2.7928 | 2.1021 | 1.0161 | 0.35622 | 56.7264 | 56.0296 | 55.7205 | 55.4596 | 54.8197 | 54.5864 | 55.1533 | 55.1781 | 55.7682 | 56.9162 | 58.3259 | 58.9398 | 59.9826 | 60.8897 | 61.6724 | 61.2851 | 61.6421 | 61.3703 | 60.3536 | 59.2241 | 58.6248 | 58.2149 | 57.2759 | 56.1134 | 4.1243 | 3.9615 | 4.2966 | 5.0769 | 4.6569 | 4.9301 | 4.4337 | 4.6876 | 5.7567 | 6.4203 | 6.135 | 5.1831 | 5.5302 | 5.5524 | 4.6262 | 4.5871 | 4.0086 | 4.2091 | 4.1559 | 4.9393 | 5.2943 | 5.4424 | 4.7587 | 3.8951
Program Specific1-in-2Size: Over 200kWSouth of Lugo2017February Monthly Peak | Program Specific | 1-in-2 | Size: Over 200kW | South of Lugo | 2017 | February Monthly Peak | 2 | 102.0684 | 99.0832 | 95.4434 | 96.0678 | 101.2716 | 117.5725 | 141.3186 | 156.8357 | 168.2783 | 177.1642 | 182.0112 | 185.8103 | 184.3189 | 185.8018 | 183.1384 | 175.1851 | 167.2622 | 163.5172 | 155.6475 | 148.8058 | 140.6166 | 130.1429 | 118.3333 | 110.3182 | -0.53432 | 0.0032297 | 0.04698 | -0.93405 | -2.494 | -1.4146 | -0.9642 | -0.010161 | -0.55402 | 0.43905 | 0.88925 | 1.9852 | 3.5198 | 3.8737 | 8.0163 | 7.108 | 6.8098 | 6.3325 | 4.598 | 4.0679 | 2.8597 | 2.1307 | 1.0332 | 0.36587 | 52.2509 | 51.5097 | 51.2054 | 50.8398 | 50.3756 | 49.9551 | 49.5925 | 49.8293 | 51.2148 | 54.8916 | 59.1801 | 63.3735 | 65.018 | 65.9598 | 66.1513 | 65.0371 | 64.1345 | 63.6399 | 61.1774 | 59.2534 | 58.4942 | 57.4992 | 56.3976 | 55.0309 | 4.2245 | 4.0537 | 4.3593 | 5.1921 | 4.719 | 5.0026 | 4.4697 | 4.7107 | 5.8159 | 6.4837 | 6.2004 | 5.284 | 5.6713 | 5.7063 | 4.7847 | 4.7491 | 4.1436 | 4.2764 | 4.2797 | 5.0658 | 5.4211 | 5.5163 | 4.8385 | 4.0006
Program Specific1-in-2Size: Over 200kWSouth of Lugo2017March Monthly Peak | Program Specific | 1-in-2 | Size: Over 200kW | South of Lugo | 2017 | March Monthly Peak | 3 | 105.6709 | 101.2058 | 96.9385 | 96.7279 | 102.0241 | 118.9562 | 143.8311 | 160.5051 | 171.8926 | 181.9594 | 187.1259 | 190.3788 | 188.3311 | 190.2336 | 189.036 | 181.9061 | 174.2708 | 167.8284 | 158.9815 | 155.5787 | 146.7359 | 136.4141 | 123.0722 | 113.7533 | -0.55318 | 0.0032989 | 0.047716 | -0.94047 | -2.5125 | -1.4312 | -0.98134 | -0.010399 | -0.56592 | 0.45094 | 0.91424 | 2.0341 | 3.5964 | 3.9661 | 8.2744 | 7.3807 | 7.0952 | 6.4995 | 4.6965 | 4.2531 | 2.9841 | 2.2333 | 1.0745 | 0.37726 | 54.4139 | 53.2356 | 52.7396 | 52.7467 | 52.3766 | 51.8724 | 51.3923 | 51.7394 | 53.2482 | 54.7178 | 56.9487 | 59.9962 | 62.4948 | 64.4911 | 65.2576 | 65.7249 | 64.9498 | 63.8063 | 60.8852 | 58.5288 | 57.737 | 56.8692 | 55.6923 | 54.0971 | 4.3736 | 4.1406 | 4.4276 | 5.2278 | 4.7541 | 5.0615 | 4.5491 | 4.8209 | 5.9408 | 6.6591 | 6.3747 | 5.4139 | 5.7947 | 5.8424 | 4.9387 | 4.9313 | 4.3173 | 4.3892 | 4.3714 | 5.2964 | 5.657 | 5.7821 | 5.0322 | 4.1252
Program Specific1-in-2Size: Over 200kWSouth of Lugo2017April Monthly Peak | Program Specific | 1-in-2 | Size: Over 200kW | South of Lugo | 2017 | April Monthly Peak | 4 | 110.4593 | 106.2806 | 102.1311 | 101.7196 | 108.4718 | 125.6666 | 149.8799 | 167.565 | 181.8016 | 194.1723 | 203.6519 | 207.8617 | 206.221 | 208.2459 | 206.0506 | 198.824 | 189.6063 | 179.394 | 165.7415 | 162.0508 | 155.0831 | 143.8532 | 129.9802 | 120.1067 | -0.57825 | 0.0034643 | 0.050272 | -0.989 | -2.6713 | -1.512 | -1.0226 | -0.010856 | -0.59854 | 0.4812 | 0.99498 | 2.2208 | 3.9381 | 4.3417 | 9.0192 | 8.0671 | 7.7195 | 6.9474 | 4.8962 | 4.43 | 3.1539 | 2.3551 | 1.1349 | 0.39833 | 60.9525 | 60.4065 | 59.7591 | 59.3544 | 58.5072 | 57.9537 | 57.7076 | 57.8011 | 59.533 | 62.7702 | 66.6293 | 70.4531 | 73.8483 | 74.8501 | 74.4911 | 73.8659 | 72.3789 | 71.0422 | 69.3934 | 67.7446 | 64.9622 | 64.3025 | 63.1248 | 61.4716 | 4.5718 | 4.3482 | 4.6648 | 5.4976 | 5.0545 | 5.347 | 4.7404 | 5.033 | 6.2833 | 7.1061 | 6.9377 | 5.911 | 6.3452 | 6.3956 | 5.3833 | 5.3899 | 4.6972 | 4.6916 | 4.5573 | 5.5167 | 5.9788 | 6.0974 | 5.3147 | 4.3556
Program Specific1-in-2Size: Over 200kWSouth of Lugo2017May Monthly Peak | Program Specific | 1-in-2 | Size: Over 200kW | South of Lugo | 2017 | May Monthly Peak | 5 | 110.039 | 105.5962 | 101.9249 | 101.9968 | 109.205 | 127.3375 | 150.8094 | 171.5287 | 186.2135 | 198.6521 | 208.8954 | 211.9834 | 209.3614 | 210.9201 | 208.3232 | 200.1715 | 190.1541 | 180.6413 | 166.0941 | 160.1214 | 155.4034 | 144.045 | 130.0013 | 120.2628 | -0.57605 | 0.003442 | 0.05017 | -0.9917 | -2.6893 | -1.5321 | -1.029 | -0.011113 | -0.61306 | 0.49231 | 1.0206 | 2.2649 | 3.998 | 4.3974 | 9.1187 | 8.1218 | 7.7418 | 6.9957 | 4.9066 | 4.3772 | 3.1604 | 2.3583 | 1.135 | 0.39885 | 62.8794 | 61.915 | 60.9337 | 60.5554 | 60.293 | 59.5548 | 59.5799 | 60.233 | 62.3733 | 65.0538 | 68.6214 | 71.9969 | 74.8519 | 75.5249 | 75.2622 | 75.2369 | 75.7789 | 75.9491 | 74.869 | 72.3678 | 68.5004 | 65.7524 | 65.021 | 64.2369 | 4.5544 | 4.3202 | 4.6553 | 5.5125 | 5.0887 | 5.4181 | 4.7698 | 5.152 | 6.4357 | 7.27 | 7.1163 | 6.0282 | 6.4418 | 6.4777 | 5.4426 | 5.4264 | 4.7107 | 4.7242 | 4.5669 | 5.451 | 5.9912 | 6.1056 | 5.3155 | 4.3612
Program Specific1-in-2Size: Over 200kWSouth of Lugo2017June Monthly Peak | Program Specific | 1-in-2 | Size: Over 200kW | South of Lugo | 2017 | June Monthly Peak | 6 | 115.3454 | 110.7022 | 107.0271 | 107.3827 | 115.2989 | 133.9417 | 156.9891 | 178.1333 | 192.8298 | 206.7517 | 217.3887 | 217.9947 | 212.8895 | 214.4706 | 212.4632 | 206.4409 | 196.9883 | 187.1346 | 170.6751 | 163.9243 | 158.7188 | 147.6536 | 133.8745 | 124.3636 | -0.60383 | 0.0036084 | 0.052682 | -1.0441 | -2.8394 | -1.6115 | -1.0711 | -0.011541 | -0.63485 | 0.51238 | 1.0621 | 2.3291 | 4.0654 | 4.4714 | 9.2999 | 8.3762 | 8.0201 | 7.2472 | 5.042 | 4.4812 | 3.2278 | 2.4173 | 1.1689 | 0.41245 | 64.8581 | 64.3278 | 63.4826 | 63.0662 | 62.8188 | 62.5645 | 62.3159 | 62.7413 | 64.9521 | 68.5311 | 71.4728 | 73.8772 | 74.6316 | 75.6033 | 75.8796 | 76.8419 | 78.3089 | 78.6266 | 78.3242 | 75.655 | 72.3631 | 68.8082 | 66.8489 | 66.1971 | 4.774 | 4.5291 | 4.8884 | 5.8036 | 5.3727 | 5.6991 | 4.9653 | 5.3504 | 6.6644 | 7.5665 | 7.4056 | 6.1992 | 6.5504 | 6.5867 | 5.5508 | 5.5964 | 4.8801 | 4.8941 | 4.6929 | 5.5805 | 6.119 | 6.2585 | 5.4739 | 4.5099
Program Specific1-in-2Size: Over 200kWSouth of Lugo2017July Monthly Peak | Program Specific | 1-in-2 | Size: Over 200kW | South of Lugo | 2017 | July Monthly Peak | 7 | 118.5499 | 113.5499 | 109.7217 | 110.6234 | 118.9516 | 140.0421 | 164.7712 | 185.8169 | 200.6835 | 212.2071 | 221.7902 | 222.4332 | 218.4507 | 220.2338 | 218.0754 | 212.2229 | 203.7673 | 193.0447 | 175.5608 | 167.2548 | 161.7006 | 150.5838 | 136.8071 | 127.8328 | -0.69589 | -0.029331 | -0.058546 | -0.89545 | -2.6519 | -1.8787 | -1.3745 | -0.55521 | -0.65992 | 0.51457 | 1.0737 | 1.7161 | 3.3219 | 3.8562 | 8.542 | 7.6738 | 7.4327 | 6.651 | 4.402 | 3.5246 | 2.7141 | 2.2307 | 1.062 | 0.45227 | 65.1427 | 65.0924 | 65.2587 | 65.4773 | 65.3977 | 65.1419 | 64.9588 | 65.3678 | 67.5738 | 70.6997 | 74.6702 | 77.8419 | 79.2769 | 80.3362 | 81.4187 | 81.7938 | 82.6094 | 82.3288 | 81.2425 | 78.6677 | 74.8187 | 71.4273 | 69.7586 | 68.7709 | 4.7962 | 4.541 | 4.8986 | 5.8442 | 5.4181 | 5.8245 | 5.0941 | 5.4555 | 6.7797 | 7.5913 | 7.3855 | 6.183 | 6.5701 | 6.6115 | 5.5692 | 5.6236 | 4.9343 | 4.935 | 4.7186 | 5.5657 | 6.0936 | 6.239 | 5.4679 | 4.5314
Program Specific1-in-2Size: Over 200kWSouth of Lugo2017August Monthly Peak | Program Specific | 1-in-2 | Size: Over 200kW | South of Lugo | 2017 | August Monthly Peak | 8 | 124.8766 | 120.1241 | 116.088 | 117.445 | 125.3296 | 149.657 | 176.6295 | 197.3857 | 215.582 | 230.7377 | 243.1458 | 245.1881 | 240.897 | 242.8522 | 240.2696 | 232.6928 | 222.8996 | 210.696 | 189.594 | 181.4071 | 172.792 | 161.0622 | 146.2778 | 135.9071 | -0.92706 | -0.11653 | -0.3533 | -0.48282 | -2.079 | -2.5142 | -2.13 | -2.0015 | -0.70685 | 0.52937 | 1.1507 | 0.1106 | 1.3707 | 2.2684 | 6.706 | 5.9006 | 5.82 | 5.0561 | 2.6816 | 1.0428 | 1.3986 | 1.7718 | 0.78901 | 0.55448 | 72.1547 | 71.3154 | 70.6184 | 69.5798 | 69.2688 | 68.599 | 68.3423 | 68.8512 | 71.0599 | 75.7081 | 80.9137 | 84.7287 | 86.5363 | 87.3181 | 88.2462 | 87.95 | 89.17 | 88.3787 | 86.7638 | 84.1125 | 79.007 | 76.0157 | 74.512 | 73.3246 | 4.9867 | 4.7417 | 5.1157 | 6.1242 | 5.6347 | 6.1438 | 5.39 | 5.7201 | 7.1887 | 8.1473 | 7.9917 | 6.7273 | 7.1514 | 7.1961 | 6.0565 | 6.0862 | 5.3277 | 5.3164 | 5.0297 | 5.9585 | 6.4272 | 6.5867 | 5.7707 | 4.7552
Program Specific1-in-2Size: Over 200kWSouth of Lugo2017September Monthly Peak | Program Specific | 1-in-2 | Size: Over 200kW | South of Lugo | 2017 | September Monthly Peak | 9 | 119.9455 | 115.4925 | 111.7391 | 112.5547 | 119.4884 | 144.0097 | 171.9483 | 192.4154 | 210.7542 | 224.6296 | 235.5789 | 237.6322 | 234.7071 | 236.4044 | 232.3835 | 223.8269 | 212.6418 | 201.0028 | 182.8038 | 178.9748 | 168.8194 | 156.009 | 139.6907 | 129.3443 | -0.77281 | -0.060145 | -0.16304 | -0.74575 | -2.4125 | -2.1116 | -1.6701 | -1.0824 | -0.69229 | 0.53387 | 1.131 | 1.1968 | 2.7455 | 3.4272 | 8.1376 | 7.2019 | 6.9436 | 6.1502 | 3.8468 | 2.7602 | 2.2925 | 2.0917 | 0.96237 | 0.48346 | 68.3139 | 67.6901 | 66.9984 | 66.0589 | 65.5714 | 65.3749 | 65.3134 | 65.0267 | 66.6912 | 70.6795 | 75.1043 | 79.5254 | 83.8469 | 85.9556 | 86.8725 | 86.6381 | 86.4334 | 85.0854 | 82.7191 | 80.0792 | 77.4594 | 75.9612 | 74.9803 | 74.1657 | 4.7939 | 4.5627 | 4.9283 | 5.8742 | 5.3766 | 5.917 | 5.2516 | 5.5808 | 7.0337 | 7.9383 | 7.7496 | 6.5255 | 6.9736 | 7.011 | 5.8627 | 5.8592 | 5.0869 | 5.0762 | 4.8537 | 5.8836 | 6.2848 | 6.3855 | 5.5155 | 4.5294
Program Specific1-in-2Size: Over 200kWSouth of Lugo2017October Monthly Peak | Program Specific | 1-in-2 | Size: Over 200kW | South of Lugo | 2017 | October Monthly Peak | 10 | 116.2133 | 113.2865 | 109.1273 | 109.9466 | 116.7711 | 137.0095 | 164.2916 | 183.8102 | 201.0029 | 218.9607 | 233.1445 | 237.627 | 236.8547 | 238.7949 | 235.3118 | 224.0589 | 212.1772 | 198.2023 | 184.9891 | 175.4473 | 164.8669 | 152.1591 | 136.7657 | 125.4778 | -0.7571 | -0.06272 | -0.17187 | -0.70824 | -2.3268 | -2.0304 | -1.6239 | -1.0947 | -0.66017 | 0.51908 | 1.1182 | 1.1171 | 2.6665 | 3.3718 | 8.1178 | 7.0976 | 6.8269 | 5.9688 | 3.7995 | 2.5816 | 2.1727 | 2.0133 | 0.92726 | 0.47215 | 68.3463 | 67.8703 | 66.9307 | 65.957 | 65.475 | 64.1381 | 63.7991 | 63.9776 | 65.5974 | 69.9474 | 76.3037 | 82.0144 | 85.67 | 87.2994 | 88.8538 | 87.8856 | 86.2912 | 83.765 | 81.5594 | 79.2144 | 76.7434 | 74.6058 | 72.8322 | 71.1619 | 4.6404 | 4.4714 | 4.8086 | 5.7327 | 5.2495 | 5.6242 | 5.0131 | 5.3263 | 6.702 | 7.7308 | 7.6624 | 6.5193 | 7.0308 | 7.0753 | 5.931 | 5.8599 | 5.071 | 5.0008 | 4.9072 | 5.7622 | 6.1319 | 6.2221 | 5.395 | 4.3899
Program Specific1-in-2Size: Over 200kWSouth of Lugo2017November Monthly Peak | Program Specific | 1-in-2 | Size: Over 200kW | South of Lugo | 2017 | November Monthly Peak | 11 | 106.2367 | 102.2462 | 98.6033 | 99.6977 | 105.4226 | 121.3182 | 143.9208 | 161.5064 | 175.1302 | 188.2762 | 196.6787 | 198.8617 | 196.5267 | 197.2762 | 192.9626 | 183.2781 | 175.7609 | 172.2276 | 161.2426 | 154.3286 | 146.7871 | 135.3986 | 122.1232 | 112.6228 | -0.55614 | 0.0033328 | 0.048535 | -0.96934 | -2.5962 | -1.4596 | -0.98195 | -0.010464 | -0.57658 | 0.46659 | 0.96091 | 2.1247 | 3.7529 | 4.1129 | 8.4463 | 7.4364 | 7.1558 | 6.6699 | 4.7633 | 4.2189 | 2.9852 | 2.2167 | 1.0663 | 0.37351 | 57.8147 | 56.5789 | 55.8429 | 55.2164 | 54.4598 | 53.8299 | 53.3339 | 53.6189 | 57.3527 | 60.4242 | 66.0916 | 71.3922 | 75.3944 | 76.9806 | 76.6573 | 75.7636 | 73.0739 | 68.9498 | 65.1404 | 63.4858 | 62.3358 | 61.1149 | 60.0121 | 59.3196 | 4.397 | 4.1831 | 4.5036 | 5.3883 | 4.9125 | 5.162 | 4.552 | 4.851 | 6.0527 | 6.8903 | 6.7001 | 5.6551 | 6.0469 | 6.0587 | 5.0413 | 4.9685 | 4.3542 | 4.5042 | 4.4335 | 5.2538 | 5.659 | 5.7391 | 4.9934 | 4.0842
Program Specific1-in-2Size: Over 200kWSouth of Lugo2017December Monthly Peak | Program Specific | 1-in-2 | Size: Over 200kW | South of Lugo | 2017 | December Monthly Peak | 12 | 98.2896 | 95.6243 | 92.1108 | 92.373 | 96.2829 | 110.9649 | 134.777 | 149.7656 | 160.3368 | 168.3637 | 168.5636 | 167.8798 | 163.7311 | 163.1163 | 160.3528 | 153.9663 | 151.0401 | 152.7807 | 146.3254 | 141.5748 | 134.4691 | 125.423 | 113.7017 | 104.3324 | -0.51454 | 0.003117 | 0.045339 | -0.89813 | -2.3711 | -1.3351 | -0.91956 | -0.0097031 | -0.52787 | 0.41724 | 0.82355 | 1.7937 | 3.1267 | 3.4008 | 7.0189 | 6.2471 | 6.1494 | 5.9167 | 4.3226 | 3.8702 | 2.7347 | 2.0534 | 0.99273 | 0.34602 | 51.2927 | 49.9594 | 47.862 | 46.9356 | 46.2184 | 45.4347 | 45.506 | 45.4882 | 46.2826 | 49.4775 | 52.7121 | 54.8214 | 56.2467 | 56.5737 | 57.3696 | 57.252 | 56.3672 | 55.2045 | 53.9409 | 53.3516 | 52.6511 | 51.4025 | 50.4916 | 49.4041 | 4.0681 | 3.9122 | 4.2071 | 4.9924 | 4.4866 | 4.7215 | 4.2628 | 4.4983 | 5.5414 | 6.1616 | 5.7423 | 4.7741 | 5.0378 | 5.0096 | 4.1894 | 4.1738 | 3.7418 | 3.9956 | 4.0234 | 4.8197 | 5.1841 | 5.3162 | 4.6491 | 3.7835
Program Specific1-in-2Size: Over 200kWSouth of Lugo2017Typical Event Day | Program Specific | 1-in-2 | Size: Over 200kW | South of Lugo | 2017 | Typical Event Day | 8 | 123.1088 | 118.34 | 114.2054 | 115.1348 | 122.6993 | 146.3271 | 172.4093 | 191.8993 | 207.2113 | 219.7668 | 230.366 | 232.1088 | 227.8065 | 229.7189 | 227.9446 | 221.2818 | 212.4573 | 201.4704 | 182.6011 | 175.8037 | 168.3292 | 157.3919 | 142.5464 | 132.6102 | -0.76128 | -0.047577 | -0.11882 | -0.83936 | -2.5941 | -2.063 | -1.5676 | -0.85053 | -0.68099 | 0.52711 | 1.1102 | 1.4503 | 3.0264 | 3.6434 | 8.4103 | 7.5187 | 7.305 | 6.516 | 4.1755 | 3.1607 | 2.5299 | 2.2103 | 1.0384 | 0.48368 | 67.6173 | 67.1064 | 66.5895 | 66.0455 | 65.7642 | 65.4201 | 65.2326 | 65.4968 | 67.5692 | 71.4046 | 75.5402 | 78.9933 | 81.0729 | 82.3033 | 83.1043 | 83.3059 | 84.1304 | 83.6049 | 82.2624 | 79.6286 | 75.912 | 73.0531 | 71.525 | 70.6146 | 4.9424 | 4.6962 | 5.0597 | 6.0358 | 5.5459 | 6.0392 | 5.2893 | 5.5909 | 6.9465 | 7.8013 | 7.6121 | 6.4024 | 6.7989 | 6.8433 | 5.7765 | 5.8186 | 5.1053 | 5.1108 | 4.8701 | 5.8053 | 6.2947 | 6.471 | 5.6535 | 4.6646
Program Specific1-in-2Size: Over 200kWSouth of Lugo2018January Monthly Peak | Program Specific | 1-in-2 | Size: Over 200kW | South of Lugo | 2018 | January Monthly Peak | 1 | 99.6484 | 96.8281 | 94.0697 | 93.9355 | 99.9388 | 115.8687 | 140.1807 | 156.0675 | 166.567 | 175.4319 | 180.0906 | 182.2642 | 179.7354 | 180.7899 | 177.0743 | 169.2098 | 161.8105 | 160.9426 | 151.1464 | 145.0891 | 137.3288 | 128.3988 | 116.383 | 107.4082 | -0.52165 | 0.0031562 | 0.046304 | -0.91332 | -2.4611 | -1.3941 | -0.95643 | -0.010111 | -0.54838 | 0.43476 | 0.87987 | 1.9474 | 3.4323 | 3.7692 | 7.7508 | 6.8655 | 6.5879 | 6.2328 | 4.4651 | 3.9663 | 2.7928 | 2.1021 | 1.0161 | 0.35622 | 56.7264 | 56.0296 | 55.7205 | 55.4596 | 54.8197 | 54.5864 | 55.1533 | 55.1781 | 55.7682 | 56.9162 | 58.3259 | 58.9398 | 59.9826 | 60.8897 | 61.6724 | 61.2851 | 61.6421 | 61.3703 | 60.3536 | 59.2241 | 58.6248 | 58.2149 | 57.2759 | 56.1134 | 4.1243 | 3.9615 | 4.2966 | 5.0769 | 4.6569 | 4.9301 | 4.4337 | 4.6876 | 5.7567 | 6.4203 | 6.135 | 5.1831 | 5.5302 | 5.5524 | 4.6262 | 4.5871 | 4.0086 | 4.2091 | 4.1559 | 4.9393 | 5.2943 | 5.4424 | 4.7587 | 3.8951
Program Specific1-in-2Size: Over 200kWSouth of Lugo2018February Monthly Peak | Program Specific | 1-in-2 | Size: Over 200kW | South of Lugo | 2018 | February Monthly Peak | 2 | 102.0684 | 99.0832 | 95.4434 | 96.0678 | 101.2716 | 117.5725 | 141.3186 | 156.8357 | 168.2783 | 177.1642 | 182.0112 | 185.8103 | 184.3189 | 185.8018 | 183.1384 | 175.1851 | 167.2622 | 163.5172 | 155.6475 | 148.8058 | 140.6166 | 130.1429 | 118.3333 | 110.3182 | -0.53432 | 0.0032297 | 0.04698 | -0.93405 | -2.494 | -1.4146 | -0.9642 | -0.010161 | -0.55402 | 0.43905 | 0.88925 | 1.9852 | 3.5198 | 3.8737 | 8.0163 | 7.108 | 6.8098 | 6.3325 | 4.598 | 4.0679 | 2.8597 | 2.1307 | 1.0332 | 0.36587 | 52.2509 | 51.5097 | 51.2054 | 50.8398 | 50.3756 | 49.9551 | 49.5925 | 49.8292 | 51.2148 | 54.8916 | 59.1801 | 63.3735 | 65.018 | 65.9598 | 66.1513 | 65.0371 | 64.1345 | 63.6399 | 61.1774 | 59.2534 | 58.4942 | 57.4993 | 56.3976 | 55.0309 | 4.2245 | 4.0537 | 4.3593 | 5.1921 | 4.719 | 5.0026 | 4.4697 | 4.7107 | 5.8159 | 6.4837 | 6.2004 | 5.284 | 5.6713 | 5.7063 | 4.7847 | 4.7491 | 4.1436 | 4.2764 | 4.2797 | 5.0658 | 5.4211 | 5.5163 | 4.8385 | 4.0006
Program Specific1-in-2Size: Over 200kWSouth of Lugo2018March Monthly Peak | Program Specific | 1-in-2 | Size: Over 200kW | South of Lugo | 2018 | March Monthly Peak | 3 | 105.6709 | 101.2058 | 96.9385 | 96.7279 | 102.0241 | 118.9562 | 143.8311 | 160.5051 | 171.8926 | 181.9594 | 187.1259 | 190.3788 | 188.3311 | 190.2336 | 189.036 | 181.9061 | 174.2708 | 167.8284 | 158.9816 | 155.5787 | 146.7359 | 136.4141 | 123.0722 | 113.7533 | -0.55318 | 0.0032989 | 0.047716 | -0.94047 | -2.5125 | -1.4312 | -0.98134 | -0.010399 | -0.56592 | 0.45094 | 0.91424 | 2.0341 | 3.5964 | 3.9661 | 8.2744 | 7.3807 | 7.0952 | 6.4995 | 4.6965 | 4.2531 | 2.9841 | 2.2333 | 1.0745 | 0.37726 | 54.4139 | 53.2356 | 52.7396 | 52.7467 | 52.3766 | 51.8724 | 51.3923 | 51.7394 | 53.2482 | 54.7177 | 56.9487 | 59.9962 | 62.4948 | 64.4911 | 65.2576 | 65.7249 | 64.9498 | 63.8063 | 60.8852 | 58.5288 | 57.737 | 56.8692 | 55.6922 | 54.0971 | 4.3736 | 4.1406 | 4.4276 | 5.2278 | 4.7541 | 5.0615 | 4.5491 | 4.8209 | 5.9408 | 6.6591 | 6.3747 | 5.4139 | 5.7947 | 5.8424 | 4.9387 | 4.9313 | 4.3173 | 4.3892 | 4.3714 | 5.2964 | 5.657 | 5.7821 | 5.0322 | 4.1252
Program Specific1-in-2Size: Over 200kWSouth of Lugo2018April Monthly Peak | Program Specific | 1-in-2 | Size: Over 200kW | South of Lugo | 2018 | April Monthly Peak | 4 | 110.4593 | 106.2806 | 102.1311 | 101.7196 | 108.4718 | 125.6666 | 149.8799 | 167.565 | 181.8016 | 194.1723 | 203.6519 | 207.8617 | 206.221 | 208.2459 | 206.0506 | 198.824 | 189.6063 | 179.394 | 165.7415 | 162.0508 | 155.0831 | 143.8532 | 129.9802 | 120.1067 | -0.57825 | 0.0034643 | 0.050272 | -0.989 | -2.6713 | -1.512 | -1.0226 | -0.010856 | -0.59854 | 0.4812 | 0.99498 | 2.2208 | 3.9381 | 4.3417 | 9.0192 | 8.0671 | 7.7195 | 6.9474 | 4.8962 | 4.43 | 3.1539 | 2.3551 | 1.1349 | 0.39833 | 60.9525 | 60.4065 | 59.7591 | 59.3544 | 58.5072 | 57.9537 | 57.7076 | 57.8011 | 59.533 | 62.7702 | 66.6293 | 70.4531 | 73.8483 | 74.8501 | 74.4911 | 73.8659 | 72.3789 | 71.0422 | 69.3934 | 67.7446 | 64.9622 | 64.3025 | 63.1247 | 61.4716 | 4.5718 | 4.3482 | 4.6648 | 5.4976 | 5.0545 | 5.347 | 4.7404 | 5.033 | 6.2833 | 7.1061 | 6.9377 | 5.911 | 6.3452 | 6.3956 | 5.3833 | 5.3899 | 4.6972 | 4.6916 | 4.5573 | 5.5167 | 5.9788 | 6.0974 | 5.3147 | 4.3556
Program Specific1-in-2Size: Over 200kWSouth of Lugo2018May Monthly Peak | Program Specific | 1-in-2 | Size: Over 200kW | South of Lugo | 2018 | May Monthly Peak | 5 | 110.039 | 105.5962 | 101.9249 | 101.9968 | 109.205 | 127.3375 | 150.8094 | 171.5287 | 186.2135 | 198.6521 | 208.8954 | 211.9834 | 209.3614 | 210.9201 | 208.3232 | 200.1715 | 190.1541 | 180.6413 | 166.0941 | 160.1214 | 155.4034 | 144.045 | 130.0013 | 120.2628 | -0.57605 | 0.003442 | 0.05017 | -0.9917 | -2.6893 | -1.5321 | -1.029 | -0.011113 | -0.61306 | 0.49231 | 1.0206 | 2.2649 | 3.998 | 4.3974 | 9.1187 | 8.1218 | 7.7418 | 6.9957 | 4.9066 | 4.3773 | 3.1604 | 2.3583 | 1.135 | 0.39885 | 62.8794 | 61.915 | 60.9337 | 60.5554 | 60.293 | 59.5548 | 59.5799 | 60.233 | 62.3733 | 65.0538 | 68.6214 | 71.9969 | 74.8519 | 75.5249 | 75.2622 | 75.2369 | 75.7789 | 75.9491 | 74.869 | 72.3678 | 68.5004 | 65.7524 | 65.021 | 64.2369 | 4.5544 | 4.3202 | 4.6553 | 5.5125 | 5.0887 | 5.4181 | 4.7698 | 5.152 | 6.4357 | 7.27 | 7.1163 | 6.0282 | 6.4418 | 6.4777 | 5.4426 | 5.4264 | 4.7107 | 4.7242 | 4.5669 | 5.451 | 5.9912 | 6.1056 | 5.3155 | 4.3612
Program Specific1-in-2Size: Over 200kWSouth of Lugo2018June Monthly Peak | Program Specific | 1-in-2 | Size: Over 200kW | South of Lugo | 2018 | June Monthly Peak | 6 | 115.3454 | 110.7022 | 107.0271 | 107.3827 | 115.2989 | 133.9417 | 156.9891 | 178.1333 | 192.8299 | 206.7517 | 217.3887 | 217.9947 | 212.8895 | 214.4706 | 212.4632 | 206.4409 | 196.9883 | 187.1346 | 170.6751 | 163.9243 | 158.7188 | 147.6536 | 133.8745 | 124.3636 | -0.60383 | 0.0036084 | 0.052682 | -1.0441 | -2.8394 | -1.6115 | -1.0711 | -0.011541 | -0.63485 | 0.51238 | 1.0621 | 2.3291 | 4.0654 | 4.4714 | 9.2999 | 8.3762 | 8.0201 | 7.2472 | 5.042 | 4.4812 | 3.2278 | 2.4173 | 1.1689 | 0.41245 | 64.8581 | 64.3277 | 63.4826 | 63.0662 | 62.8187 | 62.5645 | 62.3159 | 62.7413 | 64.9521 | 68.5311 | 71.4727 | 73.8772 | 74.6316 | 75.6033 | 75.8796 | 76.8419 | 78.3089 | 78.6266 | 78.3242 | 75.655 | 72.3631 | 68.8082 | 66.8489 | 66.1971 | 4.774 | 4.5291 | 4.8884 | 5.8036 | 5.3727 | 5.6991 | 4.9653 | 5.3504 | 6.6644 | 7.5665 | 7.4056 | 6.1992 | 6.5504 | 6.5867 | 5.5508 | 5.5964 | 4.8801 | 4.8941 | 4.6929 | 5.5805 | 6.119 | 6.2585 | 5.4739 | 4.5099
Program Specific1-in-2Size: Over 200kWSouth of Lugo2018July Monthly Peak | Program Specific | 1-in-2 | Size: Over 200kW | South of Lugo | 2018 | July Monthly Peak | 7 | 118.5499 | 113.5499 | 109.7217 | 110.6234 | 118.9515 | 140.0421 | 164.7712 | 185.8169 | 200.6835 | 212.2071 | 221.7903 | 222.4332 | 218.4507 | 220.2338 | 218.0754 | 212.2229 | 203.7673 | 193.0447 | 175.5608 | 167.2548 | 161.7006 | 150.5838 | 136.8071 | 127.8328 | -0.69589 | -0.029331 | -0.058546 | -0.89545 | -2.6519 | -1.8787 | -1.3745 | -0.55521 | -0.65992 | 0.51457 | 1.0737 | 1.7161 | 3.3219 | 3.8562 | 8.542 | 7.6738 | 7.4327 | 6.651 | 4.402 | 3.5246 | 2.7141 | 2.2307 | 1.062 | 0.45227 | 65.1427 | 65.0924 | 65.2588 | 65.4773 | 65.3977 | 65.1419 | 64.9588 | 65.3678 | 67.5738 | 70.6997 | 74.6702 | 77.8419 | 79.2769 | 80.3363 | 81.4188 | 81.7938 | 82.6094 | 82.3287 | 81.2425 | 78.6677 | 74.8187 | 71.4273 | 69.7586 | 68.7709 | 4.7962 | 4.541 | 4.8986 | 5.8442 | 5.4181 | 5.8245 | 5.0941 | 5.4555 | 6.7797 | 7.5913 | 7.3855 | 6.183 | 6.5701 | 6.6115 | 5.5692 | 5.6236 | 4.9343 | 4.935 | 4.7186 | 5.5657 | 6.0936 | 6.239 | 5.4679 | 4.5314
Program Specific1-in-2Size: Over 200kWSouth of Lugo2018August Monthly Peak | Program Specific | 1-in-2 | Size: Over 200kW | South of Lugo | 2018 | August Monthly Peak | 8 | 124.8766 | 120.1241 | 116.088 | 117.445 | 125.3296 | 149.657 | 176.6295 | 197.3857 | 215.582 | 230.7377 | 243.1458 | 245.1881 | 240.8969 | 242.8522 | 240.2696 | 232.6928 | 222.8996 | 210.696 | 189.594 | 181.4071 | 172.792 | 161.0622 | 146.2778 | 135.9071 | -0.92706 | -0.11653 | -0.3533 | -0.48282 | -2.079 | -2.5142 | -2.13 | -2.0015 | -0.70685 | 0.52937 | 1.1507 | 0.1106 | 1.3707 | 2.2684 | 6.706 | 5.9006 | 5.82 | 5.0561 | 2.6816 | 1.0428 | 1.3986 | 1.7718 | 0.78901 | 0.55448 | 72.1547 | 71.3154 | 70.6184 | 69.5798 | 69.2688 | 68.599 | 68.3423 | 68.8512 | 71.0599 | 75.7081 | 80.9137 | 84.7288 | 86.5363 | 87.3181 | 88.2462 | 87.95 | 89.17 | 88.3788 | 86.7637 | 84.1125 | 79.007 | 76.0158 | 74.512 | 73.3246 | 4.9867 | 4.7417 | 5.1157 | 6.1242 | 5.6347 | 6.1438 | 5.39 | 5.7201 | 7.1887 | 8.1473 | 7.9917 | 6.7273 | 7.1514 | 7.1961 | 6.0565 | 6.0862 | 5.3277 | 5.3164 | 5.0297 | 5.9585 | 6.4272 | 6.5867 | 5.7707 | 4.7552
Program Specific1-in-2Size: Over 200kWSouth of Lugo2018September Monthly Peak | Program Specific | 1-in-2 | Size: Over 200kW | South of Lugo | 2018 | September Monthly Peak | 9 | 119.9455 | 115.4925 | 111.7391 | 112.5547 | 119.4884 | 144.0097 | 171.9483 | 192.4154 | 210.7542 | 224.6297 | 235.5788 | 237.6322 | 234.7071 | 236.4044 | 232.3835 | 223.8269 | 212.6418 | 201.0028 | 182.8038 | 178.9748 | 168.8194 | 156.009 | 139.6907 | 129.3443 | -0.77281 | -0.060145 | -0.16304 | -0.74575 | -2.4125 | -2.1116 | -1.6701 | -1.0824 | -0.69229 | 0.53387 | 1.131 | 1.1968 | 2.7455 | 3.4272 | 8.1376 | 7.2019 | 6.9436 | 6.1502 | 3.8468 | 2.7602 | 2.2925 | 2.0917 | 0.96237 | 0.48346 | 68.3139 | 67.6901 | 66.9984 | 66.0589 | 65.5714 | 65.3749 | 65.3134 | 65.0268 | 66.6913 | 70.6795 | 75.1042 | 79.5254 | 83.8469 | 85.9556 | 86.8725 | 86.6381 | 86.4334 | 85.0854 | 82.7191 | 80.0792 | 77.4594 | 75.9612 | 74.9802 | 74.1657 | 4.7939 | 4.5627 | 4.9283 | 5.8742 | 5.3766 | 5.917 | 5.2516 | 5.5808 | 7.0337 | 7.9383 | 7.7496 | 6.5255 | 6.9736 | 7.011 | 5.8627 | 5.8592 | 5.0869 | 5.0762 | 4.8537 | 5.8836 | 6.2848 | 6.3855 | 5.5155 | 4.5294
Program Specific1-in-2Size: Over 200kWSouth of Lugo2018October Monthly Peak | Program Specific | 1-in-2 | Size: Over 200kW | South of Lugo | 2018 | October Monthly Peak | 10 | 116.2133 | 113.2865 | 109.1272 | 109.9466 | 116.7711 | 137.0095 | 164.2916 | 183.8102 | 201.0029 | 218.9607 | 233.1445 | 237.627 | 236.8547 | 238.7949 | 235.3118 | 224.0589 | 212.1772 | 198.2023 | 184.9891 | 175.4473 | 164.8669 | 152.1591 | 136.7657 | 125.4778 | -0.7571 | -0.06272 | -0.17187 | -0.70824 | -2.3268 | -2.0304 | -1.6239 | -1.0947 | -0.66017 | 0.51908 | 1.1182 | 1.1171 | 2.6665 | 3.3718 | 8.1178 | 7.0976 | 6.8269 | 5.9688 | 3.7995 | 2.5816 | 2.1727 | 2.0133 | 0.92726 | 0.47215 | 68.3462 | 67.8703 | 66.9307 | 65.957 | 65.475 | 64.1381 | 63.7991 | 63.9776 | 65.5974 | 69.9474 | 76.3037 | 82.0144 | 85.67 | 87.2994 | 88.8537 | 87.8856 | 86.2912 | 83.765 | 81.5594 | 79.2144 | 76.7434 | 74.6058 | 72.8322 | 71.1619 | 4.6404 | 4.4714 | 4.8086 | 5.7327 | 5.2495 | 5.6242 | 5.0131 | 5.3263 | 6.702 | 7.7308 | 7.6624 | 6.5193 | 7.0308 | 7.0753 | 5.931 | 5.8599 | 5.071 | 5.0008 | 4.9072 | 5.7622 | 6.1319 | 6.2221 | 5.395 | 4.3899
Program Specific1-in-2Size: Over 200kWSouth of Lugo2018November Monthly Peak | Program Specific | 1-in-2 | Size: Over 200kW | South of Lugo | 2018 | November Monthly Peak | 11 | 106.2367 | 102.2462 | 98.6033 | 99.6977 | 105.4226 | 121.3182 | 143.9208 | 161.5064 | 175.1302 | 188.2762 | 196.6787 | 198.8617 | 196.5267 | 197.2762 | 192.9626 | 183.2781 | 175.7609 | 172.2276 | 161.2426 | 154.3286 | 146.7871 | 135.3986 | 122.1232 | 112.6228 | -0.55614 | 0.0033328 | 0.048535 | -0.96934 | -2.5962 | -1.4596 | -0.98195 | -0.010464 | -0.57658 | 0.46659 | 0.96091 | 2.1247 | 3.7529 | 4.1129 | 8.4463 | 7.4364 | 7.1558 | 6.6699 | 4.7633 | 4.2189 | 2.9852 | 2.2167 | 1.0663 | 0.37351 | 57.8147 | 56.5789 | 55.8429 | 55.2164 | 54.4598 | 53.8299 | 53.3339 | 53.6189 | 57.3527 | 60.4243 | 66.0916 | 71.3922 | 75.3944 | 76.9806 | 76.6572 | 75.7636 | 73.0739 | 68.9498 | 65.1404 | 63.4858 | 62.3358 | 61.1149 | 60.0121 | 59.3196 | 4.397 | 4.1831 | 4.5036 | 5.3883 | 4.9125 | 5.162 | 4.552 | 4.851 | 6.0527 | 6.8903 | 6.7001 | 5.6551 | 6.0469 | 6.0587 | 5.0413 | 4.9685 | 4.3542 | 4.5042 | 4.4335 | 5.2538 | 5.659 | 5.7391 | 4.9934 | 4.0842
Program Specific1-in-2Size: Over 200kWSouth of Lugo2018December Monthly Peak | Program Specific | 1-in-2 | Size: Over 200kW | South of Lugo | 2018 | December Monthly Peak | 12 | 98.2896 | 95.6243 | 92.1108 | 92.373 | 96.2829 | 110.9649 | 134.777 | 149.7656 | 160.3368 | 168.3637 | 168.5636 | 167.8798 | 163.7311 | 163.1163 | 160.3528 | 153.9663 | 151.0401 | 152.7807 | 146.3254 | 141.5748 | 134.4691 | 125.423 | 113.7017 | 104.3324 | -0.51454 | 0.003117 | 0.045339 | -0.89813 | -2.3711 | -1.3351 | -0.91956 | -0.0097031 | -0.52787 | 0.41724 | 0.82355 | 1.7937 | 3.1267 | 3.4008 | 7.0189 | 6.2471 | 6.1494 | 5.9167 | 4.3226 | 3.8702 | 2.7347 | 2.0534 | 0.99273 | 0.34602 | 51.2927 | 49.9594 | 47.862 | 46.9356 | 46.2184 | 45.4347 | 45.506 | 45.4882 | 46.2826 | 49.4775 | 52.7121 | 54.8214 | 56.2467 | 56.5737 | 57.3696 | 57.252 | 56.3672 | 55.2045 | 53.9409 | 53.3516 | 52.6511 | 51.4025 | 50.4916 | 49.4041 | 4.0681 | 3.9122 | 4.2071 | 4.9924 | 4.4866 | 4.7215 | 4.2628 | 4.4983 | 5.5414 | 6.1616 | 5.7423 | 4.7741 | 5.0378 | 5.0096 | 4.1894 | 4.1738 | 3.7418 | 3.9956 | 4.0234 | 4.8197 | 5.1841 | 5.3162 | 4.6491 | 3.7835
Program Specific1-in-2Size: Over 200kWSouth of Lugo2018Typical Event Day | Program Specific | 1-in-2 | Size: Over 200kW | South of Lugo | 2018 | Typical Event Day | 8 | 123.1088 | 118.34 | 114.2054 | 115.1348 | 122.6993 | 146.3271 | 172.4093 | 191.8994 | 207.2113 | 219.7668 | 230.366 | 232.1088 | 227.8065 | 229.7189 | 227.9446 | 221.2817 | 212.4573 | 201.4704 | 182.6011 | 175.8037 | 168.3292 | 157.3919 | 142.5464 | 132.6102 | -0.76128 | -0.047577 | -0.11882 | -0.83936 | -2.5941 | -2.063 | -1.5676 | -0.85053 | -0.68099 | 0.52711 | 1.1102 | 1.4503 | 3.0264 | 3.6434 | 8.4103 | 7.5187 | 7.305 | 6.5159 | 4.1755 | 3.1607 | 2.5299 | 2.2103 | 1.0384 | 0.48368 | 67.6173 | 67.1064 | 66.5895 | 66.0455 | 65.7642 | 65.4201 | 65.2326 | 65.4968 | 67.5693 | 71.4046 | 75.5402 | 78.9933 | 81.0729 | 82.3033 | 83.1043 | 83.3059 | 84.1304 | 83.6049 | 82.2624 | 79.6286 | 75.912 | 73.0531 | 71.5249 | 70.6146 | 4.9424 | 4.6962 | 5.0597 | 6.0358 | 5.5459 | 6.0392 | 5.2893 | 5.5909 | 6.9465 | 7.8013 | 7.6121 | 6.4024 | 6.7989 | 6.8433 | 5.7765 | 5.8186 | 5.1053 | 5.1108 | 4.8701 | 5.8053 | 6.2947 | 6.471 | 5.6535 | 4.6646
Program Specific1-in-2Size: Over 200kWSouth of Lugo2019January Monthly Peak | Program Specific | 1-in-2 | Size: Over 200kW | South of Lugo | 2019 | January Monthly Peak | 1 | 99.6484 | 96.8281 | 94.0697 | 93.9355 | 99.9388 | 115.8687 | 140.1807 | 156.0675 | 166.567 | 175.4319 | 180.0906 | 182.2642 | 179.7354 | 180.7899 | 177.0743 | 169.2098 | 161.8105 | 160.9426 | 151.1465 | 145.0891 | 137.3288 | 128.3988 | 116.383 | 107.4082 | -0.52165 | 0.0031562 | 0.046304 | -0.91332 | -2.4611 | -1.3941 | -0.95643 | -0.010111 | -0.54838 | 0.43476 | 0.87987 | 1.9474 | 3.4323 | 3.7692 | 7.7508 | 6.8655 | 6.5879 | 6.2328 | 4.4651 | 3.9663 | 2.7928 | 2.1021 | 1.0161 | 0.35622 | 56.7264 | 56.0296 | 55.7205 | 55.4596 | 54.8197 | 54.5864 | 55.1533 | 55.1781 | 55.7682 | 56.9162 | 58.3259 | 58.9398 | 59.9826 | 60.8897 | 61.6724 | 61.2851 | 61.6421 | 61.3703 | 60.3536 | 59.2241 | 58.6248 | 58.2149 | 57.2759 | 56.1134 | 4.1243 | 3.9615 | 4.2966 | 5.0769 | 4.6569 | 4.9301 | 4.4337 | 4.6876 | 5.7567 | 6.4203 | 6.135 | 5.1831 | 5.5302 | 5.5524 | 4.6262 | 4.5871 | 4.0086 | 4.2091 | 4.1559 | 4.9393 | 5.2943 | 5.4424 | 4.7587 | 3.8951
Program Specific1-in-2Size: Over 200kWSouth of Lugo2019February Monthly Peak | Program Specific | 1-in-2 | Size: Over 200kW | South of Lugo | 2019 | February Monthly Peak | 2 | 102.0684 | 99.0832 | 95.4434 | 96.0678 | 101.2716 | 117.5725 | 141.3186 | 156.8357 | 168.2783 | 177.1642 | 182.0112 | 185.8103 | 184.3189 | 185.8018 | 183.1384 | 175.1851 | 167.2622 | 163.5172 | 155.6475 | 148.8058 | 140.6166 | 130.1429 | 118.3333 | 110.3182 | -0.53432 | 0.0032297 | 0.04698 | -0.93405 | -2.494 | -1.4146 | -0.9642 | -0.010161 | -0.55402 | 0.43905 | 0.88925 | 1.9852 | 3.5198 | 3.8737 | 8.0163 | 7.108 | 6.8098 | 6.3325 | 4.598 | 4.0679 | 2.8597 | 2.1307 | 1.0332 | 0.36587 | 52.2509 | 51.5098 | 51.2054 | 50.8398 | 50.3756 | 49.9551 | 49.5925 | 49.8293 | 51.2148 | 54.8916 | 59.1801 | 63.3735 | 65.018 | 65.9598 | 66.1513 | 65.0371 | 64.1345 | 63.6399 | 61.1774 | 59.2534 | 58.4942 | 57.4993 | 56.3976 | 55.0309 | 4.2245 | 4.0537 | 4.3593 | 5.1921 | 4.719 | 5.0026 | 4.4697 | 4.7107 | 5.8159 | 6.4837 | 6.2004 | 5.284 | 5.6713 | 5.7063 | 4.7847 | 4.7491 | 4.1436 | 4.2764 | 4.2797 | 5.0658 | 5.4211 | 5.5163 | 4.8385 | 4.0006
Program Specific1-in-2Size: Over 200kWSouth of Lugo2019March Monthly Peak | Program Specific | 1-in-2 | Size: Over 200kW | South of Lugo | 2019 | March Monthly Peak | 3 | 105.6709 | 101.2059 | 96.9385 | 96.7279 | 102.0241 | 118.9562 | 143.8311 | 160.5051 | 171.8926 | 181.9594 | 187.1259 | 190.3788 | 188.3311 | 190.2336 | 189.036 | 181.9061 | 174.2708 | 167.8284 | 158.9815 | 155.5787 | 146.7359 | 136.4141 | 123.0722 | 113.7533 | -0.55318 | 0.0032989 | 0.047716 | -0.94047 | -2.5125 | -1.4312 | -0.98134 | -0.010399 | -0.56592 | 0.45094 | 0.91424 | 2.0341 | 3.5964 | 3.9661 | 8.2744 | 7.3807 | 7.0952 | 6.4995 | 4.6965 | 4.2531 | 2.9841 | 2.2333 | 1.0745 | 0.37726 | 54.4139 | 53.2356 | 52.7396 | 52.7467 | 52.3766 | 51.8724 | 51.3923 | 51.7394 | 53.2482 | 54.7177 | 56.9487 | 59.9962 | 62.4948 | 64.4911 | 65.2576 | 65.7249 | 64.9497 | 63.8063 | 60.8853 | 58.5288 | 57.737 | 56.8692 | 55.6922 | 54.0971 | 4.3736 | 4.1406 | 4.4276 | 5.2278 | 4.7541 | 5.0615 | 4.5491 | 4.8209 | 5.9408 | 6.6591 | 6.3747 | 5.4139 | 5.7947 | 5.8424 | 4.9387 | 4.9313 | 4.3173 | 4.3892 | 4.3714 | 5.2964 | 5.657 | 5.7821 | 5.0322 | 4.1252
Program Specific1-in-2Size: Over 200kWSouth of Lugo2019April Monthly Peak | Program Specific | 1-in-2 | Size: Over 200kW | South of Lugo | 2019 | April Monthly Peak | 4 | 110.4593 | 106.2806 | 102.1311 | 101.7196 | 108.4718 | 125.6666 | 149.8799 | 167.565 | 181.8016 | 194.1723 | 203.6519 | 207.8617 | 206.221 | 208.2459 | 206.0506 | 198.824 | 189.6063 | 179.394 | 165.7415 | 162.0508 | 155.0832 | 143.8532 | 129.9802 | 120.1066 | -0.57825 | 0.0034643 | 0.050272 | -0.989 | -2.6713 | -1.512 | -1.0226 | -0.010856 | -0.59854 | 0.4812 | 0.99498 | 2.2208 | 3.9381 | 4.3417 | 9.0192 | 8.0671 | 7.7195 | 6.9474 | 4.8962 | 4.43 | 3.1539 | 2.3551 | 1.1349 | 0.39833 | 60.9525 | 60.4065 | 59.7591 | 59.3544 | 58.5073 | 57.9537 | 57.7076 | 57.8011 | 59.533 | 62.7702 | 66.6293 | 70.4531 | 73.8482 | 74.8501 | 74.4911 | 73.8659 | 72.3789 | 71.0422 | 69.3934 | 67.7446 | 64.9622 | 64.3025 | 63.1248 | 61.4716 | 4.5718 | 4.3482 | 4.6648 | 5.4976 | 5.0545 | 5.347 | 4.7404 | 5.033 | 6.2833 | 7.1061 | 6.9377 | 5.911 | 6.3452 | 6.3956 | 5.3833 | 5.3899 | 4.6972 | 4.6916 | 4.5573 | 5.5167 | 5.9788 | 6.0974 | 5.3147 | 4.3556
Program Specific1-in-2Size: Over 200kWSouth of Lugo2019May Monthly Peak | Program Specific | 1-in-2 | Size: Over 200kW | South of Lugo | 2019 | May Monthly Peak | 5 | 110.039 | 105.5962 | 101.9249 | 101.9968 | 109.205 | 127.3375 | 150.8094 | 171.5287 | 186.2135 | 198.6521 | 208.8954 | 211.9834 | 209.3614 | 210.9201 | 208.3232 | 200.1715 | 190.1541 | 180.6413 | 166.0941 | 160.1214 | 155.4034 | 144.045 | 130.0013 | 120.2628 | -0.57605 | 0.003442 | 0.05017 | -0.9917 | -2.6893 | -1.5321 | -1.029 | -0.011113 | -0.61306 | 0.49231 | 1.0206 | 2.2649 | 3.998 | 4.3974 | 9.1187 | 8.1218 | 7.7418 | 6.9957 | 4.9066 | 4.3773 | 3.1604 | 2.3583 | 1.135 | 0.39885 | 62.8794 | 61.915 | 60.9337 | 60.5554 | 60.293 | 59.5548 | 59.5799 | 60.233 | 62.3733 | 65.0538 | 68.6214 | 71.9969 | 74.8519 | 75.5249 | 75.2622 | 75.2369 | 75.7789 | 75.9491 | 74.869 | 72.3678 | 68.5004 | 65.7524 | 65.021 | 64.2369 | 4.5544 | 4.3202 | 4.6553 | 5.5125 | 5.0887 | 5.4181 | 4.7698 | 5.152 | 6.4357 | 7.27 | 7.1163 | 6.0282 | 6.4418 | 6.4777 | 5.4426 | 5.4264 | 4.7107 | 4.7242 | 4.5669 | 5.451 | 5.9912 | 6.1056 | 5.3155 | 4.3612
Program Specific1-in-2Size: Over 200kWSouth of Lugo2019June Monthly Peak | Program Specific | 1-in-2 | Size: Over 200kW | South of Lugo | 2019 | June Monthly Peak | 6 | 115.3454 | 110.7022 | 107.0271 | 107.3827 | 115.2989 | 133.9417 | 156.9891 | 178.1333 | 192.8299 | 206.7517 | 217.3887 | 217.9947 | 212.8895 | 214.4706 | 212.4632 | 206.4409 | 196.9883 | 187.1346 | 170.6751 | 163.9243 | 158.7188 | 147.6536 | 133.8745 | 124.3636 | -0.60383 | 0.0036084 | 0.052682 | -1.0441 | -2.8394 | -1.6115 | -1.0711 | -0.011541 | -0.63485 | 0.51238 | 1.0621 | 2.3291 | 4.0654 | 4.4714 | 9.2999 | 8.3762 | 8.0201 | 7.2472 | 5.042 | 4.4812 | 3.2278 | 2.4173 | 1.1689 | 0.41245 | 64.8581 | 64.3278 | 63.4826 | 63.0662 | 62.8188 | 62.5645 | 62.3159 | 62.7413 | 64.9521 | 68.5311 | 71.4727 | 73.8772 | 74.6316 | 75.6033 | 75.8796 | 76.8419 | 78.3089 | 78.6266 | 78.3242 | 75.655 | 72.3631 | 68.8082 | 66.8489 | 66.1971 | 4.774 | 4.5291 | 4.8884 | 5.8036 | 5.3727 | 5.6991 | 4.9653 | 5.3504 | 6.6644 | 7.5665 | 7.4056 | 6.1992 | 6.5504 | 6.5867 | 5.5508 | 5.5964 | 4.8801 | 4.8941 | 4.6929 | 5.5805 | 6.119 | 6.2585 | 5.4739 | 4.5099
Program Specific1-in-2Size: Over 200kWSouth of Lugo2019July Monthly Peak | Program Specific | 1-in-2 | Size: Over 200kW | South of Lugo | 2019 | July Monthly Peak | 7 | 118.5499 | 113.5499 | 109.7217 | 110.6234 | 118.9515 | 140.0421 | 164.7712 | 185.8169 | 200.6835 | 212.2071 | 221.7903 | 222.4332 | 218.4507 | 220.2338 | 218.0754 | 212.2229 | 203.7673 | 193.0447 | 175.5608 | 167.2548 | 161.7006 | 150.5838 | 136.8071 | 127.8328 | -0.69589 | -0.029331 | -0.058546 | -0.89545 | -2.6519 | -1.8787 | -1.3745 | -0.55521 | -0.65992 | 0.51457 | 1.0737 | 1.7161 | 3.3219 | 3.8562 | 8.542 | 7.6738 | 7.4327 | 6.651 | 4.402 | 3.5246 | 2.7141 | 2.2307 | 1.062 | 0.45227 | 65.1427 | 65.0924 | 65.2588 | 65.4773 | 65.3977 | 65.1419 | 64.9588 | 65.3678 | 67.5737 | 70.6997 | 74.6702 | 77.8419 | 79.2769 | 80.3363 | 81.4187 | 81.7937 | 82.6094 | 82.3288 | 81.2425 | 78.6677 | 74.8187 | 71.4273 | 69.7586 | 68.7709 | 4.7962 | 4.541 | 4.8986 | 5.8442 | 5.4181 | 5.8245 | 5.0941 | 5.4555 | 6.7797 | 7.5913 | 7.3855 | 6.183 | 6.5701 | 6.6115 | 5.5692 | 5.6236 | 4.9343 | 4.935 | 4.7186 | 5.5657 | 6.0936 | 6.239 | 5.4679 | 4.5314
Program Specific1-in-2Size: Over 200kWSouth of Lugo2019August Monthly Peak | Program Specific | 1-in-2 | Size: Over 200kW | South of Lugo | 2019 | August Monthly Peak | 8 | 124.8766 | 120.1241 | 116.088 | 117.445 | 125.3296 | 149.657 | 176.6295 | 197.3857 | 215.582 | 230.7377 | 243.1458 | 245.1881 | 240.8969 | 242.8522 | 240.2696 | 232.6928 | 222.8996 | 210.6959 | 189.594 | 181.4071 | 172.792 | 161.0622 | 146.2778 | 135.9071 | -0.92706 | -0.11653 | -0.3533 | -0.48282 | -2.079 | -2.5142 | -2.13 | -2.0015 | -0.70685 | 0.52937 | 1.1507 | 0.1106 | 1.3707 | 2.2684 | 6.706 | 5.9006 | 5.82 | 5.0561 | 2.6816 | 1.0428 | 1.3986 | 1.7718 | 0.78901 | 0.55448 | 72.1547 | 71.3154 | 70.6184 | 69.5798 | 69.2688 | 68.599 | 68.3423 | 68.8512 | 71.0599 | 75.7081 | 80.9137 | 84.7287 | 86.5363 | 87.3181 | 88.2462 | 87.95 | 89.17 | 88.3788 | 86.7637 | 84.1125 | 79.007 | 76.0158 | 74.512 | 73.3246 | 4.9867 | 4.7417 | 5.1157 | 6.1242 | 5.6347 | 6.1438 | 5.39 | 5.7201 | 7.1887 | 8.1473 | 7.9917 | 6.7273 | 7.1514 | 7.1961 | 6.0565 | 6.0862 | 5.3277 | 5.3164 | 5.0297 | 5.9585 | 6.4272 | 6.5867 | 5.7707 | 4.7552
Program Specific1-in-2Size: Over 200kWSouth of Lugo2019September Monthly Peak | Program Specific | 1-in-2 | Size: Over 200kW | South of Lugo | 2019 | September Monthly Peak | 9 | 119.9455 | 115.4925 | 111.7391 | 112.5547 | 119.4884 | 144.0097 | 171.9483 | 192.4154 | 210.7542 | 224.6296 | 235.5788 | 237.6322 | 234.7071 | 236.4044 | 232.3835 | 223.8269 | 212.6418 | 201.0028 | 182.8038 | 178.9748 | 168.8194 | 156.009 | 139.6907 | 129.3443 | -0.77281 | -0.060145 | -0.16304 | -0.74575 | -2.4125 | -2.1116 | -1.6701 | -1.0824 | -0.69229 | 0.53387 | 1.131 | 1.1968 | 2.7455 | 3.4272 | 8.1376 | 7.2019 | 6.9436 | 6.1502 | 3.8468 | 2.7602 | 2.2925 | 2.0917 | 0.96237 | 0.48346 | 68.3139 | 67.6901 | 66.9984 | 66.0589 | 65.5714 | 65.3749 | 65.3134 | 65.0267 | 66.6912 | 70.6795 | 75.1043 | 79.5254 | 83.8469 | 85.9556 | 86.8725 | 86.6381 | 86.4334 | 85.0854 | 82.7191 | 80.0792 | 77.4594 | 75.9612 | 74.9802 | 74.1657 | 4.7939 | 4.5627 | 4.9283 | 5.8742 | 5.3766 | 5.917 | 5.2516 | 5.5808 | 7.0337 | 7.9383 | 7.7496 | 6.5255 | 6.9736 | 7.011 | 5.8627 | 5.8592 | 5.0869 | 5.0762 | 4.8537 | 5.8836 | 6.2848 | 6.3855 | 5.5155 | 4.5294
Program Specific1-in-2Size: Over 200kWSouth of Lugo2019October Monthly Peak | Program Specific | 1-in-2 | Size: Over 200kW | South of Lugo | 2019 | October Monthly Peak | 10 | 116.2133 | 113.2865 | 109.1272 | 109.9467 | 116.7711 | 137.0095 | 164.2916 | 183.8102 | 201.0029 | 218.9607 | 233.1445 | 237.627 | 236.8547 | 238.7949 | 235.3118 | 224.0589 | 212.1772 | 198.2023 | 184.9891 | 175.4473 | 164.8669 | 152.1591 | 136.7657 | 125.4778 | -0.7571 | -0.06272 | -0.17187 | -0.70824 | -2.3268 | -2.0304 | -1.6239 | -1.0947 | -0.66017 | 0.51908 | 1.1182 | 1.1171 | 2.6665 | 3.3718 | 8.1178 | 7.0976 | 6.8269 | 5.9688 | 3.7995 | 2.5816 | 2.1727 | 2.0133 | 0.92726 | 0.47215 | 68.3462 | 67.8702 | 66.9307 | 65.957 | 65.475 | 64.1381 | 63.7991 | 63.9776 | 65.5974 | 69.9474 | 76.3038 | 82.0144 | 85.67 | 87.2994 | 88.8537 | 87.8856 | 86.2913 | 83.765 | 81.5594 | 79.2144 | 76.7434 | 74.6058 | 72.8322 | 71.1619 | 4.6404 | 4.4714 | 4.8086 | 5.7327 | 5.2495 | 5.6242 | 5.0131 | 5.3263 | 6.702 | 7.7308 | 7.6624 | 6.5193 | 7.0308 | 7.0753 | 5.931 | 5.8599 | 5.071 | 5.0008 | 4.9072 | 5.7622 | 6.1319 | 6.2221 | 5.395 | 4.3899
Program Specific1-in-2Size: Over 200kWSouth of Lugo2019November Monthly Peak | Program Specific | 1-in-2 | Size: Over 200kW | South of Lugo | 2019 | November Monthly Peak | 11 | 106.2367 | 102.2462 | 98.6033 | 99.6977 | 105.4226 | 121.3182 | 143.9208 | 161.5064 | 175.1302 | 188.2762 | 196.6787 | 198.8617 | 196.5267 | 197.2762 | 192.9626 | 183.2781 | 175.7609 | 172.2276 | 161.2426 | 154.3286 | 146.7871 | 135.3986 | 122.1232 | 112.6228 | -0.55614 | 0.0033328 | 0.048535 | -0.96934 | -2.5962 | -1.4596 | -0.98195 | -0.010464 | -0.57658 | 0.46659 | 0.96091 | 2.1247 | 3.7529 | 4.1129 | 8.4463 | 7.4364 | 7.1558 | 6.6699 | 4.7633 | 4.2189 | 2.9852 | 2.2167 | 1.0663 | 0.37351 | 57.8147 | 56.5789 | 55.8429 | 55.2164 | 54.4597 | 53.8299 | 53.3339 | 53.6189 | 57.3527 | 60.4243 | 66.0916 | 71.3922 | 75.3944 | 76.9806 | 76.6573 | 75.7636 | 73.0739 | 68.9498 | 65.1404 | 63.4858 | 62.3358 | 61.1149 | 60.0121 | 59.3196 | 4.397 | 4.1831 | 4.5036 | 5.3883 | 4.9125 | 5.162 | 4.552 | 4.851 | 6.0527 | 6.8903 | 6.7001 | 5.6551 | 6.0469 | 6.0587 | 5.0413 | 4.9685 | 4.3542 | 4.5042 | 4.4335 | 5.2538 | 5.659 | 5.7391 | 4.9934 | 4.0842
Program Specific1-in-2Size: Over 200kWSouth of Lugo2019December Monthly Peak | Program Specific | 1-in-2 | Size: Over 200kW | South of Lugo | 2019 | December Monthly Peak | 12 | 98.2896 | 95.6243 | 92.1108 | 92.373 | 96.2829 | 110.9649 | 134.777 | 149.7656 | 160.3368 | 168.3637 | 168.5636 | 167.8798 | 163.7311 | 163.1163 | 160.3528 | 153.9663 | 151.0401 | 152.7807 | 146.3254 | 141.5748 | 134.4691 | 125.423 | 113.7017 | 104.3324 | -0.51454 | 0.003117 | 0.045339 | -0.89813 | -2.3711 | -1.3351 | -0.91956 | -0.0097031 | -0.52787 | 0.41724 | 0.82355 | 1.7937 | 3.1267 | 3.4008 | 7.0189 | 6.2471 | 6.1494 | 5.9167 | 4.3226 | 3.8702 | 2.7347 | 2.0534 | 0.99273 | 0.34602 | 51.2927 | 49.9594 | 47.862 | 46.9356 | 46.2184 | 45.4347 | 45.506 | 45.4882 | 46.2826 | 49.4775 | 52.7121 | 54.8214 | 56.2467 | 56.5737 | 57.3696 | 57.252 | 56.3672 | 55.2045 | 53.9409 | 53.3516 | 52.6511 | 51.4025 | 50.4916 | 49.4041 | 4.0681 | 3.9122 | 4.2071 | 4.9924 | 4.4866 | 4.7215 | 4.2628 | 4.4983 | 5.5414 | 6.1616 | 5.7423 | 4.7741 | 5.0378 | 5.0096 | 4.1894 | 4.1738 | 3.7418 | 3.9956 | 4.0234 | 4.8197 | 5.1841 | 5.3162 | 4.6491 | 3.7835
Program Specific1-in-2Size: Over 200kWSouth of Lugo2019Typical Event Day | Program Specific | 1-in-2 | Size: Over 200kW | South of Lugo | 2019 | Typical Event Day | 8 | 123.1088 | 118.34 | 114.2054 | 115.1348 | 122.6993 | 146.3271 | 172.4093 | 191.8993 | 207.2113 | 219.7668 | 230.366 | 232.1088 | 227.8065 | 229.7189 | 227.9446 | 221.2817 | 212.4573 | 201.4704 | 182.6011 | 175.8037 | 168.3292 | 157.3919 | 142.5464 | 132.6102 | -0.76128 | -0.047577 | -0.11882 | -0.83936 | -2.5941 | -2.063 | -1.5676 | -0.85053 | -0.68099 | 0.52711 | 1.1102 | 1.4503 | 3.0264 | 3.6434 | 8.4103 | 7.5187 | 7.305 | 6.5159 | 4.1755 | 3.1607 | 2.5299 | 2.2103 | 1.0384 | 0.48368 | 67.6173 | 67.1064 | 66.5895 | 66.0455 | 65.7642 | 65.4201 | 65.2326 | 65.4968 | 67.5692 | 71.4046 | 75.5402 | 78.9933 | 81.0729 | 82.3033 | 83.1043 | 83.3059 | 84.1304 | 83.6049 | 82.2624 | 79.6286 | 75.912 | 73.0531 | 71.525 | 70.6146 | 4.9424 | 4.6962 | 5.0597 | 6.0358 | 5.5459 | 6.0392 | 5.2893 | 5.5909 | 6.9465 | 7.8013 | 7.6121 | 6.4024 | 6.7989 | 6.8433 | 5.7765 | 5.8186 | 5.1053 | 5.1108 | 4.8701 | 5.8053 | 6.2947 | 6.471 | 5.6535 | 4.6646
Program Specific1-in-2Size: Over 200kWSouth of Lugo2020January Monthly Peak | Program Specific | 1-in-2 | Size: Over 200kW | South of Lugo | 2020 | January Monthly Peak | 1 | 99.6484 | 96.8281 | 94.0697 | 93.9355 | 99.9388 | 115.8687 | 140.1807 | 156.0675 | 166.567 | 175.4319 | 180.0906 | 182.2642 | 179.7354 | 180.7899 | 177.0743 | 169.2098 | 161.8106 | 160.9426 | 151.1465 | 145.0891 | 137.3288 | 128.3988 | 116.383 | 107.4082 | -0.52165 | 0.0031562 | 0.046304 | -0.91332 | -2.4611 | -1.3941 | -0.95643 | -0.010111 | -0.54838 | 0.43476 | 0.87987 | 1.9474 | 3.4323 | 3.7692 | 7.7508 | 6.8655 | 6.5879 | 6.2328 | 4.4651 | 3.9663 | 2.7928 | 2.1021 | 1.0161 | 0.35622 | 56.7264 | 56.0296 | 55.7205 | 55.4596 | 54.8197 | 54.5864 | 55.1533 | 55.1781 | 55.7682 | 56.9162 | 58.3259 | 58.9398 | 59.9826 | 60.8897 | 61.6724 | 61.2851 | 61.6421 | 61.3703 | 60.3536 | 59.2241 | 58.6248 | 58.2149 | 57.2759 | 56.1134 | 4.1243 | 3.9615 | 4.2966 | 5.0769 | 4.6569 | 4.9301 | 4.4337 | 4.6876 | 5.7567 | 6.4203 | 6.135 | 5.1831 | 5.5302 | 5.5524 | 4.6262 | 4.5871 | 4.0086 | 4.2091 | 4.1559 | 4.9393 | 5.2943 | 5.4424 | 4.7587 | 3.8951
Program Specific1-in-2Size: Over 200kWSouth of Lugo2020February Monthly Peak | Program Specific | 1-in-2 | Size: Over 200kW | South of Lugo | 2020 | February Monthly Peak | 2 | 102.0684 | 99.0832 | 95.4434 | 96.0678 | 101.2716 | 117.5725 | 141.3186 | 156.8357 | 168.2783 | 177.1642 | 182.0112 | 185.8103 | 184.3189 | 185.8018 | 183.1384 | 175.1851 | 167.2622 | 163.5172 | 155.6475 | 148.8058 | 140.6166 | 130.1429 | 118.3333 | 110.3182 | -0.53432 | 0.0032297 | 0.04698 | -0.93405 | -2.494 | -1.4146 | -0.9642 | -0.010161 | -0.55402 | 0.43905 | 0.88925 | 1.9852 | 3.5198 | 3.8737 | 8.0163 | 7.108 | 6.8098 | 6.3325 | 4.598 | 4.0679 | 2.8597 | 2.1307 | 1.0332 | 0.36587 | 52.2509 | 51.5097 | 51.2054 | 50.8398 | 50.3756 | 49.9551 | 49.5925 | 49.8293 | 51.2148 | 54.8916 | 59.1801 | 63.3735 | 65.018 | 65.9597 | 66.1513 | 65.0371 | 64.1345 | 63.6399 | 61.1774 | 59.2534 | 58.4942 | 57.4993 | 56.3976 | 55.0309 | 4.2245 | 4.0537 | 4.3593 | 5.1921 | 4.719 | 5.0026 | 4.4697 | 4.7107 | 5.8159 | 6.4837 | 6.2004 | 5.284 | 5.6713 | 5.7063 | 4.7847 | 4.7491 | 4.1436 | 4.2764 | 4.2797 | 5.0658 | 5.4211 | 5.5163 | 4.8385 | 4.0006
Program Specific1-in-2Size: Over 200kWSouth of Lugo2020March Monthly Peak | Program Specific | 1-in-2 | Size: Over 200kW | South of Lugo | 2020 | March Monthly Peak | 3 | 105.6709 | 101.2058 | 96.9385 | 96.7279 | 102.0241 | 118.9562 | 143.8311 | 160.5051 | 171.8926 | 181.9594 | 187.1259 | 190.3788 | 188.3311 | 190.2336 | 189.036 | 181.9061 | 174.2708 | 167.8284 | 158.9816 | 155.5787 | 146.7359 | 136.4141 | 123.0722 | 113.7533 | -0.55318 | 0.0032989 | 0.047716 | -0.94047 | -2.5125 | -1.4312 | -0.98134 | -0.010399 | -0.56592 | 0.45094 | 0.91424 | 2.0341 | 3.5964 | 3.9661 | 8.2744 | 7.3807 | 7.0952 | 6.4995 | 4.6965 | 4.2531 | 2.9841 | 2.2333 | 1.0745 | 0.37726 | 54.4139 | 53.2356 | 52.7396 | 52.7467 | 52.3766 | 51.8724 | 51.3923 | 51.7394 | 53.2482 | 54.7178 | 56.9487 | 59.9962 | 62.4948 | 64.4911 | 65.2576 | 65.7249 | 64.9497 | 63.8063 | 60.8852 | 58.5288 | 57.737 | 56.8692 | 55.6923 | 54.0971 | 4.3736 | 4.1406 | 4.4276 | 5.2278 | 4.7541 | 5.0615 | 4.5491 | 4.8209 | 5.9408 | 6.6591 | 6.3747 | 5.4139 | 5.7947 | 5.8424 | 4.9387 | 4.9313 | 4.3173 | 4.3892 | 4.3714 | 5.2964 | 5.657 | 5.7821 | 5.0322 | 4.1252
Program Specific1-in-2Size: Over 200kWSouth of Lugo2020April Monthly Peak | Program Specific | 1-in-2 | Size: Over 200kW | South of Lugo | 2020 | April Monthly Peak | 4 | 110.4593 | 106.2806 | 102.1311 | 101.7196 | 108.4718 | 125.6666 | 149.8799 | 167.565 | 181.8016 | 194.1723 | 203.6519 | 207.8617 | 206.221 | 208.2459 | 206.0506 | 198.824 | 189.6063 | 179.394 | 165.7415 | 162.0508 | 155.0831 | 143.8532 | 129.9802 | 120.1066 | -0.57825 | 0.0034643 | 0.050272 | -0.989 | -2.6713 | -1.512 | -1.0226 | -0.010856 | -0.59854 | 0.4812 | 0.99498 | 2.2208 | 3.9381 | 4.3417 | 9.0192 | 8.0671 | 7.7195 | 6.9474 | 4.8962 | 4.43 | 3.1539 | 2.3551 | 1.1349 | 0.39833 | 60.9525 | 60.4065 | 59.7591 | 59.3544 | 58.5073 | 57.9537 | 57.7076 | 57.8011 | 59.533 | 62.7702 | 66.6293 | 70.4531 | 73.8482 | 74.8501 | 74.4911 | 73.8659 | 72.3789 | 71.0422 | 69.3934 | 67.7446 | 64.9622 | 64.3025 | 63.1248 | 61.4716 | 4.5718 | 4.3482 | 4.6648 | 5.4976 | 5.0545 | 5.347 | 4.7404 | 5.033 | 6.2833 | 7.1061 | 6.9377 | 5.911 | 6.3452 | 6.3956 | 5.3833 | 5.3899 | 4.6972 | 4.6916 | 4.5573 | 5.5167 | 5.9788 | 6.0974 | 5.3147 | 4.3556
Program Specific1-in-2Size: Over 200kWSouth of Lugo2020May Monthly Peak | Program Specific | 1-in-2 | Size: Over 200kW | South of Lugo | 2020 | May Monthly Peak | 5 | 110.039 | 105.5962 | 101.9249 | 101.9968 | 109.205 | 127.3375 | 150.8094 | 171.5287 | 186.2135 | 198.6521 | 208.8954 | 211.9834 | 209.3614 | 210.9201 | 208.3232 | 200.1715 | 190.1541 | 180.6413 | 166.0941 | 160.1214 | 155.4034 | 144.045 | 130.0013 | 120.2628 | -0.57605 | 0.003442 | 0.05017 | -0.9917 | -2.6893 | -1.5321 | -1.029 | -0.011113 | -0.61306 | 0.49231 | 1.0206 | 2.2649 | 3.998 | 4.3974 | 9.1187 | 8.1218 | 7.7418 | 6.9957 | 4.9066 | 4.3773 | 3.1604 | 2.3583 | 1.135 | 0.39885 | 62.8794 | 61.915 | 60.9337 | 60.5554 | 60.293 | 59.5548 | 59.5799 | 60.233 | 62.3733 | 65.0538 | 68.6214 | 71.9969 | 74.8519 | 75.5249 | 75.2622 | 75.2369 | 75.7789 | 75.9491 | 74.869 | 72.3678 | 68.5004 | 65.7524 | 65.021 | 64.2369 | 4.5544 | 4.3202 | 4.6553 | 5.5125 | 5.0887 | 5.4181 | 4.7698 | 5.152 | 6.4357 | 7.27 | 7.1163 | 6.0282 | 6.4418 | 6.4777 | 5.4426 | 5.4264 | 4.7107 | 4.7242 | 4.5669 | 5.451 | 5.9912 | 6.1056 | 5.3155 | 4.3612
Program Specific1-in-2Size: Over 200kWSouth of Lugo2020June Monthly Peak | Program Specific | 1-in-2 | Size: Over 200kW | South of Lugo | 2020 | June Monthly Peak | 6 | 115.3454 | 110.7022 | 107.0271 | 107.3827 | 115.2989 | 133.9417 | 156.9891 | 178.1333 | 192.8299 | 206.7517 | 217.3887 | 217.9947 | 212.8895 | 214.4706 | 212.4632 | 206.4409 | 196.9883 | 187.1346 | 170.6751 | 163.9243 | 158.7188 | 147.6536 | 133.8745 | 124.3636 | -0.60383 | 0.0036084 | 0.052682 | -1.0441 | -2.8394 | -1.6115 | -1.0711 | -0.011541 | -0.63485 | 0.51238 | 1.0621 | 2.3291 | 4.0654 | 4.4714 | 9.2999 | 8.3762 | 8.0201 | 7.2472 | 5.042 | 4.4812 | 3.2278 | 2.4173 | 1.1689 | 0.41245 | 64.8581 | 64.3277 | 63.4826 | 63.0662 | 62.8187 | 62.5645 | 62.3159 | 62.7413 | 64.9521 | 68.5311 | 71.4727 | 73.8772 | 74.6316 | 75.6033 | 75.8796 | 76.8419 | 78.3089 | 78.6266 | 78.3242 | 75.655 | 72.3631 | 68.8082 | 66.8489 | 66.1971 | 4.774 | 4.5291 | 4.8884 | 5.8036 | 5.3727 | 5.6991 | 4.9653 | 5.3504 | 6.6644 | 7.5665 | 7.4056 | 6.1992 | 6.5504 | 6.5867 | 5.5508 | 5.5964 | 4.8801 | 4.8941 | 4.6929 | 5.5805 | 6.119 | 6.2585 | 5.4739 | 4.5099
Program Specific1-in-2Size: Over 200kWSouth of Lugo2020July Monthly Peak | Program Specific | 1-in-2 | Size: Over 200kW | South of Lugo | 2020 | July Monthly Peak | 7 | 118.5499 | 113.5499 | 109.7217 | 110.6234 | 118.9515 | 140.0421 | 164.7712 | 185.8169 | 200.6835 | 212.2071 | 221.7903 | 222.4332 | 218.4507 | 220.2338 | 218.0754 | 212.2229 | 203.7673 | 193.0447 | 175.5608 | 167.2548 | 161.7006 | 150.5838 | 136.8071 | 127.8328 | -0.69589 | -0.029331 | -0.058546 | -0.89545 | -2.6519 | -1.8787 | -1.3745 | -0.55521 | -0.65992 | 0.51457 | 1.0737 | 1.7161 | 3.3219 | 3.8562 | 8.542 | 7.6738 | 7.4327 | 6.651 | 4.402 | 3.5246 | 2.7141 | 2.2307 | 1.062 | 0.45227 | 65.1427 | 65.0924 | 65.2588 | 65.4773 | 65.3977 | 65.1419 | 64.9588 | 65.3678 | 67.5737 | 70.6997 | 74.6702 | 77.8419 | 79.2769 | 80.3363 | 81.4188 | 81.7937 | 82.6094 | 82.3287 | 81.2425 | 78.6677 | 74.8187 | 71.4273 | 69.7586 | 68.7709 | 4.7962 | 4.541 | 4.8986 | 5.8442 | 5.4181 | 5.8245 | 5.0941 | 5.4555 | 6.7797 | 7.5913 | 7.3855 | 6.183 | 6.5701 | 6.6115 | 5.5692 | 5.6236 | 4.9343 | 4.935 | 4.7186 | 5.5657 | 6.0936 | 6.239 | 5.4679 | 4.5314
Program Specific1-in-2Size: Over 200kWSouth of Lugo2020August Monthly Peak | Program Specific | 1-in-2 | Size: Over 200kW | South of Lugo | 2020 | August Monthly Peak | 8 | 124.8766 | 120.1241 | 116.088 | 117.445 | 125.3296 | 149.657 | 176.6295 | 197.3857 | 215.582 | 230.7377 | 243.1458 | 245.1882 | 240.8969 | 242.8522 | 240.2696 | 232.6928 | 222.8996 | 210.6959 | 189.594 | 181.4071 | 172.792 | 161.0622 | 146.2778 | 135.9071 | -0.92706 | -0.11653 | -0.3533 | -0.48282 | -2.079 | -2.5142 | -2.13 | -2.0015 | -0.70685 | 0.52937 | 1.1507 | 0.1106 | 1.3707 | 2.2684 | 6.706 | 5.9006 | 5.82 | 5.0561 | 2.6816 | 1.0428 | 1.3986 | 1.7718 | 0.78901 | 0.55448 | 72.1547 | 71.3154 | 70.6184 | 69.5798 | 69.2688 | 68.599 | 68.3423 | 68.8512 | 71.0599 | 75.7081 | 80.9138 | 84.7287 | 86.5363 | 87.3181 | 88.2462 | 87.95 | 89.17 | 88.3788 | 86.7637 | 84.1125 | 79.007 | 76.0157 | 74.512 | 73.3246 | 4.9867 | 4.7417 | 5.1157 | 6.1242 | 5.6347 | 6.1438 | 5.39 | 5.7201 | 7.1887 | 8.1473 | 7.9917 | 6.7273 | 7.1514 | 7.1961 | 6.0565 | 6.0862 | 5.3277 | 5.3164 | 5.0297 | 5.9585 | 6.4272 | 6.5867 | 5.7707 | 4.7552
Program Specific1-in-2Size: Over 200kWSouth of Lugo2020September Monthly Peak | Program Specific | 1-in-2 | Size: Over 200kW | South of Lugo | 2020 | September Monthly Peak | 9 | 119.9455 | 115.4925 | 111.7391 | 112.5547 | 119.4884 | 144.0097 | 171.9483 | 192.4154 | 210.7542 | 224.6297 | 235.5788 | 237.6322 | 234.7071 | 236.4044 | 232.3835 | 223.8269 | 212.6418 | 201.0028 | 182.8038 | 178.9748 | 168.8194 | 156.009 | 139.6907 | 129.3443 | -0.77281 | -0.060145 | -0.16304 | -0.74575 | -2.4125 | -2.1116 | -1.6701 | -1.0824 | -0.69229 | 0.53387 | 1.131 | 1.1968 | 2.7455 | 3.4272 | 8.1376 | 7.2019 | 6.9436 | 6.1502 | 3.8468 | 2.7602 | 2.2925 | 2.0917 | 0.96237 | 0.48346 | 68.3139 | 67.6901 | 66.9984 | 66.0589 | 65.5714 | 65.3749 | 65.3134 | 65.0267 | 66.6912 | 70.6795 | 75.1043 | 79.5254 | 83.8469 | 85.9556 | 86.8725 | 86.6381 | 86.4334 | 85.0854 | 82.7191 | 80.0792 | 77.4594 | 75.9612 | 74.9803 | 74.1657 | 4.7939 | 4.5627 | 4.9283 | 5.8742 | 5.3766 | 5.917 | 5.2516 | 5.5808 | 7.0337 | 7.9383 | 7.7496 | 6.5255 | 6.9736 | 7.011 | 5.8627 | 5.8592 | 5.0869 | 5.0762 | 4.8537 | 5.8836 | 6.2848 | 6.3855 | 5.5155 | 4.5294
Program Specific1-in-2Size: Over 200kWSouth of Lugo2020October Monthly Peak | Program Specific | 1-in-2 | Size: Over 200kW | South of Lugo | 2020 | October Monthly Peak | 10 | 116.2133 | 113.2865 | 109.1272 | 109.9467 | 116.7711 | 137.0095 | 164.2916 | 183.8102 | 201.0029 | 218.9607 | 233.1445 | 237.627 | 236.8547 | 238.7949 | 235.3118 | 224.0589 | 212.1772 | 198.2023 | 184.9891 | 175.4473 | 164.8669 | 152.1591 | 136.7657 | 125.4778 | -0.7571 | -0.06272 | -0.17187 | -0.70824 | -2.3268 | -2.0304 | -1.6239 | -1.0947 | -0.66017 | 0.51908 | 1.1182 | 1.1171 | 2.6665 | 3.3718 | 8.1178 | 7.0976 | 6.8269 | 5.9688 | 3.7995 | 2.5816 | 2.1727 | 2.0133 | 0.92726 | 0.47215 | 68.3463 | 67.8702 | 66.9307 | 65.957 | 65.475 | 64.1381 | 63.7991 | 63.9776 | 65.5974 | 69.9474 | 76.3038 | 82.0144 | 85.67 | 87.2994 | 88.8538 | 87.8856 | 86.2912 | 83.765 | 81.5594 | 79.2144 | 76.7434 | 74.6058 | 72.8322 | 71.1619 | 4.6404 | 4.4714 | 4.8086 | 5.7327 | 5.2495 | 5.6242 | 5.0131 | 5.3263 | 6.702 | 7.7308 | 7.6624 | 6.5193 | 7.0308 | 7.0753 | 5.931 | 5.8599 | 5.071 | 5.0008 | 4.9072 | 5.7622 | 6.1319 | 6.2221 | 5.395 | 4.3899
Program Specific1-in-2Size: Over 200kWSouth of Lugo2020November Monthly Peak | Program Specific | 1-in-2 | Size: Over 200kW | South of Lugo | 2020 | November Monthly Peak | 11 | 106.2367 | 102.2462 | 98.6033 | 99.6977 | 105.4226 | 121.3182 | 143.9208 | 161.5064 | 175.1302 | 188.2762 | 196.6787 | 198.8617 | 196.5267 | 197.2762 | 192.9626 | 183.2781 | 175.7609 | 172.2276 | 161.2426 | 154.3286 | 146.7871 | 135.3986 | 122.1232 | 112.6228 | -0.55614 | 0.0033328 | 0.048535 | -0.96934 | -2.5962 | -1.4596 | -0.98195 | -0.010464 | -0.57658 | 0.46659 | 0.96091 | 2.1247 | 3.7529 | 4.1129 | 8.4463 | 7.4364 | 7.1558 | 6.6699 | 4.7633 | 4.2189 | 2.9852 | 2.2167 | 1.0663 | 0.37351 | 57.8147 | 56.5789 | 55.8429 | 55.2164 | 54.4597 | 53.8299 | 53.3339 | 53.6189 | 57.3527 | 60.4242 | 66.0916 | 71.3922 | 75.3944 | 76.9806 | 76.6572 | 75.7636 | 73.0739 | 68.9498 | 65.1404 | 63.4858 | 62.3358 | 61.1149 | 60.0121 | 59.3196 | 4.397 | 4.1831 | 4.5036 | 5.3883 | 4.9125 | 5.162 | 4.552 | 4.851 | 6.0527 | 6.8903 | 6.7001 | 5.6551 | 6.0469 | 6.0587 | 5.0413 | 4.9685 | 4.3542 | 4.5042 | 4.4335 | 5.2538 | 5.659 | 5.7391 | 4.9934 | 4.0842
Program Specific1-in-2Size: Over 200kWSouth of Lugo2020December Monthly Peak | Program Specific | 1-in-2 | Size: Over 200kW | South of Lugo | 2020 | December Monthly Peak | 12 | 98.2896 | 95.6243 | 92.1108 | 92.373 | 96.2829 | 110.9649 | 134.777 | 149.7656 | 160.3368 | 168.3637 | 168.5636 | 167.8798 | 163.7311 | 163.1163 | 160.3528 | 153.9663 | 151.0401 | 152.7807 | 146.3254 | 141.5748 | 134.4691 | 125.423 | 113.7017 | 104.3324 | -0.51454 | 0.003117 | 0.045339 | -0.89813 | -2.3711 | -1.3351 | -0.91956 | -0.0097031 | -0.52787 | 0.41724 | 0.82355 | 1.7937 | 3.1267 | 3.4008 | 7.0189 | 6.2471 | 6.1494 | 5.9167 | 4.3226 | 3.8702 | 2.7347 | 2.0534 | 0.99273 | 0.34602 | 51.2927 | 49.9594 | 47.862 | 46.9356 | 46.2184 | 45.4347 | 45.506 | 45.4882 | 46.2826 | 49.4775 | 52.7121 | 54.8214 | 56.2467 | 56.5737 | 57.3696 | 57.252 | 56.3672 | 55.2045 | 53.9409 | 53.3516 | 52.6511 | 51.4025 | 50.4916 | 49.4041 | 4.0681 | 3.9122 | 4.2071 | 4.9924 | 4.4866 | 4.7215 | 4.2628 | 4.4983 | 5.5414 | 6.1616 | 5.7423 | 4.7741 | 5.0378 | 5.0096 | 4.1894 | 4.1738 | 3.7418 | 3.9956 | 4.0234 | 4.8197 | 5.1841 | 5.3162 | 4.6491 | 3.7835
Program Specific1-in-2Size: Over 200kWSouth of Lugo2020Typical Event Day | Program Specific | 1-in-2 | Size: Over 200kW | South of Lugo | 2020 | Typical Event Day | 8 | 123.1088 | 118.34 | 114.2054 | 115.1348 | 122.6993 | 146.3271 | 172.4093 | 191.8993 | 207.2113 | 219.7668 | 230.366 | 232.1088 | 227.8065 | 229.7189 | 227.9446 | 221.2818 | 212.4573 | 201.4704 | 182.6011 | 175.8037 | 168.3292 | 157.3919 | 142.5464 | 132.6102 | -0.76128 | -0.047577 | -0.11882 | -0.83936 | -2.5941 | -2.063 | -1.5676 | -0.85053 | -0.68099 | 0.52711 | 1.1102 | 1.4503 | 3.0264 | 3.6434 | 8.4103 | 7.5187 | 7.305 | 6.5159 | 4.1755 | 3.1607 | 2.5299 | 2.2103 | 1.0384 | 0.48368 | 67.6173 | 67.1064 | 66.5895 | 66.0455 | 65.7642 | 65.4201 | 65.2326 | 65.4968 | 67.5692 | 71.4046 | 75.5402 | 78.9933 | 81.0729 | 82.3033 | 83.1043 | 83.3059 | 84.1304 | 83.6049 | 82.2624 | 79.6286 | 75.912 | 73.0531 | 71.525 | 70.6146 | 4.9424 | 4.6962 | 5.0597 | 6.0358 | 5.5459 | 6.0392 | 5.2893 | 5.5909 | 6.9465 | 7.8013 | 7.6121 | 6.4024 | 6.7989 | 6.8433 | 5.7765 | 5.8186 | 5.1053 | 5.1108 | 4.8701 | 5.8053 | 6.2947 | 6.471 | 5.6535 | 4.6646
Program Specific1-in-2Size: Over 200kWSouth of Lugo2021January Monthly Peak | Program Specific | 1-in-2 | Size: Over 200kW | South of Lugo | 2021 | January Monthly Peak | 1 | 99.6484 | 96.8281 | 94.0697 | 93.9355 | 99.9388 | 115.8687 | 140.1807 | 156.0675 | 166.567 | 175.4319 | 180.0906 | 182.2642 | 179.7354 | 180.7899 | 177.0743 | 169.2098 | 161.8105 | 160.9426 | 151.1465 | 145.0891 | 137.3288 | 128.3988 | 116.383 | 107.4082 | -0.52165 | 0.0031562 | 0.046304 | -0.91332 | -2.4611 | -1.3941 | -0.95643 | -0.010111 | -0.54838 | 0.43476 | 0.87987 | 1.9474 | 3.4323 | 3.7692 | 7.7508 | 6.8655 | 6.5879 | 6.2328 | 4.4651 | 3.9663 | 2.7928 | 2.1021 | 1.0161 | 0.35622 | 56.7264 | 56.0296 | 55.7205 | 55.4596 | 54.8197 | 54.5864 | 55.1533 | 55.1781 | 55.7682 | 56.9162 | 58.3259 | 58.9398 | 59.9826 | 60.8897 | 61.6724 | 61.2851 | 61.6421 | 61.3703 | 60.3536 | 59.2241 | 58.6248 | 58.2149 | 57.2759 | 56.1134 | 4.1243 | 3.9615 | 4.2966 | 5.0769 | 4.6569 | 4.9301 | 4.4337 | 4.6876 | 5.7567 | 6.4203 | 6.135 | 5.1831 | 5.5302 | 5.5524 | 4.6262 | 4.5871 | 4.0086 | 4.2091 | 4.1559 | 4.9393 | 5.2943 | 5.4424 | 4.7587 | 3.8951
Program Specific1-in-2Size: Over 200kWSouth of Lugo2021February Monthly Peak | Program Specific | 1-in-2 | Size: Over 200kW | South of Lugo | 2021 | February Monthly Peak | 2 | 102.0684 | 99.0832 | 95.4434 | 96.0678 | 101.2716 | 117.5725 | 141.3186 | 156.8357 | 168.2783 | 177.1642 | 182.0112 | 185.8103 | 184.3189 | 185.8018 | 183.1384 | 175.1851 | 167.2622 | 163.5172 | 155.6475 | 148.8058 | 140.6166 | 130.1428 | 118.3333 | 110.3182 | -0.53432 | 0.0032297 | 0.04698 | -0.93405 | -2.494 | -1.4146 | -0.9642 | -0.010161 | -0.55402 | 0.43905 | 0.88925 | 1.9852 | 3.5198 | 3.8737 | 8.0163 | 7.108 | 6.8098 | 6.3325 | 4.598 | 4.0679 | 2.8597 | 2.1307 | 1.0332 | 0.36587 | 52.2509 | 51.5097 | 51.2054 | 50.8398 | 50.3756 | 49.9551 | 49.5925 | 49.8293 | 51.2148 | 54.8916 | 59.1801 | 63.3735 | 65.018 | 65.9597 | 66.1513 | 65.0371 | 64.1345 | 63.6399 | 61.1774 | 59.2534 | 58.4942 | 57.4992 | 56.3976 | 55.0309 | 4.2245 | 4.0537 | 4.3593 | 5.1921 | 4.719 | 5.0026 | 4.4697 | 4.7107 | 5.8159 | 6.4837 | 6.2004 | 5.284 | 5.6713 | 5.7063 | 4.7847 | 4.7491 | 4.1436 | 4.2764 | 4.2797 | 5.0658 | 5.4211 | 5.5163 | 4.8385 | 4.0006
Program Specific1-in-2Size: Over 200kWSouth of Lugo2021March Monthly Peak | Program Specific | 1-in-2 | Size: Over 200kW | South of Lugo | 2021 | March Monthly Peak | 3 | 105.6709 | 101.2059 | 96.9385 | 96.7279 | 102.0241 | 118.9562 | 143.8311 | 160.5051 | 171.8926 | 181.9594 | 187.1259 | 190.3788 | 188.3311 | 190.2336 | 189.036 | 181.9061 | 174.2708 | 167.8284 | 158.9816 | 155.5787 | 146.7359 | 136.4141 | 123.0722 | 113.7533 | -0.55318 | 0.0032989 | 0.047716 | -0.94047 | -2.5125 | -1.4312 | -0.98134 | -0.010399 | -0.56592 | 0.45094 | 0.91424 | 2.0341 | 3.5964 | 3.9661 | 8.2744 | 7.3807 | 7.0952 | 6.4995 | 4.6965 | 4.2531 | 2.9841 | 2.2333 | 1.0745 | 0.37726 | 54.4139 | 53.2356 | 52.7396 | 52.7467 | 52.3766 | 51.8724 | 51.3923 | 51.7394 | 53.2482 | 54.7177 | 56.9487 | 59.9962 | 62.4948 | 64.4911 | 65.2576 | 65.7249 | 64.9498 | 63.8063 | 60.8853 | 58.5288 | 57.737 | 56.8692 | 55.6922 | 54.0971 | 4.3736 | 4.1406 | 4.4276 | 5.2278 | 4.7541 | 5.0615 | 4.5491 | 4.8209 | 5.9408 | 6.6591 | 6.3747 | 5.4139 | 5.7947 | 5.8424 | 4.9387 | 4.9313 | 4.3173 | 4.3892 | 4.3714 | 5.2964 | 5.657 | 5.7821 | 5.0322 | 4.1252
Program Specific1-in-2Size: Over 200kWSouth of Lugo2021April Monthly Peak | Program Specific | 1-in-2 | Size: Over 200kW | South of Lugo | 2021 | April Monthly Peak | 4 | 110.4593 | 106.2806 | 102.1311 | 101.7196 | 108.4718 | 125.6666 | 149.8799 | 167.565 | 181.8016 | 194.1723 | 203.6519 | 207.8617 | 206.221 | 208.2459 | 206.0506 | 198.824 | 189.6063 | 179.394 | 165.7415 | 162.0508 | 155.0832 | 143.8532 | 129.9802 | 120.1067 | -0.57825 | 0.0034643 | 0.050272 | -0.989 | -2.6713 | -1.512 | -1.0226 | -0.010856 | -0.59854 | 0.4812 | 0.99498 | 2.2208 | 3.9381 | 4.3417 | 9.0192 | 8.0671 | 7.7195 | 6.9474 | 4.8962 | 4.43 | 3.1539 | 2.3551 | 1.1349 | 0.39833 | 60.9525 | 60.4065 | 59.7591 | 59.3544 | 58.5073 | 57.9537 | 57.7076 | 57.8011 | 59.533 | 62.7702 | 66.6293 | 70.4531 | 73.8483 | 74.8501 | 74.4911 | 73.8659 | 72.3789 | 71.0422 | 69.3934 | 67.7446 | 64.9622 | 64.3025 | 63.1247 | 61.4716 | 4.5718 | 4.3482 | 4.6648 | 5.4976 | 5.0545 | 5.347 | 4.7404 | 5.033 | 6.2833 | 7.1061 | 6.9377 | 5.911 | 6.3452 | 6.3956 | 5.3833 | 5.3899 | 4.6972 | 4.6916 | 4.5573 | 5.5167 | 5.9788 | 6.0974 | 5.3147 | 4.3556
Program Specific1-in-2Size: Over 200kWSouth of Lugo2021May Monthly Peak | Program Specific | 1-in-2 | Size: Over 200kW | South of Lugo | 2021 | May Monthly Peak | 5 | 110.039 | 105.5962 | 101.9249 | 101.9968 | 109.205 | 127.3375 | 150.8094 | 171.5287 | 186.2135 | 198.6521 | 208.8954 | 211.9834 | 209.3614 | 210.9201 | 208.3232 | 200.1715 | 190.1541 | 180.6413 | 166.0941 | 160.1214 | 155.4034 | 144.045 | 130.0012 | 120.2628 | -0.57605 | 0.003442 | 0.05017 | -0.9917 | -2.6893 | -1.5321 | -1.029 | -0.011113 | -0.61306 | 0.49231 | 1.0206 | 2.2649 | 3.998 | 4.3974 | 9.1187 | 8.1218 | 7.7418 | 6.9957 | 4.9066 | 4.3772 | 3.1604 | 2.3583 | 1.135 | 0.39885 | 62.8794 | 61.915 | 60.9337 | 60.5554 | 60.293 | 59.5548 | 59.5799 | 60.233 | 62.3733 | 65.0538 | 68.6214 | 71.9969 | 74.8519 | 75.5249 | 75.2622 | 75.2369 | 75.7789 | 75.9491 | 74.869 | 72.3677 | 68.5004 | 65.7524 | 65.021 | 64.2369 | 4.5544 | 4.3202 | 4.6553 | 5.5125 | 5.0887 | 5.4181 | 4.7698 | 5.152 | 6.4357 | 7.27 | 7.1163 | 6.0282 | 6.4418 | 6.4777 | 5.4426 | 5.4264 | 4.7107 | 4.7242 | 4.5669 | 5.451 | 5.9912 | 6.1056 | 5.3155 | 4.3612
Program Specific1-in-2Size: Over 200kWSouth of Lugo2021June Monthly Peak | Program Specific | 1-in-2 | Size: Over 200kW | South of Lugo | 2021 | June Monthly Peak | 6 | 115.3454 | 110.7022 | 107.0271 | 107.3827 | 115.2989 | 133.9417 | 156.9891 | 178.1333 | 192.8299 | 206.7517 | 217.3887 | 217.9947 | 212.8895 | 214.4706 | 212.4632 | 206.4409 | 196.9883 | 187.1346 | 170.6751 | 163.9243 | 158.7188 | 147.6536 | 133.8745 | 124.3636 | -0.60383 | 0.0036084 | 0.052682 | -1.0441 | -2.8394 | -1.6115 | -1.0711 | -0.011541 | -0.63485 | 0.51238 | 1.0621 | 2.3291 | 4.0654 | 4.4714 | 9.2999 | 8.3762 | 8.0201 | 7.2472 | 5.042 | 4.4812 | 3.2278 | 2.4173 | 1.1689 | 0.41245 | 64.8581 | 64.3277 | 63.4826 | 63.0662 | 62.8188 | 62.5645 | 62.3159 | 62.7413 | 64.9521 | 68.5311 | 71.4727 | 73.8772 | 74.6316 | 75.6033 | 75.8796 | 76.8419 | 78.3089 | 78.6266 | 78.3242 | 75.655 | 72.3631 | 68.8082 | 66.8489 | 66.1971 | 4.774 | 4.5291 | 4.8884 | 5.8036 | 5.3727 | 5.6991 | 4.9653 | 5.3504 | 6.6644 | 7.5665 | 7.4056 | 6.1992 | 6.5504 | 6.5867 | 5.5508 | 5.5964 | 4.8801 | 4.8941 | 4.6929 | 5.5805 | 6.119 | 6.2585 | 5.4739 | 4.5099
Program Specific1-in-2Size: Over 200kWSouth of Lugo2021July Monthly Peak | Program Specific | 1-in-2 | Size: Over 200kW | South of Lugo | 2021 | July Monthly Peak | 7 | 118.5499 | 113.5499 | 109.7217 | 110.6234 | 118.9516 | 140.0421 | 164.7712 | 185.8169 | 200.6835 | 212.2071 | 221.7903 | 222.4332 | 218.4507 | 220.2338 | 218.0754 | 212.2229 | 203.7673 | 193.0447 | 175.5608 | 167.2548 | 161.7006 | 150.5838 | 136.8071 | 127.8328 | -0.69589 | -0.029331 | -0.058546 | -0.89545 | -2.6519 | -1.8787 | -1.3745 | -0.55521 | -0.65992 | 0.51457 | 1.0737 | 1.7161 | 3.3219 | 3.8562 | 8.542 | 7.6738 | 7.4327 | 6.651 | 4.402 | 3.5246 | 2.7141 | 2.2307 | 1.062 | 0.45227 | 65.1427 | 65.0924 | 65.2588 | 65.4773 | 65.3977 | 65.1419 | 64.9588 | 65.3678 | 67.5737 | 70.6997 | 74.6702 | 77.8419 | 79.2769 | 80.3363 | 81.4187 | 81.7938 | 82.6094 | 82.3287 | 81.2425 | 78.6678 | 74.8187 | 71.4273 | 69.7586 | 68.7709 | 4.7962 | 4.541 | 4.8986 | 5.8442 | 5.4181 | 5.8245 | 5.0941 | 5.4555 | 6.7797 | 7.5913 | 7.3855 | 6.183 | 6.5701 | 6.6115 | 5.5692 | 5.6236 | 4.9343 | 4.935 | 4.7186 | 5.5657 | 6.0936 | 6.239 | 5.4679 | 4.5314
Program Specific1-in-2Size: Over 200kWSouth of Lugo2021August Monthly Peak | Program Specific | 1-in-2 | Size: Over 200kW | South of Lugo | 2021 | August Monthly Peak | 8 | 124.8766 | 120.1241 | 116.088 | 117.445 | 125.3296 | 149.657 | 176.6295 | 197.3857 | 215.582 | 230.7377 | 243.1458 | 245.1881 | 240.897 | 242.8522 | 240.2696 | 232.6928 | 222.8996 | 210.6959 | 189.594 | 181.4071 | 172.792 | 161.0622 | 146.2778 | 135.9071 | -0.92706 | -0.11653 | -0.3533 | -0.48282 | -2.079 | -2.5142 | -2.13 | -2.0015 | -0.70685 | 0.52937 | 1.1507 | 0.1106 | 1.3707 | 2.2684 | 6.706 | 5.9006 | 5.82 | 5.0561 | 2.6816 | 1.0428 | 1.3986 | 1.7718 | 0.78901 | 0.55448 | 72.1547 | 71.3154 | 70.6184 | 69.5798 | 69.2688 | 68.599 | 68.3423 | 68.8512 | 71.0599 | 75.7081 | 80.9138 | 84.7287 | 86.5363 | 87.3181 | 88.2462 | 87.95 | 89.17 | 88.3787 | 86.7637 | 84.1125 | 79.007 | 76.0158 | 74.512 | 73.3246 | 4.9867 | 4.7417 | 5.1157 | 6.1242 | 5.6347 | 6.1438 | 5.39 | 5.7201 | 7.1887 | 8.1473 | 7.9917 | 6.7273 | 7.1514 | 7.1961 | 6.0565 | 6.0862 | 5.3277 | 5.3164 | 5.0297 | 5.9585 | 6.4272 | 6.5867 | 5.7707 | 4.7552
Program Specific1-in-2Size: Over 200kWSouth of Lugo2021September Monthly Peak | Program Specific | 1-in-2 | Size: Over 200kW | South of Lugo | 2021 | September Monthly Peak | 9 | 119.9455 | 115.4925 | 111.7391 | 112.5547 | 119.4884 | 144.0097 | 171.9483 | 192.4154 | 210.7542 | 224.6296 | 235.5788 | 237.6322 | 234.7071 | 236.4043 | 232.3835 | 223.8269 | 212.6418 | 201.0028 | 182.8038 | 178.9748 | 168.8194 | 156.009 | 139.6907 | 129.3443 | -0.77281 | -0.060145 | -0.16304 | -0.74575 | -2.4125 | -2.1116 | -1.6701 | -1.0824 | -0.69229 | 0.53387 | 1.131 | 1.1968 | 2.7455 | 3.4272 | 8.1376 | 7.2019 | 6.9436 | 6.1502 | 3.8468 | 2.7602 | 2.2925 | 2.0917 | 0.96237 | 0.48346 | 68.3139 | 67.6901 | 66.9984 | 66.0589 | 65.5714 | 65.3749 | 65.3134 | 65.0267 | 66.6913 | 70.6795 | 75.1043 | 79.5254 | 83.8469 | 85.9556 | 86.8725 | 86.6381 | 86.4334 | 85.0854 | 82.7191 | 80.0792 | 77.4594 | 75.9612 | 74.9803 | 74.1657 | 4.7939 | 4.5627 | 4.9283 | 5.8742 | 5.3766 | 5.917 | 5.2516 | 5.5808 | 7.0337 | 7.9383 | 7.7496 | 6.5255 | 6.9736 | 7.011 | 5.8627 | 5.8592 | 5.0869 | 5.0762 | 4.8537 | 5.8836 | 6.2848 | 6.3855 | 5.5155 | 4.5294
Program Specific1-in-2Size: Over 200kWSouth of Lugo2021October Monthly Peak | Program Specific | 1-in-2 | Size: Over 200kW | South of Lugo | 2021 | October Monthly Peak | 10 | 116.2133 | 113.2865 | 109.1272 | 109.9467 | 116.7711 | 137.0095 | 164.2916 | 183.8102 | 201.0029 | 218.9608 | 233.1445 | 237.627 | 236.8547 | 238.7949 | 235.3118 | 224.0589 | 212.1772 | 198.2023 | 184.9891 | 175.4473 | 164.8669 | 152.1591 | 136.7657 | 125.4778 | -0.7571 | -0.06272 | -0.17187 | -0.70824 | -2.3268 | -2.0304 | -1.6239 | -1.0947 | -0.66017 | 0.51908 | 1.1182 | 1.1171 | 2.6665 | 3.3718 | 8.1178 | 7.0976 | 6.8269 | 5.9688 | 3.7995 | 2.5816 | 2.1727 | 2.0133 | 0.92726 | 0.47215 | 68.3462 | 67.8702 | 66.9307 | 65.957 | 65.475 | 64.1381 | 63.7991 | 63.9776 | 65.5974 | 69.9474 | 76.3038 | 82.0144 | 85.67 | 87.2994 | 88.8537 | 87.8856 | 86.2913 | 83.765 | 81.5594 | 79.2144 | 76.7434 | 74.6058 | 72.8322 | 71.1619 | 4.6404 | 4.4714 | 4.8086 | 5.7327 | 5.2495 | 5.6242 | 5.0131 | 5.3263 | 6.702 | 7.7308 | 7.6624 | 6.5193 | 7.0308 | 7.0753 | 5.931 | 5.8599 | 5.071 | 5.0008 | 4.9072 | 5.7622 | 6.1319 | 6.2221 | 5.395 | 4.3899
Program Specific1-in-2Size: Over 200kWSouth of Lugo2021November Monthly Peak | Program Specific | 1-in-2 | Size: Over 200kW | South of Lugo | 2021 | November Monthly Peak | 11 | 106.2367 | 102.2462 | 98.6033 | 99.6977 | 105.4226 | 121.3181 | 143.9208 | 161.5064 | 175.1302 | 188.2762 | 196.6787 | 198.8617 | 196.5267 | 197.2762 | 192.9626 | 183.2781 | 175.7609 | 172.2276 | 161.2426 | 154.3286 | 146.7871 | 135.3986 | 122.1232 | 112.6228 | -0.55614 | 0.0033328 | 0.048535 | -0.96934 | -2.5962 | -1.4596 | -0.98195 | -0.010464 | -0.57658 | 0.46659 | 0.96091 | 2.1247 | 3.7529 | 4.1129 | 8.4463 | 7.4364 | 7.1558 | 6.6699 | 4.7633 | 4.2189 | 2.9852 | 2.2167 | 1.0663 | 0.37351 | 57.8147 | 56.5789 | 55.8429 | 55.2164 | 54.4597 | 53.8299 | 53.3339 | 53.6189 | 57.3527 | 60.4243 | 66.0916 | 71.3922 | 75.3944 | 76.9806 | 76.6572 | 75.7636 | 73.0739 | 68.9498 | 65.1404 | 63.4858 | 62.3358 | 61.1149 | 60.0121 | 59.3196 | 4.397 | 4.1831 | 4.5036 | 5.3883 | 4.9125 | 5.162 | 4.552 | 4.851 | 6.0527 | 6.8903 | 6.7001 | 5.6551 | 6.0469 | 6.0587 | 5.0413 | 4.9685 | 4.3542 | 4.5042 | 4.4335 | 5.2538 | 5.659 | 5.7391 | 4.9934 | 4.0842
Program Specific1-in-2Size: Over 200kWSouth of Lugo2021December Monthly Peak | Program Specific | 1-in-2 | Size: Over 200kW | South of Lugo | 2021 | December Monthly Peak | 12 | 98.2896 | 95.6243 | 92.1108 | 92.373 | 96.2829 | 110.9649 | 134.777 | 149.7656 | 160.3368 | 168.3637 | 168.5636 | 167.8798 | 163.7311 | 163.1163 | 160.3528 | 153.9663 | 151.04 | 152.7807 | 146.3254 | 141.5748 | 134.4691 | 125.423 | 113.7017 | 104.3324 | -0.51454 | 0.003117 | 0.045339 | -0.89813 | -2.3711 | -1.3351 | -0.91956 | -0.0097031 | -0.52787 | 0.41724 | 0.82355 | 1.7937 | 3.1267 | 3.4008 | 7.0189 | 6.2471 | 6.1494 | 5.9167 | 4.3226 | 3.8702 | 2.7347 | 2.0534 | 0.99273 | 0.34602 | 51.2927 | 49.9594 | 47.862 | 46.9356 | 46.2184 | 45.4347 | 45.506 | 45.4882 | 46.2826 | 49.4775 | 52.7121 | 54.8214 | 56.2467 | 56.5737 | 57.3696 | 57.252 | 56.3672 | 55.2045 | 53.9409 | 53.3516 | 52.6511 | 51.4025 | 50.4916 | 49.4041 | 4.0681 | 3.9122 | 4.2071 | 4.9924 | 4.4866 | 4.7215 | 4.2628 | 4.4983 | 5.5414 | 6.1616 | 5.7423 | 4.7741 | 5.0378 | 5.0096 | 4.1894 | 4.1738 | 3.7418 | 3.9956 | 4.0234 | 4.8197 | 5.1841 | 5.3162 | 4.6491 | 3.7835
Program Specific1-in-2Size: Over 200kWSouth of Lugo2021Typical Event Day | Program Specific | 1-in-2 | Size: Over 200kW | South of Lugo | 2021 | Typical Event Day | 8 | 123.1088 | 118.34 | 114.2054 | 115.1348 | 122.6993 | 146.3271 | 172.4093 | 191.8993 | 207.2113 | 219.7668 | 230.366 | 232.1088 | 227.8065 | 229.7189 | 227.9446 | 221.2818 | 212.4573 | 201.4704 | 182.6011 | 175.8037 | 168.3292 | 157.3919 | 142.5464 | 132.6102 | -0.76128 | -0.047577 | -0.11882 | -0.83936 | -2.5941 | -2.063 | -1.5676 | -0.85053 | -0.68099 | 0.52711 | 1.1102 | 1.4503 | 3.0264 | 3.6434 | 8.4103 | 7.5187 | 7.305 | 6.5159 | 4.1755 | 3.1607 | 2.5299 | 2.2103 | 1.0384 | 0.48368 | 67.6173 | 67.1064 | 66.5895 | 66.0455 | 65.7642 | 65.4201 | 65.2326 | 65.4968 | 67.5692 | 71.4046 | 75.5403 | 78.9933 | 81.0729 | 82.3033 | 83.1043 | 83.3059 | 84.1304 | 83.6049 | 82.2624 | 79.6286 | 75.912 | 73.0531 | 71.525 | 70.6146 | 4.9424 | 4.6962 | 5.0597 | 6.0358 | 5.5459 | 6.0392 | 5.2893 | 5.5909 | 6.9465 | 7.8013 | 7.6121 | 6.4024 | 6.7989 | 6.8433 | 5.7765 | 5.8186 | 5.1053 | 5.1108 | 4.8701 | 5.8053 | 6.2947 | 6.471 | 5.6535 | 4.6646
Program Specific1-in-2Size: Over 200kWSouth of Lugo2022January Monthly Peak | Program Specific | 1-in-2 | Size: Over 200kW | South of Lugo | 2022 | January Monthly Peak | 1 | 99.6484 | 96.8281 | 94.0697 | 93.9355 | 99.9388 | 115.8687 | 140.1807 | 156.0675 | 166.567 | 175.4319 | 180.0906 | 182.2642 | 179.7354 | 180.7899 | 177.0743 | 169.2098 | 161.8106 | 160.9426 | 151.1465 | 145.0891 | 137.3288 | 128.3988 | 116.383 | 107.4082 | -0.52165 | 0.0031562 | 0.046304 | -0.91332 | -2.4611 | -1.3941 | -0.95643 | -0.010111 | -0.54838 | 0.43476 | 0.87987 | 1.9474 | 3.4323 | 3.7692 | 7.7508 | 6.8655 | 6.5879 | 6.2328 | 4.4651 | 3.9663 | 2.7928 | 2.1021 | 1.0161 | 0.35622 | 56.7264 | 56.0296 | 55.7205 | 55.4596 | 54.8197 | 54.5864 | 55.1533 | 55.1781 | 55.7682 | 56.9162 | 58.3259 | 58.9398 | 59.9826 | 60.8897 | 61.6724 | 61.2851 | 61.6421 | 61.3703 | 60.3536 | 59.2241 | 58.6248 | 58.2149 | 57.2759 | 56.1134 | 4.1243 | 3.9615 | 4.2966 | 5.0769 | 4.6569 | 4.9301 | 4.4337 | 4.6876 | 5.7567 | 6.4203 | 6.135 | 5.1831 | 5.5302 | 5.5524 | 4.6262 | 4.5871 | 4.0086 | 4.2091 | 4.1559 | 4.9393 | 5.2943 | 5.4424 | 4.7587 | 3.8951
Program Specific1-in-2Size: Over 200kWSouth of Lugo2022February Monthly Peak | Program Specific | 1-in-2 | Size: Over 200kW | South of Lugo | 2022 | February Monthly Peak | 2 | 102.0684 | 99.0832 | 95.4434 | 96.0678 | 101.2716 | 117.5725 | 141.3186 | 156.8357 | 168.2783 | 177.1642 | 182.0112 | 185.8103 | 184.3189 | 185.8018 | 183.1384 | 175.1852 | 167.2622 | 163.5172 | 155.6475 | 148.8058 | 140.6166 | 130.1429 | 118.3333 | 110.3182 | -0.53432 | 0.0032297 | 0.04698 | -0.93405 | -2.494 | -1.4146 | -0.9642 | -0.010161 | -0.55402 | 0.43905 | 0.88925 | 1.9852 | 3.5198 | 3.8737 | 8.0163 | 7.108 | 6.8098 | 6.3325 | 4.598 | 4.0679 | 2.8597 | 2.1307 | 1.0332 | 0.36587 | 52.2509 | 51.5097 | 51.2054 | 50.8398 | 50.3756 | 49.9551 | 49.5925 | 49.8293 | 51.2148 | 54.8916 | 59.1801 | 63.3735 | 65.018 | 65.9597 | 66.1513 | 65.0371 | 64.1345 | 63.6399 | 61.1774 | 59.2534 | 58.4942 | 57.4992 | 56.3976 | 55.0309 | 4.2245 | 4.0537 | 4.3593 | 5.1921 | 4.719 | 5.0026 | 4.4697 | 4.7107 | 5.8159 | 6.4837 | 6.2004 | 5.284 | 5.6713 | 5.7063 | 4.7847 | 4.7491 | 4.1436 | 4.2764 | 4.2797 | 5.0658 | 5.4211 | 5.5163 | 4.8385 | 4.0006
Program Specific1-in-2Size: Over 200kWSouth of Lugo2022March Monthly Peak | Program Specific | 1-in-2 | Size: Over 200kW | South of Lugo | 2022 | March Monthly Peak | 3 | 105.6709 | 101.2059 | 96.9385 | 96.7279 | 102.0241 | 118.9562 | 143.8311 | 160.5051 | 171.8926 | 181.9594 | 187.1259 | 190.3788 | 188.3311 | 190.2336 | 189.036 | 181.9061 | 174.2708 | 167.8284 | 158.9816 | 155.5787 | 146.7359 | 136.4141 | 123.0722 | 113.7533 | -0.55318 | 0.0032989 | 0.047716 | -0.94047 | -2.5125 | -1.4312 | -0.98134 | -0.010399 | -0.56592 | 0.45094 | 0.91424 | 2.0341 | 3.5964 | 3.9661 | 8.2744 | 7.3807 | 7.0952 | 6.4995 | 4.6965 | 4.2531 | 2.9841 | 2.2333 | 1.0745 | 0.37726 | 54.4139 | 53.2356 | 52.7396 | 52.7467 | 52.3766 | 51.8724 | 51.3922 | 51.7394 | 53.2482 | 54.7178 | 56.9487 | 59.9962 | 62.4948 | 64.4911 | 65.2576 | 65.7249 | 64.9498 | 63.8063 | 60.8853 | 58.5288 | 57.737 | 56.8692 | 55.6922 | 54.0971 | 4.3736 | 4.1406 | 4.4276 | 5.2278 | 4.7541 | 5.0615 | 4.5491 | 4.8209 | 5.9408 | 6.6591 | 6.3747 | 5.4139 | 5.7947 | 5.8424 | 4.9387 | 4.9313 | 4.3173 | 4.3892 | 4.3714 | 5.2964 | 5.657 | 5.7821 | 5.0322 | 4.1252
Program Specific1-in-2Size: Over 200kWSouth of Lugo2022April Monthly Peak | Program Specific | 1-in-2 | Size: Over 200kW | South of Lugo | 2022 | April Monthly Peak | 4 | 110.4593 | 106.2806 | 102.1311 | 101.7196 | 108.4718 | 125.6666 | 149.8799 | 167.565 | 181.8016 | 194.1723 | 203.6519 | 207.8617 | 206.221 | 208.2459 | 206.0506 | 198.824 | 189.6063 | 179.394 | 165.7415 | 162.0508 | 155.0831 | 143.8532 | 129.9802 | 120.1067 | -0.57825 | 0.0034643 | 0.050272 | -0.989 | -2.6713 | -1.512 | -1.0226 | -0.010856 | -0.59854 | 0.4812 | 0.99498 | 2.2208 | 3.9381 | 4.3417 | 9.0192 | 8.0671 | 7.7195 | 6.9474 | 4.8962 | 4.43 | 3.1539 | 2.3551 | 1.1349 | 0.39833 | 60.9525 | 60.4065 | 59.7591 | 59.3544 | 58.5073 | 57.9537 | 57.7076 | 57.8011 | 59.533 | 62.7702 | 66.6293 | 70.4531 | 73.8482 | 74.8501 | 74.4911 | 73.8659 | 72.3789 | 71.0422 | 69.3934 | 67.7446 | 64.9622 | 64.3025 | 63.1248 | 61.4716 | 4.5718 | 4.3482 | 4.6648 | 5.4976 | 5.0545 | 5.347 | 4.7404 | 5.033 | 6.2833 | 7.1061 | 6.9377 | 5.911 | 6.3452 | 6.3956 | 5.3833 | 5.3899 | 4.6972 | 4.6916 | 4.5573 | 5.5167 | 5.9788 | 6.0974 | 5.3147 | 4.3556
Program Specific1-in-2Size: Over 200kWSouth of Lugo2022May Monthly Peak | Program Specific | 1-in-2 | Size: Over 200kW | South of Lugo | 2022 | May Monthly Peak | 5 | 110.039 | 105.5962 | 101.9249 | 101.9968 | 109.205 | 127.3375 | 150.8094 | 171.5287 | 186.2135 | 198.6521 | 208.8954 | 211.9834 | 209.3614 | 210.9201 | 208.3232 | 200.1715 | 190.1541 | 180.6413 | 166.0941 | 160.1214 | 155.4034 | 144.045 | 130.0013 | 120.2628 | -0.57605 | 0.003442 | 0.05017 | -0.9917 | -2.6893 | -1.5321 | -1.029 | -0.011113 | -0.61306 | 0.49231 | 1.0206 | 2.2649 | 3.998 | 4.3974 | 9.1187 | 8.1218 | 7.7418 | 6.9957 | 4.9066 | 4.3773 | 3.1604 | 2.3583 | 1.135 | 0.39885 | 62.8794 | 61.915 | 60.9338 | 60.5554 | 60.293 | 59.5548 | 59.5799 | 60.233 | 62.3733 | 65.0538 | 68.6214 | 71.9969 | 74.8519 | 75.5249 | 75.2622 | 75.2369 | 75.7789 | 75.9491 | 74.869 | 72.3678 | 68.5004 | 65.7524 | 65.021 | 64.2369 | 4.5544 | 4.3202 | 4.6553 | 5.5125 | 5.0887 | 5.4181 | 4.7698 | 5.152 | 6.4357 | 7.27 | 7.1163 | 6.0282 | 6.4418 | 6.4777 | 5.4426 | 5.4264 | 4.7107 | 4.7242 | 4.5669 | 5.451 | 5.9912 | 6.1056 | 5.3155 | 4.3612
Program Specific1-in-2Size: Over 200kWSouth of Lugo2022June Monthly Peak | Program Specific | 1-in-2 | Size: Over 200kW | South of Lugo | 2022 | June Monthly Peak | 6 | 115.3454 | 110.7022 | 107.0271 | 107.3826 | 115.2989 | 133.9417 | 156.9891 | 178.1333 | 192.8298 | 206.7517 | 217.3887 | 217.9947 | 212.8895 | 214.4706 | 212.4632 | 206.4409 | 196.9883 | 187.1346 | 170.6751 | 163.9243 | 158.7188 | 147.6536 | 133.8745 | 124.3636 | -0.60383 | 0.0036084 | 0.052682 | -1.0441 | -2.8394 | -1.6115 | -1.0711 | -0.011541 | -0.63485 | 0.51238 | 1.0621 | 2.3291 | 4.0654 | 4.4714 | 9.2999 | 8.3762 | 8.0201 | 7.2472 | 5.042 | 4.4812 | 3.2278 | 2.4173 | 1.1689 | 0.41245 | 64.8581 | 64.3277 | 63.4826 | 63.0662 | 62.8188 | 62.5645 | 62.3159 | 62.7413 | 64.9521 | 68.5311 | 71.4727 | 73.8772 | 74.6316 | 75.6033 | 75.8796 | 76.8419 | 78.3089 | 78.6266 | 78.3242 | 75.655 | 72.3631 | 68.8082 | 66.8489 | 66.1971 | 4.774 | 4.5291 | 4.8884 | 5.8036 | 5.3727 | 5.6991 | 4.9653 | 5.3504 | 6.6644 | 7.5665 | 7.4056 | 6.1992 | 6.5504 | 6.5867 | 5.5508 | 5.5964 | 4.8801 | 4.8941 | 4.6929 | 5.5805 | 6.119 | 6.2585 | 5.4739 | 4.5099
Program Specific1-in-2Size: Over 200kWSouth of Lugo2022July Monthly Peak | Program Specific | 1-in-2 | Size: Over 200kW | South of Lugo | 2022 | July Monthly Peak | 7 | 118.5499 | 113.5499 | 109.7217 | 110.6234 | 118.9516 | 140.0421 | 164.7712 | 185.8169 | 200.6835 | 212.2071 | 221.7903 | 222.4332 | 218.4507 | 220.2338 | 218.0754 | 212.2229 | 203.7673 | 193.0447 | 175.5608 | 167.2548 | 161.7006 | 150.5838 | 136.8071 | 127.8328 | -0.69589 | -0.029331 | -0.058546 | -0.89545 | -2.6519 | -1.8787 | -1.3745 | -0.55521 | -0.65992 | 0.51457 | 1.0737 | 1.7161 | 3.3219 | 3.8562 | 8.542 | 7.6738 | 7.4327 | 6.651 | 4.402 | 3.5246 | 2.7141 | 2.2307 | 1.062 | 0.45227 | 65.1427 | 65.0924 | 65.2587 | 65.4773 | 65.3977 | 65.1419 | 64.9588 | 65.3678 | 67.5737 | 70.6997 | 74.6702 | 77.8419 | 79.2769 | 80.3363 | 81.4187 | 81.7938 | 82.6094 | 82.3287 | 81.2425 | 78.6677 | 74.8187 | 71.4273 | 69.7586 | 68.7709 | 4.7962 | 4.541 | 4.8986 | 5.8442 | 5.4181 | 5.8245 | 5.0941 | 5.4555 | 6.7797 | 7.5913 | 7.3855 | 6.183 | 6.5701 | 6.6115 | 5.5692 | 5.6236 | 4.9343 | 4.935 | 4.7186 | 5.5657 | 6.0936 | 6.239 | 5.4679 | 4.5314
Program Specific1-in-2Size: Over 200kWSouth of Lugo2022August Monthly Peak | Program Specific | 1-in-2 | Size: Over 200kW | South of Lugo | 2022 | August Monthly Peak | 8 | 124.8766 | 120.1241 | 116.088 | 117.445 | 125.3296 | 149.657 | 176.6295 | 197.3857 | 215.582 | 230.7377 | 243.1458 | 245.1881 | 240.8969 | 242.8522 | 240.2696 | 232.6928 | 222.8996 | 210.6959 | 189.594 | 181.4071 | 172.792 | 161.0622 | 146.2778 | 135.9071 | -0.92706 | -0.11653 | -0.3533 | -0.48282 | -2.079 | -2.5142 | -2.13 | -2.0015 | -0.70685 | 0.52937 | 1.1507 | 0.1106 | 1.3707 | 2.2684 | 6.706 | 5.9006 | 5.82 | 5.0561 | 2.6816 | 1.0428 | 1.3986 | 1.7718 | 0.78901 | 0.55448 | 72.1547 | 71.3154 | 70.6184 | 69.5798 | 69.2688 | 68.599 | 68.3423 | 68.8512 | 71.0599 | 75.7081 | 80.9138 | 84.7288 | 86.5362 | 87.3181 | 88.2462 | 87.95 | 89.17 | 88.3787 | 86.7637 | 84.1125 | 79.007 | 76.0158 | 74.512 | 73.3246 | 4.9867 | 4.7417 | 5.1157 | 6.1242 | 5.6347 | 6.1438 | 5.39 | 5.7201 | 7.1887 | 8.1473 | 7.9917 | 6.7273 | 7.1514 | 7.1961 | 6.0565 | 6.0862 | 5.3277 | 5.3164 | 5.0297 | 5.9585 | 6.4272 | 6.5867 | 5.7707 | 4.7552
Program Specific1-in-2Size: Over 200kWSouth of Lugo2022September Monthly Peak | Program Specific | 1-in-2 | Size: Over 200kW | South of Lugo | 2022 | September Monthly Peak | 9 | 119.9455 | 115.4925 | 111.7391 | 112.5547 | 119.4884 | 144.0097 | 171.9483 | 192.4154 | 210.7542 | 224.6297 | 235.5789 | 237.6322 | 234.7071 | 236.4044 | 232.3835 | 223.8269 | 212.6418 | 201.0028 | 182.8038 | 178.9748 | 168.8194 | 156.009 | 139.6907 | 129.3443 | -0.77281 | -0.060145 | -0.16304 | -0.74575 | -2.4125 | -2.1116 | -1.6701 | -1.0824 | -0.69229 | 0.53387 | 1.131 | 1.1968 | 2.7455 | 3.4272 | 8.1376 | 7.2019 | 6.9436 | 6.1502 | 3.8468 | 2.7602 | 2.2925 | 2.0917 | 0.96237 | 0.48346 | 68.3139 | 67.6901 | 66.9984 | 66.0589 | 65.5714 | 65.3749 | 65.3134 | 65.0267 | 66.6912 | 70.6795 | 75.1043 | 79.5254 | 83.8469 | 85.9556 | 86.8725 | 86.6381 | 86.4334 | 85.0854 | 82.7191 | 80.0792 | 77.4594 | 75.9612 | 74.9803 | 74.1657 | 4.7939 | 4.5627 | 4.9283 | 5.8742 | 5.3766 | 5.917 | 5.2516 | 5.5808 | 7.0337 | 7.9383 | 7.7496 | 6.5255 | 6.9736 | 7.011 | 5.8627 | 5.8592 | 5.0869 | 5.0762 | 4.8537 | 5.8836 | 6.2848 | 6.3855 | 5.5155 | 4.5294
Program Specific1-in-2Size: Over 200kWSouth of Lugo2022October Monthly Peak | Program Specific | 1-in-2 | Size: Over 200kW | South of Lugo | 2022 | October Monthly Peak | 10 | 116.2133 | 113.2865 | 109.1272 | 109.9466 | 116.7711 | 137.0095 | 164.2916 | 183.8102 | 201.0029 | 218.9607 | 233.1445 | 237.627 | 236.8547 | 238.7949 | 235.3118 | 224.0589 | 212.1772 | 198.2023 | 184.9891 | 175.4473 | 164.8669 | 152.1591 | 136.7657 | 125.4778 | -0.7571 | -0.06272 | -0.17187 | -0.70824 | -2.3268 | -2.0304 | -1.6239 | -1.0947 | -0.66017 | 0.51908 | 1.1182 | 1.1171 | 2.6665 | 3.3718 | 8.1178 | 7.0976 | 6.8269 | 5.9688 | 3.7995 | 2.5816 | 2.1727 | 2.0133 | 0.92726 | 0.47215 | 68.3463 | 67.8702 | 66.9307 | 65.957 | 65.475 | 64.1381 | 63.7991 | 63.9776 | 65.5974 | 69.9474 | 76.3038 | 82.0144 | 85.67 | 87.2994 | 88.8537 | 87.8856 | 86.2912 | 83.765 | 81.5594 | 79.2144 | 76.7434 | 74.6058 | 72.8322 | 71.1619 | 4.6404 | 4.4714 | 4.8086 | 5.7327 | 5.2495 | 5.6242 | 5.0131 | 5.3263 | 6.702 | 7.7308 | 7.6624 | 6.5193 | 7.0308 | 7.0753 | 5.931 | 5.8599 | 5.071 | 5.0008 | 4.9072 | 5.7622 | 6.1319 | 6.2221 | 5.395 | 4.3899
Program Specific1-in-2Size: Over 200kWSouth of Lugo2022November Monthly Peak | Program Specific | 1-in-2 | Size: Over 200kW | South of Lugo | 2022 | November Monthly Peak | 11 | 106.2367 | 102.2462 | 98.6033 | 99.6977 | 105.4226 | 121.3181 | 143.9208 | 161.5064 | 175.1302 | 188.2762 | 196.6787 | 198.8617 | 196.5267 | 197.2762 | 192.9626 | 183.2781 | 175.7609 | 172.2276 | 161.2426 | 154.3286 | 146.7871 | 135.3986 | 122.1232 | 112.6228 | -0.55614 | 0.0033328 | 0.048535 | -0.96934 | -2.5962 | -1.4596 | -0.98195 | -0.010464 | -0.57658 | 0.46659 | 0.96091 | 2.1247 | 3.7529 | 4.1129 | 8.4463 | 7.4364 | 7.1558 | 6.6699 | 4.7633 | 4.2189 | 2.9852 | 2.2167 | 1.0663 | 0.37351 | 57.8147 | 56.5789 | 55.8429 | 55.2164 | 54.4598 | 53.8299 | 53.3339 | 53.6189 | 57.3527 | 60.4242 | 66.0916 | 71.3922 | 75.3944 | 76.9806 | 76.6572 | 75.7636 | 73.0739 | 68.9498 | 65.1404 | 63.4858 | 62.3358 | 61.1149 | 60.0121 | 59.3196 | 4.397 | 4.1831 | 4.5036 | 5.3883 | 4.9125 | 5.162 | 4.552 | 4.851 | 6.0527 | 6.8903 | 6.7001 | 5.6551 | 6.0469 | 6.0587 | 5.0413 | 4.9685 | 4.3542 | 4.5042 | 4.4335 | 5.2538 | 5.659 | 5.7391 | 4.9934 | 4.0842
Program Specific1-in-2Size: Over 200kWSouth of Lugo2022December Monthly Peak | Program Specific | 1-in-2 | Size: Over 200kW | South of Lugo | 2022 | December Monthly Peak | 12 | 98.2896 | 95.6243 | 92.1108 | 92.373 | 96.2829 | 110.9649 | 134.777 | 149.7656 | 160.3368 | 168.3637 | 168.5636 | 167.8798 | 163.7311 | 163.1163 | 160.3528 | 153.9663 | 151.0401 | 152.7807 | 146.3254 | 141.5748 | 134.4691 | 125.423 | 113.7017 | 104.3324 | -0.51454 | 0.003117 | 0.045339 | -0.89813 | -2.3711 | -1.3351 | -0.91956 | -0.0097031 | -0.52787 | 0.41724 | 0.82355 | 1.7937 | 3.1267 | 3.4008 | 7.0189 | 6.2471 | 6.1494 | 5.9167 | 4.3226 | 3.8702 | 2.7347 | 2.0534 | 0.99273 | 0.34602 | 51.2927 | 49.9594 | 47.862 | 46.9356 | 46.2184 | 45.4347 | 45.506 | 45.4882 | 46.2826 | 49.4775 | 52.7121 | 54.8214 | 56.2467 | 56.5737 | 57.3696 | 57.252 | 56.3672 | 55.2045 | 53.9409 | 53.3516 | 52.6511 | 51.4025 | 50.4916 | 49.4041 | 4.0681 | 3.9122 | 4.2071 | 4.9924 | 4.4866 | 4.7215 | 4.2628 | 4.4983 | 5.5414 | 6.1616 | 5.7423 | 4.7741 | 5.0378 | 5.0096 | 4.1894 | 4.1738 | 3.7418 | 3.9956 | 4.0234 | 4.8197 | 5.1841 | 5.3162 | 4.6491 | 3.7835
Program Specific1-in-2Size: Over 200kWSouth of Lugo2022Typical Event Day | Program Specific | 1-in-2 | Size: Over 200kW | South of Lugo | 2022 | Typical Event Day | 8 | 123.1088 | 118.34 | 114.2054 | 115.1348 | 122.6993 | 146.3271 | 172.4093 | 191.8994 | 207.2113 | 219.7668 | 230.366 | 232.1088 | 227.8065 | 229.7189 | 227.9446 | 221.2818 | 212.4573 | 201.4704 | 182.6011 | 175.8037 | 168.3292 | 157.3919 | 142.5464 | 132.6102 | -0.76128 | -0.047577 | -0.11882 | -0.83936 | -2.5941 | -2.063 | -1.5676 | -0.85053 | -0.68099 | 0.52711 | 1.1102 | 1.4503 | 3.0264 | 3.6434 | 8.4103 | 7.5187 | 7.305 | 6.5159 | 4.1755 | 3.1607 | 2.5299 | 2.2103 | 1.0384 | 0.48368 | 67.6173 | 67.1064 | 66.5895 | 66.0455 | 65.7642 | 65.4201 | 65.2326 | 65.4968 | 67.5692 | 71.4046 | 75.5402 | 78.9933 | 81.0729 | 82.3033 | 83.1043 | 83.3059 | 84.1304 | 83.6049 | 82.2624 | 79.6286 | 75.912 | 73.0531 | 71.525 | 70.6146 | 4.9424 | 4.6962 | 5.0597 | 6.0358 | 5.5459 | 6.0392 | 5.2893 | 5.5909 | 6.9465 | 7.8013 | 7.6121 | 6.4024 | 6.7989 | 6.8433 | 5.7765 | 5.8186 | 5.1053 | 5.1108 | 4.8701 | 5.8053 | 6.2947 | 6.471 | 5.6535 | 4.6646
Program Specific1-in-2Size: Over 200kWSouth of Lugo2023January Monthly Peak | Program Specific | 1-in-2 | Size: Over 200kW | South of Lugo | 2023 | January Monthly Peak | 1 | 99.6484 | 96.8281 | 94.0697 | 93.9355 | 99.9388 | 115.8687 | 140.1807 | 156.0675 | 166.567 | 175.4319 | 180.0906 | 182.2642 | 179.7354 | 180.7899 | 177.0743 | 169.2098 | 161.8105 | 160.9426 | 151.1465 | 145.0891 | 137.3288 | 128.3988 | 116.383 | 107.4082 | -0.52165 | 0.0031562 | 0.046304 | -0.91332 | -2.4611 | -1.3941 | -0.95643 | -0.010111 | -0.54838 | 0.43476 | 0.87987 | 1.9474 | 3.4323 | 3.7692 | 7.7508 | 6.8655 | 6.5879 | 6.2328 | 4.4651 | 3.9663 | 2.7928 | 2.1021 | 1.0161 | 0.35622 | 56.7264 | 56.0296 | 55.7205 | 55.4596 | 54.8197 | 54.5864 | 55.1533 | 55.1781 | 55.7682 | 56.9162 | 58.3259 | 58.9398 | 59.9826 | 60.8897 | 61.6724 | 61.2851 | 61.6421 | 61.3703 | 60.3536 | 59.2241 | 58.6248 | 58.2149 | 57.2759 | 56.1134 | 4.1243 | 3.9615 | 4.2966 | 5.0769 | 4.6569 | 4.9301 | 4.4337 | 4.6876 | 5.7567 | 6.4203 | 6.135 | 5.1831 | 5.5302 | 5.5524 | 4.6262 | 4.5871 | 4.0086 | 4.2091 | 4.1559 | 4.9393 | 5.2943 | 5.4424 | 4.7587 | 3.8951
Program Specific1-in-2Size: Over 200kWSouth of Lugo2023February Monthly Peak | Program Specific | 1-in-2 | Size: Over 200kW | South of Lugo | 2023 | February Monthly Peak | 2 | 102.0684 | 99.0832 | 95.4434 | 96.0678 | 101.2716 | 117.5725 | 141.3186 | 156.8357 | 168.2783 | 177.1642 | 182.0112 | 185.8103 | 184.3189 | 185.8018 | 183.1384 | 175.1852 | 167.2622 | 163.5172 | 155.6475 | 148.8058 | 140.6166 | 130.1429 | 118.3333 | 110.3182 | -0.53432 | 0.0032297 | 0.04698 | -0.93405 | -2.494 | -1.4146 | -0.9642 | -0.010161 | -0.55402 | 0.43905 | 0.88925 | 1.9852 | 3.5198 | 3.8737 | 8.0163 | 7.108 | 6.8098 | 6.3325 | 4.598 | 4.0679 | 2.8597 | 2.1307 | 1.0332 | 0.36587 | 52.2509 | 51.5097 | 51.2054 | 50.8398 | 50.3756 | 49.9551 | 49.5925 | 49.8293 | 51.2148 | 54.8916 | 59.1801 | 63.3735 | 65.018 | 65.9597 | 66.1513 | 65.0371 | 64.1345 | 63.6399 | 61.1774 | 59.2534 | 58.4942 | 57.4993 | 56.3976 | 55.0309 | 4.2245 | 4.0537 | 4.3593 | 5.1921 | 4.719 | 5.0026 | 4.4697 | 4.7107 | 5.8159 | 6.4837 | 6.2004 | 5.284 | 5.6713 | 5.7063 | 4.7847 | 4.7491 | 4.1436 | 4.2764 | 4.2797 | 5.0658 | 5.4211 | 5.5163 | 4.8385 | 4.0006
Program Specific1-in-2Size: Over 200kWSouth of Lugo2023March Monthly Peak | Program Specific | 1-in-2 | Size: Over 200kW | South of Lugo | 2023 | March Monthly Peak | 3 | 105.6709 | 101.2058 | 96.9385 | 96.7279 | 102.0241 | 118.9562 | 143.8311 | 160.5051 | 171.8926 | 181.9594 | 187.1259 | 190.3788 | 188.3311 | 190.2336 | 189.036 | 181.9061 | 174.2708 | 167.8284 | 158.9816 | 155.5787 | 146.7359 | 136.4141 | 123.0722 | 113.7533 | -0.55318 | 0.0032989 | 0.047716 | -0.94047 | -2.5125 | -1.4312 | -0.98134 | -0.010399 | -0.56592 | 0.45094 | 0.91424 | 2.0341 | 3.5964 | 3.9661 | 8.2744 | 7.3807 | 7.0952 | 6.4995 | 4.6965 | 4.2531 | 2.9841 | 2.2333 | 1.0745 | 0.37726 | 54.4139 | 53.2356 | 52.7396 | 52.7467 | 52.3766 | 51.8724 | 51.3923 | 51.7394 | 53.2482 | 54.7178 | 56.9487 | 59.9962 | 62.4948 | 64.4911 | 65.2576 | 65.7249 | 64.9498 | 63.8063 | 60.8852 | 58.5288 | 57.737 | 56.8692 | 55.6922 | 54.0971 | 4.3736 | 4.1406 | 4.4276 | 5.2278 | 4.7541 | 5.0615 | 4.5491 | 4.8209 | 5.9408 | 6.6591 | 6.3747 | 5.4139 | 5.7947 | 5.8424 | 4.9387 | 4.9313 | 4.3173 | 4.3892 | 4.3714 | 5.2964 | 5.657 | 5.7821 | 5.0322 | 4.1252
Program Specific1-in-2Size: Over 200kWSouth of Lugo2023April Monthly Peak | Program Specific | 1-in-2 | Size: Over 200kW | South of Lugo | 2023 | April Monthly Peak | 4 | 110.4593 | 106.2806 | 102.1311 | 101.7196 | 108.4718 | 125.6666 | 149.8799 | 167.565 | 181.8016 | 194.1723 | 203.6519 | 207.8617 | 206.221 | 208.2459 | 206.0506 | 198.824 | 189.6063 | 179.394 | 165.7415 | 162.0508 | 155.0831 | 143.8532 | 129.9802 | 120.1066 | -0.57825 | 0.0034643 | 0.050272 | -0.989 | -2.6713 | -1.512 | -1.0226 | -0.010856 | -0.59854 | 0.4812 | 0.99498 | 2.2208 | 3.9381 | 4.3417 | 9.0192 | 8.0671 | 7.7195 | 6.9474 | 4.8962 | 4.43 | 3.1539 | 2.3551 | 1.1349 | 0.39833 | 60.9525 | 60.4065 | 59.7591 | 59.3544 | 58.5073 | 57.9537 | 57.7076 | 57.8011 | 59.533 | 62.7702 | 66.6293 | 70.4531 | 73.8483 | 74.8501 | 74.4911 | 73.8659 | 72.3789 | 71.0422 | 69.3934 | 67.7446 | 64.9622 | 64.3025 | 63.1247 | 61.4716 | 4.5718 | 4.3482 | 4.6648 | 5.4976 | 5.0545 | 5.347 | 4.7404 | 5.033 | 6.2833 | 7.1061 | 6.9377 | 5.911 | 6.3452 | 6.3956 | 5.3833 | 5.3899 | 4.6972 | 4.6916 | 4.5573 | 5.5167 | 5.9788 | 6.0974 | 5.3147 | 4.3556
Program Specific1-in-2Size: Over 200kWSouth of Lugo2023May Monthly Peak | Program Specific | 1-in-2 | Size: Over 200kW | South of Lugo | 2023 | May Monthly Peak | 5 | 110.039 | 105.5962 | 101.9249 | 101.9968 | 109.205 | 127.3375 | 150.8094 | 171.5287 | 186.2135 | 198.6521 | 208.8954 | 211.9834 | 209.3614 | 210.9201 | 208.3232 | 200.1715 | 190.1541 | 180.6413 | 166.0941 | 160.1214 | 155.4034 | 144.045 | 130.0012 | 120.2628 | -0.57605 | 0.003442 | 0.05017 | -0.9917 | -2.6893 | -1.5321 | -1.029 | -0.011113 | -0.61306 | 0.49231 | 1.0206 | 2.2649 | 3.998 | 4.3974 | 9.1187 | 8.1218 | 7.7418 | 6.9957 | 4.9066 | 4.3773 | 3.1604 | 2.3583 | 1.135 | 0.39885 | 62.8794 | 61.915 | 60.9338 | 60.5554 | 60.293 | 59.5548 | 59.5799 | 60.233 | 62.3733 | 65.0538 | 68.6214 | 71.9969 | 74.8519 | 75.5249 | 75.2622 | 75.2369 | 75.7789 | 75.9491 | 74.869 | 72.3678 | 68.5004 | 65.7524 | 65.021 | 64.2369 | 4.5544 | 4.3202 | 4.6553 | 5.5125 | 5.0887 | 5.4181 | 4.7698 | 5.152 | 6.4357 | 7.27 | 7.1163 | 6.0282 | 6.4418 | 6.4777 | 5.4426 | 5.4264 | 4.7107 | 4.7242 | 4.5669 | 5.451 | 5.9912 | 6.1056 | 5.3155 | 4.3612
Program Specific1-in-2Size: Over 200kWSouth of Lugo2023June Monthly Peak | Program Specific | 1-in-2 | Size: Over 200kW | South of Lugo | 2023 | June Monthly Peak | 6 | 115.3454 | 110.7022 | 107.0271 | 107.3827 | 115.2989 | 133.9417 | 156.9891 | 178.1333 | 192.8299 | 206.7517 | 217.3887 | 217.9947 | 212.8895 | 214.4706 | 212.4632 | 206.4409 | 196.9883 | 187.1346 | 170.6751 | 163.9243 | 158.7188 | 147.6536 | 133.8745 | 124.3636 | -0.60383 | 0.0036084 | 0.052682 | -1.0441 | -2.8394 | -1.6115 | -1.0711 | -0.011541 | -0.63485 | 0.51238 | 1.0621 | 2.3291 | 4.0654 | 4.4714 | 9.2999 | 8.3762 | 8.0201 | 7.2472 | 5.042 | 4.4812 | 3.2278 | 2.4173 | 1.1689 | 0.41245 | 64.8581 | 64.3278 | 63.4826 | 63.0662 | 62.8187 | 62.5645 | 62.3159 | 62.7413 | 64.9521 | 68.5311 | 71.4728 | 73.8772 | 74.6316 | 75.6033 | 75.8796 | 76.8419 | 78.3089 | 78.6266 | 78.3242 | 75.655 | 72.3631 | 68.8082 | 66.8489 | 66.1971 | 4.774 | 4.5291 | 4.8884 | 5.8036 | 5.3727 | 5.6991 | 4.9653 | 5.3504 | 6.6644 | 7.5665 | 7.4056 | 6.1992 | 6.5504 | 6.5867 | 5.5508 | 5.5964 | 4.8801 | 4.8941 | 4.6929 | 5.5805 | 6.119 | 6.2585 | 5.4739 | 4.5099
Program Specific1-in-2Size: Over 200kWSouth of Lugo2023July Monthly Peak | Program Specific | 1-in-2 | Size: Over 200kW | South of Lugo | 2023 | July Monthly Peak | 7 | 118.5499 | 113.5499 | 109.7217 | 110.6234 | 118.9515 | 140.0421 | 164.7712 | 185.8169 | 200.6835 | 212.2071 | 221.7903 | 222.4332 | 218.4507 | 220.2338 | 218.0754 | 212.2229 | 203.7673 | 193.0447 | 175.5608 | 167.2548 | 161.7006 | 150.5838 | 136.8071 | 127.8328 | -0.69589 | -0.029331 | -0.058546 | -0.89545 | -2.6519 | -1.8787 | -1.3745 | -0.55521 | -0.65992 | 0.51457 | 1.0737 | 1.7161 | 3.3219 | 3.8562 | 8.542 | 7.6738 | 7.4327 | 6.651 | 4.402 | 3.5246 | 2.7141 | 2.2307 | 1.062 | 0.45227 | 65.1427 | 65.0924 | 65.2587 | 65.4773 | 65.3977 | 65.1419 | 64.9588 | 65.3678 | 67.5738 | 70.6997 | 74.6702 | 77.8419 | 79.2769 | 80.3362 | 81.4187 | 81.7937 | 82.6094 | 82.3288 | 81.2425 | 78.6677 | 74.8187 | 71.4273 | 69.7586 | 68.7709 | 4.7962 | 4.541 | 4.8986 | 5.8442 | 5.4181 | 5.8245 | 5.0941 | 5.4555 | 6.7797 | 7.5913 | 7.3855 | 6.183 | 6.5701 | 6.6115 | 5.5692 | 5.6236 | 4.9343 | 4.935 | 4.7186 | 5.5657 | 6.0936 | 6.239 | 5.4679 | 4.5314
Program Specific1-in-2Size: Over 200kWSouth of Lugo2023August Monthly Peak | Program Specific | 1-in-2 | Size: Over 200kW | South of Lugo | 2023 | August Monthly Peak | 8 | 124.8766 | 120.1241 | 116.088 | 117.445 | 125.3296 | 149.657 | 176.6295 | 197.3857 | 215.582 | 230.7377 | 243.1458 | 245.1881 | 240.8969 | 242.8522 | 240.2696 | 232.6928 | 222.8996 | 210.696 | 189.594 | 181.4071 | 172.792 | 161.0622 | 146.2778 | 135.9071 | -0.92706 | -0.11653 | -0.3533 | -0.48282 | -2.079 | -2.5142 | -2.13 | -2.0015 | -0.70685 | 0.52937 | 1.1507 | 0.1106 | 1.3707 | 2.2684 | 6.706 | 5.9006 | 5.82 | 5.0561 | 2.6816 | 1.0428 | 1.3986 | 1.7718 | 0.78901 | 0.55448 | 72.1547 | 71.3154 | 70.6184 | 69.5798 | 69.2688 | 68.599 | 68.3423 | 68.8512 | 71.0599 | 75.7081 | 80.9137 | 84.7287 | 86.5363 | 87.3181 | 88.2462 | 87.95 | 89.17 | 88.3787 | 86.7638 | 84.1125 | 79.007 | 76.0158 | 74.512 | 73.3246 | 4.9867 | 4.7417 | 5.1157 | 6.1242 | 5.6347 | 6.1438 | 5.39 | 5.7201 | 7.1887 | 8.1473 | 7.9917 | 6.7273 | 7.1514 | 7.1961 | 6.0565 | 6.0862 | 5.3277 | 5.3164 | 5.0297 | 5.9585 | 6.4272 | 6.5867 | 5.7707 | 4.7552
Program Specific1-in-2Size: Over 200kWSouth of Lugo2023September Monthly Peak | Program Specific | 1-in-2 | Size: Over 200kW | South of Lugo | 2023 | September Monthly Peak | 9 | 119.9455 | 115.4925 | 111.7391 | 112.5547 | 119.4884 | 144.0097 | 171.9483 | 192.4154 | 210.7542 | 224.6296 | 235.5788 | 237.6322 | 234.7071 | 236.4043 | 232.3835 | 223.8269 | 212.6418 | 201.0028 | 182.8038 | 178.9748 | 168.8194 | 156.009 | 139.6907 | 129.3443 | -0.77281 | -0.060145 | -0.16304 | -0.74575 | -2.4125 | -2.1116 | -1.6701 | -1.0824 | -0.69229 | 0.53387 | 1.131 | 1.1968 | 2.7455 | 3.4272 | 8.1376 | 7.2019 | 6.9436 | 6.1502 | 3.8468 | 2.7602 | 2.2925 | 2.0917 | 0.96237 | 0.48346 | 68.3139 | 67.6901 | 66.9984 | 66.0589 | 65.5714 | 65.3749 | 65.3134 | 65.0267 | 66.6912 | 70.6795 | 75.1043 | 79.5254 | 83.8469 | 85.9556 | 86.8725 | 86.6381 | 86.4334 | 85.0854 | 82.7191 | 80.0792 | 77.4594 | 75.9612 | 74.9803 | 74.1657 | 4.7939 | 4.5627 | 4.9283 | 5.8742 | 5.3766 | 5.917 | 5.2516 | 5.5808 | 7.0337 | 7.9383 | 7.7496 | 6.5255 | 6.9736 | 7.011 | 5.8627 | 5.8592 | 5.0869 | 5.0762 | 4.8537 | 5.8836 | 6.2848 | 6.3855 | 5.5155 | 4.5294
Program Specific1-in-2Size: Over 200kWSouth of Lugo2023October Monthly Peak | Program Specific | 1-in-2 | Size: Over 200kW | South of Lugo | 2023 | October Monthly Peak | 10 | 116.2133 | 113.2865 | 109.1272 | 109.9467 | 116.7711 | 137.0095 | 164.2916 | 183.8102 | 201.0029 | 218.9607 | 233.1445 | 237.627 | 236.8547 | 238.7949 | 235.3118 | 224.0589 | 212.1772 | 198.2023 | 184.9891 | 175.4473 | 164.8669 | 152.1591 | 136.7657 | 125.4778 | -0.7571 | -0.06272 | -0.17187 | -0.70824 | -2.3268 | -2.0304 | -1.6239 | -1.0947 | -0.66017 | 0.51908 | 1.1182 | 1.1171 | 2.6665 | 3.3718 | 8.1178 | 7.0976 | 6.8269 | 5.9688 | 3.7995 | 2.5816 | 2.1727 | 2.0133 | 0.92726 | 0.47215 | 68.3463 | 67.8703 | 66.9307 | 65.957 | 65.475 | 64.1381 | 63.7991 | 63.9776 | 65.5974 | 69.9474 | 76.3038 | 82.0144 | 85.67 | 87.2994 | 88.8537 | 87.8856 | 86.2912 | 83.765 | 81.5594 | 79.2144 | 76.7434 | 74.6058 | 72.8322 | 71.1619 | 4.6404 | 4.4714 | 4.8086 | 5.7327 | 5.2495 | 5.6242 | 5.0131 | 5.3263 | 6.702 | 7.7308 | 7.6624 | 6.5193 | 7.0308 | 7.0753 | 5.931 | 5.8599 | 5.071 | 5.0008 | 4.9072 | 5.7622 | 6.1319 | 6.2221 | 5.395 | 4.3899
Program Specific1-in-2Size: Over 200kWSouth of Lugo2023November Monthly Peak | Program Specific | 1-in-2 | Size: Over 200kW | South of Lugo | 2023 | November Monthly Peak | 11 | 106.2367 | 102.2462 | 98.6033 | 99.6977 | 105.4226 | 121.3182 | 143.9208 | 161.5064 | 175.1302 | 188.2762 | 196.6787 | 198.8617 | 196.5267 | 197.2762 | 192.9626 | 183.2781 | 175.7609 | 172.2276 | 161.2426 | 154.3286 | 146.7871 | 135.3986 | 122.1232 | 112.6228 | -0.55614 | 0.0033328 | 0.048535 | -0.96934 | -2.5962 | -1.4596 | -0.98195 | -0.010464 | -0.57658 | 0.46659 | 0.96091 | 2.1247 | 3.7529 | 4.1129 | 8.4463 | 7.4364 | 7.1558 | 6.6699 | 4.7633 | 4.2189 | 2.9852 | 2.2167 | 1.0663 | 0.37351 | 57.8147 | 56.5789 | 55.8429 | 55.2164 | 54.4597 | 53.8299 | 53.3339 | 53.6189 | 57.3527 | 60.4242 | 66.0916 | 71.3922 | 75.3944 | 76.9806 | 76.6573 | 75.7636 | 73.0739 | 68.9498 | 65.1404 | 63.4858 | 62.3358 | 61.1149 | 60.0121 | 59.3196 | 4.397 | 4.1831 | 4.5036 | 5.3883 | 4.9125 | 5.162 | 4.552 | 4.851 | 6.0527 | 6.8903 | 6.7001 | 5.6551 | 6.0469 | 6.0587 | 5.0413 | 4.9685 | 4.3542 | 4.5042 | 4.4335 | 5.2538 | 5.659 | 5.7391 | 4.9934 | 4.0842
Program Specific1-in-2Size: Over 200kWSouth of Lugo2023December Monthly Peak | Program Specific | 1-in-2 | Size: Over 200kW | South of Lugo | 2023 | December Monthly Peak | 12 | 98.2896 | 95.6243 | 92.1108 | 92.373 | 96.2829 | 110.9649 | 134.777 | 149.7656 | 160.3368 | 168.3637 | 168.5636 | 167.8798 | 163.7311 | 163.1163 | 160.3528 | 153.9663 | 151.0401 | 152.7807 | 146.3254 | 141.5747 | 134.4691 | 125.423 | 113.7017 | 104.3324 | -0.51454 | 0.003117 | 0.045339 | -0.89813 | -2.3711 | -1.3351 | -0.91956 | -0.0097031 | -0.52787 | 0.41724 | 0.82355 | 1.7937 | 3.1267 | 3.4008 | 7.0189 | 6.2471 | 6.1494 | 5.9167 | 4.3226 | 3.8702 | 2.7347 | 2.0534 | 0.99273 | 0.34602 | 51.2927 | 49.9594 | 47.862 | 46.9356 | 46.2184 | 45.4347 | 45.506 | 45.4882 | 46.2826 | 49.4775 | 52.7121 | 54.8214 | 56.2467 | 56.5737 | 57.3696 | 57.252 | 56.3672 | 55.2045 | 53.9409 | 53.3516 | 52.6511 | 51.4025 | 50.4916 | 49.4041 | 4.0681 | 3.9122 | 4.2071 | 4.9924 | 4.4866 | 4.7215 | 4.2628 | 4.4983 | 5.5414 | 6.1616 | 5.7423 | 4.7741 | 5.0378 | 5.0096 | 4.1894 | 4.1738 | 3.7418 | 3.9956 | 4.0234 | 4.8197 | 5.1841 | 5.3162 | 4.6491 | 3.7835
Program Specific1-in-2Size: Over 200kWSouth of Lugo2023Typical Event Day | Program Specific | 1-in-2 | Size: Over 200kW | South of Lugo | 2023 | Typical Event Day | 8 | 123.1088 | 118.34 | 114.2054 | 115.1348 | 122.6993 | 146.3271 | 172.4093 | 191.8994 | 207.2113 | 219.7668 | 230.366 | 232.1088 | 227.8065 | 229.7189 | 227.9446 | 221.2817 | 212.4573 | 201.4704 | 182.6011 | 175.8037 | 168.3292 | 157.3919 | 142.5464 | 132.6102 | -0.76128 | -0.047577 | -0.11882 | -0.83936 | -2.5941 | -2.063 | -1.5676 | -0.85053 | -0.68099 | 0.52711 | 1.1102 | 1.4503 | 3.0264 | 3.6434 | 8.4103 | 7.5187 | 7.305 | 6.5159 | 4.1755 | 3.1607 | 2.5299 | 2.2103 | 1.0384 | 0.48368 | 67.6173 | 67.1064 | 66.5895 | 66.0455 | 65.7642 | 65.4201 | 65.2326 | 65.4968 | 67.5692 | 71.4046 | 75.5403 | 78.9933 | 81.0729 | 82.3033 | 83.1043 | 83.3059 | 84.1304 | 83.6049 | 82.2624 | 79.6286 | 75.912 | 73.0531 | 71.525 | 70.6146 | 4.9424 | 4.6962 | 5.0597 | 6.0358 | 5.5459 | 6.0392 | 5.2893 | 5.5909 | 6.9465 | 7.8013 | 7.6121 | 6.4024 | 6.7989 | 6.8433 | 5.7765 | 5.8186 | 5.1053 | 5.1108 | 4.8701 | 5.8053 | 6.2947 | 6.471 | 5.6535 | 4.6646
Program Specific1-in-2Size: Over 200kWSouth of Lugo2024January Monthly Peak | Program Specific | 1-in-2 | Size: Over 200kW | South of Lugo | 2024 | January Monthly Peak | 1 | 99.6484 | 96.8281 | 94.0697 | 93.9355 | 99.9388 | 115.8687 | 140.1807 | 156.0675 | 166.567 | 175.4319 | 180.0906 | 182.2642 | 179.7354 | 180.7899 | 177.0743 | 169.2098 | 161.8105 | 160.9426 | 151.1465 | 145.0891 | 137.3288 | 128.3988 | 116.383 | 107.4082 | -0.52165 | 0.0031562 | 0.046304 | -0.91332 | -2.4611 | -1.3941 | -0.95643 | -0.010111 | -0.54838 | 0.43476 | 0.87987 | 1.9474 | 3.4323 | 3.7692 | 7.7508 | 6.8655 | 6.5879 | 6.2328 | 4.4651 | 3.9663 | 2.7928 | 2.1021 | 1.0161 | 0.35622 | 56.7264 | 56.0296 | 55.7205 | 55.4596 | 54.8197 | 54.5864 | 55.1533 | 55.1781 | 55.7682 | 56.9162 | 58.3259 | 58.9398 | 59.9826 | 60.8897 | 61.6724 | 61.2851 | 61.6421 | 61.3703 | 60.3536 | 59.2241 | 58.6248 | 58.2149 | 57.2759 | 56.1134 | 4.1243 | 3.9615 | 4.2966 | 5.0769 | 4.6569 | 4.9301 | 4.4337 | 4.6876 | 5.7567 | 6.4203 | 6.135 | 5.1831 | 5.5302 | 5.5524 | 4.6262 | 4.5871 | 4.0086 | 4.2091 | 4.1559 | 4.9393 | 5.2943 | 5.4424 | 4.7587 | 3.8951
Program Specific1-in-2Size: Over 200kWSouth of Lugo2024February Monthly Peak | Program Specific | 1-in-2 | Size: Over 200kW | South of Lugo | 2024 | February Monthly Peak | 2 | 102.0684 | 99.0832 | 95.4434 | 96.0678 | 101.2716 | 117.5725 | 141.3186 | 156.8357 | 168.2783 | 177.1642 | 182.0112 | 185.8103 | 184.3189 | 185.8018 | 183.1384 | 175.1851 | 167.2622 | 163.5172 | 155.6475 | 148.8058 | 140.6166 | 130.1429 | 118.3333 | 110.3182 | -0.53432 | 0.0032297 | 0.04698 | -0.93405 | -2.494 | -1.4146 | -0.9642 | -0.010161 | -0.55402 | 0.43905 | 0.88925 | 1.9852 | 3.5198 | 3.8737 | 8.0163 | 7.108 | 6.8098 | 6.3325 | 4.598 | 4.0679 | 2.8597 | 2.1307 | 1.0332 | 0.36587 | 52.2509 | 51.5097 | 51.2054 | 50.8398 | 50.3756 | 49.9551 | 49.5925 | 49.8292 | 51.2148 | 54.8916 | 59.1801 | 63.3735 | 65.018 | 65.9598 | 66.1513 | 65.0371 | 64.1345 | 63.6399 | 61.1774 | 59.2534 | 58.4942 | 57.4993 | 56.3976 | 55.0309 | 4.2245 | 4.0537 | 4.3593 | 5.1921 | 4.719 | 5.0026 | 4.4697 | 4.7107 | 5.8159 | 6.4837 | 6.2004 | 5.284 | 5.6713 | 5.7063 | 4.7847 | 4.7491 | 4.1436 | 4.2764 | 4.2797 | 5.0658 | 5.4211 | 5.5163 | 4.8385 | 4.0006
Program Specific1-in-2Size: Over 200kWSouth of Lugo2024March Monthly Peak | Program Specific | 1-in-2 | Size: Over 200kW | South of Lugo | 2024 | March Monthly Peak | 3 | 105.6709 | 101.2058 | 96.9385 | 96.7279 | 102.0241 | 118.9562 | 143.8311 | 160.5051 | 171.8926 | 181.9594 | 187.1259 | 190.3788 | 188.3311 | 190.2336 | 189.036 | 181.9061 | 174.2708 | 167.8284 | 158.9815 | 155.5787 | 146.7359 | 136.4141 | 123.0722 | 113.7533 | -0.55318 | 0.0032989 | 0.047716 | -0.94047 | -2.5125 | -1.4312 | -0.98134 | -0.010399 | -0.56592 | 0.45094 | 0.91424 | 2.0341 | 3.5964 | 3.9661 | 8.2744 | 7.3807 | 7.0952 | 6.4995 | 4.6965 | 4.2531 | 2.9841 | 2.2333 | 1.0745 | 0.37726 | 54.4139 | 53.2356 | 52.7396 | 52.7467 | 52.3766 | 51.8724 | 51.3923 | 51.7394 | 53.2482 | 54.7177 | 56.9487 | 59.9962 | 62.4948 | 64.4911 | 65.2576 | 65.7249 | 64.9498 | 63.8063 | 60.8852 | 58.5288 | 57.737 | 56.8692 | 55.6922 | 54.0971 | 4.3736 | 4.1406 | 4.4276 | 5.2278 | 4.7541 | 5.0615 | 4.5491 | 4.8209 | 5.9408 | 6.6591 | 6.3747 | 5.4139 | 5.7947 | 5.8424 | 4.9387 | 4.9313 | 4.3173 | 4.3892 | 4.3714 | 5.2964 | 5.657 | 5.7821 | 5.0322 | 4.1252
Program Specific1-in-2Size: Over 200kWSouth of Lugo2024April Monthly Peak | Program Specific | 1-in-2 | Size: Over 200kW | South of Lugo | 2024 | April Monthly Peak | 4 | 110.4593 | 106.2806 | 102.1311 | 101.7196 | 108.4718 | 125.6666 | 149.8799 | 167.565 | 181.8016 | 194.1723 | 203.6519 | 207.8617 | 206.221 | 208.2459 | 206.0506 | 198.824 | 189.6063 | 179.394 | 165.7415 | 162.0508 | 155.0831 | 143.8532 | 129.9802 | 120.1066 | -0.57825 | 0.0034643 | 0.050272 | -0.989 | -2.6713 | -1.512 | -1.0226 | -0.010856 | -0.59854 | 0.4812 | 0.99498 | 2.2208 | 3.9381 | 4.3417 | 9.0192 | 8.0671 | 7.7195 | 6.9474 | 4.8962 | 4.43 | 3.1539 | 2.3551 | 1.1349 | 0.39833 | 60.9525 | 60.4065 | 59.7591 | 59.3544 | 58.5073 | 57.9537 | 57.7076 | 57.8011 | 59.533 | 62.7702 | 66.6293 | 70.4531 | 73.8483 | 74.8501 | 74.4911 | 73.8659 | 72.3789 | 71.0422 | 69.3934 | 67.7446 | 64.9622 | 64.3025 | 63.1247 | 61.4716 | 4.5718 | 4.3482 | 4.6648 | 5.4976 | 5.0545 | 5.347 | 4.7404 | 5.033 | 6.2833 | 7.1061 | 6.9377 | 5.911 | 6.3452 | 6.3956 | 5.3833 | 5.3899 | 4.6972 | 4.6916 | 4.5573 | 5.5167 | 5.9788 | 6.0974 | 5.3147 | 4.3556
Program Specific1-in-2Size: Over 200kWSouth of Lugo2024May Monthly Peak | Program Specific | 1-in-2 | Size: Over 200kW | South of Lugo | 2024 | May Monthly Peak | 5 | 110.039 | 105.5962 | 101.9249 | 101.9968 | 109.205 | 127.3375 | 150.8094 | 171.5287 | 186.2135 | 198.6521 | 208.8954 | 211.9834 | 209.3614 | 210.9201 | 208.3232 | 200.1715 | 190.1541 | 180.6413 | 166.0941 | 160.1214 | 155.4034 | 144.045 | 130.0012 | 120.2627 | -0.57605 | 0.003442 | 0.05017 | -0.9917 | -2.6893 | -1.5321 | -1.029 | -0.011113 | -0.61306 | 0.49231 | 1.0206 | 2.2649 | 3.998 | 4.3974 | 9.1187 | 8.1218 | 7.7418 | 6.9957 | 4.9066 | 4.3773 | 3.1604 | 2.3583 | 1.135 | 0.39885 | 62.8794 | 61.915 | 60.9338 | 60.5554 | 60.293 | 59.5548 | 59.5799 | 60.233 | 62.3733 | 65.0538 | 68.6214 | 71.9969 | 74.8519 | 75.5249 | 75.2622 | 75.2369 | 75.7789 | 75.9491 | 74.869 | 72.3678 | 68.5004 | 65.7524 | 65.021 | 64.2369 | 4.5544 | 4.3202 | 4.6553 | 5.5125 | 5.0887 | 5.4181 | 4.7698 | 5.152 | 6.4357 | 7.27 | 7.1163 | 6.0282 | 6.4418 | 6.4777 | 5.4426 | 5.4264 | 4.7107 | 4.7242 | 4.5669 | 5.451 | 5.9912 | 6.1056 | 5.3155 | 4.3612
Program Specific1-in-2Size: Over 200kWSouth of Lugo2024June Monthly Peak | Program Specific | 1-in-2 | Size: Over 200kW | South of Lugo | 2024 | June Monthly Peak | 6 | 115.3454 | 110.7022 | 107.0271 | 107.3826 | 115.2989 | 133.9417 | 156.9891 | 178.1333 | 192.8299 | 206.7517 | 217.3887 | 217.9947 | 212.8895 | 214.4707 | 212.4632 | 206.4409 | 196.9883 | 187.1346 | 170.6751 | 163.9243 | 158.7188 | 147.6536 | 133.8745 | 124.3636 | -0.60383 | 0.0036084 | 0.052682 | -1.0441 | -2.8394 | -1.6115 | -1.0711 | -0.011541 | -0.63485 | 0.51238 | 1.0621 | 2.3291 | 4.0654 | 4.4714 | 9.2999 | 8.3762 | 8.0201 | 7.2472 | 5.042 | 4.4812 | 3.2278 | 2.4173 | 1.1689 | 0.41245 | 64.8581 | 64.3278 | 63.4826 | 63.0662 | 62.8187 | 62.5645 | 62.3159 | 62.7413 | 64.9521 | 68.5311 | 71.4727 | 73.8772 | 74.6316 | 75.6033 | 75.8796 | 76.8419 | 78.3089 | 78.6266 | 78.3242 | 75.655 | 72.3631 | 68.8082 | 66.8489 | 66.1971 | 4.774 | 4.5291 | 4.8884 | 5.8036 | 5.3727 | 5.6991 | 4.9653 | 5.3504 | 6.6644 | 7.5665 | 7.4056 | 6.1992 | 6.5504 | 6.5867 | 5.5508 | 5.5964 | 4.8801 | 4.8941 | 4.6929 | 5.5805 | 6.119 | 6.2585 | 5.4739 | 4.5099
Program Specific1-in-2Size: Over 200kWSouth of Lugo2024July Monthly Peak | Program Specific | 1-in-2 | Size: Over 200kW | South of Lugo | 2024 | July Monthly Peak | 7 | 118.5499 | 113.5499 | 109.7217 | 110.6234 | 118.9515 | 140.0421 | 164.7712 | 185.8169 | 200.6835 | 212.2071 | 221.7902 | 222.4333 | 218.4507 | 220.2338 | 218.0754 | 212.2229 | 203.7673 | 193.0447 | 175.5608 | 167.2548 | 161.7006 | 150.5838 | 136.8071 | 127.8328 | -0.69589 | -0.029331 | -0.058546 | -0.89545 | -2.6519 | -1.8787 | -1.3745 | -0.55521 | -0.65992 | 0.51457 | 1.0737 | 1.7161 | 3.3219 | 3.8562 | 8.542 | 7.6738 | 7.4327 | 6.651 | 4.402 | 3.5246 | 2.7141 | 2.2307 | 1.062 | 0.45227 | 65.1427 | 65.0924 | 65.2587 | 65.4773 | 65.3977 | 65.1419 | 64.9588 | 65.3678 | 67.5738 | 70.6997 | 74.6702 | 77.8419 | 79.2769 | 80.3363 | 81.4188 | 81.7937 | 82.6094 | 82.3287 | 81.2425 | 78.6678 | 74.8187 | 71.4273 | 69.7586 | 68.7709 | 4.7962 | 4.541 | 4.8986 | 5.8442 | 5.4181 | 5.8245 | 5.0941 | 5.4555 | 6.7797 | 7.5913 | 7.3855 | 6.183 | 6.5701 | 6.6115 | 5.5692 | 5.6236 | 4.9343 | 4.935 | 4.7186 | 5.5657 | 6.0936 | 6.239 | 5.4679 | 4.5314
Program Specific1-in-2Size: Over 200kWSouth of Lugo2024August Monthly Peak | Program Specific | 1-in-2 | Size: Over 200kW | South of Lugo | 2024 | August Monthly Peak | 8 | 124.8766 | 120.1241 | 116.088 | 117.445 | 125.3296 | 149.657 | 176.6295 | 197.3857 | 215.582 | 230.7377 | 243.1458 | 245.1881 | 240.8969 | 242.8522 | 240.2696 | 232.6928 | 222.8996 | 210.696 | 189.594 | 181.4071 | 172.792 | 161.0622 | 146.2778 | 135.9071 | -0.92706 | -0.11653 | -0.3533 | -0.48282 | -2.079 | -2.5142 | -2.13 | -2.0015 | -0.70685 | 0.52937 | 1.1507 | 0.1106 | 1.3707 | 2.2684 | 6.706 | 5.9006 | 5.82 | 5.0561 | 2.6816 | 1.0428 | 1.3986 | 1.7718 | 0.78901 | 0.55448 | 72.1547 | 71.3154 | 70.6184 | 69.5798 | 69.2688 | 68.599 | 68.3423 | 68.8512 | 71.0599 | 75.7081 | 80.9137 | 84.7288 | 86.5362 | 87.3181 | 88.2462 | 87.95 | 89.17 | 88.3788 | 86.7637 | 84.1125 | 79.007 | 76.0158 | 74.512 | 73.3246 | 4.9867 | 4.7417 | 5.1157 | 6.1242 | 5.6347 | 6.1438 | 5.39 | 5.7201 | 7.1887 | 8.1473 | 7.9917 | 6.7273 | 7.1514 | 7.1961 | 6.0565 | 6.0862 | 5.3277 | 5.3164 | 5.0297 | 5.9585 | 6.4272 | 6.5867 | 5.7707 | 4.7552
Program Specific1-in-2Size: Over 200kWSouth of Lugo2024September Monthly Peak | Program Specific | 1-in-2 | Size: Over 200kW | South of Lugo | 2024 | September Monthly Peak | 9 | 119.9455 | 115.4925 | 111.7391 | 112.5547 | 119.4884 | 144.0097 | 171.9483 | 192.4154 | 210.7542 | 224.6297 | 235.5788 | 237.6322 | 234.7071 | 236.4043 | 232.3835 | 223.8269 | 212.6418 | 201.0028 | 182.8038 | 178.9748 | 168.8194 | 156.009 | 139.6907 | 129.3443 | -0.77281 | -0.060145 | -0.16304 | -0.74575 | -2.4125 | -2.1116 | -1.6701 | -1.0824 | -0.69229 | 0.53387 | 1.131 | 1.1968 | 2.7455 | 3.4272 | 8.1376 | 7.2019 | 6.9436 | 6.1502 | 3.8468 | 2.7602 | 2.2925 | 2.0917 | 0.96237 | 0.48346 | 68.3139 | 67.6901 | 66.9984 | 66.0589 | 65.5714 | 65.3749 | 65.3134 | 65.0268 | 66.6912 | 70.6795 | 75.1042 | 79.5254 | 83.8469 | 85.9556 | 86.8725 | 86.6381 | 86.4334 | 85.0854 | 82.7191 | 80.0792 | 77.4594 | 75.9612 | 74.9802 | 74.1657 | 4.7939 | 4.5627 | 4.9283 | 5.8742 | 5.3766 | 5.917 | 5.2516 | 5.5808 | 7.0337 | 7.9383 | 7.7496 | 6.5255 | 6.9736 | 7.011 | 5.8627 | 5.8592 | 5.0869 | 5.0762 | 4.8537 | 5.8836 | 6.2848 | 6.3855 | 5.5155 | 4.5294
Program Specific1-in-2Size: Over 200kWSouth of Lugo2024October Monthly Peak | Program Specific | 1-in-2 | Size: Over 200kW | South of Lugo | 2024 | October Monthly Peak | 10 | 116.2133 | 113.2865 | 109.1273 | 109.9466 | 116.7711 | 137.0095 | 164.2916 | 183.8102 | 201.0029 | 218.9607 | 233.1445 | 237.627 | 236.8547 | 238.7949 | 235.3118 | 224.0589 | 212.1772 | 198.2023 | 184.9891 | 175.4473 | 164.8669 | 152.1591 | 136.7657 | 125.4778 | -0.7571 | -0.06272 | -0.17187 | -0.70824 | -2.3268 | -2.0304 | -1.6239 | -1.0947 | -0.66017 | 0.51908 | 1.1182 | 1.1171 | 2.6665 | 3.3718 | 8.1178 | 7.0976 | 6.8269 | 5.9688 | 3.7995 | 2.5816 | 2.1727 | 2.0133 | 0.92726 | 0.47215 | 68.3463 | 67.8703 | 66.9307 | 65.957 | 65.475 | 64.1381 | 63.7991 | 63.9776 | 65.5974 | 69.9474 | 76.3038 | 82.0144 | 85.67 | 87.2994 | 88.8537 | 87.8856 | 86.2913 | 83.765 | 81.5594 | 79.2144 | 76.7434 | 74.6058 | 72.8322 | 71.1619 | 4.6404 | 4.4714 | 4.8086 | 5.7327 | 5.2495 | 5.6242 | 5.0131 | 5.3263 | 6.702 | 7.7308 | 7.6624 | 6.5193 | 7.0308 | 7.0753 | 5.931 | 5.8599 | 5.071 | 5.0008 | 4.9072 | 5.7622 | 6.1319 | 6.2221 | 5.395 | 4.3899
Program Specific1-in-2Size: Over 200kWSouth of Lugo2024November Monthly Peak | Program Specific | 1-in-2 | Size: Over 200kW | South of Lugo | 2024 | November Monthly Peak | 11 | 106.2367 | 102.2462 | 98.6033 | 99.6977 | 105.4226 | 121.3181 | 143.9208 | 161.5064 | 175.1302 | 188.2762 | 196.6787 | 198.8617 | 196.5267 | 197.2762 | 192.9626 | 183.2781 | 175.7609 | 172.2276 | 161.2426 | 154.3286 | 146.7871 | 135.3986 | 122.1232 | 112.6228 | -0.55614 | 0.0033328 | 0.048535 | -0.96934 | -2.5962 | -1.4596 | -0.98195 | -0.010464 | -0.57658 | 0.46659 | 0.96091 | 2.1247 | 3.7529 | 4.1129 | 8.4463 | 7.4364 | 7.1558 | 6.6699 | 4.7633 | 4.2189 | 2.9852 | 2.2167 | 1.0663 | 0.37351 | 57.8147 | 56.5789 | 55.8429 | 55.2164 | 54.4597 | 53.8299 | 53.3339 | 53.6189 | 57.3527 | 60.4243 | 66.0916 | 71.3922 | 75.3944 | 76.9806 | 76.6573 | 75.7636 | 73.0739 | 68.9498 | 65.1404 | 63.4858 | 62.3358 | 61.1149 | 60.0121 | 59.3196 | 4.397 | 4.1831 | 4.5036 | 5.3883 | 4.9125 | 5.162 | 4.552 | 4.851 | 6.0527 | 6.8903 | 6.7001 | 5.6551 | 6.0469 | 6.0587 | 5.0413 | 4.9685 | 4.3542 | 4.5042 | 4.4335 | 5.2538 | 5.659 | 5.7391 | 4.9934 | 4.0842
Program Specific1-in-2Size: Over 200kWSouth of Lugo2024December Monthly Peak | Program Specific | 1-in-2 | Size: Over 200kW | South of Lugo | 2024 | December Monthly Peak | 12 | 98.2896 | 95.6243 | 92.1108 | 92.373 | 96.2829 | 110.9649 | 134.777 | 149.7656 | 160.3368 | 168.3637 | 168.5636 | 167.8798 | 163.7311 | 163.1163 | 160.3528 | 153.9663 | 151.0401 | 152.7807 | 146.3254 | 141.5748 | 134.4691 | 125.423 | 113.7017 | 104.3324 | -0.51454 | 0.003117 | 0.045339 | -0.89813 | -2.3711 | -1.3351 | -0.91956 | -0.0097031 | -0.52787 | 0.41724 | 0.82355 | 1.7937 | 3.1267 | 3.4008 | 7.0189 | 6.2471 | 6.1494 | 5.9167 | 4.3226 | 3.8702 | 2.7347 | 2.0534 | 0.99273 | 0.34602 | 51.2927 | 49.9594 | 47.862 | 46.9356 | 46.2184 | 45.4347 | 45.506 | 45.4882 | 46.2826 | 49.4775 | 52.7121 | 54.8214 | 56.2467 | 56.5737 | 57.3696 | 57.252 | 56.3672 | 55.2045 | 53.9409 | 53.3516 | 52.6511 | 51.4025 | 50.4916 | 49.4041 | 4.0681 | 3.9122 | 4.2071 | 4.9924 | 4.4866 | 4.7215 | 4.2628 | 4.4983 | 5.5414 | 6.1616 | 5.7423 | 4.7741 | 5.0378 | 5.0096 | 4.1894 | 4.1738 | 3.7418 | 3.9956 | 4.0234 | 4.8197 | 5.1841 | 5.3162 | 4.6491 | 3.7835
Program Specific1-in-2Size: Over 200kWSouth of Lugo2024Typical Event Day | Program Specific | 1-in-2 | Size: Over 200kW | South of Lugo | 2024 | Typical Event Day | 8 | 123.1088 | 118.34 | 114.2054 | 115.1348 | 122.6993 | 146.3271 | 172.4093 | 191.8994 | 207.2113 | 219.7668 | 230.366 | 232.1089 | 227.8065 | 229.7189 | 227.9446 | 221.2818 | 212.4573 | 201.4704 | 182.6011 | 175.8037 | 168.3292 | 157.3919 | 142.5464 | 132.6102 | -0.76128 | -0.047577 | -0.11882 | -0.83936 | -2.5941 | -2.063 | -1.5676 | -0.85053 | -0.68099 | 0.52711 | 1.1102 | 1.4503 | 3.0264 | 3.6434 | 8.4103 | 7.5187 | 7.305 | 6.5159 | 4.1755 | 3.1607 | 2.5299 | 2.2103 | 1.0384 | 0.48368 | 67.6173 | 67.1064 | 66.5895 | 66.0455 | 65.7642 | 65.4201 | 65.2326 | 65.4968 | 67.5692 | 71.4046 | 75.5403 | 78.9933 | 81.0729 | 82.3033 | 83.1043 | 83.3059 | 84.1304 | 83.6049 | 82.2624 | 79.6286 | 75.912 | 73.0531 | 71.525 | 70.6146 | 4.9424 | 4.6962 | 5.0597 | 6.0358 | 5.5459 | 6.0392 | 5.2893 | 5.5909 | 6.9465 | 7.8013 | 7.6121 | 6.4024 | 6.7989 | 6.8433 | 5.7765 | 5.8186 | 5.1053 | 5.1108 | 4.8701 | 5.8053 | 6.2947 | 6.471 | 5.6535 | 4.6646
Program Specific1-in-2Size: Over 200kWSouth of Lugo2025January Monthly Peak | Program Specific | 1-in-2 | Size: Over 200kW | South of Lugo | 2025 | January Monthly Peak | 1 | 99.6484 | 96.8281 | 94.0697 | 93.9355 | 99.9388 | 115.8687 | 140.1807 | 156.0675 | 166.567 | 175.4319 | 180.0906 | 182.2642 | 179.7354 | 180.7899 | 177.0743 | 169.2098 | 161.8105 | 160.9426 | 151.1465 | 145.0891 | 137.3288 | 128.3988 | 116.383 | 107.4082 | -0.52165 | 0.0031562 | 0.046304 | -0.91332 | -2.4611 | -1.3941 | -0.95643 | -0.010111 | -0.54838 | 0.43476 | 0.87987 | 1.9474 | 3.4323 | 3.7692 | 7.7508 | 6.8655 | 6.5879 | 6.2328 | 4.4651 | 3.9663 | 2.7928 | 2.1021 | 1.0161 | 0.35622 | 56.7264 | 56.0296 | 55.7205 | 55.4596 | 54.8197 | 54.5864 | 55.1533 | 55.1781 | 55.7682 | 56.9162 | 58.3259 | 58.9398 | 59.9826 | 60.8897 | 61.6724 | 61.2851 | 61.6421 | 61.3703 | 60.3536 | 59.2241 | 58.6248 | 58.2149 | 57.2759 | 56.1134 | 4.1243 | 3.9615 | 4.2966 | 5.0769 | 4.6569 | 4.9301 | 4.4337 | 4.6876 | 5.7567 | 6.4203 | 6.135 | 5.1831 | 5.5302 | 5.5524 | 4.6262 | 4.5871 | 4.0086 | 4.2091 | 4.1559 | 4.9393 | 5.2943 | 5.4424 | 4.7587 | 3.8951
Program Specific1-in-2Size: Over 200kWSouth of Lugo2025February Monthly Peak | Program Specific | 1-in-2 | Size: Over 200kW | South of Lugo | 2025 | February Monthly Peak | 2 | 102.0684 | 99.0832 | 95.4434 | 96.0678 | 101.2716 | 117.5725 | 141.3186 | 156.8357 | 168.2783 | 177.1642 | 182.0112 | 185.8103 | 184.3189 | 185.8018 | 183.1384 | 175.1851 | 167.2622 | 163.5172 | 155.6475 | 148.8058 | 140.6166 | 130.1428 | 118.3333 | 110.3182 | -0.53432 | 0.0032297 | 0.04698 | -0.93405 | -2.494 | -1.4146 | -0.9642 | -0.010161 | -0.55402 | 0.43905 | 0.88925 | 1.9852 | 3.5198 | 3.8737 | 8.0163 | 7.108 | 6.8098 | 6.3325 | 4.598 | 4.0679 | 2.8597 | 2.1307 | 1.0332 | 0.36587 | 52.2509 | 51.5097 | 51.2054 | 50.8398 | 50.3756 | 49.9551 | 49.5925 | 49.8293 | 51.2148 | 54.8916 | 59.1801 | 63.3735 | 65.018 | 65.9598 | 66.1513 | 65.0371 | 64.1345 | 63.6399 | 61.1774 | 59.2534 | 58.4942 | 57.4993 | 56.3976 | 55.0309 | 4.2245 | 4.0537 | 4.3593 | 5.1921 | 4.719 | 5.0026 | 4.4697 | 4.7107 | 5.8159 | 6.4837 | 6.2004 | 5.284 | 5.6713 | 5.7063 | 4.7847 | 4.7491 | 4.1436 | 4.2764 | 4.2797 | 5.0658 | 5.4211 | 5.5163 | 4.8385 | 4.0006
Program Specific1-in-2Size: Over 200kWSouth of Lugo2025March Monthly Peak | Program Specific | 1-in-2 | Size: Over 200kW | South of Lugo | 2025 | March Monthly Peak | 3 | 105.6709 | 101.2058 | 96.9385 | 96.7279 | 102.0241 | 118.9562 | 143.8311 | 160.5051 | 171.8926 | 181.9594 | 187.1259 | 190.3788 | 188.3311 | 190.2336 | 189.036 | 181.9061 | 174.2708 | 167.8284 | 158.9816 | 155.5787 | 146.7359 | 136.4141 | 123.0722 | 113.7533 | -0.55318 | 0.0032989 | 0.047716 | -0.94047 | -2.5125 | -1.4312 | -0.98134 | -0.010399 | -0.56592 | 0.45094 | 0.91424 | 2.0341 | 3.5964 | 3.9661 | 8.2744 | 7.3807 | 7.0952 | 6.4995 | 4.6965 | 4.2531 | 2.9841 | 2.2333 | 1.0745 | 0.37726 | 54.4139 | 53.2356 | 52.7396 | 52.7467 | 52.3766 | 51.8724 | 51.3922 | 51.7394 | 53.2482 | 54.7178 | 56.9487 | 59.9962 | 62.4948 | 64.4911 | 65.2576 | 65.7249 | 64.9497 | 63.8063 | 60.8852 | 58.5288 | 57.737 | 56.8692 | 55.6923 | 54.0971 | 4.3736 | 4.1406 | 4.4276 | 5.2278 | 4.7541 | 5.0615 | 4.5491 | 4.8209 | 5.9408 | 6.6591 | 6.3747 | 5.4139 | 5.7947 | 5.8424 | 4.9387 | 4.9313 | 4.3173 | 4.3892 | 4.3714 | 5.2964 | 5.657 | 5.7821 | 5.0322 | 4.1252
Program Specific1-in-2Size: Over 200kWSouth of Lugo2025April Monthly Peak | Program Specific | 1-in-2 | Size: Over 200kW | South of Lugo | 2025 | April Monthly Peak | 4 | 110.4593 | 106.2806 | 102.1311 | 101.7196 | 108.4718 | 125.6666 | 149.8799 | 167.565 | 181.8016 | 194.1723 | 203.6519 | 207.8617 | 206.221 | 208.2459 | 206.0506 | 198.824 | 189.6063 | 179.394 | 165.7415 | 162.0508 | 155.0831 | 143.8532 | 129.9802 | 120.1066 | -0.57825 | 0.0034643 | 0.050272 | -0.989 | -2.6713 | -1.512 | -1.0226 | -0.010856 | -0.59854 | 0.4812 | 0.99498 | 2.2208 | 3.9381 | 4.3417 | 9.0192 | 8.0671 | 7.7195 | 6.9474 | 4.8962 | 4.43 | 3.1539 | 2.3551 | 1.1349 | 0.39833 | 60.9525 | 60.4065 | 59.7591 | 59.3544 | 58.5073 | 57.9537 | 57.7076 | 57.8011 | 59.533 | 62.7702 | 66.6293 | 70.4531 | 73.8482 | 74.8501 | 74.4911 | 73.8659 | 72.3789 | 71.0422 | 69.3934 | 67.7446 | 64.9622 | 64.3025 | 63.1248 | 61.4716 | 4.5718 | 4.3482 | 4.6648 | 5.4976 | 5.0545 | 5.347 | 4.7404 | 5.033 | 6.2833 | 7.1061 | 6.9377 | 5.911 | 6.3452 | 6.3956 | 5.3833 | 5.3899 | 4.6972 | 4.6916 | 4.5573 | 5.5167 | 5.9788 | 6.0974 | 5.3147 | 4.3556
Program Specific1-in-2Size: Over 200kWSouth of Lugo2025May Monthly Peak | Program Specific | 1-in-2 | Size: Over 200kW | South of Lugo | 2025 | May Monthly Peak | 5 | 110.039 | 105.5962 | 101.9249 | 101.9968 | 109.205 | 127.3375 | 150.8094 | 171.5287 | 186.2135 | 198.6521 | 208.8954 | 211.9834 | 209.3614 | 210.9201 | 208.3232 | 200.1715 | 190.1541 | 180.6413 | 166.0941 | 160.1214 | 155.4034 | 144.045 | 130.0013 | 120.2628 | -0.57605 | 0.003442 | 0.05017 | -0.9917 | -2.6893 | -1.5321 | -1.029 | -0.011113 | -0.61306 | 0.49231 | 1.0206 | 2.2649 | 3.998 | 4.3974 | 9.1187 | 8.1218 | 7.7418 | 6.9957 | 4.9066 | 4.3773 | 3.1604 | 2.3583 | 1.135 | 0.39885 | 62.8794 | 61.915 | 60.9337 | 60.5554 | 60.293 | 59.5548 | 59.5799 | 60.233 | 62.3733 | 65.0538 | 68.6214 | 71.9969 | 74.8519 | 75.5249 | 75.2622 | 75.2369 | 75.7789 | 75.9491 | 74.869 | 72.3678 | 68.5004 | 65.7524 | 65.021 | 64.2369 | 4.5544 | 4.3202 | 4.6553 | 5.5125 | 5.0887 | 5.4181 | 4.7698 | 5.152 | 6.4357 | 7.27 | 7.1163 | 6.0282 | 6.4418 | 6.4777 | 5.4426 | 5.4264 | 4.7107 | 4.7242 | 4.5669 | 5.451 | 5.9912 | 6.1056 | 5.3155 | 4.3612
Program Specific1-in-2Size: Over 200kWSouth of Lugo2025June Monthly Peak | Program Specific | 1-in-2 | Size: Over 200kW | South of Lugo | 2025 | June Monthly Peak | 6 | 115.3454 | 110.7022 | 107.0271 | 107.3827 | 115.2989 | 133.9417 | 156.9891 | 178.1333 | 192.8298 | 206.7517 | 217.3887 | 217.9947 | 212.8895 | 214.4706 | 212.4632 | 206.4409 | 196.9883 | 187.1346 | 170.6751 | 163.9243 | 158.7188 | 147.6536 | 133.8745 | 124.3636 | -0.60383 | 0.0036084 | 0.052682 | -1.0441 | -2.8394 | -1.6115 | -1.0711 | -0.011541 | -0.63485 | 0.51238 | 1.0621 | 2.3291 | 4.0654 | 4.4714 | 9.2999 | 8.3762 | 8.0201 | 7.2472 | 5.042 | 4.4812 | 3.2278 | 2.4173 | 1.1689 | 0.41245 | 64.8581 | 64.3277 | 63.4826 | 63.0662 | 62.8188 | 62.5645 | 62.3159 | 62.7413 | 64.9521 | 68.5311 | 71.4727 | 73.8772 | 74.6316 | 75.6033 | 75.8796 | 76.8419 | 78.3089 | 78.6266 | 78.3242 | 75.655 | 72.3631 | 68.8082 | 66.8489 | 66.1971 | 4.774 | 4.5291 | 4.8884 | 5.8036 | 5.3727 | 5.6991 | 4.9653 | 5.3504 | 6.6644 | 7.5665 | 7.4056 | 6.1992 | 6.5504 | 6.5867 | 5.5508 | 5.5964 | 4.8801 | 4.8941 | 4.6929 | 5.5805 | 6.119 | 6.2585 | 5.4739 | 4.5099
Program Specific1-in-2Size: Over 200kWSouth of Lugo2025July Monthly Peak | Program Specific | 1-in-2 | Size: Over 200kW | South of Lugo | 2025 | July Monthly Peak | 7 | 118.5499 | 113.5499 | 109.7217 | 110.6234 | 118.9515 | 140.0421 | 164.7712 | 185.8169 | 200.6835 | 212.2071 | 221.7902 | 222.4332 | 218.4507 | 220.2338 | 218.0754 | 212.2229 | 203.7673 | 193.0447 | 175.5608 | 167.2548 | 161.7006 | 150.5838 | 136.8071 | 127.8328 | -0.69589 | -0.029331 | -0.058546 | -0.89545 | -2.6519 | -1.8787 | -1.3745 | -0.55521 | -0.65992 | 0.51457 | 1.0737 | 1.7161 | 3.3219 | 3.8562 | 8.542 | 7.6738 | 7.4327 | 6.651 | 4.402 | 3.5246 | 2.7141 | 2.2307 | 1.062 | 0.45227 | 65.1427 | 65.0924 | 65.2588 | 65.4773 | 65.3977 | 65.1419 | 64.9588 | 65.3678 | 67.5738 | 70.6997 | 74.6703 | 77.8419 | 79.2769 | 80.3362 | 81.4188 | 81.7937 | 82.6094 | 82.3287 | 81.2425 | 78.6678 | 74.8187 | 71.4273 | 69.7586 | 68.7709 | 4.7962 | 4.541 | 4.8986 | 5.8442 | 5.4181 | 5.8245 | 5.0941 | 5.4555 | 6.7797 | 7.5913 | 7.3855 | 6.183 | 6.5701 | 6.6115 | 5.5692 | 5.6236 | 4.9343 | 4.935 | 4.7186 | 5.5657 | 6.0936 | 6.239 | 5.4679 | 4.5314
Program Specific1-in-2Size: Over 200kWSouth of Lugo2025August Monthly Peak | Program Specific | 1-in-2 | Size: Over 200kW | South of Lugo | 2025 | August Monthly Peak | 8 | 124.8766 | 120.1241 | 116.088 | 117.445 | 125.3296 | 149.657 | 176.6295 | 197.3857 | 215.582 | 230.7377 | 243.1458 | 245.1881 | 240.8969 | 242.8522 | 240.2696 | 232.6929 | 222.8996 | 210.696 | 189.594 | 181.4071 | 172.792 | 161.0622 | 146.2778 | 135.9071 | -0.92706 | -0.11653 | -0.3533 | -0.48282 | -2.079 | -2.5142 | -2.13 | -2.0015 | -0.70685 | 0.52937 | 1.1507 | 0.1106 | 1.3707 | 2.2684 | 6.706 | 5.9006 | 5.82 | 5.0561 | 2.6816 | 1.0428 | 1.3986 | 1.7718 | 0.78901 | 0.55448 | 72.1547 | 71.3154 | 70.6184 | 69.5798 | 69.2688 | 68.599 | 68.3423 | 68.8512 | 71.0599 | 75.7081 | 80.9138 | 84.7288 | 86.5362 | 87.3181 | 88.2462 | 87.95 | 89.17 | 88.3787 | 86.7638 | 84.1125 | 79.007 | 76.0158 | 74.512 | 73.3246 | 4.9867 | 4.7417 | 5.1157 | 6.1242 | 5.6347 | 6.1438 | 5.39 | 5.7201 | 7.1887 | 8.1473 | 7.9917 | 6.7273 | 7.1514 | 7.1961 | 6.0565 | 6.0862 | 5.3277 | 5.3164 | 5.0297 | 5.9585 | 6.4272 | 6.5867 | 5.7707 | 4.7552
Program Specific1-in-2Size: Over 200kWSouth of Lugo2025September Monthly Peak | Program Specific | 1-in-2 | Size: Over 200kW | South of Lugo | 2025 | September Monthly Peak | 9 | 119.9455 | 115.4925 | 111.7391 | 112.5547 | 119.4884 | 144.0097 | 171.9483 | 192.4154 | 210.7542 | 224.6297 | 235.5788 | 237.6322 | 234.7071 | 236.4043 | 232.3835 | 223.8269 | 212.6418 | 201.0028 | 182.8038 | 178.9748 | 168.8194 | 156.009 | 139.6907 | 129.3443 | -0.77281 | -0.060145 | -0.16304 | -0.74575 | -2.4125 | -2.1116 | -1.6701 | -1.0824 | -0.69229 | 0.53387 | 1.131 | 1.1968 | 2.7455 | 3.4272 | 8.1376 | 7.2019 | 6.9436 | 6.1502 | 3.8468 | 2.7602 | 2.2925 | 2.0917 | 0.96237 | 0.48346 | 68.3139 | 67.6901 | 66.9984 | 66.0589 | 65.5714 | 65.3749 | 65.3134 | 65.0268 | 66.6913 | 70.6795 | 75.1043 | 79.5254 | 83.8469 | 85.9556 | 86.8725 | 86.6381 | 86.4334 | 85.0854 | 82.7191 | 80.0792 | 77.4594 | 75.9612 | 74.9803 | 74.1657 | 4.7939 | 4.5627 | 4.9283 | 5.8742 | 5.3766 | 5.917 | 5.2516 | 5.5808 | 7.0337 | 7.9383 | 7.7496 | 6.5255 | 6.9736 | 7.011 | 5.8627 | 5.8592 | 5.0869 | 5.0762 | 4.8537 | 5.8836 | 6.2848 | 6.3855 | 5.5155 | 4.5294
Program Specific1-in-2Size: Over 200kWSouth of Lugo2025October Monthly Peak | Program Specific | 1-in-2 | Size: Over 200kW | South of Lugo | 2025 | October Monthly Peak | 10 | 116.2133 | 113.2865 | 109.1273 | 109.9466 | 116.7711 | 137.0095 | 164.2916 | 183.8102 | 201.0029 | 218.9607 | 233.1445 | 237.627 | 236.8547 | 238.7949 | 235.3118 | 224.0589 | 212.1772 | 198.2023 | 184.9891 | 175.4473 | 164.8669 | 152.1591 | 136.7656 | 125.4778 | -0.7571 | -0.06272 | -0.17187 | -0.70824 | -2.3268 | -2.0304 | -1.6239 | -1.0947 | -0.66017 | 0.51908 | 1.1182 | 1.1171 | 2.6665 | 3.3718 | 8.1178 | 7.0976 | 6.8269 | 5.9688 | 3.7995 | 2.5816 | 2.1727 | 2.0133 | 0.92726 | 0.47215 | 68.3462 | 67.8703 | 66.9307 | 65.957 | 65.475 | 64.1381 | 63.7991 | 63.9776 | 65.5974 | 69.9474 | 76.3038 | 82.0144 | 85.67 | 87.2994 | 88.8537 | 87.8856 | 86.2912 | 83.765 | 81.5594 | 79.2144 | 76.7434 | 74.6058 | 72.8322 | 71.1619 | 4.6404 | 4.4714 | 4.8086 | 5.7327 | 5.2495 | 5.6242 | 5.0131 | 5.3263 | 6.702 | 7.7308 | 7.6624 | 6.5193 | 7.0308 | 7.0753 | 5.931 | 5.8599 | 5.071 | 5.0008 | 4.9072 | 5.7622 | 6.1319 | 6.2221 | 5.395 | 4.3899
Program Specific1-in-2Size: Over 200kWSouth of Lugo2025November Monthly Peak | Program Specific | 1-in-2 | Size: Over 200kW | South of Lugo | 2025 | November Monthly Peak | 11 | 106.2367 | 102.2462 | 98.6033 | 99.6977 | 105.4226 | 121.3182 | 143.9208 | 161.5064 | 175.1302 | 188.2762 | 196.6787 | 198.8617 | 196.5267 | 197.2762 | 192.9626 | 183.2781 | 175.7609 | 172.2276 | 161.2426 | 154.3286 | 146.7871 | 135.3986 | 122.1232 | 112.6228 | -0.55614 | 0.0033328 | 0.048535 | -0.96934 | -2.5962 | -1.4596 | -0.98195 | -0.010464 | -0.57658 | 0.46659 | 0.96091 | 2.1247 | 3.7529 | 4.1129 | 8.4463 | 7.4364 | 7.1558 | 6.6699 | 4.7633 | 4.2189 | 2.9852 | 2.2167 | 1.0663 | 0.37351 | 57.8147 | 56.5789 | 55.8429 | 55.2164 | 54.4597 | 53.8299 | 53.3339 | 53.6189 | 57.3527 | 60.4243 | 66.0916 | 71.3922 | 75.3944 | 76.9806 | 76.6572 | 75.7636 | 73.0739 | 68.9498 | 65.1404 | 63.4858 | 62.3358 | 61.1149 | 60.0121 | 59.3196 | 4.397 | 4.1831 | 4.5036 | 5.3883 | 4.9125 | 5.162 | 4.552 | 4.851 | 6.0527 | 6.8903 | 6.7001 | 5.6551 | 6.0469 | 6.0587 | 5.0413 | 4.9685 | 4.3542 | 4.5042 | 4.4335 | 5.2538 | 5.659 | 5.7391 | 4.9934 | 4.0842
Program Specific1-in-2Size: Over 200kWSouth of Lugo2025December Monthly Peak | Program Specific | 1-in-2 | Size: Over 200kW | South of Lugo | 2025 | December Monthly Peak | 12 | 98.2896 | 95.6243 | 92.1108 | 92.373 | 96.2829 | 110.9649 | 134.777 | 149.7656 | 160.3368 | 168.3637 | 168.5636 | 167.8798 | 163.7311 | 163.1163 | 160.3528 | 153.9663 | 151.0401 | 152.7807 | 146.3254 | 141.5748 | 134.4691 | 125.423 | 113.7017 | 104.3324 | -0.51454 | 0.003117 | 0.045339 | -0.89813 | -2.3711 | -1.3351 | -0.91956 | -0.0097031 | -0.52787 | 0.41724 | 0.82355 | 1.7937 | 3.1267 | 3.4008 | 7.0189 | 6.2471 | 6.1494 | 5.9167 | 4.3226 | 3.8702 | 2.7347 | 2.0534 | 0.99273 | 0.34602 | 51.2927 | 49.9594 | 47.862 | 46.9356 | 46.2184 | 45.4347 | 45.506 | 45.4882 | 46.2826 | 49.4775 | 52.7121 | 54.8214 | 56.2467 | 56.5737 | 57.3696 | 57.252 | 56.3672 | 55.2045 | 53.9409 | 53.3516 | 52.6511 | 51.4025 | 50.4916 | 49.4041 | 4.0681 | 3.9122 | 4.2071 | 4.9924 | 4.4866 | 4.7215 | 4.2628 | 4.4983 | 5.5414 | 6.1616 | 5.7423 | 4.7741 | 5.0378 | 5.0096 | 4.1894 | 4.1738 | 3.7418 | 3.9956 | 4.0234 | 4.8197 | 5.1841 | 5.3162 | 4.6491 | 3.7835
Program Specific1-in-2Size: Over 200kWSouth of Lugo2025Typical Event Day | Program Specific | 1-in-2 | Size: Over 200kW | South of Lugo | 2025 | Typical Event Day | 8 | 123.1088 | 118.34 | 114.2054 | 115.1348 | 122.6993 | 146.3271 | 172.4093 | 191.8994 | 207.2113 | 219.7668 | 230.366 | 232.1088 | 227.8065 | 229.7189 | 227.9446 | 221.2818 | 212.4573 | 201.4704 | 182.6011 | 175.8037 | 168.3292 | 157.3919 | 142.5464 | 132.6102 | -0.76128 | -0.047577 | -0.11882 | -0.83936 | -2.5941 | -2.063 | -1.5676 | -0.85053 | -0.68099 | 0.52711 | 1.1102 | 1.4503 | 3.0264 | 3.6434 | 8.4103 | 7.5187 | 7.305 | 6.5159 | 4.1755 | 3.1607 | 2.5299 | 2.2103 | 1.0384 | 0.48368 | 67.6173 | 67.1064 | 66.5895 | 66.0455 | 65.7642 | 65.4201 | 65.2326 | 65.4968 | 67.5692 | 71.4046 | 75.5402 | 78.9933 | 81.0729 | 82.3033 | 83.1043 | 83.3059 | 84.1304 | 83.6049 | 82.2624 | 79.6286 | 75.912 | 73.0531 | 71.525 | 70.6146 | 4.9424 | 4.6962 | 5.0597 | 6.0358 | 5.5459 | 6.0392 | 5.2893 | 5.5909 | 6.9465 | 7.8013 | 7.6121 | 6.4024 | 6.7989 | 6.8433 | 5.7765 | 5.8186 | 5.1053 | 5.1108 | 4.8701 | 5.8053 | 6.2947 | 6.471 | 5.6535 | 4.6646
Program Specific1-in-2Size: Over 200kWSouth of Lugo2026January Monthly Peak | Program Specific | 1-in-2 | Size: Over 200kW | South of Lugo | 2026 | January Monthly Peak | 1 | 99.6484 | 96.8281 | 94.0697 | 93.9355 | 99.9388 | 115.8687 | 140.1807 | 156.0675 | 166.567 | 175.4319 | 180.0906 | 182.2642 | 179.7354 | 180.7899 | 177.0743 | 169.2098 | 161.8105 | 160.9426 | 151.1465 | 145.0891 | 137.3288 | 128.3988 | 116.383 | 107.4082 | -0.52165 | 0.0031562 | 0.046304 | -0.91332 | -2.4611 | -1.3941 | -0.95643 | -0.010111 | -0.54838 | 0.43476 | 0.87987 | 1.9474 | 3.4323 | 3.7692 | 7.7508 | 6.8655 | 6.5879 | 6.2328 | 4.4651 | 3.9663 | 2.7928 | 2.1021 | 1.0161 | 0.35622 | 56.7264 | 56.0296 | 55.7205 | 55.4596 | 54.8197 | 54.5864 | 55.1533 | 55.1781 | 55.7682 | 56.9162 | 58.3259 | 58.9398 | 59.9826 | 60.8897 | 61.6724 | 61.2851 | 61.6421 | 61.3703 | 60.3536 | 59.2241 | 58.6248 | 58.2149 | 57.2759 | 56.1134 | 4.1243 | 3.9615 | 4.2966 | 5.0769 | 4.6569 | 4.9301 | 4.4337 | 4.6876 | 5.7567 | 6.4203 | 6.135 | 5.1831 | 5.5302 | 5.5524 | 4.6262 | 4.5871 | 4.0086 | 4.2091 | 4.1559 | 4.9393 | 5.2943 | 5.4424 | 4.7587 | 3.8951
Program Specific1-in-2Size: Over 200kWSouth of Lugo2026February Monthly Peak | Program Specific | 1-in-2 | Size: Over 200kW | South of Lugo | 2026 | February Monthly Peak | 2 | 102.0684 | 99.0832 | 95.4434 | 96.0678 | 101.2716 | 117.5725 | 141.3186 | 156.8357 | 168.2783 | 177.1642 | 182.0112 | 185.8103 | 184.3189 | 185.8018 | 183.1384 | 175.1852 | 167.2622 | 163.5172 | 155.6475 | 148.8058 | 140.6166 | 130.1429 | 118.3333 | 110.3182 | -0.53432 | 0.0032297 | 0.04698 | -0.93405 | -2.494 | -1.4146 | -0.9642 | -0.010161 | -0.55402 | 0.43905 | 0.88925 | 1.9852 | 3.5198 | 3.8737 | 8.0163 | 7.108 | 6.8098 | 6.3325 | 4.598 | 4.0679 | 2.8597 | 2.1307 | 1.0332 | 0.36587 | 52.2509 | 51.5097 | 51.2054 | 50.8398 | 50.3756 | 49.9551 | 49.5925 | 49.8293 | 51.2148 | 54.8916 | 59.1801 | 63.3735 | 65.018 | 65.9597 | 66.1513 | 65.0371 | 64.1345 | 63.6399 | 61.1774 | 59.2534 | 58.4942 | 57.4992 | 56.3976 | 55.0309 | 4.2245 | 4.0537 | 4.3593 | 5.1921 | 4.719 | 5.0026 | 4.4697 | 4.7107 | 5.8159 | 6.4837 | 6.2004 | 5.284 | 5.6713 | 5.7063 | 4.7847 | 4.7491 | 4.1436 | 4.2764 | 4.2797 | 5.0658 | 5.4211 | 5.5163 | 4.8385 | 4.0006
Program Specific1-in-2Size: Over 200kWSouth of Lugo2026March Monthly Peak | Program Specific | 1-in-2 | Size: Over 200kW | South of Lugo | 2026 | March Monthly Peak | 3 | 105.6709 | 101.2058 | 96.9385 | 96.7279 | 102.0241 | 118.9562 | 143.8311 | 160.5051 | 171.8926 | 181.9594 | 187.1259 | 190.3788 | 188.3311 | 190.2336 | 189.036 | 181.9061 | 174.2708 | 167.8284 | 158.9816 | 155.5787 | 146.7359 | 136.4141 | 123.0722 | 113.7533 | -0.55318 | 0.0032989 | 0.047716 | -0.94047 | -2.5125 | -1.4312 | -0.98134 | -0.010399 | -0.56592 | 0.45094 | 0.91424 | 2.0341 | 3.5964 | 3.9661 | 8.2744 | 7.3807 | 7.0952 | 6.4995 | 4.6965 | 4.2531 | 2.9841 | 2.2333 | 1.0745 | 0.37726 | 54.4139 | 53.2356 | 52.7396 | 52.7467 | 52.3766 | 51.8724 | 51.3923 | 51.7394 | 53.2482 | 54.7177 | 56.9487 | 59.9962 | 62.4948 | 64.4911 | 65.2576 | 65.7249 | 64.9497 | 63.8063 | 60.8853 | 58.5288 | 57.737 | 56.8692 | 55.6922 | 54.0971 | 4.3736 | 4.1406 | 4.4276 | 5.2278 | 4.7541 | 5.0615 | 4.5491 | 4.8209 | 5.9408 | 6.6591 | 6.3747 | 5.4139 | 5.7947 | 5.8424 | 4.9387 | 4.9313 | 4.3173 | 4.3892 | 4.3714 | 5.2964 | 5.657 | 5.7821 | 5.0322 | 4.1252
Program Specific1-in-2Size: Over 200kWSouth of Lugo2026April Monthly Peak | Program Specific | 1-in-2 | Size: Over 200kW | South of Lugo | 2026 | April Monthly Peak | 4 | 110.4593 | 106.2806 | 102.1311 | 101.7196 | 108.4718 | 125.6666 | 149.8799 | 167.565 | 181.8016 | 194.1723 | 203.6519 | 207.8617 | 206.221 | 208.2459 | 206.0506 | 198.824 | 189.6063 | 179.394 | 165.7415 | 162.0508 | 155.0831 | 143.8532 | 129.9802 | 120.1066 | -0.57825 | 0.0034643 | 0.050272 | -0.989 | -2.6713 | -1.512 | -1.0226 | -0.010856 | -0.59854 | 0.4812 | 0.99498 | 2.2208 | 3.9381 | 4.3417 | 9.0192 | 8.0671 | 7.7195 | 6.9474 | 4.8962 | 4.43 | 3.1539 | 2.3551 | 1.1349 | 0.39833 | 60.9525 | 60.4065 | 59.7591 | 59.3544 | 58.5073 | 57.9537 | 57.7076 | 57.8011 | 59.533 | 62.7702 | 66.6293 | 70.4531 | 73.8483 | 74.8501 | 74.4911 | 73.8659 | 72.3789 | 71.0422 | 69.3934 | 67.7446 | 64.9622 | 64.3025 | 63.1247 | 61.4716 | 4.5718 | 4.3482 | 4.6648 | 5.4976 | 5.0545 | 5.347 | 4.7404 | 5.033 | 6.2833 | 7.1061 | 6.9377 | 5.911 | 6.3452 | 6.3956 | 5.3833 | 5.3899 | 4.6972 | 4.6916 | 4.5573 | 5.5167 | 5.9788 | 6.0974 | 5.3147 | 4.3556
Program Specific1-in-2Size: Over 200kWSouth of Lugo2026May Monthly Peak | Program Specific | 1-in-2 | Size: Over 200kW | South of Lugo | 2026 | May Monthly Peak | 5 | 110.039 | 105.5962 | 101.9249 | 101.9968 | 109.205 | 127.3375 | 150.8094 | 171.5287 | 186.2135 | 198.6521 | 208.8954 | 211.9834 | 209.3614 | 210.9201 | 208.3232 | 200.1715 | 190.1541 | 180.6413 | 166.0941 | 160.1214 | 155.4034 | 144.045 | 130.0013 | 120.2628 | -0.57605 | 0.003442 | 0.05017 | -0.9917 | -2.6893 | -1.5321 | -1.029 | -0.011113 | -0.61306 | 0.49231 | 1.0206 | 2.2649 | 3.998 | 4.3974 | 9.1187 | 8.1218 | 7.7418 | 6.9957 | 4.9066 | 4.3773 | 3.1604 | 2.3583 | 1.135 | 0.39885 | 62.8794 | 61.915 | 60.9338 | 60.5554 | 60.293 | 59.5548 | 59.5799 | 60.233 | 62.3733 | 65.0538 | 68.6214 | 71.9969 | 74.8519 | 75.5249 | 75.2622 | 75.2369 | 75.7789 | 75.9491 | 74.869 | 72.3678 | 68.5004 | 65.7524 | 65.021 | 64.2369 | 4.5544 | 4.3202 | 4.6553 | 5.5125 | 5.0887 | 5.4181 | 4.7698 | 5.152 | 6.4357 | 7.27 | 7.1163 | 6.0282 | 6.4418 | 6.4777 | 5.4426 | 5.4264 | 4.7107 | 4.7242 | 4.5669 | 5.451 | 5.9912 | 6.1056 | 5.3155 | 4.3612
Program Specific1-in-2Size: Over 200kWSouth of Lugo2026June Monthly Peak | Program Specific | 1-in-2 | Size: Over 200kW | South of Lugo | 2026 | June Monthly Peak | 6 | 115.3454 | 110.7022 | 107.0271 | 107.3827 | 115.2989 | 133.9417 | 156.9891 | 178.1333 | 192.8298 | 206.7517 | 217.3887 | 217.9947 | 212.8895 | 214.4706 | 212.4632 | 206.4409 | 196.9883 | 187.1346 | 170.6751 | 163.9243 | 158.7188 | 147.6536 | 133.8745 | 124.3636 | -0.60383 | 0.0036084 | 0.052682 | -1.0441 | -2.8394 | -1.6115 | -1.0711 | -0.011541 | -0.63485 | 0.51238 | 1.0621 | 2.3291 | 4.0654 | 4.4714 | 9.2999 | 8.3762 | 8.0201 | 7.2472 | 5.042 | 4.4812 | 3.2278 | 2.4173 | 1.1689 | 0.41245 | 64.8581 | 64.3277 | 63.4826 | 63.0662 | 62.8187 | 62.5645 | 62.3159 | 62.7413 | 64.9521 | 68.5311 | 71.4728 | 73.8772 | 74.6316 | 75.6033 | 75.8796 | 76.8419 | 78.3089 | 78.6266 | 78.3242 | 75.655 | 72.3631 | 68.8082 | 66.8489 | 66.1971 | 4.774 | 4.5291 | 4.8884 | 5.8036 | 5.3727 | 5.6991 | 4.9653 | 5.3504 | 6.6644 | 7.5665 | 7.4056 | 6.1992 | 6.5504 | 6.5867 | 5.5508 | 5.5964 | 4.8801 | 4.8941 | 4.6929 | 5.5805 | 6.119 | 6.2585 | 5.4739 | 4.5099
Program Specific1-in-2Size: Over 200kWSouth of Lugo2026July Monthly Peak | Program Specific | 1-in-2 | Size: Over 200kW | South of Lugo | 2026 | July Monthly Peak | 7 | 118.5499 | 113.5499 | 109.7217 | 110.6234 | 118.9515 | 140.0421 | 164.7712 | 185.8169 | 200.6835 | 212.2071 | 221.7903 | 222.4332 | 218.4507 | 220.2338 | 218.0754 | 212.2229 | 203.7673 | 193.0447 | 175.5608 | 167.2548 | 161.7006 | 150.5838 | 136.8071 | 127.8328 | -0.69589 | -0.029331 | -0.058546 | -0.89545 | -2.6519 | -1.8787 | -1.3745 | -0.55521 | -0.65992 | 0.51457 | 1.0737 | 1.7161 | 3.3219 | 3.8562 | 8.542 | 7.6738 | 7.4327 | 6.651 | 4.402 | 3.5246 | 2.7141 | 2.2307 | 1.062 | 0.45227 | 65.1427 | 65.0924 | 65.2588 | 65.4773 | 65.3977 | 65.1419 | 64.9588 | 65.3678 | 67.5738 | 70.6997 | 74.6702 | 77.8419 | 79.2769 | 80.3363 | 81.4187 | 81.7937 | 82.6094 | 82.3287 | 81.2425 | 78.6677 | 74.8187 | 71.4273 | 69.7586 | 68.7709 | 4.7962 | 4.541 | 4.8986 | 5.8442 | 5.4181 | 5.8245 | 5.0941 | 5.4555 | 6.7797 | 7.5913 | 7.3855 | 6.183 | 6.5701 | 6.6115 | 5.5692 | 5.6236 | 4.9343 | 4.935 | 4.7186 | 5.5657 | 6.0936 | 6.239 | 5.4679 | 4.5314
Program Specific1-in-2Size: Over 200kWSouth of Lugo2026August Monthly Peak | Program Specific | 1-in-2 | Size: Over 200kW | South of Lugo | 2026 | August Monthly Peak | 8 | 124.8766 | 120.1241 | 116.088 | 117.445 | 125.3296 | 149.657 | 176.6295 | 197.3857 | 215.5819 | 230.7377 | 243.1458 | 245.1881 | 240.8969 | 242.8522 | 240.2696 | 232.6928 | 222.8996 | 210.696 | 189.594 | 181.4071 | 172.792 | 161.0622 | 146.2778 | 135.9071 | -0.92706 | -0.11653 | -0.3533 | -0.48282 | -2.079 | -2.5142 | -2.13 | -2.0015 | -0.70685 | 0.52937 | 1.1507 | 0.1106 | 1.3707 | 2.2684 | 6.706 | 5.9006 | 5.82 | 5.0561 | 2.6816 | 1.0428 | 1.3986 | 1.7718 | 0.78901 | 0.55448 | 72.1547 | 71.3154 | 70.6184 | 69.5798 | 69.2688 | 68.599 | 68.3423 | 68.8512 | 71.0599 | 75.7081 | 80.9138 | 84.7287 | 86.5362 | 87.3181 | 88.2463 | 87.95 | 89.17 | 88.3787 | 86.7637 | 84.1125 | 79.007 | 76.0158 | 74.512 | 73.3246 | 4.9867 | 4.7417 | 5.1157 | 6.1242 | 5.6347 | 6.1438 | 5.39 | 5.7201 | 7.1887 | 8.1473 | 7.9917 | 6.7273 | 7.1514 | 7.1961 | 6.0565 | 6.0862 | 5.3277 | 5.3164 | 5.0297 | 5.9585 | 6.4272 | 6.5867 | 5.7707 | 4.7552
Program Specific1-in-2Size: Over 200kWSouth of Lugo2026September Monthly Peak | Program Specific | 1-in-2 | Size: Over 200kW | South of Lugo | 2026 | September Monthly Peak | 9 | 119.9455 | 115.4925 | 111.7391 | 112.5547 | 119.4884 | 144.0097 | 171.9483 | 192.4154 | 210.7542 | 224.6296 | 235.5788 | 237.6322 | 234.7071 | 236.4044 | 232.3835 | 223.8269 | 212.6418 | 201.0028 | 182.8038 | 178.9748 | 168.8194 | 156.009 | 139.6907 | 129.3443 | -0.77281 | -0.060145 | -0.16304 | -0.74575 | -2.4125 | -2.1116 | -1.6701 | -1.0824 | -0.69229 | 0.53387 | 1.131 | 1.1968 | 2.7455 | 3.4272 | 8.1376 | 7.2019 | 6.9436 | 6.1502 | 3.8468 | 2.7602 | 2.2925 | 2.0917 | 0.96237 | 0.48346 | 68.3139 | 67.6901 | 66.9984 | 66.0589 | 65.5714 | 65.3749 | 65.3134 | 65.0267 | 66.6912 | 70.6795 | 75.1042 | 79.5254 | 83.8469 | 85.9556 | 86.8725 | 86.6381 | 86.4334 | 85.0854 | 82.7191 | 80.0792 | 77.4594 | 75.9612 | 74.9802 | 74.1657 | 4.7939 | 4.5627 | 4.9283 | 5.8742 | 5.3766 | 5.917 | 5.2516 | 5.5808 | 7.0337 | 7.9383 | 7.7496 | 6.5255 | 6.9736 | 7.011 | 5.8627 | 5.8592 | 5.0869 | 5.0762 | 4.8537 | 5.8836 | 6.2848 | 6.3855 | 5.5155 | 4.5294
Program Specific1-in-2Size: Over 200kWSouth of Lugo2026October Monthly Peak | Program Specific | 1-in-2 | Size: Over 200kW | South of Lugo | 2026 | October Monthly Peak | 10 | 116.2133 | 113.2865 | 109.1273 | 109.9466 | 116.7711 | 137.0095 | 164.2916 | 183.8102 | 201.0029 | 218.9608 | 233.1445 | 237.627 | 236.8547 | 238.7949 | 235.3118 | 224.0589 | 212.1772 | 198.2023 | 184.9891 | 175.4473 | 164.8669 | 152.1591 | 136.7657 | 125.4778 | -0.7571 | -0.06272 | -0.17187 | -0.70824 | -2.3268 | -2.0304 | -1.6239 | -1.0947 | -0.66017 | 0.51908 | 1.1182 | 1.1171 | 2.6665 | 3.3718 | 8.1178 | 7.0976 | 6.8269 | 5.9688 | 3.7995 | 2.5816 | 2.1727 | 2.0133 | 0.92726 | 0.47215 | 68.3463 | 67.8703 | 66.9308 | 65.957 | 65.475 | 64.1381 | 63.7991 | 63.9776 | 65.5974 | 69.9474 | 76.3038 | 82.0144 | 85.67 | 87.2994 | 88.8537 | 87.8856 | 86.2912 | 83.765 | 81.5594 | 79.2144 | 76.7434 | 74.6058 | 72.8322 | 71.1619 | 4.6404 | 4.4714 | 4.8086 | 5.7327 | 5.2495 | 5.6242 | 5.0131 | 5.3263 | 6.702 | 7.7308 | 7.6624 | 6.5193 | 7.0308 | 7.0753 | 5.931 | 5.8599 | 5.071 | 5.0008 | 4.9072 | 5.7622 | 6.1319 | 6.2221 | 5.395 | 4.3899
Program Specific1-in-2Size: Over 200kWSouth of Lugo2026November Monthly Peak | Program Specific | 1-in-2 | Size: Over 200kW | South of Lugo | 2026 | November Monthly Peak | 11 | 106.2367 | 102.2462 | 98.6033 | 99.6977 | 105.4226 | 121.3182 | 143.9208 | 161.5064 | 175.1302 | 188.2762 | 196.6787 | 198.8617 | 196.5267 | 197.2762 | 192.9625 | 183.2781 | 175.7609 | 172.2276 | 161.2426 | 154.3286 | 146.7871 | 135.3986 | 122.1232 | 112.6228 | -0.55614 | 0.0033328 | 0.048535 | -0.96934 | -2.5962 | -1.4596 | -0.98195 | -0.010464 | -0.57658 | 0.46659 | 0.96091 | 2.1247 | 3.7529 | 4.1129 | 8.4463 | 7.4364 | 7.1558 | 6.6699 | 4.7633 | 4.2189 | 2.9852 | 2.2167 | 1.0663 | 0.37351 | 57.8147 | 56.5789 | 55.8429 | 55.2164 | 54.4598 | 53.8299 | 53.3339 | 53.6189 | 57.3527 | 60.4243 | 66.0916 | 71.3922 | 75.3944 | 76.9806 | 76.6572 | 75.7636 | 73.0739 | 68.9498 | 65.1404 | 63.4858 | 62.3358 | 61.1149 | 60.0121 | 59.3196 | 4.397 | 4.1831 | 4.5036 | 5.3883 | 4.9125 | 5.162 | 4.552 | 4.851 | 6.0527 | 6.8903 | 6.7001 | 5.6551 | 6.0469 | 6.0587 | 5.0413 | 4.9685 | 4.3542 | 4.5042 | 4.4335 | 5.2538 | 5.659 | 5.7391 | 4.9934 | 4.0842
Program Specific1-in-2Size: Over 200kWSouth of Lugo2026December Monthly Peak | Program Specific | 1-in-2 | Size: Over 200kW | South of Lugo | 2026 | December Monthly Peak | 12 | 98.2896 | 95.6243 | 92.1108 | 92.373 | 96.2829 | 110.9649 | 134.777 | 149.7656 | 160.3368 | 168.3637 | 168.5636 | 167.8798 | 163.7311 | 163.1163 | 160.3528 | 153.9663 | 151.0401 | 152.7807 | 146.3254 | 141.5748 | 134.4691 | 125.423 | 113.7017 | 104.3324 | -0.51454 | 0.003117 | 0.045339 | -0.89813 | -2.3711 | -1.3351 | -0.91956 | -0.0097031 | -0.52787 | 0.41724 | 0.82355 | 1.7937 | 3.1267 | 3.4008 | 7.0189 | 6.2471 | 6.1494 | 5.9167 | 4.3226 | 3.8702 | 2.7347 | 2.0534 | 0.99273 | 0.34602 | 51.2927 | 49.9594 | 47.862 | 46.9356 | 46.2184 | 45.4347 | 45.506 | 45.4882 | 46.2826 | 49.4775 | 52.7121 | 54.8214 | 56.2467 | 56.5737 | 57.3696 | 57.252 | 56.3672 | 55.2045 | 53.9409 | 53.3516 | 52.6511 | 51.4025 | 50.4916 | 49.4041 | 4.0681 | 3.9122 | 4.2071 | 4.9924 | 4.4866 | 4.7215 | 4.2628 | 4.4983 | 5.5414 | 6.1616 | 5.7423 | 4.7741 | 5.0378 | 5.0096 | 4.1894 | 4.1738 | 3.7418 | 3.9956 | 4.0234 | 4.8197 | 5.1841 | 5.3162 | 4.6491 | 3.7835
Program Specific1-in-2Size: Over 200kWSouth of Lugo2026Typical Event Day | Program Specific | 1-in-2 | Size: Over 200kW | South of Lugo | 2026 | Typical Event Day | 8 | 123.1088 | 118.34 | 114.2054 | 115.1348 | 122.6993 | 146.3271 | 172.4093 | 191.8994 | 207.2113 | 219.7668 | 230.366 | 232.1088 | 227.8065 | 229.7189 | 227.9446 | 221.2818 | 212.4573 | 201.4704 | 182.6011 | 175.8037 | 168.3292 | 157.3919 | 142.5464 | 132.6102 | -0.76128 | -0.047577 | -0.11882 | -0.83936 | -2.5941 | -2.063 | -1.5676 | -0.85053 | -0.68099 | 0.52711 | 1.1102 | 1.4503 | 3.0264 | 3.6434 | 8.4103 | 7.5187 | 7.305 | 6.5159 | 4.1755 | 3.1607 | 2.5299 | 2.2103 | 1.0384 | 0.48368 | 67.6173 | 67.1064 | 66.5895 | 66.0455 | 65.7642 | 65.4201 | 65.2326 | 65.4968 | 67.5692 | 71.4046 | 75.5403 | 78.9933 | 81.0729 | 82.3033 | 83.1043 | 83.3059 | 84.1304 | 83.6049 | 82.2624 | 79.6286 | 75.912 | 73.0531 | 71.525 | 70.6146 | 4.9424 | 4.6962 | 5.0597 | 6.0358 | 5.5459 | 6.0392 | 5.2893 | 5.5909 | 6.9465 | 7.8013 | 7.6121 | 6.4024 | 6.7989 | 6.8433 | 5.7765 | 5.8186 | 5.1053 | 5.1108 | 4.8701 | 5.8053 | 6.2947 | 6.471 | 5.6535 | 4.6646
Program Specific1-in-10Size: Over 200kWOther2015January Monthly Peak | Program Specific | 1-in-10 | Size: Over 200kW | Other | 2015 | January Monthly Peak | 1 | 124.0506 | 120.573 | 117.2342 | 117.7733 | 126.6044 | 148.3505 | 177.8109 | 194.9828 | 203.8489 | 203.4822 | 204.2861 | 200.3302 | 192.8734 | 192.5922 | 184.6201 | 176.0061 | 168.5954 | 166.4853 | 163.7274 | 157.3205 | 151.8793 | 146.3883 | 137.642 | 131.7168 | -0.72357 | -1.4148 | -0.88072 | -0.25525 | -0.16102 | -2.1958 | -0.94085 | -0.83438 | -0.70597 | -0.28031 | -0.13943 | 0.10025 | 0.1382 | 1.2721 | 8.0068 | 7.8255 | 6.2085 | 5.4357 | 0.11088 | -2.0122 | -2.4741 | -2.5098 | -2.1782 | -2.2468 | 44.995 | 44.2335 | 43.5126 | 43.0005 | 42.6075 | 42.3247 | 42.1643 | 41.8712 | 42.4274 | 44.7288 | 47.4058 | 49.7792 | 51.7142 | 52.3213 | 52.5409 | 52.4412 | 51.5435 | 50.2477 | 48.4205 | 46.7966 | 45.5047 | 44.7125 | 44.059 | 43.3612 | 2.8635 | 2.5404 | 2.79 | 3.3427 | 4.3757 | 3.5224 | 3.4665 | 3.6384 | 3.9202 | 3.6707 | 3.5066 | 3.827 | 3.8733 | 4.201 | 4.5277 | 4.4675 | 4.4226 | 3.9566 | 3.3819 | 3.3429 | 2.9859 | 2.9924 | 3.1437 | 3.0841
Program Specific1-in-10Size: Over 200kWOther2015February Monthly Peak | Program Specific | 1-in-10 | Size: Over 200kW | Other | 2015 | February Monthly Peak | 2 | 126.0506 | 122.6859 | 118.9915 | 119.2704 | 126.9806 | 147.6426 | 176.1947 | 191.5569 | 200.2726 | 201.7929 | 205.6917 | 205.5983 | 201.5911 | 204.1661 | 198.4622 | 187.6014 | 177.4177 | 171.8725 | 168.8683 | 161.8436 | 156.1695 | 149.7821 | 140.2626 | 133.8324 | -0.73524 | -1.4396 | -0.89392 | -0.25849 | -0.1615 | -2.1853 | -0.9323 | -0.81972 | -0.69359 | -0.27799 | -0.14039 | 0.10289 | 0.14445 | 1.3485 | 8.6071 | 8.3411 | 6.5334 | 5.6116 | 0.11436 | -2.07 | -2.544 | -2.568 | -2.2196 | -2.2829 | 52.1342 | 51.383 | 50.6227 | 50.1277 | 49.9752 | 49.2561 | 48.2087 | 48.6509 | 49.9937 | 52.0803 | 54.316 | 55.8483 | 57.6381 | 59.1637 | 60.1083 | 60.3437 | 59.5355 | 58.7266 | 56.9099 | 55.0277 | 53.5354 | 52.3124 | 51.7092 | 50.8362 | 2.9096 | 2.5849 | 2.8318 | 3.3851 | 4.3887 | 3.5056 | 3.435 | 3.5745 | 3.8514 | 3.6402 | 3.5308 | 3.9277 | 4.0484 | 4.4534 | 4.8672 | 4.7618 | 4.654 | 4.0846 | 3.4881 | 3.439 | 3.0703 | 3.0618 | 3.2035 | 3.1336
Program Specific1-in-10Size: Over 200kWOther2015March Monthly Peak | Program Specific | 1-in-10 | Size: Over 200kW | Other | 2015 | March Monthly Peak | 3 | 130.5158 | 127.0279 | 123.2178 | 122.3986 | 129.2918 | 148.8351 | 177.9277 | 194.0049 | 201.926 | 205.5957 | 212.7565 | 215.4057 | 214.1221 | 217.429 | 212.5463 | 201.7437 | 189.5491 | 179.3249 | 174.4302 | 171.0918 | 165.411 | 157.4299 | 147.3822 | 140.4068 | -0.76128 | -1.4906 | -0.92567 | -0.26527 | -0.16444 | -2.203 | -0.94147 | -0.8302 | -0.69931 | -0.28323 | -0.14521 | 0.1078 | 0.15343 | 1.4361 | 9.218 | 8.9699 | 6.9802 | 5.8549 | 0.11813 | -2.1883 | -2.6945 | -2.6991 | -2.3323 | -2.395 | 59.5886 | 58.2272 | 57.6691 | 57.0244 | 56.0957 | 55.2337 | 54.507 | 54.2213 | 55.4975 | 59.4103 | 64.2869 | 68.8273 | 72.3159 | 74.1592 | 75.2161 | 75.8716 | 75.7264 | 74.2574 | 72.2489 | 69.5896 | 66.2799 | 63.8104 | 61.6515 | 59.9631 | 3.0127 | 2.6764 | 2.9324 | 3.4739 | 4.4686 | 3.5339 | 3.4688 | 3.6202 | 3.8832 | 3.7088 | 3.652 | 4.115 | 4.3 | 4.7427 | 5.2126 | 5.1208 | 4.9722 | 4.2618 | 3.6029 | 3.6356 | 3.252 | 3.2182 | 3.3661 | 3.2875
Program Specific1-in-10Size: Over 200kWOther2015April Monthly Peak | Program Specific | 1-in-10 | Size: Over 200kW | Other | 2015 | April Monthly Peak | 4 | 135.255 | 131.543 | 127.7472 | 126.9422 | 134.5422 | 154.7847 | 181.194 | 200.5151 | 213.4797 | 221.6611 | 231.8093 | 234.9949 | 234.7979 | 237.9066 | 232.3605 | 220.0274 | 205.6498 | 191.2776 | 181.1143 | 178.3151 | 174.2215 | 165.5791 | 154.7818 | 147.7176 | -0.7531 | -1.0666 | -0.68961 | -0.42481 | -0.42869 | -1.5226 | -0.88237 | -1.275 | -0.95422 | -0.66477 | -1.0347 | -0.50333 | -0.26202 | 1.9132 | 10.0639 | 10.1686 | 8.4616 | 7.1234 | 1.6176 | -0.84865 | -1.4871 | -1.8682 | -2.0822 | -2.2786 | 69.4145 | 68.2991 | 66.8827 | 66.0582 | 65.1604 | 64.1178 | 63.4733 | 63.5078 | 66.6179 | 72.0741 | 77.3108 | 82.2921 | 85.5069 | 87.5139 | 88.5178 | 88.8738 | 88.4979 | 87.3991 | 85.3489 | 81.6086 | 77.1285 | 73.5847 | 71.1319 | 69.2612 | 2.9248 | 2.5964 | 2.8481 | 3.3752 | 4.3563 | 3.443 | 3.3093 | 3.5052 | 3.846 | 3.746 | 3.7277 | 4.2056 | 4.4173 | 4.8615 | 5.3385 | 5.232 | 5.0537 | 4.2586 | 3.5046 | 3.5496 | 3.2087 | 3.1709 | 3.3118 | 3.2402
Program Specific1-in-10Size: Over 200kWOther2015May Monthly Peak | Program Specific | 1-in-10 | Size: Over 200kW | Other | 2015 | May Monthly Peak | 5 | 135.9592 | 132.5307 | 129.3917 | 128.7043 | 136.9558 | 157.7347 | 183.6358 | 206.8274 | 222.0985 | 232.8587 | 243.5985 | 246.6208 | 245.1454 | 247.4565 | 241.1702 | 227.5165 | 212.2582 | 195.9739 | 184.3243 | 179.113 | 176.1563 | 167.7813 | 157.2501 | 150.1524 | -0.73872 | -0.83042 | -0.55945 | -0.50784 | -0.56964 | -1.1536 | -0.85492 | -1.5338 | -1.1064 | -0.89025 | -1.5555 | -0.85945 | -0.50189 | 2.1706 | 10.4384 | 10.7174 | 9.1996 | 7.7557 | 2.4196 | -0.12133 | -0.80939 | -1.3932 | -1.9258 | -2.1915 | 72.935 | 71.2912 | 70.0046 | 69.0612 | 68.1979 | 67.2663 | 67.0037 | 67.3963 | 70.7558 | 76.0575 | 80.9328 | 84.3473 | 87.2869 | 89.2499 | 90.3494 | 90.6504 | 89.7335 | 88.1949 | 86.8 | 84.2016 | 80.3099 | 76.5589 | 74.1935 | 71.932 | 2.9328 | 2.6095 | 2.8777 | 3.4137 | 4.4235 | 3.5 | 3.3456 | 3.6067 | 3.9914 | 3.9255 | 3.9076 | 4.4028 | 4.6006 | 5.0442 | 5.5273 | 5.3967 | 5.2033 | 4.3524 | 3.558 | 3.5568 | 3.2364 | 3.2051 | 3.3563 | 3.2855
Program Specific1-in-10Size: Over 200kWOther2015June Monthly Peak | Program Specific | 1-in-10 | Size: Over 200kW | Other | 2015 | June Monthly Peak | 6 | 139.955 | 136.1646 | 132.7423 | 131.7765 | 139.6964 | 159.3341 | 183.9015 | 204.5987 | 217.1322 | 224.7263 | 234.2488 | 235.9795 | 231.3648 | 232.7401 | 226.543 | 216.5731 | 204.3127 | 190.8272 | 183.1354 | 177.2894 | 175.9897 | 168.4144 | 157.4659 | 150.8015 | -0.77418 | -1.0364 | -0.67806 | -0.46232 | -0.48182 | -1.4588 | -0.88492 | -1.3594 | -1.0005 | -0.72398 | -1.1672 | -0.59103 | -0.31638 | 1.9175 | 9.8102 | 10.061 | 8.5277 | 7.2269 | 1.8432 | -0.64833 | -1.3149 | -1.7647 | -2.067 | -2.2923 | 69.7435 | 68.6278 | 67.8003 | 66.8872 | 65.8108 | 64.7786 | 64.2621 | 65.4967 | 69.0302 | 73.6747 | 78.5135 | 82.8144 | 85.6246 | 87.5198 | 88.6857 | 88.8759 | 89.0441 | 87.9623 | 86.933 | 84.5212 | 80.8202 | 77.0516 | 74.7856 | 73.0864 | 3.0178 | 2.68 | 2.951 | 3.4938 | 4.5102 | 3.534 | 3.3491 | 3.5664 | 3.9006 | 3.7869 | 3.7561 | 4.2111 | 4.3403 | 4.7423 | 5.19 | 5.1351 | 5.0065 | 4.2364 | 3.5336 | 3.5191 | 3.2321 | 3.2159 | 3.3596 | 3.2983
Program Specific1-in-10Size: Over 200kWOther2015July Monthly Peak | Program Specific | 1-in-10 | Size: Over 200kW | Other | 2015 | July Monthly Peak | 7 | 142.7786 | 139.4129 | 136.6917 | 135.4962 | 144.0849 | 164.8779 | 190.574 | 210.4468 | 222.3118 | 230.4679 | 239.41 | 240.1607 | 234.9678 | 237.0303 | 230.8504 | 221.032 | 208.9615 | 196.0579 | 187.0345 | 182.0238 | 181.1442 | 173.2155 | 161.6204 | 154.0725 | -0.76702 | -0.75646 | -0.52407 | -0.57166 | -0.66319 | -1.0163 | -0.86861 | -1.662 | -1.1593 | -0.96768 | -1.7384 | -0.98393 | -0.58079 | 2.1581 | 9.9887 | 10.5017 | 9.2659 | 7.9675 | 2.8128 | 0.21532 | -0.50694 | -1.2031 | -1.8905 | -2.1905 | 75.1081 | 73.6704 | 72.4857 | 71.3948 | 70.6575 | 70.0245 | 69.7272 | 70.1872 | 72.8308 | 77.2529 | 81.858 | 85.4504 | 87.2165 | 88.0065 | 89.1882 | 89.9104 | 89.6091 | 88.9302 | 87.5956 | 85.34 | 81.9122 | 78.7203 | 76.6742 | 75.3381 | 3.0992 | 2.7622 | 3.0591 | 3.6163 | 4.6829 | 3.6814 | 3.4938 | 3.6928 | 4.0203 | 3.9096 | 3.8645 | 4.3143 | 4.4373 | 4.862 | 5.3239 | 5.2758 | 5.1546 | 4.3816 | 3.6329 | 3.6372 | 3.3489 | 3.3297 | 3.4712 | 3.3924
Program Specific1-in-10Size: Over 200kWOther2015August Monthly Peak | Program Specific | 1-in-10 | Size: Over 200kW | Other | 2015 | August Monthly Peak | 8 | 146.5909 | 142.8676 | 139.3826 | 139.0625 | 148.1288 | 170.1097 | 198.6726 | 221.0005 | 235.8613 | 245.5478 | 255.7432 | 257.8256 | 253.3203 | 255.7978 | 248.5826 | 235.6809 | 219.7197 | 203.6082 | 193.653 | 188.8091 | 185.8658 | 177.31 | 165.9217 | 158.5884 | -0.77555 | -0.61579 | -0.4437 | -0.63717 | -0.76907 | -0.78864 | -0.87975 | -1.8868 | -1.303 | -1.1535 | -2.1546 | -1.266 | -0.76901 | 2.442 | 10.7516 | 11.3249 | 10.035 | 8.5621 | 3.4043 | 0.69 | -0.076632 | -0.91165 | -1.8197 | -2.175 | 74.6993 | 73.8648 | 73.0073 | 72.2747 | 71.5936 | 71.1846 | 70.8677 | 71.086 | 73.6384 | 78.4862 | 82.8865 | 87.0035 | 89.9544 | 91.8978 | 93.0144 | 94.0565 | 94.3686 | 93.5684 | 92.7071 | 90.1118 | 86.0869 | 83.0266 | 80.9507 | 78.8564 | 3.2304 | 2.8737 | 3.1668 | 3.768 | 4.8876 | 3.856 | 3.6977 | 3.937 | 4.3303 | 4.2288 | 4.191 | 4.7022 | 4.8567 | 5.3268 | 5.8201 | 5.7111 | 5.5025 | 4.6196 | 3.8187 | 3.8302 | 3.4885 | 3.4603 | 3.6178 | 3.5449
Program Specific1-in-10Size: Over 200kWOther2015September Monthly Peak | Program Specific | 1-in-10 | Size: Over 200kW | Other | 2015 | September Monthly Peak | 9 | 145.5904 | 142.7474 | 139.6212 | 139.5216 | 149.5586 | 171.5703 | 202.4812 | 226.385 | 246.4957 | 259.3136 | 270.3144 | 272.2904 | 266.3441 | 268.9103 | 261.1487 | 245.7021 | 227.1726 | 209.1549 | 198.3864 | 194.7778 | 188.1102 | 179.6401 | 166.1911 | 158.5847 | -0.76147 | -0.49731 | -0.37717 | -0.67677 | -0.84175 | -0.60127 | -0.87716 | -2.04 | -1.4183 | -1.314 | -2.5103 | -1.501 | -0.91979 | 2.6553 | 11.2916 | 11.9046 | 10.5991 | 9.0142 | 3.8607 | 1.0683 | 0.2549 | -0.68361 | -1.7328 | -2.1159 | 76.9624 | 75.8514 | 74.7984 | 74.1532 | 73.4153 | 72.9323 | 72.6523 | 72.6411 | 74.5556 | 78.9248 | 83.6001 | 87.9513 | 91.2703 | 93.5985 | 94.3613 | 94.3576 | 93.5634 | 91.995 | 90.2741 | 87.29 | 83.4499 | 80.4761 | 78.2129 | 76.5193 | 3.2596 | 2.9171 | 3.2228 | 3.8408 | 5.0135 | 3.9511 | 3.8287 | 4.0972 | 4.5977 | 4.5371 | 4.5004 | 5.0452 | 5.1878 | 5.6892 | 6.2119 | 6.0489 | 5.7799 | 4.8211 | 3.9745 | 4.0143 | 3.5869 | 3.5617 | 3.6815 | 3.6014
Program Specific1-in-10Size: Over 200kWOther2015October Monthly Peak | Program Specific | 1-in-10 | Size: Over 200kW | Other | 2015 | October Monthly Peak | 10 | 141.5799 | 137.7375 | 134.198 | 133.2962 | 141.6312 | 162.7911 | 193.0775 | 212.6965 | 227.9063 | 239.3623 | 250.4003 | 255.06 | 253.601 | 256.3974 | 250.0421 | 235.9717 | 218.2299 | 202.0847 | 194.581 | 187.6367 | 180.6116 | 171.8992 | 159.9745 | 152.4707 | -0.77549 | -0.94605 | -0.62738 | -0.49984 | -0.54402 | -1.3249 | -0.9124 | -1.5038 | -1.0972 | -0.85061 | -1.4415 | -0.77685 | -0.44196 | 2.1879 | 10.8248 | 11.0469 | 9.3017 | 7.8433 | 2.2873 | -0.37755 | -1.0626 | -1.5948 | -2.0222 | -2.2667 | 72.2214 | 71.0551 | 70.3259 | 69.3262 | 68.3269 | 67.4486 | 67.183 | 66.7784 | 67.4026 | 71.2519 | 76.4638 | 82.074 | 86.6388 | 89.3541 | 90.2257 | 90.546 | 90.0706 | 88.7099 | 85.5822 | 81.0303 | 77.2766 | 74.8768 | 73.18 | 71.6094 | 3.049 | 2.7075 | 2.9797 | 3.5296 | 4.567 | 3.6062 | 3.5118 | 3.7029 | 4.089 | 4.0285 | 4.0101 | 4.5459 | 4.7515 | 5.2178 | 5.7211 | 5.5881 | 5.3409 | 4.4807 | 3.7498 | 3.7199 | 3.3128 | 3.2784 | 3.4088 | 3.3307
Program Specific1-in-10Size: Over 200kWOther2015November Monthly Peak | Program Specific | 1-in-10 | Size: Over 200kW | Other | 2015 | November Monthly Peak | 11 | 134.219 | 130.9148 | 127.1291 | 126.1925 | 134.5655 | 155.7904 | 182.3252 | 200.8457 | 213.7354 | 222.1146 | 231.3507 | 234.8502 | 233.5656 | 236.1748 | 229.2996 | 216.4049 | 203.7446 | 194.3828 | 183.9091 | 175.655 | 168.8331 | 160.7162 | 150.8607 | 144.6757 | -0.75292 | -1.1362 | -0.72853 | -0.39891 | -0.38827 | -1.6541 | -0.89996 | -1.2115 | -0.92154 | -0.60952 | -0.89515 | -0.40548 | -0.19337 | 1.8459 | 9.9334 | 9.9415 | 8.2448 | 7.0988 | 1.404 | -1.0577 | -1.6469 | -1.9614 | -2.0857 | -2.2688 | 68.9321 | 67.6238 | 66.9139 | 65.7319 | 65.0891 | 64.3072 | 63.6657 | 63.7386 | 65.9412 | 70.7958 | 76.7148 | 81.3378 | 84.4011 | 85.8745 | 86.7901 | 86.5511 | 84.7413 | 81.9134 | 78.8573 | 75.5931 | 73.2156 | 71.5236 | 69.8075 | 68.5946 | 2.9177 | 2.5976 | 2.8492 | 3.3729 | 4.3799 | 3.4835 | 3.3474 | 3.5294 | 3.8708 | 3.7733 | 3.7398 | 4.225 | 4.4172 | 4.8514 | 5.2958 | 5.1728 | 5.0332 | 4.3504 | 3.5774 | 3.515 | 3.1258 | 3.0939 | 3.2448 | 3.1901
Program Specific1-in-10Size: Over 200kWOther2015December Monthly Peak | Program Specific | 1-in-10 | Size: Over 200kW | Other | 2015 | December Monthly Peak | 12 | 124.8181 | 121.0703 | 117.7481 | 116.9808 | 125.1331 | 146.0488 | 173.5292 | 189.4729 | 198.2893 | 199.5469 | 200.7501 | 197.5894 | 191.6303 | 191.2295 | 183.7489 | 175.425 | 169.7797 | 166.6175 | 163.1509 | 157.3943 | 152.3338 | 147.0893 | 137.8928 | 131.4749 | -0.72805 | -1.4207 | -0.88458 | -0.25353 | -0.15915 | -2.1618 | -0.91819 | -0.8108 | -0.68672 | -0.27489 | -0.13701 | 0.098883 | 0.13731 | 1.2631 | 7.969 | 7.7997 | 6.2522 | 5.44 | 0.11049 | -2.0131 | -2.4815 | -2.5218 | -2.1821 | -2.2427 | 45.8173 | 45.143 | 44.7731 | 44.5366 | 44.3799 | 44.0969 | 44.5106 | 44.6156 | 45.1071 | 46.8101 | 48.8146 | 50.7358 | 52.1539 | 52.5269 | 52.5344 | 52.4715 | 52.0224 | 50.8772 | 49.5848 | 48.4071 | 47.1914 | 46.5176 | 46.2466 | 45.6658 | 2.8812 | 2.5509 | 2.8023 | 3.3202 | 4.3249 | 3.4678 | 3.3831 | 3.5356 | 3.8133 | 3.5997 | 3.4459 | 3.7747 | 3.8483 | 4.1712 | 4.5064 | 4.4527 | 4.4536 | 3.9598 | 3.37 | 3.3445 | 2.9949 | 3.0068 | 3.1494 | 3.0784
Program Specific1-in-10Size: Over 200kWOther2015Typical Event Day | Program Specific | 1-in-10 | Size: Over 200kW | Other | 2015 | Typical Event Day | 8 | 145.7555 | 142.0587 | 138.4038 | 138.0466 | 147.0146 | 168.8267 | 197.1945 | 218.8481 | 232.7793 | 241.6382 | 251.3898 | 253.4296 | 249.0475 | 251.6281 | 244.7062 | 232.1125 | 216.4735 | 200.8427 | 191.3629 | 186.681 | 183.9268 | 175.5035 | 164.3499 | 157.1223 | -0.78068 | -0.73981 | -0.51302 | -0.59221 | -0.69361 | -0.99017 | -0.89379 | -1.7557 | -1.228 | -1.0382 | -1.8826 | -1.0786 | -0.64306 | 2.3127 | 10.5874 | 11.0527 | 9.6553 | 8.2175 | 2.973 | 0.31108 | -0.42888 | -1.157 | -1.899 | -2.2184 | 74.1283 | 73.0036 | 72.0229 | 71.1775 | 70.3693 | 69.73 | 69.3773 | 69.8528 | 72.5138 | 77.0847 | 81.7145 | 85.8049 | 88.5165 | 90.2556 | 91.3124 | 91.8001 | 91.6463 | 90.614 | 89.3774 | 86.8157 | 83.0673 | 79.8187 | 77.6559 | 75.95 | 3.1713 | 2.8213 | 3.1047 | 3.6931 | 4.7894 | 3.7784 | 3.6237 | 3.8493 | 4.2195 | 4.1088 | 4.0674 | 4.5635 | 4.7143 | 5.1736 | 5.6568 | 5.5533 | 5.3525 | 4.4991 | 3.7258 | 3.7391 | 3.4084 | 3.3816 | 3.5382 | 3.4677
Program Specific1-in-10Size: Over 200kWOther2016January Monthly Peak | Program Specific | 1-in-10 | Size: Over 200kW | Other | 2016 | January Monthly Peak | 1 | 124.0506 | 120.573 | 117.2342 | 117.7733 | 126.6044 | 148.3505 | 177.8109 | 194.9828 | 203.8489 | 203.4822 | 204.2861 | 200.3302 | 192.8734 | 192.5922 | 184.6201 | 176.0061 | 168.5954 | 166.4853 | 163.7274 | 157.3205 | 151.8793 | 146.3883 | 137.642 | 131.7168 | -0.72357 | -1.4148 | -0.88072 | -0.25525 | -0.16102 | -2.1958 | -0.94085 | -0.83438 | -0.70597 | -0.28031 | -0.13943 | 0.10025 | 0.1382 | 1.2721 | 8.0068 | 7.8255 | 6.2085 | 5.4357 | 0.11088 | -2.0122 | -2.4741 | -2.5098 | -2.1782 | -2.2468 | 44.995 | 44.2335 | 43.5126 | 43.0005 | 42.6075 | 42.3247 | 42.1643 | 41.8712 | 42.4274 | 44.7288 | 47.4058 | 49.7792 | 51.7142 | 52.3213 | 52.5409 | 52.4412 | 51.5435 | 50.2477 | 48.4205 | 46.7966 | 45.5047 | 44.7125 | 44.059 | 43.3612 | 2.8635 | 2.5404 | 2.79 | 3.3427 | 4.3757 | 3.5224 | 3.4665 | 3.6384 | 3.9202 | 3.6707 | 3.5066 | 3.827 | 3.8733 | 4.201 | 4.5277 | 4.4675 | 4.4226 | 3.9566 | 3.3819 | 3.3429 | 2.9859 | 2.9924 | 3.1437 | 3.0841
Program Specific1-in-10Size: Over 200kWOther2016February Monthly Peak | Program Specific | 1-in-10 | Size: Over 200kW | Other | 2016 | February Monthly Peak | 2 | 126.0506 | 122.6859 | 118.9915 | 119.2704 | 126.9806 | 147.6426 | 176.1947 | 191.5569 | 200.2726 | 201.7929 | 205.6917 | 205.5983 | 201.5911 | 204.1661 | 198.4622 | 187.6014 | 177.4177 | 171.8725 | 168.8683 | 161.8436 | 156.1695 | 149.7821 | 140.2626 | 133.8324 | -0.73524 | -1.4396 | -0.89392 | -0.25849 | -0.1615 | -2.1853 | -0.9323 | -0.81972 | -0.69359 | -0.27799 | -0.14039 | 0.10289 | 0.14445 | 1.3485 | 8.6071 | 8.3411 | 6.5334 | 5.6116 | 0.11436 | -2.07 | -2.544 | -2.568 | -2.2196 | -2.2829 | 52.1342 | 51.383 | 50.6227 | 50.1277 | 49.9752 | 49.2561 | 48.2087 | 48.6509 | 49.9937 | 52.0803 | 54.316 | 55.8483 | 57.6381 | 59.1637 | 60.1083 | 60.3437 | 59.5355 | 58.7266 | 56.9099 | 55.0277 | 53.5354 | 52.3124 | 51.7092 | 50.8362 | 2.9096 | 2.5849 | 2.8318 | 3.3851 | 4.3887 | 3.5056 | 3.435 | 3.5745 | 3.8514 | 3.6402 | 3.5308 | 3.9277 | 4.0484 | 4.4534 | 4.8672 | 4.7618 | 4.654 | 4.0846 | 3.4881 | 3.439 | 3.0703 | 3.0618 | 3.2035 | 3.1336
Program Specific1-in-10Size: Over 200kWOther2016March Monthly Peak | Program Specific | 1-in-10 | Size: Over 200kW | Other | 2016 | March Monthly Peak | 3 | 130.5158 | 127.0279 | 123.2178 | 122.3986 | 129.2918 | 148.8351 | 177.9277 | 194.0049 | 201.926 | 205.5957 | 212.7565 | 215.4057 | 214.1221 | 217.429 | 212.5463 | 201.7437 | 189.5491 | 179.3249 | 174.4302 | 171.0918 | 165.411 | 157.4299 | 147.3822 | 140.4068 | -0.76128 | -1.4906 | -0.92567 | -0.26527 | -0.16444 | -2.203 | -0.94147 | -0.8302 | -0.69931 | -0.28323 | -0.14521 | 0.1078 | 0.15343 | 1.4361 | 9.218 | 8.9699 | 6.9802 | 5.8549 | 0.11813 | -2.1883 | -2.6945 | -2.6991 | -2.3323 | -2.395 | 59.5886 | 58.2272 | 57.6691 | 57.0244 | 56.0957 | 55.2337 | 54.507 | 54.2213 | 55.4975 | 59.4103 | 64.2869 | 68.8273 | 72.3159 | 74.1592 | 75.2161 | 75.8716 | 75.7264 | 74.2574 | 72.2489 | 69.5896 | 66.2799 | 63.8104 | 61.6515 | 59.9631 | 3.0127 | 2.6764 | 2.9324 | 3.4739 | 4.4686 | 3.5339 | 3.4688 | 3.6202 | 3.8832 | 3.7088 | 3.652 | 4.115 | 4.3 | 4.7427 | 5.2126 | 5.1208 | 4.9722 | 4.2618 | 3.6029 | 3.6356 | 3.252 | 3.2182 | 3.3661 | 3.2875
Program Specific1-in-10Size: Over 200kWOther2016April Monthly Peak | Program Specific | 1-in-10 | Size: Over 200kW | Other | 2016 | April Monthly Peak | 4 | 135.255 | 131.543 | 127.7472 | 126.9422 | 134.5422 | 154.7847 | 181.194 | 200.5151 | 213.4797 | 221.6611 | 231.8093 | 234.9949 | 234.7979 | 237.9066 | 232.3605 | 220.0274 | 205.6498 | 191.2776 | 181.1143 | 178.3151 | 174.2215 | 165.5791 | 154.7818 | 147.7176 | -0.7531 | -1.0666 | -0.68961 | -0.42481 | -0.42869 | -1.5226 | -0.88237 | -1.275 | -0.95422 | -0.66477 | -1.0347 | -0.50333 | -0.26202 | 1.9132 | 10.0639 | 10.1686 | 8.4616 | 7.1234 | 1.6176 | -0.84865 | -1.4871 | -1.8682 | -2.0822 | -2.2786 | 69.4145 | 68.2991 | 66.8827 | 66.0582 | 65.1604 | 64.1178 | 63.4733 | 63.5078 | 66.6179 | 72.0741 | 77.3108 | 82.2921 | 85.5069 | 87.5139 | 88.5178 | 88.8738 | 88.4979 | 87.3991 | 85.3489 | 81.6086 | 77.1285 | 73.5847 | 71.1319 | 69.2612 | 2.9248 | 2.5964 | 2.8481 | 3.3752 | 4.3563 | 3.443 | 3.3093 | 3.5052 | 3.846 | 3.746 | 3.7277 | 4.2056 | 4.4173 | 4.8615 | 5.3385 | 5.232 | 5.0537 | 4.2586 | 3.5046 | 3.5496 | 3.2087 | 3.1709 | 3.3118 | 3.2402
Program Specific1-in-10Size: Over 200kWOther2016May Monthly Peak | Program Specific | 1-in-10 | Size: Over 200kW | Other | 2016 | May Monthly Peak | 5 | 135.9592 | 132.5307 | 129.3917 | 128.7043 | 136.9558 | 157.7347 | 183.6358 | 206.8274 | 222.0985 | 232.8587 | 243.5985 | 246.6208 | 245.1454 | 247.4565 | 241.1702 | 227.5165 | 212.2582 | 195.9739 | 184.3243 | 179.113 | 176.1563 | 167.7813 | 157.2501 | 150.1524 | -0.73872 | -0.83042 | -0.55945 | -0.50784 | -0.56964 | -1.1536 | -0.85492 | -1.5338 | -1.1064 | -0.89025 | -1.5555 | -0.85945 | -0.50189 | 2.1706 | 10.4384 | 10.7174 | 9.1996 | 7.7557 | 2.4196 | -0.12133 | -0.80939 | -1.3932 | -1.9258 | -2.1915 | 72.935 | 71.2912 | 70.0046 | 69.0612 | 68.1979 | 67.2663 | 67.0037 | 67.3963 | 70.7558 | 76.0575 | 80.9328 | 84.3473 | 87.2869 | 89.2499 | 90.3494 | 90.6504 | 89.7335 | 88.1949 | 86.8 | 84.2016 | 80.3099 | 76.5589 | 74.1935 | 71.932 | 2.9328 | 2.6095 | 2.8777 | 3.4137 | 4.4235 | 3.5 | 3.3456 | 3.6067 | 3.9914 | 3.9255 | 3.9076 | 4.4028 | 4.6006 | 5.0442 | 5.5273 | 5.3967 | 5.2033 | 4.3524 | 3.558 | 3.5568 | 3.2364 | 3.2051 | 3.3563 | 3.2855
Program Specific1-in-10Size: Over 200kWOther2016June Monthly Peak | Program Specific | 1-in-10 | Size: Over 200kW | Other | 2016 | June Monthly Peak | 6 | 139.955 | 136.1646 | 132.7423 | 131.7765 | 139.6964 | 159.3341 | 183.9015 | 204.5987 | 217.1322 | 224.7263 | 234.2488 | 235.9795 | 231.3648 | 232.7401 | 226.543 | 216.5731 | 204.3127 | 190.8272 | 183.1354 | 177.2894 | 175.9897 | 168.4144 | 157.4659 | 150.8015 | -0.77418 | -1.0364 | -0.67806 | -0.46232 | -0.48182 | -1.4588 | -0.88492 | -1.3594 | -1.0005 | -0.72398 | -1.1672 | -0.59103 | -0.31638 | 1.9175 | 9.8102 | 10.061 | 8.5277 | 7.2269 | 1.8432 | -0.64833 | -1.3149 | -1.7647 | -2.067 | -2.2923 | 69.7435 | 68.6278 | 67.8003 | 66.8872 | 65.8108 | 64.7786 | 64.2621 | 65.4967 | 69.0302 | 73.6747 | 78.5135 | 82.8144 | 85.6246 | 87.5198 | 88.6857 | 88.8759 | 89.0441 | 87.9623 | 86.933 | 84.5212 | 80.8202 | 77.0516 | 74.7856 | 73.0864 | 3.0178 | 2.68 | 2.951 | 3.4938 | 4.5102 | 3.534 | 3.3491 | 3.5664 | 3.9006 | 3.7869 | 3.7561 | 4.2111 | 4.3403 | 4.7423 | 5.19 | 5.1351 | 5.0065 | 4.2364 | 3.5336 | 3.5191 | 3.2321 | 3.2159 | 3.3596 | 3.2983
Program Specific1-in-10Size: Over 200kWOther2016July Monthly Peak | Program Specific | 1-in-10 | Size: Over 200kW | Other | 2016 | July Monthly Peak | 7 | 142.7786 | 139.4129 | 136.6917 | 135.4962 | 144.0849 | 164.8779 | 190.574 | 210.4468 | 222.3118 | 230.4679 | 239.41 | 240.1607 | 234.9678 | 237.0303 | 230.8504 | 221.032 | 208.9615 | 196.0579 | 187.0345 | 182.0238 | 181.1442 | 173.2155 | 161.6204 | 154.0725 | -0.76702 | -0.75646 | -0.52407 | -0.57166 | -0.66319 | -1.0163 | -0.86861 | -1.662 | -1.1593 | -0.96768 | -1.7384 | -0.98393 | -0.58079 | 2.1581 | 9.9887 | 10.5017 | 9.2659 | 7.9675 | 2.8128 | 0.21532 | -0.50694 | -1.2031 | -1.8905 | -2.1905 | 75.1081 | 73.6704 | 72.4857 | 71.3948 | 70.6575 | 70.0245 | 69.7272 | 70.1872 | 72.8308 | 77.2529 | 81.858 | 85.4504 | 87.2165 | 88.0065 | 89.1882 | 89.9104 | 89.6091 | 88.9302 | 87.5956 | 85.34 | 81.9122 | 78.7203 | 76.6742 | 75.3381 | 3.0992 | 2.7622 | 3.0591 | 3.6163 | 4.6829 | 3.6814 | 3.4938 | 3.6928 | 4.0203 | 3.9096 | 3.8645 | 4.3143 | 4.4373 | 4.862 | 5.3239 | 5.2758 | 5.1546 | 4.3816 | 3.6329 | 3.6372 | 3.3489 | 3.3297 | 3.4712 | 3.3924
Program Specific1-in-10Size: Over 200kWOther2016August Monthly Peak | Program Specific | 1-in-10 | Size: Over 200kW | Other | 2016 | August Monthly Peak | 8 | 146.5909 | 142.8676 | 139.3826 | 139.0625 | 148.1288 | 170.1097 | 198.6726 | 221.0005 | 235.8613 | 245.5478 | 255.7432 | 257.8256 | 253.3203 | 255.7978 | 248.5826 | 235.6809 | 219.7197 | 203.6082 | 193.653 | 188.8091 | 185.8658 | 177.31 | 165.9217 | 158.5884 | -0.77555 | -0.61579 | -0.4437 | -0.63717 | -0.76907 | -0.78864 | -0.87975 | -1.8868 | -1.303 | -1.1535 | -2.1546 | -1.266 | -0.76901 | 2.442 | 10.7516 | 11.3249 | 10.035 | 8.5621 | 3.4043 | 0.69 | -0.076632 | -0.91165 | -1.8197 | -2.175 | 74.6993 | 73.8648 | 73.0073 | 72.2747 | 71.5936 | 71.1846 | 70.8677 | 71.086 | 73.6384 | 78.4862 | 82.8865 | 87.0035 | 89.9544 | 91.8978 | 93.0144 | 94.0565 | 94.3686 | 93.5684 | 92.7071 | 90.1118 | 86.0869 | 83.0266 | 80.9507 | 78.8564 | 3.2304 | 2.8737 | 3.1668 | 3.768 | 4.8876 | 3.856 | 3.6977 | 3.937 | 4.3303 | 4.2288 | 4.191 | 4.7022 | 4.8567 | 5.3268 | 5.8201 | 5.7111 | 5.5025 | 4.6196 | 3.8187 | 3.8302 | 3.4885 | 3.4603 | 3.6178 | 3.5449
Program Specific1-in-10Size: Over 200kWOther2016September Monthly Peak | Program Specific | 1-in-10 | Size: Over 200kW | Other | 2016 | September Monthly Peak | 9 | 145.5904 | 142.7474 | 139.6212 | 139.5216 | 149.5586 | 171.5703 | 202.4812 | 226.385 | 246.4957 | 259.3136 | 270.3144 | 272.2904 | 266.3441 | 268.9103 | 261.1487 | 245.7021 | 227.1726 | 209.1549 | 198.3864 | 194.7778 | 188.1102 | 179.6401 | 166.1911 | 158.5847 | -0.76147 | -0.49731 | -0.37717 | -0.67677 | -0.84175 | -0.60127 | -0.87716 | -2.04 | -1.4183 | -1.314 | -2.5103 | -1.501 | -0.91979 | 2.6553 | 11.2916 | 11.9046 | 10.5991 | 9.0142 | 3.8607 | 1.0683 | 0.2549 | -0.68361 | -1.7328 | -2.1159 | 76.9624 | 75.8514 | 74.7984 | 74.1532 | 73.4153 | 72.9323 | 72.6523 | 72.6411 | 74.5556 | 78.9248 | 83.6001 | 87.9513 | 91.2703 | 93.5985 | 94.3613 | 94.3576 | 93.5634 | 91.995 | 90.2741 | 87.29 | 83.4499 | 80.4761 | 78.2129 | 76.5193 | 3.2596 | 2.9171 | 3.2228 | 3.8408 | 5.0135 | 3.9511 | 3.8287 | 4.0972 | 4.5977 | 4.5371 | 4.5004 | 5.0452 | 5.1878 | 5.6892 | 6.2119 | 6.0489 | 5.7799 | 4.8211 | 3.9745 | 4.0143 | 3.5869 | 3.5617 | 3.6815 | 3.6014
Program Specific1-in-10Size: Over 200kWOther2016October Monthly Peak | Program Specific | 1-in-10 | Size: Over 200kW | Other | 2016 | October Monthly Peak | 10 | 141.5799 | 137.7375 | 134.198 | 133.2962 | 141.6312 | 162.7911 | 193.0775 | 212.6965 | 227.9063 | 239.3623 | 250.4003 | 255.06 | 253.601 | 256.3974 | 250.0421 | 235.9717 | 218.2299 | 202.0847 | 194.581 | 187.6367 | 180.6116 | 171.8992 | 159.9745 | 152.4707 | -0.77549 | -0.94605 | -0.62738 | -0.49984 | -0.54402 | -1.3249 | -0.9124 | -1.5038 | -1.0972 | -0.85061 | -1.4415 | -0.77685 | -0.44196 | 2.1879 | 10.8248 | 11.0469 | 9.3017 | 7.8433 | 2.2873 | -0.37755 | -1.0626 | -1.5948 | -2.0222 | -2.2667 | 72.2214 | 71.0551 | 70.3259 | 69.3262 | 68.3269 | 67.4486 | 67.183 | 66.7784 | 67.4026 | 71.2519 | 76.4638 | 82.074 | 86.6388 | 89.3541 | 90.2257 | 90.546 | 90.0706 | 88.7099 | 85.5822 | 81.0303 | 77.2766 | 74.8768 | 73.18 | 71.6094 | 3.049 | 2.7075 | 2.9797 | 3.5296 | 4.567 | 3.6062 | 3.5118 | 3.7029 | 4.089 | 4.0285 | 4.0101 | 4.5459 | 4.7515 | 5.2178 | 5.7211 | 5.5881 | 5.3409 | 4.4807 | 3.7498 | 3.7199 | 3.3128 | 3.2784 | 3.4088 | 3.3307
Program Specific1-in-10Size: Over 200kWOther2016November Monthly Peak | Program Specific | 1-in-10 | Size: Over 200kW | Other | 2016 | November Monthly Peak | 11 | 134.219 | 130.9148 | 127.1291 | 126.1925 | 134.5655 | 155.7904 | 182.3252 | 200.8457 | 213.7354 | 222.1146 | 231.3507 | 234.8502 | 233.5656 | 236.1748 | 229.2996 | 216.4049 | 203.7446 | 194.3828 | 183.9091 | 175.655 | 168.8331 | 160.7162 | 150.8607 | 144.6757 | -0.75292 | -1.1362 | -0.72853 | -0.39891 | -0.38827 | -1.6541 | -0.89996 | -1.2115 | -0.92154 | -0.60952 | -0.89515 | -0.40548 | -0.19337 | 1.8459 | 9.9334 | 9.9415 | 8.2448 | 7.0988 | 1.404 | -1.0577 | -1.6469 | -1.9614 | -2.0857 | -2.2688 | 68.9321 | 67.6238 | 66.9139 | 65.7319 | 65.0891 | 64.3072 | 63.6657 | 63.7386 | 65.9412 | 70.7958 | 76.7148 | 81.3378 | 84.4011 | 85.8745 | 86.7901 | 86.5511 | 84.7413 | 81.9134 | 78.8573 | 75.5931 | 73.2156 | 71.5236 | 69.8075 | 68.5946 | 2.9177 | 2.5976 | 2.8492 | 3.3729 | 4.3799 | 3.4835 | 3.3474 | 3.5294 | 3.8708 | 3.7733 | 3.7398 | 4.225 | 4.4172 | 4.8514 | 5.2958 | 5.1728 | 5.0332 | 4.3504 | 3.5774 | 3.515 | 3.1258 | 3.0939 | 3.2448 | 3.1901
Program Specific1-in-10Size: Over 200kWOther2016December Monthly Peak | Program Specific | 1-in-10 | Size: Over 200kW | Other | 2016 | December Monthly Peak | 12 | 124.8181 | 121.0703 | 117.7481 | 116.9808 | 125.1331 | 146.0488 | 173.5292 | 189.4729 | 198.2893 | 199.5469 | 200.7501 | 197.5894 | 191.6303 | 191.2295 | 183.7489 | 175.425 | 169.7797 | 166.6175 | 163.1509 | 157.3943 | 152.3338 | 147.0893 | 137.8928 | 131.4749 | -0.72805 | -1.4207 | -0.88458 | -0.25353 | -0.15915 | -2.1618 | -0.91819 | -0.8108 | -0.68672 | -0.27489 | -0.13701 | 0.098883 | 0.13731 | 1.2631 | 7.969 | 7.7997 | 6.2522 | 5.44 | 0.11049 | -2.0131 | -2.4815 | -2.5218 | -2.1821 | -2.2427 | 45.8173 | 45.143 | 44.7731 | 44.5366 | 44.3799 | 44.0969 | 44.5106 | 44.6156 | 45.1071 | 46.8101 | 48.8146 | 50.7358 | 52.1539 | 52.5269 | 52.5344 | 52.4715 | 52.0224 | 50.8772 | 49.5848 | 48.4071 | 47.1914 | 46.5176 | 46.2466 | 45.6658 | 2.8812 | 2.5509 | 2.8023 | 3.3202 | 4.3249 | 3.4678 | 3.3831 | 3.5356 | 3.8133 | 3.5997 | 3.4459 | 3.7747 | 3.8483 | 4.1712 | 4.5064 | 4.4527 | 4.4536 | 3.9598 | 3.37 | 3.3445 | 2.9949 | 3.0068 | 3.1494 | 3.0784
Program Specific1-in-10Size: Over 200kWOther2016Typical Event Day | Program Specific | 1-in-10 | Size: Over 200kW | Other | 2016 | Typical Event Day | 8 | 145.7555 | 142.0587 | 138.4038 | 138.0466 | 147.0146 | 168.8267 | 197.1945 | 218.8481 | 232.7793 | 241.6382 | 251.3898 | 253.4296 | 249.0475 | 251.6281 | 244.7062 | 232.1125 | 216.4735 | 200.8427 | 191.3629 | 186.681 | 183.9268 | 175.5035 | 164.3499 | 157.1223 | -0.78068 | -0.73981 | -0.51302 | -0.59221 | -0.69361 | -0.99017 | -0.89379 | -1.7557 | -1.228 | -1.0382 | -1.8826 | -1.0786 | -0.64306 | 2.3127 | 10.5874 | 11.0527 | 9.6553 | 8.2175 | 2.973 | 0.31108 | -0.42888 | -1.157 | -1.899 | -2.2184 | 74.1283 | 73.0036 | 72.0229 | 71.1775 | 70.3693 | 69.73 | 69.3773 | 69.8528 | 72.5138 | 77.0847 | 81.7145 | 85.8049 | 88.5165 | 90.2556 | 91.3124 | 91.8001 | 91.6463 | 90.614 | 89.3774 | 86.8157 | 83.0673 | 79.8187 | 77.6559 | 75.95 | 3.1713 | 2.8213 | 3.1047 | 3.6931 | 4.7894 | 3.7784 | 3.6237 | 3.8493 | 4.2195 | 4.1088 | 4.0674 | 4.5635 | 4.7143 | 5.1736 | 5.6568 | 5.5533 | 5.3525 | 4.4991 | 3.7258 | 3.7391 | 3.4084 | 3.3816 | 3.5382 | 3.4677
Program Specific1-in-10Size: Over 200kWOther2017January Monthly Peak | Program Specific | 1-in-10 | Size: Over 200kW | Other | 2017 | January Monthly Peak | 1 | 124.0506 | 120.573 | 117.2342 | 117.7733 | 126.6044 | 148.3505 | 177.8109 | 194.9828 | 203.8489 | 203.4822 | 204.2861 | 200.3302 | 192.8734 | 192.5922 | 184.6201 | 176.0061 | 168.5954 | 166.4853 | 163.7274 | 157.3205 | 151.8793 | 146.3883 | 137.642 | 131.7168 | -0.72357 | -1.4148 | -0.88072 | -0.25525 | -0.16102 | -2.1958 | -0.94085 | -0.83438 | -0.70597 | -0.28031 | -0.13943 | 0.10025 | 0.1382 | 1.2721 | 8.0068 | 7.8255 | 6.2085 | 5.4357 | 0.11088 | -2.0122 | -2.4741 | -2.5098 | -2.1782 | -2.2468 | 44.995 | 44.2335 | 43.5126 | 43.0005 | 42.6075 | 42.3247 | 42.1643 | 41.8712 | 42.4274 | 44.7288 | 47.4058 | 49.7792 | 51.7142 | 52.3213 | 52.5409 | 52.4412 | 51.5435 | 50.2477 | 48.4205 | 46.7966 | 45.5047 | 44.7125 | 44.059 | 43.3612 | 2.8635 | 2.5404 | 2.79 | 3.3427 | 4.3757 | 3.5224 | 3.4665 | 3.6384 | 3.9202 | 3.6707 | 3.5066 | 3.827 | 3.8733 | 4.201 | 4.5277 | 4.4675 | 4.4226 | 3.9566 | 3.3819 | 3.3429 | 2.9859 | 2.9924 | 3.1437 | 3.0841
Program Specific1-in-10Size: Over 200kWOther2017February Monthly Peak | Program Specific | 1-in-10 | Size: Over 200kW | Other | 2017 | February Monthly Peak | 2 | 126.0506 | 122.6859 | 118.9915 | 119.2704 | 126.9806 | 147.6426 | 176.1947 | 191.5569 | 200.2726 | 201.7929 | 205.6917 | 205.5983 | 201.5911 | 204.1661 | 198.4622 | 187.6014 | 177.4177 | 171.8725 | 168.8683 | 161.8436 | 156.1695 | 149.7821 | 140.2626 | 133.8324 | -0.73524 | -1.4396 | -0.89392 | -0.25849 | -0.1615 | -2.1853 | -0.9323 | -0.81972 | -0.69359 | -0.27799 | -0.14039 | 0.10289 | 0.14445 | 1.3485 | 8.6071 | 8.3411 | 6.5334 | 5.6116 | 0.11436 | -2.07 | -2.544 | -2.568 | -2.2196 | -2.2829 | 52.1342 | 51.383 | 50.6227 | 50.1277 | 49.9752 | 49.2561 | 48.2087 | 48.6509 | 49.9937 | 52.0803 | 54.316 | 55.8483 | 57.6381 | 59.1637 | 60.1083 | 60.3437 | 59.5355 | 58.7266 | 56.9099 | 55.0277 | 53.5354 | 52.3124 | 51.7092 | 50.8362 | 2.9096 | 2.5849 | 2.8318 | 3.3851 | 4.3887 | 3.5056 | 3.435 | 3.5745 | 3.8514 | 3.6402 | 3.5308 | 3.9277 | 4.0484 | 4.4534 | 4.8672 | 4.7618 | 4.654 | 4.0846 | 3.4881 | 3.439 | 3.0703 | 3.0618 | 3.2035 | 3.1336
Program Specific1-in-10Size: Over 200kWOther2017March Monthly Peak | Program Specific | 1-in-10 | Size: Over 200kW | Other | 2017 | March Monthly Peak | 3 | 130.5158 | 127.0279 | 123.2178 | 122.3986 | 129.2918 | 148.8351 | 177.9277 | 194.0049 | 201.926 | 205.5957 | 212.7565 | 215.4057 | 214.1221 | 217.4291 | 212.5463 | 201.7437 | 189.5491 | 179.3249 | 174.4302 | 171.0918 | 165.411 | 157.4299 | 147.3822 | 140.4068 | -0.76128 | -1.4906 | -0.92567 | -0.26527 | -0.16444 | -2.203 | -0.94147 | -0.8302 | -0.69931 | -0.28323 | -0.14521 | 0.1078 | 0.15342 | 1.4361 | 9.218 | 8.9699 | 6.9802 | 5.8549 | 0.11813 | -2.1883 | -2.6945 | -2.6991 | -2.3323 | -2.395 | 59.5886 | 58.2272 | 57.6691 | 57.0244 | 56.0957 | 55.2337 | 54.507 | 54.2213 | 55.4975 | 59.4103 | 64.2869 | 68.8273 | 72.3159 | 74.1592 | 75.2161 | 75.8716 | 75.7264 | 74.2574 | 72.2489 | 69.5896 | 66.2799 | 63.8104 | 61.6515 | 59.9631 | 3.0127 | 2.6764 | 2.9324 | 3.4739 | 4.4686 | 3.5339 | 3.4688 | 3.6202 | 3.8832 | 3.7088 | 3.652 | 4.115 | 4.3 | 4.7427 | 5.2126 | 5.1208 | 4.9722 | 4.2618 | 3.6029 | 3.6356 | 3.252 | 3.2182 | 3.3661 | 3.2875
Program Specific1-in-10Size: Over 200kWOther2017April Monthly Peak | Program Specific | 1-in-10 | Size: Over 200kW | Other | 2017 | April Monthly Peak | 4 | 135.255 | 131.543 | 127.7472 | 126.9422 | 134.5422 | 154.7847 | 181.194 | 200.5151 | 213.4797 | 221.6611 | 231.8093 | 234.9949 | 234.7979 | 237.9066 | 232.3605 | 220.0274 | 205.6498 | 191.2776 | 181.1143 | 178.3151 | 174.2215 | 165.5791 | 154.7818 | 147.7176 | -0.7531 | -1.0666 | -0.68961 | -0.42481 | -0.42869 | -1.5226 | -0.88237 | -1.275 | -0.95422 | -0.66477 | -1.0347 | -0.50333 | -0.26202 | 1.9132 | 10.0639 | 10.1686 | 8.4616 | 7.1234 | 1.6176 | -0.84865 | -1.4871 | -1.8682 | -2.0822 | -2.2786 | 69.4145 | 68.2991 | 66.8827 | 66.0582 | 65.1604 | 64.1178 | 63.4733 | 63.5078 | 66.6179 | 72.0741 | 77.3108 | 82.2921 | 85.5069 | 87.5139 | 88.5178 | 88.8738 | 88.4979 | 87.3991 | 85.3489 | 81.6086 | 77.1285 | 73.5847 | 71.1319 | 69.2612 | 2.9248 | 2.5964 | 2.8481 | 3.3752 | 4.3563 | 3.443 | 3.3093 | 3.5052 | 3.846 | 3.746 | 3.7277 | 4.2056 | 4.4173 | 4.8615 | 5.3385 | 5.232 | 5.0537 | 4.2586 | 3.5046 | 3.5496 | 3.2087 | 3.1709 | 3.3118 | 3.2402
Program Specific1-in-10Size: Over 200kWOther2017May Monthly Peak | Program Specific | 1-in-10 | Size: Over 200kW | Other | 2017 | May Monthly Peak | 5 | 135.9592 | 132.5307 | 129.3917 | 128.7043 | 136.9558 | 157.7347 | 183.6358 | 206.8275 | 222.0985 | 232.8587 | 243.5985 | 246.6208 | 245.1454 | 247.4565 | 241.1702 | 227.5165 | 212.2582 | 195.9739 | 184.3243 | 179.113 | 176.1563 | 167.7813 | 157.2501 | 150.1524 | -0.73872 | -0.83042 | -0.55945 | -0.50784 | -0.56964 | -1.1536 | -0.85492 | -1.5338 | -1.1064 | -0.89025 | -1.5555 | -0.85945 | -0.50189 | 2.1706 | 10.4384 | 10.7174 | 9.1996 | 7.7557 | 2.4196 | -0.12133 | -0.80939 | -1.3932 | -1.9258 | -2.1915 | 72.935 | 71.2912 | 70.0046 | 69.0612 | 68.1979 | 67.2663 | 67.0037 | 67.3963 | 70.7558 | 76.0575 | 80.9328 | 84.3473 | 87.2869 | 89.2499 | 90.3494 | 90.6504 | 89.7335 | 88.1949 | 86.8001 | 84.2016 | 80.3099 | 76.5589 | 74.1936 | 71.932 | 2.9328 | 2.6095 | 2.8777 | 3.4137 | 4.4235 | 3.5 | 3.3456 | 3.6067 | 3.9914 | 3.9255 | 3.9076 | 4.4028 | 4.6006 | 5.0442 | 5.5273 | 5.3967 | 5.2033 | 4.3524 | 3.558 | 3.5568 | 3.2364 | 3.2051 | 3.3563 | 3.2855
Program Specific1-in-10Size: Over 200kWOther2017June Monthly Peak | Program Specific | 1-in-10 | Size: Over 200kW | Other | 2017 | June Monthly Peak | 6 | 139.955 | 136.1646 | 132.7423 | 131.7765 | 139.6964 | 159.3341 | 183.9015 | 204.5987 | 217.1322 | 224.7263 | 234.2487 | 235.9795 | 231.3648 | 232.7401 | 226.543 | 216.5731 | 204.3127 | 190.8272 | 183.1354 | 177.2894 | 175.9897 | 168.4144 | 157.4659 | 150.8015 | -0.77418 | -1.0364 | -0.67806 | -0.46232 | -0.48182 | -1.4588 | -0.88492 | -1.3594 | -1.0005 | -0.72398 | -1.1672 | -0.59103 | -0.31638 | 1.9175 | 9.8102 | 10.061 | 8.5277 | 7.2269 | 1.8432 | -0.64833 | -1.3149 | -1.7647 | -2.067 | -2.2923 | 69.7435 | 68.6278 | 67.8003 | 66.8872 | 65.8108 | 64.7786 | 64.2621 | 65.4967 | 69.0302 | 73.6747 | 78.5135 | 82.8144 | 85.6246 | 87.5198 | 88.6857 | 88.8759 | 89.0441 | 87.9623 | 86.933 | 84.5212 | 80.8202 | 77.0516 | 74.7856 | 73.0864 | 3.0178 | 2.68 | 2.951 | 3.4938 | 4.5102 | 3.534 | 3.3491 | 3.5664 | 3.9006 | 3.7869 | 3.7561 | 4.2111 | 4.3403 | 4.7423 | 5.19 | 5.1351 | 5.0065 | 4.2364 | 3.5336 | 3.5191 | 3.2321 | 3.2159 | 3.3596 | 3.2983
Program Specific1-in-10Size: Over 200kWOther2017July Monthly Peak | Program Specific | 1-in-10 | Size: Over 200kW | Other | 2017 | July Monthly Peak | 7 | 142.7786 | 139.4129 | 136.6917 | 135.4962 | 144.0849 | 164.8779 | 190.574 | 210.4468 | 222.3118 | 230.4679 | 239.41 | 240.1606 | 234.9678 | 237.0303 | 230.8504 | 221.032 | 208.9615 | 196.0579 | 187.0345 | 182.0238 | 181.1442 | 173.2155 | 161.6204 | 154.0725 | -0.76702 | -0.75646 | -0.52407 | -0.57166 | -0.66319 | -1.0163 | -0.86861 | -1.662 | -1.1593 | -0.96768 | -1.7384 | -0.98393 | -0.58079 | 2.1581 | 9.9887 | 10.5017 | 9.2659 | 7.9675 | 2.8128 | 0.21532 | -0.50694 | -1.2031 | -1.8905 | -2.1905 | 75.1081 | 73.6704 | 72.4857 | 71.3948 | 70.6575 | 70.0245 | 69.7272 | 70.1872 | 72.8308 | 77.2529 | 81.858 | 85.4504 | 87.2165 | 88.0065 | 89.1882 | 89.9104 | 89.6091 | 88.9302 | 87.5956 | 85.34 | 81.9122 | 78.7203 | 76.6742 | 75.3381 | 3.0992 | 2.7622 | 3.0591 | 3.6163 | 4.6829 | 3.6814 | 3.4938 | 3.6928 | 4.0203 | 3.9096 | 3.8645 | 4.3143 | 4.4373 | 4.862 | 5.3239 | 5.2758 | 5.1546 | 4.3816 | 3.6329 | 3.6372 | 3.3489 | 3.3297 | 3.4712 | 3.3924
Program Specific1-in-10Size: Over 200kWOther2017August Monthly Peak | Program Specific | 1-in-10 | Size: Over 200kW | Other | 2017 | August Monthly Peak | 8 | 146.5909 | 142.8676 | 139.3826 | 139.0625 | 148.1288 | 170.1097 | 198.6726 | 221.0005 | 235.8613 | 245.5478 | 255.7432 | 257.8256 | 253.3203 | 255.7978 | 248.5826 | 235.6809 | 219.7197 | 203.6082 | 193.653 | 188.8091 | 185.8658 | 177.31 | 165.9217 | 158.5884 | -0.77555 | -0.61579 | -0.4437 | -0.63717 | -0.76907 | -0.78864 | -0.87975 | -1.8868 | -1.303 | -1.1535 | -2.1546 | -1.266 | -0.76901 | 2.442 | 10.7516 | 11.3249 | 10.035 | 8.5621 | 3.4043 | 0.69 | -0.076632 | -0.91165 | -1.8197 | -2.175 | 74.6993 | 73.8648 | 73.0073 | 72.2747 | 71.5936 | 71.1846 | 70.8677 | 71.086 | 73.6384 | 78.4862 | 82.8865 | 87.0035 | 89.9544 | 91.8978 | 93.0144 | 94.0565 | 94.3686 | 93.5684 | 92.7071 | 90.1118 | 86.0869 | 83.0266 | 80.9507 | 78.8564 | 3.2304 | 2.8737 | 3.1668 | 3.768 | 4.8876 | 3.856 | 3.6977 | 3.937 | 4.3303 | 4.2288 | 4.191 | 4.7022 | 4.8567 | 5.3268 | 5.8201 | 5.7111 | 5.5025 | 4.6196 | 3.8187 | 3.8302 | 3.4885 | 3.4603 | 3.6178 | 3.5449
Program Specific1-in-10Size: Over 200kWOther2017September Monthly Peak | Program Specific | 1-in-10 | Size: Over 200kW | Other | 2017 | September Monthly Peak | 9 | 145.5904 | 142.7474 | 139.6212 | 139.5216 | 149.5586 | 171.5703 | 202.4812 | 226.385 | 246.4957 | 259.3136 | 270.3144 | 272.2904 | 266.3441 | 268.9103 | 261.1486 | 245.7021 | 227.1726 | 209.1549 | 198.3864 | 194.7778 | 188.1102 | 179.6401 | 166.1911 | 158.5847 | -0.76147 | -0.49731 | -0.37717 | -0.67677 | -0.84175 | -0.60127 | -0.87716 | -2.04 | -1.4183 | -1.314 | -2.5103 | -1.501 | -0.91979 | 2.6553 | 11.2916 | 11.9046 | 10.5991 | 9.0142 | 3.8607 | 1.0683 | 0.2549 | -0.68361 | -1.7328 | -2.1159 | 76.9624 | 75.8514 | 74.7984 | 74.1532 | 73.4154 | 72.9323 | 72.6523 | 72.6412 | 74.5556 | 78.9248 | 83.6001 | 87.9513 | 91.2703 | 93.5985 | 94.3613 | 94.3575 | 93.5634 | 91.995 | 90.2741 | 87.29 | 83.4499 | 80.4761 | 78.2129 | 76.5193 | 3.2596 | 2.9171 | 3.2228 | 3.8408 | 5.0135 | 3.9511 | 3.8287 | 4.0972 | 4.5977 | 4.5371 | 4.5004 | 5.0452 | 5.1878 | 5.6892 | 6.2119 | 6.0489 | 5.7799 | 4.8211 | 3.9745 | 4.0143 | 3.5869 | 3.5617 | 3.6815 | 3.6014
Program Specific1-in-10Size: Over 200kWOther2017October Monthly Peak | Program Specific | 1-in-10 | Size: Over 200kW | Other | 2017 | October Monthly Peak | 10 | 141.5799 | 137.7375 | 134.198 | 133.2962 | 141.6312 | 162.7911 | 193.0775 | 212.6965 | 227.9063 | 239.3623 | 250.4003 | 255.06 | 253.601 | 256.3974 | 250.0421 | 235.9717 | 218.2299 | 202.0847 | 194.581 | 187.6367 | 180.6116 | 171.8992 | 159.9745 | 152.4707 | -0.77549 | -0.94605 | -0.62738 | -0.49984 | -0.54402 | -1.3249 | -0.9124 | -1.5038 | -1.0972 | -0.85061 | -1.4415 | -0.77685 | -0.44196 | 2.1879 | 10.8248 | 11.0469 | 9.3017 | 7.8433 | 2.2873 | -0.37755 | -1.0626 | -1.5948 | -2.0222 | -2.2667 | 72.2214 | 71.0551 | 70.3259 | 69.3262 | 68.3269 | 67.4486 | 67.183 | 66.7783 | 67.4026 | 71.2519 | 76.4638 | 82.074 | 86.6388 | 89.3541 | 90.2257 | 90.546 | 90.0705 | 88.7099 | 85.5822 | 81.0303 | 77.2766 | 74.8768 | 73.18 | 71.6094 | 3.049 | 2.7075 | 2.9797 | 3.5296 | 4.567 | 3.6062 | 3.5118 | 3.7029 | 4.089 | 4.0285 | 4.0101 | 4.5459 | 4.7515 | 5.2178 | 5.7211 | 5.5881 | 5.3409 | 4.4807 | 3.7498 | 3.7199 | 3.3128 | 3.2784 | 3.4088 | 3.3307
Program Specific1-in-10Size: Over 200kWOther2017November Monthly Peak | Program Specific | 1-in-10 | Size: Over 200kW | Other | 2017 | November Monthly Peak | 11 | 134.219 | 130.9148 | 127.1291 | 126.1925 | 134.5655 | 155.7904 | 182.3251 | 200.8457 | 213.7354 | 222.1146 | 231.3507 | 234.8502 | 233.5656 | 236.1748 | 229.2996 | 216.4049 | 203.7446 | 194.3828 | 183.9091 | 175.655 | 168.8331 | 160.7162 | 150.8607 | 144.6757 | -0.75292 | -1.1362 | -0.72853 | -0.39891 | -0.38827 | -1.6541 | -0.89996 | -1.2115 | -0.92154 | -0.60952 | -0.89515 | -0.40548 | -0.19337 | 1.8459 | 9.9334 | 9.9415 | 8.2448 | 7.0988 | 1.404 | -1.0577 | -1.6469 | -1.9614 | -2.0857 | -2.2688 | 68.9321 | 67.6238 | 66.9139 | 65.7319 | 65.0891 | 64.3072 | 63.6657 | 63.7386 | 65.9412 | 70.7958 | 76.7148 | 81.3378 | 84.4011 | 85.8745 | 86.7901 | 86.5511 | 84.7413 | 81.9134 | 78.8573 | 75.5931 | 73.2156 | 71.5236 | 69.8075 | 68.5946 | 2.9177 | 2.5976 | 2.8492 | 3.3729 | 4.3799 | 3.4835 | 3.3474 | 3.5294 | 3.8708 | 3.7733 | 3.7398 | 4.225 | 4.4172 | 4.8514 | 5.2958 | 5.1728 | 5.0332 | 4.3504 | 3.5774 | 3.515 | 3.1258 | 3.0939 | 3.2448 | 3.1901
Program Specific1-in-10Size: Over 200kWOther2017December Monthly Peak | Program Specific | 1-in-10 | Size: Over 200kW | Other | 2017 | December Monthly Peak | 12 | 124.8181 | 121.0703 | 117.748 | 116.9808 | 125.1331 | 146.0488 | 173.5292 | 189.4729 | 198.2893 | 199.547 | 200.7501 | 197.5894 | 191.6303 | 191.2295 | 183.7489 | 175.425 | 169.7797 | 166.6175 | 163.1509 | 157.3943 | 152.3338 | 147.0893 | 137.8928 | 131.4749 | -0.72805 | -1.4207 | -0.88458 | -0.25353 | -0.15915 | -2.1618 | -0.91819 | -0.8108 | -0.68672 | -0.27489 | -0.13701 | 0.098883 | 0.13731 | 1.2631 | 7.969 | 7.7997 | 6.2522 | 5.44 | 0.11049 | -2.0131 | -2.4815 | -2.5218 | -2.1821 | -2.2427 | 45.8173 | 45.143 | 44.7731 | 44.5366 | 44.3799 | 44.0969 | 44.5106 | 44.6156 | 45.1071 | 46.8101 | 48.8146 | 50.7358 | 52.1539 | 52.5269 | 52.5344 | 52.4715 | 52.0224 | 50.8772 | 49.5848 | 48.4071 | 47.1914 | 46.5176 | 46.2466 | 45.6658 | 2.8812 | 2.5509 | 2.8023 | 3.3202 | 4.3249 | 3.4678 | 3.3831 | 3.5356 | 3.8133 | 3.5997 | 3.4459 | 3.7747 | 3.8483 | 4.1712 | 4.5064 | 4.4527 | 4.4536 | 3.9598 | 3.37 | 3.3445 | 2.9949 | 3.0068 | 3.1494 | 3.0784
Program Specific1-in-10Size: Over 200kWOther2017Typical Event Day | Program Specific | 1-in-10 | Size: Over 200kW | Other | 2017 | Typical Event Day | 8 | 145.7555 | 142.0587 | 138.4038 | 138.0466 | 147.0146 | 168.8267 | 197.1945 | 218.8481 | 232.7793 | 241.6382 | 251.3898 | 253.4296 | 249.0475 | 251.6281 | 244.7062 | 232.1125 | 216.4735 | 200.8427 | 191.3629 | 186.681 | 183.9268 | 175.5035 | 164.3499 | 157.1223 | -0.78068 | -0.73981 | -0.51302 | -0.59221 | -0.69361 | -0.99017 | -0.89379 | -1.7557 | -1.228 | -1.0382 | -1.8826 | -1.0786 | -0.64306 | 2.3127 | 10.5874 | 11.0527 | 9.6553 | 8.2175 | 2.973 | 0.31108 | -0.42888 | -1.157 | -1.899 | -2.2184 | 74.1283 | 73.0036 | 72.0229 | 71.1775 | 70.3693 | 69.73 | 69.3773 | 69.8528 | 72.5138 | 77.0847 | 81.7145 | 85.8049 | 88.5165 | 90.2556 | 91.3124 | 91.8001 | 91.6463 | 90.614 | 89.3774 | 86.8157 | 83.0673 | 79.8187 | 77.6559 | 75.95 | 3.1713 | 2.8213 | 3.1047 | 3.6931 | 4.7894 | 3.7784 | 3.6237 | 3.8493 | 4.2195 | 4.1088 | 4.0674 | 4.5635 | 4.7143 | 5.1736 | 5.6568 | 5.5533 | 5.3525 | 4.4991 | 3.7258 | 3.7391 | 3.4084 | 3.3816 | 3.5382 | 3.4677
Program Specific1-in-10Size: Over 200kWOther2018January Monthly Peak | Program Specific | 1-in-10 | Size: Over 200kW | Other | 2018 | January Monthly Peak | 1 | 124.0506 | 120.573 | 117.2342 | 117.7733 | 126.6044 | 148.3505 | 177.8109 | 194.9828 | 203.8488 | 203.4822 | 204.2861 | 200.3302 | 192.8734 | 192.5922 | 184.6201 | 176.0061 | 168.5954 | 166.4853 | 163.7274 | 157.3205 | 151.8793 | 146.3883 | 137.642 | 131.7168 | -0.72357 | -1.4148 | -0.88072 | -0.25525 | -0.16102 | -2.1958 | -0.94085 | -0.83438 | -0.70597 | -0.28031 | -0.13943 | 0.10025 | 0.1382 | 1.2721 | 8.0068 | 7.8255 | 6.2085 | 5.4357 | 0.11088 | -2.0122 | -2.4741 | -2.5098 | -2.1782 | -2.2468 | 44.995 | 44.2335 | 43.5126 | 43.0005 | 42.6075 | 42.3247 | 42.1643 | 41.8712 | 42.4274 | 44.7288 | 47.4058 | 49.7792 | 51.7142 | 52.3213 | 52.5409 | 52.4412 | 51.5435 | 50.2477 | 48.4205 | 46.7966 | 45.5047 | 44.7125 | 44.059 | 43.3612 | 2.8635 | 2.5404 | 2.79 | 3.3427 | 4.3757 | 3.5224 | 3.4665 | 3.6384 | 3.9202 | 3.6707 | 3.5066 | 3.827 | 3.8733 | 4.201 | 4.5277 | 4.4675 | 4.4226 | 3.9566 | 3.3819 | 3.3429 | 2.9859 | 2.9924 | 3.1437 | 3.0841
Program Specific1-in-10Size: Over 200kWOther2018February Monthly Peak | Program Specific | 1-in-10 | Size: Over 200kW | Other | 2018 | February Monthly Peak | 2 | 126.0506 | 122.6859 | 118.9915 | 119.2704 | 126.9806 | 147.6426 | 176.1947 | 191.5569 | 200.2726 | 201.7929 | 205.6917 | 205.5983 | 201.5911 | 204.1661 | 198.4622 | 187.6014 | 177.4177 | 171.8725 | 168.8683 | 161.8436 | 156.1695 | 149.7821 | 140.2626 | 133.8324 | -0.73524 | -1.4396 | -0.89392 | -0.25849 | -0.1615 | -2.1853 | -0.9323 | -0.81972 | -0.69359 | -0.27799 | -0.14039 | 0.10289 | 0.14445 | 1.3485 | 8.6071 | 8.3411 | 6.5334 | 5.6116 | 0.11436 | -2.07 | -2.544 | -2.568 | -2.2196 | -2.2829 | 52.1342 | 51.383 | 50.6227 | 50.1277 | 49.9752 | 49.2561 | 48.2086 | 48.6509 | 49.9937 | 52.0803 | 54.316 | 55.8483 | 57.6381 | 59.1637 | 60.1083 | 60.3437 | 59.5355 | 58.7266 | 56.9099 | 55.0277 | 53.5354 | 52.3124 | 51.7092 | 50.8362 | 2.9096 | 2.5849 | 2.8318 | 3.3851 | 4.3887 | 3.5056 | 3.435 | 3.5745 | 3.8514 | 3.6402 | 3.5308 | 3.9277 | 4.0484 | 4.4534 | 4.8672 | 4.7618 | 4.654 | 4.0846 | 3.4881 | 3.439 | 3.0703 | 3.0618 | 3.2035 | 3.1336
Program Specific1-in-10Size: Over 200kWOther2018March Monthly Peak | Program Specific | 1-in-10 | Size: Over 200kW | Other | 2018 | March Monthly Peak | 3 | 130.5158 | 127.0279 | 123.2178 | 122.3986 | 129.2918 | 148.8351 | 177.9277 | 194.0049 | 201.926 | 205.5957 | 212.7565 | 215.4057 | 214.1221 | 217.4291 | 212.5463 | 201.7437 | 189.5491 | 179.3249 | 174.4302 | 171.0918 | 165.411 | 157.4299 | 147.3822 | 140.4068 | -0.76128 | -1.4906 | -0.92567 | -0.26527 | -0.16444 | -2.203 | -0.94147 | -0.8302 | -0.69931 | -0.28323 | -0.14521 | 0.1078 | 0.15343 | 1.4361 | 9.218 | 8.9699 | 6.9802 | 5.8549 | 0.11813 | -2.1883 | -2.6945 | -2.6991 | -2.3323 | -2.395 | 59.5886 | 58.2272 | 57.6691 | 57.0244 | 56.0957 | 55.2337 | 54.507 | 54.2213 | 55.4975 | 59.4103 | 64.2869 | 68.8273 | 72.3159 | 74.1592 | 75.2161 | 75.8716 | 75.7264 | 74.2574 | 72.2489 | 69.5896 | 66.2799 | 63.8104 | 61.6515 | 59.9631 | 3.0127 | 2.6764 | 2.9324 | 3.4739 | 4.4686 | 3.5339 | 3.4688 | 3.6202 | 3.8832 | 3.7088 | 3.652 | 4.115 | 4.3 | 4.7427 | 5.2126 | 5.1208 | 4.9722 | 4.2618 | 3.6029 | 3.6356 | 3.252 | 3.2182 | 3.3661 | 3.2875
Program Specific1-in-10Size: Over 200kWOther2018April Monthly Peak | Program Specific | 1-in-10 | Size: Over 200kW | Other | 2018 | April Monthly Peak | 4 | 135.255 | 131.543 | 127.7472 | 126.9422 | 134.5422 | 154.7847 | 181.1939 | 200.5152 | 213.4797 | 221.6611 | 231.8093 | 234.9949 | 234.7979 | 237.9067 | 232.3605 | 220.0274 | 205.6498 | 191.2776 | 181.1143 | 178.3151 | 174.2215 | 165.5791 | 154.7818 | 147.7176 | -0.7531 | -1.0666 | -0.68961 | -0.42481 | -0.42869 | -1.5226 | -0.88237 | -1.275 | -0.95422 | -0.66477 | -1.0347 | -0.50333 | -0.26202 | 1.9132 | 10.0639 | 10.1686 | 8.4616 | 7.1234 | 1.6176 | -0.84865 | -1.4871 | -1.8682 | -2.0822 | -2.2786 | 69.4145 | 68.2991 | 66.8827 | 66.0582 | 65.1604 | 64.1178 | 63.4733 | 63.5078 | 66.6179 | 72.0741 | 77.3108 | 82.2921 | 85.5069 | 87.5139 | 88.5178 | 88.8738 | 88.4979 | 87.3991 | 85.3489 | 81.6086 | 77.1285 | 73.5847 | 71.1318 | 69.2612 | 2.9248 | 2.5964 | 2.8481 | 3.3752 | 4.3563 | 3.443 | 3.3093 | 3.5052 | 3.846 | 3.746 | 3.7277 | 4.2056 | 4.4173 | 4.8615 | 5.3385 | 5.232 | 5.0537 | 4.2586 | 3.5046 | 3.5496 | 3.2087 | 3.1709 | 3.3118 | 3.2402
Program Specific1-in-10Size: Over 200kWOther2018May Monthly Peak | Program Specific | 1-in-10 | Size: Over 200kW | Other | 2018 | May Monthly Peak | 5 | 135.9592 | 132.5307 | 129.3917 | 128.7043 | 136.9558 | 157.7347 | 183.6358 | 206.8274 | 222.0985 | 232.8587 | 243.5985 | 246.6208 | 245.1454 | 247.4565 | 241.1702 | 227.5165 | 212.2582 | 195.9739 | 184.3243 | 179.113 | 176.1563 | 167.7813 | 157.2501 | 150.1524 | -0.73872 | -0.83042 | -0.55945 | -0.50784 | -0.56964 | -1.1536 | -0.85492 | -1.5338 | -1.1064 | -0.89025 | -1.5555 | -0.85945 | -0.50189 | 2.1706 | 10.4384 | 10.7174 | 9.1996 | 7.7557 | 2.4196 | -0.12133 | -0.80939 | -1.3932 | -1.9258 | -2.1915 | 72.935 | 71.2912 | 70.0046 | 69.0612 | 68.1979 | 67.2663 | 67.0037 | 67.3963 | 70.7558 | 76.0575 | 80.9328 | 84.3473 | 87.2869 | 89.2499 | 90.3494 | 90.6504 | 89.7335 | 88.1949 | 86.8 | 84.2016 | 80.3099 | 76.5589 | 74.1936 | 71.932 | 2.9328 | 2.6095 | 2.8777 | 3.4137 | 4.4235 | 3.5 | 3.3456 | 3.6067 | 3.9914 | 3.9255 | 3.9076 | 4.4028 | 4.6006 | 5.0442 | 5.5273 | 5.3967 | 5.2033 | 4.3524 | 3.558 | 3.5568 | 3.2364 | 3.2051 | 3.3563 | 3.2855
Program Specific1-in-10Size: Over 200kWOther2018June Monthly Peak | Program Specific | 1-in-10 | Size: Over 200kW | Other | 2018 | June Monthly Peak | 6 | 139.955 | 136.1646 | 132.7423 | 131.7765 | 139.6964 | 159.3341 | 183.9015 | 204.5987 | 217.1322 | 224.7263 | 234.2488 | 235.9795 | 231.3648 | 232.7401 | 226.543 | 216.5731 | 204.3127 | 190.8272 | 183.1354 | 177.2894 | 175.9897 | 168.4144 | 157.4659 | 150.8015 | -0.77418 | -1.0364 | -0.67806 | -0.46232 | -0.48182 | -1.4588 | -0.88492 | -1.3594 | -1.0005 | -0.72398 | -1.1672 | -0.59103 | -0.31638 | 1.9175 | 9.8102 | 10.061 | 8.5277 | 7.2269 | 1.8432 | -0.64833 | -1.3149 | -1.7647 | -2.067 | -2.2923 | 69.7435 | 68.6278 | 67.8003 | 66.8872 | 65.8108 | 64.7786 | 64.2621 | 65.4967 | 69.0302 | 73.6747 | 78.5135 | 82.8144 | 85.6246 | 87.5198 | 88.6856 | 88.8759 | 89.0441 | 87.9623 | 86.933 | 84.5212 | 80.8202 | 77.0516 | 74.7856 | 73.0864 | 3.0178 | 2.68 | 2.951 | 3.4938 | 4.5102 | 3.534 | 3.3491 | 3.5664 | 3.9006 | 3.7869 | 3.7561 | 4.2111 | 4.3403 | 4.7423 | 5.19 | 5.1351 | 5.0065 | 4.2364 | 3.5336 | 3.5191 | 3.2321 | 3.2159 | 3.3596 | 3.2983
Program Specific1-in-10Size: Over 200kWOther2018July Monthly Peak | Program Specific | 1-in-10 | Size: Over 200kW | Other | 2018 | July Monthly Peak | 7 | 142.7786 | 139.4129 | 136.6917 | 135.4962 | 144.0849 | 164.8779 | 190.574 | 210.4468 | 222.3118 | 230.4679 | 239.41 | 240.1606 | 234.9678 | 237.0303 | 230.8504 | 221.032 | 208.9615 | 196.0579 | 187.0345 | 182.0238 | 181.1442 | 173.2155 | 161.6204 | 154.0725 | -0.76702 | -0.75646 | -0.52407 | -0.57166 | -0.66319 | -1.0163 | -0.86861 | -1.662 | -1.1593 | -0.96768 | -1.7384 | -0.98393 | -0.58079 | 2.1581 | 9.9887 | 10.5017 | 9.2659 | 7.9675 | 2.8128 | 0.21532 | -0.50694 | -1.2031 | -1.8905 | -2.1905 | 75.1081 | 73.6704 | 72.4857 | 71.3948 | 70.6575 | 70.0245 | 69.7272 | 70.1872 | 72.8308 | 77.2529 | 81.858 | 85.4504 | 87.2165 | 88.0065 | 89.1882 | 89.9104 | 89.6091 | 88.9302 | 87.5956 | 85.34 | 81.9122 | 78.7203 | 76.6742 | 75.3381 | 3.0992 | 2.7622 | 3.0591 | 3.6163 | 4.6829 | 3.6814 | 3.4938 | 3.6928 | 4.0203 | 3.9096 | 3.8645 | 4.3143 | 4.4373 | 4.862 | 5.3239 | 5.2758 | 5.1546 | 4.3816 | 3.6329 | 3.6372 | 3.3489 | 3.3297 | 3.4712 | 3.3924
Program Specific1-in-10Size: Over 200kWOther2018August Monthly Peak | Program Specific | 1-in-10 | Size: Over 200kW | Other | 2018 | August Monthly Peak | 8 | 146.5909 | 142.8676 | 139.3826 | 139.0625 | 148.1288 | 170.1097 | 198.6726 | 221.0005 | 235.8613 | 245.5478 | 255.7432 | 257.8256 | 253.3203 | 255.7978 | 248.5826 | 235.6809 | 219.7197 | 203.6082 | 193.653 | 188.8091 | 185.8658 | 177.31 | 165.9217 | 158.5884 | -0.77555 | -0.61579 | -0.4437 | -0.63717 | -0.76907 | -0.78864 | -0.87975 | -1.8868 | -1.303 | -1.1535 | -2.1546 | -1.266 | -0.76901 | 2.442 | 10.7516 | 11.3249 | 10.035 | 8.5621 | 3.4043 | 0.69 | -0.076632 | -0.91165 | -1.8197 | -2.175 | 74.6993 | 73.8648 | 73.0073 | 72.2747 | 71.5936 | 71.1846 | 70.8677 | 71.086 | 73.6384 | 78.4862 | 82.8865 | 87.0035 | 89.9545 | 91.8978 | 93.0144 | 94.0565 | 94.3686 | 93.5684 | 92.7071 | 90.1118 | 86.0869 | 83.0266 | 80.9507 | 78.8564 | 3.2304 | 2.8737 | 3.1668 | 3.768 | 4.8876 | 3.856 | 3.6977 | 3.937 | 4.3303 | 4.2288 | 4.191 | 4.7022 | 4.8567 | 5.3268 | 5.8201 | 5.7111 | 5.5025 | 4.6196 | 3.8187 | 3.8302 | 3.4885 | 3.4603 | 3.6178 | 3.5449
Program Specific1-in-10Size: Over 200kWOther2018September Monthly Peak | Program Specific | 1-in-10 | Size: Over 200kW | Other | 2018 | September Monthly Peak | 9 | 145.5904 | 142.7474 | 139.6212 | 139.5216 | 149.5586 | 171.5703 | 202.4812 | 226.385 | 246.4957 | 259.3136 | 270.3144 | 272.2904 | 266.3441 | 268.9103 | 261.1487 | 245.7021 | 227.1726 | 209.1549 | 198.3864 | 194.7778 | 188.1102 | 179.6401 | 166.1911 | 158.5847 | -0.76147 | -0.49731 | -0.37717 | -0.67677 | -0.84175 | -0.60127 | -0.87716 | -2.04 | -1.4183 | -1.314 | -2.5103 | -1.501 | -0.91979 | 2.6553 | 11.2916 | 11.9046 | 10.5991 | 9.0142 | 3.8607 | 1.0683 | 0.2549 | -0.68361 | -1.7328 | -2.1159 | 76.9624 | 75.8514 | 74.7984 | 74.1532 | 73.4154 | 72.9323 | 72.6523 | 72.6412 | 74.5556 | 78.9248 | 83.6001 | 87.9513 | 91.2703 | 93.5985 | 94.3613 | 94.3575 | 93.5634 | 91.995 | 90.2741 | 87.29 | 83.4499 | 80.4761 | 78.2129 | 76.5193 | 3.2596 | 2.9171 | 3.2228 | 3.8408 | 5.0135 | 3.9511 | 3.8287 | 4.0972 | 4.5977 | 4.5371 | 4.5004 | 5.0452 | 5.1878 | 5.6892 | 6.2119 | 6.0489 | 5.7799 | 4.8211 | 3.9745 | 4.0143 | 3.5869 | 3.5617 | 3.6815 | 3.6014
Program Specific1-in-10Size: Over 200kWOther2018October Monthly Peak | Program Specific | 1-in-10 | Size: Over 200kW | Other | 2018 | October Monthly Peak | 10 | 141.5799 | 137.7375 | 134.198 | 133.2962 | 141.6312 | 162.7911 | 193.0775 | 212.6965 | 227.9063 | 239.3623 | 250.4003 | 255.06 | 253.601 | 256.3974 | 250.0421 | 235.9717 | 218.2299 | 202.0847 | 194.5809 | 187.6367 | 180.6116 | 171.8992 | 159.9745 | 152.4707 | -0.77549 | -0.94605 | -0.62738 | -0.49984 | -0.54402 | -1.3249 | -0.9124 | -1.5038 | -1.0972 | -0.85061 | -1.4415 | -0.77685 | -0.44196 | 2.1879 | 10.8248 | 11.0469 | 9.3017 | 7.8433 | 2.2873 | -0.37755 | -1.0626 | -1.5948 | -2.0222 | -2.2667 | 72.2214 | 71.0551 | 70.3259 | 69.3262 | 68.3269 | 67.4486 | 67.183 | 66.7783 | 67.4026 | 71.2519 | 76.4638 | 82.074 | 86.6388 | 89.3541 | 90.2257 | 90.546 | 90.0705 | 88.7099 | 85.5822 | 81.0303 | 77.2766 | 74.8768 | 73.18 | 71.6094 | 3.049 | 2.7075 | 2.9797 | 3.5296 | 4.567 | 3.6062 | 3.5118 | 3.7029 | 4.089 | 4.0285 | 4.0101 | 4.5459 | 4.7515 | 5.2178 | 5.7211 | 5.5881 | 5.3409 | 4.4807 | 3.7498 | 3.7199 | 3.3128 | 3.2784 | 3.4088 | 3.3307
Program Specific1-in-10Size: Over 200kWOther2018November Monthly Peak | Program Specific | 1-in-10 | Size: Over 200kW | Other | 2018 | November Monthly Peak | 11 | 134.219 | 130.9148 | 127.1291 | 126.1925 | 134.5655 | 155.7904 | 182.3252 | 200.8457 | 213.7354 | 222.1146 | 231.3507 | 234.8502 | 233.5656 | 236.1748 | 229.2996 | 216.4049 | 203.7446 | 194.3828 | 183.9091 | 175.655 | 168.8331 | 160.7162 | 150.8607 | 144.6757 | -0.75292 | -1.1362 | -0.72853 | -0.39891 | -0.38827 | -1.6541 | -0.89996 | -1.2115 | -0.92154 | -0.60952 | -0.89515 | -0.40548 | -0.19337 | 1.8459 | 9.9334 | 9.9415 | 8.2448 | 7.0988 | 1.404 | -1.0577 | -1.6469 | -1.9614 | -2.0857 | -2.2688 | 68.9321 | 67.6238 | 66.9139 | 65.7319 | 65.0891 | 64.3072 | 63.6657 | 63.7386 | 65.9412 | 70.7958 | 76.7148 | 81.3378 | 84.4011 | 85.8745 | 86.7901 | 86.5511 | 84.7413 | 81.9134 | 78.8573 | 75.5931 | 73.2156 | 71.5236 | 69.8075 | 68.5946 | 2.9177 | 2.5976 | 2.8492 | 3.3729 | 4.3799 | 3.4835 | 3.3474 | 3.5294 | 3.8708 | 3.7733 | 3.7398 | 4.225 | 4.4172 | 4.8514 | 5.2958 | 5.1728 | 5.0332 | 4.3504 | 3.5774 | 3.515 | 3.1258 | 3.0939 | 3.2448 | 3.1901
Program Specific1-in-10Size: Over 200kWOther2018December Monthly Peak | Program Specific | 1-in-10 | Size: Over 200kW | Other | 2018 | December Monthly Peak | 12 | 124.8181 | 121.0703 | 117.748 | 116.9808 | 125.1331 | 146.0488 | 173.5292 | 189.4729 | 198.2893 | 199.547 | 200.7501 | 197.5894 | 191.6303 | 191.2295 | 183.7489 | 175.425 | 169.7797 | 166.6175 | 163.1509 | 157.3943 | 152.3338 | 147.0893 | 137.8928 | 131.4749 | -0.72805 | -1.4207 | -0.88458 | -0.25353 | -0.15915 | -2.1618 | -0.91819 | -0.8108 | -0.68672 | -0.27489 | -0.13701 | 0.098883 | 0.13731 | 1.2631 | 7.969 | 7.7997 | 6.2522 | 5.44 | 0.11049 | -2.0131 | -2.4815 | -2.5218 | -2.1821 | -2.2427 | 45.8173 | 45.143 | 44.7731 | 44.5367 | 44.3799 | 44.0969 | 44.5106 | 44.6156 | 45.1071 | 46.8101 | 48.8146 | 50.7358 | 52.1539 | 52.5269 | 52.5344 | 52.4715 | 52.0224 | 50.8772 | 49.5848 | 48.4071 | 47.1914 | 46.5176 | 46.2466 | 45.6658 | 2.8812 | 2.5509 | 2.8023 | 3.3202 | 4.3249 | 3.4678 | 3.3831 | 3.5356 | 3.8133 | 3.5997 | 3.4459 | 3.7747 | 3.8483 | 4.1712 | 4.5064 | 4.4527 | 4.4536 | 3.9598 | 3.37 | 3.3445 | 2.9949 | 3.0068 | 3.1494 | 3.0784
Program Specific1-in-10Size: Over 200kWOther2018Typical Event Day | Program Specific | 1-in-10 | Size: Over 200kW | Other | 2018 | Typical Event Day | 8 | 145.7555 | 142.0587 | 138.4038 | 138.0466 | 147.0146 | 168.8267 | 197.1945 | 218.8481 | 232.7793 | 241.6382 | 251.3898 | 253.4296 | 249.0475 | 251.6281 | 244.7062 | 232.1125 | 216.4735 | 200.8427 | 191.3629 | 186.681 | 183.9268 | 175.5035 | 164.3499 | 157.1223 | -0.78068 | -0.73981 | -0.51302 | -0.59221 | -0.69361 | -0.99017 | -0.89379 | -1.7557 | -1.228 | -1.0382 | -1.8826 | -1.0786 | -0.64306 | 2.3127 | 10.5874 | 11.0527 | 9.6553 | 8.2175 | 2.973 | 0.31108 | -0.42888 | -1.157 | -1.899 | -2.2184 | 74.1283 | 73.0036 | 72.0229 | 71.1775 | 70.3693 | 69.73 | 69.3773 | 69.8528 | 72.5138 | 77.0847 | 81.7145 | 85.8049 | 88.5165 | 90.2557 | 91.3124 | 91.8001 | 91.6463 | 90.614 | 89.3774 | 86.8157 | 83.0673 | 79.8187 | 77.6559 | 75.95 | 3.1713 | 2.8213 | 3.1047 | 3.6931 | 4.7894 | 3.7784 | 3.6237 | 3.8493 | 4.2195 | 4.1088 | 4.0674 | 4.5635 | 4.7143 | 5.1736 | 5.6568 | 5.5533 | 5.3525 | 4.4991 | 3.7258 | 3.7391 | 3.4084 | 3.3816 | 3.5382 | 3.4677
Program Specific1-in-10Size: Over 200kWOther2019January Monthly Peak | Program Specific | 1-in-10 | Size: Over 200kW | Other | 2019 | January Monthly Peak | 1 | 124.0506 | 120.573 | 117.2342 | 117.7733 | 126.6044 | 148.3505 | 177.8108 | 194.9828 | 203.8488 | 203.4822 | 204.286 | 200.3302 | 192.8734 | 192.5922 | 184.6201 | 176.0061 | 168.5954 | 166.4853 | 163.7274 | 157.3205 | 151.8793 | 146.3883 | 137.642 | 131.7168 | -0.72357 | -1.4148 | -0.88072 | -0.25525 | -0.16102 | -2.1958 | -0.94085 | -0.83438 | -0.70597 | -0.28031 | -0.13943 | 0.10025 | 0.1382 | 1.2721 | 8.0068 | 7.8255 | 6.2085 | 5.4357 | 0.11088 | -2.0122 | -2.4741 | -2.5098 | -2.1782 | -2.2468 | 44.995 | 44.2335 | 43.5126 | 43.0005 | 42.6075 | 42.3247 | 42.1643 | 41.8712 | 42.4274 | 44.7288 | 47.4058 | 49.7792 | 51.7142 | 52.3213 | 52.5409 | 52.4412 | 51.5435 | 50.2477 | 48.4205 | 46.7966 | 45.5047 | 44.7125 | 44.059 | 43.3612 | 2.8635 | 2.5404 | 2.79 | 3.3427 | 4.3757 | 3.5224 | 3.4665 | 3.6384 | 3.9202 | 3.6707 | 3.5066 | 3.827 | 3.8733 | 4.201 | 4.5277 | 4.4675 | 4.4226 | 3.9566 | 3.3819 | 3.3429 | 2.9859 | 2.9924 | 3.1437 | 3.0841
Program Specific1-in-10Size: Over 200kWOther2019February Monthly Peak | Program Specific | 1-in-10 | Size: Over 200kW | Other | 2019 | February Monthly Peak | 2 | 126.0506 | 122.6859 | 118.9915 | 119.2704 | 126.9806 | 147.6426 | 176.1947 | 191.557 | 200.2726 | 201.7929 | 205.6917 | 205.5983 | 201.5911 | 204.1661 | 198.4622 | 187.6014 | 177.4177 | 171.8725 | 168.8683 | 161.8436 | 156.1695 | 149.7821 | 140.2626 | 133.8324 | -0.73524 | -1.4396 | -0.89392 | -0.25849 | -0.1615 | -2.1853 | -0.9323 | -0.81972 | -0.69359 | -0.27799 | -0.14039 | 0.10289 | 0.14445 | 1.3485 | 8.6071 | 8.3411 | 6.5334 | 5.6116 | 0.11436 | -2.07 | -2.544 | -2.568 | -2.2196 | -2.2829 | 52.1342 | 51.383 | 50.6227 | 50.1277 | 49.9752 | 49.2561 | 48.2087 | 48.6509 | 49.9937 | 52.0803 | 54.316 | 55.8483 | 57.6381 | 59.1637 | 60.1083 | 60.3437 | 59.5355 | 58.7266 | 56.9099 | 55.0277 | 53.5354 | 52.3124 | 51.7092 | 50.8362 | 2.9096 | 2.5849 | 2.8318 | 3.3851 | 4.3887 | 3.5056 | 3.435 | 3.5745 | 3.8514 | 3.6402 | 3.5308 | 3.9277 | 4.0484 | 4.4534 | 4.8672 | 4.7618 | 4.654 | 4.0846 | 3.4881 | 3.439 | 3.0703 | 3.0618 | 3.2035 | 3.1336
Program Specific1-in-10Size: Over 200kWOther2019March Monthly Peak | Program Specific | 1-in-10 | Size: Over 200kW | Other | 2019 | March Monthly Peak | 3 | 130.5158 | 127.0279 | 123.2178 | 122.3986 | 129.2918 | 148.8351 | 177.9277 | 194.0049 | 201.926 | 205.5957 | 212.7565 | 215.4057 | 214.1221 | 217.429 | 212.5463 | 201.7437 | 189.5491 | 179.3249 | 174.4302 | 171.0918 | 165.411 | 157.4299 | 147.3822 | 140.4068 | -0.76128 | -1.4906 | -0.92567 | -0.26527 | -0.16444 | -2.203 | -0.94147 | -0.8302 | -0.69931 | -0.28323 | -0.14521 | 0.1078 | 0.15342 | 1.4361 | 9.218 | 8.9699 | 6.9802 | 5.8549 | 0.11813 | -2.1883 | -2.6945 | -2.6991 | -2.3323 | -2.395 | 59.5886 | 58.2272 | 57.6691 | 57.0244 | 56.0957 | 55.2337 | 54.507 | 54.2213 | 55.4975 | 59.4103 | 64.2869 | 68.8273 | 72.3159 | 74.1592 | 75.2161 | 75.8716 | 75.7264 | 74.2574 | 72.2489 | 69.5896 | 66.2799 | 63.8104 | 61.6515 | 59.9631 | 3.0127 | 2.6764 | 2.9324 | 3.4739 | 4.4686 | 3.5339 | 3.4688 | 3.6202 | 3.8832 | 3.7088 | 3.652 | 4.115 | 4.3 | 4.7427 | 5.2126 | 5.1208 | 4.9722 | 4.2618 | 3.6029 | 3.6356 | 3.252 | 3.2182 | 3.3661 | 3.2875
Program Specific1-in-10Size: Over 200kWOther2019April Monthly Peak | Program Specific | 1-in-10 | Size: Over 200kW | Other | 2019 | April Monthly Peak | 4 | 135.255 | 131.543 | 127.7472 | 126.9422 | 134.5422 | 154.7847 | 181.194 | 200.5151 | 213.4797 | 221.6611 | 231.8093 | 234.9949 | 234.7979 | 237.9066 | 232.3605 | 220.0274 | 205.6498 | 191.2776 | 181.1143 | 178.3151 | 174.2215 | 165.5791 | 154.7818 | 147.7176 | -0.7531 | -1.0666 | -0.68961 | -0.42481 | -0.42869 | -1.5226 | -0.88237 | -1.275 | -0.95422 | -0.66477 | -1.0347 | -0.50333 | -0.26202 | 1.9132 | 10.0639 | 10.1686 | 8.4616 | 7.1234 | 1.6176 | -0.84865 | -1.4871 | -1.8682 | -2.0822 | -2.2786 | 69.4145 | 68.2991 | 66.8827 | 66.0582 | 65.1604 | 64.1178 | 63.4733 | 63.5078 | 66.6179 | 72.0741 | 77.3108 | 82.2921 | 85.5069 | 87.5139 | 88.5178 | 88.8738 | 88.4979 | 87.3991 | 85.349 | 81.6086 | 77.1285 | 73.5847 | 71.1318 | 69.2612 | 2.9248 | 2.5964 | 2.8481 | 3.3752 | 4.3563 | 3.443 | 3.3093 | 3.5052 | 3.846 | 3.746 | 3.7277 | 4.2056 | 4.4173 | 4.8615 | 5.3385 | 5.232 | 5.0537 | 4.2586 | 3.5046 | 3.5496 | 3.2087 | 3.1709 | 3.3118 | 3.2402
Program Specific1-in-10Size: Over 200kWOther2019May Monthly Peak | Program Specific | 1-in-10 | Size: Over 200kW | Other | 2019 | May Monthly Peak | 5 | 135.9592 | 132.5307 | 129.3917 | 128.7043 | 136.9558 | 157.7347 | 183.6358 | 206.8274 | 222.0985 | 232.8587 | 243.5985 | 246.6208 | 245.1454 | 247.4565 | 241.1702 | 227.5165 | 212.2582 | 195.9739 | 184.3243 | 179.113 | 176.1563 | 167.7813 | 157.2501 | 150.1524 | -0.73872 | -0.83042 | -0.55945 | -0.50784 | -0.56964 | -1.1536 | -0.85492 | -1.5338 | -1.1064 | -0.89025 | -1.5555 | -0.85945 | -0.50189 | 2.1706 | 10.4384 | 10.7174 | 9.1996 | 7.7557 | 2.4196 | -0.12133 | -0.80939 | -1.3932 | -1.9258 | -2.1915 | 72.935 | 71.2912 | 70.0046 | 69.0612 | 68.1979 | 67.2663 | 67.0037 | 67.3963 | 70.7558 | 76.0575 | 80.9328 | 84.3473 | 87.2869 | 89.2499 | 90.3494 | 90.6504 | 89.7335 | 88.1949 | 86.8 | 84.2016 | 80.3099 | 76.5589 | 74.1936 | 71.932 | 2.9328 | 2.6095 | 2.8777 | 3.4137 | 4.4235 | 3.5 | 3.3456 | 3.6067 | 3.9914 | 3.9255 | 3.9076 | 4.4028 | 4.6006 | 5.0442 | 5.5273 | 5.3967 | 5.2033 | 4.3524 | 3.558 | 3.5568 | 3.2364 | 3.2051 | 3.3563 | 3.2855
Program Specific1-in-10Size: Over 200kWOther2019June Monthly Peak | Program Specific | 1-in-10 | Size: Over 200kW | Other | 2019 | June Monthly Peak | 6 | 139.955 | 136.1646 | 132.7423 | 131.7765 | 139.6964 | 159.3341 | 183.9015 | 204.5987 | 217.1322 | 224.7263 | 234.2487 | 235.9795 | 231.3648 | 232.7401 | 226.543 | 216.573 | 204.3127 | 190.8272 | 183.1354 | 177.2894 | 175.9897 | 168.4144 | 157.4659 | 150.8015 | -0.77418 | -1.0364 | -0.67806 | -0.46232 | -0.48182 | -1.4588 | -0.88492 | -1.3594 | -1.0005 | -0.72398 | -1.1672 | -0.59103 | -0.31638 | 1.9175 | 9.8102 | 10.061 | 8.5277 | 7.2269 | 1.8432 | -0.64833 | -1.3149 | -1.7647 | -2.067 | -2.2923 | 69.7435 | 68.6278 | 67.8003 | 66.8872 | 65.8108 | 64.7786 | 64.2621 | 65.4967 | 69.0302 | 73.6747 | 78.5135 | 82.8144 | 85.6246 | 87.5198 | 88.6856 | 88.8759 | 89.0441 | 87.9623 | 86.933 | 84.5212 | 80.8202 | 77.0516 | 74.7856 | 73.0864 | 3.0178 | 2.68 | 2.951 | 3.4938 | 4.5102 | 3.534 | 3.3491 | 3.5664 | 3.9006 | 3.7869 | 3.7561 | 4.2111 | 4.3403 | 4.7423 | 5.19 | 5.1351 | 5.0065 | 4.2364 | 3.5336 | 3.5191 | 3.2321 | 3.2159 | 3.3596 | 3.2983
Program Specific1-in-10Size: Over 200kWOther2019July Monthly Peak | Program Specific | 1-in-10 | Size: Over 200kW | Other | 2019 | July Monthly Peak | 7 | 142.7786 | 139.4129 | 136.6917 | 135.4962 | 144.0849 | 164.8779 | 190.574 | 210.4468 | 222.3118 | 230.4679 | 239.41 | 240.1606 | 234.9678 | 237.0303 | 230.8504 | 221.032 | 208.9615 | 196.0579 | 187.0345 | 182.0238 | 181.1442 | 173.2155 | 161.6204 | 154.0725 | -0.76702 | -0.75646 | -0.52407 | -0.57166 | -0.66319 | -1.0163 | -0.86861 | -1.662 | -1.1593 | -0.96768 | -1.7384 | -0.98393 | -0.58079 | 2.1581 | 9.9887 | 10.5017 | 9.2659 | 7.9675 | 2.8128 | 0.21532 | -0.50694 | -1.2031 | -1.8905 | -2.1905 | 75.1081 | 73.6704 | 72.4857 | 71.3948 | 70.6575 | 70.0245 | 69.7272 | 70.1872 | 72.8308 | 77.2529 | 81.858 | 85.4504 | 87.2164 | 88.0065 | 89.1882 | 89.9104 | 89.6091 | 88.9302 | 87.5956 | 85.34 | 81.9122 | 78.7203 | 76.6742 | 75.3381 | 3.0992 | 2.7622 | 3.0591 | 3.6163 | 4.6829 | 3.6814 | 3.4938 | 3.6928 | 4.0203 | 3.9096 | 3.8645 | 4.3143 | 4.4373 | 4.862 | 5.3239 | 5.2758 | 5.1546 | 4.3816 | 3.6329 | 3.6372 | 3.3489 | 3.3297 | 3.4712 | 3.3924
Program Specific1-in-10Size: Over 200kWOther2019August Monthly Peak | Program Specific | 1-in-10 | Size: Over 200kW | Other | 2019 | August Monthly Peak | 8 | 146.5909 | 142.8676 | 139.3826 | 139.0625 | 148.1288 | 170.1097 | 198.6726 | 221.0005 | 235.8613 | 245.5478 | 255.7432 | 257.8256 | 253.3203 | 255.7978 | 248.5826 | 235.6809 | 219.7197 | 203.6082 | 193.653 | 188.8091 | 185.8658 | 177.31 | 165.9217 | 158.5884 | -0.77555 | -0.61579 | -0.4437 | -0.63717 | -0.76907 | -0.78864 | -0.87975 | -1.8868 | -1.303 | -1.1535 | -2.1546 | -1.266 | -0.76901 | 2.442 | 10.7516 | 11.3249 | 10.035 | 8.5621 | 3.4043 | 0.69 | -0.076632 | -0.91165 | -1.8197 | -2.175 | 74.6993 | 73.8648 | 73.0073 | 72.2747 | 71.5936 | 71.1846 | 70.8677 | 71.086 | 73.6384 | 78.4862 | 82.8865 | 87.0035 | 89.9544 | 91.8978 | 93.0144 | 94.0565 | 94.3686 | 93.5684 | 92.7071 | 90.1118 | 86.0869 | 83.0266 | 80.9507 | 78.8564 | 3.2304 | 2.8737 | 3.1668 | 3.768 | 4.8876 | 3.856 | 3.6977 | 3.937 | 4.3303 | 4.2288 | 4.191 | 4.7022 | 4.8567 | 5.3268 | 5.8201 | 5.7111 | 5.5025 | 4.6196 | 3.8187 | 3.8302 | 3.4885 | 3.4603 | 3.6178 | 3.5449
Program Specific1-in-10Size: Over 200kWOther2019September Monthly Peak | Program Specific | 1-in-10 | Size: Over 200kW | Other | 2019 | September Monthly Peak | 9 | 145.5904 | 142.7474 | 139.6212 | 139.5216 | 149.5586 | 171.5703 | 202.4811 | 226.385 | 246.4957 | 259.3136 | 270.3144 | 272.2904 | 266.3441 | 268.9103 | 261.1486 | 245.7021 | 227.1726 | 209.1549 | 198.3864 | 194.7778 | 188.1102 | 179.6401 | 166.1911 | 158.5847 | -0.76147 | -0.49731 | -0.37717 | -0.67677 | -0.84175 | -0.60127 | -0.87716 | -2.04 | -1.4183 | -1.314 | -2.5103 | -1.501 | -0.91979 | 2.6553 | 11.2916 | 11.9046 | 10.5991 | 9.0142 | 3.8607 | 1.0683 | 0.2549 | -0.68361 | -1.7328 | -2.1159 | 76.9624 | 75.8514 | 74.7984 | 74.1532 | 73.4154 | 72.9323 | 72.6523 | 72.6412 | 74.5556 | 78.9248 | 83.6001 | 87.9513 | 91.2703 | 93.5985 | 94.3613 | 94.3576 | 93.5634 | 91.995 | 90.2741 | 87.29 | 83.4499 | 80.4761 | 78.2129 | 76.5193 | 3.2596 | 2.9171 | 3.2228 | 3.8408 | 5.0135 | 3.9511 | 3.8287 | 4.0972 | 4.5977 | 4.5371 | 4.5004 | 5.0452 | 5.1878 | 5.6892 | 6.2119 | 6.0489 | 5.7799 | 4.8211 | 3.9745 | 4.0143 | 3.5869 | 3.5617 | 3.6815 | 3.6014
Program Specific1-in-10Size: Over 200kWOther2019October Monthly Peak | Program Specific | 1-in-10 | Size: Over 200kW | Other | 2019 | October Monthly Peak | 10 | 141.5799 | 137.7375 | 134.198 | 133.2962 | 141.6312 | 162.7911 | 193.0775 | 212.6965 | 227.9063 | 239.3623 | 250.4003 | 255.06 | 253.601 | 256.3974 | 250.0421 | 235.9717 | 218.2299 | 202.0847 | 194.5809 | 187.6367 | 180.6116 | 171.8992 | 159.9745 | 152.4707 | -0.77549 | -0.94605 | -0.62738 | -0.49984 | -0.54402 | -1.3249 | -0.9124 | -1.5038 | -1.0972 | -0.85061 | -1.4415 | -0.77685 | -0.44196 | 2.1879 | 10.8248 | 11.0469 | 9.3017 | 7.8433 | 2.2873 | -0.37755 | -1.0626 | -1.5948 | -2.0222 | -2.2667 | 72.2214 | 71.0551 | 70.3259 | 69.3262 | 68.3269 | 67.4486 | 67.183 | 66.7784 | 67.4026 | 71.252 | 76.4638 | 82.074 | 86.6388 | 89.3541 | 90.2257 | 90.546 | 90.0705 | 88.7099 | 85.5822 | 81.0303 | 77.2766 | 74.8768 | 73.18 | 71.6094 | 3.049 | 2.7075 | 2.9797 | 3.5296 | 4.567 | 3.6062 | 3.5118 | 3.7029 | 4.089 | 4.0285 | 4.0101 | 4.5459 | 4.7515 | 5.2178 | 5.7211 | 5.5881 | 5.3409 | 4.4807 | 3.7498 | 3.7199 | 3.3128 | 3.2784 | 3.4088 | 3.3307
Program Specific1-in-10Size: Over 200kWOther2019November Monthly Peak | Program Specific | 1-in-10 | Size: Over 200kW | Other | 2019 | November Monthly Peak | 11 | 134.219 | 130.9148 | 127.1291 | 126.1926 | 134.5655 | 155.7904 | 182.3251 | 200.8457 | 213.7354 | 222.1146 | 231.3507 | 234.8502 | 233.5656 | 236.1748 | 229.2996 | 216.4049 | 203.7446 | 194.3828 | 183.9091 | 175.655 | 168.8331 | 160.7162 | 150.8607 | 144.6757 | -0.75292 | -1.1362 | -0.72853 | -0.39891 | -0.38827 | -1.6541 | -0.89996 | -1.2115 | -0.92154 | -0.60952 | -0.89515 | -0.40548 | -0.19337 | 1.8459 | 9.9334 | 9.9415 | 8.2448 | 7.0988 | 1.404 | -1.0577 | -1.6469 | -1.9614 | -2.0857 | -2.2688 | 68.9321 | 67.6238 | 66.9139 | 65.7319 | 65.0891 | 64.3072 | 63.6657 | 63.7386 | 65.9412 | 70.7958 | 76.7148 | 81.3378 | 84.4011 | 85.8745 | 86.7901 | 86.5511 | 84.7413 | 81.9134 | 78.8573 | 75.5931 | 73.2156 | 71.5236 | 69.8075 | 68.5946 | 2.9177 | 2.5976 | 2.8492 | 3.3729 | 4.3799 | 3.4835 | 3.3474 | 3.5294 | 3.8708 | 3.7733 | 3.7398 | 4.225 | 4.4172 | 4.8514 | 5.2958 | 5.1728 | 5.0332 | 4.3504 | 3.5774 | 3.515 | 3.1258 | 3.0939 | 3.2448 | 3.1901
Program Specific1-in-10Size: Over 200kWOther2019December Monthly Peak | Program Specific | 1-in-10 | Size: Over 200kW | Other | 2019 | December Monthly Peak | 12 | 124.8181 | 121.0703 | 117.748 | 116.9808 | 125.1331 | 146.0488 | 173.5292 | 189.4729 | 198.2893 | 199.547 | 200.7501 | 197.5894 | 191.6303 | 191.2295 | 183.7489 | 175.425 | 169.7797 | 166.6175 | 163.1509 | 157.3943 | 152.3338 | 147.0893 | 137.8928 | 131.4749 | -0.72805 | -1.4207 | -0.88458 | -0.25353 | -0.15915 | -2.1618 | -0.91819 | -0.8108 | -0.68672 | -0.27489 | -0.13701 | 0.098883 | 0.13731 | 1.2631 | 7.969 | 7.7997 | 6.2522 | 5.44 | 0.11049 | -2.0131 | -2.4815 | -2.5218 | -2.1821 | -2.2427 | 45.8173 | 45.143 | 44.7731 | 44.5366 | 44.3799 | 44.0969 | 44.5106 | 44.6156 | 45.1071 | 46.8101 | 48.8146 | 50.7358 | 52.1539 | 52.5269 | 52.5344 | 52.4715 | 52.0224 | 50.8772 | 49.5848 | 48.4071 | 47.1914 | 46.5176 | 46.2466 | 45.6658 | 2.8812 | 2.5509 | 2.8023 | 3.3202 | 4.3249 | 3.4678 | 3.3831 | 3.5356 | 3.8133 | 3.5997 | 3.4459 | 3.7747 | 3.8483 | 4.1712 | 4.5064 | 4.4527 | 4.4536 | 3.9598 | 3.37 | 3.3445 | 2.9949 | 3.0068 | 3.1494 | 3.0784
Program Specific1-in-10Size: Over 200kWOther2019Typical Event Day | Program Specific | 1-in-10 | Size: Over 200kW | Other | 2019 | Typical Event Day | 8 | 145.7555 | 142.0587 | 138.4038 | 138.0466 | 147.0146 | 168.8267 | 197.1945 | 218.848 | 232.7793 | 241.6382 | 251.3898 | 253.4296 | 249.0475 | 251.6281 | 244.7062 | 232.1125 | 216.4735 | 200.8428 | 191.3629 | 186.681 | 183.9268 | 175.5035 | 164.3499 | 157.1223 | -0.78068 | -0.73981 | -0.51302 | -0.59221 | -0.69361 | -0.99017 | -0.89379 | -1.7557 | -1.228 | -1.0382 | -1.8826 | -1.0786 | -0.64306 | 2.3127 | 10.5874 | 11.0527 | 9.6553 | 8.2175 | 2.973 | 0.31108 | -0.42888 | -1.157 | -1.899 | -2.2184 | 74.1283 | 73.0036 | 72.0229 | 71.1775 | 70.3693 | 69.73 | 69.3773 | 69.8528 | 72.5138 | 77.0847 | 81.7145 | 85.8049 | 88.5165 | 90.2557 | 91.3124 | 91.8001 | 91.6463 | 90.614 | 89.3774 | 86.8157 | 83.0673 | 79.8187 | 77.6559 | 75.95 | 3.1713 | 2.8213 | 3.1047 | 3.6931 | 4.7894 | 3.7784 | 3.6237 | 3.8493 | 4.2195 | 4.1088 | 4.0674 | 4.5635 | 4.7143 | 5.1736 | 5.6568 | 5.5533 | 5.3525 | 4.4991 | 3.7258 | 3.7391 | 3.4084 | 3.3816 | 3.5382 | 3.4677
Program Specific1-in-10Size: Over 200kWOther2020January Monthly Peak | Program Specific | 1-in-10 | Size: Over 200kW | Other | 2020 | January Monthly Peak | 1 | 124.0506 | 120.573 | 117.2342 | 117.7733 | 126.6044 | 148.3505 | 177.8108 | 194.9829 | 203.8489 | 203.4822 | 204.2861 | 200.3302 | 192.8734 | 192.5922 | 184.6201 | 176.0061 | 168.5954 | 166.4853 | 163.7274 | 157.3205 | 151.8793 | 146.3883 | 137.642 | 131.7168 | -0.72357 | -1.4148 | -0.88072 | -0.25525 | -0.16102 | -2.1958 | -0.94085 | -0.83438 | -0.70597 | -0.28031 | -0.13943 | 0.10025 | 0.1382 | 1.2721 | 8.0068 | 7.8255 | 6.2085 | 5.4357 | 0.11088 | -2.0122 | -2.4741 | -2.5098 | -2.1782 | -2.2468 | 44.995 | 44.2335 | 43.5126 | 43.0005 | 42.6075 | 42.3247 | 42.1643 | 41.8712 | 42.4274 | 44.7288 | 47.4058 | 49.7792 | 51.7142 | 52.3213 | 52.5409 | 52.4412 | 51.5435 | 50.2477 | 48.4205 | 46.7966 | 45.5047 | 44.7125 | 44.059 | 43.3612 | 2.8635 | 2.5404 | 2.79 | 3.3427 | 4.3757 | 3.5224 | 3.4665 | 3.6384 | 3.9202 | 3.6707 | 3.5066 | 3.827 | 3.8733 | 4.201 | 4.5277 | 4.4675 | 4.4226 | 3.9566 | 3.3819 | 3.3429 | 2.9859 | 2.9924 | 3.1437 | 3.0841
Program Specific1-in-10Size: Over 200kWOther2020February Monthly Peak | Program Specific | 1-in-10 | Size: Over 200kW | Other | 2020 | February Monthly Peak | 2 | 126.0506 | 122.6859 | 118.9915 | 119.2704 | 126.9806 | 147.6426 | 176.1947 | 191.5569 | 200.2726 | 201.7929 | 205.6917 | 205.5983 | 201.5911 | 204.1661 | 198.4622 | 187.6014 | 177.4177 | 171.8725 | 168.8683 | 161.8436 | 156.1695 | 149.7821 | 140.2626 | 133.8324 | -0.73524 | -1.4396 | -0.89392 | -0.25849 | -0.1615 | -2.1853 | -0.9323 | -0.81972 | -0.69359 | -0.27799 | -0.14039 | 0.10289 | 0.14445 | 1.3485 | 8.6071 | 8.3411 | 6.5334 | 5.6116 | 0.11436 | -2.07 | -2.544 | -2.568 | -2.2196 | -2.2829 | 52.1342 | 51.383 | 50.6227 | 50.1277 | 49.9752 | 49.2561 | 48.2087 | 48.6509 | 49.9937 | 52.0803 | 54.316 | 55.8483 | 57.6381 | 59.1637 | 60.1083 | 60.3437 | 59.5355 | 58.7266 | 56.9099 | 55.0277 | 53.5354 | 52.3124 | 51.7092 | 50.8362 | 2.9096 | 2.5849 | 2.8318 | 3.3851 | 4.3887 | 3.5056 | 3.435 | 3.5745 | 3.8514 | 3.6402 | 3.5308 | 3.9277 | 4.0484 | 4.4534 | 4.8672 | 4.7618 | 4.654 | 4.0846 | 3.4881 | 3.439 | 3.0703 | 3.0618 | 3.2035 | 3.1336
Program Specific1-in-10Size: Over 200kWOther2020March Monthly Peak | Program Specific | 1-in-10 | Size: Over 200kW | Other | 2020 | March Monthly Peak | 3 | 130.5158 | 127.0279 | 123.2178 | 122.3986 | 129.2918 | 148.8351 | 177.9277 | 194.0049 | 201.926 | 205.5957 | 212.7565 | 215.4057 | 214.1221 | 217.4291 | 212.5463 | 201.7437 | 189.5491 | 179.3249 | 174.4302 | 171.0918 | 165.4109 | 157.4299 | 147.3822 | 140.4068 | -0.76128 | -1.4906 | -0.92567 | -0.26527 | -0.16444 | -2.203 | -0.94147 | -0.8302 | -0.69931 | -0.28323 | -0.14521 | 0.1078 | 0.15343 | 1.4361 | 9.218 | 8.9699 | 6.9802 | 5.8549 | 0.11813 | -2.1883 | -2.6945 | -2.6991 | -2.3323 | -2.395 | 59.5886 | 58.2272 | 57.6691 | 57.0244 | 56.0957 | 55.2337 | 54.507 | 54.2213 | 55.4975 | 59.4103 | 64.2869 | 68.8273 | 72.3159 | 74.1592 | 75.2161 | 75.8716 | 75.7264 | 74.2574 | 72.2489 | 69.5896 | 66.2799 | 63.8104 | 61.6515 | 59.9631 | 3.0127 | 2.6764 | 2.9324 | 3.4739 | 4.4686 | 3.5339 | 3.4688 | 3.6202 | 3.8832 | 3.7088 | 3.652 | 4.115 | 4.3 | 4.7427 | 5.2126 | 5.1208 | 4.9722 | 4.2618 | 3.6029 | 3.6356 | 3.252 | 3.2182 | 3.3661 | 3.2875
Program Specific1-in-10Size: Over 200kWOther2020April Monthly Peak | Program Specific | 1-in-10 | Size: Over 200kW | Other | 2020 | April Monthly Peak | 4 | 135.255 | 131.543 | 127.7472 | 126.9422 | 134.5422 | 154.7847 | 181.194 | 200.5151 | 213.4797 | 221.6611 | 231.8093 | 234.9949 | 234.7978 | 237.9066 | 232.3605 | 220.0274 | 205.6498 | 191.2776 | 181.1143 | 178.3151 | 174.2215 | 165.5791 | 154.7818 | 147.7176 | -0.7531 | -1.0666 | -0.68961 | -0.42481 | -0.42869 | -1.5226 | -0.88237 | -1.275 | -0.95422 | -0.66477 | -1.0347 | -0.50333 | -0.26202 | 1.9132 | 10.0639 | 10.1686 | 8.4616 | 7.1234 | 1.6176 | -0.84865 | -1.4871 | -1.8682 | -2.0822 | -2.2786 | 69.4145 | 68.2991 | 66.8827 | 66.0582 | 65.1604 | 64.1178 | 63.4733 | 63.5078 | 66.6179 | 72.0741 | 77.3108 | 82.2921 | 85.5069 | 87.5139 | 88.5178 | 88.8738 | 88.4979 | 87.3991 | 85.3489 | 81.6086 | 77.1285 | 73.5847 | 71.1318 | 69.2612 | 2.9248 | 2.5964 | 2.8481 | 3.3752 | 4.3563 | 3.443 | 3.3093 | 3.5052 | 3.846 | 3.746 | 3.7277 | 4.2056 | 4.4173 | 4.8615 | 5.3385 | 5.232 | 5.0537 | 4.2586 | 3.5046 | 3.5496 | 3.2087 | 3.1709 | 3.3118 | 3.2402
Program Specific1-in-10Size: Over 200kWOther2020May Monthly Peak | Program Specific | 1-in-10 | Size: Over 200kW | Other | 2020 | May Monthly Peak | 5 | 135.9592 | 132.5307 | 129.3917 | 128.7043 | 136.9558 | 157.7347 | 183.6358 | 206.8275 | 222.0985 | 232.8587 | 243.5985 | 246.6208 | 245.1454 | 247.4565 | 241.1702 | 227.5165 | 212.2582 | 195.9739 | 184.3243 | 179.113 | 176.1563 | 167.7813 | 157.2501 | 150.1524 | -0.73872 | -0.83042 | -0.55945 | -0.50784 | -0.56964 | -1.1536 | -0.85492 | -1.5338 | -1.1064 | -0.89025 | -1.5555 | -0.85945 | -0.50189 | 2.1706 | 10.4384 | 10.7174 | 9.1996 | 7.7557 | 2.4196 | -0.12133 | -0.80939 | -1.3932 | -1.9258 | -2.1915 | 72.935 | 71.2912 | 70.0046 | 69.0612 | 68.1979 | 67.2663 | 67.0037 | 67.3963 | 70.7558 | 76.0575 | 80.9328 | 84.3473 | 87.2869 | 89.2499 | 90.3494 | 90.6504 | 89.7335 | 88.1949 | 86.8 | 84.2016 | 80.3099 | 76.5589 | 74.1935 | 71.932 | 2.9328 | 2.6095 | 2.8777 | 3.4137 | 4.4235 | 3.5 | 3.3456 | 3.6067 | 3.9914 | 3.9255 | 3.9076 | 4.4028 | 4.6006 | 5.0442 | 5.5273 | 5.3967 | 5.2033 | 4.3524 | 3.558 | 3.5568 | 3.2364 | 3.2051 | 3.3563 | 3.2855
Program Specific1-in-10Size: Over 200kWOther2020June Monthly Peak | Program Specific | 1-in-10 | Size: Over 200kW | Other | 2020 | June Monthly Peak | 6 | 139.955 | 136.1646 | 132.7423 | 131.7765 | 139.6964 | 159.3341 | 183.9015 | 204.5987 | 217.1322 | 224.7263 | 234.2487 | 235.9795 | 231.3648 | 232.7401 | 226.543 | 216.573 | 204.3127 | 190.8272 | 183.1354 | 177.2894 | 175.9897 | 168.4144 | 157.4659 | 150.8015 | -0.77418 | -1.0364 | -0.67806 | -0.46232 | -0.48182 | -1.4588 | -0.88492 | -1.3594 | -1.0005 | -0.72398 | -1.1672 | -0.59103 | -0.31638 | 1.9175 | 9.8102 | 10.061 | 8.5277 | 7.2269 | 1.8432 | -0.64833 | -1.3149 | -1.7647 | -2.067 | -2.2923 | 69.7435 | 68.6278 | 67.8003 | 66.8872 | 65.8108 | 64.7786 | 64.2621 | 65.4967 | 69.0302 | 73.6747 | 78.5135 | 82.8144 | 85.6246 | 87.5198 | 88.6856 | 88.8759 | 89.0441 | 87.9623 | 86.933 | 84.5212 | 80.8202 | 77.0516 | 74.7856 | 73.0864 | 3.0178 | 2.68 | 2.951 | 3.4938 | 4.5102 | 3.534 | 3.3491 | 3.5664 | 3.9006 | 3.7869 | 3.7561 | 4.2111 | 4.3403 | 4.7423 | 5.19 | 5.1351 | 5.0065 | 4.2364 | 3.5336 | 3.5191 | 3.2321 | 3.2159 | 3.3596 | 3.2983
Program Specific1-in-10Size: Over 200kWOther2020July Monthly Peak | Program Specific | 1-in-10 | Size: Over 200kW | Other | 2020 | July Monthly Peak | 7 | 142.7786 | 139.4129 | 136.6917 | 135.4961 | 144.0849 | 164.8779 | 190.574 | 210.4468 | 222.3118 | 230.4679 | 239.41 | 240.1606 | 234.9678 | 237.0303 | 230.8504 | 221.032 | 208.9615 | 196.0579 | 187.0345 | 182.0238 | 181.1442 | 173.2155 | 161.6204 | 154.0725 | -0.76702 | -0.75646 | -0.52407 | -0.57166 | -0.66319 | -1.0163 | -0.86861 | -1.662 | -1.1593 | -0.96768 | -1.7384 | -0.98393 | -0.58079 | 2.1581 | 9.9887 | 10.5017 | 9.2659 | 7.9675 | 2.8128 | 0.21532 | -0.50694 | -1.2031 | -1.8905 | -2.1905 | 75.1081 | 73.6704 | 72.4857 | 71.3948 | 70.6575 | 70.0245 | 69.7272 | 70.1872 | 72.8308 | 77.2529 | 81.858 | 85.4504 | 87.2165 | 88.0065 | 89.1882 | 89.9104 | 89.6091 | 88.9302 | 87.5956 | 85.34 | 81.9122 | 78.7203 | 76.6742 | 75.3381 | 3.0992 | 2.7622 | 3.0591 | 3.6163 | 4.6829 | 3.6814 | 3.4938 | 3.6928 | 4.0203 | 3.9096 | 3.8645 | 4.3143 | 4.4373 | 4.862 | 5.3239 | 5.2758 | 5.1546 | 4.3816 | 3.6329 | 3.6372 | 3.3489 | 3.3297 | 3.4712 | 3.3924
Program Specific1-in-10Size: Over 200kWOther2020August Monthly Peak | Program Specific | 1-in-10 | Size: Over 200kW | Other | 2020 | August Monthly Peak | 8 | 146.5909 | 142.8676 | 139.3826 | 139.0625 | 148.1288 | 170.1097 | 198.6726 | 221.0005 | 235.8613 | 245.5478 | 255.7432 | 257.8256 | 253.3203 | 255.7978 | 248.5826 | 235.6809 | 219.7197 | 203.6082 | 193.653 | 188.8091 | 185.8658 | 177.31 | 165.9217 | 158.5884 | -0.77555 | -0.61579 | -0.4437 | -0.63717 | -0.76907 | -0.78864 | -0.87975 | -1.8868 | -1.303 | -1.1535 | -2.1546 | -1.266 | -0.76901 | 2.442 | 10.7516 | 11.3249 | 10.035 | 8.5621 | 3.4043 | 0.69 | -0.076632 | -0.91165 | -1.8197 | -2.175 | 74.6993 | 73.8648 | 73.0073 | 72.2747 | 71.5936 | 71.1846 | 70.8677 | 71.086 | 73.6384 | 78.4862 | 82.8865 | 87.0035 | 89.9545 | 91.8978 | 93.0144 | 94.0565 | 94.3686 | 93.5684 | 92.7071 | 90.1118 | 86.0869 | 83.0266 | 80.9507 | 78.8564 | 3.2304 | 2.8737 | 3.1668 | 3.768 | 4.8876 | 3.856 | 3.6977 | 3.937 | 4.3303 | 4.2288 | 4.191 | 4.7022 | 4.8567 | 5.3268 | 5.8201 | 5.7111 | 5.5025 | 4.6196 | 3.8187 | 3.8302 | 3.4885 | 3.4603 | 3.6178 | 3.5449
Program Specific1-in-10Size: Over 200kWOther2020September Monthly Peak | Program Specific | 1-in-10 | Size: Over 200kW | Other | 2020 | September Monthly Peak | 9 | 145.5904 | 142.7474 | 139.6212 | 139.5216 | 149.5586 | 171.5703 | 202.4812 | 226.385 | 246.4957 | 259.3136 | 270.3144 | 272.2904 | 266.3441 | 268.9103 | 261.1486 | 245.7021 | 227.1726 | 209.1549 | 198.3864 | 194.7778 | 188.1102 | 179.6401 | 166.1911 | 158.5847 | -0.76147 | -0.49731 | -0.37717 | -0.67677 | -0.84175 | -0.60127 | -0.87716 | -2.04 | -1.4183 | -1.314 | -2.5103 | -1.501 | -0.91979 | 2.6553 | 11.2916 | 11.9046 | 10.5991 | 9.0142 | 3.8607 | 1.0683 | 0.2549 | -0.68361 | -1.7328 | -2.1159 | 76.9624 | 75.8514 | 74.7984 | 74.1532 | 73.4154 | 72.9323 | 72.6523 | 72.6412 | 74.5556 | 78.9248 | 83.6001 | 87.9513 | 91.2703 | 93.5985 | 94.3613 | 94.3576 | 93.5634 | 91.995 | 90.2741 | 87.29 | 83.4499 | 80.4761 | 78.2129 | 76.5193 | 3.2596 | 2.9171 | 3.2228 | 3.8408 | 5.0135 | 3.9511 | 3.8287 | 4.0972 | 4.5977 | 4.5371 | 4.5004 | 5.0452 | 5.1878 | 5.6892 | 6.2119 | 6.0489 | 5.7799 | 4.8211 | 3.9745 | 4.0143 | 3.5869 | 3.5617 | 3.6815 | 3.6014
Program Specific1-in-10Size: Over 200kWOther2020October Monthly Peak | Program Specific | 1-in-10 | Size: Over 200kW | Other | 2020 | October Monthly Peak | 10 | 141.5799 | 137.7375 | 134.198 | 133.2962 | 141.6312 | 162.7911 | 193.0775 | 212.6965 | 227.9063 | 239.3623 | 250.4003 | 255.06 | 253.601 | 256.3974 | 250.0421 | 235.9717 | 218.2299 | 202.0847 | 194.5809 | 187.6368 | 180.6116 | 171.8992 | 159.9745 | 152.4707 | -0.77549 | -0.94605 | -0.62738 | -0.49984 | -0.54402 | -1.3249 | -0.9124 | -1.5038 | -1.0972 | -0.85061 | -1.4415 | -0.77685 | -0.44196 | 2.1879 | 10.8248 | 11.0469 | 9.3017 | 7.8433 | 2.2873 | -0.37755 | -1.0626 | -1.5948 | -2.0222 | -2.2667 | 72.2214 | 71.0551 | 70.3259 | 69.3262 | 68.3269 | 67.4486 | 67.183 | 66.7784 | 67.4026 | 71.2519 | 76.4638 | 82.074 | 86.6388 | 89.3541 | 90.2257 | 90.546 | 90.0705 | 88.7099 | 85.5822 | 81.0303 | 77.2766 | 74.8768 | 73.18 | 71.6094 | 3.049 | 2.7075 | 2.9797 | 3.5296 | 4.567 | 3.6062 | 3.5118 | 3.7029 | 4.089 | 4.0285 | 4.0101 | 4.5459 | 4.7515 | 5.2178 | 5.7211 | 5.5881 | 5.3409 | 4.4807 | 3.7498 | 3.7199 | 3.3128 | 3.2784 | 3.4088 | 3.3307
Program Specific1-in-10Size: Over 200kWOther2020November Monthly Peak | Program Specific | 1-in-10 | Size: Over 200kW | Other | 2020 | November Monthly Peak | 11 | 134.219 | 130.9148 | 127.1291 | 126.1926 | 134.5655 | 155.7904 | 182.3251 | 200.8457 | 213.7354 | 222.1146 | 231.3507 | 234.8502 | 233.5656 | 236.1748 | 229.2996 | 216.4049 | 203.7446 | 194.3828 | 183.9091 | 175.655 | 168.8331 | 160.7162 | 150.8607 | 144.6757 | -0.75292 | -1.1362 | -0.72853 | -0.39891 | -0.38827 | -1.6541 | -0.89996 | -1.2115 | -0.92154 | -0.60952 | -0.89515 | -0.40548 | -0.19337 | 1.8459 | 9.9334 | 9.9415 | 8.2448 | 7.0988 | 1.404 | -1.0577 | -1.6469 | -1.9614 | -2.0857 | -2.2688 | 68.9321 | 67.6238 | 66.9139 | 65.7319 | 65.0891 | 64.3072 | 63.6657 | 63.7386 | 65.9412 | 70.7958 | 76.7148 | 81.3378 | 84.4011 | 85.8745 | 86.7901 | 86.5511 | 84.7413 | 81.9134 | 78.8573 | 75.5931 | 73.2156 | 71.5236 | 69.8075 | 68.5946 | 2.9177 | 2.5976 | 2.8492 | 3.3729 | 4.3799 | 3.4835 | 3.3474 | 3.5294 | 3.8708 | 3.7733 | 3.7398 | 4.225 | 4.4172 | 4.8514 | 5.2958 | 5.1728 | 5.0332 | 4.3504 | 3.5774 | 3.515 | 3.1258 | 3.0939 | 3.2448 | 3.1901
Program Specific1-in-10Size: Over 200kWOther2020December Monthly Peak | Program Specific | 1-in-10 | Size: Over 200kW | Other | 2020 | December Monthly Peak | 12 | 124.8181 | 121.0703 | 117.748 | 116.9808 | 125.1331 | 146.0488 | 173.5292 | 189.4729 | 198.2893 | 199.547 | 200.7501 | 197.5894 | 191.6303 | 191.2295 | 183.7489 | 175.425 | 169.7797 | 166.6175 | 163.1509 | 157.3943 | 152.3338 | 147.0893 | 137.8928 | 131.4749 | -0.72805 | -1.4207 | -0.88458 | -0.25353 | -0.15915 | -2.1618 | -0.91819 | -0.8108 | -0.68672 | -0.27489 | -0.13701 | 0.098883 | 0.13731 | 1.2631 | 7.969 | 7.7997 | 6.2522 | 5.44 | 0.11049 | -2.0131 | -2.4815 | -2.5218 | -2.1821 | -2.2427 | 45.8173 | 45.143 | 44.7731 | 44.5367 | 44.3799 | 44.0969 | 44.5106 | 44.6156 | 45.1071 | 46.8101 | 48.8146 | 50.7358 | 52.1539 | 52.5269 | 52.5344 | 52.4715 | 52.0224 | 50.8772 | 49.5848 | 48.4071 | 47.1914 | 46.5176 | 46.2466 | 45.6658 | 2.8812 | 2.5509 | 2.8023 | 3.3202 | 4.3249 | 3.4678 | 3.3831 | 3.5356 | 3.8133 | 3.5997 | 3.4459 | 3.7747 | 3.8483 | 4.1712 | 4.5064 | 4.4527 | 4.4536 | 3.9598 | 3.37 | 3.3445 | 2.9949 | 3.0068 | 3.1494 | 3.0784
Program Specific1-in-10Size: Over 200kWOther2020Typical Event Day | Program Specific | 1-in-10 | Size: Over 200kW | Other | 2020 | Typical Event Day | 8 | 145.7555 | 142.0587 | 138.4038 | 138.0466 | 147.0146 | 168.8267 | 197.1945 | 218.8481 | 232.7793 | 241.6383 | 251.3898 | 253.4296 | 249.0475 | 251.6281 | 244.7062 | 232.1125 | 216.4735 | 200.8427 | 191.3629 | 186.681 | 183.9268 | 175.5035 | 164.3499 | 157.1223 | -0.78068 | -0.73981 | -0.51302 | -0.59221 | -0.69361 | -0.99017 | -0.89379 | -1.7557 | -1.228 | -1.0382 | -1.8826 | -1.0786 | -0.64306 | 2.3127 | 10.5874 | 11.0527 | 9.6553 | 8.2175 | 2.973 | 0.31108 | -0.42888 | -1.157 | -1.899 | -2.2184 | 74.1283 | 73.0036 | 72.0229 | 71.1775 | 70.3693 | 69.73 | 69.3773 | 69.8528 | 72.5138 | 77.0847 | 81.7145 | 85.8049 | 88.5165 | 90.2556 | 91.3124 | 91.8001 | 91.6463 | 90.614 | 89.3774 | 86.8157 | 83.0673 | 79.8187 | 77.6559 | 75.95 | 3.1713 | 2.8213 | 3.1047 | 3.6931 | 4.7894 | 3.7784 | 3.6237 | 3.8493 | 4.2195 | 4.1088 | 4.0674 | 4.5635 | 4.7143 | 5.1736 | 5.6568 | 5.5533 | 5.3525 | 4.4991 | 3.7258 | 3.7391 | 3.4084 | 3.3816 | 3.5382 | 3.4677
Program Specific1-in-10Size: Over 200kWOther2021January Monthly Peak | Program Specific | 1-in-10 | Size: Over 200kW | Other | 2021 | January Monthly Peak | 1 | 124.0506 | 120.573 | 117.2342 | 117.7733 | 126.6044 | 148.3505 | 177.8108 | 194.9829 | 203.8488 | 203.4822 | 204.286 | 200.3302 | 192.8734 | 192.5922 | 184.6201 | 176.0061 | 168.5954 | 166.4853 | 163.7274 | 157.3205 | 151.8793 | 146.3883 | 137.642 | 131.7168 | -0.72357 | -1.4148 | -0.88072 | -0.25525 | -0.16102 | -2.1958 | -0.94085 | -0.83438 | -0.70597 | -0.28031 | -0.13943 | 0.10025 | 0.1382 | 1.2721 | 8.0068 | 7.8255 | 6.2085 | 5.4357 | 0.11088 | -2.0122 | -2.4741 | -2.5098 | -2.1782 | -2.2468 | 44.995 | 44.2335 | 43.5126 | 43.0005 | 42.6075 | 42.3247 | 42.1643 | 41.8712 | 42.4274 | 44.7288 | 47.4058 | 49.7792 | 51.7142 | 52.3213 | 52.5409 | 52.4412 | 51.5435 | 50.2477 | 48.4205 | 46.7966 | 45.5047 | 44.7125 | 44.059 | 43.3612 | 2.8635 | 2.5404 | 2.79 | 3.3427 | 4.3757 | 3.5224 | 3.4665 | 3.6384 | 3.9202 | 3.6707 | 3.5066 | 3.827 | 3.8733 | 4.201 | 4.5277 | 4.4675 | 4.4226 | 3.9566 | 3.3819 | 3.3429 | 2.9859 | 2.9924 | 3.1437 | 3.0841
Program Specific1-in-10Size: Over 200kWOther2021February Monthly Peak | Program Specific | 1-in-10 | Size: Over 200kW | Other | 2021 | February Monthly Peak | 2 | 126.0506 | 122.6859 | 118.9916 | 119.2704 | 126.9806 | 147.6426 | 176.1947 | 191.5569 | 200.2726 | 201.7929 | 205.6917 | 205.5983 | 201.5911 | 204.1661 | 198.4622 | 187.6014 | 177.4177 | 171.8725 | 168.8683 | 161.8436 | 156.1695 | 149.7821 | 140.2626 | 133.8324 | -0.73524 | -1.4396 | -0.89392 | -0.25849 | -0.1615 | -2.1853 | -0.9323 | -0.81972 | -0.69359 | -0.27799 | -0.14039 | 0.10289 | 0.14445 | 1.3485 | 8.6071 | 8.3411 | 6.5334 | 5.6116 | 0.11436 | -2.07 | -2.544 | -2.568 | -2.2196 | -2.2829 | 52.1342 | 51.383 | 50.6227 | 50.1277 | 49.9752 | 49.2561 | 48.2087 | 48.6509 | 49.9937 | 52.0803 | 54.316 | 55.8483 | 57.6381 | 59.1637 | 60.1083 | 60.3437 | 59.5355 | 58.7266 | 56.9099 | 55.0277 | 53.5354 | 52.3124 | 51.7092 | 50.8362 | 2.9096 | 2.5849 | 2.8318 | 3.3851 | 4.3887 | 3.5056 | 3.435 | 3.5745 | 3.8514 | 3.6402 | 3.5308 | 3.9277 | 4.0484 | 4.4534 | 4.8672 | 4.7618 | 4.654 | 4.0846 | 3.4881 | 3.439 | 3.0703 | 3.0618 | 3.2035 | 3.1336
Program Specific1-in-10Size: Over 200kWOther2021March Monthly Peak | Program Specific | 1-in-10 | Size: Over 200kW | Other | 2021 | March Monthly Peak | 3 | 130.5158 | 127.0279 | 123.2178 | 122.3986 | 129.2918 | 148.8351 | 177.9277 | 194.0049 | 201.926 | 205.5957 | 212.7565 | 215.4057 | 214.1221 | 217.4291 | 212.5463 | 201.7437 | 189.5491 | 179.3249 | 174.4302 | 171.0918 | 165.411 | 157.4299 | 147.3822 | 140.4068 | -0.76128 | -1.4906 | -0.92567 | -0.26527 | -0.16444 | -2.203 | -0.94147 | -0.8302 | -0.69931 | -0.28323 | -0.14521 | 0.1078 | 0.15343 | 1.4361 | 9.218 | 8.9699 | 6.9802 | 5.8549 | 0.11813 | -2.1883 | -2.6945 | -2.6991 | -2.3323 | -2.395 | 59.5886 | 58.2272 | 57.6691 | 57.0244 | 56.0957 | 55.2337 | 54.507 | 54.2213 | 55.4975 | 59.4103 | 64.2869 | 68.8273 | 72.3159 | 74.1592 | 75.2161 | 75.8716 | 75.7264 | 74.2574 | 72.2489 | 69.5896 | 66.2799 | 63.8104 | 61.6515 | 59.9631 | 3.0127 | 2.6764 | 2.9324 | 3.4739 | 4.4686 | 3.5339 | 3.4688 | 3.6202 | 3.8832 | 3.7088 | 3.652 | 4.115 | 4.3 | 4.7427 | 5.2126 | 5.1208 | 4.9722 | 4.2618 | 3.6029 | 3.6356 | 3.252 | 3.2182 | 3.3661 | 3.2875
Program Specific1-in-10Size: Over 200kWOther2021April Monthly Peak | Program Specific | 1-in-10 | Size: Over 200kW | Other | 2021 | April Monthly Peak | 4 | 135.255 | 131.543 | 127.7472 | 126.9422 | 134.5422 | 154.7847 | 181.1939 | 200.5152 | 213.4797 | 221.6611 | 231.8093 | 234.9949 | 234.7978 | 237.9066 | 232.3605 | 220.0274 | 205.6498 | 191.2776 | 181.1143 | 178.3151 | 174.2215 | 165.5791 | 154.7818 | 147.7176 | -0.7531 | -1.0666 | -0.68961 | -0.42481 | -0.42869 | -1.5226 | -0.88237 | -1.275 | -0.95422 | -0.66477 | -1.0347 | -0.50333 | -0.26202 | 1.9132 | 10.0639 | 10.1686 | 8.4616 | 7.1234 | 1.6176 | -0.84865 | -1.4871 | -1.8682 | -2.0822 | -2.2786 | 69.4145 | 68.2991 | 66.8827 | 66.0582 | 65.1604 | 64.1178 | 63.4733 | 63.5078 | 66.6179 | 72.0741 | 77.3108 | 82.2921 | 85.5069 | 87.5139 | 88.5178 | 88.8738 | 88.4979 | 87.3991 | 85.349 | 81.6086 | 77.1285 | 73.5847 | 71.1319 | 69.2612 | 2.9248 | 2.5964 | 2.8481 | 3.3752 | 4.3563 | 3.443 | 3.3093 | 3.5052 | 3.846 | 3.746 | 3.7277 | 4.2056 | 4.4173 | 4.8615 | 5.3385 | 5.232 | 5.0537 | 4.2586 | 3.5046 | 3.5496 | 3.2087 | 3.1709 | 3.3118 | 3.2402
Program Specific1-in-10Size: Over 200kWOther2021May Monthly Peak | Program Specific | 1-in-10 | Size: Over 200kW | Other | 2021 | May Monthly Peak | 5 | 135.9592 | 132.5307 | 129.3917 | 128.7043 | 136.9558 | 157.7347 | 183.6358 | 206.8275 | 222.0985 | 232.8587 | 243.5985 | 246.6208 | 245.1454 | 247.4565 | 241.1702 | 227.5165 | 212.2582 | 195.9739 | 184.3243 | 179.113 | 176.1563 | 167.7813 | 157.2501 | 150.1524 | -0.73872 | -0.83042 | -0.55945 | -0.50784 | -0.56964 | -1.1536 | -0.85492 | -1.5338 | -1.1064 | -0.89025 | -1.5555 | -0.85945 | -0.50189 | 2.1706 | 10.4384 | 10.7174 | 9.1996 | 7.7557 | 2.4196 | -0.12133 | -0.80939 | -1.3932 | -1.9258 | -2.1915 | 72.935 | 71.2912 | 70.0046 | 69.0612 | 68.1979 | 67.2663 | 67.0037 | 67.3963 | 70.7558 | 76.0575 | 80.9328 | 84.3473 | 87.2869 | 89.2499 | 90.3494 | 90.6504 | 89.7335 | 88.1949 | 86.8 | 84.2016 | 80.3099 | 76.5589 | 74.1936 | 71.932 | 2.9328 | 2.6095 | 2.8777 | 3.4137 | 4.4235 | 3.5 | 3.3456 | 3.6067 | 3.9914 | 3.9255 | 3.9076 | 4.4028 | 4.6006 | 5.0442 | 5.5273 | 5.3967 | 5.2033 | 4.3524 | 3.558 | 3.5568 | 3.2364 | 3.2051 | 3.3563 | 3.2855
Program Specific1-in-10Size: Over 200kWOther2021June Monthly Peak | Program Specific | 1-in-10 | Size: Over 200kW | Other | 2021 | June Monthly Peak | 6 | 139.955 | 136.1646 | 132.7423 | 131.7765 | 139.6964 | 159.3341 | 183.9015 | 204.5987 | 217.1322 | 224.7263 | 234.2487 | 235.9795 | 231.3648 | 232.7401 | 226.543 | 216.5731 | 204.3127 | 190.8272 | 183.1354 | 177.2894 | 175.9897 | 168.4144 | 157.4658 | 150.8015 | -0.77418 | -1.0364 | -0.67806 | -0.46232 | -0.48182 | -1.4588 | -0.88492 | -1.3594 | -1.0005 | -0.72398 | -1.1672 | -0.59103 | -0.31638 | 1.9175 | 9.8102 | 10.061 | 8.5277 | 7.2269 | 1.8432 | -0.64833 | -1.3149 | -1.7647 | -2.067 | -2.2923 | 69.7435 | 68.6278 | 67.8003 | 66.8872 | 65.8108 | 64.7786 | 64.2621 | 65.4967 | 69.0302 | 73.6747 | 78.5135 | 82.8144 | 85.6246 | 87.5198 | 88.6857 | 88.8759 | 89.0441 | 87.9623 | 86.933 | 84.5212 | 80.8202 | 77.0516 | 74.7856 | 73.0864 | 3.0178 | 2.68 | 2.951 | 3.4938 | 4.5102 | 3.534 | 3.3491 | 3.5664 | 3.9006 | 3.7869 | 3.7561 | 4.2111 | 4.3403 | 4.7423 | 5.19 | 5.1351 | 5.0065 | 4.2364 | 3.5336 | 3.5191 | 3.2321 | 3.2159 | 3.3596 | 3.2983
Program Specific1-in-10Size: Over 200kWOther2021July Monthly Peak | Program Specific | 1-in-10 | Size: Over 200kW | Other | 2021 | July Monthly Peak | 7 | 142.7786 | 139.4129 | 136.6917 | 135.4962 | 144.0849 | 164.8779 | 190.574 | 210.4468 | 222.3118 | 230.4679 | 239.41 | 240.1606 | 234.9678 | 237.0303 | 230.8504 | 221.032 | 208.9615 | 196.0579 | 187.0345 | 182.0238 | 181.1442 | 173.2155 | 161.6204 | 154.0725 | -0.76702 | -0.75646 | -0.52407 | -0.57166 | -0.66319 | -1.0163 | -0.86861 | -1.662 | -1.1593 | -0.96768 | -1.7384 | -0.98393 | -0.58079 | 2.1581 | 9.9887 | 10.5017 | 9.2659 | 7.9675 | 2.8128 | 0.21532 | -0.50694 | -1.2031 | -1.8905 | -2.1905 | 75.1081 | 73.6704 | 72.4857 | 71.3948 | 70.6575 | 70.0245 | 69.7272 | 70.1872 | 72.8308 | 77.2529 | 81.858 | 85.4504 | 87.2165 | 88.0065 | 89.1882 | 89.9104 | 89.6091 | 88.9302 | 87.5956 | 85.34 | 81.9122 | 78.7203 | 76.6742 | 75.3381 | 3.0992 | 2.7622 | 3.0591 | 3.6163 | 4.6829 | 3.6814 | 3.4938 | 3.6928 | 4.0203 | 3.9096 | 3.8645 | 4.3143 | 4.4373 | 4.862 | 5.3239 | 5.2758 | 5.1546 | 4.3816 | 3.6329 | 3.6372 | 3.3489 | 3.3297 | 3.4712 | 3.3924
Program Specific1-in-10Size: Over 200kWOther2021August Monthly Peak | Program Specific | 1-in-10 | Size: Over 200kW | Other | 2021 | August Monthly Peak | 8 | 146.5909 | 142.8676 | 139.3826 | 139.0625 | 148.1288 | 170.1097 | 198.6726 | 221.0005 | 235.8613 | 245.5478 | 255.7432 | 257.8256 | 253.3203 | 255.7978 | 248.5826 | 235.6809 | 219.7197 | 203.6082 | 193.653 | 188.8091 | 185.8658 | 177.31 | 165.9217 | 158.5884 | -0.77555 | -0.61579 | -0.4437 | -0.63717 | -0.76907 | -0.78864 | -0.87975 | -1.8868 | -1.303 | -1.1535 | -2.1546 | -1.266 | -0.76901 | 2.442 | 10.7516 | 11.3249 | 10.035 | 8.5621 | 3.4043 | 0.69 | -0.076632 | -0.91165 | -1.8197 | -2.175 | 74.6993 | 73.8648 | 73.0073 | 72.2747 | 71.5936 | 71.1846 | 70.8677 | 71.086 | 73.6384 | 78.4862 | 82.8865 | 87.0035 | 89.9545 | 91.8978 | 93.0144 | 94.0565 | 94.3686 | 93.5684 | 92.7071 | 90.1118 | 86.0869 | 83.0266 | 80.9507 | 78.8564 | 3.2304 | 2.8737 | 3.1668 | 3.768 | 4.8876 | 3.856 | 3.6977 | 3.937 | 4.3303 | 4.2288 | 4.191 | 4.7022 | 4.8567 | 5.3268 | 5.8201 | 5.7111 | 5.5025 | 4.6196 | 3.8187 | 3.8302 | 3.4885 | 3.4603 | 3.6178 | 3.5449
Program Specific1-in-10Size: Over 200kWOther2021September Monthly Peak | Program Specific | 1-in-10 | Size: Over 200kW | Other | 2021 | September Monthly Peak | 9 | 145.5904 | 142.7474 | 139.6212 | 139.5216 | 149.5586 | 171.5703 | 202.4811 | 226.385 | 246.4957 | 259.3136 | 270.3144 | 272.2904 | 266.3441 | 268.9103 | 261.1486 | 245.7021 | 227.1726 | 209.1549 | 198.3864 | 194.7778 | 188.1102 | 179.6401 | 166.1911 | 158.5847 | -0.76147 | -0.49731 | -0.37717 | -0.67677 | -0.84175 | -0.60127 | -0.87716 | -2.04 | -1.4183 | -1.314 | -2.5103 | -1.501 | -0.91979 | 2.6553 | 11.2916 | 11.9046 | 10.5991 | 9.0142 | 3.8607 | 1.0683 | 0.2549 | -0.68361 | -1.7328 | -2.1159 | 76.9624 | 75.8514 | 74.7984 | 74.1532 | 73.4154 | 72.9323 | 72.6523 | 72.6412 | 74.5556 | 78.9248 | 83.6001 | 87.9513 | 91.2703 | 93.5985 | 94.3613 | 94.3576 | 93.5634 | 91.995 | 90.2741 | 87.29 | 83.4499 | 80.4761 | 78.2129 | 76.5193 | 3.2596 | 2.9171 | 3.2228 | 3.8408 | 5.0135 | 3.9511 | 3.8287 | 4.0972 | 4.5977 | 4.5371 | 4.5004 | 5.0452 | 5.1878 | 5.6892 | 6.2119 | 6.0489 | 5.7799 | 4.8211 | 3.9745 | 4.0143 | 3.5869 | 3.5617 | 3.6815 | 3.6014
Program Specific1-in-10Size: Over 200kWOther2021October Monthly Peak | Program Specific | 1-in-10 | Size: Over 200kW | Other | 2021 | October Monthly Peak | 10 | 141.5799 | 137.7375 | 134.198 | 133.2962 | 141.6312 | 162.7911 | 193.0775 | 212.6965 | 227.9063 | 239.3623 | 250.4003 | 255.06 | 253.601 | 256.3974 | 250.0421 | 235.9717 | 218.2299 | 202.0847 | 194.5809 | 187.6368 | 180.6116 | 171.8992 | 159.9745 | 152.4707 | -0.77549 | -0.94605 | -0.62738 | -0.49984 | -0.54402 | -1.3249 | -0.9124 | -1.5038 | -1.0972 | -0.85061 | -1.4415 | -0.77685 | -0.44196 | 2.1879 | 10.8248 | 11.0469 | 9.3017 | 7.8433 | 2.2873 | -0.37755 | -1.0626 | -1.5948 | -2.0222 | -2.2667 | 72.2214 | 71.0551 | 70.3259 | 69.3262 | 68.3269 | 67.4486 | 67.183 | 66.7784 | 67.4026 | 71.2519 | 76.4638 | 82.074 | 86.6388 | 89.3541 | 90.2257 | 90.546 | 90.0705 | 88.7099 | 85.5822 | 81.0303 | 77.2766 | 74.8768 | 73.18 | 71.6094 | 3.049 | 2.7075 | 2.9797 | 3.5296 | 4.567 | 3.6062 | 3.5118 | 3.7029 | 4.089 | 4.0285 | 4.0101 | 4.5459 | 4.7515 | 5.2178 | 5.7211 | 5.5881 | 5.3409 | 4.4807 | 3.7498 | 3.7199 | 3.3128 | 3.2784 | 3.4088 | 3.3307
Program Specific1-in-10Size: Over 200kWOther2021November Monthly Peak | Program Specific | 1-in-10 | Size: Over 200kW | Other | 2021 | November Monthly Peak | 11 | 134.219 | 130.9148 | 127.1291 | 126.1926 | 134.5655 | 155.7904 | 182.3252 | 200.8457 | 213.7354 | 222.1146 | 231.3507 | 234.8502 | 233.5656 | 236.1748 | 229.2996 | 216.4049 | 203.7446 | 194.3828 | 183.9091 | 175.655 | 168.8331 | 160.7162 | 150.8607 | 144.6757 | -0.75292 | -1.1362 | -0.72853 | -0.39891 | -0.38827 | -1.6541 | -0.89996 | -1.2115 | -0.92154 | -0.60952 | -0.89515 | -0.40548 | -0.19337 | 1.8459 | 9.9334 | 9.9415 | 8.2448 | 7.0988 | 1.404 | -1.0577 | -1.6469 | -1.9614 | -2.0857 | -2.2688 | 68.9321 | 67.6238 | 66.9139 | 65.7319 | 65.0891 | 64.3072 | 63.6657 | 63.7386 | 65.9412 | 70.7958 | 76.7148 | 81.3378 | 84.4011 | 85.8745 | 86.7901 | 86.5511 | 84.7413 | 81.9134 | 78.8573 | 75.5931 | 73.2156 | 71.5236 | 69.8075 | 68.5946 | 2.9177 | 2.5976 | 2.8492 | 3.3729 | 4.3799 | 3.4835 | 3.3474 | 3.5294 | 3.8708 | 3.7733 | 3.7398 | 4.225 | 4.4172 | 4.8514 | 5.2958 | 5.1728 | 5.0332 | 4.3504 | 3.5774 | 3.515 | 3.1258 | 3.0939 | 3.2448 | 3.1901
Program Specific1-in-10Size: Over 200kWOther2021December Monthly Peak | Program Specific | 1-in-10 | Size: Over 200kW | Other | 2021 | December Monthly Peak | 12 | 124.8181 | 121.0703 | 117.748 | 116.9808 | 125.1331 | 146.0488 | 173.5292 | 189.4729 | 198.2893 | 199.5469 | 200.7501 | 197.5894 | 191.6303 | 191.2295 | 183.7489 | 175.4249 | 169.7797 | 166.6175 | 163.1509 | 157.3943 | 152.3338 | 147.0893 | 137.8928 | 131.4749 | -0.72805 | -1.4207 | -0.88458 | -0.25353 | -0.15915 | -2.1618 | -0.91819 | -0.8108 | -0.68672 | -0.27489 | -0.13701 | 0.098883 | 0.13731 | 1.2631 | 7.969 | 7.7997 | 6.2522 | 5.44 | 0.11049 | -2.0131 | -2.4815 | -2.5218 | -2.1821 | -2.2427 | 45.8173 | 45.143 | 44.7731 | 44.5366 | 44.3799 | 44.0969 | 44.5106 | 44.6156 | 45.1071 | 46.8101 | 48.8146 | 50.7358 | 52.1539 | 52.5269 | 52.5344 | 52.4715 | 52.0224 | 50.8772 | 49.5848 | 48.4071 | 47.1914 | 46.5176 | 46.2466 | 45.6658 | 2.8812 | 2.5509 | 2.8023 | 3.3202 | 4.3249 | 3.4678 | 3.3831 | 3.5356 | 3.8133 | 3.5997 | 3.4459 | 3.7747 | 3.8483 | 4.1712 | 4.5064 | 4.4527 | 4.4536 | 3.9598 | 3.37 | 3.3445 | 2.9949 | 3.0068 | 3.1494 | 3.0784
Program Specific1-in-10Size: Over 200kWOther2021Typical Event Day | Program Specific | 1-in-10 | Size: Over 200kW | Other | 2021 | Typical Event Day | 8 | 145.7555 | 142.0587 | 138.4038 | 138.0466 | 147.0146 | 168.8267 | 197.1945 | 218.8481 | 232.7793 | 241.6382 | 251.3898 | 253.4296 | 249.0475 | 251.6281 | 244.7062 | 232.1125 | 216.4735 | 200.8427 | 191.3629 | 186.681 | 183.9268 | 175.5035 | 164.3499 | 157.1223 | -0.78068 | -0.73981 | -0.51302 | -0.59221 | -0.69361 | -0.99017 | -0.89379 | -1.7557 | -1.228 | -1.0382 | -1.8826 | -1.0786 | -0.64306 | 2.3127 | 10.5874 | 11.0527 | 9.6553 | 8.2175 | 2.973 | 0.31108 | -0.42888 | -1.157 | -1.899 | -2.2184 | 74.1283 | 73.0036 | 72.0229 | 71.1775 | 70.3693 | 69.73 | 69.3773 | 69.8528 | 72.5138 | 77.0847 | 81.7145 | 85.8049 | 88.5165 | 90.2556 | 91.3124 | 91.8001 | 91.6463 | 90.614 | 89.3774 | 86.8157 | 83.0673 | 79.8187 | 77.6559 | 75.95 | 3.1713 | 2.8213 | 3.1047 | 3.6931 | 4.7894 | 3.7784 | 3.6237 | 3.8493 | 4.2195 | 4.1088 | 4.0674 | 4.5635 | 4.7143 | 5.1736 | 5.6568 | 5.5533 | 5.3525 | 4.4991 | 3.7258 | 3.7391 | 3.4084 | 3.3816 | 3.5382 | 3.4677
Program Specific1-in-10Size: Over 200kWOther2022January Monthly Peak | Program Specific | 1-in-10 | Size: Over 200kW | Other | 2022 | January Monthly Peak | 1 | 124.0506 | 120.573 | 117.2342 | 117.7733 | 126.6044 | 148.3505 | 177.8108 | 194.9828 | 203.8489 | 203.4822 | 204.2861 | 200.3302 | 192.8734 | 192.5922 | 184.6201 | 176.0061 | 168.5954 | 166.4853 | 163.7274 | 157.3205 | 151.8793 | 146.3883 | 137.642 | 131.7168 | -0.72357 | -1.4148 | -0.88072 | -0.25525 | -0.16102 | -2.1958 | -0.94085 | -0.83438 | -0.70597 | -0.28031 | -0.13943 | 0.10025 | 0.1382 | 1.2721 | 8.0068 | 7.8255 | 6.2085 | 5.4357 | 0.11088 | -2.0122 | -2.4741 | -2.5098 | -2.1782 | -2.2468 | 44.995 | 44.2335 | 43.5126 | 43.0005 | 42.6075 | 42.3247 | 42.1643 | 41.8712 | 42.4274 | 44.7288 | 47.4058 | 49.7792 | 51.7142 | 52.3213 | 52.5409 | 52.4412 | 51.5435 | 50.2477 | 48.4205 | 46.7966 | 45.5047 | 44.7125 | 44.059 | 43.3612 | 2.8635 | 2.5404 | 2.79 | 3.3427 | 4.3757 | 3.5224 | 3.4665 | 3.6384 | 3.9202 | 3.6707 | 3.5066 | 3.827 | 3.8733 | 4.201 | 4.5277 | 4.4675 | 4.4226 | 3.9566 | 3.3819 | 3.3429 | 2.9859 | 2.9924 | 3.1437 | 3.0841
Program Specific1-in-10Size: Over 200kWOther2022February Monthly Peak | Program Specific | 1-in-10 | Size: Over 200kW | Other | 2022 | February Monthly Peak | 2 | 126.0506 | 122.6859 | 118.9915 | 119.2704 | 126.9806 | 147.6426 | 176.1947 | 191.557 | 200.2726 | 201.7929 | 205.6917 | 205.5983 | 201.5911 | 204.1661 | 198.4622 | 187.6014 | 177.4177 | 171.8725 | 168.8683 | 161.8436 | 156.1695 | 149.7821 | 140.2626 | 133.8324 | -0.73524 | -1.4396 | -0.89392 | -0.25849 | -0.1615 | -2.1853 | -0.9323 | -0.81972 | -0.69359 | -0.27799 | -0.14039 | 0.10289 | 0.14445 | 1.3485 | 8.6071 | 8.3411 | 6.5334 | 5.6116 | 0.11436 | -2.07 | -2.544 | -2.568 | -2.2196 | -2.2829 | 52.1342 | 51.383 | 50.6227 | 50.1277 | 49.9752 | 49.2561 | 48.2087 | 48.6509 | 49.9937 | 52.0803 | 54.316 | 55.8483 | 57.6381 | 59.1637 | 60.1083 | 60.3437 | 59.5355 | 58.7266 | 56.9099 | 55.0277 | 53.5354 | 52.3124 | 51.7092 | 50.8362 | 2.9096 | 2.5849 | 2.8318 | 3.3851 | 4.3887 | 3.5056 | 3.435 | 3.5745 | 3.8514 | 3.6402 | 3.5308 | 3.9277 | 4.0484 | 4.4534 | 4.8672 | 4.7618 | 4.654 | 4.0846 | 3.4881 | 3.439 | 3.0703 | 3.0618 | 3.2035 | 3.1336
Program Specific1-in-10Size: Over 200kWOther2022March Monthly Peak | Program Specific | 1-in-10 | Size: Over 200kW | Other | 2022 | March Monthly Peak | 3 | 130.5158 | 127.0279 | 123.2178 | 122.3986 | 129.2918 | 148.8351 | 177.9277 | 194.0049 | 201.926 | 205.5957 | 212.7565 | 215.4057 | 214.1221 | 217.429 | 212.5463 | 201.7437 | 189.5491 | 179.3249 | 174.4302 | 171.0918 | 165.411 | 157.4299 | 147.3822 | 140.4068 | -0.76128 | -1.4906 | -0.92567 | -0.26527 | -0.16444 | -2.203 | -0.94147 | -0.8302 | -0.69931 | -0.28323 | -0.14521 | 0.1078 | 0.15343 | 1.4361 | 9.218 | 8.9699 | 6.9802 | 5.8549 | 0.11813 | -2.1883 | -2.6945 | -2.6991 | -2.3323 | -2.395 | 59.5886 | 58.2272 | 57.6691 | 57.0244 | 56.0957 | 55.2337 | 54.507 | 54.2213 | 55.4975 | 59.4103 | 64.2869 | 68.8273 | 72.3159 | 74.1592 | 75.2161 | 75.8716 | 75.7264 | 74.2574 | 72.2489 | 69.5896 | 66.2799 | 63.8104 | 61.6515 | 59.9631 | 3.0127 | 2.6764 | 2.9324 | 3.4739 | 4.4686 | 3.5339 | 3.4688 | 3.6202 | 3.8832 | 3.7088 | 3.652 | 4.115 | 4.3 | 4.7427 | 5.2126 | 5.1208 | 4.9722 | 4.2618 | 3.6029 | 3.6356 | 3.252 | 3.2182 | 3.3661 | 3.2875
Program Specific1-in-10Size: Over 200kWOther2022April Monthly Peak | Program Specific | 1-in-10 | Size: Over 200kW | Other | 2022 | April Monthly Peak | 4 | 135.255 | 131.543 | 127.7472 | 126.9422 | 134.5422 | 154.7847 | 181.194 | 200.5151 | 213.4797 | 221.6611 | 231.8093 | 234.9949 | 234.7979 | 237.9066 | 232.3605 | 220.0274 | 205.6498 | 191.2776 | 181.1143 | 178.3151 | 174.2215 | 165.5791 | 154.7818 | 147.7176 | -0.7531 | -1.0666 | -0.68961 | -0.42481 | -0.42869 | -1.5226 | -0.88237 | -1.275 | -0.95422 | -0.66477 | -1.0347 | -0.50333 | -0.26202 | 1.9132 | 10.0639 | 10.1686 | 8.4616 | 7.1234 | 1.6176 | -0.84865 | -1.4871 | -1.8682 | -2.0822 | -2.2786 | 69.4145 | 68.2991 | 66.8827 | 66.0582 | 65.1604 | 64.1178 | 63.4733 | 63.5078 | 66.6179 | 72.0741 | 77.3108 | 82.2921 | 85.5069 | 87.5139 | 88.5178 | 88.8738 | 88.4979 | 87.3991 | 85.3489 | 81.6086 | 77.1285 | 73.5847 | 71.1318 | 69.2612 | 2.9248 | 2.5964 | 2.8481 | 3.3752 | 4.3563 | 3.443 | 3.3093 | 3.5052 | 3.846 | 3.746 | 3.7277 | 4.2056 | 4.4173 | 4.8615 | 5.3385 | 5.232 | 5.0537 | 4.2586 | 3.5046 | 3.5496 | 3.2087 | 3.1709 | 3.3118 | 3.2402
Program Specific1-in-10Size: Over 200kWOther2022May Monthly Peak | Program Specific | 1-in-10 | Size: Over 200kW | Other | 2022 | May Monthly Peak | 5 | 135.9592 | 132.5307 | 129.3917 | 128.7043 | 136.9558 | 157.7347 | 183.6358 | 206.8274 | 222.0985 | 232.8587 | 243.5985 | 246.6208 | 245.1454 | 247.4565 | 241.1702 | 227.5165 | 212.2582 | 195.9739 | 184.3243 | 179.113 | 176.1563 | 167.7813 | 157.2501 | 150.1524 | -0.73872 | -0.83042 | -0.55945 | -0.50784 | -0.56964 | -1.1536 | -0.85492 | -1.5338 | -1.1064 | -0.89025 | -1.5555 | -0.85945 | -0.50189 | 2.1706 | 10.4384 | 10.7174 | 9.1996 | 7.7557 | 2.4196 | -0.12133 | -0.80939 | -1.3932 | -1.9258 | -2.1915 | 72.935 | 71.2912 | 70.0046 | 69.0612 | 68.1979 | 67.2663 | 67.0037 | 67.3963 | 70.7558 | 76.0575 | 80.9328 | 84.3473 | 87.2869 | 89.2499 | 90.3494 | 90.6504 | 89.7335 | 88.1949 | 86.8 | 84.2016 | 80.3099 | 76.5589 | 74.1935 | 71.932 | 2.9328 | 2.6095 | 2.8777 | 3.4137 | 4.4235 | 3.5 | 3.3456 | 3.6067 | 3.9914 | 3.9255 | 3.9076 | 4.4028 | 4.6006 | 5.0442 | 5.5273 | 5.3967 | 5.2033 | 4.3524 | 3.558 | 3.5568 | 3.2364 | 3.2051 | 3.3563 | 3.2855
Program Specific1-in-10Size: Over 200kWOther2022June Monthly Peak | Program Specific | 1-in-10 | Size: Over 200kW | Other | 2022 | June Monthly Peak | 6 | 139.955 | 136.1646 | 132.7423 | 131.7765 | 139.6964 | 159.3341 | 183.9015 | 204.5987 | 217.1322 | 224.7263 | 234.2487 | 235.9795 | 231.3648 | 232.7401 | 226.543 | 216.5731 | 204.3127 | 190.8272 | 183.1354 | 177.2894 | 175.9897 | 168.4144 | 157.4659 | 150.8015 | -0.77418 | -1.0364 | -0.67806 | -0.46232 | -0.48182 | -1.4588 | -0.88492 | -1.3594 | -1.0005 | -0.72398 | -1.1672 | -0.59103 | -0.31638 | 1.9175 | 9.8102 | 10.061 | 8.5277 | 7.2269 | 1.8432 | -0.64833 | -1.3149 | -1.7647 | -2.067 | -2.2923 | 69.7435 | 68.6278 | 67.8003 | 66.8872 | 65.8108 | 64.7786 | 64.2621 | 65.4967 | 69.0302 | 73.6747 | 78.5135 | 82.8144 | 85.6246 | 87.5198 | 88.6857 | 88.8759 | 89.0441 | 87.9623 | 86.933 | 84.5212 | 80.8202 | 77.0516 | 74.7856 | 73.0864 | 3.0178 | 2.68 | 2.951 | 3.4938 | 4.5102 | 3.534 | 3.3491 | 3.5664 | 3.9006 | 3.7869 | 3.7561 | 4.2111 | 4.3403 | 4.7423 | 5.19 | 5.1351 | 5.0065 | 4.2364 | 3.5336 | 3.5191 | 3.2321 | 3.2159 | 3.3596 | 3.2983
Program Specific1-in-10Size: Over 200kWOther2022July Monthly Peak | Program Specific | 1-in-10 | Size: Over 200kW | Other | 2022 | July Monthly Peak | 7 | 142.7786 | 139.4129 | 136.6917 | 135.4962 | 144.0849 | 164.8779 | 190.574 | 210.4468 | 222.3118 | 230.4679 | 239.4101 | 240.1606 | 234.9678 | 237.0303 | 230.8504 | 221.032 | 208.9615 | 196.0579 | 187.0345 | 182.0238 | 181.1442 | 173.2155 | 161.6204 | 154.0725 | -0.76702 | -0.75646 | -0.52407 | -0.57166 | -0.66319 | -1.0163 | -0.86861 | -1.662 | -1.1593 | -0.96768 | -1.7384 | -0.98393 | -0.58079 | 2.1581 | 9.9887 | 10.5017 | 9.2659 | 7.9675 | 2.8128 | 0.21532 | -0.50694 | -1.2031 | -1.8905 | -2.1905 | 75.1081 | 73.6704 | 72.4857 | 71.3948 | 70.6575 | 70.0245 | 69.7272 | 70.1872 | 72.8308 | 77.2529 | 81.858 | 85.4504 | 87.2164 | 88.0065 | 89.1882 | 89.9104 | 89.6091 | 88.9302 | 87.5956 | 85.34 | 81.9122 | 78.7203 | 76.6742 | 75.3381 | 3.0992 | 2.7622 | 3.0591 | 3.6163 | 4.6829 | 3.6814 | 3.4938 | 3.6928 | 4.0203 | 3.9096 | 3.8645 | 4.3143 | 4.4373 | 4.862 | 5.3239 | 5.2758 | 5.1546 | 4.3816 | 3.6329 | 3.6372 | 3.3489 | 3.3297 | 3.4712 | 3.3924
Program Specific1-in-10Size: Over 200kWOther2022August Monthly Peak | Program Specific | 1-in-10 | Size: Over 200kW | Other | 2022 | August Monthly Peak | 8 | 146.5909 | 142.8676 | 139.3826 | 139.0625 | 148.1288 | 170.1097 | 198.6726 | 221.0006 | 235.8613 | 245.5478 | 255.7432 | 257.8256 | 253.3203 | 255.7978 | 248.5826 | 235.6809 | 219.7197 | 203.6082 | 193.653 | 188.8091 | 185.8658 | 177.31 | 165.9217 | 158.5884 | -0.77555 | -0.61579 | -0.4437 | -0.63717 | -0.76907 | -0.78864 | -0.87975 | -1.8868 | -1.303 | -1.1535 | -2.1546 | -1.266 | -0.76901 | 2.442 | 10.7516 | 11.3249 | 10.035 | 8.5621 | 3.4043 | 0.69 | -0.076632 | -0.91165 | -1.8197 | -2.175 | 74.6993 | 73.8648 | 73.0073 | 72.2747 | 71.5936 | 71.1846 | 70.8677 | 71.086 | 73.6384 | 78.4862 | 82.8865 | 87.0035 | 89.9545 | 91.8978 | 93.0144 | 94.0565 | 94.3686 | 93.5684 | 92.7071 | 90.1118 | 86.0869 | 83.0266 | 80.9507 | 78.8564 | 3.2304 | 2.8737 | 3.1668 | 3.768 | 4.8876 | 3.856 | 3.6977 | 3.937 | 4.3303 | 4.2288 | 4.191 | 4.7022 | 4.8567 | 5.3268 | 5.8201 | 5.7111 | 5.5025 | 4.6196 | 3.8187 | 3.8302 | 3.4885 | 3.4603 | 3.6178 | 3.5449
Program Specific1-in-10Size: Over 200kWOther2022September Monthly Peak | Program Specific | 1-in-10 | Size: Over 200kW | Other | 2022 | September Monthly Peak | 9 | 145.5904 | 142.7474 | 139.6212 | 139.5216 | 149.5586 | 171.5703 | 202.4812 | 226.385 | 246.4957 | 259.3136 | 270.3144 | 272.2904 | 266.3441 | 268.9103 | 261.1487 | 245.7021 | 227.1726 | 209.1549 | 198.3864 | 194.7778 | 188.1102 | 179.6401 | 166.1911 | 158.5847 | -0.76147 | -0.49731 | -0.37717 | -0.67677 | -0.84175 | -0.60127 | -0.87716 | -2.04 | -1.4183 | -1.314 | -2.5103 | -1.501 | -0.91979 | 2.6553 | 11.2916 | 11.9046 | 10.5991 | 9.0142 | 3.8607 | 1.0683 | 0.2549 | -0.68361 | -1.7328 | -2.1159 | 76.9624 | 75.8514 | 74.7984 | 74.1532 | 73.4154 | 72.9323 | 72.6523 | 72.6412 | 74.5556 | 78.9248 | 83.6001 | 87.9513 | 91.2703 | 93.5985 | 94.3613 | 94.3576 | 93.5634 | 91.995 | 90.2741 | 87.29 | 83.4499 | 80.4761 | 78.2129 | 76.5193 | 3.2596 | 2.9171 | 3.2228 | 3.8408 | 5.0135 | 3.9511 | 3.8287 | 4.0972 | 4.5977 | 4.5371 | 4.5004 | 5.0452 | 5.1878 | 5.6892 | 6.2119 | 6.0489 | 5.7799 | 4.8211 | 3.9745 | 4.0143 | 3.5869 | 3.5617 | 3.6815 | 3.6014
Program Specific1-in-10Size: Over 200kWOther2022October Monthly Peak | Program Specific | 1-in-10 | Size: Over 200kW | Other | 2022 | October Monthly Peak | 10 | 141.5799 | 137.7375 | 134.198 | 133.2962 | 141.6312 | 162.7911 | 193.0775 | 212.6965 | 227.9063 | 239.3623 | 250.4003 | 255.06 | 253.601 | 256.3974 | 250.0421 | 235.9717 | 218.2299 | 202.0847 | 194.5809 | 187.6367 | 180.6116 | 171.8992 | 159.9745 | 152.4707 | -0.77549 | -0.94605 | -0.62738 | -0.49984 | -0.54402 | -1.3249 | -0.9124 | -1.5038 | -1.0972 | -0.85061 | -1.4415 | -0.77685 | -0.44196 | 2.1879 | 10.8248 | 11.0469 | 9.3017 | 7.8433 | 2.2873 | -0.37755 | -1.0626 | -1.5948 | -2.0222 | -2.2667 | 72.2214 | 71.0551 | 70.3259 | 69.3262 | 68.3269 | 67.4486 | 67.183 | 66.7784 | 67.4026 | 71.252 | 76.4638 | 82.074 | 86.6388 | 89.3541 | 90.2257 | 90.546 | 90.0706 | 88.7099 | 85.5822 | 81.0303 | 77.2766 | 74.8768 | 73.18 | 71.6094 | 3.049 | 2.7075 | 2.9797 | 3.5296 | 4.567 | 3.6062 | 3.5118 | 3.7029 | 4.089 | 4.0285 | 4.0101 | 4.5459 | 4.7515 | 5.2178 | 5.7211 | 5.5881 | 5.3409 | 4.4807 | 3.7498 | 3.7199 | 3.3128 | 3.2784 | 3.4088 | 3.3307
Program Specific1-in-10Size: Over 200kWOther2022November Monthly Peak | Program Specific | 1-in-10 | Size: Over 200kW | Other | 2022 | November Monthly Peak | 11 | 134.219 | 130.9148 | 127.1291 | 126.1925 | 134.5655 | 155.7904 | 182.3251 | 200.8457 | 213.7354 | 222.1146 | 231.3507 | 234.8502 | 233.5656 | 236.1748 | 229.2996 | 216.4049 | 203.7446 | 194.3828 | 183.9091 | 175.655 | 168.8331 | 160.7162 | 150.8607 | 144.6757 | -0.75292 | -1.1362 | -0.72853 | -0.39891 | -0.38827 | -1.6541 | -0.89996 | -1.2115 | -0.92154 | -0.60952 | -0.89515 | -0.40548 | -0.19337 | 1.8459 | 9.9334 | 9.9415 | 8.2448 | 7.0988 | 1.404 | -1.0577 | -1.6469 | -1.9614 | -2.0857 | -2.2688 | 68.9321 | 67.6238 | 66.9139 | 65.7319 | 65.0891 | 64.3072 | 63.6657 | 63.7386 | 65.9412 | 70.7958 | 76.7148 | 81.3378 | 84.4011 | 85.8745 | 86.7901 | 86.5511 | 84.7413 | 81.9134 | 78.8573 | 75.5931 | 73.2156 | 71.5236 | 69.8075 | 68.5946 | 2.9177 | 2.5976 | 2.8492 | 3.3729 | 4.3799 | 3.4835 | 3.3474 | 3.5294 | 3.8708 | 3.7733 | 3.7398 | 4.225 | 4.4172 | 4.8514 | 5.2958 | 5.1728 | 5.0332 | 4.3504 | 3.5774 | 3.515 | 3.1258 | 3.0939 | 3.2448 | 3.1901
Program Specific1-in-10Size: Over 200kWOther2022December Monthly Peak | Program Specific | 1-in-10 | Size: Over 200kW | Other | 2022 | December Monthly Peak | 12 | 124.8181 | 121.0703 | 117.748 | 116.9808 | 125.1331 | 146.0488 | 173.5292 | 189.4729 | 198.2893 | 199.547 | 200.7501 | 197.5894 | 191.6303 | 191.2295 | 183.7489 | 175.425 | 169.7797 | 166.6175 | 163.1509 | 157.3943 | 152.3338 | 147.0893 | 137.8928 | 131.4749 | -0.72805 | -1.4207 | -0.88458 | -0.25353 | -0.15915 | -2.1618 | -0.91819 | -0.8108 | -0.68672 | -0.27489 | -0.13701 | 0.098883 | 0.13731 | 1.2631 | 7.969 | 7.7997 | 6.2522 | 5.44 | 0.11049 | -2.0131 | -2.4815 | -2.5218 | -2.1821 | -2.2427 | 45.8173 | 45.143 | 44.7731 | 44.5366 | 44.3799 | 44.0969 | 44.5106 | 44.6156 | 45.1071 | 46.8101 | 48.8146 | 50.7358 | 52.1539 | 52.5269 | 52.5344 | 52.4715 | 52.0224 | 50.8772 | 49.5848 | 48.4071 | 47.1914 | 46.5176 | 46.2466 | 45.6658 | 2.8812 | 2.5509 | 2.8023 | 3.3202 | 4.3249 | 3.4678 | 3.3831 | 3.5356 | 3.8133 | 3.5997 | 3.4459 | 3.7747 | 3.8483 | 4.1712 | 4.5064 | 4.4527 | 4.4536 | 3.9598 | 3.37 | 3.3445 | 2.9949 | 3.0068 | 3.1494 | 3.0784
Program Specific1-in-10Size: Over 200kWOther2022Typical Event Day | Program Specific | 1-in-10 | Size: Over 200kW | Other | 2022 | Typical Event Day | 8 | 145.7555 | 142.0587 | 138.4038 | 138.0467 | 147.0146 | 168.8267 | 197.1945 | 218.8481 | 232.7793 | 241.6383 | 251.3898 | 253.4296 | 249.0475 | 251.6281 | 244.7062 | 232.1125 | 216.4735 | 200.8427 | 191.3629 | 186.681 | 183.9269 | 175.5035 | 164.3499 | 157.1223 | -0.78068 | -0.73981 | -0.51302 | -0.59221 | -0.69361 | -0.99017 | -0.89379 | -1.7557 | -1.228 | -1.0382 | -1.8826 | -1.0786 | -0.64306 | 2.3127 | 10.5874 | 11.0527 | 9.6553 | 8.2175 | 2.973 | 0.31108 | -0.42888 | -1.157 | -1.899 | -2.2184 | 74.1283 | 73.0036 | 72.0229 | 71.1775 | 70.3693 | 69.73 | 69.3773 | 69.8528 | 72.5138 | 77.0847 | 81.7145 | 85.8049 | 88.5165 | 90.2557 | 91.3124 | 91.8001 | 91.6463 | 90.614 | 89.3774 | 86.8157 | 83.0673 | 79.8187 | 77.6559 | 75.95 | 3.1713 | 2.8213 | 3.1047 | 3.6931 | 4.7894 | 3.7784 | 3.6237 | 3.8493 | 4.2195 | 4.1088 | 4.0674 | 4.5635 | 4.7143 | 5.1736 | 5.6568 | 5.5533 | 5.3525 | 4.4991 | 3.7258 | 3.7391 | 3.4084 | 3.3816 | 3.5382 | 3.4677
Program Specific1-in-10Size: Over 200kWOther2023January Monthly Peak | Program Specific | 1-in-10 | Size: Over 200kW | Other | 2023 | January Monthly Peak | 1 | 124.0506 | 120.573 | 117.2342 | 117.7733 | 126.6044 | 148.3505 | 177.8108 | 194.9829 | 203.8488 | 203.4822 | 204.2861 | 200.3302 | 192.8734 | 192.5922 | 184.6201 | 176.0061 | 168.5954 | 166.4853 | 163.7274 | 157.3205 | 151.8793 | 146.3883 | 137.642 | 131.7168 | -0.72357 | -1.4148 | -0.88072 | -0.25525 | -0.16102 | -2.1958 | -0.94085 | -0.83438 | -0.70597 | -0.28031 | -0.13943 | 0.10025 | 0.1382 | 1.2721 | 8.0068 | 7.8255 | 6.2085 | 5.4357 | 0.11088 | -2.0122 | -2.4741 | -2.5098 | -2.1782 | -2.2468 | 44.995 | 44.2335 | 43.5126 | 43.0005 | 42.6075 | 42.3247 | 42.1643 | 41.8712 | 42.4274 | 44.7288 | 47.4058 | 49.7792 | 51.7142 | 52.3213 | 52.5409 | 52.4412 | 51.5435 | 50.2477 | 48.4205 | 46.7966 | 45.5047 | 44.7125 | 44.059 | 43.3612 | 2.8635 | 2.5404 | 2.79 | 3.3427 | 4.3757 | 3.5224 | 3.4665 | 3.6384 | 3.9202 | 3.6707 | 3.5066 | 3.827 | 3.8733 | 4.201 | 4.5277 | 4.4675 | 4.4226 | 3.9566 | 3.3819 | 3.3429 | 2.9859 | 2.9924 | 3.1437 | 3.0841
Program Specific1-in-10Size: Over 200kWOther2023February Monthly Peak | Program Specific | 1-in-10 | Size: Over 200kW | Other | 2023 | February Monthly Peak | 2 | 126.0506 | 122.6859 | 118.9915 | 119.2704 | 126.9806 | 147.6426 | 176.1947 | 191.5569 | 200.2726 | 201.7929 | 205.6917 | 205.5983 | 201.5911 | 204.1661 | 198.4622 | 187.6014 | 177.4177 | 171.8725 | 168.8683 | 161.8436 | 156.1695 | 149.7821 | 140.2626 | 133.8324 | -0.73524 | -1.4396 | -0.89392 | -0.25849 | -0.1615 | -2.1853 | -0.9323 | -0.81972 | -0.69359 | -0.27799 | -0.14039 | 0.10289 | 0.14445 | 1.3485 | 8.6071 | 8.3411 | 6.5334 | 5.6116 | 0.11436 | -2.07 | -2.544 | -2.568 | -2.2196 | -2.2829 | 52.1342 | 51.383 | 50.6227 | 50.1277 | 49.9752 | 49.2561 | 48.2087 | 48.6509 | 49.9937 | 52.0803 | 54.316 | 55.8483 | 57.6381 | 59.1637 | 60.1083 | 60.3437 | 59.5355 | 58.7266 | 56.9099 | 55.0277 | 53.5354 | 52.3124 | 51.7092 | 50.8362 | 2.9096 | 2.5849 | 2.8318 | 3.3851 | 4.3887 | 3.5056 | 3.435 | 3.5745 | 3.8514 | 3.6402 | 3.5308 | 3.9277 | 4.0484 | 4.4534 | 4.8672 | 4.7618 | 4.654 | 4.0846 | 3.4881 | 3.439 | 3.0703 | 3.0618 | 3.2035 | 3.1336
Program Specific1-in-10Size: Over 200kWOther2023March Monthly Peak | Program Specific | 1-in-10 | Size: Over 200kW | Other | 2023 | March Monthly Peak | 3 | 130.5158 | 127.0279 | 123.2178 | 122.3986 | 129.2918 | 148.8351 | 177.9277 | 194.0049 | 201.926 | 205.5957 | 212.7565 | 215.4057 | 214.1221 | 217.429 | 212.5463 | 201.7437 | 189.5491 | 179.3249 | 174.4302 | 171.0918 | 165.411 | 157.4299 | 147.3822 | 140.4068 | -0.76128 | -1.4906 | -0.92567 | -0.26527 | -0.16444 | -2.203 | -0.94147 | -0.8302 | -0.69931 | -0.28323 | -0.14521 | 0.1078 | 0.15343 | 1.4361 | 9.218 | 8.9699 | 6.9802 | 5.8549 | 0.11813 | -2.1883 | -2.6945 | -2.6991 | -2.3323 | -2.395 | 59.5886 | 58.2272 | 57.6691 | 57.0244 | 56.0957 | 55.2337 | 54.507 | 54.2213 | 55.4975 | 59.4103 | 64.2869 | 68.8273 | 72.3159 | 74.1592 | 75.2161 | 75.8716 | 75.7264 | 74.2574 | 72.2489 | 69.5896 | 66.2799 | 63.8104 | 61.6515 | 59.9631 | 3.0127 | 2.6764 | 2.9324 | 3.4739 | 4.4686 | 3.5339 | 3.4688 | 3.6202 | 3.8832 | 3.7088 | 3.652 | 4.115 | 4.3 | 4.7427 | 5.2126 | 5.1208 | 4.9722 | 4.2618 | 3.6029 | 3.6356 | 3.252 | 3.2182 | 3.3661 | 3.2875
Program Specific1-in-10Size: Over 200kWOther2023April Monthly Peak | Program Specific | 1-in-10 | Size: Over 200kW | Other | 2023 | April Monthly Peak | 4 | 135.255 | 131.543 | 127.7472 | 126.9422 | 134.5422 | 154.7847 | 181.1939 | 200.5151 | 213.4797 | 221.6611 | 231.8093 | 234.9949 | 234.7979 | 237.9066 | 232.3605 | 220.0274 | 205.6498 | 191.2776 | 181.1142 | 178.3151 | 174.2215 | 165.5791 | 154.7818 | 147.7176 | -0.7531 | -1.0666 | -0.68961 | -0.42481 | -0.42869 | -1.5226 | -0.88237 | -1.275 | -0.95422 | -0.66477 | -1.0347 | -0.50333 | -0.26202 | 1.9132 | 10.0639 | 10.1686 | 8.4616 | 7.1234 | 1.6176 | -0.84865 | -1.4871 | -1.8682 | -2.0822 | -2.2786 | 69.4145 | 68.2991 | 66.8827 | 66.0582 | 65.1604 | 64.1178 | 63.4733 | 63.5078 | 66.6179 | 72.0741 | 77.3108 | 82.2921 | 85.5069 | 87.5139 | 88.5178 | 88.8738 | 88.4979 | 87.3991 | 85.3489 | 81.6086 | 77.1285 | 73.5847 | 71.1319 | 69.2612 | 2.9248 | 2.5964 | 2.8481 | 3.3752 | 4.3563 | 3.443 | 3.3093 | 3.5052 | 3.846 | 3.746 | 3.7277 | 4.2056 | 4.4173 | 4.8615 | 5.3385 | 5.232 | 5.0537 | 4.2586 | 3.5046 | 3.5496 | 3.2087 | 3.1709 | 3.3118 | 3.2402
Program Specific1-in-10Size: Over 200kWOther2023May Monthly Peak | Program Specific | 1-in-10 | Size: Over 200kW | Other | 2023 | May Monthly Peak | 5 | 135.9592 | 132.5307 | 129.3917 | 128.7043 | 136.9558 | 157.7347 | 183.6358 | 206.8274 | 222.0985 | 232.8587 | 243.5985 | 246.6208 | 245.1454 | 247.4565 | 241.1702 | 227.5165 | 212.2582 | 195.9739 | 184.3243 | 179.113 | 176.1563 | 167.7813 | 157.2501 | 150.1524 | -0.73872 | -0.83042 | -0.55945 | -0.50784 | -0.56964 | -1.1536 | -0.85492 | -1.5338 | -1.1064 | -0.89025 | -1.5555 | -0.85945 | -0.50189 | 2.1706 | 10.4384 | 10.7174 | 9.1996 | 7.7557 | 2.4196 | -0.12133 | -0.80939 | -1.3932 | -1.9258 | -2.1915 | 72.935 | 71.2912 | 70.0046 | 69.0612 | 68.1979 | 67.2663 | 67.0037 | 67.3963 | 70.7558 | 76.0575 | 80.9328 | 84.3473 | 87.2869 | 89.2499 | 90.3494 | 90.6504 | 89.7335 | 88.1949 | 86.8 | 84.2016 | 80.3099 | 76.5589 | 74.1935 | 71.932 | 2.9328 | 2.6095 | 2.8777 | 3.4137 | 4.4235 | 3.5 | 3.3456 | 3.6067 | 3.9914 | 3.9255 | 3.9076 | 4.4028 | 4.6006 | 5.0442 | 5.5273 | 5.3967 | 5.2033 | 4.3524 | 3.558 | 3.5568 | 3.2364 | 3.2051 | 3.3563 | 3.2855
Program Specific1-in-10Size: Over 200kWOther2023June Monthly Peak | Program Specific | 1-in-10 | Size: Over 200kW | Other | 2023 | June Monthly Peak | 6 | 139.955 | 136.1646 | 132.7423 | 131.7765 | 139.6964 | 159.3341 | 183.9015 | 204.5987 | 217.1322 | 224.7263 | 234.2487 | 235.9795 | 231.3648 | 232.7401 | 226.543 | 216.573 | 204.3127 | 190.8272 | 183.1354 | 177.2894 | 175.9897 | 168.4144 | 157.4659 | 150.8015 | -0.77418 | -1.0364 | -0.67806 | -0.46232 | -0.48182 | -1.4588 | -0.88492 | -1.3594 | -1.0005 | -0.72398 | -1.1672 | -0.59103 | -0.31638 | 1.9175 | 9.8102 | 10.061 | 8.5277 | 7.2269 | 1.8432 | -0.64833 | -1.3149 | -1.7647 | -2.067 | -2.2923 | 69.7435 | 68.6278 | 67.8003 | 66.8872 | 65.8108 | 64.7786 | 64.2621 | 65.4967 | 69.0302 | 73.6747 | 78.5135 | 82.8144 | 85.6246 | 87.5198 | 88.6857 | 88.8759 | 89.0441 | 87.9623 | 86.933 | 84.5212 | 80.8202 | 77.0516 | 74.7856 | 73.0864 | 3.0178 | 2.68 | 2.951 | 3.4938 | 4.5102 | 3.534 | 3.3491 | 3.5664 | 3.9006 | 3.7869 | 3.7561 | 4.2111 | 4.3403 | 4.7423 | 5.19 | 5.1351 | 5.0065 | 4.2364 | 3.5336 | 3.5191 | 3.2321 | 3.2159 | 3.3596 | 3.2983
Program Specific1-in-10Size: Over 200kWOther2023July Monthly Peak | Program Specific | 1-in-10 | Size: Over 200kW | Other | 2023 | July Monthly Peak | 7 | 142.7786 | 139.4129 | 136.6917 | 135.4962 | 144.0849 | 164.8779 | 190.574 | 210.4468 | 222.3118 | 230.4679 | 239.4101 | 240.1607 | 234.9678 | 237.0303 | 230.8504 | 221.032 | 208.9615 | 196.0579 | 187.0345 | 182.0238 | 181.1442 | 173.2155 | 161.6204 | 154.0725 | -0.76702 | -0.75646 | -0.52407 | -0.57166 | -0.66319 | -1.0163 | -0.86861 | -1.662 | -1.1593 | -0.96768 | -1.7384 | -0.98393 | -0.58079 | 2.1581 | 9.9887 | 10.5017 | 9.2659 | 7.9675 | 2.8128 | 0.21532 | -0.50694 | -1.2031 | -1.8905 | -2.1905 | 75.1081 | 73.6704 | 72.4857 | 71.3948 | 70.6575 | 70.0245 | 69.7272 | 70.1872 | 72.8308 | 77.2529 | 81.858 | 85.4504 | 87.2165 | 88.0065 | 89.1882 | 89.9104 | 89.6091 | 88.9302 | 87.5956 | 85.34 | 81.9122 | 78.7203 | 76.6742 | 75.3381 | 3.0992 | 2.7622 | 3.0591 | 3.6163 | 4.6829 | 3.6814 | 3.4938 | 3.6928 | 4.0203 | 3.9096 | 3.8645 | 4.3143 | 4.4373 | 4.862 | 5.3239 | 5.2758 | 5.1546 | 4.3816 | 3.6329 | 3.6372 | 3.3489 | 3.3297 | 3.4712 | 3.3924
Program Specific1-in-10Size: Over 200kWOther2023August Monthly Peak | Program Specific | 1-in-10 | Size: Over 200kW | Other | 2023 | August Monthly Peak | 8 | 146.5909 | 142.8676 | 139.3826 | 139.0625 | 148.1288 | 170.1097 | 198.6726 | 221.0005 | 235.8613 | 245.5478 | 255.7432 | 257.8256 | 253.3203 | 255.7978 | 248.5826 | 235.6809 | 219.7197 | 203.6082 | 193.653 | 188.8091 | 185.8658 | 177.31 | 165.9217 | 158.5884 | -0.77555 | -0.61579 | -0.4437 | -0.63717 | -0.76907 | -0.78864 | -0.87975 | -1.8868 | -1.303 | -1.1535 | -2.1546 | -1.266 | -0.76901 | 2.442 | 10.7516 | 11.3249 | 10.035 | 8.5621 | 3.4043 | 0.69 | -0.076632 | -0.91165 | -1.8197 | -2.175 | 74.6993 | 73.8648 | 73.0073 | 72.2747 | 71.5936 | 71.1846 | 70.8677 | 71.086 | 73.6384 | 78.4862 | 82.8865 | 87.0035 | 89.9544 | 91.8978 | 93.0144 | 94.0565 | 94.3686 | 93.5684 | 92.7071 | 90.1118 | 86.0869 | 83.0266 | 80.9507 | 78.8564 | 3.2304 | 2.8737 | 3.1668 | 3.768 | 4.8876 | 3.856 | 3.6977 | 3.937 | 4.3303 | 4.2288 | 4.191 | 4.7022 | 4.8567 | 5.3268 | 5.8201 | 5.7111 | 5.5025 | 4.6196 | 3.8187 | 3.8302 | 3.4885 | 3.4603 | 3.6178 | 3.5449
Program Specific1-in-10Size: Over 200kWOther2023September Monthly Peak | Program Specific | 1-in-10 | Size: Over 200kW | Other | 2023 | September Monthly Peak | 9 | 145.5904 | 142.7474 | 139.6212 | 139.5216 | 149.5586 | 171.5703 | 202.4812 | 226.385 | 246.4957 | 259.3136 | 270.3144 | 272.2904 | 266.3441 | 268.9103 | 261.1486 | 245.7021 | 227.1726 | 209.1549 | 198.3864 | 194.7778 | 188.1102 | 179.6401 | 166.1911 | 158.5847 | -0.76147 | -0.49731 | -0.37717 | -0.67677 | -0.84175 | -0.60127 | -0.87716 | -2.04 | -1.4183 | -1.314 | -2.5103 | -1.501 | -0.91979 | 2.6553 | 11.2916 | 11.9046 | 10.5991 | 9.0142 | 3.8607 | 1.0683 | 0.2549 | -0.68361 | -1.7328 | -2.1159 | 76.9624 | 75.8514 | 74.7984 | 74.1532 | 73.4154 | 72.9323 | 72.6523 | 72.6412 | 74.5556 | 78.9248 | 83.6001 | 87.9513 | 91.2703 | 93.5985 | 94.3613 | 94.3576 | 93.5634 | 91.995 | 90.2741 | 87.29 | 83.4499 | 80.4761 | 78.2129 | 76.5193 | 3.2596 | 2.9171 | 3.2228 | 3.8408 | 5.0135 | 3.9511 | 3.8287 | 4.0972 | 4.5977 | 4.5371 | 4.5004 | 5.0452 | 5.1878 | 5.6892 | 6.2119 | 6.0489 | 5.7799 | 4.8211 | 3.9745 | 4.0143 | 3.5869 | 3.5617 | 3.6815 | 3.6014
Program Specific1-in-10Size: Over 200kWOther2023October Monthly Peak | Program Specific | 1-in-10 | Size: Over 200kW | Other | 2023 | October Monthly Peak | 10 | 141.5799 | 137.7375 | 134.198 | 133.2962 | 141.6312 | 162.7911 | 193.0775 | 212.6965 | 227.9063 | 239.3623 | 250.4003 | 255.06 | 253.601 | 256.3974 | 250.0421 | 235.9717 | 218.2299 | 202.0847 | 194.5809 | 187.6368 | 180.6116 | 171.8992 | 159.9745 | 152.4707 | -0.77549 | -0.94605 | -0.62738 | -0.49984 | -0.54402 | -1.3249 | -0.9124 | -1.5038 | -1.0972 | -0.85061 | -1.4415 | -0.77685 | -0.44196 | 2.1879 | 10.8248 | 11.0469 | 9.3017 | 7.8433 | 2.2873 | -0.37755 | -1.0626 | -1.5948 | -2.0222 | -2.2667 | 72.2214 | 71.0551 | 70.3259 | 69.3262 | 68.3269 | 67.4486 | 67.183 | 66.7783 | 67.4026 | 71.252 | 76.4638 | 82.074 | 86.6388 | 89.3541 | 90.2257 | 90.546 | 90.0705 | 88.7099 | 85.5822 | 81.0303 | 77.2766 | 74.8768 | 73.18 | 71.6094 | 3.049 | 2.7075 | 2.9797 | 3.5296 | 4.567 | 3.6062 | 3.5118 | 3.7029 | 4.089 | 4.0285 | 4.0101 | 4.5459 | 4.7515 | 5.2178 | 5.7211 | 5.5881 | 5.3409 | 4.4807 | 3.7498 | 3.7199 | 3.3128 | 3.2784 | 3.4088 | 3.3307
Program Specific1-in-10Size: Over 200kWOther2023November Monthly Peak | Program Specific | 1-in-10 | Size: Over 200kW | Other | 2023 | November Monthly Peak | 11 | 134.219 | 130.9148 | 127.1291 | 126.1925 | 134.5655 | 155.7904 | 182.3252 | 200.8457 | 213.7354 | 222.1146 | 231.3507 | 234.8502 | 233.5656 | 236.1748 | 229.2996 | 216.4049 | 203.7446 | 194.3828 | 183.9091 | 175.655 | 168.8331 | 160.7162 | 150.8607 | 144.6757 | -0.75292 | -1.1362 | -0.72853 | -0.39891 | -0.38827 | -1.6541 | -0.89996 | -1.2115 | -0.92154 | -0.60952 | -0.89515 | -0.40548 | -0.19337 | 1.8459 | 9.9334 | 9.9415 | 8.2448 | 7.0988 | 1.404 | -1.0577 | -1.6469 | -1.9614 | -2.0857 | -2.2688 | 68.9321 | 67.6238 | 66.9139 | 65.7319 | 65.0891 | 64.3072 | 63.6657 | 63.7386 | 65.9412 | 70.7958 | 76.7148 | 81.3378 | 84.4011 | 85.8745 | 86.7901 | 86.5511 | 84.7413 | 81.9134 | 78.8573 | 75.5931 | 73.2156 | 71.5236 | 69.8075 | 68.5946 | 2.9177 | 2.5976 | 2.8492 | 3.3729 | 4.3799 | 3.4835 | 3.3474 | 3.5294 | 3.8708 | 3.7733 | 3.7398 | 4.225 | 4.4172 | 4.8514 | 5.2958 | 5.1728 | 5.0332 | 4.3504 | 3.5774 | 3.515 | 3.1258 | 3.0939 | 3.2448 | 3.1901
Program Specific1-in-10Size: Over 200kWOther2023December Monthly Peak | Program Specific | 1-in-10 | Size: Over 200kW | Other | 2023 | December Monthly Peak | 12 | 124.8181 | 121.0703 | 117.748 | 116.9808 | 125.1331 | 146.0488 | 173.5292 | 189.4729 | 198.2893 | 199.547 | 200.7501 | 197.5894 | 191.6303 | 191.2295 | 183.7489 | 175.425 | 169.7797 | 166.6175 | 163.1509 | 157.3943 | 152.3338 | 147.0893 | 137.8928 | 131.4749 | -0.72805 | -1.4207 | -0.88458 | -0.25353 | -0.15915 | -2.1618 | -0.91819 | -0.8108 | -0.68672 | -0.27489 | -0.13701 | 0.098883 | 0.13731 | 1.2631 | 7.969 | 7.7997 | 6.2522 | 5.44 | 0.11049 | -2.0131 | -2.4815 | -2.5218 | -2.1821 | -2.2427 | 45.8173 | 45.143 | 44.7731 | 44.5366 | 44.3799 | 44.0969 | 44.5106 | 44.6156 | 45.1071 | 46.8101 | 48.8146 | 50.7358 | 52.1539 | 52.5269 | 52.5344 | 52.4715 | 52.0224 | 50.8772 | 49.5848 | 48.4071 | 47.1914 | 46.5176 | 46.2466 | 45.6658 | 2.8812 | 2.5509 | 2.8023 | 3.3202 | 4.3249 | 3.4678 | 3.3831 | 3.5356 | 3.8133 | 3.5997 | 3.4459 | 3.7747 | 3.8483 | 4.1712 | 4.5064 | 4.4527 | 4.4536 | 3.9598 | 3.37 | 3.3445 | 2.9949 | 3.0068 | 3.1494 | 3.0784
Program Specific1-in-10Size: Over 200kWOther2023Typical Event Day | Program Specific | 1-in-10 | Size: Over 200kW | Other | 2023 | Typical Event Day | 8 | 145.7555 | 142.0587 | 138.4038 | 138.0466 | 147.0146 | 168.8267 | 197.1945 | 218.8481 | 232.7793 | 241.6382 | 251.3898 | 253.4296 | 249.0475 | 251.6281 | 244.7062 | 232.1125 | 216.4735 | 200.8427 | 191.3629 | 186.681 | 183.9268 | 175.5035 | 164.3499 | 157.1223 | -0.78068 | -0.73981 | -0.51302 | -0.59221 | -0.69361 | -0.99017 | -0.89379 | -1.7557 | -1.228 | -1.0382 | -1.8826 | -1.0786 | -0.64306 | 2.3127 | 10.5874 | 11.0527 | 9.6553 | 8.2175 | 2.973 | 0.31108 | -0.42888 | -1.157 | -1.899 | -2.2184 | 74.1283 | 73.0036 | 72.0229 | 71.1775 | 70.3693 | 69.73 | 69.3773 | 69.8528 | 72.5138 | 77.0847 | 81.7145 | 85.8049 | 88.5165 | 90.2557 | 91.3124 | 91.8001 | 91.6463 | 90.614 | 89.3774 | 86.8157 | 83.0673 | 79.8187 | 77.6559 | 75.95 | 3.1713 | 2.8213 | 3.1047 | 3.6931 | 4.7894 | 3.7784 | 3.6237 | 3.8493 | 4.2195 | 4.1088 | 4.0674 | 4.5635 | 4.7143 | 5.1736 | 5.6568 | 5.5533 | 5.3525 | 4.4991 | 3.7258 | 3.7391 | 3.4084 | 3.3816 | 3.5382 | 3.4677
Program Specific1-in-10Size: Over 200kWOther2024January Monthly Peak | Program Specific | 1-in-10 | Size: Over 200kW | Other | 2024 | January Monthly Peak | 1 | 124.0506 | 120.573 | 117.2342 | 117.7733 | 126.6044 | 148.3505 | 177.8109 | 194.9828 | 203.8488 | 203.4822 | 204.2861 | 200.3302 | 192.8734 | 192.5922 | 184.6201 | 176.0061 | 168.5954 | 166.4853 | 163.7274 | 157.3205 | 151.8793 | 146.3883 | 137.642 | 131.7168 | -0.72357 | -1.4148 | -0.88072 | -0.25525 | -0.16102 | -2.1958 | -0.94085 | -0.83438 | -0.70597 | -0.28031 | -0.13943 | 0.10025 | 0.1382 | 1.2721 | 8.0068 | 7.8255 | 6.2085 | 5.4357 | 0.11088 | -2.0122 | -2.4741 | -2.5098 | -2.1782 | -2.2468 | 44.995 | 44.2335 | 43.5126 | 43.0005 | 42.6075 | 42.3247 | 42.1643 | 41.8712 | 42.4274 | 44.7288 | 47.4058 | 49.7792 | 51.7142 | 52.3213 | 52.5409 | 52.4412 | 51.5435 | 50.2477 | 48.4205 | 46.7966 | 45.5047 | 44.7125 | 44.059 | 43.3612 | 2.8635 | 2.5404 | 2.79 | 3.3427 | 4.3757 | 3.5224 | 3.4665 | 3.6384 | 3.9202 | 3.6707 | 3.5066 | 3.827 | 3.8733 | 4.201 | 4.5277 | 4.4675 | 4.4226 | 3.9566 | 3.3819 | 3.3429 | 2.9859 | 2.9924 | 3.1437 | 3.0841
Program Specific1-in-10Size: Over 200kWOther2024February Monthly Peak | Program Specific | 1-in-10 | Size: Over 200kW | Other | 2024 | February Monthly Peak | 2 | 126.0506 | 122.6859 | 118.9915 | 119.2704 | 126.9806 | 147.6426 | 176.1947 | 191.557 | 200.2726 | 201.7929 | 205.6917 | 205.5983 | 201.5911 | 204.1661 | 198.4622 | 187.6015 | 177.4177 | 171.8725 | 168.8683 | 161.8436 | 156.1695 | 149.7821 | 140.2626 | 133.8324 | -0.73524 | -1.4396 | -0.89392 | -0.25849 | -0.1615 | -2.1853 | -0.9323 | -0.81972 | -0.69359 | -0.27799 | -0.14039 | 0.10289 | 0.14445 | 1.3485 | 8.6071 | 8.3411 | 6.5334 | 5.6116 | 0.11436 | -2.07 | -2.544 | -2.568 | -2.2196 | -2.2829 | 52.1342 | 51.383 | 50.6227 | 50.1277 | 49.9752 | 49.2561 | 48.2087 | 48.6509 | 49.9937 | 52.0803 | 54.316 | 55.8483 | 57.6381 | 59.1637 | 60.1083 | 60.3437 | 59.5355 | 58.7266 | 56.9099 | 55.0277 | 53.5354 | 52.3124 | 51.7092 | 50.8362 | 2.9096 | 2.5849 | 2.8318 | 3.3851 | 4.3887 | 3.5056 | 3.435 | 3.5745 | 3.8514 | 3.6402 | 3.5308 | 3.9277 | 4.0484 | 4.4534 | 4.8672 | 4.7618 | 4.654 | 4.0846 | 3.4881 | 3.439 | 3.0703 | 3.0618 | 3.2035 | 3.1336
Program Specific1-in-10Size: Over 200kWOther2024March Monthly Peak | Program Specific | 1-in-10 | Size: Over 200kW | Other | 2024 | March Monthly Peak | 3 | 130.5158 | 127.0279 | 123.2178 | 122.3986 | 129.2918 | 148.8351 | 177.9277 | 194.0049 | 201.926 | 205.5957 | 212.7565 | 215.4057 | 214.1221 | 217.4291 | 212.5463 | 201.7437 | 189.5491 | 179.3249 | 174.4302 | 171.0918 | 165.4109 | 157.4299 | 147.3822 | 140.4068 | -0.76128 | -1.4906 | -0.92567 | -0.26527 | -0.16444 | -2.203 | -0.94147 | -0.8302 | -0.69931 | -0.28323 | -0.14521 | 0.1078 | 0.15343 | 1.4361 | 9.218 | 8.9699 | 6.9802 | 5.8549 | 0.11813 | -2.1883 | -2.6945 | -2.6991 | -2.3323 | -2.395 | 59.5886 | 58.2272 | 57.6691 | 57.0244 | 56.0957 | 55.2337 | 54.507 | 54.2213 | 55.4975 | 59.4103 | 64.2869 | 68.8273 | 72.3159 | 74.1592 | 75.2161 | 75.8716 | 75.7264 | 74.2574 | 72.2489 | 69.5896 | 66.2799 | 63.8104 | 61.6515 | 59.9631 | 3.0127 | 2.6764 | 2.9324 | 3.4739 | 4.4686 | 3.5339 | 3.4688 | 3.6202 | 3.8832 | 3.7088 | 3.652 | 4.115 | 4.3 | 4.7427 | 5.2126 | 5.1208 | 4.9722 | 4.2618 | 3.6029 | 3.6356 | 3.252 | 3.2182 | 3.3661 | 3.2875
Program Specific1-in-10Size: Over 200kWOther2024April Monthly Peak | Program Specific | 1-in-10 | Size: Over 200kW | Other | 2024 | April Monthly Peak | 4 | 135.255 | 131.543 | 127.7472 | 126.9422 | 134.5422 | 154.7847 | 181.1939 | 200.5152 | 213.4797 | 221.6611 | 231.8093 | 234.9949 | 234.7979 | 237.9066 | 232.3605 | 220.0274 | 205.6498 | 191.2776 | 181.1142 | 178.3151 | 174.2215 | 165.5791 | 154.7818 | 147.7176 | -0.7531 | -1.0666 | -0.68961 | -0.42481 | -0.42869 | -1.5226 | -0.88237 | -1.275 | -0.95422 | -0.66477 | -1.0347 | -0.50333 | -0.26202 | 1.9132 | 10.0639 | 10.1686 | 8.4616 | 7.1234 | 1.6176 | -0.84865 | -1.4871 | -1.8682 | -2.0822 | -2.2786 | 69.4145 | 68.2991 | 66.8827 | 66.0582 | 65.1604 | 64.1178 | 63.4733 | 63.5078 | 66.6179 | 72.0741 | 77.3108 | 82.2921 | 85.5069 | 87.5139 | 88.5178 | 88.8738 | 88.4979 | 87.3991 | 85.3489 | 81.6086 | 77.1285 | 73.5847 | 71.1318 | 69.2612 | 2.9248 | 2.5964 | 2.8481 | 3.3752 | 4.3563 | 3.443 | 3.3093 | 3.5052 | 3.846 | 3.746 | 3.7277 | 4.2056 | 4.4173 | 4.8615 | 5.3385 | 5.232 | 5.0537 | 4.2586 | 3.5046 | 3.5496 | 3.2087 | 3.1709 | 3.3118 | 3.2402
Program Specific1-in-10Size: Over 200kWOther2024May Monthly Peak | Program Specific | 1-in-10 | Size: Over 200kW | Other | 2024 | May Monthly Peak | 5 | 135.9592 | 132.5307 | 129.3917 | 128.7043 | 136.9558 | 157.7347 | 183.6358 | 206.8274 | 222.0985 | 232.8587 | 243.5985 | 246.6208 | 245.1454 | 247.4565 | 241.1702 | 227.5165 | 212.2582 | 195.9739 | 184.3243 | 179.113 | 176.1563 | 167.7813 | 157.2501 | 150.1524 | -0.73872 | -0.83042 | -0.55945 | -0.50784 | -0.56964 | -1.1536 | -0.85492 | -1.5338 | -1.1064 | -0.89025 | -1.5555 | -0.85945 | -0.50189 | 2.1706 | 10.4384 | 10.7174 | 9.1996 | 7.7557 | 2.4196 | -0.12133 | -0.80939 | -1.3932 | -1.9258 | -2.1915 | 72.935 | 71.2912 | 70.0046 | 69.0612 | 68.1979 | 67.2663 | 67.0037 | 67.3963 | 70.7558 | 76.0575 | 80.9328 | 84.3473 | 87.2869 | 89.2499 | 90.3494 | 90.6504 | 89.7335 | 88.195 | 86.8 | 84.2016 | 80.3099 | 76.5589 | 74.1935 | 71.932 | 2.9328 | 2.6095 | 2.8777 | 3.4137 | 4.4235 | 3.5 | 3.3456 | 3.6067 | 3.9914 | 3.9255 | 3.9076 | 4.4028 | 4.6006 | 5.0442 | 5.5273 | 5.3967 | 5.2033 | 4.3524 | 3.558 | 3.5568 | 3.2364 | 3.2051 | 3.3563 | 3.2855
Program Specific1-in-10Size: Over 200kWOther2024June Monthly Peak | Program Specific | 1-in-10 | Size: Over 200kW | Other | 2024 | June Monthly Peak | 6 | 139.955 | 136.1646 | 132.7423 | 131.7765 | 139.6964 | 159.3341 | 183.9015 | 204.5987 | 217.1322 | 224.7263 | 234.2487 | 235.9795 | 231.3648 | 232.7401 | 226.543 | 216.573 | 204.3127 | 190.8272 | 183.1354 | 177.2894 | 175.9897 | 168.4144 | 157.4659 | 150.8015 | -0.77418 | -1.0364 | -0.67806 | -0.46232 | -0.48182 | -1.4588 | -0.88492 | -1.3594 | -1.0005 | -0.72398 | -1.1672 | -0.59103 | -0.31638 | 1.9175 | 9.8102 | 10.061 | 8.5277 | 7.2269 | 1.8432 | -0.64833 | -1.3149 | -1.7647 | -2.067 | -2.2923 | 69.7435 | 68.6279 | 67.8003 | 66.8872 | 65.8108 | 64.7786 | 64.2621 | 65.4967 | 69.0302 | 73.6747 | 78.5135 | 82.8144 | 85.6246 | 87.5198 | 88.6857 | 88.8759 | 89.0441 | 87.9623 | 86.933 | 84.5212 | 80.8202 | 77.0516 | 74.7856 | 73.0864 | 3.0178 | 2.68 | 2.951 | 3.4938 | 4.5102 | 3.534 | 3.3491 | 3.5664 | 3.9006 | 3.7869 | 3.7561 | 4.2111 | 4.3403 | 4.7423 | 5.19 | 5.1351 | 5.0065 | 4.2364 | 3.5336 | 3.5191 | 3.2321 | 3.2159 | 3.3596 | 3.2983
Program Specific1-in-10Size: Over 200kWOther2024July Monthly Peak | Program Specific | 1-in-10 | Size: Over 200kW | Other | 2024 | July Monthly Peak | 7 | 142.7786 | 139.4129 | 136.6917 | 135.4962 | 144.0849 | 164.8779 | 190.574 | 210.4468 | 222.3118 | 230.4679 | 239.41 | 240.1606 | 234.9678 | 237.0303 | 230.8504 | 221.032 | 208.9615 | 196.0579 | 187.0345 | 182.0238 | 181.1443 | 173.2155 | 161.6204 | 154.0725 | -0.76702 | -0.75646 | -0.52407 | -0.57166 | -0.66319 | -1.0163 | -0.86861 | -1.662 | -1.1593 | -0.96768 | -1.7384 | -0.98393 | -0.58079 | 2.1581 | 9.9887 | 10.5017 | 9.2659 | 7.9675 | 2.8128 | 0.21532 | -0.50694 | -1.2031 | -1.8905 | -2.1905 | 75.1081 | 73.6704 | 72.4857 | 71.3948 | 70.6575 | 70.0245 | 69.7272 | 70.1872 | 72.8308 | 77.2529 | 81.858 | 85.4504 | 87.2164 | 88.0065 | 89.1882 | 89.9104 | 89.6091 | 88.9302 | 87.5956 | 85.34 | 81.9122 | 78.7203 | 76.6742 | 75.3381 | 3.0992 | 2.7622 | 3.0591 | 3.6163 | 4.6829 | 3.6814 | 3.4938 | 3.6928 | 4.0203 | 3.9096 | 3.8645 | 4.3143 | 4.4373 | 4.862 | 5.3239 | 5.2758 | 5.1546 | 4.3816 | 3.6329 | 3.6372 | 3.3489 | 3.3297 | 3.4712 | 3.3924
Program Specific1-in-10Size: Over 200kWOther2024August Monthly Peak | Program Specific | 1-in-10 | Size: Over 200kW | Other | 2024 | August Monthly Peak | 8 | 146.5909 | 142.8676 | 139.3826 | 139.0625 | 148.1288 | 170.1097 | 198.6726 | 221.0005 | 235.8613 | 245.5478 | 255.7432 | 257.8256 | 253.3203 | 255.7978 | 248.5826 | 235.6809 | 219.7197 | 203.6082 | 193.653 | 188.8091 | 185.8658 | 177.31 | 165.9217 | 158.5884 | -0.77555 | -0.61579 | -0.4437 | -0.63717 | -0.76907 | -0.78864 | -0.87975 | -1.8868 | -1.303 | -1.1535 | -2.1546 | -1.266 | -0.76901 | 2.442 | 10.7516 | 11.3249 | 10.035 | 8.5621 | 3.4043 | 0.69 | -0.076632 | -0.91165 | -1.8197 | -2.175 | 74.6993 | 73.8648 | 73.0073 | 72.2747 | 71.5936 | 71.1846 | 70.8677 | 71.086 | 73.6384 | 78.4862 | 82.8865 | 87.0035 | 89.9544 | 91.8978 | 93.0144 | 94.0565 | 94.3686 | 93.5684 | 92.7071 | 90.1118 | 86.0869 | 83.0266 | 80.9507 | 78.8564 | 3.2304 | 2.8737 | 3.1668 | 3.768 | 4.8876 | 3.856 | 3.6977 | 3.937 | 4.3303 | 4.2288 | 4.191 | 4.7022 | 4.8567 | 5.3268 | 5.8201 | 5.7111 | 5.5025 | 4.6196 | 3.8187 | 3.8302 | 3.4885 | 3.4603 | 3.6178 | 3.5449
Program Specific1-in-10Size: Over 200kWOther2024September Monthly Peak | Program Specific | 1-in-10 | Size: Over 200kW | Other | 2024 | September Monthly Peak | 9 | 145.5904 | 142.7474 | 139.6212 | 139.5216 | 149.5586 | 171.5703 | 202.4812 | 226.385 | 246.4957 | 259.3136 | 270.3144 | 272.2904 | 266.3441 | 268.9103 | 261.1487 | 245.7021 | 227.1726 | 209.1549 | 198.3864 | 194.7778 | 188.1102 | 179.6401 | 166.1911 | 158.5847 | -0.76147 | -0.49731 | -0.37717 | -0.67677 | -0.84175 | -0.60127 | -0.87716 | -2.04 | -1.4183 | -1.314 | -2.5103 | -1.501 | -0.91979 | 2.6553 | 11.2916 | 11.9046 | 10.5991 | 9.0142 | 3.8607 | 1.0683 | 0.2549 | -0.68361 | -1.7328 | -2.1159 | 76.9624 | 75.8514 | 74.7984 | 74.1532 | 73.4154 | 72.9323 | 72.6523 | 72.6412 | 74.5556 | 78.9248 | 83.6001 | 87.9513 | 91.2703 | 93.5985 | 94.3613 | 94.3576 | 93.5634 | 91.995 | 90.2741 | 87.29 | 83.4499 | 80.4761 | 78.2129 | 76.5193 | 3.2596 | 2.9171 | 3.2228 | 3.8408 | 5.0135 | 3.9511 | 3.8287 | 4.0972 | 4.5977 | 4.5371 | 4.5004 | 5.0452 | 5.1878 | 5.6892 | 6.2119 | 6.0489 | 5.7799 | 4.8211 | 3.9745 | 4.0143 | 3.5869 | 3.5617 | 3.6815 | 3.6014
Program Specific1-in-10Size: Over 200kWOther2024October Monthly Peak | Program Specific | 1-in-10 | Size: Over 200kW | Other | 2024 | October Monthly Peak | 10 | 141.5799 | 137.7375 | 134.198 | 133.2962 | 141.6312 | 162.7911 | 193.0775 | 212.6965 | 227.9063 | 239.3623 | 250.4003 | 255.06 | 253.601 | 256.3974 | 250.0421 | 235.9717 | 218.2299 | 202.0847 | 194.5809 | 187.6367 | 180.6116 | 171.8992 | 159.9745 | 152.4707 | -0.77549 | -0.94605 | -0.62738 | -0.49984 | -0.54402 | -1.3249 | -0.9124 | -1.5038 | -1.0972 | -0.85061 | -1.4415 | -0.77685 | -0.44196 | 2.1879 | 10.8248 | 11.0469 | 9.3017 | 7.8433 | 2.2873 | -0.37755 | -1.0626 | -1.5948 | -2.0222 | -2.2667 | 72.2214 | 71.0551 | 70.3259 | 69.3262 | 68.3269 | 67.4486 | 67.183 | 66.7783 | 67.4026 | 71.252 | 76.4638 | 82.074 | 86.6388 | 89.3541 | 90.2257 | 90.546 | 90.0705 | 88.7099 | 85.5822 | 81.0303 | 77.2766 | 74.8768 | 73.18 | 71.6094 | 3.049 | 2.7075 | 2.9797 | 3.5296 | 4.567 | 3.6062 | 3.5118 | 3.7029 | 4.089 | 4.0285 | 4.0101 | 4.5459 | 4.7515 | 5.2178 | 5.7211 | 5.5881 | 5.3409 | 4.4807 | 3.7498 | 3.7199 | 3.3128 | 3.2784 | 3.4088 | 3.3307
Program Specific1-in-10Size: Over 200kWOther2024November Monthly Peak | Program Specific | 1-in-10 | Size: Over 200kW | Other | 2024 | November Monthly Peak | 11 | 134.219 | 130.9148 | 127.1291 | 126.1925 | 134.5655 | 155.7904 | 182.3252 | 200.8457 | 213.7354 | 222.1146 | 231.3507 | 234.8502 | 233.5656 | 236.1748 | 229.2996 | 216.4049 | 203.7446 | 194.3828 | 183.9091 | 175.655 | 168.8331 | 160.7162 | 150.8607 | 144.6757 | -0.75292 | -1.1362 | -0.72853 | -0.39891 | -0.38827 | -1.6541 | -0.89996 | -1.2115 | -0.92154 | -0.60952 | -0.89515 | -0.40548 | -0.19337 | 1.8459 | 9.9334 | 9.9415 | 8.2448 | 7.0988 | 1.404 | -1.0577 | -1.6469 | -1.9614 | -2.0857 | -2.2688 | 68.9321 | 67.6238 | 66.9139 | 65.7319 | 65.0891 | 64.3072 | 63.6657 | 63.7386 | 65.9412 | 70.7958 | 76.7148 | 81.3378 | 84.4011 | 85.8745 | 86.7901 | 86.5511 | 84.7413 | 81.9134 | 78.8573 | 75.5931 | 73.2156 | 71.5236 | 69.8075 | 68.5946 | 2.9177 | 2.5976 | 2.8492 | 3.3729 | 4.3799 | 3.4835 | 3.3474 | 3.5294 | 3.8708 | 3.7733 | 3.7398 | 4.225 | 4.4172 | 4.8514 | 5.2958 | 5.1728 | 5.0332 | 4.3504 | 3.5774 | 3.515 | 3.1258 | 3.0939 | 3.2448 | 3.1901
Program Specific1-in-10Size: Over 200kWOther2024December Monthly Peak | Program Specific | 1-in-10 | Size: Over 200kW | Other | 2024 | December Monthly Peak | 12 | 124.8181 | 121.0703 | 117.748 | 116.9808 | 125.1331 | 146.0488 | 173.5292 | 189.4729 | 198.2893 | 199.5469 | 200.7501 | 197.5894 | 191.6303 | 191.2295 | 183.7489 | 175.425 | 169.7797 | 166.6175 | 163.1509 | 157.3943 | 152.3338 | 147.0893 | 137.8928 | 131.4749 | -0.72805 | -1.4207 | -0.88458 | -0.25353 | -0.15915 | -2.1618 | -0.91819 | -0.8108 | -0.68672 | -0.27489 | -0.13701 | 0.098883 | 0.13731 | 1.2631 | 7.969 | 7.7997 | 6.2522 | 5.44 | 0.11049 | -2.0131 | -2.4815 | -2.5218 | -2.1821 | -2.2427 | 45.8173 | 45.143 | 44.7731 | 44.5366 | 44.3799 | 44.0969 | 44.5106 | 44.6156 | 45.1071 | 46.8101 | 48.8146 | 50.7358 | 52.1539 | 52.5269 | 52.5344 | 52.4715 | 52.0224 | 50.8772 | 49.5848 | 48.4071 | 47.1914 | 46.5176 | 46.2466 | 45.6658 | 2.8812 | 2.5509 | 2.8023 | 3.3202 | 4.3249 | 3.4678 | 3.3831 | 3.5356 | 3.8133 | 3.5997 | 3.4459 | 3.7747 | 3.8483 | 4.1712 | 4.5064 | 4.4527 | 4.4536 | 3.9598 | 3.37 | 3.3445 | 2.9949 | 3.0068 | 3.1494 | 3.0784
Program Specific1-in-10Size: Over 200kWOther2024Typical Event Day | Program Specific | 1-in-10 | Size: Over 200kW | Other | 2024 | Typical Event Day | 8 | 145.7555 | 142.0587 | 138.4038 | 138.0466 | 147.0146 | 168.8267 | 197.1945 | 218.848 | 232.7793 | 241.6382 | 251.3898 | 253.4296 | 249.0475 | 251.6281 | 244.7062 | 232.1125 | 216.4735 | 200.8427 | 191.3629 | 186.681 | 183.9269 | 175.5035 | 164.3499 | 157.1223 | -0.78068 | -0.73981 | -0.51302 | -0.59221 | -0.69361 | -0.99017 | -0.89379 | -1.7557 | -1.228 | -1.0382 | -1.8826 | -1.0786 | -0.64306 | 2.3127 | 10.5874 | 11.0527 | 9.6553 | 8.2175 | 2.973 | 0.31108 | -0.42888 | -1.157 | -1.899 | -2.2184 | 74.1283 | 73.0036 | 72.0229 | 71.1775 | 70.3693 | 69.73 | 69.3773 | 69.8528 | 72.5138 | 77.0847 | 81.7145 | 85.8049 | 88.5165 | 90.2557 | 91.3124 | 91.8001 | 91.6463 | 90.614 | 89.3774 | 86.8157 | 83.0673 | 79.8187 | 77.6559 | 75.95 | 3.1713 | 2.8213 | 3.1047 | 3.6931 | 4.7894 | 3.7784 | 3.6237 | 3.8493 | 4.2195 | 4.1088 | 4.0674 | 4.5635 | 4.7143 | 5.1736 | 5.6568 | 5.5533 | 5.3525 | 4.4991 | 3.7258 | 3.7391 | 3.4084 | 3.3816 | 3.5382 | 3.4677
Program Specific1-in-10Size: Over 200kWOther2025January Monthly Peak | Program Specific | 1-in-10 | Size: Over 200kW | Other | 2025 | January Monthly Peak | 1 | 124.0506 | 120.573 | 117.2342 | 117.7733 | 126.6044 | 148.3505 | 177.8109 | 194.9829 | 203.8488 | 203.4822 | 204.2861 | 200.3302 | 192.8734 | 192.5922 | 184.6201 | 176.0061 | 168.5954 | 166.4853 | 163.7274 | 157.3205 | 151.8793 | 146.3883 | 137.642 | 131.7168 | -0.72357 | -1.4148 | -0.88072 | -0.25525 | -0.16102 | -2.1958 | -0.94085 | -0.83438 | -0.70597 | -0.28031 | -0.13943 | 0.10025 | 0.1382 | 1.2721 | 8.0068 | 7.8255 | 6.2085 | 5.4357 | 0.11088 | -2.0122 | -2.4741 | -2.5098 | -2.1782 | -2.2468 | 44.995 | 44.2335 | 43.5126 | 43.0005 | 42.6075 | 42.3247 | 42.1643 | 41.8712 | 42.4274 | 44.7288 | 47.4058 | 49.7792 | 51.7142 | 52.3213 | 52.5409 | 52.4412 | 51.5435 | 50.2477 | 48.4205 | 46.7966 | 45.5047 | 44.7125 | 44.059 | 43.3612 | 2.8635 | 2.5404 | 2.79 | 3.3427 | 4.3757 | 3.5224 | 3.4665 | 3.6384 | 3.9202 | 3.6707 | 3.5066 | 3.827 | 3.8733 | 4.201 | 4.5277 | 4.4675 | 4.4226 | 3.9566 | 3.3819 | 3.3429 | 2.9859 | 2.9924 | 3.1437 | 3.0841
Program Specific1-in-10Size: Over 200kWOther2025February Monthly Peak | Program Specific | 1-in-10 | Size: Over 200kW | Other | 2025 | February Monthly Peak | 2 | 126.0506 | 122.6859 | 118.9915 | 119.2704 | 126.9806 | 147.6426 | 176.1947 | 191.557 | 200.2726 | 201.7929 | 205.6917 | 205.5983 | 201.5911 | 204.1661 | 198.4622 | 187.6014 | 177.4177 | 171.8725 | 168.8683 | 161.8436 | 156.1695 | 149.7821 | 140.2626 | 133.8324 | -0.73524 | -1.4396 | -0.89392 | -0.25849 | -0.1615 | -2.1853 | -0.9323 | -0.81972 | -0.69359 | -0.27799 | -0.14039 | 0.10289 | 0.14445 | 1.3485 | 8.6071 | 8.3411 | 6.5334 | 5.6116 | 0.11436 | -2.07 | -2.544 | -2.568 | -2.2196 | -2.2829 | 52.1342 | 51.383 | 50.6227 | 50.1277 | 49.9752 | 49.2561 | 48.2087 | 48.6509 | 49.9937 | 52.0803 | 54.316 | 55.8483 | 57.6381 | 59.1637 | 60.1083 | 60.3437 | 59.5355 | 58.7266 | 56.9099 | 55.0277 | 53.5354 | 52.3124 | 51.7092 | 50.8362 | 2.9096 | 2.5849 | 2.8318 | 3.3851 | 4.3887 | 3.5056 | 3.435 | 3.5745 | 3.8514 | 3.6402 | 3.5308 | 3.9277 | 4.0484 | 4.4534 | 4.8672 | 4.7618 | 4.654 | 4.0846 | 3.4881 | 3.439 | 3.0703 | 3.0618 | 3.2035 | 3.1336
Program Specific1-in-10Size: Over 200kWOther2025March Monthly Peak | Program Specific | 1-in-10 | Size: Over 200kW | Other | 2025 | March Monthly Peak | 3 | 130.5158 | 127.0279 | 123.2178 | 122.3986 | 129.2918 | 148.8351 | 177.9277 | 194.0049 | 201.926 | 205.5957 | 212.7565 | 215.4057 | 214.1221 | 217.4291 | 212.5463 | 201.7437 | 189.5491 | 179.3249 | 174.4302 | 171.0918 | 165.4109 | 157.4299 | 147.3822 | 140.4068 | -0.76128 | -1.4906 | -0.92567 | -0.26527 | -0.16444 | -2.203 | -0.94147 | -0.8302 | -0.69931 | -0.28323 | -0.14521 | 0.1078 | 0.15343 | 1.4361 | 9.218 | 8.9699 | 6.9802 | 5.8549 | 0.11813 | -2.1883 | -2.6945 | -2.6991 | -2.3323 | -2.395 | 59.5886 | 58.2272 | 57.6691 | 57.0244 | 56.0957 | 55.2337 | 54.507 | 54.2213 | 55.4975 | 59.4103 | 64.2869 | 68.8273 | 72.3159 | 74.1592 | 75.2161 | 75.8716 | 75.7264 | 74.2574 | 72.2489 | 69.5896 | 66.2799 | 63.8104 | 61.6515 | 59.9631 | 3.0127 | 2.6764 | 2.9324 | 3.4739 | 4.4686 | 3.5339 | 3.4688 | 3.6202 | 3.8832 | 3.7088 | 3.652 | 4.115 | 4.3 | 4.7427 | 5.2126 | 5.1208 | 4.9722 | 4.2618 | 3.6029 | 3.6356 | 3.252 | 3.2182 | 3.3661 | 3.2875
Program Specific1-in-10Size: Over 200kWOther2025April Monthly Peak | Program Specific | 1-in-10 | Size: Over 200kW | Other | 2025 | April Monthly Peak | 4 | 135.255 | 131.543 | 127.7472 | 126.9422 | 134.5422 | 154.7847 | 181.1939 | 200.5152 | 213.4797 | 221.6611 | 231.8093 | 234.9949 | 234.7978 | 237.9067 | 232.3604 | 220.0274 | 205.6498 | 191.2776 | 181.1142 | 178.3151 | 174.2215 | 165.5791 | 154.7818 | 147.7176 | -0.7531 | -1.0666 | -0.68961 | -0.42481 | -0.42869 | -1.5226 | -0.88237 | -1.275 | -0.95422 | -0.66477 | -1.0347 | -0.50333 | -0.26202 | 1.9132 | 10.0639 | 10.1686 | 8.4616 | 7.1234 | 1.6176 | -0.84865 | -1.4871 | -1.8682 | -2.0822 | -2.2786 | 69.4145 | 68.2991 | 66.8827 | 66.0582 | 65.1604 | 64.1178 | 63.4733 | 63.5078 | 66.6179 | 72.0741 | 77.3108 | 82.2921 | 85.5069 | 87.5139 | 88.5178 | 88.8738 | 88.4979 | 87.3991 | 85.3489 | 81.6086 | 77.1285 | 73.5847 | 71.1318 | 69.2612 | 2.9248 | 2.5964 | 2.8481 | 3.3752 | 4.3563 | 3.443 | 3.3093 | 3.5052 | 3.846 | 3.746 | 3.7277 | 4.2056 | 4.4173 | 4.8615 | 5.3385 | 5.232 | 5.0537 | 4.2586 | 3.5046 | 3.5496 | 3.2087 | 3.1709 | 3.3118 | 3.2402
Program Specific1-in-10Size: Over 200kWOther2025May Monthly Peak | Program Specific | 1-in-10 | Size: Over 200kW | Other | 2025 | May Monthly Peak | 5 | 135.9592 | 132.5307 | 129.3917 | 128.7043 | 136.9558 | 157.7347 | 183.6358 | 206.8274 | 222.0985 | 232.8587 | 243.5985 | 246.6208 | 245.1454 | 247.4565 | 241.1702 | 227.5165 | 212.2582 | 195.9739 | 184.3243 | 179.113 | 176.1563 | 167.7813 | 157.2501 | 150.1524 | -0.73872 | -0.83042 | -0.55945 | -0.50784 | -0.56964 | -1.1536 | -0.85492 | -1.5338 | -1.1064 | -0.89025 | -1.5555 | -0.85945 | -0.50189 | 2.1706 | 10.4384 | 10.7174 | 9.1996 | 7.7557 | 2.4196 | -0.12133 | -0.80939 | -1.3932 | -1.9258 | -2.1915 | 72.935 | 71.2912 | 70.0046 | 69.0612 | 68.1979 | 67.2663 | 67.0037 | 67.3963 | 70.7558 | 76.0575 | 80.9328 | 84.3473 | 87.2869 | 89.2499 | 90.3494 | 90.6504 | 89.7335 | 88.1949 | 86.8 | 84.2016 | 80.3099 | 76.5589 | 74.1936 | 71.932 | 2.9328 | 2.6095 | 2.8777 | 3.4137 | 4.4235 | 3.5 | 3.3456 | 3.6067 | 3.9914 | 3.9255 | 3.9076 | 4.4028 | 4.6006 | 5.0442 | 5.5273 | 5.3967 | 5.2033 | 4.3524 | 3.558 | 3.5568 | 3.2364 | 3.2051 | 3.3563 | 3.2855
Program Specific1-in-10Size: Over 200kWOther2025June Monthly Peak | Program Specific | 1-in-10 | Size: Over 200kW | Other | 2025 | June Monthly Peak | 6 | 139.955 | 136.1646 | 132.7423 | 131.7765 | 139.6964 | 159.3341 | 183.9015 | 204.5987 | 217.1322 | 224.7263 | 234.2488 | 235.9795 | 231.3648 | 232.7401 | 226.543 | 216.5731 | 204.3127 | 190.8272 | 183.1354 | 177.2894 | 175.9897 | 168.4144 | 157.4659 | 150.8015 | -0.77418 | -1.0364 | -0.67806 | -0.46232 | -0.48182 | -1.4588 | -0.88492 | -1.3594 | -1.0005 | -0.72398 | -1.1672 | -0.59103 | -0.31638 | 1.9175 | 9.8102 | 10.061 | 8.5277 | 7.2269 | 1.8432 | -0.64833 | -1.3149 | -1.7647 | -2.067 | -2.2923 | 69.7435 | 68.6278 | 67.8003 | 66.8872 | 65.8108 | 64.7786 | 64.2621 | 65.4967 | 69.0302 | 73.6747 | 78.5135 | 82.8144 | 85.6246 | 87.5198 | 88.6857 | 88.8759 | 89.0441 | 87.9623 | 86.933 | 84.5212 | 80.8202 | 77.0516 | 74.7856 | 73.0864 | 3.0178 | 2.68 | 2.951 | 3.4938 | 4.5102 | 3.534 | 3.3491 | 3.5664 | 3.9006 | 3.7869 | 3.7561 | 4.2111 | 4.3403 | 4.7423 | 5.19 | 5.1351 | 5.0065 | 4.2364 | 3.5336 | 3.5191 | 3.2321 | 3.2159 | 3.3596 | 3.2983
Program Specific1-in-10Size: Over 200kWOther2025July Monthly Peak | Program Specific | 1-in-10 | Size: Over 200kW | Other | 2025 | July Monthly Peak | 7 | 142.7786 | 139.4129 | 136.6917 | 135.4962 | 144.0849 | 164.8779 | 190.574 | 210.4468 | 222.3118 | 230.4679 | 239.41 | 240.1607 | 234.9678 | 237.0303 | 230.8504 | 221.032 | 208.9615 | 196.0579 | 187.0345 | 182.0238 | 181.1442 | 173.2155 | 161.6204 | 154.0725 | -0.76702 | -0.75646 | -0.52407 | -0.57166 | -0.66319 | -1.0163 | -0.86861 | -1.662 | -1.1593 | -0.96768 | -1.7384 | -0.98393 | -0.58079 | 2.1581 | 9.9887 | 10.5017 | 9.2659 | 7.9675 | 2.8128 | 0.21532 | -0.50694 | -1.2031 | -1.8905 | -2.1905 | 75.1081 | 73.6704 | 72.4857 | 71.3948 | 70.6575 | 70.0245 | 69.7272 | 70.1872 | 72.8308 | 77.2529 | 81.858 | 85.4504 | 87.2165 | 88.0065 | 89.1882 | 89.9104 | 89.6091 | 88.9302 | 87.5956 | 85.34 | 81.9122 | 78.7203 | 76.6742 | 75.3381 | 3.0992 | 2.7622 | 3.0591 | 3.6163 | 4.6829 | 3.6814 | 3.4938 | 3.6928 | 4.0203 | 3.9096 | 3.8645 | 4.3143 | 4.4373 | 4.862 | 5.3239 | 5.2758 | 5.1546 | 4.3816 | 3.6329 | 3.6372 | 3.3489 | 3.3297 | 3.4712 | 3.3924
Program Specific1-in-10Size: Over 200kWOther2025August Monthly Peak | Program Specific | 1-in-10 | Size: Over 200kW | Other | 2025 | August Monthly Peak | 8 | 146.5909 | 142.8676 | 139.3826 | 139.0625 | 148.1288 | 170.1097 | 198.6726 | 221.0006 | 235.8613 | 245.5478 | 255.7432 | 257.8256 | 253.3203 | 255.7978 | 248.5826 | 235.6809 | 219.7197 | 203.6082 | 193.653 | 188.8091 | 185.8658 | 177.31 | 165.9217 | 158.5884 | -0.77555 | -0.61579 | -0.4437 | -0.63717 | -0.76907 | -0.78864 | -0.87975 | -1.8868 | -1.303 | -1.1535 | -2.1546 | -1.266 | -0.76901 | 2.442 | 10.7516 | 11.3249 | 10.035 | 8.5621 | 3.4043 | 0.69 | -0.076632 | -0.91165 | -1.8197 | -2.175 | 74.6993 | 73.8648 | 73.0073 | 72.2747 | 71.5936 | 71.1846 | 70.8677 | 71.086 | 73.6384 | 78.4862 | 82.8865 | 87.0035 | 89.9544 | 91.8978 | 93.0144 | 94.0565 | 94.3686 | 93.5684 | 92.7071 | 90.1118 | 86.0869 | 83.0266 | 80.9507 | 78.8564 | 3.2304 | 2.8737 | 3.1668 | 3.768 | 4.8876 | 3.856 | 3.6977 | 3.937 | 4.3303 | 4.2288 | 4.191 | 4.7022 | 4.8567 | 5.3268 | 5.8201 | 5.7111 | 5.5025 | 4.6196 | 3.8187 | 3.8302 | 3.4885 | 3.4603 | 3.6178 | 3.5449
Program Specific1-in-10Size: Over 200kWOther2025September Monthly Peak | Program Specific | 1-in-10 | Size: Over 200kW | Other | 2025 | September Monthly Peak | 9 | 145.5904 | 142.7474 | 139.6212 | 139.5216 | 149.5586 | 171.5703 | 202.4812 | 226.385 | 246.4957 | 259.3136 | 270.3144 | 272.2904 | 266.3441 | 268.9103 | 261.1487 | 245.7021 | 227.1726 | 209.1549 | 198.3864 | 194.7778 | 188.1102 | 179.6401 | 166.1911 | 158.5847 | -0.76147 | -0.49731 | -0.37717 | -0.67677 | -0.84175 | -0.60127 | -0.87716 | -2.04 | -1.4183 | -1.314 | -2.5103 | -1.501 | -0.91979 | 2.6553 | 11.2916 | 11.9046 | 10.5991 | 9.0142 | 3.8607 | 1.0683 | 0.2549 | -0.68361 | -1.7328 | -2.1159 | 76.9624 | 75.8514 | 74.7984 | 74.1532 | 73.4153 | 72.9323 | 72.6523 | 72.6411 | 74.5556 | 78.9248 | 83.6001 | 87.9513 | 91.2703 | 93.5985 | 94.3613 | 94.3576 | 93.5634 | 91.995 | 90.2741 | 87.29 | 83.4499 | 80.4761 | 78.2129 | 76.5193 | 3.2596 | 2.9171 | 3.2228 | 3.8408 | 5.0135 | 3.9511 | 3.8287 | 4.0972 | 4.5977 | 4.5371 | 4.5004 | 5.0452 | 5.1878 | 5.6892 | 6.2119 | 6.0489 | 5.7799 | 4.8211 | 3.9745 | 4.0143 | 3.5869 | 3.5617 | 3.6815 | 3.6014
Program Specific1-in-10Size: Over 200kWOther2025October Monthly Peak | Program Specific | 1-in-10 | Size: Over 200kW | Other | 2025 | October Monthly Peak | 10 | 141.5799 | 137.7375 | 134.198 | 133.2962 | 141.6312 | 162.7911 | 193.0775 | 212.6965 | 227.9063 | 239.3623 | 250.4003 | 255.06 | 253.601 | 256.3974 | 250.0421 | 235.9717 | 218.2299 | 202.0847 | 194.581 | 187.6368 | 180.6116 | 171.8992 | 159.9745 | 152.4707 | -0.77549 | -0.94605 | -0.62738 | -0.49984 | -0.54402 | -1.3249 | -0.9124 | -1.5038 | -1.0972 | -0.85061 | -1.4415 | -0.77685 | -0.44196 | 2.1879 | 10.8248 | 11.0469 | 9.3017 | 7.8433 | 2.2873 | -0.37755 | -1.0626 | -1.5948 | -2.0222 | -2.2667 | 72.2214 | 71.0551 | 70.3259 | 69.3262 | 68.3269 | 67.4486 | 67.183 | 66.7783 | 67.4026 | 71.252 | 76.4638 | 82.074 | 86.6388 | 89.3541 | 90.2257 | 90.546 | 90.0705 | 88.7099 | 85.5822 | 81.0303 | 77.2766 | 74.8768 | 73.18 | 71.6094 | 3.049 | 2.7075 | 2.9797 | 3.5296 | 4.567 | 3.6062 | 3.5118 | 3.7029 | 4.089 | 4.0285 | 4.0101 | 4.5459 | 4.7515 | 5.2178 | 5.7211 | 5.5881 | 5.3409 | 4.4807 | 3.7498 | 3.7199 | 3.3128 | 3.2784 | 3.4088 | 3.3307
Program Specific1-in-10Size: Over 200kWOther2025November Monthly Peak | Program Specific | 1-in-10 | Size: Over 200kW | Other | 2025 | November Monthly Peak | 11 | 134.219 | 130.9148 | 127.1291 | 126.1925 | 134.5655 | 155.7904 | 182.3252 | 200.8457 | 213.7354 | 222.1146 | 231.3507 | 234.8502 | 233.5656 | 236.1748 | 229.2996 | 216.4049 | 203.7446 | 194.3828 | 183.9091 | 175.655 | 168.8331 | 160.7162 | 150.8607 | 144.6757 | -0.75292 | -1.1362 | -0.72853 | -0.39891 | -0.38827 | -1.6541 | -0.89996 | -1.2115 | -0.92154 | -0.60952 | -0.89515 | -0.40548 | -0.19337 | 1.8459 | 9.9334 | 9.9415 | 8.2448 | 7.0988 | 1.404 | -1.0577 | -1.6469 | -1.9614 | -2.0857 | -2.2688 | 68.9321 | 67.6238 | 66.9139 | 65.7319 | 65.0891 | 64.3072 | 63.6657 | 63.7386 | 65.9412 | 70.7958 | 76.7148 | 81.3378 | 84.4011 | 85.8745 | 86.7901 | 86.5511 | 84.7413 | 81.9134 | 78.8573 | 75.5931 | 73.2156 | 71.5236 | 69.8075 | 68.5946 | 2.9177 | 2.5976 | 2.8492 | 3.3729 | 4.3799 | 3.4835 | 3.3474 | 3.5294 | 3.8708 | 3.7733 | 3.7398 | 4.225 | 4.4172 | 4.8514 | 5.2958 | 5.1728 | 5.0332 | 4.3504 | 3.5774 | 3.515 | 3.1258 | 3.0939 | 3.2448 | 3.1901
Program Specific1-in-10Size: Over 200kWOther2025December Monthly Peak | Program Specific | 1-in-10 | Size: Over 200kW | Other | 2025 | December Monthly Peak | 12 | 124.8181 | 121.0703 | 117.748 | 116.9808 | 125.1331 | 146.0488 | 173.5292 | 189.4729 | 198.2893 | 199.547 | 200.7501 | 197.5894 | 191.6303 | 191.2295 | 183.7489 | 175.4249 | 169.7797 | 166.6175 | 163.1509 | 157.3943 | 152.3338 | 147.0893 | 137.8928 | 131.4749 | -0.72805 | -1.4207 | -0.88458 | -0.25353 | -0.15915 | -2.1618 | -0.91819 | -0.8108 | -0.68672 | -0.27489 | -0.13701 | 0.098883 | 0.13731 | 1.2631 | 7.969 | 7.7997 | 6.2522 | 5.44 | 0.11049 | -2.0131 | -2.4815 | -2.5218 | -2.1821 | -2.2427 | 45.8173 | 45.143 | 44.7731 | 44.5366 | 44.3799 | 44.0969 | 44.5106 | 44.6156 | 45.1071 | 46.8101 | 48.8146 | 50.7358 | 52.1539 | 52.5269 | 52.5344 | 52.4715 | 52.0224 | 50.8772 | 49.5848 | 48.4071 | 47.1914 | 46.5176 | 46.2466 | 45.6658 | 2.8812 | 2.5509 | 2.8023 | 3.3202 | 4.3249 | 3.4678 | 3.3831 | 3.5356 | 3.8133 | 3.5997 | 3.4459 | 3.7747 | 3.8483 | 4.1712 | 4.5064 | 4.4527 | 4.4536 | 3.9598 | 3.37 | 3.3445 | 2.9949 | 3.0068 | 3.1494 | 3.0784
Program Specific1-in-10Size: Over 200kWOther2025Typical Event Day | Program Specific | 1-in-10 | Size: Over 200kW | Other | 2025 | Typical Event Day | 8 | 145.7555 | 142.0587 | 138.4038 | 138.0466 | 147.0146 | 168.8267 | 197.1945 | 218.848 | 232.7793 | 241.6382 | 251.3898 | 253.4296 | 249.0475 | 251.6281 | 244.7062 | 232.1125 | 216.4735 | 200.8428 | 191.3629 | 186.681 | 183.9269 | 175.5035 | 164.3499 | 157.1223 | -0.78068 | -0.73981 | -0.51302 | -0.59221 | -0.69361 | -0.99017 | -0.89379 | -1.7557 | -1.228 | -1.0382 | -1.8826 | -1.0786 | -0.64306 | 2.3127 | 10.5874 | 11.0527 | 9.6553 | 8.2175 | 2.973 | 0.31108 | -0.42888 | -1.157 | -1.899 | -2.2184 | 74.1283 | 73.0036 | 72.0229 | 71.1775 | 70.3693 | 69.73 | 69.3773 | 69.8528 | 72.5138 | 77.0847 | 81.7145 | 85.8049 | 88.5165 | 90.2557 | 91.3124 | 91.8001 | 91.6463 | 90.614 | 89.3774 | 86.8157 | 83.0673 | 79.8187 | 77.6559 | 75.95 | 3.1713 | 2.8213 | 3.1047 | 3.6931 | 4.7894 | 3.7784 | 3.6237 | 3.8493 | 4.2195 | 4.1088 | 4.0674 | 4.5635 | 4.7143 | 5.1736 | 5.6568 | 5.5533 | 5.3525 | 4.4991 | 3.7258 | 3.7391 | 3.4084 | 3.3816 | 3.5382 | 3.4677
Program Specific1-in-10Size: Over 200kWOther2026January Monthly Peak | Program Specific | 1-in-10 | Size: Over 200kW | Other | 2026 | January Monthly Peak | 1 | 124.0506 | 120.573 | 117.2342 | 117.7733 | 126.6044 | 148.3505 | 177.8108 | 194.9829 | 203.8488 | 203.4822 | 204.2861 | 200.3302 | 192.8734 | 192.5922 | 184.6201 | 176.0061 | 168.5954 | 166.4853 | 163.7274 | 157.3205 | 151.8793 | 146.3883 | 137.642 | 131.7168 | -0.72357 | -1.4148 | -0.88072 | -0.25525 | -0.16102 | -2.1958 | -0.94085 | -0.83438 | -0.70597 | -0.28031 | -0.13943 | 0.10025 | 0.1382 | 1.2721 | 8.0068 | 7.8255 | 6.2085 | 5.4357 | 0.11088 | -2.0122 | -2.4741 | -2.5098 | -2.1782 | -2.2468 | 44.995 | 44.2335 | 43.5126 | 43.0005 | 42.6075 | 42.3247 | 42.1643 | 41.8712 | 42.4274 | 44.7288 | 47.4058 | 49.7792 | 51.7142 | 52.3213 | 52.5409 | 52.4412 | 51.5435 | 50.2477 | 48.4205 | 46.7966 | 45.5047 | 44.7125 | 44.059 | 43.3612 | 2.8635 | 2.5404 | 2.79 | 3.3427 | 4.3757 | 3.5224 | 3.4665 | 3.6384 | 3.9202 | 3.6707 | 3.5066 | 3.827 | 3.8733 | 4.201 | 4.5277 | 4.4675 | 4.4226 | 3.9566 | 3.3819 | 3.3429 | 2.9859 | 2.9924 | 3.1437 | 3.0841
Program Specific1-in-10Size: Over 200kWOther2026February Monthly Peak | Program Specific | 1-in-10 | Size: Over 200kW | Other | 2026 | February Monthly Peak | 2 | 126.0506 | 122.6859 | 118.9915 | 119.2704 | 126.9806 | 147.6426 | 176.1947 | 191.557 | 200.2726 | 201.7929 | 205.6917 | 205.5983 | 201.5911 | 204.1661 | 198.4622 | 187.6014 | 177.4177 | 171.8725 | 168.8683 | 161.8436 | 156.1695 | 149.7821 | 140.2626 | 133.8324 | -0.73524 | -1.4396 | -0.89392 | -0.25849 | -0.1615 | -2.1853 | -0.9323 | -0.81972 | -0.69359 | -0.27799 | -0.14039 | 0.10289 | 0.14445 | 1.3485 | 8.6071 | 8.3411 | 6.5334 | 5.6116 | 0.11436 | -2.07 | -2.544 | -2.568 | -2.2196 | -2.2829 | 52.1342 | 51.383 | 50.6227 | 50.1277 | 49.9752 | 49.2561 | 48.2087 | 48.6509 | 49.9937 | 52.0803 | 54.316 | 55.8483 | 57.6381 | 59.1637 | 60.1083 | 60.3437 | 59.5355 | 58.7266 | 56.9099 | 55.0277 | 53.5354 | 52.3124 | 51.7092 | 50.8362 | 2.9096 | 2.5849 | 2.8318 | 3.3851 | 4.3887 | 3.5056 | 3.435 | 3.5745 | 3.8514 | 3.6402 | 3.5308 | 3.9277 | 4.0484 | 4.4534 | 4.8672 | 4.7618 | 4.654 | 4.0846 | 3.4881 | 3.439 | 3.0703 | 3.0618 | 3.2035 | 3.1336
Program Specific1-in-10Size: Over 200kWOther2026March Monthly Peak | Program Specific | 1-in-10 | Size: Over 200kW | Other | 2026 | March Monthly Peak | 3 | 130.5158 | 127.0279 | 123.2178 | 122.3986 | 129.2918 | 148.8351 | 177.9277 | 194.0049 | 201.926 | 205.5957 | 212.7565 | 215.4057 | 214.1221 | 217.429 | 212.5463 | 201.7437 | 189.5491 | 179.3249 | 174.4302 | 171.0918 | 165.4109 | 157.4299 | 147.3822 | 140.4068 | -0.76128 | -1.4906 | -0.92567 | -0.26527 | -0.16444 | -2.203 | -0.94147 | -0.8302 | -0.69931 | -0.28323 | -0.14521 | 0.1078 | 0.15343 | 1.4361 | 9.218 | 8.9699 | 6.9802 | 5.8549 | 0.11813 | -2.1883 | -2.6945 | -2.6991 | -2.3323 | -2.395 | 59.5886 | 58.2272 | 57.6691 | 57.0244 | 56.0957 | 55.2337 | 54.507 | 54.2213 | 55.4975 | 59.4103 | 64.2869 | 68.8273 | 72.3159 | 74.1592 | 75.2161 | 75.8716 | 75.7264 | 74.2574 | 72.2489 | 69.5896 | 66.2799 | 63.8104 | 61.6515 | 59.9631 | 3.0127 | 2.6764 | 2.9324 | 3.4739 | 4.4686 | 3.5339 | 3.4688 | 3.6202 | 3.8832 | 3.7088 | 3.652 | 4.115 | 4.3 | 4.7427 | 5.2126 | 5.1208 | 4.9722 | 4.2618 | 3.6029 | 3.6356 | 3.252 | 3.2182 | 3.3661 | 3.2875
Program Specific1-in-10Size: Over 200kWOther2026April Monthly Peak | Program Specific | 1-in-10 | Size: Over 200kW | Other | 2026 | April Monthly Peak | 4 | 135.255 | 131.543 | 127.7472 | 126.9422 | 134.5422 | 154.7847 | 181.194 | 200.5151 | 213.4797 | 221.6611 | 231.8093 | 234.9949 | 234.7979 | 237.9067 | 232.3604 | 220.0274 | 205.6498 | 191.2776 | 181.1143 | 178.3151 | 174.2215 | 165.5791 | 154.7818 | 147.7176 | -0.7531 | -1.0666 | -0.68961 | -0.42481 | -0.42869 | -1.5226 | -0.88237 | -1.275 | -0.95422 | -0.66477 | -1.0347 | -0.50333 | -0.26202 | 1.9132 | 10.0639 | 10.1686 | 8.4616 | 7.1234 | 1.6176 | -0.84865 | -1.4871 | -1.8682 | -2.0822 | -2.2786 | 69.4145 | 68.2991 | 66.8827 | 66.0582 | 65.1604 | 64.1178 | 63.4733 | 63.5078 | 66.6179 | 72.0741 | 77.3108 | 82.2921 | 85.5069 | 87.5139 | 88.5178 | 88.8738 | 88.4979 | 87.3991 | 85.3489 | 81.6086 | 77.1285 | 73.5847 | 71.1318 | 69.2612 | 2.9248 | 2.5964 | 2.8481 | 3.3752 | 4.3563 | 3.443 | 3.3093 | 3.5052 | 3.846 | 3.746 | 3.7277 | 4.2056 | 4.4173 | 4.8615 | 5.3385 | 5.232 | 5.0537 | 4.2586 | 3.5046 | 3.5496 | 3.2087 | 3.1709 | 3.3118 | 3.2402
Program Specific1-in-10Size: Over 200kWOther2026May Monthly Peak | Program Specific | 1-in-10 | Size: Over 200kW | Other | 2026 | May Monthly Peak | 5 | 135.9592 | 132.5307 | 129.3917 | 128.7043 | 136.9558 | 157.7347 | 183.6358 | 206.8275 | 222.0985 | 232.8587 | 243.5985 | 246.6208 | 245.1454 | 247.4565 | 241.1702 | 227.5165 | 212.2582 | 195.9739 | 184.3243 | 179.113 | 176.1563 | 167.7813 | 157.2501 | 150.1524 | -0.73872 | -0.83042 | -0.55945 | -0.50784 | -0.56964 | -1.1536 | -0.85492 | -1.5338 | -1.1064 | -0.89025 | -1.5555 | -0.85945 | -0.50189 | 2.1706 | 10.4384 | 10.7174 | 9.1996 | 7.7557 | 2.4196 | -0.12133 | -0.80939 | -1.3932 | -1.9258 | -2.1915 | 72.935 | 71.2912 | 70.0046 | 69.0612 | 68.1979 | 67.2663 | 67.0037 | 67.3963 | 70.7558 | 76.0575 | 80.9328 | 84.3473 | 87.2869 | 89.2499 | 90.3494 | 90.6504 | 89.7335 | 88.1949 | 86.8 | 84.2016 | 80.3099 | 76.5589 | 74.1935 | 71.932 | 2.9328 | 2.6095 | 2.8777 | 3.4137 | 4.4235 | 3.5 | 3.3456 | 3.6067 | 3.9914 | 3.9255 | 3.9076 | 4.4028 | 4.6006 | 5.0442 | 5.5273 | 5.3967 | 5.2033 | 4.3524 | 3.558 | 3.5568 | 3.2364 | 3.2051 | 3.3563 | 3.2855
Program Specific1-in-10Size: Over 200kWOther2026June Monthly Peak | Program Specific | 1-in-10 | Size: Over 200kW | Other | 2026 | June Monthly Peak | 6 | 139.955 | 136.1646 | 132.7423 | 131.7765 | 139.6964 | 159.3341 | 183.9015 | 204.5987 | 217.1322 | 224.7263 | 234.2487 | 235.9795 | 231.3648 | 232.7401 | 226.543 | 216.573 | 204.3127 | 190.8272 | 183.1354 | 177.2894 | 175.9897 | 168.4144 | 157.4658 | 150.8015 | -0.77418 | -1.0364 | -0.67806 | -0.46232 | -0.48182 | -1.4588 | -0.88492 | -1.3594 | -1.0005 | -0.72398 | -1.1672 | -0.59103 | -0.31638 | 1.9175 | 9.8102 | 10.061 | 8.5277 | 7.2269 | 1.8432 | -0.64833 | -1.3149 | -1.7647 | -2.067 | -2.2923 | 69.7435 | 68.6278 | 67.8003 | 66.8872 | 65.8108 | 64.7786 | 64.2621 | 65.4967 | 69.0302 | 73.6747 | 78.5135 | 82.8144 | 85.6246 | 87.5198 | 88.6857 | 88.8759 | 89.0441 | 87.9623 | 86.933 | 84.5212 | 80.8202 | 77.0516 | 74.7856 | 73.0864 | 3.0178 | 2.68 | 2.951 | 3.4938 | 4.5102 | 3.534 | 3.3491 | 3.5664 | 3.9006 | 3.7869 | 3.7561 | 4.2111 | 4.3403 | 4.7423 | 5.19 | 5.1351 | 5.0065 | 4.2364 | 3.5336 | 3.5191 | 3.2321 | 3.2159 | 3.3596 | 3.2983
Program Specific1-in-10Size: Over 200kWOther2026July Monthly Peak | Program Specific | 1-in-10 | Size: Over 200kW | Other | 2026 | July Monthly Peak | 7 | 142.7786 | 139.4129 | 136.6917 | 135.4962 | 144.0849 | 164.8779 | 190.574 | 210.4468 | 222.3118 | 230.4679 | 239.41 | 240.1606 | 234.9678 | 237.0303 | 230.8504 | 221.032 | 208.9615 | 196.0579 | 187.0345 | 182.0238 | 181.1442 | 173.2155 | 161.6204 | 154.0725 | -0.76702 | -0.75646 | -0.52407 | -0.57166 | -0.66319 | -1.0163 | -0.86861 | -1.662 | -1.1593 | -0.96768 | -1.7384 | -0.98393 | -0.58079 | 2.1581 | 9.9887 | 10.5017 | 9.2659 | 7.9675 | 2.8128 | 0.21532 | -0.50694 | -1.2031 | -1.8905 | -2.1905 | 75.1081 | 73.6704 | 72.4857 | 71.3948 | 70.6575 | 70.0245 | 69.7272 | 70.1872 | 72.8308 | 77.2529 | 81.858 | 85.4504 | 87.2165 | 88.0065 | 89.1882 | 89.9104 | 89.6091 | 88.9302 | 87.5956 | 85.34 | 81.9122 | 78.7203 | 76.6742 | 75.3381 | 3.0992 | 2.7622 | 3.0591 | 3.6163 | 4.6829 | 3.6814 | 3.4938 | 3.6928 | 4.0203 | 3.9096 | 3.8645 | 4.3143 | 4.4373 | 4.862 | 5.3239 | 5.2758 | 5.1546 | 4.3816 | 3.6329 | 3.6372 | 3.3489 | 3.3297 | 3.4712 | 3.3924
Program Specific1-in-10Size: Over 200kWOther2026August Monthly Peak | Program Specific | 1-in-10 | Size: Over 200kW | Other | 2026 | August Monthly Peak | 8 | 146.5909 | 142.8676 | 139.3826 | 139.0625 | 148.1288 | 170.1097 | 198.6726 | 221.0006 | 235.8613 | 245.5478 | 255.7432 | 257.8256 | 253.3203 | 255.7978 | 248.5826 | 235.6809 | 219.7197 | 203.6082 | 193.653 | 188.8091 | 185.8658 | 177.31 | 165.9217 | 158.5884 | -0.77555 | -0.61579 | -0.4437 | -0.63717 | -0.76907 | -0.78864 | -0.87975 | -1.8868 | -1.303 | -1.1535 | -2.1546 | -1.266 | -0.76901 | 2.442 | 10.7516 | 11.3249 | 10.035 | 8.5621 | 3.4043 | 0.69 | -0.076632 | -0.91165 | -1.8197 | -2.175 | 74.6993 | 73.8648 | 73.0073 | 72.2747 | 71.5936 | 71.1846 | 70.8677 | 71.086 | 73.6384 | 78.4862 | 82.8865 | 87.0035 | 89.9544 | 91.8978 | 93.0144 | 94.0565 | 94.3686 | 93.5684 | 92.7071 | 90.1118 | 86.0869 | 83.0266 | 80.9507 | 78.8564 | 3.2304 | 2.8737 | 3.1668 | 3.768 | 4.8876 | 3.856 | 3.6977 | 3.937 | 4.3303 | 4.2288 | 4.191 | 4.7022 | 4.8567 | 5.3268 | 5.8201 | 5.7111 | 5.5025 | 4.6196 | 3.8187 | 3.8302 | 3.4885 | 3.4603 | 3.6178 | 3.5449
Program Specific1-in-10Size: Over 200kWOther2026September Monthly Peak | Program Specific | 1-in-10 | Size: Over 200kW | Other | 2026 | September Monthly Peak | 9 | 145.5904 | 142.7474 | 139.6212 | 139.5216 | 149.5586 | 171.5703 | 202.4812 | 226.385 | 246.4957 | 259.3136 | 270.3144 | 272.2904 | 266.3441 | 268.9103 | 261.1486 | 245.7021 | 227.1726 | 209.1549 | 198.3864 | 194.7778 | 188.1102 | 179.6401 | 166.191 | 158.5847 | -0.76147 | -0.49731 | -0.37717 | -0.67677 | -0.84175 | -0.60127 | -0.87716 | -2.04 | -1.4183 | -1.314 | -2.5103 | -1.501 | -0.91979 | 2.6553 | 11.2916 | 11.9046 | 10.5991 | 9.0142 | 3.8607 | 1.0683 | 0.2549 | -0.68361 | -1.7328 | -2.1159 | 76.9624 | 75.8514 | 74.7984 | 74.1532 | 73.4154 | 72.9323 | 72.6523 | 72.6412 | 74.5556 | 78.9248 | 83.6001 | 87.9513 | 91.2703 | 93.5985 | 94.3613 | 94.3576 | 93.5634 | 91.995 | 90.2741 | 87.29 | 83.4499 | 80.4761 | 78.2129 | 76.5193 | 3.2596 | 2.9171 | 3.2228 | 3.8408 | 5.0135 | 3.9511 | 3.8287 | 4.0972 | 4.5977 | 4.5371 | 4.5004 | 5.0452 | 5.1878 | 5.6892 | 6.2119 | 6.0489 | 5.7799 | 4.8211 | 3.9745 | 4.0143 | 3.5869 | 3.5617 | 3.6815 | 3.6014
Program Specific1-in-10Size: Over 200kWOther2026October Monthly Peak | Program Specific | 1-in-10 | Size: Over 200kW | Other | 2026 | October Monthly Peak | 10 | 141.5799 | 137.7375 | 134.198 | 133.2962 | 141.6312 | 162.7911 | 193.0775 | 212.6965 | 227.9063 | 239.3623 | 250.4003 | 255.06 | 253.601 | 256.3974 | 250.0421 | 235.9717 | 218.2299 | 202.0847 | 194.5809 | 187.6368 | 180.6116 | 171.8992 | 159.9745 | 152.4707 | -0.77549 | -0.94605 | -0.62738 | -0.49984 | -0.54402 | -1.3249 | -0.9124 | -1.5038 | -1.0972 | -0.85061 | -1.4415 | -0.77685 | -0.44196 | 2.1879 | 10.8248 | 11.0469 | 9.3017 | 7.8433 | 2.2873 | -0.37755 | -1.0626 | -1.5948 | -2.0222 | -2.2667 | 72.2214 | 71.0551 | 70.3259 | 69.3262 | 68.3269 | 67.4486 | 67.183 | 66.7784 | 67.4026 | 71.2519 | 76.4638 | 82.074 | 86.6388 | 89.3541 | 90.2257 | 90.546 | 90.0705 | 88.7099 | 85.5822 | 81.0303 | 77.2766 | 74.8768 | 73.18 | 71.6094 | 3.049 | 2.7075 | 2.9797 | 3.5296 | 4.567 | 3.6062 | 3.5118 | 3.7029 | 4.089 | 4.0285 | 4.0101 | 4.5459 | 4.7515 | 5.2178 | 5.7211 | 5.5881 | 5.3409 | 4.4807 | 3.7498 | 3.7199 | 3.3128 | 3.2784 | 3.4088 | 3.3307
Program Specific1-in-10Size: Over 200kWOther2026November Monthly Peak | Program Specific | 1-in-10 | Size: Over 200kW | Other | 2026 | November Monthly Peak | 11 | 134.219 | 130.9148 | 127.1291 | 126.1926 | 134.5655 | 155.7904 | 182.3251 | 200.8457 | 213.7354 | 222.1146 | 231.3507 | 234.8502 | 233.5656 | 236.1748 | 229.2996 | 216.4049 | 203.7446 | 194.3828 | 183.9091 | 175.655 | 168.8331 | 160.7162 | 150.8607 | 144.6757 | -0.75292 | -1.1362 | -0.72853 | -0.39891 | -0.38827 | -1.6541 | -0.89996 | -1.2115 | -0.92154 | -0.60952 | -0.89515 | -0.40548 | -0.19337 | 1.8459 | 9.9334 | 9.9415 | 8.2448 | 7.0988 | 1.404 | -1.0577 | -1.6469 | -1.9614 | -2.0857 | -2.2688 | 68.9321 | 67.6238 | 66.9139 | 65.7319 | 65.0891 | 64.3072 | 63.6657 | 63.7386 | 65.9412 | 70.7958 | 76.7148 | 81.3378 | 84.4011 | 85.8745 | 86.7901 | 86.5511 | 84.7413 | 81.9134 | 78.8573 | 75.5931 | 73.2156 | 71.5236 | 69.8075 | 68.5946 | 2.9177 | 2.5976 | 2.8492 | 3.3729 | 4.3799 | 3.4835 | 3.3474 | 3.5294 | 3.8708 | 3.7733 | 3.7398 | 4.225 | 4.4172 | 4.8514 | 5.2958 | 5.1728 | 5.0332 | 4.3504 | 3.5774 | 3.515 | 3.1258 | 3.0939 | 3.2448 | 3.1901
Program Specific1-in-10Size: Over 200kWOther2026December Monthly Peak | Program Specific | 1-in-10 | Size: Over 200kW | Other | 2026 | December Monthly Peak | 12 | 124.8181 | 121.0703 | 117.748 | 116.9808 | 125.1331 | 146.0488 | 173.5292 | 189.4729 | 198.2893 | 199.547 | 200.7501 | 197.5894 | 191.6303 | 191.2295 | 183.7489 | 175.425 | 169.7797 | 166.6175 | 163.1509 | 157.3943 | 152.3338 | 147.0893 | 137.8928 | 131.4749 | -0.72805 | -1.4207 | -0.88458 | -0.25353 | -0.15915 | -2.1618 | -0.91819 | -0.8108 | -0.68672 | -0.27489 | -0.13701 | 0.098883 | 0.13731 | 1.2631 | 7.969 | 7.7997 | 6.2522 | 5.44 | 0.11049 | -2.0131 | -2.4815 | -2.5218 | -2.1821 | -2.2427 | 45.8173 | 45.143 | 44.7731 | 44.5366 | 44.3799 | 44.0969 | 44.5106 | 44.6156 | 45.1071 | 46.8101 | 48.8146 | 50.7358 | 52.1539 | 52.5269 | 52.5344 | 52.4715 | 52.0224 | 50.8772 | 49.5848 | 48.4071 | 47.1914 | 46.5176 | 46.2466 | 45.6658 | 2.8812 | 2.5509 | 2.8023 | 3.3202 | 4.3249 | 3.4678 | 3.3831 | 3.5356 | 3.8133 | 3.5997 | 3.4459 | 3.7747 | 3.8483 | 4.1712 | 4.5064 | 4.4527 | 4.4536 | 3.9598 | 3.37 | 3.3445 | 2.9949 | 3.0068 | 3.1494 | 3.0784
Program Specific1-in-10Size: Over 200kWOther2026Typical Event Day | Program Specific | 1-in-10 | Size: Over 200kW | Other | 2026 | Typical Event Day | 8 | 145.7555 | 142.0587 | 138.4038 | 138.0466 | 147.0146 | 168.8267 | 197.1945 | 218.848 | 232.7793 | 241.6382 | 251.3898 | 253.4296 | 249.0475 | 251.6281 | 244.7062 | 232.1125 | 216.4735 | 200.8428 | 191.3629 | 186.681 | 183.9268 | 175.5035 | 164.3499 | 157.1223 | -0.78068 | -0.73981 | -0.51302 | -0.59221 | -0.69361 | -0.99017 | -0.89379 | -1.7557 | -1.228 | -1.0382 | -1.8826 | -1.0786 | -0.64306 | 2.3127 | 10.5874 | 11.0527 | 9.6553 | 8.2175 | 2.973 | 0.31108 | -0.42888 | -1.157 | -1.899 | -2.2184 | 74.1283 | 73.0036 | 72.0229 | 71.1775 | 70.3693 | 69.73 | 69.3773 | 69.8528 | 72.5138 | 77.0847 | 81.7145 | 85.8049 | 88.5165 | 90.2556 | 91.3124 | 91.8001 | 91.6463 | 90.614 | 89.3774 | 86.8157 | 83.0673 | 79.8187 | 77.6559 | 75.95 | 3.1713 | 2.8213 | 3.1047 | 3.6931 | 4.7894 | 3.7784 | 3.6237 | 3.8493 | 4.2195 | 4.1088 | 4.0674 | 4.5635 | 4.7143 | 5.1736 | 5.6568 | 5.5533 | 5.3525 | 4.4991 | 3.7258 | 3.7391 | 3.4084 | 3.3816 | 3.5382 | 3.4677
Program Specific1-in-2Size: Over 200kWOther2015January Monthly Peak | Program Specific | 1-in-2 | Size: Over 200kW | Other | 2015 | January Monthly Peak | 1 | 124.3863 | 121.038 | 116.9181 | 117.5208 | 126.0704 | 147.1911 | 176.2177 | 192.122 | 199.5563 | 199.8346 | 202.2362 | 200.6039 | 195.4864 | 196.8381 | 190.2401 | 180.9875 | 172.2904 | 168.7047 | 164.1332 | 157.3579 | 152.0742 | 145.9722 | 137.536 | 131.6817 | -0.72553 | -1.4203 | -0.87835 | -0.2547 | -0.16035 | -2.1787 | -0.93242 | -0.82214 | -0.69111 | -0.27529 | -0.13803 | 0.10039 | 0.14007 | 1.3001 | 8.2506 | 8.047 | 6.3446 | 5.5081 | 0.11115 | -2.0127 | -2.4772 | -2.5027 | -2.1765 | -2.2462 | 51.1961 | 50.7347 | 50.4652 | 50.0251 | 49.8674 | 49.3627 | 49.5352 | 49.3086 | 49.4712 | 50.9245 | 52.8941 | 54.8681 | 56.5352 | 57.5438 | 58.247 | 58.2774 | 58.0743 | 57.1895 | 55.5427 | 54.0875 | 53.5443 | 53.1546 | 52.4104 | 51.5353 | 2.8712 | 2.5502 | 2.7825 | 3.3355 | 4.3573 | 3.4949 | 3.4355 | 3.585 | 3.8376 | 3.6049 | 3.4714 | 3.8323 | 3.9258 | 4.2936 | 4.6656 | 4.5939 | 4.5195 | 4.0094 | 3.3903 | 3.3437 | 2.9898 | 2.9839 | 3.1413 | 3.0832
Program Specific1-in-2Size: Over 200kWOther2015February Monthly Peak | Program Specific | 1-in-2 | Size: Over 200kW | Other | 2015 | February Monthly Peak | 2 | 126.299 | 122.9592 | 119.116 | 119.4173 | 127.0814 | 147.6309 | 176.1208 | 191.3225 | 199.8908 | 201.7304 | 206.0942 | 206.5548 | 203.0715 | 206.0088 | 200.5678 | 189.4947 | 178.9436 | 172.9546 | 169.4283 | 162.2843 | 156.6088 | 150.0511 | 140.5567 | 134.1217 | -0.73669 | -1.4428 | -0.89486 | -0.25881 | -0.16163 | -2.1852 | -0.93191 | -0.81872 | -0.69227 | -0.2779 | -0.14066 | 0.10337 | 0.14551 | 1.3607 | 8.6985 | 8.4253 | 6.5896 | 5.6469 | 0.11474 | -2.0757 | -2.5511 | -2.5726 | -2.2243 | -2.2878 | 51.127 | 50.5453 | 50.1716 | 49.7763 | 49.4274 | 49.1711 | 48.7442 | 49.0533 | 50.477 | 54.0845 | 58.0956 | 61.2175 | 62.8221 | 63.43 | 63.9009 | 63.8012 | 63.6042 | 62.8682 | 60.867 | 58.5075 | 57.1351 | 56.4254 | 55.6354 | 54.4498 | 2.9154 | 2.5907 | 2.8348 | 3.3893 | 4.3922 | 3.5053 | 3.4336 | 3.5701 | 3.8441 | 3.6391 | 3.5377 | 3.9459 | 4.0781 | 4.4936 | 4.9189 | 4.8098 | 4.694 | 4.1104 | 3.4996 | 3.4484 | 3.0789 | 3.0673 | 3.2102 | 3.1404
Program Specific1-in-2Size: Over 200kWOther2015March Monthly Peak | Program Specific | 1-in-2 | Size: Over 200kW | Other | 2015 | March Monthly Peak | 3 | 128.7501 | 125.2049 | 121.7236 | 120.7866 | 127.7317 | 147.4798 | 176.5748 | 192.4726 | 199.8909 | 201.5584 | 206.6317 | 207.3232 | 204.3658 | 206.5349 | 201.0638 | 191.3291 | 180.7524 | 172.5827 | 170.0065 | 167.2561 | 161.7859 | 154.5364 | 144.6574 | 137.8137 | -0.75098 | -1.4692 | -0.91445 | -0.26178 | -0.16246 | -2.1829 | -0.93431 | -0.82364 | -0.69227 | -0.27766 | -0.14103 | 0.10375 | 0.14643 | 1.3642 | 8.72 | 8.5068 | 6.6562 | 5.6347 | 0.11513 | -2.1393 | -2.6354 | -2.6495 | -2.2892 | -2.3508 | 52.6175 | 51.8823 | 51.2562 | 50.8554 | 50.2815 | 50.0051 | 49.7442 | 49.8201 | 51.4258 | 53.5418 | 56.1582 | 58.8924 | 61.4673 | 63.3469 | 64.2434 | 64.6713 | 64.2887 | 63.2329 | 60.8598 | 57.9743 | 56.2975 | 55.05 | 53.8852 | 52.707 | 2.972 | 2.638 | 2.8969 | 3.4282 | 4.4147 | 3.5017 | 3.4424 | 3.5916 | 3.8441 | 3.636 | 3.5469 | 3.9606 | 4.1041 | 4.5051 | 4.931 | 4.8564 | 4.7415 | 4.1015 | 3.5116 | 3.5541 | 3.1807 | 3.159 | 3.3039 | 3.2268
Program Specific1-in-2Size: Over 200kWOther2015April Monthly Peak | Program Specific | 1-in-2 | Size: Over 200kW | Other | 2015 | April Monthly Peak | 4 | 131.764 | 128.108 | 123.9346 | 122.9554 | 130.2699 | 150.0781 | 175.8725 | 192.9769 | 202.7631 | 207.3641 | 215.1025 | 217.2085 | 216.5927 | 219.4778 | 214.5738 | 203.7291 | 191.1504 | 179.2882 | 171.7458 | 169.742 | 166.3474 | 158.4766 | 148.5019 | 141.8352 | -0.76856 | -1.5033 | -0.93106 | -0.26648 | -0.16569 | -2.2214 | -0.93059 | -0.8258 | -0.70221 | -0.28566 | -0.14681 | 0.1087 | 0.1552 | 1.4496 | 9.3059 | 9.0582 | 7.0391 | 5.8537 | 0.11631 | -2.171 | -2.7098 | -2.7171 | -2.35 | -2.4194 | 61.8405 | 60.8797 | 60.1299 | 59.3665 | 58.5723 | 57.9612 | 57.5059 | 57.3759 | 59.3147 | 63.1386 | 67.8289 | 72.3238 | 75.7785 | 77.9594 | 79.0562 | 79.3604 | 78.8091 | 78.3925 | 76.9235 | 74.542 | 70.8343 | 68.3941 | 66.2958 | 64.6091 | 3.0415 | 2.6992 | 2.9495 | 3.4897 | 4.5024 | 3.5634 | 3.4287 | 3.601 | 3.8993 | 3.7407 | 3.6923 | 4.1495 | 4.3496 | 4.7874 | 5.2623 | 5.1712 | 5.0142 | 4.2609 | 3.5475 | 3.6069 | 3.2704 | 3.2395 | 3.3917 | 3.321
Program Specific1-in-2Size: Over 200kWOther2015May Monthly Peak | Program Specific | 1-in-2 | Size: Over 200kW | Other | 2015 | May Monthly Peak | 5 | 131.8493 | 128.5096 | 124.7876 | 123.9031 | 131.7662 | 151.9208 | 177.0145 | 197.3455 | 208.5804 | 215.1766 | 223.3109 | 225.4382 | 223.8594 | 226.1801 | 220.8931 | 208.9076 | 195.5785 | 182.04 | 173.2114 | 168.887 | 166.7912 | 159.2336 | 149.7368 | 143.1255 | -0.76906 | -1.508 | -0.93747 | -0.26853 | -0.16759 | -2.2487 | -0.93663 | -0.84449 | -0.72236 | -0.29642 | -0.15241 | 0.11282 | 0.1604 | 1.4939 | 9.5799 | 9.2884 | 7.2022 | 5.9435 | 0.1173 | -2.1601 | -2.717 | -2.73 | -2.3696 | -2.4414 | 64.2765 | 63.2619 | 62.3497 | 61.5693 | 60.7951 | 59.9315 | 59.4087 | 60.0462 | 62.9071 | 66.4773 | 70.3889 | 74.0976 | 77.4446 | 79.8533 | 81.2849 | 81.6994 | 81.5597 | 80.7187 | 78.9518 | 76.6671 | 72.8488 | 69.7454 | 67.9574 | 66.3203 | 3.0435 | 2.7076 | 2.9698 | 3.5166 | 4.5541 | 3.6072 | 3.451 | 3.6825 | 4.0112 | 3.8817 | 3.8332 | 4.3067 | 4.4956 | 4.9336 | 5.4173 | 5.3026 | 5.1304 | 4.3263 | 3.5778 | 3.5887 | 3.2791 | 3.255 | 3.4199 | 3.3512
Program Specific1-in-2Size: Over 200kWOther2015June Monthly Peak | Program Specific | 1-in-2 | Size: Over 200kW | Other | 2015 | June Monthly Peak | 6 | 138.0002 | 134.2527 | 130.5491 | 129.4899 | 137.2235 | 156.561 | 180.7421 | 200.0716 | 210.677 | 216.292 | 224.5818 | 225.8975 | 221.2447 | 222.6323 | 216.9175 | 207.7386 | 196.3904 | 184.2049 | 177.8473 | 172.4218 | 171.5327 | 164.3436 | 153.8889 | 147.4565 | -0.7897 | -1.3724 | -0.86566 | -0.34431 | -0.28407 | -1.9933 | -0.92459 | -1.0296 | -0.81805 | -0.4442 | -0.50736 | -0.13585 | -0.010524 | 1.6038 | 9.4023 | 9.3883 | 7.5859 | 6.3669 | 0.73257 | -1.6279 | -2.2396 | -2.4159 | -2.283 | -2.4149 | 67.0198 | 65.8049 | 64.8239 | 63.9859 | 63.1357 | 62.5767 | 62.1039 | 62.8455 | 65.711 | 69.6959 | 73.5162 | 76.9415 | 79.4422 | 81.6167 | 82.6709 | 83.2132 | 83.4955 | 83.164 | 81.8317 | 79.4476 | 76.296 | 72.8368 | 70.5518 | 69.0078 | 3.073 | 2.7287 | 2.9972 | 3.5454 | 4.5753 | 3.5861 | 3.3992 | 3.6015 | 3.9084 | 3.764 | 3.7189 | 4.163 | 4.2861 | 4.6847 | 5.1319 | 5.0867 | 4.9698 | 4.2231 | 3.5438 | 3.5344 | 3.2532 | 3.2408 | 3.3906 | 3.3306
Program Specific1-in-2Size: Over 200kWOther2015July Monthly Peak | Program Specific | 1-in-2 | Size: Over 200kW | Other | 2015 | July Monthly Peak | 7 | 140.4924 | 137.1895 | 134.0623 | 132.7618 | 141.1036 | 161.4827 | 186.6805 | 204.814 | 214.2603 | 220.13 | 227.7591 | 228.2335 | 223.2127 | 225.4414 | 219.9608 | 211.021 | 199.9125 | 188.4131 | 180.803 | 176.2566 | 175.8784 | 168.3508 | 157.3699 | 150.1035 | -0.7826 | -1.1169 | -0.72625 | -0.44288 | -0.44717 | -1.5957 | -0.9098 | -1.2985 | -0.95577 | -0.65697 | -1.0089 | -0.48344 | -0.24542 | 1.81 | 9.527 | 9.749 | 8.2178 | 7.009 | 1.6015 | -0.85155 | -1.5135 | -1.9083 | -2.1204 | -2.3176 | 69.0878 | 68.2735 | 67.6313 | 66.9895 | 66.3655 | 65.9526 | 65.6696 | 66.0513 | 68.45 | 72.1899 | 76.4438 | 80.1246 | 82.9704 | 85.3436 | 87.0353 | 87.4043 | 87.2817 | 86.2475 | 84.9297 | 83.0379 | 79.7238 | 75.9944 | 73.5676 | 72.0268 | 3.0388 | 2.7085 | 2.9896 | 3.5308 | 4.5698 | 3.5928 | 3.4103 | 3.5812 | 3.861 | 3.721 | 3.6634 | 4.0856 | 4.2004 | 4.6079 | 5.0548 | 5.019 | 4.9139 | 4.1958 | 3.4995 | 3.5095 | 3.2401 | 3.2247 | 3.368 | 3.2933
Program Specific1-in-2Size: Over 200kWOther2015August Monthly Peak | Program Specific | 1-in-2 | Size: Over 200kW | Other | 2015 | August Monthly Peak | 8 | 145.5536 | 141.8629 | 138.1684 | 137.8022 | 146.7468 | 168.5193 | 196.8407 | 218.3337 | 232.0431 | 240.7015 | 250.3435 | 252.3694 | 248.0134 | 250.6163 | 243.7629 | 231.2444 | 215.6852 | 200.1726 | 190.8102 | 186.1679 | 183.4591 | 175.0686 | 163.9711 | 156.7689 | -0.78197 | -0.7704 | -0.5301 | -0.58118 | -0.67508 | -1.0398 | -0.89728 | -1.7237 | -1.2097 | -1.0102 | -1.8166 | -1.0331 | -0.61246 | 2.2813 | 10.5474 | 10.9864 | 9.5628 | 8.1336 | 2.8676 | 0.21834 | -0.51522 | -1.2172 | -1.9185 | -2.2291 | 73.5662 | 72.7688 | 71.8849 | 70.8097 | 70.1183 | 69.5205 | 69.003 | 69.0526 | 71.6509 | 76.3979 | 81.2676 | 85.1691 | 88.137 | 90.3014 | 91.5465 | 91.6677 | 91.5961 | 90.3261 | 88.3174 | 85.6821 | 81.9414 | 79.3433 | 77.5736 | 75.881 | 3.1593 | 2.8106 | 3.092 | 3.6777 | 4.7692 | 3.7625 | 3.6085 | 3.831 | 4.1961 | 4.083 | 4.0408 | 4.5334 | 4.6834 | 5.1404 | 5.6214 | 5.5193 | 5.3202 | 4.4733 | 3.7061 | 3.7198 | 3.3915 | 3.3652 | 3.5215 | 3.4516
Program Specific1-in-2Size: Over 200kWOther2015September Monthly Peak | Program Specific | 1-in-2 | Size: Over 200kW | Other | 2015 | September Monthly Peak | 9 | 141.714 | 138.987 | 135.1147 | 134.8404 | 144.4368 | 165.6995 | 195.7306 | 216.5807 | 232.4674 | 241.43 | 250.3011 | 251.966 | 246.4741 | 249.4362 | 242.9618 | 228.9697 | 211.9926 | 196.2684 | 187.7857 | 184.9436 | 179.1421 | 171.314 | 158.934 | 151.8127 | -0.78621 | -1.0886 | -0.70764 | -0.46334 | -0.48126 | -1.5674 | -0.94688 | -1.4115 | -1.0569 | -0.75385 | -1.1893 | -0.59036 | -0.30943 | 2.0331 | 10.522 | 10.6124 | 8.7923 | 7.3779 | 1.7952 | -0.76714 | -1.4234 | -1.8565 | -2.1094 | -2.3229 | 68.6809 | 67.6773 | 66.9352 | 66.0688 | 65.4705 | 64.9222 | 64.7678 | 64.5341 | 66.4697 | 71.3123 | 76.8655 | 82.0714 | 86.3402 | 88.9905 | 90.1765 | 90.3885 | 89.696 | 88.4161 | 85.8907 | 82.4169 | 78.7275 | 76.4225 | 75.0161 | 73.9845 | 3.059 | 2.7385 | 3.007 | 3.5788 | 4.6683 | 3.6792 | 3.5684 | 3.7793 | 4.1806 | 4.0728 | 4.0178 | 4.5013 | 4.6287 | 5.088 | 5.5721 | 5.4349 | 5.2003 | 4.3619 | 3.6272 | 3.675 | 3.2935 | 3.2748 | 3.3945 | 3.324
Program Specific1-in-2Size: Over 200kWOther2015October Monthly Peak | Program Specific | 1-in-2 | Size: Over 200kW | Other | 2015 | October Monthly Peak | 10 | 140.4483 | 136.6349 | 132.9074 | 131.953 | 140.1707 | 161.1363 | 191.1839 | 209.9656 | 224.0059 | 234.3255 | 244.6918 | 249.1795 | 247.7691 | 250.622 | 244.59 | 230.9623 | 213.7145 | 198.2839 | 191.5045 | 184.7948 | 178.0142 | 169.5089 | 157.882 | 150.5158 | -0.78367 | -1.1299 | -0.72995 | -0.43467 | -0.43471 | -1.6206 | -0.9346 | -1.3157 | -0.99126 | -0.68588 | -1.0511 | -0.50449 | -0.25634 | 1.9994 | 10.5942 | 10.6559 | 8.7524 | 7.3439 | 1.6403 | -0.94537 | -1.5808 | -1.9567 | -2.1405 | -2.3326 | 69.0065 | 68.488 | 67.4417 | 66.4539 | 65.7723 | 65.0107 | 64.6761 | 64.7387 | 65.5301 | 70.0252 | 75.91 | 81.2469 | 84.9516 | 86.9922 | 88.269 | 88.277 | 87.1012 | 85.7082 | 83.3981 | 79.7473 | 76.2881 | 73.7914 | 71.788 | 70.3542 | 3.041 | 2.7003 | 2.9669 | 3.5129 | 4.5443 | 3.5888 | 3.4962 | 3.6751 | 4.0408 | 3.965 | 3.9398 | 4.4651 | 4.6673 | 5.1278 | 5.6266 | 5.499 | 5.2586 | 4.4202 | 3.7104 | 3.6833 | 3.2828 | 3.2502 | 3.3824 | 3.3057
Program Specific1-in-2Size: Over 200kWOther2015November Monthly Peak | Program Specific | 1-in-2 | Size: Over 200kW | Other | 2015 | November Monthly Peak | 11 | 130.5176 | 127.2599 | 123.1524 | 122.0267 | 130.1266 | 150.9552 | 176.8855 | 193.198 | 202.8848 | 207.439 | 213.9889 | 216.1304 | 214.1809 | 216.398 | 210.0657 | 198.7966 | 188.1507 | 181.5686 | 174.0238 | 166.6411 | 160.5387 | 153.2915 | 144.2706 | 138.4967 | -0.76129 | -1.4933 | -0.92518 | -0.26446 | -0.1655 | -2.2344 | -0.93595 | -0.82675 | -0.70263 | -0.28576 | -0.14605 | 0.10816 | 0.15347 | 1.4293 | 9.1104 | 8.8389 | 6.9287 | 5.9281 | 0.11785 | -2.1314 | -2.6151 | -2.6282 | -2.2831 | -2.3625 | 58.3745 | 57.4219 | 56.4607 | 55.6448 | 54.7793 | 54.2637 | 53.804 | 53.6194 | 56.9983 | 62.2896 | 68.3444 | 73.517 | 76.9402 | 78.4923 | 79.045 | 78.5768 | 76.3256 | 72.208 | 67.8907 | 65.3062 | 63.2565 | 61.6944 | 60.6529 | 59.5939 | 3.0128 | 2.6813 | 2.9309 | 3.4634 | 4.4975 | 3.5843 | 3.4485 | 3.6051 | 3.9017 | 3.7421 | 3.6732 | 4.1289 | 4.3012 | 4.7202 | 5.1518 | 5.046 | 4.9356 | 4.3151 | 3.5945 | 3.541 | 3.1562 | 3.1336 | 3.2951 | 3.2428
Program Specific1-in-2Size: Over 200kWOther2015December Monthly Peak | Program Specific | 1-in-2 | Size: Over 200kW | Other | 2015 | December Monthly Peak | 12 | 124.8292 | 121.0925 | 117.7029 | 116.9401 | 125.0674 | 145.9286 | 173.3696 | 189.1962 | 197.8771 | 199.1713 | 200.4965 | 197.5253 | 191.7602 | 191.4952 | 184.1329 | 175.7627 | 170.0184 | 166.7449 | 163.139 | 157.3555 | 152.3116 | 147.0197 | 137.8532 | 131.4432 | -0.72811 | -1.4209 | -0.88424 | -0.25344 | -0.15907 | -2.16 | -0.91735 | -0.80962 | -0.68529 | -0.27438 | -0.13684 | 0.098851 | 0.1374 | 1.2648 | 7.9857 | 7.8147 | 6.261 | 5.4441 | 0.11048 | -2.0126 | -2.4811 | -2.5206 | -2.1815 | -2.2421 | 47.3385 | 46.7706 | 45.7501 | 44.8923 | 44.2268 | 43.6935 | 43.5346 | 43.2143 | 43.5347 | 46.3061 | 48.9796 | 51.3152 | 52.9356 | 53.8361 | 54.452 | 54.5773 | 54.0503 | 52.8468 | 51.188 | 49.903 | 48.8855 | 48.0629 | 47.2613 | 46.2583 | 2.8815 | 2.5514 | 2.8012 | 3.319 | 4.3226 | 3.4649 | 3.38 | 3.5304 | 3.8054 | 3.5929 | 3.4416 | 3.7734 | 3.851 | 4.177 | 4.5158 | 4.4613 | 4.4599 | 3.9628 | 3.3697 | 3.3437 | 2.9944 | 3.0053 | 3.1485 | 3.0776
Program Specific1-in-2Size: Over 200kWOther2015Typical Event Day | Program Specific | 1-in-2 | Size: Over 200kW | Other | 2015 | Typical Event Day | 8 | 143.4561 | 139.8236 | 135.7533 | 135.291 | 144.0078 | 165.3978 | 193.26 | 213.1512 | 224.6345 | 231.1966 | 239.6396 | 241.4212 | 237.2325 | 239.9945 | 233.7886 | 222.0741 | 207.3929 | 193.1634 | 185.0913 | 180.8737 | 178.6258 | 170.6011 | 160.0687 | 153.1252 | -0.79665 | -1.1056 | -0.71685 | -0.46163 | -0.4742 | -1.5813 | -0.93659 | -1.3801 | -1.0167 | -0.71424 | -1.1201 | -0.55263 | -0.28895 | 1.9491 | 10.125 | 10.2848 | 8.5832 | 7.243 | 1.7382 | -0.77992 | -1.4476 | -1.8692 | -2.1322 | -2.3481 | 69.5887 | 68.6311 | 67.8188 | 66.9635 | 66.2725 | 65.743 | 65.3861 | 65.6209 | 68.0704 | 72.399 | 77.0233 | 81.0767 | 84.2224 | 86.5631 | 87.8573 | 88.1684 | 88.0173 | 87.0384 | 85.2424 | 82.6462 | 79.1722 | 76.1493 | 74.1773 | 72.725 | 3.098 | 2.7561 | 3.0225 | 3.5923 | 4.6564 | 3.6741 | 3.5249 | 3.7211 | 4.0415 | 3.9018 | 3.8484 | 4.3147 | 4.4571 | 4.8975 | 5.364 | 5.2735 | 5.0897 | 4.2947 | 3.5767 | 3.5957 | 3.2854 | 3.2626 | 3.4203 | 3.3542
Program Specific1-in-2Size: Over 200kWOther2016January Monthly Peak | Program Specific | 1-in-2 | Size: Over 200kW | Other | 2016 | January Monthly Peak | 1 | 124.3863 | 121.038 | 116.9181 | 117.5208 | 126.0704 | 147.1911 | 176.2177 | 192.122 | 199.5563 | 199.8346 | 202.2362 | 200.6039 | 195.4864 | 196.8381 | 190.2401 | 180.9875 | 172.2904 | 168.7047 | 164.1332 | 157.3579 | 152.0742 | 145.9722 | 137.536 | 131.6817 | -0.72553 | -1.4203 | -0.87835 | -0.2547 | -0.16035 | -2.1787 | -0.93242 | -0.82214 | -0.69111 | -0.27529 | -0.13803 | 0.10039 | 0.14007 | 1.3001 | 8.2506 | 8.047 | 6.3446 | 5.5081 | 0.11115 | -2.0127 | -2.4772 | -2.5027 | -2.1765 | -2.2462 | 51.1961 | 50.7347 | 50.4652 | 50.0251 | 49.8674 | 49.3627 | 49.5352 | 49.3086 | 49.4712 | 50.9245 | 52.8941 | 54.8681 | 56.5352 | 57.5438 | 58.247 | 58.2774 | 58.0743 | 57.1895 | 55.5427 | 54.0875 | 53.5443 | 53.1546 | 52.4104 | 51.5353 | 2.8712 | 2.5502 | 2.7825 | 3.3355 | 4.3573 | 3.4949 | 3.4355 | 3.585 | 3.8376 | 3.6049 | 3.4714 | 3.8323 | 3.9258 | 4.2936 | 4.6656 | 4.5939 | 4.5195 | 4.0094 | 3.3903 | 3.3437 | 2.9898 | 2.9839 | 3.1413 | 3.0832
Program Specific1-in-2Size: Over 200kWOther2016February Monthly Peak | Program Specific | 1-in-2 | Size: Over 200kW | Other | 2016 | February Monthly Peak | 2 | 126.299 | 122.9592 | 119.116 | 119.4173 | 127.0814 | 147.6309 | 176.1208 | 191.3225 | 199.8908 | 201.7304 | 206.0942 | 206.5548 | 203.0715 | 206.0088 | 200.5678 | 189.4947 | 178.9436 | 172.9546 | 169.4283 | 162.2843 | 156.6088 | 150.0511 | 140.5567 | 134.1217 | -0.73669 | -1.4428 | -0.89486 | -0.25881 | -0.16163 | -2.1852 | -0.93191 | -0.81872 | -0.69227 | -0.2779 | -0.14066 | 0.10337 | 0.14551 | 1.3607 | 8.6985 | 8.4253 | 6.5896 | 5.6469 | 0.11474 | -2.0757 | -2.5511 | -2.5726 | -2.2243 | -2.2878 | 51.127 | 50.5453 | 50.1716 | 49.7763 | 49.4274 | 49.1711 | 48.7442 | 49.0533 | 50.477 | 54.0845 | 58.0956 | 61.2175 | 62.8221 | 63.43 | 63.9009 | 63.8012 | 63.6042 | 62.8682 | 60.867 | 58.5075 | 57.1351 | 56.4254 | 55.6354 | 54.4498 | 2.9154 | 2.5907 | 2.8348 | 3.3893 | 4.3922 | 3.5053 | 3.4336 | 3.5701 | 3.8441 | 3.6391 | 3.5377 | 3.9459 | 4.0781 | 4.4936 | 4.9189 | 4.8098 | 4.694 | 4.1104 | 3.4996 | 3.4484 | 3.0789 | 3.0673 | 3.2102 | 3.1404
Program Specific1-in-2Size: Over 200kWOther2016March Monthly Peak | Program Specific | 1-in-2 | Size: Over 200kW | Other | 2016 | March Monthly Peak | 3 | 128.7501 | 125.2049 | 121.7236 | 120.7866 | 127.7317 | 147.4798 | 176.5748 | 192.4726 | 199.8909 | 201.5584 | 206.6317 | 207.3232 | 204.3658 | 206.5349 | 201.0638 | 191.3291 | 180.7524 | 172.5827 | 170.0065 | 167.2561 | 161.7859 | 154.5364 | 144.6574 | 137.8137 | -0.75098 | -1.4692 | -0.91445 | -0.26178 | -0.16246 | -2.1829 | -0.93431 | -0.82364 | -0.69227 | -0.27766 | -0.14103 | 0.10375 | 0.14643 | 1.3642 | 8.72 | 8.5068 | 6.6562 | 5.6347 | 0.11513 | -2.1393 | -2.6354 | -2.6495 | -2.2892 | -2.3508 | 52.6175 | 51.8823 | 51.2562 | 50.8554 | 50.2815 | 50.0051 | 49.7442 | 49.8201 | 51.4258 | 53.5418 | 56.1582 | 58.8924 | 61.4673 | 63.3469 | 64.2434 | 64.6713 | 64.2887 | 63.2329 | 60.8598 | 57.9743 | 56.2975 | 55.05 | 53.8852 | 52.707 | 2.972 | 2.638 | 2.8969 | 3.4282 | 4.4147 | 3.5017 | 3.4424 | 3.5916 | 3.8441 | 3.636 | 3.5469 | 3.9606 | 4.1041 | 4.5051 | 4.931 | 4.8564 | 4.7415 | 4.1015 | 3.5116 | 3.5541 | 3.1807 | 3.159 | 3.3039 | 3.2268
Program Specific1-in-2Size: Over 200kWOther2016April Monthly Peak | Program Specific | 1-in-2 | Size: Over 200kW | Other | 2016 | April Monthly Peak | 4 | 131.764 | 128.108 | 123.9346 | 122.9554 | 130.2699 | 150.0781 | 175.8725 | 192.9769 | 202.7631 | 207.3641 | 215.1025 | 217.2085 | 216.5927 | 219.4778 | 214.5738 | 203.7291 | 191.1504 | 179.2882 | 171.7458 | 169.742 | 166.3474 | 158.4766 | 148.5019 | 141.8352 | -0.76856 | -1.5033 | -0.93106 | -0.26648 | -0.16569 | -2.2214 | -0.93059 | -0.8258 | -0.70221 | -0.28566 | -0.14681 | 0.1087 | 0.1552 | 1.4496 | 9.3059 | 9.0582 | 7.0391 | 5.8537 | 0.11631 | -2.171 | -2.7098 | -2.7171 | -2.35 | -2.4194 | 61.8405 | 60.8797 | 60.1299 | 59.3665 | 58.5723 | 57.9612 | 57.5059 | 57.3759 | 59.3147 | 63.1386 | 67.8289 | 72.3238 | 75.7785 | 77.9594 | 79.0562 | 79.3604 | 78.8091 | 78.3925 | 76.9235 | 74.542 | 70.8343 | 68.3941 | 66.2958 | 64.6091 | 3.0415 | 2.6992 | 2.9495 | 3.4897 | 4.5024 | 3.5634 | 3.4287 | 3.601 | 3.8993 | 3.7407 | 3.6923 | 4.1495 | 4.3496 | 4.7874 | 5.2623 | 5.1712 | 5.0142 | 4.2609 | 3.5475 | 3.6069 | 3.2704 | 3.2395 | 3.3917 | 3.321
Program Specific1-in-2Size: Over 200kWOther2016May Monthly Peak | Program Specific | 1-in-2 | Size: Over 200kW | Other | 2016 | May Monthly Peak | 5 | 131.8493 | 128.5096 | 124.7876 | 123.9031 | 131.7662 | 151.9208 | 177.0145 | 197.3455 | 208.5804 | 215.1766 | 223.3109 | 225.4382 | 223.8594 | 226.1801 | 220.8931 | 208.9076 | 195.5785 | 182.04 | 173.2114 | 168.887 | 166.7912 | 159.2336 | 149.7368 | 143.1255 | -0.76906 | -1.508 | -0.93747 | -0.26853 | -0.16759 | -2.2487 | -0.93663 | -0.84449 | -0.72236 | -0.29642 | -0.15241 | 0.11282 | 0.1604 | 1.4939 | 9.5799 | 9.2884 | 7.2022 | 5.9435 | 0.1173 | -2.1601 | -2.717 | -2.73 | -2.3696 | -2.4414 | 64.2765 | 63.2619 | 62.3497 | 61.5693 | 60.7951 | 59.9315 | 59.4087 | 60.0462 | 62.9071 | 66.4773 | 70.3889 | 74.0976 | 77.4446 | 79.8533 | 81.2849 | 81.6994 | 81.5597 | 80.7187 | 78.9518 | 76.6671 | 72.8488 | 69.7454 | 67.9574 | 66.3203 | 3.0435 | 2.7076 | 2.9698 | 3.5166 | 4.5541 | 3.6072 | 3.451 | 3.6825 | 4.0112 | 3.8817 | 3.8332 | 4.3067 | 4.4956 | 4.9336 | 5.4173 | 5.3026 | 5.1304 | 4.3263 | 3.5778 | 3.5887 | 3.2791 | 3.255 | 3.4199 | 3.3512
Program Specific1-in-2Size: Over 200kWOther2016June Monthly Peak | Program Specific | 1-in-2 | Size: Over 200kW | Other | 2016 | June Monthly Peak | 6 | 138.0002 | 134.2527 | 130.5491 | 129.4899 | 137.2235 | 156.561 | 180.7421 | 200.0716 | 210.677 | 216.292 | 224.5818 | 225.8975 | 221.2447 | 222.6323 | 216.9175 | 207.7386 | 196.3904 | 184.2049 | 177.8473 | 172.4218 | 171.5327 | 164.3436 | 153.8889 | 147.4565 | -0.7897 | -1.3724 | -0.86566 | -0.34431 | -0.28407 | -1.9933 | -0.92459 | -1.0296 | -0.81805 | -0.4442 | -0.50736 | -0.13585 | -0.010524 | 1.6038 | 9.4023 | 9.3883 | 7.5859 | 6.3669 | 0.73257 | -1.6279 | -2.2396 | -2.4159 | -2.283 | -2.4149 | 67.0198 | 65.8049 | 64.8239 | 63.9859 | 63.1357 | 62.5767 | 62.1039 | 62.8455 | 65.711 | 69.6959 | 73.5162 | 76.9415 | 79.4422 | 81.6167 | 82.6709 | 83.2132 | 83.4955 | 83.164 | 81.8317 | 79.4476 | 76.296 | 72.8368 | 70.5518 | 69.0078 | 3.073 | 2.7287 | 2.9972 | 3.5454 | 4.5753 | 3.5861 | 3.3992 | 3.6015 | 3.9084 | 3.764 | 3.7189 | 4.163 | 4.2861 | 4.6847 | 5.1319 | 5.0867 | 4.9698 | 4.2231 | 3.5438 | 3.5344 | 3.2532 | 3.2408 | 3.3906 | 3.3306
Program Specific1-in-2Size: Over 200kWOther2016July Monthly Peak | Program Specific | 1-in-2 | Size: Over 200kW | Other | 2016 | July Monthly Peak | 7 | 140.4924 | 137.1895 | 134.0623 | 132.7618 | 141.1036 | 161.4827 | 186.6805 | 204.814 | 214.2603 | 220.13 | 227.7591 | 228.2335 | 223.2127 | 225.4414 | 219.9608 | 211.021 | 199.9125 | 188.4131 | 180.803 | 176.2566 | 175.8784 | 168.3508 | 157.3699 | 150.1035 | -0.7826 | -1.1169 | -0.72625 | -0.44288 | -0.44717 | -1.5957 | -0.9098 | -1.2985 | -0.95577 | -0.65697 | -1.0089 | -0.48344 | -0.24542 | 1.81 | 9.527 | 9.749 | 8.2178 | 7.009 | 1.6015 | -0.85155 | -1.5135 | -1.9083 | -2.1204 | -2.3176 | 69.0878 | 68.2735 | 67.6313 | 66.9895 | 66.3655 | 65.9526 | 65.6696 | 66.0513 | 68.45 | 72.1899 | 76.4438 | 80.1246 | 82.9704 | 85.3436 | 87.0353 | 87.4043 | 87.2817 | 86.2475 | 84.9297 | 83.0379 | 79.7238 | 75.9944 | 73.5676 | 72.0268 | 3.0388 | 2.7085 | 2.9896 | 3.5308 | 4.5698 | 3.5928 | 3.4103 | 3.5812 | 3.861 | 3.721 | 3.6634 | 4.0856 | 4.2004 | 4.6079 | 5.0548 | 5.019 | 4.9139 | 4.1958 | 3.4995 | 3.5095 | 3.2401 | 3.2247 | 3.368 | 3.2933
Program Specific1-in-2Size: Over 200kWOther2016August Monthly Peak | Program Specific | 1-in-2 | Size: Over 200kW | Other | 2016 | August Monthly Peak | 8 | 145.5536 | 141.8629 | 138.1684 | 137.8022 | 146.7468 | 168.5193 | 196.8407 | 218.3337 | 232.0431 | 240.7015 | 250.3435 | 252.3694 | 248.0134 | 250.6163 | 243.7629 | 231.2444 | 215.6852 | 200.1726 | 190.8102 | 186.1679 | 183.4591 | 175.0686 | 163.9711 | 156.7689 | -0.78197 | -0.7704 | -0.5301 | -0.58118 | -0.67508 | -1.0398 | -0.89728 | -1.7237 | -1.2097 | -1.0102 | -1.8166 | -1.0331 | -0.61246 | 2.2813 | 10.5474 | 10.9864 | 9.5628 | 8.1336 | 2.8676 | 0.21834 | -0.51522 | -1.2172 | -1.9185 | -2.2291 | 73.5662 | 72.7688 | 71.8849 | 70.8097 | 70.1183 | 69.5205 | 69.003 | 69.0526 | 71.6509 | 76.3979 | 81.2676 | 85.1691 | 88.137 | 90.3014 | 91.5465 | 91.6677 | 91.5961 | 90.3261 | 88.3174 | 85.6821 | 81.9414 | 79.3433 | 77.5736 | 75.881 | 3.1593 | 2.8106 | 3.092 | 3.6777 | 4.7692 | 3.7625 | 3.6085 | 3.831 | 4.1961 | 4.083 | 4.0408 | 4.5334 | 4.6834 | 5.1404 | 5.6214 | 5.5193 | 5.3202 | 4.4733 | 3.7061 | 3.7198 | 3.3915 | 3.3652 | 3.5215 | 3.4516
Program Specific1-in-2Size: Over 200kWOther2016September Monthly Peak | Program Specific | 1-in-2 | Size: Over 200kW | Other | 2016 | September Monthly Peak | 9 | 141.714 | 138.987 | 135.1147 | 134.8404 | 144.4368 | 165.6995 | 195.7306 | 216.5807 | 232.4674 | 241.43 | 250.3011 | 251.966 | 246.4741 | 249.4362 | 242.9618 | 228.9697 | 211.9926 | 196.2684 | 187.7857 | 184.9436 | 179.1421 | 171.314 | 158.934 | 151.8127 | -0.78621 | -1.0886 | -0.70764 | -0.46334 | -0.48126 | -1.5674 | -0.94688 | -1.4115 | -1.0569 | -0.75385 | -1.1893 | -0.59036 | -0.30943 | 2.0331 | 10.522 | 10.6124 | 8.7923 | 7.3779 | 1.7952 | -0.76714 | -1.4234 | -1.8565 | -2.1094 | -2.3229 | 68.6809 | 67.6773 | 66.9352 | 66.0688 | 65.4705 | 64.9222 | 64.7678 | 64.5341 | 66.4697 | 71.3123 | 76.8655 | 82.0714 | 86.3402 | 88.9905 | 90.1765 | 90.3885 | 89.696 | 88.4161 | 85.8907 | 82.4169 | 78.7275 | 76.4225 | 75.0161 | 73.9845 | 3.059 | 2.7385 | 3.007 | 3.5788 | 4.6683 | 3.6792 | 3.5684 | 3.7793 | 4.1806 | 4.0728 | 4.0178 | 4.5013 | 4.6287 | 5.088 | 5.5721 | 5.4349 | 5.2003 | 4.3619 | 3.6272 | 3.675 | 3.2935 | 3.2748 | 3.3945 | 3.324
Program Specific1-in-2Size: Over 200kWOther2016October Monthly Peak | Program Specific | 1-in-2 | Size: Over 200kW | Other | 2016 | October Monthly Peak | 10 | 140.4483 | 136.6349 | 132.9074 | 131.953 | 140.1707 | 161.1363 | 191.1839 | 209.9656 | 224.0059 | 234.3255 | 244.6918 | 249.1795 | 247.7691 | 250.622 | 244.59 | 230.9623 | 213.7145 | 198.2839 | 191.5045 | 184.7948 | 178.0142 | 169.5089 | 157.882 | 150.5158 | -0.78367 | -1.1299 | -0.72995 | -0.43467 | -0.43471 | -1.6206 | -0.9346 | -1.3157 | -0.99126 | -0.68588 | -1.0511 | -0.50449 | -0.25634 | 1.9994 | 10.5942 | 10.6559 | 8.7524 | 7.3439 | 1.6403 | -0.94537 | -1.5808 | -1.9567 | -2.1405 | -2.3326 | 69.0065 | 68.488 | 67.4417 | 66.4539 | 65.7723 | 65.0107 | 64.6761 | 64.7387 | 65.5301 | 70.0252 | 75.91 | 81.2469 | 84.9516 | 86.9922 | 88.269 | 88.277 | 87.1012 | 85.7082 | 83.3981 | 79.7473 | 76.2881 | 73.7914 | 71.788 | 70.3542 | 3.041 | 2.7003 | 2.9669 | 3.5129 | 4.5443 | 3.5888 | 3.4962 | 3.6751 | 4.0408 | 3.965 | 3.9398 | 4.4651 | 4.6673 | 5.1278 | 5.6266 | 5.499 | 5.2586 | 4.4202 | 3.7104 | 3.6833 | 3.2828 | 3.2502 | 3.3824 | 3.3057
Program Specific1-in-2Size: Over 200kWOther2016November Monthly Peak | Program Specific | 1-in-2 | Size: Over 200kW | Other | 2016 | November Monthly Peak | 11 | 130.5176 | 127.2599 | 123.1524 | 122.0267 | 130.1266 | 150.9552 | 176.8855 | 193.198 | 202.8848 | 207.439 | 213.9889 | 216.1304 | 214.1809 | 216.398 | 210.0657 | 198.7966 | 188.1507 | 181.5686 | 174.0238 | 166.6411 | 160.5387 | 153.2915 | 144.2706 | 138.4967 | -0.76129 | -1.4933 | -0.92518 | -0.26446 | -0.1655 | -2.2344 | -0.93595 | -0.82675 | -0.70263 | -0.28576 | -0.14605 | 0.10816 | 0.15347 | 1.4293 | 9.1104 | 8.8389 | 6.9287 | 5.9281 | 0.11785 | -2.1314 | -2.6151 | -2.6282 | -2.2831 | -2.3625 | 58.3745 | 57.4219 | 56.4607 | 55.6448 | 54.7793 | 54.2637 | 53.804 | 53.6194 | 56.9983 | 62.2896 | 68.3444 | 73.517 | 76.9402 | 78.4923 | 79.045 | 78.5768 | 76.3256 | 72.208 | 67.8907 | 65.3062 | 63.2565 | 61.6944 | 60.6529 | 59.5939 | 3.0128 | 2.6813 | 2.9309 | 3.4634 | 4.4975 | 3.5843 | 3.4485 | 3.6051 | 3.9017 | 3.7421 | 3.6732 | 4.1289 | 4.3012 | 4.7202 | 5.1518 | 5.046 | 4.9356 | 4.3151 | 3.5945 | 3.541 | 3.1562 | 3.1336 | 3.2951 | 3.2428
Program Specific1-in-2Size: Over 200kWOther2016December Monthly Peak | Program Specific | 1-in-2 | Size: Over 200kW | Other | 2016 | December Monthly Peak | 12 | 124.8292 | 121.0925 | 117.7029 | 116.9401 | 125.0674 | 145.9286 | 173.3696 | 189.1962 | 197.8771 | 199.1713 | 200.4965 | 197.5253 | 191.7602 | 191.4952 | 184.1329 | 175.7627 | 170.0184 | 166.7449 | 163.139 | 157.3555 | 152.3116 | 147.0197 | 137.8532 | 131.4432 | -0.72811 | -1.4209 | -0.88424 | -0.25344 | -0.15907 | -2.16 | -0.91735 | -0.80962 | -0.68529 | -0.27438 | -0.13684 | 0.098851 | 0.1374 | 1.2648 | 7.9857 | 7.8147 | 6.261 | 5.4441 | 0.11048 | -2.0126 | -2.4811 | -2.5206 | -2.1815 | -2.2421 | 47.3385 | 46.7706 | 45.7501 | 44.8923 | 44.2268 | 43.6935 | 43.5346 | 43.2143 | 43.5347 | 46.3061 | 48.9796 | 51.3152 | 52.9356 | 53.8361 | 54.452 | 54.5773 | 54.0503 | 52.8468 | 51.188 | 49.903 | 48.8855 | 48.0629 | 47.2613 | 46.2583 | 2.8815 | 2.5514 | 2.8012 | 3.319 | 4.3226 | 3.4649 | 3.38 | 3.5304 | 3.8054 | 3.5929 | 3.4416 | 3.7734 | 3.851 | 4.177 | 4.5158 | 4.4613 | 4.4599 | 3.9628 | 3.3697 | 3.3437 | 2.9944 | 3.0053 | 3.1485 | 3.0776
Program Specific1-in-2Size: Over 200kWOther2016Typical Event Day | Program Specific | 1-in-2 | Size: Over 200kW | Other | 2016 | Typical Event Day | 8 | 143.4561 | 139.8236 | 135.7533 | 135.291 | 144.0078 | 165.3978 | 193.26 | 213.1512 | 224.6345 | 231.1966 | 239.6396 | 241.4212 | 237.2325 | 239.9945 | 233.7886 | 222.0741 | 207.3929 | 193.1634 | 185.0913 | 180.8737 | 178.6258 | 170.6011 | 160.0687 | 153.1252 | -0.79665 | -1.1056 | -0.71685 | -0.46163 | -0.4742 | -1.5813 | -0.93659 | -1.3801 | -1.0167 | -0.71424 | -1.1201 | -0.55263 | -0.28895 | 1.9491 | 10.125 | 10.2848 | 8.5832 | 7.243 | 1.7382 | -0.77992 | -1.4476 | -1.8692 | -2.1322 | -2.3481 | 69.5887 | 68.6311 | 67.8188 | 66.9635 | 66.2725 | 65.743 | 65.3861 | 65.6209 | 68.0704 | 72.399 | 77.0233 | 81.0767 | 84.2224 | 86.5631 | 87.8573 | 88.1684 | 88.0173 | 87.0384 | 85.2424 | 82.6462 | 79.1722 | 76.1493 | 74.1773 | 72.725 | 3.098 | 2.7561 | 3.0225 | 3.5923 | 4.6564 | 3.6741 | 3.5249 | 3.7211 | 4.0415 | 3.9018 | 3.8484 | 4.3147 | 4.4571 | 4.8975 | 5.364 | 5.2735 | 5.0897 | 4.2947 | 3.5767 | 3.5957 | 3.2854 | 3.2626 | 3.4203 | 3.3542
Program Specific1-in-2Size: Over 200kWOther2017January Monthly Peak | Program Specific | 1-in-2 | Size: Over 200kW | Other | 2017 | January Monthly Peak | 1 | 124.3863 | 121.038 | 116.9181 | 117.5208 | 126.0704 | 147.1911 | 176.2177 | 192.122 | 199.5563 | 199.8346 | 202.2362 | 200.6039 | 195.4864 | 196.8381 | 190.2401 | 180.9875 | 172.2904 | 168.7047 | 164.1332 | 157.3579 | 152.0742 | 145.9722 | 137.536 | 131.6817 | -0.72553 | -1.4203 | -0.87835 | -0.2547 | -0.16035 | -2.1787 | -0.93242 | -0.82214 | -0.69111 | -0.27529 | -0.13803 | 0.10039 | 0.14007 | 1.3001 | 8.2506 | 8.047 | 6.3446 | 5.5081 | 0.11115 | -2.0127 | -2.4772 | -2.5027 | -2.1765 | -2.2462 | 51.1961 | 50.7347 | 50.4652 | 50.0251 | 49.8674 | 49.3627 | 49.5352 | 49.3086 | 49.4712 | 50.9245 | 52.8941 | 54.8681 | 56.5352 | 57.5438 | 58.247 | 58.2774 | 58.0743 | 57.1895 | 55.5427 | 54.0875 | 53.5443 | 53.1546 | 52.4104 | 51.5353 | 2.8712 | 2.5502 | 2.7825 | 3.3355 | 4.3573 | 3.4949 | 3.4355 | 3.585 | 3.8376 | 3.6049 | 3.4714 | 3.8323 | 3.9258 | 4.2936 | 4.6656 | 4.5939 | 4.5195 | 4.0094 | 3.3903 | 3.3437 | 2.9898 | 2.9839 | 3.1413 | 3.0832
Program Specific1-in-2Size: Over 200kWOther2017February Monthly Peak | Program Specific | 1-in-2 | Size: Over 200kW | Other | 2017 | February Monthly Peak | 2 | 126.299 | 122.9592 | 119.116 | 119.4173 | 127.0814 | 147.6309 | 176.1208 | 191.3225 | 199.8908 | 201.7304 | 206.0942 | 206.5548 | 203.0714 | 206.0088 | 200.5678 | 189.4947 | 178.9436 | 172.9546 | 169.4283 | 162.2843 | 156.6088 | 150.0511 | 140.5567 | 134.1217 | -0.73669 | -1.4428 | -0.89486 | -0.25881 | -0.16163 | -2.1852 | -0.93191 | -0.81872 | -0.69227 | -0.2779 | -0.14066 | 0.10337 | 0.14551 | 1.3607 | 8.6985 | 8.4253 | 6.5896 | 5.6469 | 0.11474 | -2.0757 | -2.5511 | -2.5726 | -2.2243 | -2.2878 | 51.127 | 50.5453 | 50.1716 | 49.7763 | 49.4274 | 49.1711 | 48.7442 | 49.0533 | 50.477 | 54.0845 | 58.0956 | 61.2175 | 62.8221 | 63.43 | 63.9009 | 63.8012 | 63.6042 | 62.8682 | 60.867 | 58.5075 | 57.1351 | 56.4254 | 55.6354 | 54.4498 | 2.9154 | 2.5907 | 2.8348 | 3.3893 | 4.3922 | 3.5053 | 3.4336 | 3.5701 | 3.8441 | 3.6391 | 3.5377 | 3.9459 | 4.0781 | 4.4936 | 4.9189 | 4.8098 | 4.694 | 4.1104 | 3.4996 | 3.4484 | 3.0789 | 3.0673 | 3.2102 | 3.1404
Program Specific1-in-2Size: Over 200kWOther2017March Monthly Peak | Program Specific | 1-in-2 | Size: Over 200kW | Other | 2017 | March Monthly Peak | 3 | 128.7501 | 125.2049 | 121.7236 | 120.7866 | 127.7317 | 147.4798 | 176.5748 | 192.4726 | 199.8909 | 201.5584 | 206.6317 | 207.3232 | 204.3658 | 206.5349 | 201.0638 | 191.3291 | 180.7524 | 172.5827 | 170.0065 | 167.2561 | 161.7859 | 154.5364 | 144.6573 | 137.8137 | -0.75098 | -1.4692 | -0.91445 | -0.26178 | -0.16246 | -2.1829 | -0.93431 | -0.82364 | -0.69227 | -0.27766 | -0.14103 | 0.10375 | 0.14643 | 1.3642 | 8.72 | 8.5068 | 6.6562 | 5.6347 | 0.11513 | -2.1393 | -2.6354 | -2.6495 | -2.2892 | -2.3508 | 52.6175 | 51.8823 | 51.2562 | 50.8554 | 50.2815 | 50.0051 | 49.7442 | 49.8201 | 51.4258 | 53.5418 | 56.1582 | 58.8924 | 61.4673 | 63.3469 | 64.2434 | 64.6713 | 64.2887 | 63.2329 | 60.8598 | 57.9743 | 56.2975 | 55.05 | 53.8852 | 52.707 | 2.972 | 2.638 | 2.8969 | 3.4282 | 4.4147 | 3.5017 | 3.4424 | 3.5916 | 3.8441 | 3.636 | 3.5469 | 3.9606 | 4.1041 | 4.5051 | 4.931 | 4.8564 | 4.7415 | 4.1015 | 3.5116 | 3.5541 | 3.1807 | 3.159 | 3.3039 | 3.2268
Program Specific1-in-2Size: Over 200kWOther2017April Monthly Peak | Program Specific | 1-in-2 | Size: Over 200kW | Other | 2017 | April Monthly Peak | 4 | 131.764 | 128.108 | 123.9346 | 122.9554 | 130.2699 | 150.0781 | 175.8725 | 192.9769 | 202.7631 | 207.3641 | 215.1025 | 217.2085 | 216.5927 | 219.4778 | 214.5738 | 203.7291 | 191.1504 | 179.2882 | 171.7458 | 169.742 | 166.3474 | 158.4766 | 148.5019 | 141.8352 | -0.76856 | -1.5033 | -0.93106 | -0.26648 | -0.16569 | -2.2214 | -0.93059 | -0.8258 | -0.70221 | -0.28566 | -0.14681 | 0.1087 | 0.1552 | 1.4496 | 9.3059 | 9.0582 | 7.0391 | 5.8537 | 0.11631 | -2.171 | -2.7098 | -2.7171 | -2.35 | -2.4194 | 61.8405 | 60.8797 | 60.1299 | 59.3665 | 58.5723 | 57.9612 | 57.5059 | 57.3759 | 59.3147 | 63.1386 | 67.8289 | 72.3238 | 75.7785 | 77.9594 | 79.0562 | 79.3604 | 78.8091 | 78.3925 | 76.9235 | 74.542 | 70.8343 | 68.3941 | 66.2958 | 64.6091 | 3.0415 | 2.6992 | 2.9495 | 3.4897 | 4.5024 | 3.5634 | 3.4287 | 3.601 | 3.8993 | 3.7407 | 3.6923 | 4.1495 | 4.3496 | 4.7874 | 5.2623 | 5.1712 | 5.0142 | 4.2609 | 3.5475 | 3.6069 | 3.2704 | 3.2395 | 3.3917 | 3.321
Program Specific1-in-2Size: Over 200kWOther2017May Monthly Peak | Program Specific | 1-in-2 | Size: Over 200kW | Other | 2017 | May Monthly Peak | 5 | 131.8493 | 128.5096 | 124.7876 | 123.9031 | 131.7662 | 151.9208 | 177.0145 | 197.3455 | 208.5804 | 215.1766 | 223.3109 | 225.4382 | 223.8594 | 226.1801 | 220.8931 | 208.9076 | 195.5786 | 182.04 | 173.2114 | 168.887 | 166.7912 | 159.2336 | 149.7368 | 143.1255 | -0.76906 | -1.508 | -0.93747 | -0.26853 | -0.16759 | -2.2487 | -0.93663 | -0.84449 | -0.72236 | -0.29642 | -0.15241 | 0.11282 | 0.1604 | 1.4939 | 9.5799 | 9.2884 | 7.2022 | 5.9435 | 0.1173 | -2.1601 | -2.717 | -2.73 | -2.3696 | -2.4414 | 64.2765 | 63.2619 | 62.3497 | 61.5693 | 60.7951 | 59.9315 | 59.4087 | 60.0462 | 62.9071 | 66.4773 | 70.3889 | 74.0976 | 77.4446 | 79.8533 | 81.2849 | 81.6994 | 81.5597 | 80.7187 | 78.9518 | 76.6671 | 72.8488 | 69.7454 | 67.9574 | 66.3203 | 3.0435 | 2.7076 | 2.9698 | 3.5166 | 4.5541 | 3.6072 | 3.451 | 3.6825 | 4.0112 | 3.8817 | 3.8332 | 4.3067 | 4.4956 | 4.9336 | 5.4173 | 5.3026 | 5.1304 | 4.3263 | 3.5778 | 3.5887 | 3.2791 | 3.255 | 3.4199 | 3.3512
Program Specific1-in-2Size: Over 200kWOther2017June Monthly Peak | Program Specific | 1-in-2 | Size: Over 200kW | Other | 2017 | June Monthly Peak | 6 | 138.0002 | 134.2527 | 130.5492 | 129.4899 | 137.2235 | 156.561 | 180.7421 | 200.0716 | 210.677 | 216.292 | 224.5818 | 225.8975 | 221.2447 | 222.6323 | 216.9175 | 207.7386 | 196.3904 | 184.2049 | 177.8473 | 172.4218 | 171.5327 | 164.3436 | 153.8889 | 147.4565 | -0.7897 | -1.3724 | -0.86566 | -0.34431 | -0.28407 | -1.9933 | -0.92459 | -1.0296 | -0.81805 | -0.4442 | -0.50736 | -0.13585 | -0.010524 | 1.6038 | 9.4023 | 9.3883 | 7.5859 | 6.3669 | 0.73257 | -1.6279 | -2.2396 | -2.4159 | -2.283 | -2.4149 | 67.0198 | 65.8049 | 64.8239 | 63.9859 | 63.1357 | 62.5767 | 62.1039 | 62.8455 | 65.711 | 69.6959 | 73.5162 | 76.9415 | 79.4422 | 81.6167 | 82.6709 | 83.2132 | 83.4955 | 83.164 | 81.8317 | 79.4476 | 76.296 | 72.8368 | 70.5518 | 69.0078 | 3.073 | 2.7287 | 2.9972 | 3.5454 | 4.5753 | 3.5861 | 3.3992 | 3.6015 | 3.9084 | 3.764 | 3.7189 | 4.163 | 4.2861 | 4.6847 | 5.1319 | 5.0867 | 4.9698 | 4.2231 | 3.5438 | 3.5344 | 3.2532 | 3.2408 | 3.3906 | 3.3306
Program Specific1-in-2Size: Over 200kWOther2017July Monthly Peak | Program Specific | 1-in-2 | Size: Over 200kW | Other | 2017 | July Monthly Peak | 7 | 140.4924 | 137.1894 | 134.0623 | 132.7618 | 141.1036 | 161.4827 | 186.6804 | 204.814 | 214.2603 | 220.13 | 227.7591 | 228.2335 | 223.2127 | 225.4414 | 219.9608 | 211.021 | 199.9125 | 188.4131 | 180.803 | 176.2566 | 175.8784 | 168.3507 | 157.3699 | 150.1035 | -0.7826 | -1.1169 | -0.72625 | -0.44288 | -0.44717 | -1.5957 | -0.9098 | -1.2985 | -0.95577 | -0.65697 | -1.0089 | -0.48344 | -0.24542 | 1.81 | 9.527 | 9.749 | 8.2178 | 7.009 | 1.6015 | -0.85155 | -1.5135 | -1.9083 | -2.1204 | -2.3176 | 69.0878 | 68.2735 | 67.6313 | 66.9895 | 66.3655 | 65.9526 | 65.6696 | 66.0513 | 68.45 | 72.1899 | 76.4438 | 80.1247 | 82.9704 | 85.3436 | 87.0353 | 87.4043 | 87.2817 | 86.2475 | 84.9297 | 83.0379 | 79.7238 | 75.9944 | 73.5676 | 72.0268 | 3.0388 | 2.7085 | 2.9896 | 3.5308 | 4.5698 | 3.5928 | 3.4103 | 3.5812 | 3.861 | 3.721 | 3.6634 | 4.0856 | 4.2004 | 4.6079 | 5.0548 | 5.019 | 4.9139 | 4.1958 | 3.4995 | 3.5095 | 3.2401 | 3.2247 | 3.368 | 3.2933
Program Specific1-in-2Size: Over 200kWOther2017August Monthly Peak | Program Specific | 1-in-2 | Size: Over 200kW | Other | 2017 | August Monthly Peak | 8 | 145.5536 | 141.8629 | 138.1684 | 137.8022 | 146.7468 | 168.5193 | 196.8407 | 218.3337 | 232.0431 | 240.7015 | 250.3435 | 252.3694 | 248.0134 | 250.6163 | 243.7629 | 231.2444 | 215.6852 | 200.1726 | 190.8102 | 186.1679 | 183.4591 | 175.0686 | 163.9711 | 156.7689 | -0.78197 | -0.7704 | -0.5301 | -0.58118 | -0.67508 | -1.0398 | -0.89728 | -1.7237 | -1.2097 | -1.0102 | -1.8166 | -1.0331 | -0.61246 | 2.2813 | 10.5474 | 10.9864 | 9.5628 | 8.1336 | 2.8676 | 0.21834 | -0.51522 | -1.2172 | -1.9185 | -2.2291 | 73.5662 | 72.7688 | 71.8849 | 70.8097 | 70.1183 | 69.5205 | 69.003 | 69.0526 | 71.6509 | 76.3979 | 81.2676 | 85.1691 | 88.137 | 90.3014 | 91.5465 | 91.6677 | 91.5961 | 90.3261 | 88.3174 | 85.6821 | 81.9414 | 79.3433 | 77.5736 | 75.881 | 3.1593 | 2.8106 | 3.092 | 3.6777 | 4.7692 | 3.7625 | 3.6085 | 3.831 | 4.1961 | 4.083 | 4.0408 | 4.5334 | 4.6834 | 5.1404 | 5.6214 | 5.5193 | 5.3202 | 4.4733 | 3.7061 | 3.7198 | 3.3915 | 3.3652 | 3.5215 | 3.4516
Program Specific1-in-2Size: Over 200kWOther2017September Monthly Peak | Program Specific | 1-in-2 | Size: Over 200kW | Other | 2017 | September Monthly Peak | 9 | 141.714 | 138.987 | 135.1147 | 134.8404 | 144.4368 | 165.6995 | 195.7306 | 216.5807 | 232.4674 | 241.43 | 250.3011 | 251.966 | 246.4741 | 249.4362 | 242.9618 | 228.9697 | 211.9926 | 196.2683 | 187.7857 | 184.9436 | 179.1421 | 171.314 | 158.934 | 151.8127 | -0.78621 | -1.0886 | -0.70764 | -0.46334 | -0.48126 | -1.5674 | -0.94688 | -1.4115 | -1.0569 | -0.75385 | -1.1893 | -0.59036 | -0.30943 | 2.0331 | 10.522 | 10.6124 | 8.7923 | 7.3779 | 1.7952 | -0.76714 | -1.4234 | -1.8565 | -2.1094 | -2.3229 | 68.6809 | 67.6773 | 66.9352 | 66.0688 | 65.4705 | 64.9222 | 64.7678 | 64.5341 | 66.4697 | 71.3123 | 76.8655 | 82.0714 | 86.3402 | 88.9905 | 90.1765 | 90.3885 | 89.696 | 88.4161 | 85.8907 | 82.4169 | 78.7275 | 76.4225 | 75.0161 | 73.9845 | 3.059 | 2.7385 | 3.007 | 3.5788 | 4.6683 | 3.6792 | 3.5684 | 3.7793 | 4.1806 | 4.0728 | 4.0178 | 4.5013 | 4.6287 | 5.088 | 5.5721 | 5.4349 | 5.2003 | 4.3619 | 3.6272 | 3.675 | 3.2935 | 3.2748 | 3.3945 | 3.324
Program Specific1-in-2Size: Over 200kWOther2017October Monthly Peak | Program Specific | 1-in-2 | Size: Over 200kW | Other | 2017 | October Monthly Peak | 10 | 140.4483 | 136.6349 | 132.9074 | 131.953 | 140.1707 | 161.1363 | 191.1839 | 209.9656 | 224.0059 | 234.3255 | 244.6918 | 249.1795 | 247.7691 | 250.622 | 244.59 | 230.9623 | 213.7144 | 198.2839 | 191.5045 | 184.7948 | 178.0142 | 169.5089 | 157.882 | 150.5158 | -0.78367 | -1.1299 | -0.72995 | -0.43467 | -0.43471 | -1.6206 | -0.9346 | -1.3157 | -0.99126 | -0.68588 | -1.0511 | -0.50449 | -0.25634 | 1.9994 | 10.5942 | 10.6559 | 8.7524 | 7.3439 | 1.6403 | -0.94537 | -1.5808 | -1.9567 | -2.1405 | -2.3326 | 69.0065 | 68.488 | 67.4417 | 66.4539 | 65.7723 | 65.0107 | 64.6761 | 64.7387 | 65.5301 | 70.0252 | 75.91 | 81.2469 | 84.9516 | 86.9922 | 88.269 | 88.277 | 87.1012 | 85.7082 | 83.3981 | 79.7473 | 76.2881 | 73.7914 | 71.788 | 70.3542 | 3.041 | 2.7003 | 2.9669 | 3.5129 | 4.5443 | 3.5888 | 3.4962 | 3.6751 | 4.0408 | 3.965 | 3.9398 | 4.4651 | 4.6673 | 5.1278 | 5.6266 | 5.499 | 5.2586 | 4.4202 | 3.7104 | 3.6833 | 3.2828 | 3.2502 | 3.3824 | 3.3057
Program Specific1-in-2Size: Over 200kWOther2017November Monthly Peak | Program Specific | 1-in-2 | Size: Over 200kW | Other | 2017 | November Monthly Peak | 11 | 130.5176 | 127.2599 | 123.1524 | 122.0267 | 130.1266 | 150.9552 | 176.8854 | 193.198 | 202.8848 | 207.439 | 213.9889 | 216.1304 | 214.1809 | 216.398 | 210.0657 | 198.7966 | 188.1507 | 181.5686 | 174.0238 | 166.6411 | 160.5387 | 153.2915 | 144.2706 | 138.4967 | -0.76129 | -1.4933 | -0.92518 | -0.26446 | -0.1655 | -2.2344 | -0.93595 | -0.82675 | -0.70263 | -0.28576 | -0.14605 | 0.10816 | 0.15347 | 1.4293 | 9.1104 | 8.8389 | 6.9287 | 5.9281 | 0.11785 | -2.1314 | -2.6151 | -2.6282 | -2.2831 | -2.3625 | 58.3745 | 57.4219 | 56.4607 | 55.6448 | 54.7793 | 54.2637 | 53.804 | 53.6194 | 56.9983 | 62.2896 | 68.3444 | 73.517 | 76.9402 | 78.4923 | 79.045 | 78.5768 | 76.3256 | 72.208 | 67.8907 | 65.3062 | 63.2565 | 61.6944 | 60.6529 | 59.5939 | 3.0128 | 2.6813 | 2.9309 | 3.4634 | 4.4975 | 3.5843 | 3.4485 | 3.6051 | 3.9017 | 3.7421 | 3.6732 | 4.1289 | 4.3012 | 4.7202 | 5.1518 | 5.046 | 4.9356 | 4.3151 | 3.5945 | 3.541 | 3.1562 | 3.1336 | 3.2951 | 3.2428
Program Specific1-in-2Size: Over 200kWOther2017December Monthly Peak | Program Specific | 1-in-2 | Size: Over 200kW | Other | 2017 | December Monthly Peak | 12 | 124.8292 | 121.0925 | 117.7029 | 116.9401 | 125.0674 | 145.9286 | 173.3696 | 189.1962 | 197.8771 | 199.1713 | 200.4965 | 197.5253 | 191.7602 | 191.4952 | 184.1329 | 175.7627 | 170.0184 | 166.7449 | 163.139 | 157.3555 | 152.3116 | 147.0197 | 137.8532 | 131.4432 | -0.72811 | -1.4209 | -0.88424 | -0.25344 | -0.15907 | -2.16 | -0.91735 | -0.80962 | -0.68529 | -0.27438 | -0.13684 | 0.098851 | 0.1374 | 1.2648 | 7.9857 | 7.8147 | 6.261 | 5.4441 | 0.11048 | -2.0126 | -2.4811 | -2.5206 | -2.1815 | -2.2421 | 47.3385 | 46.7706 | 45.7501 | 44.8922 | 44.2268 | 43.6935 | 43.5346 | 43.2143 | 43.5347 | 46.3061 | 48.9796 | 51.3152 | 52.9356 | 53.8361 | 54.452 | 54.5773 | 54.0503 | 52.8468 | 51.188 | 49.903 | 48.8855 | 48.0629 | 47.2613 | 46.2583 | 2.8815 | 2.5514 | 2.8012 | 3.319 | 4.3226 | 3.4649 | 3.38 | 3.5304 | 3.8054 | 3.5929 | 3.4416 | 3.7734 | 3.851 | 4.177 | 4.5158 | 4.4613 | 4.4599 | 3.9628 | 3.3697 | 3.3437 | 2.9944 | 3.0053 | 3.1485 | 3.0776
Program Specific1-in-2Size: Over 200kWOther2017Typical Event Day | Program Specific | 1-in-2 | Size: Over 200kW | Other | 2017 | Typical Event Day | 8 | 143.4561 | 139.8236 | 135.7533 | 135.291 | 144.0078 | 165.3977 | 193.26 | 213.1512 | 224.6345 | 231.1965 | 239.6396 | 241.4212 | 237.2325 | 239.9945 | 233.7886 | 222.0741 | 207.3929 | 193.1634 | 185.0913 | 180.8737 | 178.6258 | 170.6011 | 160.0687 | 153.1252 | -0.79665 | -1.1056 | -0.71685 | -0.46163 | -0.4742 | -1.5813 | -0.93659 | -1.3801 | -1.0167 | -0.71424 | -1.1201 | -0.55263 | -0.28895 | 1.9491 | 10.125 | 10.2848 | 8.5832 | 7.243 | 1.7382 | -0.77992 | -1.4476 | -1.8692 | -2.1322 | -2.3481 | 69.5887 | 68.6311 | 67.8188 | 66.9635 | 66.2725 | 65.743 | 65.3861 | 65.6209 | 68.0704 | 72.399 | 77.0233 | 81.0767 | 84.2224 | 86.5631 | 87.8573 | 88.1684 | 88.0173 | 87.0384 | 85.2424 | 82.6462 | 79.1722 | 76.1493 | 74.1773 | 72.725 | 3.098 | 2.7561 | 3.0225 | 3.5923 | 4.6564 | 3.6741 | 3.5249 | 3.7211 | 4.0415 | 3.9018 | 3.8484 | 4.3147 | 4.4571 | 4.8975 | 5.364 | 5.2735 | 5.0897 | 4.2947 | 3.5767 | 3.5957 | 3.2854 | 3.2626 | 3.4203 | 3.3542
Program Specific1-in-2Size: Over 200kWOther2018January Monthly Peak | Program Specific | 1-in-2 | Size: Over 200kW | Other | 2018 | January Monthly Peak | 1 | 124.3863 | 121.038 | 116.9181 | 117.5208 | 126.0704 | 147.1911 | 176.2177 | 192.122 | 199.5563 | 199.8346 | 202.2362 | 200.6039 | 195.4864 | 196.8381 | 190.2401 | 180.9875 | 172.2904 | 168.7047 | 164.1332 | 157.3579 | 152.0742 | 145.9722 | 137.536 | 131.6817 | -0.72553 | -1.4203 | -0.87835 | -0.2547 | -0.16035 | -2.1787 | -0.93242 | -0.82214 | -0.69111 | -0.27529 | -0.13803 | 0.10039 | 0.14007 | 1.3001 | 8.2506 | 8.047 | 6.3446 | 5.5081 | 0.11115 | -2.0127 | -2.4772 | -2.5027 | -2.1765 | -2.2462 | 51.1961 | 50.7347 | 50.4652 | 50.0251 | 49.8675 | 49.3627 | 49.5352 | 49.3086 | 49.4712 | 50.9245 | 52.8941 | 54.8681 | 56.5352 | 57.5438 | 58.247 | 58.2774 | 58.0743 | 57.1895 | 55.5427 | 54.0875 | 53.5443 | 53.1546 | 52.4104 | 51.5353 | 2.8712 | 2.5502 | 2.7825 | 3.3355 | 4.3573 | 3.4949 | 3.4355 | 3.585 | 3.8376 | 3.6049 | 3.4714 | 3.8323 | 3.9258 | 4.2936 | 4.6656 | 4.5939 | 4.5195 | 4.0094 | 3.3903 | 3.3437 | 2.9898 | 2.9839 | 3.1413 | 3.0832
Program Specific1-in-2Size: Over 200kWOther2018February Monthly Peak | Program Specific | 1-in-2 | Size: Over 200kW | Other | 2018 | February Monthly Peak | 2 | 126.299 | 122.9592 | 119.116 | 119.4173 | 127.0814 | 147.6309 | 176.1208 | 191.3225 | 199.8908 | 201.7304 | 206.0942 | 206.5548 | 203.0715 | 206.0088 | 200.5678 | 189.4947 | 178.9436 | 172.9546 | 169.4283 | 162.2843 | 156.6088 | 150.0512 | 140.5567 | 134.1217 | -0.73669 | -1.4428 | -0.89486 | -0.25881 | -0.16163 | -2.1852 | -0.93191 | -0.81872 | -0.69227 | -0.2779 | -0.14066 | 0.10337 | 0.14551 | 1.3607 | 8.6985 | 8.4253 | 6.5896 | 5.6469 | 0.11474 | -2.0757 | -2.5511 | -2.5726 | -2.2243 | -2.2878 | 51.127 | 50.5453 | 50.1716 | 49.7763 | 49.4274 | 49.1711 | 48.7442 | 49.0533 | 50.477 | 54.0845 | 58.0955 | 61.2175 | 62.8221 | 63.43 | 63.9009 | 63.8012 | 63.6042 | 62.8682 | 60.867 | 58.5075 | 57.1351 | 56.4254 | 55.6354 | 54.4498 | 2.9154 | 2.5907 | 2.8348 | 3.3893 | 4.3922 | 3.5053 | 3.4336 | 3.5701 | 3.8441 | 3.6391 | 3.5377 | 3.9459 | 4.0781 | 4.4936 | 4.9189 | 4.8098 | 4.694 | 4.1104 | 3.4996 | 3.4484 | 3.0789 | 3.0673 | 3.2102 | 3.1404
Program Specific1-in-2Size: Over 200kWOther2018March Monthly Peak | Program Specific | 1-in-2 | Size: Over 200kW | Other | 2018 | March Monthly Peak | 3 | 128.7501 | 125.2049 | 121.7236 | 120.7866 | 127.7317 | 147.4798 | 176.5748 | 192.4725 | 199.8909 | 201.5584 | 206.6317 | 207.3232 | 204.3658 | 206.5349 | 201.0638 | 191.3291 | 180.7524 | 172.5827 | 170.0065 | 167.2561 | 161.7859 | 154.5364 | 144.6574 | 137.8137 | -0.75098 | -1.4692 | -0.91445 | -0.26178 | -0.16246 | -2.1829 | -0.93431 | -0.82364 | -0.69227 | -0.27766 | -0.14103 | 0.10375 | 0.14643 | 1.3642 | 8.72 | 8.5068 | 6.6562 | 5.6347 | 0.11513 | -2.1393 | -2.6354 | -2.6495 | -2.2892 | -2.3508 | 52.6175 | 51.8823 | 51.2562 | 50.8554 | 50.2815 | 50.0051 | 49.7442 | 49.8201 | 51.4258 | 53.5418 | 56.1582 | 58.8924 | 61.4673 | 63.3469 | 64.2434 | 64.6713 | 64.2887 | 63.2329 | 60.8598 | 57.9743 | 56.2975 | 55.05 | 53.8852 | 52.707 | 2.972 | 2.638 | 2.8969 | 3.4282 | 4.4147 | 3.5017 | 3.4424 | 3.5916 | 3.8441 | 3.636 | 3.5469 | 3.9606 | 4.1041 | 4.5051 | 4.931 | 4.8564 | 4.7415 | 4.1015 | 3.5116 | 3.5541 | 3.1807 | 3.159 | 3.3039 | 3.2268
Program Specific1-in-2Size: Over 200kWOther2018April Monthly Peak | Program Specific | 1-in-2 | Size: Over 200kW | Other | 2018 | April Monthly Peak | 4 | 131.764 | 128.108 | 123.9346 | 122.9554 | 130.2699 | 150.0781 | 175.8725 | 192.9769 | 202.7631 | 207.3641 | 215.1025 | 217.2085 | 216.5927 | 219.4778 | 214.5738 | 203.7291 | 191.1504 | 179.2882 | 171.7458 | 169.742 | 166.3474 | 158.4766 | 148.5019 | 141.8352 | -0.76856 | -1.5033 | -0.93106 | -0.26648 | -0.16569 | -2.2214 | -0.93059 | -0.8258 | -0.70221 | -0.28566 | -0.14681 | 0.1087 | 0.1552 | 1.4496 | 9.3059 | 9.0582 | 7.0391 | 5.8537 | 0.11631 | -2.171 | -2.7098 | -2.7171 | -2.35 | -2.4194 | 61.8404 | 60.8797 | 60.1299 | 59.3665 | 58.5723 | 57.9612 | 57.5059 | 57.3759 | 59.3147 | 63.1386 | 67.8289 | 72.3238 | 75.7785 | 77.9594 | 79.0562 | 79.3604 | 78.8091 | 78.3925 | 76.9235 | 74.542 | 70.8343 | 68.3941 | 66.2958 | 64.6091 | 3.0415 | 2.6992 | 2.9495 | 3.4897 | 4.5024 | 3.5634 | 3.4287 | 3.601 | 3.8993 | 3.7407 | 3.6923 | 4.1495 | 4.3496 | 4.7874 | 5.2623 | 5.1712 | 5.0142 | 4.2609 | 3.5475 | 3.6069 | 3.2704 | 3.2395 | 3.3917 | 3.321
Program Specific1-in-2Size: Over 200kWOther2018May Monthly Peak | Program Specific | 1-in-2 | Size: Over 200kW | Other | 2018 | May Monthly Peak | 5 | 131.8493 | 128.5096 | 124.7876 | 123.9032 | 131.7662 | 151.9208 | 177.0145 | 197.3455 | 208.5804 | 215.1766 | 223.3109 | 225.4382 | 223.8594 | 226.1801 | 220.8931 | 208.9076 | 195.5786 | 182.04 | 173.2114 | 168.887 | 166.7912 | 159.2336 | 149.7368 | 143.1255 | -0.76906 | -1.508 | -0.93747 | -0.26853 | -0.16759 | -2.2487 | -0.93663 | -0.84449 | -0.72236 | -0.29642 | -0.15241 | 0.11282 | 0.1604 | 1.4939 | 9.5799 | 9.2884 | 7.2022 | 5.9435 | 0.1173 | -2.1601 | -2.717 | -2.73 | -2.3696 | -2.4414 | 64.2765 | 63.2619 | 62.3497 | 61.5693 | 60.7951 | 59.9315 | 59.4087 | 60.0462 | 62.9071 | 66.4773 | 70.3889 | 74.0976 | 77.4446 | 79.8533 | 81.2849 | 81.6994 | 81.5597 | 80.7187 | 78.9518 | 76.6671 | 72.8488 | 69.7454 | 67.9574 | 66.3203 | 3.0435 | 2.7076 | 2.9698 | 3.5166 | 4.5541 | 3.6072 | 3.451 | 3.6825 | 4.0112 | 3.8817 | 3.8332 | 4.3067 | 4.4956 | 4.9336 | 5.4173 | 5.3026 | 5.1304 | 4.3263 | 3.5778 | 3.5887 | 3.2791 | 3.255 | 3.4199 | 3.3512
Program Specific1-in-2Size: Over 200kWOther2018June Monthly Peak | Program Specific | 1-in-2 | Size: Over 200kW | Other | 2018 | June Monthly Peak | 6 | 138.0002 | 134.2527 | 130.5492 | 129.4899 | 137.2235 | 156.561 | 180.7421 | 200.0716 | 210.677 | 216.292 | 224.5818 | 225.8975 | 221.2447 | 222.6323 | 216.9175 | 207.7385 | 196.3905 | 184.2049 | 177.8473 | 172.4218 | 171.5327 | 164.3436 | 153.8889 | 147.4565 | -0.7897 | -1.3724 | -0.86566 | -0.34431 | -0.28407 | -1.9933 | -0.92459 | -1.0296 | -0.81805 | -0.4442 | -0.50736 | -0.13585 | -0.010524 | 1.6038 | 9.4023 | 9.3883 | 7.5859 | 6.3669 | 0.73257 | -1.6279 | -2.2396 | -2.4159 | -2.283 | -2.4149 | 67.0198 | 65.8049 | 64.8239 | 63.9859 | 63.1357 | 62.5767 | 62.1039 | 62.8455 | 65.711 | 69.6959 | 73.5162 | 76.9415 | 79.4422 | 81.6167 | 82.6709 | 83.2132 | 83.4955 | 83.164 | 81.8317 | 79.4476 | 76.296 | 72.8368 | 70.5518 | 69.0078 | 3.073 | 2.7287 | 2.9972 | 3.5454 | 4.5753 | 3.5861 | 3.3992 | 3.6015 | 3.9084 | 3.764 | 3.7189 | 4.163 | 4.2861 | 4.6847 | 5.1319 | 5.0867 | 4.9698 | 4.2231 | 3.5438 | 3.5344 | 3.2532 | 3.2408 | 3.3906 | 3.3306
Program Specific1-in-2Size: Over 200kWOther2018July Monthly Peak | Program Specific | 1-in-2 | Size: Over 200kW | Other | 2018 | July Monthly Peak | 7 | 140.4924 | 137.1894 | 134.0623 | 132.7618 | 141.1036 | 161.4827 | 186.6805 | 204.814 | 214.2603 | 220.13 | 227.7591 | 228.2335 | 223.2127 | 225.4414 | 219.9608 | 211.021 | 199.9125 | 188.4131 | 180.803 | 176.2566 | 175.8784 | 168.3508 | 157.3699 | 150.1035 | -0.7826 | -1.1169 | -0.72625 | -0.44288 | -0.44717 | -1.5957 | -0.9098 | -1.2985 | -0.95577 | -0.65697 | -1.0089 | -0.48344 | -0.24542 | 1.81 | 9.527 | 9.749 | 8.2178 | 7.009 | 1.6015 | -0.85155 | -1.5135 | -1.9083 | -2.1204 | -2.3176 | 69.0878 | 68.2735 | 67.6313 | 66.9895 | 66.3655 | 65.9526 | 65.6696 | 66.0513 | 68.45 | 72.1899 | 76.4438 | 80.1246 | 82.9704 | 85.3436 | 87.0353 | 87.4043 | 87.2817 | 86.2475 | 84.9297 | 83.0379 | 79.7238 | 75.9944 | 73.5676 | 72.0268 | 3.0388 | 2.7085 | 2.9896 | 3.5308 | 4.5698 | 3.5928 | 3.4103 | 3.5812 | 3.861 | 3.721 | 3.6634 | 4.0856 | 4.2004 | 4.6079 | 5.0548 | 5.019 | 4.9139 | 4.1958 | 3.4995 | 3.5095 | 3.2401 | 3.2247 | 3.368 | 3.2933
Program Specific1-in-2Size: Over 200kWOther2018August Monthly Peak | Program Specific | 1-in-2 | Size: Over 200kW | Other | 2018 | August Monthly Peak | 8 | 145.5536 | 141.8629 | 138.1684 | 137.8022 | 146.7468 | 168.5193 | 196.8407 | 218.3337 | 232.0431 | 240.7015 | 250.3435 | 252.3694 | 248.0134 | 250.6163 | 243.7629 | 231.2444 | 215.6852 | 200.1726 | 190.8102 | 186.1679 | 183.4591 | 175.0686 | 163.9711 | 156.7689 | -0.78197 | -0.7704 | -0.5301 | -0.58118 | -0.67508 | -1.0398 | -0.89728 | -1.7237 | -1.2097 | -1.0102 | -1.8166 | -1.0331 | -0.61246 | 2.2813 | 10.5474 | 10.9864 | 9.5628 | 8.1336 | 2.8676 | 0.21834 | -0.51522 | -1.2172 | -1.9185 | -2.2291 | 73.5662 | 72.7688 | 71.8849 | 70.8097 | 70.1183 | 69.5205 | 69.003 | 69.0526 | 71.6509 | 76.3979 | 81.2676 | 85.1691 | 88.137 | 90.3014 | 91.5465 | 91.6677 | 91.5961 | 90.3261 | 88.3174 | 85.6821 | 81.9414 | 79.3433 | 77.5736 | 75.881 | 3.1593 | 2.8106 | 3.092 | 3.6777 | 4.7692 | 3.7625 | 3.6085 | 3.831 | 4.1961 | 4.083 | 4.0408 | 4.5334 | 4.6834 | 5.1404 | 5.6214 | 5.5193 | 5.3202 | 4.4733 | 3.7061 | 3.7198 | 3.3915 | 3.3652 | 3.5215 | 3.4516
Program Specific1-in-2Size: Over 200kWOther2018September Monthly Peak | Program Specific | 1-in-2 | Size: Over 200kW | Other | 2018 | September Monthly Peak | 9 | 141.714 | 138.987 | 135.1147 | 134.8404 | 144.4368 | 165.6995 | 195.7306 | 216.5807 | 232.4674 | 241.43 | 250.3011 | 251.966 | 246.4741 | 249.4362 | 242.9618 | 228.9697 | 211.9926 | 196.2684 | 187.7857 | 184.9436 | 179.1421 | 171.314 | 158.934 | 151.8127 | -0.78621 | -1.0886 | -0.70764 | -0.46334 | -0.48126 | -1.5674 | -0.94688 | -1.4115 | -1.0569 | -0.75385 | -1.1893 | -0.59036 | -0.30943 | 2.0331 | 10.522 | 10.6124 | 8.7923 | 7.3779 | 1.7952 | -0.76714 | -1.4234 | -1.8565 | -2.1094 | -2.3229 | 68.6809 | 67.6773 | 66.9352 | 66.0688 | 65.4705 | 64.9222 | 64.7678 | 64.5341 | 66.4697 | 71.3123 | 76.8655 | 82.0714 | 86.3402 | 88.9905 | 90.1765 | 90.3885 | 89.696 | 88.4161 | 85.8907 | 82.4169 | 78.7275 | 76.4225 | 75.0161 | 73.9845 | 3.059 | 2.7385 | 3.007 | 3.5788 | 4.6683 | 3.6792 | 3.5684 | 3.7793 | 4.1806 | 4.0728 | 4.0178 | 4.5013 | 4.6287 | 5.088 | 5.5721 | 5.4349 | 5.2003 | 4.3619 | 3.6272 | 3.675 | 3.2935 | 3.2748 | 3.3945 | 3.324
Program Specific1-in-2Size: Over 200kWOther2018October Monthly Peak | Program Specific | 1-in-2 | Size: Over 200kW | Other | 2018 | October Monthly Peak | 10 | 140.4483 | 136.6349 | 132.9074 | 131.953 | 140.1707 | 161.1363 | 191.1839 | 209.9656 | 224.0059 | 234.3255 | 244.6918 | 249.1795 | 247.7691 | 250.622 | 244.59 | 230.9623 | 213.7144 | 198.2839 | 191.5045 | 184.7947 | 178.0142 | 169.5089 | 157.882 | 150.5158 | -0.78367 | -1.1299 | -0.72995 | -0.43467 | -0.43471 | -1.6206 | -0.9346 | -1.3157 | -0.99126 | -0.68588 | -1.0511 | -0.50449 | -0.25634 | 1.9994 | 10.5942 | 10.6559 | 8.7524 | 7.3439 | 1.6403 | -0.94537 | -1.5808 | -1.9567 | -2.1405 | -2.3326 | 69.0065 | 68.488 | 67.4417 | 66.4539 | 65.7723 | 65.0107 | 64.6761 | 64.7387 | 65.5301 | 70.0252 | 75.91 | 81.2469 | 84.9516 | 86.9922 | 88.269 | 88.277 | 87.1012 | 85.7082 | 83.3981 | 79.7473 | 76.2881 | 73.7914 | 71.788 | 70.3542 | 3.041 | 2.7003 | 2.9669 | 3.5129 | 4.5443 | 3.5888 | 3.4962 | 3.6751 | 4.0408 | 3.965 | 3.9398 | 4.4651 | 4.6673 | 5.1278 | 5.6266 | 5.499 | 5.2586 | 4.4202 | 3.7104 | 3.6833 | 3.2828 | 3.2502 | 3.3824 | 3.3057
Program Specific1-in-2Size: Over 200kWOther2018November Monthly Peak | Program Specific | 1-in-2 | Size: Over 200kW | Other | 2018 | November Monthly Peak | 11 | 130.5176 | 127.2599 | 123.1524 | 122.0267 | 130.1266 | 150.9552 | 176.8854 | 193.1979 | 202.8848 | 207.439 | 213.9889 | 216.1304 | 214.1809 | 216.398 | 210.0657 | 198.7966 | 188.1507 | 181.5686 | 174.0238 | 166.6411 | 160.5387 | 153.2915 | 144.2706 | 138.4967 | -0.76129 | -1.4933 | -0.92518 | -0.26446 | -0.1655 | -2.2344 | -0.93595 | -0.82674 | -0.70263 | -0.28576 | -0.14605 | 0.10816 | 0.15347 | 1.4293 | 9.1104 | 8.8389 | 6.9287 | 5.9281 | 0.11785 | -2.1314 | -2.6151 | -2.6282 | -2.2831 | -2.3625 | 58.3745 | 57.4219 | 56.4607 | 55.6448 | 54.7793 | 54.2637 | 53.804 | 53.6194 | 56.9983 | 62.2896 | 68.3444 | 73.517 | 76.9402 | 78.4923 | 79.045 | 78.5768 | 76.3256 | 72.208 | 67.8907 | 65.3062 | 63.2565 | 61.6944 | 60.6529 | 59.5939 | 3.0128 | 2.6813 | 2.9309 | 3.4634 | 4.4975 | 3.5843 | 3.4485 | 3.6051 | 3.9017 | 3.7421 | 3.6732 | 4.1289 | 4.3012 | 4.7202 | 5.1518 | 5.046 | 4.9356 | 4.3151 | 3.5945 | 3.541 | 3.1562 | 3.1336 | 3.2951 | 3.2428
Program Specific1-in-2Size: Over 200kWOther2018December Monthly Peak | Program Specific | 1-in-2 | Size: Over 200kW | Other | 2018 | December Monthly Peak | 12 | 124.8292 | 121.0925 | 117.7029 | 116.9401 | 125.0674 | 145.9286 | 173.3696 | 189.1962 | 197.8771 | 199.1713 | 200.4965 | 197.5253 | 191.7602 | 191.4952 | 184.1329 | 175.7627 | 170.0184 | 166.7449 | 163.139 | 157.3555 | 152.3116 | 147.0197 | 137.8532 | 131.4432 | -0.72811 | -1.4209 | -0.88424 | -0.25344 | -0.15907 | -2.16 | -0.91735 | -0.80962 | -0.68529 | -0.27438 | -0.13684 | 0.098851 | 0.1374 | 1.2648 | 7.9857 | 7.8147 | 6.261 | 5.4441 | 0.11048 | -2.0126 | -2.4811 | -2.5206 | -2.1815 | -2.2421 | 47.3385 | 46.7706 | 45.7501 | 44.8922 | 44.2268 | 43.6935 | 43.5346 | 43.2143 | 43.5347 | 46.3061 | 48.9796 | 51.3152 | 52.9356 | 53.8361 | 54.452 | 54.5773 | 54.0503 | 52.8468 | 51.188 | 49.903 | 48.8855 | 48.0629 | 47.2613 | 46.2583 | 2.8815 | 2.5514 | 2.8012 | 3.319 | 4.3226 | 3.4649 | 3.38 | 3.5304 | 3.8054 | 3.5929 | 3.4416 | 3.7734 | 3.851 | 4.177 | 4.5158 | 4.4613 | 4.4599 | 3.9628 | 3.3697 | 3.3437 | 2.9944 | 3.0053 | 3.1485 | 3.0776
Program Specific1-in-2Size: Over 200kWOther2018Typical Event Day | Program Specific | 1-in-2 | Size: Over 200kW | Other | 2018 | Typical Event Day | 8 | 143.4561 | 139.8236 | 135.7533 | 135.291 | 144.0078 | 165.3977 | 193.26 | 213.1512 | 224.6345 | 231.1965 | 239.6396 | 241.4212 | 237.2325 | 239.9945 | 233.7886 | 222.0741 | 207.3929 | 193.1634 | 185.0913 | 180.8737 | 178.6258 | 170.6011 | 160.0687 | 153.1252 | -0.79665 | -1.1056 | -0.71685 | -0.46163 | -0.4742 | -1.5813 | -0.93659 | -1.3801 | -1.0167 | -0.71424 | -1.1201 | -0.55263 | -0.28895 | 1.9491 | 10.125 | 10.2848 | 8.5832 | 7.243 | 1.7382 | -0.77992 | -1.4476 | -1.8692 | -2.1322 | -2.3481 | 69.5887 | 68.6311 | 67.8188 | 66.9635 | 66.2725 | 65.743 | 65.3861 | 65.6209 | 68.0704 | 72.399 | 77.0233 | 81.0767 | 84.2224 | 86.5631 | 87.8573 | 88.1684 | 88.0173 | 87.0384 | 85.2424 | 82.6461 | 79.1722 | 76.1493 | 74.1773 | 72.725 | 3.098 | 2.7561 | 3.0225 | 3.5923 | 4.6564 | 3.674 | 3.5249 | 3.7211 | 4.0415 | 3.9018 | 3.8484 | 4.3147 | 4.4571 | 4.8975 | 5.364 | 5.2735 | 5.0897 | 4.2947 | 3.5767 | 3.5957 | 3.2854 | 3.2626 | 3.4203 | 3.3542
Program Specific1-in-2Size: Over 200kWOther2019January Monthly Peak | Program Specific | 1-in-2 | Size: Over 200kW | Other | 2019 | January Monthly Peak | 1 | 124.3863 | 121.038 | 116.9181 | 117.5208 | 126.0704 | 147.1911 | 176.2177 | 192.122 | 199.5563 | 199.8346 | 202.2362 | 200.604 | 195.4864 | 196.8381 | 190.2401 | 180.9875 | 172.2904 | 168.7047 | 164.1332 | 157.3579 | 152.0742 | 145.9722 | 137.536 | 131.6817 | -0.72553 | -1.4203 | -0.87835 | -0.2547 | -0.16035 | -2.1787 | -0.93242 | -0.82214 | -0.69111 | -0.27529 | -0.13803 | 0.10039 | 0.14007 | 1.3001 | 8.2506 | 8.047 | 6.3446 | 5.5081 | 0.11115 | -2.0127 | -2.4772 | -2.5027 | -2.1765 | -2.2462 | 51.1961 | 50.7347 | 50.4652 | 50.0251 | 49.8675 | 49.3627 | 49.5352 | 49.3086 | 49.4712 | 50.9245 | 52.8941 | 54.8681 | 56.5352 | 57.5438 | 58.247 | 58.2774 | 58.0743 | 57.1895 | 55.5427 | 54.0875 | 53.5443 | 53.1546 | 52.4104 | 51.5353 | 2.8712 | 2.5502 | 2.7825 | 3.3355 | 4.3573 | 3.4949 | 3.4355 | 3.585 | 3.8376 | 3.6049 | 3.4714 | 3.8323 | 3.9258 | 4.2936 | 4.6656 | 4.5939 | 4.5195 | 4.0094 | 3.3903 | 3.3437 | 2.9898 | 2.9839 | 3.1413 | 3.0832
Program Specific1-in-2Size: Over 200kWOther2019February Monthly Peak | Program Specific | 1-in-2 | Size: Over 200kW | Other | 2019 | February Monthly Peak | 2 | 126.299 | 122.9592 | 119.116 | 119.4173 | 127.0814 | 147.6309 | 176.1208 | 191.3225 | 199.8908 | 201.7304 | 206.0942 | 206.5548 | 203.0714 | 206.0088 | 200.5678 | 189.4947 | 178.9436 | 172.9546 | 169.4283 | 162.2843 | 156.6088 | 150.0512 | 140.5567 | 134.1217 | -0.73669 | -1.4428 | -0.89486 | -0.25881 | -0.16163 | -2.1852 | -0.93191 | -0.81872 | -0.69227 | -0.2779 | -0.14066 | 0.10337 | 0.14551 | 1.3607 | 8.6985 | 8.4253 | 6.5896 | 5.6469 | 0.11474 | -2.0757 | -2.5511 | -2.5726 | -2.2243 | -2.2878 | 51.127 | 50.5453 | 50.1716 | 49.7763 | 49.4274 | 49.1711 | 48.7442 | 49.0533 | 50.477 | 54.0846 | 58.0955 | 61.2175 | 62.8221 | 63.43 | 63.9009 | 63.8012 | 63.6042 | 62.8682 | 60.867 | 58.5075 | 57.1351 | 56.4254 | 55.6354 | 54.4498 | 2.9154 | 2.5907 | 2.8348 | 3.3893 | 4.3922 | 3.5053 | 3.4336 | 3.5701 | 3.8441 | 3.6391 | 3.5377 | 3.9459 | 4.0781 | 4.4936 | 4.9189 | 4.8098 | 4.694 | 4.1104 | 3.4996 | 3.4484 | 3.0789 | 3.0673 | 3.2102 | 3.1404
Program Specific1-in-2Size: Over 200kWOther2019March Monthly Peak | Program Specific | 1-in-2 | Size: Over 200kW | Other | 2019 | March Monthly Peak | 3 | 128.7501 | 125.2049 | 121.7237 | 120.7866 | 127.7317 | 147.4798 | 176.5748 | 192.4725 | 199.8909 | 201.5584 | 206.6317 | 207.3232 | 204.3658 | 206.5349 | 201.0639 | 191.3291 | 180.7524 | 172.5827 | 170.0065 | 167.2561 | 161.7859 | 154.5364 | 144.6574 | 137.8137 | -0.75098 | -1.4692 | -0.91445 | -0.26178 | -0.16246 | -2.1829 | -0.93431 | -0.82364 | -0.69227 | -0.27766 | -0.14103 | 0.10375 | 0.14643 | 1.3642 | 8.72 | 8.5068 | 6.6562 | 5.6347 | 0.11513 | -2.1393 | -2.6354 | -2.6495 | -2.2892 | -2.3508 | 52.6175 | 51.8823 | 51.2562 | 50.8554 | 50.2815 | 50.0051 | 49.7442 | 49.8201 | 51.4258 | 53.5418 | 56.1582 | 58.8924 | 61.4673 | 63.3469 | 64.2434 | 64.6713 | 64.2887 | 63.2329 | 60.8598 | 57.9743 | 56.2975 | 55.05 | 53.8852 | 52.707 | 2.972 | 2.638 | 2.8969 | 3.4282 | 4.4147 | 3.5017 | 3.4424 | 3.5916 | 3.8441 | 3.636 | 3.5469 | 3.9606 | 4.1041 | 4.5051 | 4.931 | 4.8564 | 4.7415 | 4.1015 | 3.5116 | 3.5541 | 3.1807 | 3.159 | 3.3039 | 3.2268
Program Specific1-in-2Size: Over 200kWOther2019April Monthly Peak | Program Specific | 1-in-2 | Size: Over 200kW | Other | 2019 | April Monthly Peak | 4 | 131.764 | 128.108 | 123.9346 | 122.9554 | 130.2699 | 150.0781 | 175.8725 | 192.9769 | 202.7631 | 207.3641 | 215.1025 | 217.2085 | 216.5927 | 219.4778 | 214.5738 | 203.7291 | 191.1504 | 179.2882 | 171.7458 | 169.742 | 166.3474 | 158.4766 | 148.5019 | 141.8352 | -0.76856 | -1.5033 | -0.93106 | -0.26648 | -0.16569 | -2.2214 | -0.93059 | -0.8258 | -0.70221 | -0.28566 | -0.14681 | 0.1087 | 0.1552 | 1.4496 | 9.3059 | 9.0582 | 7.0391 | 5.8537 | 0.11631 | -2.171 | -2.7098 | -2.7171 | -2.35 | -2.4194 | 61.8405 | 60.8797 | 60.1299 | 59.3665 | 58.5723 | 57.9612 | 57.5059 | 57.3759 | 59.3147 | 63.1386 | 67.8289 | 72.3238 | 75.7785 | 77.9594 | 79.0562 | 79.3604 | 78.8091 | 78.3925 | 76.9235 | 74.542 | 70.8343 | 68.3941 | 66.2958 | 64.6091 | 3.0415 | 2.6992 | 2.9495 | 3.4897 | 4.5024 | 3.5634 | 3.4287 | 3.601 | 3.8993 | 3.7407 | 3.6923 | 4.1495 | 4.3496 | 4.7874 | 5.2623 | 5.1712 | 5.0142 | 4.2609 | 3.5475 | 3.6069 | 3.2704 | 3.2395 | 3.3917 | 3.321
Program Specific1-in-2Size: Over 200kWOther2019May Monthly Peak | Program Specific | 1-in-2 | Size: Over 200kW | Other | 2019 | May Monthly Peak | 5 | 131.8493 | 128.5096 | 124.7876 | 123.9031 | 131.7662 | 151.9208 | 177.0145 | 197.3455 | 208.5805 | 215.1766 | 223.3109 | 225.4383 | 223.8594 | 226.1801 | 220.8931 | 208.9076 | 195.5785 | 182.04 | 173.2114 | 168.887 | 166.7912 | 159.2336 | 149.7368 | 143.1255 | -0.76906 | -1.508 | -0.93747 | -0.26853 | -0.16759 | -2.2487 | -0.93663 | -0.84449 | -0.72236 | -0.29642 | -0.15241 | 0.11282 | 0.1604 | 1.4939 | 9.5799 | 9.2884 | 7.2022 | 5.9435 | 0.1173 | -2.1601 | -2.717 | -2.73 | -2.3696 | -2.4414 | 64.2765 | 63.2619 | 62.3497 | 61.5693 | 60.7951 | 59.9315 | 59.4087 | 60.0462 | 62.9071 | 66.4773 | 70.3889 | 74.0976 | 77.4446 | 79.8533 | 81.2849 | 81.6994 | 81.5597 | 80.7187 | 78.9518 | 76.6671 | 72.8488 | 69.7454 | 67.9574 | 66.3203 | 3.0435 | 2.7076 | 2.9698 | 3.5166 | 4.5541 | 3.6072 | 3.451 | 3.6825 | 4.0112 | 3.8817 | 3.8332 | 4.3067 | 4.4956 | 4.9336 | 5.4173 | 5.3026 | 5.1304 | 4.3263 | 3.5778 | 3.5887 | 3.2791 | 3.255 | 3.4199 | 3.3512
Program Specific1-in-2Size: Over 200kWOther2019June Monthly Peak | Program Specific | 1-in-2 | Size: Over 200kW | Other | 2019 | June Monthly Peak | 6 | 138.0002 | 134.2527 | 130.5492 | 129.4899 | 137.2235 | 156.561 | 180.7421 | 200.0716 | 210.677 | 216.292 | 224.5818 | 225.8975 | 221.2447 | 222.6323 | 216.9175 | 207.7386 | 196.3904 | 184.2049 | 177.8473 | 172.4218 | 171.5327 | 164.3436 | 153.8889 | 147.4565 | -0.7897 | -1.3724 | -0.86566 | -0.34431 | -0.28407 | -1.9933 | -0.92459 | -1.0296 | -0.81805 | -0.4442 | -0.50736 | -0.13585 | -0.010524 | 1.6038 | 9.4023 | 9.3883 | 7.5859 | 6.3669 | 0.73257 | -1.6279 | -2.2396 | -2.4159 | -2.283 | -2.4149 | 67.0198 | 65.8049 | 64.8239 | 63.9858 | 63.1357 | 62.5767 | 62.1039 | 62.8455 | 65.711 | 69.6959 | 73.5162 | 76.9415 | 79.4422 | 81.6167 | 82.6709 | 83.2132 | 83.4955 | 83.164 | 81.8317 | 79.4476 | 76.296 | 72.8368 | 70.5518 | 69.0078 | 3.073 | 2.7287 | 2.9972 | 3.5454 | 4.5753 | 3.5861 | 3.3992 | 3.6015 | 3.9084 | 3.764 | 3.7189 | 4.163 | 4.2861 | 4.6847 | 5.1319 | 5.0867 | 4.9698 | 4.2231 | 3.5438 | 3.5344 | 3.2532 | 3.2408 | 3.3906 | 3.3306
Program Specific1-in-2Size: Over 200kWOther2019July Monthly Peak | Program Specific | 1-in-2 | Size: Over 200kW | Other | 2019 | July Monthly Peak | 7 | 140.4924 | 137.1894 | 134.0623 | 132.7618 | 141.1036 | 161.4827 | 186.6805 | 204.814 | 214.2603 | 220.13 | 227.7591 | 228.2335 | 223.2127 | 225.4414 | 219.9608 | 211.021 | 199.9125 | 188.4131 | 180.803 | 176.2566 | 175.8784 | 168.3508 | 157.3699 | 150.1035 | -0.7826 | -1.1169 | -0.72625 | -0.44288 | -0.44717 | -1.5957 | -0.9098 | -1.2985 | -0.95577 | -0.65697 | -1.0089 | -0.48344 | -0.24542 | 1.81 | 9.527 | 9.749 | 8.2178 | 7.009 | 1.6015 | -0.85155 | -1.5135 | -1.9083 | -2.1204 | -2.3176 | 69.0878 | 68.2735 | 67.6313 | 66.9895 | 66.3655 | 65.9526 | 65.6696 | 66.0512 | 68.45 | 72.1899 | 76.4438 | 80.1246 | 82.9704 | 85.3436 | 87.0353 | 87.4043 | 87.2817 | 86.2475 | 84.9297 | 83.0379 | 79.7238 | 75.9944 | 73.5676 | 72.0268 | 3.0388 | 2.7085 | 2.9896 | 3.5308 | 4.5698 | 3.5928 | 3.4103 | 3.5812 | 3.861 | 3.721 | 3.6634 | 4.0856 | 4.2004 | 4.6079 | 5.0548 | 5.019 | 4.9139 | 4.1958 | 3.4995 | 3.5095 | 3.2401 | 3.2247 | 3.368 | 3.2933
Program Specific1-in-2Size: Over 200kWOther2019August Monthly Peak | Program Specific | 1-in-2 | Size: Over 200kW | Other | 2019 | August Monthly Peak | 8 | 145.5536 | 141.8629 | 138.1684 | 137.8022 | 146.7468 | 168.5193 | 196.8407 | 218.3337 | 232.0431 | 240.7015 | 250.3435 | 252.3694 | 248.0134 | 250.6163 | 243.7629 | 231.2444 | 215.6852 | 200.1726 | 190.8102 | 186.1679 | 183.4591 | 175.0686 | 163.9712 | 156.7689 | -0.78197 | -0.7704 | -0.5301 | -0.58118 | -0.67508 | -1.0398 | -0.89728 | -1.7237 | -1.2097 | -1.0102 | -1.8166 | -1.0331 | -0.61246 | 2.2813 | 10.5474 | 10.9864 | 9.5628 | 8.1336 | 2.8676 | 0.21834 | -0.51522 | -1.2172 | -1.9185 | -2.2291 | 73.5662 | 72.7688 | 71.8849 | 70.8097 | 70.1183 | 69.5205 | 69.003 | 69.0526 | 71.6509 | 76.3979 | 81.2676 | 85.1691 | 88.137 | 90.3014 | 91.5465 | 91.6677 | 91.5961 | 90.3261 | 88.3174 | 85.6821 | 81.9414 | 79.3433 | 77.5736 | 75.881 | 3.1593 | 2.8106 | 3.092 | 3.6777 | 4.7692 | 3.7625 | 3.6085 | 3.831 | 4.1961 | 4.083 | 4.0408 | 4.5334 | 4.6834 | 5.1404 | 5.6214 | 5.5193 | 5.3202 | 4.4733 | 3.7061 | 3.7198 | 3.3915 | 3.3652 | 3.5215 | 3.4516
Program Specific1-in-2Size: Over 200kWOther2019September Monthly Peak | Program Specific | 1-in-2 | Size: Over 200kW | Other | 2019 | September Monthly Peak | 9 | 141.714 | 138.987 | 135.1147 | 134.8404 | 144.4368 | 165.6995 | 195.7306 | 216.5806 | 232.4674 | 241.43 | 250.3011 | 251.966 | 246.4741 | 249.4362 | 242.9618 | 228.9697 | 211.9926 | 196.2684 | 187.7857 | 184.9436 | 179.1421 | 171.314 | 158.934 | 151.8127 | -0.78621 | -1.0886 | -0.70764 | -0.46334 | -0.48126 | -1.5674 | -0.94688 | -1.4115 | -1.0569 | -0.75385 | -1.1893 | -0.59036 | -0.30943 | 2.0331 | 10.522 | 10.6124 | 8.7923 | 7.3779 | 1.7952 | -0.76714 | -1.4234 | -1.8565 | -2.1094 | -2.3229 | 68.6809 | 67.6773 | 66.9352 | 66.0688 | 65.4705 | 64.9222 | 64.7678 | 64.5341 | 66.4697 | 71.3123 | 76.8655 | 82.0714 | 86.3402 | 88.9905 | 90.1765 | 90.3885 | 89.696 | 88.4161 | 85.8907 | 82.4169 | 78.7275 | 76.4225 | 75.0161 | 73.9845 | 3.059 | 2.7385 | 3.007 | 3.5788 | 4.6683 | 3.6792 | 3.5684 | 3.7793 | 4.1806 | 4.0728 | 4.0178 | 4.5013 | 4.6287 | 5.088 | 5.5721 | 5.4349 | 5.2003 | 4.3619 | 3.6272 | 3.675 | 3.2935 | 3.2748 | 3.3945 | 3.324
Program Specific1-in-2Size: Over 200kWOther2019October Monthly Peak | Program Specific | 1-in-2 | Size: Over 200kW | Other | 2019 | October Monthly Peak | 10 | 140.4483 | 136.6349 | 132.9074 | 131.953 | 140.1707 | 161.1363 | 191.1839 | 209.9656 | 224.0059 | 234.3255 | 244.6918 | 249.1795 | 247.7691 | 250.622 | 244.59 | 230.9623 | 213.7144 | 198.2839 | 191.5045 | 184.7947 | 178.0142 | 169.5089 | 157.882 | 150.5158 | -0.78367 | -1.1299 | -0.72995 | -0.43467 | -0.43471 | -1.6206 | -0.9346 | -1.3157 | -0.99126 | -0.68588 | -1.0511 | -0.50449 | -0.25634 | 1.9994 | 10.5942 | 10.6559 | 8.7524 | 7.3439 | 1.6403 | -0.94537 | -1.5808 | -1.9567 | -2.1405 | -2.3326 | 69.0065 | 68.488 | 67.4417 | 66.4539 | 65.7723 | 65.0107 | 64.6761 | 64.7387 | 65.5301 | 70.0252 | 75.91 | 81.2469 | 84.9516 | 86.9922 | 88.269 | 88.277 | 87.1012 | 85.7082 | 83.3981 | 79.7473 | 76.2881 | 73.7914 | 71.788 | 70.3542 | 3.041 | 2.7003 | 2.9669 | 3.5129 | 4.5443 | 3.5888 | 3.4962 | 3.6751 | 4.0408 | 3.965 | 3.9398 | 4.4651 | 4.6673 | 5.1278 | 5.6266 | 5.499 | 5.2586 | 4.4202 | 3.7104 | 3.6833 | 3.2828 | 3.2502 | 3.3824 | 3.3057
Program Specific1-in-2Size: Over 200kWOther2019November Monthly Peak | Program Specific | 1-in-2 | Size: Over 200kW | Other | 2019 | November Monthly Peak | 11 | 130.5176 | 127.2599 | 123.1524 | 122.0267 | 130.1266 | 150.9552 | 176.8855 | 193.198 | 202.8848 | 207.439 | 213.9889 | 216.1304 | 214.1809 | 216.398 | 210.0657 | 198.7966 | 188.1507 | 181.5686 | 174.0238 | 166.6411 | 160.5387 | 153.2915 | 144.2706 | 138.4967 | -0.76129 | -1.4933 | -0.92518 | -0.26446 | -0.1655 | -2.2344 | -0.93595 | -0.82675 | -0.70263 | -0.28576 | -0.14605 | 0.10816 | 0.15347 | 1.4293 | 9.1104 | 8.8389 | 6.9287 | 5.9281 | 0.11785 | -2.1314 | -2.6151 | -2.6282 | -2.2831 | -2.3625 | 58.3745 | 57.4219 | 56.4607 | 55.6448 | 54.7793 | 54.2637 | 53.804 | 53.6194 | 56.9983 | 62.2896 | 68.3444 | 73.517 | 76.9402 | 78.4923 | 79.045 | 78.5768 | 76.3256 | 72.208 | 67.8907 | 65.3062 | 63.2565 | 61.6944 | 60.6529 | 59.5939 | 3.0128 | 2.6813 | 2.9309 | 3.4634 | 4.4975 | 3.5843 | 3.4485 | 3.6051 | 3.9017 | 3.7421 | 3.6732 | 4.1289 | 4.3012 | 4.7202 | 5.1518 | 5.046 | 4.9356 | 4.3151 | 3.5945 | 3.541 | 3.1562 | 3.1336 | 3.2951 | 3.2428
Program Specific1-in-2Size: Over 200kWOther2019December Monthly Peak | Program Specific | 1-in-2 | Size: Over 200kW | Other | 2019 | December Monthly Peak | 12 | 124.8292 | 121.0925 | 117.7029 | 116.9401 | 125.0674 | 145.9286 | 173.3696 | 189.1962 | 197.8771 | 199.1713 | 200.4965 | 197.5253 | 191.7602 | 191.4952 | 184.1329 | 175.7627 | 170.0184 | 166.7449 | 163.139 | 157.3555 | 152.3116 | 147.0197 | 137.8532 | 131.4432 | -0.72811 | -1.4209 | -0.88424 | -0.25344 | -0.15907 | -2.16 | -0.91735 | -0.80962 | -0.68529 | -0.27438 | -0.13684 | 0.098851 | 0.1374 | 1.2648 | 7.9857 | 7.8147 | 6.261 | 5.4441 | 0.11048 | -2.0126 | -2.4811 | -2.5206 | -2.1815 | -2.2421 | 47.3385 | 46.7706 | 45.7501 | 44.8922 | 44.2268 | 43.6935 | 43.5346 | 43.2143 | 43.5347 | 46.3061 | 48.9796 | 51.3152 | 52.9356 | 53.8361 | 54.452 | 54.5773 | 54.0503 | 52.8468 | 51.188 | 49.903 | 48.8855 | 48.0629 | 47.2613 | 46.2583 | 2.8815 | 2.5514 | 2.8012 | 3.319 | 4.3226 | 3.4649 | 3.38 | 3.5304 | 3.8054 | 3.5929 | 3.4416 | 3.7734 | 3.851 | 4.177 | 4.5158 | 4.4613 | 4.4599 | 3.9628 | 3.3697 | 3.3437 | 2.9944 | 3.0053 | 3.1485 | 3.0776
Program Specific1-in-2Size: Over 200kWOther2019Typical Event Day | Program Specific | 1-in-2 | Size: Over 200kW | Other | 2019 | Typical Event Day | 8 | 143.4561 | 139.8236 | 135.7533 | 135.291 | 144.0078 | 165.3977 | 193.26 | 213.1512 | 224.6345 | 231.1966 | 239.6396 | 241.4212 | 237.2325 | 239.9945 | 233.7886 | 222.0741 | 207.3929 | 193.1634 | 185.0913 | 180.8737 | 178.6258 | 170.6011 | 160.0687 | 153.1252 | -0.79665 | -1.1056 | -0.71685 | -0.46163 | -0.4742 | -1.5813 | -0.93659 | -1.3801 | -1.0167 | -0.71424 | -1.1201 | -0.55263 | -0.28895 | 1.9491 | 10.125 | 10.2848 | 8.5832 | 7.243 | 1.7382 | -0.77992 | -1.4476 | -1.8692 | -2.1322 | -2.3481 | 69.5887 | 68.6311 | 67.8188 | 66.9635 | 66.2725 | 65.743 | 65.3861 | 65.6209 | 68.0704 | 72.399 | 77.0233 | 81.0767 | 84.2224 | 86.5631 | 87.8573 | 88.1684 | 88.0173 | 87.0384 | 85.2424 | 82.6461 | 79.1722 | 76.1493 | 74.1773 | 72.725 | 3.098 | 2.7561 | 3.0225 | 3.5923 | 4.6564 | 3.674 | 3.5249 | 3.7211 | 4.0415 | 3.9018 | 3.8484 | 4.3147 | 4.4571 | 4.8975 | 5.364 | 5.2735 | 5.0897 | 4.2947 | 3.5767 | 3.5957 | 3.2854 | 3.2626 | 3.4203 | 3.3542
Program Specific1-in-2Size: Over 200kWOther2020January Monthly Peak | Program Specific | 1-in-2 | Size: Over 200kW | Other | 2020 | January Monthly Peak | 1 | 124.3863 | 121.038 | 116.9181 | 117.5208 | 126.0704 | 147.1911 | 176.2177 | 192.122 | 199.5563 | 199.8346 | 202.2362 | 200.6039 | 195.4864 | 196.838 | 190.2401 | 180.9875 | 172.2904 | 168.7047 | 164.1332 | 157.3579 | 152.0742 | 145.9722 | 137.536 | 131.6817 | -0.72553 | -1.4203 | -0.87835 | -0.2547 | -0.16035 | -2.1787 | -0.93242 | -0.82214 | -0.69111 | -0.27529 | -0.13803 | 0.10039 | 0.14007 | 1.3001 | 8.2506 | 8.047 | 6.3446 | 5.5081 | 0.11115 | -2.0127 | -2.4772 | -2.5027 | -2.1765 | -2.2462 | 51.1961 | 50.7347 | 50.4652 | 50.0251 | 49.8675 | 49.3627 | 49.5352 | 49.3086 | 49.4712 | 50.9245 | 52.8941 | 54.8681 | 56.5352 | 57.5438 | 58.247 | 58.2774 | 58.0743 | 57.1895 | 55.5427 | 54.0875 | 53.5443 | 53.1546 | 52.4104 | 51.5353 | 2.8712 | 2.5502 | 2.7825 | 3.3355 | 4.3573 | 3.4949 | 3.4355 | 3.585 | 3.8376 | 3.6049 | 3.4714 | 3.8323 | 3.9258 | 4.2936 | 4.6656 | 4.5939 | 4.5195 | 4.0094 | 3.3903 | 3.3437 | 2.9898 | 2.9839 | 3.1413 | 3.0832
Program Specific1-in-2Size: Over 200kWOther2020February Monthly Peak | Program Specific | 1-in-2 | Size: Over 200kW | Other | 2020 | February Monthly Peak | 2 | 126.299 | 122.9592 | 119.116 | 119.4173 | 127.0814 | 147.6309 | 176.1208 | 191.3225 | 199.8908 | 201.7304 | 206.0942 | 206.5548 | 203.0715 | 206.0088 | 200.5678 | 189.4947 | 178.9436 | 172.9546 | 169.4283 | 162.2843 | 156.6088 | 150.0512 | 140.5567 | 134.1217 | -0.73669 | -1.4428 | -0.89486 | -0.25881 | -0.16163 | -2.1852 | -0.93191 | -0.81872 | -0.69227 | -0.2779 | -0.14066 | 0.10337 | 0.14551 | 1.3607 | 8.6985 | 8.4253 | 6.5896 | 5.6469 | 0.11474 | -2.0757 | -2.5511 | -2.5726 | -2.2243 | -2.2878 | 51.127 | 50.5453 | 50.1716 | 49.7763 | 49.4274 | 49.1711 | 48.7442 | 49.0533 | 50.477 | 54.0846 | 58.0955 | 61.2175 | 62.8221 | 63.43 | 63.9009 | 63.8012 | 63.6042 | 62.8682 | 60.867 | 58.5075 | 57.1351 | 56.4254 | 55.6354 | 54.4498 | 2.9154 | 2.5907 | 2.8348 | 3.3893 | 4.3922 | 3.5053 | 3.4336 | 3.5701 | 3.8441 | 3.6391 | 3.5377 | 3.9459 | 4.0781 | 4.4936 | 4.9189 | 4.8098 | 4.694 | 4.1104 | 3.4996 | 3.4484 | 3.0789 | 3.0673 | 3.2102 | 3.1404
Program Specific1-in-2Size: Over 200kWOther2020March Monthly Peak | Program Specific | 1-in-2 | Size: Over 200kW | Other | 2020 | March Monthly Peak | 3 | 128.7501 | 125.2049 | 121.7237 | 120.7866 | 127.7317 | 147.4798 | 176.5748 | 192.4725 | 199.8909 | 201.5584 | 206.6317 | 207.3232 | 204.3658 | 206.5349 | 201.0638 | 191.3291 | 180.7524 | 172.5827 | 170.0065 | 167.2561 | 161.7859 | 154.5364 | 144.6574 | 137.8137 | -0.75098 | -1.4692 | -0.91445 | -0.26178 | -0.16246 | -2.1829 | -0.93431 | -0.82364 | -0.69227 | -0.27766 | -0.14103 | 0.10375 | 0.14643 | 1.3642 | 8.72 | 8.5068 | 6.6562 | 5.6347 | 0.11513 | -2.1393 | -2.6354 | -2.6495 | -2.2892 | -2.3508 | 52.6175 | 51.8823 | 51.2562 | 50.8554 | 50.2815 | 50.0051 | 49.7442 | 49.8201 | 51.4258 | 53.5418 | 56.1582 | 58.8924 | 61.4673 | 63.3469 | 64.2434 | 64.6713 | 64.2887 | 63.2329 | 60.8598 | 57.9743 | 56.2975 | 55.05 | 53.8852 | 52.707 | 2.972 | 2.638 | 2.8969 | 3.4282 | 4.4147 | 3.5017 | 3.4424 | 3.5916 | 3.8441 | 3.636 | 3.5469 | 3.9606 | 4.1041 | 4.5051 | 4.931 | 4.8564 | 4.7415 | 4.1015 | 3.5116 | 3.5541 | 3.1807 | 3.159 | 3.3039 | 3.2268
Program Specific1-in-2Size: Over 200kWOther2020April Monthly Peak | Program Specific | 1-in-2 | Size: Over 200kW | Other | 2020 | April Monthly Peak | 4 | 131.764 | 128.108 | 123.9346 | 122.9554 | 130.2699 | 150.0781 | 175.8725 | 192.9769 | 202.7631 | 207.3641 | 215.1025 | 217.2085 | 216.5927 | 219.4778 | 214.5738 | 203.7291 | 191.1504 | 179.2882 | 171.7458 | 169.742 | 166.3474 | 158.4766 | 148.5019 | 141.8352 | -0.76856 | -1.5033 | -0.93106 | -0.26648 | -0.16569 | -2.2214 | -0.93059 | -0.8258 | -0.70221 | -0.28566 | -0.14681 | 0.1087 | 0.1552 | 1.4496 | 9.3059 | 9.0582 | 7.0391 | 5.8537 | 0.11631 | -2.171 | -2.7098 | -2.7171 | -2.35 | -2.4194 | 61.8404 | 60.8797 | 60.1299 | 59.3665 | 58.5723 | 57.9612 | 57.5059 | 57.3759 | 59.3147 | 63.1386 | 67.8289 | 72.3238 | 75.7785 | 77.9594 | 79.0562 | 79.3604 | 78.8091 | 78.3925 | 76.9235 | 74.542 | 70.8343 | 68.3941 | 66.2958 | 64.6091 | 3.0415 | 2.6992 | 2.9495 | 3.4897 | 4.5024 | 3.5634 | 3.4287 | 3.601 | 3.8993 | 3.7407 | 3.6923 | 4.1495 | 4.3496 | 4.7874 | 5.2623 | 5.1712 | 5.0142 | 4.2609 | 3.5475 | 3.6069 | 3.2704 | 3.2395 | 3.3917 | 3.321
Program Specific1-in-2Size: Over 200kWOther2020May Monthly Peak | Program Specific | 1-in-2 | Size: Over 200kW | Other | 2020 | May Monthly Peak | 5 | 131.8493 | 128.5096 | 124.7876 | 123.9032 | 131.7662 | 151.9208 | 177.0145 | 197.3455 | 208.5804 | 215.1766 | 223.3109 | 225.4382 | 223.8594 | 226.1801 | 220.8931 | 208.9076 | 195.5786 | 182.04 | 173.2114 | 168.887 | 166.7912 | 159.2336 | 149.7368 | 143.1255 | -0.76906 | -1.508 | -0.93747 | -0.26853 | -0.16759 | -2.2487 | -0.93663 | -0.84449 | -0.72236 | -0.29642 | -0.15241 | 0.11282 | 0.1604 | 1.4939 | 9.5799 | 9.2884 | 7.2022 | 5.9435 | 0.1173 | -2.1601 | -2.717 | -2.73 | -2.3696 | -2.4414 | 64.2765 | 63.2619 | 62.3497 | 61.5693 | 60.7951 | 59.9315 | 59.4087 | 60.0462 | 62.9071 | 66.4773 | 70.3889 | 74.0976 | 77.4446 | 79.8533 | 81.2849 | 81.6994 | 81.5597 | 80.7187 | 78.9518 | 76.6671 | 72.8488 | 69.7454 | 67.9574 | 66.3203 | 3.0435 | 2.7076 | 2.9698 | 3.5166 | 4.5541 | 3.6072 | 3.451 | 3.6825 | 4.0112 | 3.8817 | 3.8332 | 4.3067 | 4.4956 | 4.9336 | 5.4173 | 5.3026 | 5.1304 | 4.3263 | 3.5778 | 3.5887 | 3.2791 | 3.255 | 3.4199 | 3.3512
Program Specific1-in-2Size: Over 200kWOther2020June Monthly Peak | Program Specific | 1-in-2 | Size: Over 200kW | Other | 2020 | June Monthly Peak | 6 | 138.0002 | 134.2527 | 130.5491 | 129.4898 | 137.2235 | 156.561 | 180.7421 | 200.0716 | 210.677 | 216.292 | 224.5818 | 225.8975 | 221.2447 | 222.6323 | 216.9175 | 207.7386 | 196.3904 | 184.2049 | 177.8473 | 172.4218 | 171.5327 | 164.3436 | 153.8889 | 147.4565 | -0.7897 | -1.3724 | -0.86566 | -0.34431 | -0.28407 | -1.9933 | -0.92459 | -1.0296 | -0.81805 | -0.4442 | -0.50736 | -0.13585 | -0.010524 | 1.6038 | 9.4023 | 9.3883 | 7.5859 | 6.3669 | 0.73257 | -1.6279 | -2.2396 | -2.4159 | -2.283 | -2.4149 | 67.0198 | 65.8049 | 64.8239 | 63.9858 | 63.1357 | 62.5767 | 62.1039 | 62.8455 | 65.711 | 69.6959 | 73.5162 | 76.9415 | 79.4422 | 81.6167 | 82.6709 | 83.2132 | 83.4955 | 83.164 | 81.8317 | 79.4476 | 76.296 | 72.8368 | 70.5518 | 69.0078 | 3.073 | 2.7287 | 2.9972 | 3.5454 | 4.5753 | 3.5861 | 3.3992 | 3.6015 | 3.9084 | 3.764 | 3.7189 | 4.163 | 4.2861 | 4.6847 | 5.1319 | 5.0867 | 4.9698 | 4.2231 | 3.5438 | 3.5344 | 3.2532 | 3.2408 | 3.3906 | 3.3306
Program Specific1-in-2Size: Over 200kWOther2020July Monthly Peak | Program Specific | 1-in-2 | Size: Over 200kW | Other | 2020 | July Monthly Peak | 7 | 140.4924 | 137.1895 | 134.0623 | 132.7618 | 141.1036 | 161.4827 | 186.6804 | 204.814 | 214.2603 | 220.13 | 227.7591 | 228.2335 | 223.2127 | 225.4414 | 219.9608 | 211.021 | 199.9125 | 188.4131 | 180.803 | 176.2566 | 175.8784 | 168.3508 | 157.3699 | 150.1035 | -0.7826 | -1.1169 | -0.72625 | -0.44288 | -0.44717 | -1.5957 | -0.9098 | -1.2985 | -0.95577 | -0.65697 | -1.0089 | -0.48344 | -0.24542 | 1.81 | 9.527 | 9.749 | 8.2178 | 7.009 | 1.6015 | -0.85155 | -1.5135 | -1.9083 | -2.1204 | -2.3176 | 69.0878 | 68.2735 | 67.6313 | 66.9895 | 66.3655 | 65.9526 | 65.6696 | 66.0512 | 68.45 | 72.1899 | 76.4438 | 80.1246 | 82.9704 | 85.3436 | 87.0353 | 87.4043 | 87.2817 | 86.2475 | 84.9297 | 83.0379 | 79.7238 | 75.9944 | 73.5676 | 72.0268 | 3.0388 | 2.7085 | 2.9896 | 3.5308 | 4.5698 | 3.5928 | 3.4103 | 3.5812 | 3.861 | 3.721 | 3.6634 | 4.0856 | 4.2004 | 4.6079 | 5.0548 | 5.019 | 4.9139 | 4.1958 | 3.4995 | 3.5095 | 3.2401 | 3.2247 | 3.368 | 3.2933
Program Specific1-in-2Size: Over 200kWOther2020August Monthly Peak | Program Specific | 1-in-2 | Size: Over 200kW | Other | 2020 | August Monthly Peak | 8 | 145.5536 | 141.8629 | 138.1684 | 137.8022 | 146.7468 | 168.5193 | 196.8407 | 218.3336 | 232.0431 | 240.7015 | 250.3435 | 252.3694 | 248.0134 | 250.6163 | 243.7629 | 231.2444 | 215.6852 | 200.1726 | 190.8102 | 186.1679 | 183.4591 | 175.0686 | 163.9711 | 156.7689 | -0.78197 | -0.7704 | -0.5301 | -0.58118 | -0.67508 | -1.0398 | -0.89728 | -1.7237 | -1.2097 | -1.0102 | -1.8166 | -1.0331 | -0.61246 | 2.2813 | 10.5474 | 10.9864 | 9.5628 | 8.1336 | 2.8676 | 0.21834 | -0.51522 | -1.2172 | -1.9185 | -2.2291 | 73.5662 | 72.7688 | 71.8849 | 70.8097 | 70.1183 | 69.5205 | 69.003 | 69.0526 | 71.6509 | 76.3979 | 81.2676 | 85.1691 | 88.137 | 90.3014 | 91.5465 | 91.6677 | 91.5961 | 90.3261 | 88.3174 | 85.6821 | 81.9414 | 79.3433 | 77.5736 | 75.881 | 3.1593 | 2.8106 | 3.092 | 3.6777 | 4.7692 | 3.7625 | 3.6085 | 3.831 | 4.1961 | 4.083 | 4.0408 | 4.5334 | 4.6834 | 5.1404 | 5.6214 | 5.5193 | 5.3202 | 4.4733 | 3.7061 | 3.7198 | 3.3915 | 3.3652 | 3.5215 | 3.4516
Program Specific1-in-2Size: Over 200kWOther2020September Monthly Peak | Program Specific | 1-in-2 | Size: Over 200kW | Other | 2020 | September Monthly Peak | 9 | 141.714 | 138.987 | 135.1147 | 134.8404 | 144.4368 | 165.6995 | 195.7306 | 216.5806 | 232.4674 | 241.43 | 250.3011 | 251.966 | 246.4741 | 249.4362 | 242.9618 | 228.9697 | 211.9926 | 196.2684 | 187.7857 | 184.9436 | 179.1421 | 171.314 | 158.934 | 151.8127 | -0.78621 | -1.0886 | -0.70764 | -0.46334 | -0.48126 | -1.5674 | -0.94688 | -1.4115 | -1.0569 | -0.75385 | -1.1893 | -0.59036 | -0.30943 | 2.0331 | 10.522 | 10.6124 | 8.7923 | 7.3779 | 1.7952 | -0.76714 | -1.4234 | -1.8565 | -2.1094 | -2.3229 | 68.6809 | 67.6773 | 66.9352 | 66.0688 | 65.4705 | 64.9222 | 64.7678 | 64.5341 | 66.4697 | 71.3123 | 76.8655 | 82.0714 | 86.3402 | 88.9905 | 90.1765 | 90.3885 | 89.696 | 88.4161 | 85.8907 | 82.4169 | 78.7275 | 76.4225 | 75.0161 | 73.9845 | 3.059 | 2.7385 | 3.007 | 3.5788 | 4.6683 | 3.6792 | 3.5684 | 3.7793 | 4.1806 | 4.0728 | 4.0178 | 4.5013 | 4.6287 | 5.088 | 5.5721 | 5.4349 | 5.2003 | 4.3619 | 3.6272 | 3.675 | 3.2935 | 3.2748 | 3.3945 | 3.324
Program Specific1-in-2Size: Over 200kWOther2020October Monthly Peak | Program Specific | 1-in-2 | Size: Over 200kW | Other | 2020 | October Monthly Peak | 10 | 140.4483 | 136.6349 | 132.9074 | 131.953 | 140.1707 | 161.1363 | 191.1839 | 209.9656 | 224.0059 | 234.3254 | 244.6918 | 249.1795 | 247.7691 | 250.622 | 244.59 | 230.9623 | 213.7145 | 198.2839 | 191.5045 | 184.7948 | 178.0142 | 169.5089 | 157.882 | 150.5158 | -0.78367 | -1.1299 | -0.72995 | -0.43467 | -0.43471 | -1.6206 | -0.9346 | -1.3157 | -0.99126 | -0.68588 | -1.0511 | -0.50449 | -0.25634 | 1.9994 | 10.5942 | 10.6559 | 8.7524 | 7.3439 | 1.6403 | -0.94537 | -1.5808 | -1.9567 | -2.1405 | -2.3326 | 69.0065 | 68.488 | 67.4417 | 66.4539 | 65.7723 | 65.0107 | 64.6761 | 64.7387 | 65.5301 | 70.0252 | 75.91 | 81.2469 | 84.9516 | 86.9922 | 88.269 | 88.277 | 87.1012 | 85.7082 | 83.3981 | 79.7473 | 76.2881 | 73.7914 | 71.788 | 70.3542 | 3.041 | 2.7003 | 2.9669 | 3.5129 | 4.5443 | 3.5888 | 3.4962 | 3.6751 | 4.0408 | 3.965 | 3.9398 | 4.4651 | 4.6673 | 5.1278 | 5.6266 | 5.499 | 5.2586 | 4.4202 | 3.7104 | 3.6833 | 3.2828 | 3.2502 | 3.3824 | 3.3057
Program Specific1-in-2Size: Over 200kWOther2020November Monthly Peak | Program Specific | 1-in-2 | Size: Over 200kW | Other | 2020 | November Monthly Peak | 11 | 130.5176 | 127.2599 | 123.1524 | 122.0267 | 130.1266 | 150.9552 | 176.8855 | 193.1979 | 202.8848 | 207.439 | 213.9889 | 216.1304 | 214.1809 | 216.398 | 210.0657 | 198.7966 | 188.1507 | 181.5686 | 174.0238 | 166.6411 | 160.5387 | 153.2915 | 144.2706 | 138.4967 | -0.76129 | -1.4933 | -0.92518 | -0.26446 | -0.1655 | -2.2344 | -0.93595 | -0.82674 | -0.70263 | -0.28576 | -0.14605 | 0.10816 | 0.15347 | 1.4293 | 9.1104 | 8.8389 | 6.9287 | 5.9281 | 0.11785 | -2.1314 | -2.6151 | -2.6282 | -2.2831 | -2.3625 | 58.3745 | 57.422 | 56.4607 | 55.6448 | 54.7793 | 54.2637 | 53.804 | 53.6194 | 56.9983 | 62.2896 | 68.3444 | 73.517 | 76.9402 | 78.4923 | 79.045 | 78.5768 | 76.3256 | 72.208 | 67.8907 | 65.3062 | 63.2565 | 61.6944 | 60.6529 | 59.5939 | 3.0128 | 2.6813 | 2.9309 | 3.4634 | 4.4975 | 3.5843 | 3.4485 | 3.6051 | 3.9017 | 3.7421 | 3.6732 | 4.1289 | 4.3012 | 4.7202 | 5.1518 | 5.046 | 4.9356 | 4.3151 | 3.5945 | 3.541 | 3.1562 | 3.1336 | 3.2951 | 3.2428
Program Specific1-in-2Size: Over 200kWOther2020December Monthly Peak | Program Specific | 1-in-2 | Size: Over 200kW | Other | 2020 | December Monthly Peak | 12 | 124.8292 | 121.0925 | 117.7029 | 116.9401 | 125.0674 | 145.9286 | 173.3696 | 189.1962 | 197.8771 | 199.1713 | 200.4965 | 197.5253 | 191.7602 | 191.4952 | 184.1329 | 175.7627 | 170.0184 | 166.7449 | 163.139 | 157.3555 | 152.3116 | 147.0197 | 137.8532 | 131.4432 | -0.72811 | -1.4209 | -0.88424 | -0.25344 | -0.15907 | -2.16 | -0.91735 | -0.80962 | -0.68529 | -0.27438 | -0.13684 | 0.098851 | 0.1374 | 1.2648 | 7.9857 | 7.8147 | 6.261 | 5.4441 | 0.11048 | -2.0126 | -2.4811 | -2.5206 | -2.1815 | -2.2421 | 47.3385 | 46.7706 | 45.7501 | 44.8923 | 44.2268 | 43.6935 | 43.5346 | 43.2143 | 43.5347 | 46.3061 | 48.9796 | 51.3152 | 52.9356 | 53.8361 | 54.452 | 54.5773 | 54.0503 | 52.8468 | 51.188 | 49.903 | 48.8855 | 48.0629 | 47.2613 | 46.2583 | 2.8815 | 2.5514 | 2.8012 | 3.319 | 4.3226 | 3.4649 | 3.38 | 3.5304 | 3.8054 | 3.5929 | 3.4416 | 3.7734 | 3.851 | 4.177 | 4.5158 | 4.4613 | 4.4599 | 3.9628 | 3.3697 | 3.3437 | 2.9944 | 3.0053 | 3.1485 | 3.0776
Program Specific1-in-2Size: Over 200kWOther2020Typical Event Day | Program Specific | 1-in-2 | Size: Over 200kW | Other | 2020 | Typical Event Day | 8 | 143.4561 | 139.8236 | 135.7533 | 135.291 | 144.0078 | 165.3978 | 193.26 | 213.1512 | 224.6345 | 231.1966 | 239.6396 | 241.4212 | 237.2325 | 239.9945 | 233.7886 | 222.0741 | 207.3929 | 193.1634 | 185.0913 | 180.8737 | 178.6258 | 170.6011 | 160.0687 | 153.1252 | -0.79665 | -1.1056 | -0.71685 | -0.46163 | -0.4742 | -1.5813 | -0.93659 | -1.3801 | -1.0167 | -0.71424 | -1.1201 | -0.55263 | -0.28895 | 1.9491 | 10.125 | 10.2848 | 8.5832 | 7.243 | 1.7382 | -0.77992 | -1.4476 | -1.8692 | -2.1322 | -2.3481 | 69.5887 | 68.6311 | 67.8188 | 66.9635 | 66.2725 | 65.743 | 65.3861 | 65.6209 | 68.0704 | 72.399 | 77.0233 | 81.0767 | 84.2224 | 86.5631 | 87.8573 | 88.1684 | 88.0173 | 87.0384 | 85.2424 | 82.6461 | 79.1722 | 76.1493 | 74.1773 | 72.725 | 3.098 | 2.7561 | 3.0225 | 3.5923 | 4.6564 | 3.674 | 3.5249 | 3.7211 | 4.0415 | 3.9018 | 3.8484 | 4.3147 | 4.4571 | 4.8975 | 5.364 | 5.2735 | 5.0897 | 4.2947 | 3.5767 | 3.5957 | 3.2854 | 3.2626 | 3.4203 | 3.3542
Program Specific1-in-2Size: Over 200kWOther2021January Monthly Peak | Program Specific | 1-in-2 | Size: Over 200kW | Other | 2021 | January Monthly Peak | 1 | 124.3863 | 121.038 | 116.9181 | 117.5208 | 126.0704 | 147.1911 | 176.2177 | 192.122 | 199.5563 | 199.8346 | 202.2362 | 200.604 | 195.4864 | 196.8381 | 190.2401 | 180.9875 | 172.2904 | 168.7047 | 164.1332 | 157.3579 | 152.0742 | 145.9722 | 137.536 | 131.6817 | -0.72553 | -1.4203 | -0.87835 | -0.2547 | -0.16035 | -2.1787 | -0.93242 | -0.82214 | -0.69111 | -0.27529 | -0.13803 | 0.10039 | 0.14007 | 1.3001 | 8.2506 | 8.047 | 6.3446 | 5.5081 | 0.11115 | -2.0127 | -2.4772 | -2.5027 | -2.1765 | -2.2462 | 51.1961 | 50.7347 | 50.4652 | 50.0251 | 49.8675 | 49.3627 | 49.5352 | 49.3086 | 49.4712 | 50.9245 | 52.8941 | 54.8681 | 56.5352 | 57.5438 | 58.247 | 58.2774 | 58.0743 | 57.1895 | 55.5427 | 54.0875 | 53.5443 | 53.1546 | 52.4104 | 51.5353 | 2.8712 | 2.5502 | 2.7825 | 3.3355 | 4.3573 | 3.4949 | 3.4355 | 3.585 | 3.8376 | 3.6049 | 3.4714 | 3.8323 | 3.9258 | 4.2936 | 4.6656 | 4.5939 | 4.5195 | 4.0094 | 3.3903 | 3.3437 | 2.9898 | 2.9839 | 3.1413 | 3.0832
Program Specific1-in-2Size: Over 200kWOther2021February Monthly Peak | Program Specific | 1-in-2 | Size: Over 200kW | Other | 2021 | February Monthly Peak | 2 | 126.299 | 122.9592 | 119.116 | 119.4173 | 127.0814 | 147.6309 | 176.1208 | 191.3225 | 199.8908 | 201.7304 | 206.0942 | 206.5548 | 203.0715 | 206.0088 | 200.5678 | 189.4947 | 178.9436 | 172.9546 | 169.4283 | 162.2843 | 156.6088 | 150.0511 | 140.5567 | 134.1217 | -0.73669 | -1.4428 | -0.89486 | -0.25881 | -0.16163 | -2.1852 | -0.93191 | -0.81872 | -0.69227 | -0.2779 | -0.14066 | 0.10337 | 0.14551 | 1.3607 | 8.6985 | 8.4253 | 6.5896 | 5.6469 | 0.11474 | -2.0757 | -2.5511 | -2.5726 | -2.2243 | -2.2878 | 51.127 | 50.5453 | 50.1716 | 49.7763 | 49.4274 | 49.1711 | 48.7442 | 49.0533 | 50.477 | 54.0845 | 58.0955 | 61.2175 | 62.8221 | 63.43 | 63.9009 | 63.8012 | 63.6042 | 62.8682 | 60.867 | 58.5075 | 57.1351 | 56.4254 | 55.6354 | 54.4498 | 2.9154 | 2.5907 | 2.8348 | 3.3893 | 4.3922 | 3.5053 | 3.4336 | 3.5701 | 3.8441 | 3.6391 | 3.5377 | 3.9459 | 4.0781 | 4.4936 | 4.9189 | 4.8098 | 4.694 | 4.1104 | 3.4996 | 3.4484 | 3.0789 | 3.0673 | 3.2102 | 3.1404
Program Specific1-in-2Size: Over 200kWOther2021March Monthly Peak | Program Specific | 1-in-2 | Size: Over 200kW | Other | 2021 | March Monthly Peak | 3 | 128.7501 | 125.2049 | 121.7237 | 120.7866 | 127.7317 | 147.4798 | 176.5748 | 192.4726 | 199.8909 | 201.5584 | 206.6317 | 207.3232 | 204.3658 | 206.5349 | 201.0638 | 191.3291 | 180.7524 | 172.5827 | 170.0066 | 167.2561 | 161.7859 | 154.5364 | 144.6573 | 137.8137 | -0.75098 | -1.4692 | -0.91445 | -0.26178 | -0.16246 | -2.1829 | -0.93431 | -0.82364 | -0.69227 | -0.27766 | -0.14103 | 0.10375 | 0.14643 | 1.3642 | 8.72 | 8.5068 | 6.6562 | 5.6347 | 0.11513 | -2.1393 | -2.6354 | -2.6495 | -2.2892 | -2.3508 | 52.6175 | 51.8823 | 51.2562 | 50.8554 | 50.2815 | 50.0051 | 49.7442 | 49.8201 | 51.4258 | 53.5418 | 56.1582 | 58.8924 | 61.4673 | 63.3469 | 64.2434 | 64.6713 | 64.2887 | 63.2329 | 60.8598 | 57.9743 | 56.2975 | 55.05 | 53.8852 | 52.707 | 2.972 | 2.638 | 2.8969 | 3.4282 | 4.4147 | 3.5017 | 3.4424 | 3.5916 | 3.8441 | 3.636 | 3.5469 | 3.9606 | 4.1041 | 4.5051 | 4.931 | 4.8564 | 4.7415 | 4.1015 | 3.5116 | 3.5541 | 3.1807 | 3.159 | 3.3039 | 3.2268
Program Specific1-in-2Size: Over 200kWOther2021April Monthly Peak | Program Specific | 1-in-2 | Size: Over 200kW | Other | 2021 | April Monthly Peak | 4 | 131.764 | 128.108 | 123.9346 | 122.9554 | 130.2699 | 150.0781 | 175.8725 | 192.9769 | 202.7631 | 207.3641 | 215.1025 | 217.2085 | 216.5927 | 219.4778 | 214.5738 | 203.7291 | 191.1504 | 179.2882 | 171.7458 | 169.742 | 166.3474 | 158.4766 | 148.5019 | 141.8352 | -0.76856 | -1.5033 | -0.93106 | -0.26648 | -0.16569 | -2.2214 | -0.93059 | -0.8258 | -0.70221 | -0.28566 | -0.14681 | 0.1087 | 0.1552 | 1.4496 | 9.3059 | 9.0582 | 7.0391 | 5.8537 | 0.11631 | -2.171 | -2.7098 | -2.7171 | -2.35 | -2.4194 | 61.8404 | 60.8797 | 60.1299 | 59.3665 | 58.5723 | 57.9612 | 57.5059 | 57.3759 | 59.3147 | 63.1386 | 67.8289 | 72.3238 | 75.7785 | 77.9594 | 79.0562 | 79.3604 | 78.8091 | 78.3925 | 76.9235 | 74.542 | 70.8343 | 68.3941 | 66.2958 | 64.6091 | 3.0415 | 2.6992 | 2.9495 | 3.4897 | 4.5024 | 3.5634 | 3.4287 | 3.601 | 3.8993 | 3.7407 | 3.6923 | 4.1495 | 4.3496 | 4.7874 | 5.2623 | 5.1712 | 5.0142 | 4.2609 | 3.5475 | 3.6069 | 3.2704 | 3.2395 | 3.3917 | 3.321
Program Specific1-in-2Size: Over 200kWOther2021May Monthly Peak | Program Specific | 1-in-2 | Size: Over 200kW | Other | 2021 | May Monthly Peak | 5 | 131.8493 | 128.5096 | 124.7876 | 123.9032 | 131.7662 | 151.9208 | 177.0145 | 197.3455 | 208.5805 | 215.1766 | 223.3109 | 225.4382 | 223.8594 | 226.1801 | 220.8931 | 208.9076 | 195.5785 | 182.04 | 173.2114 | 168.887 | 166.7912 | 159.2336 | 149.7368 | 143.1255 | -0.76906 | -1.508 | -0.93747 | -0.26853 | -0.16759 | -2.2487 | -0.93663 | -0.84449 | -0.72236 | -0.29642 | -0.15241 | 0.11282 | 0.1604 | 1.4939 | 9.5799 | 9.2884 | 7.2022 | 5.9435 | 0.1173 | -2.1601 | -2.717 | -2.73 | -2.3696 | -2.4414 | 64.2765 | 63.2619 | 62.3497 | 61.5693 | 60.7951 | 59.9315 | 59.4087 | 60.0462 | 62.9071 | 66.4773 | 70.3889 | 74.0976 | 77.4446 | 79.8533 | 81.2849 | 81.6994 | 81.5597 | 80.7187 | 78.9518 | 76.6671 | 72.8488 | 69.7454 | 67.9574 | 66.3203 | 3.0435 | 2.7076 | 2.9698 | 3.5166 | 4.5541 | 3.6072 | 3.451 | 3.6825 | 4.0112 | 3.8817 | 3.8332 | 4.3067 | 4.4956 | 4.9336 | 5.4173 | 5.3026 | 5.1304 | 4.3263 | 3.5778 | 3.5887 | 3.2791 | 3.255 | 3.4199 | 3.3512
Program Specific1-in-2Size: Over 200kWOther2021June Monthly Peak | Program Specific | 1-in-2 | Size: Over 200kW | Other | 2021 | June Monthly Peak | 6 | 138.0002 | 134.2528 | 130.5491 | 129.4899 | 137.2235 | 156.561 | 180.7421 | 200.0716 | 210.677 | 216.292 | 224.5818 | 225.8975 | 221.2447 | 222.6323 | 216.9175 | 207.7385 | 196.3904 | 184.2049 | 177.8473 | 172.4218 | 171.5327 | 164.3436 | 153.8889 | 147.4565 | -0.7897 | -1.3724 | -0.86566 | -0.34431 | -0.28407 | -1.9933 | -0.92459 | -1.0296 | -0.81805 | -0.4442 | -0.50736 | -0.13585 | -0.010524 | 1.6038 | 9.4023 | 9.3883 | 7.5859 | 6.3669 | 0.73257 | -1.6279 | -2.2396 | -2.4159 | -2.283 | -2.4149 | 67.0198 | 65.8049 | 64.8239 | 63.9858 | 63.1357 | 62.5767 | 62.1039 | 62.8455 | 65.711 | 69.6959 | 73.5162 | 76.9415 | 79.4422 | 81.6167 | 82.6709 | 83.2132 | 83.4955 | 83.164 | 81.8317 | 79.4476 | 76.296 | 72.8368 | 70.5518 | 69.0078 | 3.073 | 2.7287 | 2.9972 | 3.5454 | 4.5753 | 3.5861 | 3.3992 | 3.6015 | 3.9084 | 3.764 | 3.7189 | 4.163 | 4.2861 | 4.6847 | 5.1319 | 5.0867 | 4.9698 | 4.2231 | 3.5438 | 3.5344 | 3.2532 | 3.2408 | 3.3906 | 3.3306
Program Specific1-in-2Size: Over 200kWOther2021July Monthly Peak | Program Specific | 1-in-2 | Size: Over 200kW | Other | 2021 | July Monthly Peak | 7 | 140.4924 | 137.1895 | 134.0623 | 132.7618 | 141.1036 | 161.4827 | 186.6805 | 204.814 | 214.2603 | 220.13 | 227.7591 | 228.2335 | 223.2127 | 225.4414 | 219.9608 | 211.021 | 199.9125 | 188.4131 | 180.803 | 176.2566 | 175.8784 | 168.3508 | 157.3699 | 150.1035 | -0.7826 | -1.1169 | -0.72625 | -0.44288 | -0.44717 | -1.5957 | -0.9098 | -1.2985 | -0.95577 | -0.65697 | -1.0089 | -0.48344 | -0.24542 | 1.81 | 9.527 | 9.749 | 8.2178 | 7.009 | 1.6015 | -0.85155 | -1.5135 | -1.9083 | -2.1204 | -2.3176 | 69.0878 | 68.2735 | 67.6313 | 66.9895 | 66.3655 | 65.9526 | 65.6696 | 66.0513 | 68.45 | 72.1899 | 76.4438 | 80.1246 | 82.9704 | 85.3436 | 87.0353 | 87.4043 | 87.2817 | 86.2475 | 84.9297 | 83.0379 | 79.7238 | 75.9944 | 73.5676 | 72.0268 | 3.0388 | 2.7085 | 2.9896 | 3.5308 | 4.5698 | 3.5928 | 3.4103 | 3.5812 | 3.861 | 3.721 | 3.6634 | 4.0856 | 4.2004 | 4.6079 | 5.0548 | 5.019 | 4.9139 | 4.1958 | 3.4995 | 3.5095 | 3.2401 | 3.2247 | 3.368 | 3.2933
Program Specific1-in-2Size: Over 200kWOther2021August Monthly Peak | Program Specific | 1-in-2 | Size: Over 200kW | Other | 2021 | August Monthly Peak | 8 | 145.5536 | 141.8629 | 138.1684 | 137.8022 | 146.7468 | 168.5192 | 196.8407 | 218.3336 | 232.0431 | 240.7015 | 250.3435 | 252.3694 | 248.0134 | 250.6163 | 243.7629 | 231.2444 | 215.6852 | 200.1726 | 190.8102 | 186.1679 | 183.4591 | 175.0686 | 163.9711 | 156.7689 | -0.78197 | -0.7704 | -0.5301 | -0.58118 | -0.67508 | -1.0398 | -0.89728 | -1.7237 | -1.2097 | -1.0102 | -1.8166 | -1.0331 | -0.61246 | 2.2813 | 10.5474 | 10.9864 | 9.5628 | 8.1336 | 2.8676 | 0.21834 | -0.51522 | -1.2172 | -1.9185 | -2.2291 | 73.5662 | 72.7688 | 71.8849 | 70.8097 | 70.1183 | 69.5205 | 69.003 | 69.0526 | 71.6509 | 76.3979 | 81.2676 | 85.1691 | 88.137 | 90.3014 | 91.5465 | 91.6677 | 91.5961 | 90.3261 | 88.3174 | 85.6821 | 81.9414 | 79.3433 | 77.5736 | 75.881 | 3.1593 | 2.8106 | 3.092 | 3.6777 | 4.7692 | 3.7625 | 3.6085 | 3.831 | 4.1961 | 4.083 | 4.0408 | 4.5334 | 4.6834 | 5.1404 | 5.6214 | 5.5193 | 5.3202 | 4.4733 | 3.7061 | 3.7198 | 3.3915 | 3.3652 | 3.5215 | 3.4516
Program Specific1-in-2Size: Over 200kWOther2021September Monthly Peak | Program Specific | 1-in-2 | Size: Over 200kW | Other | 2021 | September Monthly Peak | 9 | 141.714 | 138.987 | 135.1147 | 134.8404 | 144.4368 | 165.6995 | 195.7306 | 216.5807 | 232.4674 | 241.43 | 250.3011 | 251.966 | 246.4741 | 249.4362 | 242.9618 | 228.9697 | 211.9926 | 196.2684 | 187.7857 | 184.9436 | 179.1421 | 171.3141 | 158.934 | 151.8127 | -0.78621 | -1.0886 | -0.70764 | -0.46334 | -0.48126 | -1.5674 | -0.94688 | -1.4115 | -1.0569 | -0.75385 | -1.1893 | -0.59036 | -0.30943 | 2.0331 | 10.522 | 10.6124 | 8.7923 | 7.3779 | 1.7952 | -0.76714 | -1.4234 | -1.8565 | -2.1094 | -2.3229 | 68.6809 | 67.6773 | 66.9352 | 66.0688 | 65.4705 | 64.9222 | 64.7678 | 64.5341 | 66.4697 | 71.3123 | 76.8655 | 82.0714 | 86.3402 | 88.9905 | 90.1765 | 90.3885 | 89.696 | 88.4161 | 85.8907 | 82.4169 | 78.7275 | 76.4225 | 75.0161 | 73.9845 | 3.059 | 2.7385 | 3.007 | 3.5788 | 4.6683 | 3.6792 | 3.5684 | 3.7793 | 4.1806 | 4.0728 | 4.0178 | 4.5013 | 4.6287 | 5.088 | 5.5721 | 5.4349 | 5.2003 | 4.3619 | 3.6272 | 3.675 | 3.2935 | 3.2748 | 3.3945 | 3.324
Program Specific1-in-2Size: Over 200kWOther2021October Monthly Peak | Program Specific | 1-in-2 | Size: Over 200kW | Other | 2021 | October Monthly Peak | 10 | 140.4483 | 136.6349 | 132.9074 | 131.953 | 140.1707 | 161.1363 | 191.1839 | 209.9656 | 224.0059 | 234.3255 | 244.6918 | 249.1795 | 247.7691 | 250.622 | 244.59 | 230.9623 | 213.7144 | 198.2839 | 191.5045 | 184.7947 | 178.0142 | 169.5089 | 157.882 | 150.5158 | -0.78367 | -1.1299 | -0.72995 | -0.43467 | -0.43471 | -1.6206 | -0.9346 | -1.3157 | -0.99126 | -0.68588 | -1.0511 | -0.50449 | -0.25634 | 1.9994 | 10.5942 | 10.6559 | 8.7524 | 7.3439 | 1.6403 | -0.94537 | -1.5808 | -1.9567 | -2.1405 | -2.3326 | 69.0065 | 68.488 | 67.4417 | 66.4539 | 65.7723 | 65.0107 | 64.6761 | 64.7387 | 65.5301 | 70.0252 | 75.91 | 81.2469 | 84.9516 | 86.9922 | 88.269 | 88.277 | 87.1012 | 85.7082 | 83.3981 | 79.7473 | 76.2881 | 73.7914 | 71.788 | 70.3542 | 3.041 | 2.7003 | 2.9669 | 3.5129 | 4.5443 | 3.5888 | 3.4962 | 3.6751 | 4.0408 | 3.965 | 3.9398 | 4.4651 | 4.6673 | 5.1278 | 5.6266 | 5.499 | 5.2586 | 4.4202 | 3.7104 | 3.6833 | 3.2828 | 3.2502 | 3.3824 | 3.3057
Program Specific1-in-2Size: Over 200kWOther2021November Monthly Peak | Program Specific | 1-in-2 | Size: Over 200kW | Other | 2021 | November Monthly Peak | 11 | 130.5176 | 127.2599 | 123.1524 | 122.0267 | 130.1266 | 150.9552 | 176.8855 | 193.1979 | 202.8848 | 207.439 | 213.9889 | 216.1304 | 214.1809 | 216.398 | 210.0657 | 198.7966 | 188.1507 | 181.5686 | 174.0238 | 166.6411 | 160.5387 | 153.2915 | 144.2706 | 138.4967 | -0.76129 | -1.4933 | -0.92518 | -0.26446 | -0.1655 | -2.2344 | -0.93595 | -0.82675 | -0.70263 | -0.28576 | -0.14605 | 0.10816 | 0.15347 | 1.4293 | 9.1104 | 8.8389 | 6.9287 | 5.9281 | 0.11785 | -2.1314 | -2.6151 | -2.6282 | -2.2831 | -2.3625 | 58.3745 | 57.4219 | 56.4607 | 55.6448 | 54.7793 | 54.2637 | 53.804 | 53.6194 | 56.9983 | 62.2896 | 68.3444 | 73.517 | 76.9402 | 78.4923 | 79.045 | 78.5768 | 76.3256 | 72.208 | 67.8907 | 65.3062 | 63.2565 | 61.6944 | 60.6529 | 59.5939 | 3.0128 | 2.6813 | 2.9309 | 3.4634 | 4.4975 | 3.5843 | 3.4485 | 3.6051 | 3.9017 | 3.7421 | 3.6732 | 4.1289 | 4.3012 | 4.7202 | 5.1518 | 5.046 | 4.9356 | 4.3151 | 3.5945 | 3.541 | 3.1562 | 3.1336 | 3.2951 | 3.2428
Program Specific1-in-2Size: Over 200kWOther2021December Monthly Peak | Program Specific | 1-in-2 | Size: Over 200kW | Other | 2021 | December Monthly Peak | 12 | 124.8292 | 121.0925 | 117.7029 | 116.9401 | 125.0674 | 145.9286 | 173.3696 | 189.1962 | 197.8771 | 199.1713 | 200.4965 | 197.5253 | 191.7602 | 191.4952 | 184.1329 | 175.7627 | 170.0184 | 166.7449 | 163.139 | 157.3555 | 152.3116 | 147.0197 | 137.8532 | 131.4432 | -0.72811 | -1.4209 | -0.88424 | -0.25344 | -0.15907 | -2.16 | -0.91735 | -0.80962 | -0.68529 | -0.27438 | -0.13684 | 0.098851 | 0.1374 | 1.2648 | 7.9857 | 7.8147 | 6.261 | 5.4441 | 0.11048 | -2.0126 | -2.4811 | -2.5206 | -2.1815 | -2.2421 | 47.3385 | 46.7706 | 45.7501 | 44.8922 | 44.2268 | 43.6935 | 43.5346 | 43.2143 | 43.5347 | 46.3061 | 48.9796 | 51.3152 | 52.9356 | 53.8361 | 54.452 | 54.5773 | 54.0503 | 52.8468 | 51.188 | 49.903 | 48.8855 | 48.0629 | 47.2613 | 46.2583 | 2.8815 | 2.5514 | 2.8012 | 3.319 | 4.3226 | 3.4649 | 3.38 | 3.5304 | 3.8054 | 3.5929 | 3.4416 | 3.7734 | 3.851 | 4.177 | 4.5158 | 4.4613 | 4.4599 | 3.9628 | 3.3697 | 3.3437 | 2.9944 | 3.0053 | 3.1485 | 3.0776
Program Specific1-in-2Size: Over 200kWOther2021Typical Event Day | Program Specific | 1-in-2 | Size: Over 200kW | Other | 2021 | Typical Event Day | 8 | 143.4561 | 139.8236 | 135.7533 | 135.291 | 144.0078 | 165.3978 | 193.26 | 213.1512 | 224.6345 | 231.1965 | 239.6396 | 241.4212 | 237.2325 | 239.9945 | 233.7886 | 222.0741 | 207.3929 | 193.1634 | 185.0913 | 180.8737 | 178.6258 | 170.6011 | 160.0687 | 153.1252 | -0.79665 | -1.1056 | -0.71685 | -0.46163 | -0.4742 | -1.5813 | -0.93659 | -1.3801 | -1.0167 | -0.71424 | -1.1201 | -0.55263 | -0.28895 | 1.9491 | 10.125 | 10.2848 | 8.5832 | 7.243 | 1.7382 | -0.77992 | -1.4476 | -1.8692 | -2.1322 | -2.3481 | 69.5887 | 68.6311 | 67.8188 | 66.9635 | 66.2725 | 65.743 | 65.3861 | 65.6209 | 68.0704 | 72.399 | 77.0233 | 81.0767 | 84.2224 | 86.5631 | 87.8573 | 88.1684 | 88.0173 | 87.0384 | 85.2424 | 82.6461 | 79.1722 | 76.1493 | 74.1773 | 72.725 | 3.098 | 2.7561 | 3.0225 | 3.5923 | 4.6564 | 3.6741 | 3.5249 | 3.7211 | 4.0415 | 3.9018 | 3.8484 | 4.3147 | 4.4571 | 4.8975 | 5.364 | 5.2735 | 5.0897 | 4.2947 | 3.5767 | 3.5957 | 3.2854 | 3.2626 | 3.4203 | 3.3542
Program Specific1-in-2Size: Over 200kWOther2022January Monthly Peak | Program Specific | 1-in-2 | Size: Over 200kW | Other | 2022 | January Monthly Peak | 1 | 124.3863 | 121.038 | 116.9181 | 117.5208 | 126.0704 | 147.1911 | 176.2177 | 192.122 | 199.5563 | 199.8346 | 202.2362 | 200.604 | 195.4864 | 196.8381 | 190.2401 | 180.9875 | 172.2904 | 168.7047 | 164.1332 | 157.3579 | 152.0742 | 145.9722 | 137.536 | 131.6817 | -0.72553 | -1.4203 | -0.87835 | -0.2547 | -0.16035 | -2.1787 | -0.93242 | -0.82214 | -0.69111 | -0.27529 | -0.13803 | 0.10039 | 0.14007 | 1.3001 | 8.2506 | 8.047 | 6.3446 | 5.5081 | 0.11115 | -2.0127 | -2.4772 | -2.5027 | -2.1765 | -2.2462 | 51.1961 | 50.7347 | 50.4652 | 50.0251 | 49.8675 | 49.3627 | 49.5352 | 49.3086 | 49.4712 | 50.9245 | 52.8941 | 54.8681 | 56.5352 | 57.5438 | 58.247 | 58.2774 | 58.0743 | 57.1895 | 55.5427 | 54.0875 | 53.5443 | 53.1546 | 52.4104 | 51.5353 | 2.8712 | 2.5502 | 2.7825 | 3.3355 | 4.3573 | 3.4949 | 3.4355 | 3.585 | 3.8376 | 3.6049 | 3.4714 | 3.8323 | 3.9258 | 4.2936 | 4.6656 | 4.5939 | 4.5195 | 4.0094 | 3.3903 | 3.3437 | 2.9898 | 2.9839 | 3.1413 | 3.0832
Program Specific1-in-2Size: Over 200kWOther2022February Monthly Peak | Program Specific | 1-in-2 | Size: Over 200kW | Other | 2022 | February Monthly Peak | 2 | 126.299 | 122.9592 | 119.116 | 119.4173 | 127.0814 | 147.6309 | 176.1208 | 191.3225 | 199.8908 | 201.7304 | 206.0942 | 206.5548 | 203.0715 | 206.0088 | 200.5678 | 189.4947 | 178.9436 | 172.9546 | 169.4283 | 162.2843 | 156.6088 | 150.0512 | 140.5567 | 134.1217 | -0.73669 | -1.4428 | -0.89486 | -0.25881 | -0.16163 | -2.1852 | -0.93191 | -0.81872 | -0.69227 | -0.2779 | -0.14066 | 0.10337 | 0.14551 | 1.3607 | 8.6985 | 8.4253 | 6.5896 | 5.6469 | 0.11474 | -2.0757 | -2.5511 | -2.5726 | -2.2243 | -2.2878 | 51.127 | 50.5453 | 50.1716 | 49.7763 | 49.4274 | 49.1711 | 48.7442 | 49.0533 | 50.477 | 54.0846 | 58.0955 | 61.2175 | 62.8221 | 63.43 | 63.9009 | 63.8012 | 63.6042 | 62.8682 | 60.867 | 58.5075 | 57.1351 | 56.4254 | 55.6354 | 54.4498 | 2.9154 | 2.5907 | 2.8348 | 3.3893 | 4.3922 | 3.5053 | 3.4336 | 3.5701 | 3.8441 | 3.6391 | 3.5377 | 3.9459 | 4.0781 | 4.4936 | 4.9189 | 4.8098 | 4.694 | 4.1104 | 3.4996 | 3.4484 | 3.0789 | 3.0673 | 3.2102 | 3.1404
Program Specific1-in-2Size: Over 200kWOther2022March Monthly Peak | Program Specific | 1-in-2 | Size: Over 200kW | Other | 2022 | March Monthly Peak | 3 | 128.7501 | 125.2049 | 121.7236 | 120.7866 | 127.7317 | 147.4798 | 176.5748 | 192.4726 | 199.8909 | 201.5584 | 206.6317 | 207.3232 | 204.3658 | 206.5349 | 201.0638 | 191.3291 | 180.7524 | 172.5827 | 170.0066 | 167.2561 | 161.7859 | 154.5364 | 144.6573 | 137.8137 | -0.75098 | -1.4692 | -0.91445 | -0.26178 | -0.16246 | -2.1829 | -0.93431 | -0.82364 | -0.69227 | -0.27766 | -0.14103 | 0.10375 | 0.14643 | 1.3642 | 8.72 | 8.5068 | 6.6562 | 5.6347 | 0.11513 | -2.1393 | -2.6354 | -2.6495 | -2.2892 | -2.3508 | 52.6175 | 51.8823 | 51.2562 | 50.8554 | 50.2815 | 50.0051 | 49.7442 | 49.8201 | 51.4258 | 53.5418 | 56.1582 | 58.8924 | 61.4673 | 63.3469 | 64.2434 | 64.6713 | 64.2887 | 63.2329 | 60.8598 | 57.9743 | 56.2975 | 55.05 | 53.8852 | 52.707 | 2.972 | 2.638 | 2.8969 | 3.4282 | 4.4147 | 3.5017 | 3.4424 | 3.5916 | 3.8441 | 3.636 | 3.5469 | 3.9606 | 4.1041 | 4.5051 | 4.931 | 4.8564 | 4.7415 | 4.1015 | 3.5116 | 3.5541 | 3.1807 | 3.159 | 3.3039 | 3.2268
Program Specific1-in-2Size: Over 200kWOther2022April Monthly Peak | Program Specific | 1-in-2 | Size: Over 200kW | Other | 2022 | April Monthly Peak | 4 | 131.764 | 128.108 | 123.9346 | 122.9554 | 130.2699 | 150.0781 | 175.8725 | 192.9769 | 202.7631 | 207.3641 | 215.1025 | 217.2085 | 216.5927 | 219.4778 | 214.5738 | 203.7291 | 191.1504 | 179.2882 | 171.7458 | 169.742 | 166.3474 | 158.4766 | 148.5019 | 141.8352 | -0.76856 | -1.5033 | -0.93106 | -0.26648 | -0.16569 | -2.2214 | -0.93059 | -0.8258 | -0.70221 | -0.28566 | -0.14681 | 0.1087 | 0.1552 | 1.4496 | 9.3059 | 9.0582 | 7.0391 | 5.8537 | 0.11631 | -2.171 | -2.7098 | -2.7171 | -2.35 | -2.4194 | 61.8405 | 60.8797 | 60.1299 | 59.3665 | 58.5723 | 57.9612 | 57.5059 | 57.3759 | 59.3147 | 63.1386 | 67.8289 | 72.3238 | 75.7785 | 77.9594 | 79.0562 | 79.3604 | 78.8091 | 78.3925 | 76.9235 | 74.542 | 70.8343 | 68.3941 | 66.2958 | 64.6091 | 3.0415 | 2.6992 | 2.9495 | 3.4897 | 4.5024 | 3.5634 | 3.4287 | 3.601 | 3.8993 | 3.7407 | 3.6923 | 4.1495 | 4.3496 | 4.7874 | 5.2623 | 5.1712 | 5.0142 | 4.2609 | 3.5475 | 3.6069 | 3.2704 | 3.2395 | 3.3917 | 3.321
Program Specific1-in-2Size: Over 200kWOther2022May Monthly Peak | Program Specific | 1-in-2 | Size: Over 200kW | Other | 2022 | May Monthly Peak | 5 | 131.8493 | 128.5096 | 124.7876 | 123.9032 | 131.7662 | 151.9208 | 177.0145 | 197.3455 | 208.5804 | 215.1766 | 223.3109 | 225.4382 | 223.8594 | 226.1801 | 220.8931 | 208.9076 | 195.5785 | 182.04 | 173.2114 | 168.887 | 166.7912 | 159.2336 | 149.7368 | 143.1255 | -0.76906 | -1.508 | -0.93747 | -0.26853 | -0.16759 | -2.2487 | -0.93663 | -0.84449 | -0.72236 | -0.29642 | -0.15241 | 0.11282 | 0.1604 | 1.4939 | 9.5799 | 9.2884 | 7.2022 | 5.9435 | 0.1173 | -2.1601 | -2.717 | -2.73 | -2.3696 | -2.4414 | 64.2765 | 63.2619 | 62.3497 | 61.5693 | 60.7951 | 59.9315 | 59.4087 | 60.0462 | 62.9071 | 66.4773 | 70.3889 | 74.0976 | 77.4446 | 79.8533 | 81.2849 | 81.6994 | 81.5597 | 80.7187 | 78.9518 | 76.6671 | 72.8488 | 69.7454 | 67.9574 | 66.3203 | 3.0435 | 2.7076 | 2.9698 | 3.5166 | 4.5541 | 3.6072 | 3.451 | 3.6825 | 4.0112 | 3.8817 | 3.8332 | 4.3067 | 4.4956 | 4.9336 | 5.4173 | 5.3026 | 5.1304 | 4.3263 | 3.5778 | 3.5887 | 3.2791 | 3.255 | 3.4199 | 3.3512
Program Specific1-in-2Size: Over 200kWOther2022June Monthly Peak | Program Specific | 1-in-2 | Size: Over 200kW | Other | 2022 | June Monthly Peak | 6 | 138.0002 | 134.2527 | 130.5492 | 129.4899 | 137.2235 | 156.561 | 180.7421 | 200.0716 | 210.677 | 216.292 | 224.5818 | 225.8975 | 221.2447 | 222.6323 | 216.9175 | 207.7386 | 196.3904 | 184.2049 | 177.8473 | 172.4218 | 171.5327 | 164.3436 | 153.8889 | 147.4565 | -0.7897 | -1.3724 | -0.86566 | -0.34431 | -0.28407 | -1.9933 | -0.92459 | -1.0296 | -0.81805 | -0.4442 | -0.50736 | -0.13585 | -0.010524 | 1.6038 | 9.4023 | 9.3883 | 7.5859 | 6.3669 | 0.73257 | -1.6279 | -2.2396 | -2.4159 | -2.283 | -2.4149 | 67.0198 | 65.8049 | 64.8239 | 63.9859 | 63.1357 | 62.5767 | 62.1039 | 62.8455 | 65.711 | 69.6959 | 73.5162 | 76.9415 | 79.4422 | 81.6167 | 82.6709 | 83.2132 | 83.4955 | 83.164 | 81.8317 | 79.4476 | 76.296 | 72.8368 | 70.5518 | 69.0078 | 3.073 | 2.7287 | 2.9972 | 3.5454 | 4.5753 | 3.5861 | 3.3992 | 3.6015 | 3.9084 | 3.764 | 3.7189 | 4.163 | 4.2861 | 4.6847 | 5.1319 | 5.0867 | 4.9698 | 4.2231 | 3.5438 | 3.5344 | 3.2532 | 3.2408 | 3.3906 | 3.3306
Program Specific1-in-2Size: Over 200kWOther2022July Monthly Peak | Program Specific | 1-in-2 | Size: Over 200kW | Other | 2022 | July Monthly Peak | 7 | 140.4924 | 137.1895 | 134.0623 | 132.7618 | 141.1036 | 161.4827 | 186.6804 | 204.814 | 214.2603 | 220.13 | 227.7591 | 228.2335 | 223.2127 | 225.4414 | 219.9608 | 211.021 | 199.9125 | 188.4131 | 180.803 | 176.2566 | 175.8784 | 168.3508 | 157.3699 | 150.1035 | -0.7826 | -1.1169 | -0.72625 | -0.44288 | -0.44717 | -1.5957 | -0.9098 | -1.2985 | -0.95577 | -0.65697 | -1.0089 | -0.48344 | -0.24542 | 1.81 | 9.527 | 9.749 | 8.2178 | 7.009 | 1.6015 | -0.85155 | -1.5135 | -1.9083 | -2.1204 | -2.3176 | 69.0878 | 68.2735 | 67.6313 | 66.9895 | 66.3655 | 65.9526 | 65.6696 | 66.0513 | 68.45 | 72.1899 | 76.4438 | 80.1246 | 82.9704 | 85.3436 | 87.0353 | 87.4043 | 87.2817 | 86.2475 | 84.9297 | 83.0379 | 79.7238 | 75.9944 | 73.5676 | 72.0268 | 3.0388 | 2.7085 | 2.9896 | 3.5308 | 4.5698 | 3.5928 | 3.4103 | 3.5812 | 3.861 | 3.721 | 3.6634 | 4.0856 | 4.2004 | 4.6079 | 5.0548 | 5.019 | 4.9139 | 4.1958 | 3.4995 | 3.5095 | 3.2401 | 3.2247 | 3.368 | 3.2933
Program Specific1-in-2Size: Over 200kWOther2022August Monthly Peak | Program Specific | 1-in-2 | Size: Over 200kW | Other | 2022 | August Monthly Peak | 8 | 145.5536 | 141.8629 | 138.1684 | 137.8022 | 146.7468 | 168.5192 | 196.8407 | 218.3336 | 232.0431 | 240.7015 | 250.3435 | 252.3694 | 248.0134 | 250.6163 | 243.7629 | 231.2444 | 215.6852 | 200.1726 | 190.8102 | 186.1679 | 183.4591 | 175.0686 | 163.9711 | 156.7689 | -0.78197 | -0.7704 | -0.5301 | -0.58118 | -0.67508 | -1.0398 | -0.89728 | -1.7237 | -1.2097 | -1.0102 | -1.8166 | -1.0331 | -0.61246 | 2.2813 | 10.5474 | 10.9864 | 9.5628 | 8.1336 | 2.8676 | 0.21834 | -0.51522 | -1.2172 | -1.9185 | -2.2291 | 73.5662 | 72.7688 | 71.8849 | 70.8097 | 70.1183 | 69.5205 | 69.003 | 69.0526 | 71.6509 | 76.3979 | 81.2676 | 85.1691 | 88.137 | 90.3014 | 91.5465 | 91.6677 | 91.5961 | 90.3261 | 88.3174 | 85.6821 | 81.9414 | 79.3433 | 77.5736 | 75.881 | 3.1593 | 2.8106 | 3.092 | 3.6777 | 4.7692 | 3.7625 | 3.6085 | 3.831 | 4.1961 | 4.083 | 4.0408 | 4.5334 | 4.6834 | 5.1404 | 5.6214 | 5.5193 | 5.3202 | 4.4733 | 3.7061 | 3.7198 | 3.3915 | 3.3652 | 3.5215 | 3.4516
Program Specific1-in-2Size: Over 200kWOther2022September Monthly Peak | Program Specific | 1-in-2 | Size: Over 200kW | Other | 2022 | September Monthly Peak | 9 | 141.714 | 138.987 | 135.1147 | 134.8404 | 144.4368 | 165.6995 | 195.7306 | 216.5806 | 232.4674 | 241.43 | 250.3011 | 251.966 | 246.4741 | 249.4362 | 242.9618 | 228.9697 | 211.9926 | 196.2683 | 187.7857 | 184.9436 | 179.1421 | 171.314 | 158.934 | 151.8127 | -0.78621 | -1.0886 | -0.70764 | -0.46334 | -0.48126 | -1.5674 | -0.94688 | -1.4115 | -1.0569 | -0.75385 | -1.1893 | -0.59036 | -0.30943 | 2.0331 | 10.522 | 10.6124 | 8.7923 | 7.3779 | 1.7952 | -0.76714 | -1.4234 | -1.8565 | -2.1094 | -2.3229 | 68.6809 | 67.6773 | 66.9352 | 66.0688 | 65.4705 | 64.9222 | 64.7678 | 64.5341 | 66.4697 | 71.3123 | 76.8655 | 82.0714 | 86.3402 | 88.9905 | 90.1765 | 90.3885 | 89.696 | 88.4161 | 85.8907 | 82.4169 | 78.7275 | 76.4225 | 75.0161 | 73.9845 | 3.059 | 2.7385 | 3.007 | 3.5788 | 4.6683 | 3.6792 | 3.5684 | 3.7793 | 4.1806 | 4.0728 | 4.0178 | 4.5013 | 4.6287 | 5.088 | 5.5721 | 5.4349 | 5.2003 | 4.3619 | 3.6272 | 3.675 | 3.2935 | 3.2748 | 3.3945 | 3.324
Program Specific1-in-2Size: Over 200kWOther2022October Monthly Peak | Program Specific | 1-in-2 | Size: Over 200kW | Other | 2022 | October Monthly Peak | 10 | 140.4483 | 136.6349 | 132.9074 | 131.953 | 140.1707 | 161.1363 | 191.1839 | 209.9656 | 224.0059 | 234.3254 | 244.6918 | 249.1795 | 247.7691 | 250.622 | 244.59 | 230.9623 | 213.7144 | 198.2839 | 191.5045 | 184.7947 | 178.0142 | 169.5089 | 157.882 | 150.5158 | -0.78367 | -1.1299 | -0.72995 | -0.43467 | -0.43471 | -1.6206 | -0.9346 | -1.3157 | -0.99126 | -0.68588 | -1.0511 | -0.50449 | -0.25634 | 1.9994 | 10.5942 | 10.6559 | 8.7524 | 7.3439 | 1.6403 | -0.94537 | -1.5808 | -1.9567 | -2.1405 | -2.3326 | 69.0065 | 68.488 | 67.4417 | 66.4539 | 65.7723 | 65.0107 | 64.6761 | 64.7387 | 65.5301 | 70.0252 | 75.91 | 81.2469 | 84.9516 | 86.9922 | 88.269 | 88.277 | 87.1012 | 85.7082 | 83.3981 | 79.7473 | 76.2881 | 73.7914 | 71.788 | 70.3542 | 3.041 | 2.7003 | 2.9669 | 3.5129 | 4.5443 | 3.5888 | 3.4962 | 3.6751 | 4.0408 | 3.965 | 3.9398 | 4.4651 | 4.6673 | 5.1278 | 5.6266 | 5.499 | 5.2586 | 4.4202 | 3.7104 | 3.6833 | 3.2828 | 3.2502 | 3.3824 | 3.3057
Program Specific1-in-2Size: Over 200kWOther2022November Monthly Peak | Program Specific | 1-in-2 | Size: Over 200kW | Other | 2022 | November Monthly Peak | 11 | 130.5176 | 127.2599 | 123.1524 | 122.0267 | 130.1266 | 150.9552 | 176.8855 | 193.198 | 202.8848 | 207.439 | 213.9889 | 216.1304 | 214.1809 | 216.398 | 210.0656 | 198.7966 | 188.1507 | 181.5686 | 174.0238 | 166.6411 | 160.5387 | 153.2915 | 144.2706 | 138.4967 | -0.76129 | -1.4933 | -0.92518 | -0.26446 | -0.1655 | -2.2344 | -0.93595 | -0.82675 | -0.70263 | -0.28576 | -0.14605 | 0.10816 | 0.15347 | 1.4293 | 9.1104 | 8.8389 | 6.9287 | 5.9281 | 0.11785 | -2.1314 | -2.6151 | -2.6282 | -2.2831 | -2.3625 | 58.3745 | 57.4219 | 56.4607 | 55.6448 | 54.7793 | 54.2637 | 53.804 | 53.6194 | 56.9983 | 62.2896 | 68.3444 | 73.517 | 76.9402 | 78.4923 | 79.045 | 78.5768 | 76.3256 | 72.208 | 67.8907 | 65.3062 | 63.2565 | 61.6944 | 60.6529 | 59.5939 | 3.0128 | 2.6813 | 2.9309 | 3.4634 | 4.4975 | 3.5843 | 3.4485 | 3.6051 | 3.9017 | 3.7421 | 3.6732 | 4.1289 | 4.3012 | 4.7202 | 5.1518 | 5.046 | 4.9356 | 4.3151 | 3.5945 | 3.541 | 3.1562 | 3.1336 | 3.2951 | 3.2428
Program Specific1-in-2Size: Over 200kWOther2022December Monthly Peak | Program Specific | 1-in-2 | Size: Over 200kW | Other | 2022 | December Monthly Peak | 12 | 124.8292 | 121.0925 | 117.7029 | 116.9401 | 125.0674 | 145.9286 | 173.3696 | 189.1962 | 197.8771 | 199.1713 | 200.4965 | 197.5253 | 191.7602 | 191.4952 | 184.1329 | 175.7627 | 170.0184 | 166.7449 | 163.139 | 157.3555 | 152.3115 | 147.0197 | 137.8532 | 131.4432 | -0.72811 | -1.4209 | -0.88424 | -0.25344 | -0.15907 | -2.16 | -0.91735 | -0.80962 | -0.68529 | -0.27438 | -0.13684 | 0.098851 | 0.1374 | 1.2648 | 7.9857 | 7.8147 | 6.261 | 5.4441 | 0.11048 | -2.0126 | -2.4811 | -2.5206 | -2.1815 | -2.2421 | 47.3385 | 46.7706 | 45.7501 | 44.8922 | 44.2268 | 43.6935 | 43.5346 | 43.2143 | 43.5347 | 46.3061 | 48.9796 | 51.3152 | 52.9356 | 53.8361 | 54.452 | 54.5773 | 54.0503 | 52.8468 | 51.188 | 49.903 | 48.8855 | 48.0629 | 47.2613 | 46.2583 | 2.8815 | 2.5514 | 2.8012 | 3.319 | 4.3226 | 3.4649 | 3.38 | 3.5304 | 3.8054 | 3.5929 | 3.4416 | 3.7734 | 3.851 | 4.177 | 4.5158 | 4.4613 | 4.4599 | 3.9628 | 3.3697 | 3.3437 | 2.9944 | 3.0053 | 3.1485 | 3.0776
Program Specific1-in-2Size: Over 200kWOther2022Typical Event Day | Program Specific | 1-in-2 | Size: Over 200kW | Other | 2022 | Typical Event Day | 8 | 143.4561 | 139.8236 | 135.7533 | 135.291 | 144.0078 | 165.3978 | 193.26 | 213.1512 | 224.6345 | 231.1965 | 239.6396 | 241.4212 | 237.2325 | 239.9945 | 233.7886 | 222.0741 | 207.3929 | 193.1634 | 185.0913 | 180.8737 | 178.6258 | 170.6011 | 160.0687 | 153.1252 | -0.79665 | -1.1056 | -0.71685 | -0.46163 | -0.4742 | -1.5813 | -0.93659 | -1.3801 | -1.0167 | -0.71424 | -1.1201 | -0.55263 | -0.28895 | 1.9491 | 10.125 | 10.2848 | 8.5832 | 7.243 | 1.7382 | -0.77992 | -1.4476 | -1.8692 | -2.1322 | -2.3481 | 69.5887 | 68.6311 | 67.8188 | 66.9635 | 66.2725 | 65.743 | 65.3861 | 65.6209 | 68.0704 | 72.399 | 77.0233 | 81.0767 | 84.2224 | 86.5631 | 87.8573 | 88.1684 | 88.0173 | 87.0384 | 85.2424 | 82.6461 | 79.1722 | 76.1493 | 74.1773 | 72.725 | 3.098 | 2.7561 | 3.0225 | 3.5923 | 4.6564 | 3.674 | 3.5249 | 3.7211 | 4.0415 | 3.9018 | 3.8484 | 4.3147 | 4.4571 | 4.8975 | 5.364 | 5.2735 | 5.0897 | 4.2947 | 3.5767 | 3.5957 | 3.2854 | 3.2626 | 3.4203 | 3.3542
Program Specific1-in-2Size: Over 200kWOther2023January Monthly Peak | Program Specific | 1-in-2 | Size: Over 200kW | Other | 2023 | January Monthly Peak | 1 | 124.3863 | 121.038 | 116.9181 | 117.5208 | 126.0704 | 147.1911 | 176.2177 | 192.122 | 199.5563 | 199.8346 | 202.2362 | 200.6039 | 195.4864 | 196.838 | 190.2401 | 180.9875 | 172.2904 | 168.7047 | 164.1332 | 157.3579 | 152.0742 | 145.9722 | 137.536 | 131.6817 | -0.72553 | -1.4203 | -0.87835 | -0.2547 | -0.16035 | -2.1787 | -0.93242 | -0.82214 | -0.69111 | -0.27529 | -0.13803 | 0.10039 | 0.14007 | 1.3001 | 8.2506 | 8.047 | 6.3446 | 5.5081 | 0.11115 | -2.0127 | -2.4772 | -2.5027 | -2.1765 | -2.2462 | 51.1961 | 50.7347 | 50.4652 | 50.0251 | 49.8674 | 49.3627 | 49.5352 | 49.3086 | 49.4712 | 50.9245 | 52.8941 | 54.8681 | 56.5352 | 57.5438 | 58.247 | 58.2774 | 58.0743 | 57.1895 | 55.5427 | 54.0875 | 53.5443 | 53.1546 | 52.4104 | 51.5353 | 2.8712 | 2.5502 | 2.7825 | 3.3355 | 4.3573 | 3.4949 | 3.4355 | 3.585 | 3.8376 | 3.6049 | 3.4714 | 3.8323 | 3.9258 | 4.2936 | 4.6656 | 4.5939 | 4.5195 | 4.0094 | 3.3903 | 3.3437 | 2.9898 | 2.9839 | 3.1413 | 3.0832
Program Specific1-in-2Size: Over 200kWOther2023February Monthly Peak | Program Specific | 1-in-2 | Size: Over 200kW | Other | 2023 | February Monthly Peak | 2 | 126.299 | 122.9592 | 119.116 | 119.4173 | 127.0814 | 147.6309 | 176.1208 | 191.3225 | 199.8908 | 201.7304 | 206.0942 | 206.5548 | 203.0714 | 206.0088 | 200.5678 | 189.4947 | 178.9436 | 172.9546 | 169.4283 | 162.2843 | 156.6088 | 150.0512 | 140.5567 | 134.1217 | -0.73669 | -1.4428 | -0.89486 | -0.25881 | -0.16163 | -2.1852 | -0.93191 | -0.81872 | -0.69227 | -0.2779 | -0.14066 | 0.10337 | 0.14551 | 1.3607 | 8.6985 | 8.4253 | 6.5896 | 5.6469 | 0.11474 | -2.0757 | -2.5511 | -2.5726 | -2.2243 | -2.2878 | 51.127 | 50.5453 | 50.1716 | 49.7763 | 49.4274 | 49.1711 | 48.7442 | 49.0533 | 50.477 | 54.0846 | 58.0955 | 61.2175 | 62.8221 | 63.43 | 63.9009 | 63.8012 | 63.6042 | 62.8682 | 60.867 | 58.5075 | 57.1351 | 56.4254 | 55.6354 | 54.4498 | 2.9154 | 2.5907 | 2.8348 | 3.3893 | 4.3922 | 3.5053 | 3.4336 | 3.5701 | 3.8441 | 3.6391 | 3.5377 | 3.9459 | 4.0781 | 4.4936 | 4.9189 | 4.8098 | 4.694 | 4.1104 | 3.4996 | 3.4484 | 3.0789 | 3.0673 | 3.2102 | 3.1404
Program Specific1-in-2Size: Over 200kWOther2023March Monthly Peak | Program Specific | 1-in-2 | Size: Over 200kW | Other | 2023 | March Monthly Peak | 3 | 128.7501 | 125.2049 | 121.7237 | 120.7866 | 127.7317 | 147.4798 | 176.5748 | 192.4725 | 199.8909 | 201.5584 | 206.6317 | 207.3232 | 204.3658 | 206.5349 | 201.0638 | 191.3291 | 180.7524 | 172.5827 | 170.0065 | 167.2561 | 161.7859 | 154.5364 | 144.6574 | 137.8137 | -0.75098 | -1.4692 | -0.91445 | -0.26178 | -0.16246 | -2.1829 | -0.93431 | -0.82364 | -0.69227 | -0.27766 | -0.14103 | 0.10375 | 0.14643 | 1.3642 | 8.72 | 8.5068 | 6.6562 | 5.6347 | 0.11513 | -2.1393 | -2.6354 | -2.6495 | -2.2892 | -2.3508 | 52.6175 | 51.8823 | 51.2562 | 50.8554 | 50.2815 | 50.0051 | 49.7442 | 49.8201 | 51.4258 | 53.5418 | 56.1582 | 58.8924 | 61.4673 | 63.3469 | 64.2434 | 64.6713 | 64.2887 | 63.2329 | 60.8598 | 57.9743 | 56.2975 | 55.05 | 53.8852 | 52.707 | 2.972 | 2.638 | 2.8969 | 3.4282 | 4.4147 | 3.5017 | 3.4424 | 3.5916 | 3.8441 | 3.636 | 3.5469 | 3.9606 | 4.1041 | 4.5051 | 4.931 | 4.8564 | 4.7415 | 4.1015 | 3.5116 | 3.5541 | 3.1807 | 3.159 | 3.3039 | 3.2268
Program Specific1-in-2Size: Over 200kWOther2023April Monthly Peak | Program Specific | 1-in-2 | Size: Over 200kW | Other | 2023 | April Monthly Peak | 4 | 131.764 | 128.108 | 123.9346 | 122.9554 | 130.2699 | 150.0781 | 175.8726 | 192.9769 | 202.7631 | 207.3641 | 215.1025 | 217.2085 | 216.5927 | 219.4778 | 214.5738 | 203.7291 | 191.1504 | 179.2882 | 171.7458 | 169.742 | 166.3474 | 158.4766 | 148.5019 | 141.8352 | -0.76856 | -1.5033 | -0.93106 | -0.26648 | -0.16569 | -2.2214 | -0.93059 | -0.8258 | -0.70221 | -0.28566 | -0.14681 | 0.1087 | 0.1552 | 1.4496 | 9.3059 | 9.0582 | 7.0391 | 5.8537 | 0.11631 | -2.171 | -2.7098 | -2.7171 | -2.35 | -2.4194 | 61.8405 | 60.8797 | 60.1299 | 59.3665 | 58.5723 | 57.9612 | 57.5059 | 57.3759 | 59.3147 | 63.1386 | 67.8289 | 72.3238 | 75.7785 | 77.9594 | 79.0562 | 79.3604 | 78.8091 | 78.3925 | 76.9235 | 74.542 | 70.8343 | 68.3941 | 66.2958 | 64.6091 | 3.0415 | 2.6992 | 2.9495 | 3.4897 | 4.5024 | 3.5634 | 3.4287 | 3.601 | 3.8993 | 3.7407 | 3.6923 | 4.1495 | 4.3496 | 4.7874 | 5.2623 | 5.1712 | 5.0142 | 4.2609 | 3.5475 | 3.6069 | 3.2704 | 3.2395 | 3.3917 | 3.321
Program Specific1-in-2Size: Over 200kWOther2023May Monthly Peak | Program Specific | 1-in-2 | Size: Over 200kW | Other | 2023 | May Monthly Peak | 5 | 131.8493 | 128.5096 | 124.7876 | 123.9032 | 131.7662 | 151.9208 | 177.0145 | 197.3455 | 208.5804 | 215.1766 | 223.3109 | 225.4383 | 223.8594 | 226.18 | 220.8931 | 208.9076 | 195.5785 | 182.04 | 173.2114 | 168.887 | 166.7912 | 159.2336 | 149.7368 | 143.1255 | -0.76906 | -1.508 | -0.93747 | -0.26853 | -0.16759 | -2.2487 | -0.93663 | -0.84449 | -0.72236 | -0.29642 | -0.15241 | 0.11282 | 0.1604 | 1.4939 | 9.5799 | 9.2884 | 7.2022 | 5.9435 | 0.1173 | -2.1601 | -2.717 | -2.73 | -2.3696 | -2.4414 | 64.2765 | 63.2619 | 62.3497 | 61.5693 | 60.7951 | 59.9315 | 59.4087 | 60.0462 | 62.9071 | 66.4773 | 70.3889 | 74.0976 | 77.4446 | 79.8533 | 81.2849 | 81.6994 | 81.5597 | 80.7187 | 78.9518 | 76.6671 | 72.8488 | 69.7454 | 67.9574 | 66.3203 | 3.0435 | 2.7076 | 2.9698 | 3.5166 | 4.5541 | 3.6072 | 3.451 | 3.6825 | 4.0112 | 3.8817 | 3.8332 | 4.3067 | 4.4956 | 4.9336 | 5.4173 | 5.3026 | 5.1304 | 4.3263 | 3.5778 | 3.5887 | 3.2791 | 3.255 | 3.4199 | 3.3512
Program Specific1-in-2Size: Over 200kWOther2023June Monthly Peak | Program Specific | 1-in-2 | Size: Over 200kW | Other | 2023 | June Monthly Peak | 6 | 138.0002 | 134.2528 | 130.5492 | 129.4899 | 137.2235 | 156.561 | 180.7421 | 200.0716 | 210.677 | 216.292 | 224.5818 | 225.8975 | 221.2447 | 222.6323 | 216.9175 | 207.7386 | 196.3904 | 184.2049 | 177.8473 | 172.4218 | 171.5327 | 164.3436 | 153.8889 | 147.4565 | -0.7897 | -1.3724 | -0.86566 | -0.34431 | -0.28407 | -1.9933 | -0.92459 | -1.0296 | -0.81805 | -0.4442 | -0.50736 | -0.13585 | -0.010524 | 1.6038 | 9.4023 | 9.3883 | 7.5859 | 6.3669 | 0.73257 | -1.6279 | -2.2396 | -2.4159 | -2.283 | -2.4149 | 67.0198 | 65.8049 | 64.8239 | 63.9858 | 63.1357 | 62.5767 | 62.1039 | 62.8455 | 65.711 | 69.6959 | 73.5162 | 76.9415 | 79.4422 | 81.6167 | 82.6709 | 83.2132 | 83.4955 | 83.164 | 81.8317 | 79.4476 | 76.296 | 72.8368 | 70.5518 | 69.0078 | 3.073 | 2.7287 | 2.9972 | 3.5454 | 4.5753 | 3.5861 | 3.3992 | 3.6015 | 3.9084 | 3.764 | 3.7189 | 4.163 | 4.2861 | 4.6847 | 5.1319 | 5.0867 | 4.9698 | 4.2231 | 3.5438 | 3.5344 | 3.2532 | 3.2408 | 3.3906 | 3.3306
Program Specific1-in-2Size: Over 200kWOther2023July Monthly Peak | Program Specific | 1-in-2 | Size: Over 200kW | Other | 2023 | July Monthly Peak | 7 | 140.4924 | 137.1895 | 134.0623 | 132.7618 | 141.1036 | 161.4827 | 186.6804 | 204.8141 | 214.2603 | 220.13 | 227.7591 | 228.2335 | 223.2127 | 225.4414 | 219.9608 | 211.021 | 199.9125 | 188.4131 | 180.803 | 176.2566 | 175.8784 | 168.3508 | 157.3699 | 150.1035 | -0.7826 | -1.1169 | -0.72625 | -0.44288 | -0.44717 | -1.5957 | -0.9098 | -1.2985 | -0.95577 | -0.65697 | -1.0089 | -0.48344 | -0.24542 | 1.81 | 9.527 | 9.749 | 8.2178 | 7.009 | 1.6015 | -0.85155 | -1.5135 | -1.9083 | -2.1204 | -2.3176 | 69.0878 | 68.2735 | 67.6313 | 66.9895 | 66.3655 | 65.9526 | 65.6696 | 66.0513 | 68.45 | 72.1899 | 76.4438 | 80.1246 | 82.9704 | 85.3436 | 87.0353 | 87.4043 | 87.2817 | 86.2475 | 84.9297 | 83.0379 | 79.7238 | 75.9944 | 73.5676 | 72.0268 | 3.0388 | 2.7085 | 2.9896 | 3.5308 | 4.5698 | 3.5928 | 3.4103 | 3.5812 | 3.861 | 3.721 | 3.6634 | 4.0856 | 4.2004 | 4.6079 | 5.0548 | 5.019 | 4.9139 | 4.1958 | 3.4995 | 3.5095 | 3.2401 | 3.2247 | 3.368 | 3.2933
Program Specific1-in-2Size: Over 200kWOther2023August Monthly Peak | Program Specific | 1-in-2 | Size: Over 200kW | Other | 2023 | August Monthly Peak | 8 | 145.5536 | 141.8629 | 138.1684 | 137.8022 | 146.7468 | 168.5193 | 196.8407 | 218.3337 | 232.0431 | 240.7015 | 250.3435 | 252.3694 | 248.0134 | 250.6163 | 243.7629 | 231.2444 | 215.6852 | 200.1726 | 190.8102 | 186.1679 | 183.4591 | 175.0686 | 163.9711 | 156.7689 | -0.78197 | -0.7704 | -0.5301 | -0.58118 | -0.67508 | -1.0398 | -0.89728 | -1.7237 | -1.2097 | -1.0102 | -1.8166 | -1.0331 | -0.61246 | 2.2813 | 10.5474 | 10.9864 | 9.5628 | 8.1336 | 2.8676 | 0.21834 | -0.51522 | -1.2172 | -1.9185 | -2.2291 | 73.5662 | 72.7688 | 71.8849 | 70.8097 | 70.1183 | 69.5205 | 69.003 | 69.0526 | 71.6509 | 76.3979 | 81.2676 | 85.1691 | 88.137 | 90.3014 | 91.5465 | 91.6677 | 91.5961 | 90.3261 | 88.3174 | 85.6821 | 81.9414 | 79.3433 | 77.5736 | 75.881 | 3.1593 | 2.8106 | 3.092 | 3.6777 | 4.7692 | 3.7625 | 3.6085 | 3.831 | 4.1961 | 4.083 | 4.0408 | 4.5334 | 4.6834 | 5.1404 | 5.6214 | 5.5193 | 5.3202 | 4.4733 | 3.7061 | 3.7198 | 3.3915 | 3.3652 | 3.5215 | 3.4516
Program Specific1-in-2Size: Over 200kWOther2023September Monthly Peak | Program Specific | 1-in-2 | Size: Over 200kW | Other | 2023 | September Monthly Peak | 9 | 141.714 | 138.987 | 135.1147 | 134.8404 | 144.4368 | 165.6995 | 195.7306 | 216.5807 | 232.4674 | 241.43 | 250.3011 | 251.966 | 246.4741 | 249.4362 | 242.9618 | 228.9697 | 211.9926 | 196.2684 | 187.7857 | 184.9436 | 179.1421 | 171.314 | 158.934 | 151.8127 | -0.78621 | -1.0886 | -0.70764 | -0.46334 | -0.48126 | -1.5674 | -0.94688 | -1.4115 | -1.0569 | -0.75385 | -1.1893 | -0.59036 | -0.30943 | 2.0331 | 10.522 | 10.6124 | 8.7923 | 7.3779 | 1.7952 | -0.76714 | -1.4234 | -1.8565 | -2.1094 | -2.3229 | 68.6809 | 67.6773 | 66.9352 | 66.0688 | 65.4705 | 64.9222 | 64.7678 | 64.5341 | 66.4697 | 71.3123 | 76.8655 | 82.0714 | 86.3402 | 88.9905 | 90.1765 | 90.3885 | 89.696 | 88.4161 | 85.8907 | 82.4169 | 78.7275 | 76.4225 | 75.0161 | 73.9845 | 3.059 | 2.7385 | 3.007 | 3.5788 | 4.6683 | 3.6792 | 3.5684 | 3.7793 | 4.1806 | 4.0728 | 4.0178 | 4.5013 | 4.6287 | 5.088 | 5.5721 | 5.4349 | 5.2003 | 4.3619 | 3.6272 | 3.675 | 3.2935 | 3.2748 | 3.3945 | 3.324
Program Specific1-in-2Size: Over 200kWOther2023October Monthly Peak | Program Specific | 1-in-2 | Size: Over 200kW | Other | 2023 | October Monthly Peak | 10 | 140.4483 | 136.6349 | 132.9074 | 131.953 | 140.1707 | 161.1363 | 191.1839 | 209.9656 | 224.0059 | 234.3254 | 244.6918 | 249.1795 | 247.7691 | 250.622 | 244.59 | 230.9623 | 213.7144 | 198.2839 | 191.5045 | 184.7948 | 178.0142 | 169.5089 | 157.882 | 150.5158 | -0.78367 | -1.1299 | -0.72995 | -0.43467 | -0.43471 | -1.6206 | -0.9346 | -1.3157 | -0.99126 | -0.68588 | -1.0511 | -0.50449 | -0.25634 | 1.9994 | 10.5942 | 10.6559 | 8.7524 | 7.3439 | 1.6403 | -0.94537 | -1.5808 | -1.9567 | -2.1405 | -2.3326 | 69.0065 | 68.488 | 67.4417 | 66.4539 | 65.7723 | 65.0107 | 64.6761 | 64.7387 | 65.5301 | 70.0252 | 75.91 | 81.2469 | 84.9516 | 86.9922 | 88.269 | 88.277 | 87.1012 | 85.7082 | 83.3981 | 79.7473 | 76.2881 | 73.7914 | 71.788 | 70.3542 | 3.041 | 2.7003 | 2.9669 | 3.5129 | 4.5443 | 3.5888 | 3.4962 | 3.6751 | 4.0408 | 3.965 | 3.9398 | 4.4651 | 4.6673 | 5.1278 | 5.6266 | 5.499 | 5.2586 | 4.4202 | 3.7104 | 3.6833 | 3.2828 | 3.2502 | 3.3824 | 3.3057
Program Specific1-in-2Size: Over 200kWOther2023November Monthly Peak | Program Specific | 1-in-2 | Size: Over 200kW | Other | 2023 | November Monthly Peak | 11 | 130.5176 | 127.2599 | 123.1524 | 122.0267 | 130.1266 | 150.9552 | 176.8855 | 193.198 | 202.8848 | 207.439 | 213.9889 | 216.1304 | 214.1809 | 216.398 | 210.0657 | 198.7966 | 188.1507 | 181.5686 | 174.0238 | 166.6411 | 160.5387 | 153.2915 | 144.2706 | 138.4967 | -0.76129 | -1.4933 | -0.92518 | -0.26446 | -0.1655 | -2.2344 | -0.93595 | -0.82675 | -0.70263 | -0.28576 | -0.14605 | 0.10816 | 0.15347 | 1.4293 | 9.1104 | 8.8389 | 6.9287 | 5.9281 | 0.11785 | -2.1314 | -2.6151 | -2.6282 | -2.2831 | -2.3625 | 58.3745 | 57.4219 | 56.4607 | 55.6448 | 54.7793 | 54.2637 | 53.804 | 53.6194 | 56.9983 | 62.2896 | 68.3444 | 73.517 | 76.9402 | 78.4923 | 79.045 | 78.5768 | 76.3256 | 72.208 | 67.8907 | 65.3062 | 63.2565 | 61.6944 | 60.6529 | 59.5939 | 3.0128 | 2.6813 | 2.9309 | 3.4634 | 4.4975 | 3.5843 | 3.4485 | 3.6051 | 3.9017 | 3.7421 | 3.6732 | 4.1289 | 4.3012 | 4.7202 | 5.1518 | 5.046 | 4.9356 | 4.3151 | 3.5945 | 3.541 | 3.1562 | 3.1336 | 3.2951 | 3.2428
Program Specific1-in-2Size: Over 200kWOther2023December Monthly Peak | Program Specific | 1-in-2 | Size: Over 200kW | Other | 2023 | December Monthly Peak | 12 | 124.8292 | 121.0925 | 117.7029 | 116.9401 | 125.0674 | 145.9286 | 173.3696 | 189.1962 | 197.8771 | 199.1713 | 200.4965 | 197.5253 | 191.7602 | 191.4952 | 184.1329 | 175.7627 | 170.0184 | 166.7449 | 163.139 | 157.3555 | 152.3116 | 147.0197 | 137.8532 | 131.4432 | -0.72811 | -1.4209 | -0.88424 | -0.25344 | -0.15907 | -2.16 | -0.91735 | -0.80962 | -0.68529 | -0.27438 | -0.13684 | 0.098851 | 0.1374 | 1.2648 | 7.9857 | 7.8147 | 6.261 | 5.4441 | 0.11048 | -2.0126 | -2.4811 | -2.5206 | -2.1815 | -2.2421 | 47.3385 | 46.7706 | 45.7501 | 44.8923 | 44.2268 | 43.6935 | 43.5346 | 43.2143 | 43.5347 | 46.3061 | 48.9796 | 51.3152 | 52.9356 | 53.8361 | 54.452 | 54.5773 | 54.0503 | 52.8468 | 51.188 | 49.903 | 48.8855 | 48.0629 | 47.2613 | 46.2583 | 2.8815 | 2.5514 | 2.8012 | 3.319 | 4.3226 | 3.4649 | 3.38 | 3.5304 | 3.8054 | 3.5929 | 3.4416 | 3.7734 | 3.851 | 4.177 | 4.5158 | 4.4613 | 4.4599 | 3.9628 | 3.3697 | 3.3437 | 2.9944 | 3.0053 | 3.1485 | 3.0776
Program Specific1-in-2Size: Over 200kWOther2023Typical Event Day | Program Specific | 1-in-2 | Size: Over 200kW | Other | 2023 | Typical Event Day | 8 | 143.4561 | 139.8236 | 135.7533 | 135.291 | 144.0078 | 165.3978 | 193.26 | 213.1512 | 224.6345 | 231.1965 | 239.6396 | 241.4212 | 237.2325 | 239.9945 | 233.7886 | 222.0741 | 207.3929 | 193.1634 | 185.0913 | 180.8737 | 178.6258 | 170.6011 | 160.0687 | 153.1252 | -0.79665 | -1.1056 | -0.71685 | -0.46163 | -0.4742 | -1.5813 | -0.93659 | -1.3801 | -1.0167 | -0.71424 | -1.1201 | -0.55263 | -0.28895 | 1.9491 | 10.125 | 10.2848 | 8.5832 | 7.243 | 1.7382 | -0.77992 | -1.4476 | -1.8692 | -2.1322 | -2.3481 | 69.5887 | 68.6311 | 67.8188 | 66.9635 | 66.2725 | 65.743 | 65.3861 | 65.6209 | 68.0704 | 72.399 | 77.0233 | 81.0767 | 84.2224 | 86.5631 | 87.8573 | 88.1684 | 88.0173 | 87.0384 | 85.2424 | 82.6461 | 79.1722 | 76.1493 | 74.1773 | 72.725 | 3.098 | 2.7561 | 3.0225 | 3.5923 | 4.6564 | 3.6741 | 3.5249 | 3.7211 | 4.0415 | 3.9018 | 3.8484 | 4.3147 | 4.4571 | 4.8975 | 5.364 | 5.2735 | 5.0897 | 4.2947 | 3.5767 | 3.5957 | 3.2854 | 3.2626 | 3.4203 | 3.3542
Program Specific1-in-2Size: Over 200kWOther2024January Monthly Peak | Program Specific | 1-in-2 | Size: Over 200kW | Other | 2024 | January Monthly Peak | 1 | 124.3863 | 121.038 | 116.9181 | 117.5208 | 126.0704 | 147.1911 | 176.2177 | 192.122 | 199.5563 | 199.8347 | 202.2362 | 200.604 | 195.4864 | 196.8381 | 190.2401 | 180.9875 | 172.2904 | 168.7047 | 164.1332 | 157.3579 | 152.0742 | 145.9722 | 137.536 | 131.6817 | -0.72553 | -1.4203 | -0.87835 | -0.2547 | -0.16035 | -2.1787 | -0.93242 | -0.82214 | -0.69111 | -0.27529 | -0.13803 | 0.10039 | 0.14007 | 1.3001 | 8.2506 | 8.047 | 6.3446 | 5.5081 | 0.11115 | -2.0127 | -2.4772 | -2.5027 | -2.1765 | -2.2462 | 51.1961 | 50.7347 | 50.4652 | 50.0251 | 49.8675 | 49.3627 | 49.5352 | 49.3086 | 49.4712 | 50.9245 | 52.8941 | 54.8681 | 56.5352 | 57.5438 | 58.247 | 58.2774 | 58.0743 | 57.1895 | 55.5427 | 54.0875 | 53.5443 | 53.1546 | 52.4104 | 51.5353 | 2.8712 | 2.5502 | 2.7825 | 3.3355 | 4.3573 | 3.4949 | 3.4355 | 3.585 | 3.8376 | 3.6049 | 3.4714 | 3.8323 | 3.9258 | 4.2936 | 4.6656 | 4.5939 | 4.5195 | 4.0094 | 3.3903 | 3.3437 | 2.9898 | 2.9839 | 3.1413 | 3.0832
Program Specific1-in-2Size: Over 200kWOther2024February Monthly Peak | Program Specific | 1-in-2 | Size: Over 200kW | Other | 2024 | February Monthly Peak | 2 | 126.299 | 122.9592 | 119.116 | 119.4173 | 127.0814 | 147.6309 | 176.1208 | 191.3225 | 199.8908 | 201.7304 | 206.0942 | 206.5548 | 203.0715 | 206.0088 | 200.5678 | 189.4947 | 178.9436 | 172.9546 | 169.4283 | 162.2843 | 156.6088 | 150.0511 | 140.5567 | 134.1217 | -0.73669 | -1.4428 | -0.89486 | -0.25881 | -0.16163 | -2.1852 | -0.93191 | -0.81872 | -0.69227 | -0.2779 | -0.14066 | 0.10337 | 0.14551 | 1.3607 | 8.6985 | 8.4253 | 6.5896 | 5.6469 | 0.11474 | -2.0757 | -2.5511 | -2.5726 | -2.2243 | -2.2878 | 51.127 | 50.5453 | 50.1716 | 49.7763 | 49.4274 | 49.1711 | 48.7442 | 49.0533 | 50.477 | 54.0846 | 58.0955 | 61.2175 | 62.8221 | 63.43 | 63.9009 | 63.8012 | 63.6042 | 62.8682 | 60.867 | 58.5075 | 57.1351 | 56.4254 | 55.6354 | 54.4498 | 2.9154 | 2.5907 | 2.8348 | 3.3893 | 4.3922 | 3.5053 | 3.4336 | 3.5701 | 3.8441 | 3.6391 | 3.5377 | 3.9459 | 4.0781 | 4.4936 | 4.9189 | 4.8098 | 4.694 | 4.1104 | 3.4996 | 3.4484 | 3.0789 | 3.0673 | 3.2102 | 3.1404
Program Specific1-in-2Size: Over 200kWOther2024March Monthly Peak | Program Specific | 1-in-2 | Size: Over 200kW | Other | 2024 | March Monthly Peak | 3 | 128.7501 | 125.2049 | 121.7236 | 120.7866 | 127.7317 | 147.4798 | 176.5748 | 192.4726 | 199.8909 | 201.5584 | 206.6317 | 207.3232 | 204.3658 | 206.5349 | 201.0638 | 191.3291 | 180.7524 | 172.5827 | 170.0066 | 167.2561 | 161.7859 | 154.5364 | 144.6573 | 137.8137 | -0.75098 | -1.4692 | -0.91445 | -0.26178 | -0.16246 | -2.1829 | -0.93431 | -0.82364 | -0.69227 | -0.27766 | -0.14103 | 0.10375 | 0.14643 | 1.3642 | 8.72 | 8.5068 | 6.6562 | 5.6347 | 0.11513 | -2.1393 | -2.6354 | -2.6495 | -2.2892 | -2.3508 | 52.6175 | 51.8823 | 51.2562 | 50.8554 | 50.2815 | 50.0051 | 49.7442 | 49.8201 | 51.4258 | 53.5418 | 56.1582 | 58.8924 | 61.4673 | 63.3469 | 64.2434 | 64.6713 | 64.2887 | 63.2329 | 60.8598 | 57.9743 | 56.2975 | 55.05 | 53.8852 | 52.707 | 2.972 | 2.638 | 2.8969 | 3.4282 | 4.4147 | 3.5017 | 3.4424 | 3.5916 | 3.8441 | 3.636 | 3.5469 | 3.9606 | 4.1041 | 4.5051 | 4.931 | 4.8564 | 4.7415 | 4.1015 | 3.5116 | 3.5541 | 3.1807 | 3.159 | 3.3039 | 3.2268
Program Specific1-in-2Size: Over 200kWOther2024April Monthly Peak | Program Specific | 1-in-2 | Size: Over 200kW | Other | 2024 | April Monthly Peak | 4 | 131.764 | 128.108 | 123.9346 | 122.9554 | 130.2699 | 150.0781 | 175.8725 | 192.9769 | 202.7631 | 207.3641 | 215.1025 | 217.2085 | 216.5927 | 219.4778 | 214.5738 | 203.7291 | 191.1504 | 179.2882 | 171.7458 | 169.742 | 166.3475 | 158.4766 | 148.5019 | 141.8352 | -0.76856 | -1.5033 | -0.93106 | -0.26648 | -0.16569 | -2.2214 | -0.93059 | -0.8258 | -0.70221 | -0.28566 | -0.14681 | 0.1087 | 0.1552 | 1.4496 | 9.3059 | 9.0582 | 7.0391 | 5.8537 | 0.11631 | -2.171 | -2.7098 | -2.7171 | -2.35 | -2.4194 | 61.8404 | 60.8797 | 60.1299 | 59.3665 | 58.5723 | 57.9612 | 57.5059 | 57.3759 | 59.3147 | 63.1386 | 67.8289 | 72.3238 | 75.7785 | 77.9594 | 79.0562 | 79.3604 | 78.8091 | 78.3925 | 76.9235 | 74.542 | 70.8343 | 68.3941 | 66.2958 | 64.6091 | 3.0415 | 2.6992 | 2.9495 | 3.4897 | 4.5024 | 3.5634 | 3.4287 | 3.601 | 3.8993 | 3.7407 | 3.6923 | 4.1495 | 4.3496 | 4.7874 | 5.2623 | 5.1712 | 5.0142 | 4.2609 | 3.5475 | 3.6069 | 3.2704 | 3.2395 | 3.3917 | 3.321
Program Specific1-in-2Size: Over 200kWOther2024May Monthly Peak | Program Specific | 1-in-2 | Size: Over 200kW | Other | 2024 | May Monthly Peak | 5 | 131.8493 | 128.5096 | 124.7876 | 123.9031 | 131.7662 | 151.9208 | 177.0145 | 197.3455 | 208.5804 | 215.1766 | 223.3109 | 225.4382 | 223.8594 | 226.1801 | 220.8931 | 208.9076 | 195.5785 | 182.04 | 173.2114 | 168.887 | 166.7912 | 159.2336 | 149.7368 | 143.1255 | -0.76906 | -1.508 | -0.93747 | -0.26853 | -0.16759 | -2.2487 | -0.93663 | -0.84449 | -0.72236 | -0.29642 | -0.15241 | 0.11282 | 0.1604 | 1.4939 | 9.5799 | 9.2884 | 7.2022 | 5.9435 | 0.1173 | -2.1601 | -2.717 | -2.73 | -2.3696 | -2.4414 | 64.2765 | 63.2619 | 62.3497 | 61.5693 | 60.7951 | 59.9315 | 59.4087 | 60.0462 | 62.9071 | 66.4773 | 70.3889 | 74.0976 | 77.4446 | 79.8533 | 81.2849 | 81.6994 | 81.5597 | 80.7187 | 78.9518 | 76.6671 | 72.8488 | 69.7454 | 67.9574 | 66.3203 | 3.0435 | 2.7076 | 2.9698 | 3.5166 | 4.5541 | 3.6072 | 3.451 | 3.6825 | 4.0112 | 3.8817 | 3.8332 | 4.3067 | 4.4956 | 4.9336 | 5.4173 | 5.3026 | 5.1304 | 4.3263 | 3.5778 | 3.5887 | 3.2791 | 3.255 | 3.4199 | 3.3512
Program Specific1-in-2Size: Over 200kWOther2024June Monthly Peak | Program Specific | 1-in-2 | Size: Over 200kW | Other | 2024 | June Monthly Peak | 6 | 138.0002 | 134.2528 | 130.5492 | 129.4899 | 137.2235 | 156.561 | 180.7421 | 200.0716 | 210.677 | 216.292 | 224.5818 | 225.8975 | 221.2447 | 222.6323 | 216.9175 | 207.7386 | 196.3904 | 184.2049 | 177.8473 | 172.4218 | 171.5327 | 164.3436 | 153.8889 | 147.4565 | -0.7897 | -1.3724 | -0.86566 | -0.34431 | -0.28407 | -1.9933 | -0.92459 | -1.0296 | -0.81805 | -0.4442 | -0.50736 | -0.13585 | -0.010524 | 1.6038 | 9.4023 | 9.3883 | 7.5859 | 6.3669 | 0.73257 | -1.6279 | -2.2396 | -2.4159 | -2.283 | -2.4149 | 67.0198 | 65.8049 | 64.8239 | 63.9859 | 63.1357 | 62.5767 | 62.1039 | 62.8455 | 65.711 | 69.6959 | 73.5162 | 76.9415 | 79.4422 | 81.6167 | 82.6709 | 83.2132 | 83.4955 | 83.164 | 81.8317 | 79.4476 | 76.296 | 72.8368 | 70.5518 | 69.0078 | 3.073 | 2.7287 | 2.9972 | 3.5454 | 4.5753 | 3.5861 | 3.3992 | 3.6015 | 3.9084 | 3.764 | 3.7189 | 4.163 | 4.2861 | 4.6847 | 5.1319 | 5.0867 | 4.9698 | 4.2231 | 3.5438 | 3.5344 | 3.2532 | 3.2408 | 3.3906 | 3.3306
Program Specific1-in-2Size: Over 200kWOther2024July Monthly Peak | Program Specific | 1-in-2 | Size: Over 200kW | Other | 2024 | July Monthly Peak | 7 | 140.4924 | 137.1895 | 134.0623 | 132.7618 | 141.1036 | 161.4827 | 186.6804 | 204.814 | 214.2603 | 220.13 | 227.7591 | 228.2335 | 223.2127 | 225.4414 | 219.9608 | 211.021 | 199.9125 | 188.4131 | 180.803 | 176.2566 | 175.8784 | 168.3507 | 157.3699 | 150.1035 | -0.7826 | -1.1169 | -0.72625 | -0.44288 | -0.44717 | -1.5957 | -0.9098 | -1.2985 | -0.95577 | -0.65697 | -1.0089 | -0.48344 | -0.24542 | 1.81 | 9.527 | 9.749 | 8.2178 | 7.009 | 1.6015 | -0.85155 | -1.5135 | -1.9083 | -2.1204 | -2.3176 | 69.0878 | 68.2735 | 67.6313 | 66.9895 | 66.3655 | 65.9526 | 65.6696 | 66.0513 | 68.45 | 72.1899 | 76.4438 | 80.1246 | 82.9704 | 85.3436 | 87.0353 | 87.4043 | 87.2817 | 86.2475 | 84.9297 | 83.0379 | 79.7238 | 75.9944 | 73.5676 | 72.0268 | 3.0388 | 2.7085 | 2.9896 | 3.5308 | 4.5698 | 3.5928 | 3.4103 | 3.5812 | 3.861 | 3.721 | 3.6634 | 4.0856 | 4.2004 | 4.6079 | 5.0548 | 5.019 | 4.9139 | 4.1958 | 3.4995 | 3.5095 | 3.2401 | 3.2247 | 3.368 | 3.2933
Program Specific1-in-2Size: Over 200kWOther2024August Monthly Peak | Program Specific | 1-in-2 | Size: Over 200kW | Other | 2024 | August Monthly Peak | 8 | 145.5536 | 141.8629 | 138.1684 | 137.8022 | 146.7468 | 168.5193 | 196.8407 | 218.3337 | 232.0431 | 240.7015 | 250.3435 | 252.3694 | 248.0134 | 250.6163 | 243.7629 | 231.2444 | 215.6852 | 200.1726 | 190.8102 | 186.1679 | 183.4591 | 175.0686 | 163.9711 | 156.7689 | -0.78197 | -0.7704 | -0.5301 | -0.58118 | -0.67508 | -1.0398 | -0.89728 | -1.7237 | -1.2097 | -1.0102 | -1.8166 | -1.0331 | -0.61246 | 2.2813 | 10.5474 | 10.9864 | 9.5628 | 8.1336 | 2.8676 | 0.21834 | -0.51522 | -1.2172 | -1.9185 | -2.2291 | 73.5662 | 72.7688 | 71.8849 | 70.8097 | 70.1183 | 69.5205 | 69.003 | 69.0526 | 71.6509 | 76.3979 | 81.2676 | 85.1691 | 88.137 | 90.3014 | 91.5465 | 91.6677 | 91.5961 | 90.3261 | 88.3174 | 85.6821 | 81.9414 | 79.3433 | 77.5736 | 75.881 | 3.1593 | 2.8106 | 3.092 | 3.6777 | 4.7692 | 3.7625 | 3.6085 | 3.831 | 4.1961 | 4.083 | 4.0408 | 4.5334 | 4.6834 | 5.1404 | 5.6214 | 5.5193 | 5.3202 | 4.4733 | 3.7061 | 3.7198 | 3.3915 | 3.3652 | 3.5215 | 3.4516
Program Specific1-in-2Size: Over 200kWOther2024September Monthly Peak | Program Specific | 1-in-2 | Size: Over 200kW | Other | 2024 | September Monthly Peak | 9 | 141.714 | 138.987 | 135.1147 | 134.8404 | 144.4368 | 165.6995 | 195.7306 | 216.5807 | 232.4674 | 241.43 | 250.3011 | 251.966 | 246.4741 | 249.4362 | 242.9618 | 228.9697 | 211.9926 | 196.2684 | 187.7857 | 184.9436 | 179.1421 | 171.314 | 158.934 | 151.8127 | -0.78621 | -1.0886 | -0.70764 | -0.46334 | -0.48126 | -1.5674 | -0.94688 | -1.4115 | -1.0569 | -0.75385 | -1.1893 | -0.59036 | -0.30943 | 2.0331 | 10.522 | 10.6124 | 8.7923 | 7.3779 | 1.7952 | -0.76714 | -1.4234 | -1.8565 | -2.1094 | -2.3229 | 68.6809 | 67.6773 | 66.9352 | 66.0688 | 65.4705 | 64.9222 | 64.7678 | 64.5341 | 66.4697 | 71.3123 | 76.8655 | 82.0714 | 86.3402 | 88.9905 | 90.1765 | 90.3885 | 89.696 | 88.4161 | 85.8907 | 82.4169 | 78.7275 | 76.4225 | 75.0161 | 73.9845 | 3.059 | 2.7385 | 3.007 | 3.5788 | 4.6683 | 3.6792 | 3.5684 | 3.7793 | 4.1806 | 4.0728 | 4.0178 | 4.5013 | 4.6287 | 5.088 | 5.5721 | 5.4349 | 5.2003 | 4.3619 | 3.6272 | 3.675 | 3.2935 | 3.2748 | 3.3945 | 3.324
Program Specific1-in-2Size: Over 200kWOther2024October Monthly Peak | Program Specific | 1-in-2 | Size: Over 200kW | Other | 2024 | October Monthly Peak | 10 | 140.4483 | 136.6349 | 132.9074 | 131.953 | 140.1706 | 161.1363 | 191.1839 | 209.9656 | 224.0059 | 234.3254 | 244.6918 | 249.1795 | 247.7691 | 250.622 | 244.5901 | 230.9624 | 213.7144 | 198.2839 | 191.5045 | 184.7948 | 178.0142 | 169.5089 | 157.882 | 150.5158 | -0.78367 | -1.1299 | -0.72995 | -0.43467 | -0.43471 | -1.6206 | -0.9346 | -1.3157 | -0.99126 | -0.68588 | -1.0511 | -0.50449 | -0.25634 | 1.9994 | 10.5942 | 10.6559 | 8.7524 | 7.3439 | 1.6403 | -0.94537 | -1.5808 | -1.9567 | -2.1405 | -2.3326 | 69.0065 | 68.488 | 67.4417 | 66.4539 | 65.7723 | 65.0107 | 64.6761 | 64.7387 | 65.5301 | 70.0252 | 75.91 | 81.2469 | 84.9516 | 86.9922 | 88.269 | 88.277 | 87.1012 | 85.7082 | 83.3981 | 79.7473 | 76.2881 | 73.7914 | 71.788 | 70.3542 | 3.041 | 2.7003 | 2.9669 | 3.5129 | 4.5443 | 3.5888 | 3.4962 | 3.6751 | 4.0408 | 3.965 | 3.9398 | 4.4651 | 4.6673 | 5.1278 | 5.6266 | 5.499 | 5.2586 | 4.4202 | 3.7104 | 3.6833 | 3.2828 | 3.2502 | 3.3824 | 3.3057
Program Specific1-in-2Size: Over 200kWOther2024November Monthly Peak | Program Specific | 1-in-2 | Size: Over 200kW | Other | 2024 | November Monthly Peak | 11 | 130.5176 | 127.2599 | 123.1524 | 122.0267 | 130.1266 | 150.9552 | 176.8854 | 193.198 | 202.8848 | 207.439 | 213.9889 | 216.1304 | 214.1809 | 216.398 | 210.0657 | 198.7966 | 188.1507 | 181.5686 | 174.0238 | 166.6411 | 160.5387 | 153.2915 | 144.2706 | 138.4967 | -0.76129 | -1.4933 | -0.92518 | -0.26446 | -0.1655 | -2.2344 | -0.93595 | -0.82675 | -0.70263 | -0.28576 | -0.14605 | 0.10816 | 0.15347 | 1.4293 | 9.1104 | 8.8389 | 6.9287 | 5.9281 | 0.11785 | -2.1314 | -2.6151 | -2.6282 | -2.2831 | -2.3625 | 58.3745 | 57.4219 | 56.4607 | 55.6448 | 54.7793 | 54.2637 | 53.804 | 53.6194 | 56.9983 | 62.2896 | 68.3444 | 73.517 | 76.9402 | 78.4923 | 79.045 | 78.5768 | 76.3256 | 72.208 | 67.8907 | 65.3062 | 63.2565 | 61.6944 | 60.6529 | 59.5939 | 3.0128 | 2.6813 | 2.9309 | 3.4634 | 4.4975 | 3.5843 | 3.4485 | 3.6051 | 3.9017 | 3.7421 | 3.6732 | 4.1289 | 4.3012 | 4.7202 | 5.1518 | 5.046 | 4.9356 | 4.3151 | 3.5945 | 3.541 | 3.1562 | 3.1336 | 3.2951 | 3.2428
Program Specific1-in-2Size: Over 200kWOther2024December Monthly Peak | Program Specific | 1-in-2 | Size: Over 200kW | Other | 2024 | December Monthly Peak | 12 | 124.8292 | 121.0925 | 117.7029 | 116.9401 | 125.0674 | 145.9286 | 173.3696 | 189.1962 | 197.8771 | 199.1713 | 200.4965 | 197.5253 | 191.7602 | 191.4952 | 184.1329 | 175.7627 | 170.0184 | 166.7449 | 163.139 | 157.3555 | 152.3116 | 147.0197 | 137.8532 | 131.4432 | -0.72811 | -1.4209 | -0.88424 | -0.25344 | -0.15907 | -2.16 | -0.91735 | -0.80962 | -0.68529 | -0.27438 | -0.13684 | 0.098851 | 0.1374 | 1.2648 | 7.9857 | 7.8147 | 6.261 | 5.4441 | 0.11048 | -2.0126 | -2.4811 | -2.5206 | -2.1815 | -2.2421 | 47.3385 | 46.7706 | 45.7501 | 44.8922 | 44.2268 | 43.6935 | 43.5346 | 43.2143 | 43.5347 | 46.3061 | 48.9796 | 51.3152 | 52.9356 | 53.8361 | 54.452 | 54.5773 | 54.0503 | 52.8468 | 51.188 | 49.903 | 48.8855 | 48.0629 | 47.2613 | 46.2583 | 2.8815 | 2.5514 | 2.8012 | 3.319 | 4.3226 | 3.4649 | 3.38 | 3.5304 | 3.8054 | 3.5929 | 3.4416 | 3.7734 | 3.851 | 4.177 | 4.5158 | 4.4613 | 4.4599 | 3.9628 | 3.3697 | 3.3437 | 2.9944 | 3.0053 | 3.1485 | 3.0776
Program Specific1-in-2Size: Over 200kWOther2024Typical Event Day | Program Specific | 1-in-2 | Size: Over 200kW | Other | 2024 | Typical Event Day | 8 | 143.4561 | 139.8236 | 135.7533 | 135.291 | 144.0078 | 165.3977 | 193.26 | 213.1512 | 224.6345 | 231.1966 | 239.6396 | 241.4212 | 237.2325 | 239.9945 | 233.7886 | 222.0741 | 207.3929 | 193.1634 | 185.0913 | 180.8737 | 178.6258 | 170.6011 | 160.0687 | 153.1252 | -0.79665 | -1.1056 | -0.71685 | -0.46163 | -0.4742 | -1.5813 | -0.93659 | -1.3801 | -1.0167 | -0.71424 | -1.1201 | -0.55263 | -0.28895 | 1.9491 | 10.125 | 10.2848 | 8.5832 | 7.243 | 1.7382 | -0.77992 | -1.4476 | -1.8692 | -2.1322 | -2.3481 | 69.5887 | 68.6311 | 67.8188 | 66.9635 | 66.2725 | 65.743 | 65.3861 | 65.6209 | 68.0704 | 72.399 | 77.0233 | 81.0767 | 84.2224 | 86.5631 | 87.8573 | 88.1684 | 88.0173 | 87.0384 | 85.2424 | 82.6462 | 79.1722 | 76.1493 | 74.1773 | 72.725 | 3.098 | 2.7561 | 3.0225 | 3.5923 | 4.6564 | 3.674 | 3.5249 | 3.7211 | 4.0415 | 3.9018 | 3.8484 | 4.3147 | 4.4571 | 4.8975 | 5.364 | 5.2735 | 5.0897 | 4.2947 | 3.5767 | 3.5957 | 3.2854 | 3.2626 | 3.4203 | 3.3542
Program Specific1-in-2Size: Over 200kWOther2025January Monthly Peak | Program Specific | 1-in-2 | Size: Over 200kW | Other | 2025 | January Monthly Peak | 1 | 124.3863 | 121.038 | 116.9181 | 117.5208 | 126.0704 | 147.1911 | 176.2177 | 192.122 | 199.5563 | 199.8346 | 202.2362 | 200.6039 | 195.4864 | 196.8381 | 190.2401 | 180.9875 | 172.2904 | 168.7047 | 164.1332 | 157.3579 | 152.0742 | 145.9722 | 137.536 | 131.6817 | -0.72553 | -1.4203 | -0.87835 | -0.2547 | -0.16035 | -2.1787 | -0.93242 | -0.82214 | -0.69111 | -0.27529 | -0.13803 | 0.10039 | 0.14007 | 1.3001 | 8.2506 | 8.047 | 6.3446 | 5.5081 | 0.11115 | -2.0127 | -2.4772 | -2.5027 | -2.1765 | -2.2462 | 51.1961 | 50.7347 | 50.4652 | 50.0251 | 49.8675 | 49.3627 | 49.5352 | 49.3086 | 49.4712 | 50.9245 | 52.8941 | 54.8681 | 56.5352 | 57.5438 | 58.247 | 58.2774 | 58.0743 | 57.1895 | 55.5427 | 54.0875 | 53.5443 | 53.1546 | 52.4104 | 51.5353 | 2.8712 | 2.5502 | 2.7825 | 3.3355 | 4.3573 | 3.4949 | 3.4355 | 3.585 | 3.8376 | 3.6049 | 3.4714 | 3.8323 | 3.9258 | 4.2936 | 4.6656 | 4.5939 | 4.5195 | 4.0094 | 3.3903 | 3.3437 | 2.9898 | 2.9839 | 3.1413 | 3.0832
Program Specific1-in-2Size: Over 200kWOther2025February Monthly Peak | Program Specific | 1-in-2 | Size: Over 200kW | Other | 2025 | February Monthly Peak | 2 | 126.299 | 122.9592 | 119.116 | 119.4173 | 127.0814 | 147.6309 | 176.1208 | 191.3225 | 199.8908 | 201.7304 | 206.0942 | 206.5548 | 203.0715 | 206.0088 | 200.5678 | 189.4947 | 178.9436 | 172.9546 | 169.4283 | 162.2843 | 156.6088 | 150.0511 | 140.5567 | 134.1217 | -0.73669 | -1.4428 | -0.89486 | -0.25881 | -0.16163 | -2.1852 | -0.93191 | -0.81872 | -0.69227 | -0.2779 | -0.14066 | 0.10337 | 0.14551 | 1.3607 | 8.6985 | 8.4253 | 6.5896 | 5.6469 | 0.11474 | -2.0757 | -2.5511 | -2.5726 | -2.2243 | -2.2878 | 51.127 | 50.5453 | 50.1716 | 49.7763 | 49.4274 | 49.1711 | 48.7442 | 49.0533 | 50.477 | 54.0846 | 58.0956 | 61.2175 | 62.8221 | 63.43 | 63.9009 | 63.8012 | 63.6042 | 62.8682 | 60.867 | 58.5075 | 57.1351 | 56.4254 | 55.6354 | 54.4498 | 2.9154 | 2.5907 | 2.8348 | 3.3893 | 4.3922 | 3.5053 | 3.4336 | 3.5701 | 3.8441 | 3.6391 | 3.5377 | 3.9459 | 4.0781 | 4.4936 | 4.9189 | 4.8098 | 4.694 | 4.1104 | 3.4996 | 3.4484 | 3.0789 | 3.0673 | 3.2102 | 3.1404
Program Specific1-in-2Size: Over 200kWOther2025March Monthly Peak | Program Specific | 1-in-2 | Size: Over 200kW | Other | 2025 | March Monthly Peak | 3 | 128.7501 | 125.2049 | 121.7236 | 120.7866 | 127.7317 | 147.4798 | 176.5748 | 192.4725 | 199.8909 | 201.5584 | 206.6317 | 207.3232 | 204.3658 | 206.5349 | 201.0638 | 191.3291 | 180.7524 | 172.5827 | 170.0065 | 167.2561 | 161.7859 | 154.5364 | 144.6573 | 137.8137 | -0.75098 | -1.4692 | -0.91445 | -0.26178 | -0.16246 | -2.1829 | -0.93431 | -0.82364 | -0.69227 | -0.27766 | -0.14103 | 0.10375 | 0.14643 | 1.3642 | 8.72 | 8.5068 | 6.6562 | 5.6347 | 0.11513 | -2.1393 | -2.6354 | -2.6495 | -2.2892 | -2.3508 | 52.6175 | 51.8823 | 51.2562 | 50.8554 | 50.2815 | 50.0051 | 49.7442 | 49.8201 | 51.4258 | 53.5418 | 56.1582 | 58.8924 | 61.4673 | 63.3469 | 64.2434 | 64.6713 | 64.2887 | 63.2329 | 60.8598 | 57.9743 | 56.2975 | 55.05 | 53.8852 | 52.707 | 2.972 | 2.638 | 2.8969 | 3.4282 | 4.4147 | 3.5017 | 3.4424 | 3.5916 | 3.8441 | 3.636 | 3.5469 | 3.9606 | 4.1041 | 4.5051 | 4.931 | 4.8564 | 4.7415 | 4.1015 | 3.5116 | 3.5541 | 3.1807 | 3.159 | 3.3039 | 3.2268
Program Specific1-in-2Size: Over 200kWOther2025April Monthly Peak | Program Specific | 1-in-2 | Size: Over 200kW | Other | 2025 | April Monthly Peak | 4 | 131.764 | 128.108 | 123.9346 | 122.9554 | 130.2699 | 150.0781 | 175.8725 | 192.9769 | 202.7631 | 207.3641 | 215.1025 | 217.2085 | 216.5927 | 219.4778 | 214.5738 | 203.7291 | 191.1504 | 179.2882 | 171.7458 | 169.742 | 166.3474 | 158.4766 | 148.5019 | 141.8352 | -0.76856 | -1.5033 | -0.93106 | -0.26648 | -0.16569 | -2.2214 | -0.93059 | -0.8258 | -0.70221 | -0.28566 | -0.14681 | 0.1087 | 0.1552 | 1.4496 | 9.3059 | 9.0582 | 7.0391 | 5.8537 | 0.11631 | -2.171 | -2.7098 | -2.7171 | -2.35 | -2.4194 | 61.8405 | 60.8797 | 60.1299 | 59.3665 | 58.5723 | 57.9612 | 57.5059 | 57.3759 | 59.3147 | 63.1386 | 67.8289 | 72.3238 | 75.7785 | 77.9594 | 79.0562 | 79.3604 | 78.8091 | 78.3925 | 76.9235 | 74.542 | 70.8343 | 68.3941 | 66.2958 | 64.6091 | 3.0415 | 2.6992 | 2.9495 | 3.4897 | 4.5024 | 3.5634 | 3.4287 | 3.601 | 3.8993 | 3.7407 | 3.6923 | 4.1495 | 4.3496 | 4.7874 | 5.2623 | 5.1712 | 5.0142 | 4.2609 | 3.5475 | 3.6069 | 3.2704 | 3.2395 | 3.3917 | 3.321
Program Specific1-in-2Size: Over 200kWOther2025May Monthly Peak | Program Specific | 1-in-2 | Size: Over 200kW | Other | 2025 | May Monthly Peak | 5 | 131.8493 | 128.5096 | 124.7876 | 123.9031 | 131.7662 | 151.9208 | 177.0145 | 197.3455 | 208.5804 | 215.1766 | 223.3109 | 225.4383 | 223.8594 | 226.18 | 220.8931 | 208.9076 | 195.5785 | 182.04 | 173.2114 | 168.887 | 166.7912 | 159.2336 | 149.7368 | 143.1255 | -0.76906 | -1.508 | -0.93747 | -0.26853 | -0.16759 | -2.2487 | -0.93663 | -0.84449 | -0.72236 | -0.29642 | -0.15241 | 0.11282 | 0.1604 | 1.4939 | 9.5799 | 9.2884 | 7.2022 | 5.9435 | 0.1173 | -2.1601 | -2.717 | -2.73 | -2.3696 | -2.4414 | 64.2765 | 63.2619 | 62.3497 | 61.5693 | 60.7951 | 59.9315 | 59.4087 | 60.0462 | 62.9071 | 66.4773 | 70.3889 | 74.0976 | 77.4446 | 79.8533 | 81.2849 | 81.6994 | 81.5597 | 80.7187 | 78.9518 | 76.6671 | 72.8488 | 69.7454 | 67.9574 | 66.3203 | 3.0435 | 2.7076 | 2.9698 | 3.5166 | 4.5541 | 3.6072 | 3.451 | 3.6825 | 4.0112 | 3.8817 | 3.8332 | 4.3067 | 4.4956 | 4.9336 | 5.4173 | 5.3026 | 5.1304 | 4.3263 | 3.5778 | 3.5887 | 3.2791 | 3.255 | 3.4199 | 3.3512
Program Specific1-in-2Size: Over 200kWOther2025June Monthly Peak | Program Specific | 1-in-2 | Size: Over 200kW | Other | 2025 | June Monthly Peak | 6 | 138.0002 | 134.2527 | 130.5491 | 129.4899 | 137.2235 | 156.561 | 180.7421 | 200.0716 | 210.677 | 216.292 | 224.5818 | 225.8975 | 221.2447 | 222.6323 | 216.9175 | 207.7385 | 196.3904 | 184.2049 | 177.8473 | 172.4218 | 171.5327 | 164.3436 | 153.8889 | 147.4565 | -0.7897 | -1.3724 | -0.86566 | -0.34431 | -0.28407 | -1.9933 | -0.92459 | -1.0296 | -0.81805 | -0.4442 | -0.50736 | -0.13585 | -0.010524 | 1.6038 | 9.4023 | 9.3883 | 7.5859 | 6.3669 | 0.73257 | -1.6279 | -2.2396 | -2.4159 | -2.283 | -2.4149 | 67.0198 | 65.8049 | 64.8239 | 63.9859 | 63.1357 | 62.5767 | 62.1039 | 62.8455 | 65.711 | 69.6959 | 73.5162 | 76.9415 | 79.4422 | 81.6167 | 82.6709 | 83.2132 | 83.4955 | 83.164 | 81.8317 | 79.4476 | 76.296 | 72.8368 | 70.5518 | 69.0078 | 3.073 | 2.7287 | 2.9972 | 3.5454 | 4.5753 | 3.5861 | 3.3992 | 3.6015 | 3.9084 | 3.764 | 3.7189 | 4.163 | 4.2861 | 4.6847 | 5.1319 | 5.0867 | 4.9698 | 4.2231 | 3.5438 | 3.5344 | 3.2532 | 3.2408 | 3.3906 | 3.3306
Program Specific1-in-2Size: Over 200kWOther2025July Monthly Peak | Program Specific | 1-in-2 | Size: Over 200kW | Other | 2025 | July Monthly Peak | 7 | 140.4924 | 137.1895 | 134.0623 | 132.7618 | 141.1036 | 161.4827 | 186.6804 | 204.814 | 214.2603 | 220.13 | 227.7591 | 228.2335 | 223.2127 | 225.4414 | 219.9608 | 211.021 | 199.9125 | 188.4131 | 180.803 | 176.2566 | 175.8784 | 168.3508 | 157.3699 | 150.1035 | -0.7826 | -1.1169 | -0.72625 | -0.44288 | -0.44717 | -1.5957 | -0.9098 | -1.2985 | -0.95577 | -0.65697 | -1.0089 | -0.48344 | -0.24542 | 1.81 | 9.527 | 9.749 | 8.2178 | 7.009 | 1.6015 | -0.85155 | -1.5135 | -1.9083 | -2.1204 | -2.3176 | 69.0878 | 68.2735 | 67.6313 | 66.9895 | 66.3655 | 65.9526 | 65.6696 | 66.0513 | 68.45 | 72.1899 | 76.4438 | 80.1246 | 82.9704 | 85.3436 | 87.0353 | 87.4043 | 87.2817 | 86.2475 | 84.9297 | 83.0379 | 79.7238 | 75.9944 | 73.5676 | 72.0268 | 3.0388 | 2.7085 | 2.9896 | 3.5308 | 4.5698 | 3.5928 | 3.4103 | 3.5812 | 3.861 | 3.721 | 3.6634 | 4.0856 | 4.2004 | 4.6079 | 5.0548 | 5.019 | 4.9139 | 4.1958 | 3.4995 | 3.5095 | 3.2401 | 3.2247 | 3.368 | 3.2933
Program Specific1-in-2Size: Over 200kWOther2025August Monthly Peak | Program Specific | 1-in-2 | Size: Over 200kW | Other | 2025 | August Monthly Peak | 8 | 145.5536 | 141.8629 | 138.1684 | 137.8022 | 146.7468 | 168.5193 | 196.8407 | 218.3337 | 232.0431 | 240.7015 | 250.3435 | 252.3694 | 248.0134 | 250.6163 | 243.7629 | 231.2444 | 215.6852 | 200.1726 | 190.8102 | 186.1679 | 183.4591 | 175.0686 | 163.9711 | 156.7689 | -0.78197 | -0.7704 | -0.5301 | -0.58118 | -0.67508 | -1.0398 | -0.89728 | -1.7237 | -1.2097 | -1.0102 | -1.8166 | -1.0331 | -0.61246 | 2.2813 | 10.5474 | 10.9864 | 9.5628 | 8.1336 | 2.8676 | 0.21834 | -0.51522 | -1.2172 | -1.9185 | -2.2291 | 73.5662 | 72.7688 | 71.8849 | 70.8097 | 70.1183 | 69.5205 | 69.003 | 69.0526 | 71.6509 | 76.3979 | 81.2676 | 85.1691 | 88.137 | 90.3014 | 91.5465 | 91.6677 | 91.5961 | 90.3261 | 88.3174 | 85.6821 | 81.9414 | 79.3433 | 77.5736 | 75.881 | 3.1593 | 2.8106 | 3.092 | 3.6777 | 4.7692 | 3.7625 | 3.6085 | 3.831 | 4.1961 | 4.083 | 4.0408 | 4.5334 | 4.6834 | 5.1404 | 5.6214 | 5.5193 | 5.3202 | 4.4733 | 3.7061 | 3.7198 | 3.3915 | 3.3652 | 3.5215 | 3.4516
Program Specific1-in-2Size: Over 200kWOther2025September Monthly Peak | Program Specific | 1-in-2 | Size: Over 200kW | Other | 2025 | September Monthly Peak | 9 | 141.714 | 138.987 | 135.1147 | 134.8404 | 144.4368 | 165.6995 | 195.7306 | 216.5807 | 232.4674 | 241.43 | 250.3011 | 251.966 | 246.4741 | 249.4362 | 242.9618 | 228.9697 | 211.9926 | 196.2684 | 187.7857 | 184.9436 | 179.1421 | 171.314 | 158.934 | 151.8127 | -0.78621 | -1.0886 | -0.70764 | -0.46334 | -0.48126 | -1.5674 | -0.94688 | -1.4115 | -1.0569 | -0.75385 | -1.1893 | -0.59036 | -0.30943 | 2.0331 | 10.522 | 10.6124 | 8.7923 | 7.3779 | 1.7952 | -0.76714 | -1.4234 | -1.8565 | -2.1094 | -2.3229 | 68.6809 | 67.6773 | 66.9352 | 66.0688 | 65.4705 | 64.9222 | 64.7678 | 64.5341 | 66.4697 | 71.3123 | 76.8655 | 82.0714 | 86.3402 | 88.9905 | 90.1765 | 90.3885 | 89.696 | 88.4161 | 85.8907 | 82.4169 | 78.7275 | 76.4225 | 75.0161 | 73.9845 | 3.059 | 2.7385 | 3.007 | 3.5788 | 4.6683 | 3.6792 | 3.5684 | 3.7793 | 4.1806 | 4.0728 | 4.0178 | 4.5013 | 4.6287 | 5.088 | 5.5721 | 5.4349 | 5.2003 | 4.3619 | 3.6272 | 3.675 | 3.2935 | 3.2748 | 3.3945 | 3.324
Program Specific1-in-2Size: Over 200kWOther2025October Monthly Peak | Program Specific | 1-in-2 | Size: Over 200kW | Other | 2025 | October Monthly Peak | 10 | 140.4483 | 136.6349 | 132.9074 | 131.953 | 140.1707 | 161.1363 | 191.1839 | 209.9656 | 224.0059 | 234.3254 | 244.6918 | 249.1795 | 247.7691 | 250.622 | 244.59 | 230.9623 | 213.7145 | 198.2839 | 191.5045 | 184.7947 | 178.0142 | 169.5089 | 157.882 | 150.5158 | -0.78367 | -1.1299 | -0.72995 | -0.43467 | -0.43471 | -1.6206 | -0.9346 | -1.3157 | -0.99126 | -0.68588 | -1.0511 | -0.50449 | -0.25634 | 1.9994 | 10.5942 | 10.6559 | 8.7524 | 7.3439 | 1.6403 | -0.94537 | -1.5808 | -1.9567 | -2.1405 | -2.3326 | 69.0065 | 68.488 | 67.4417 | 66.4539 | 65.7723 | 65.0107 | 64.6761 | 64.7387 | 65.5301 | 70.0252 | 75.91 | 81.2469 | 84.9516 | 86.9922 | 88.269 | 88.277 | 87.1012 | 85.7082 | 83.3981 | 79.7473 | 76.2881 | 73.7914 | 71.788 | 70.3542 | 3.041 | 2.7003 | 2.9669 | 3.5129 | 4.5443 | 3.5888 | 3.4962 | 3.6751 | 4.0408 | 3.965 | 3.9398 | 4.4651 | 4.6673 | 5.1278 | 5.6266 | 5.499 | 5.2586 | 4.4202 | 3.7104 | 3.6833 | 3.2828 | 3.2502 | 3.3824 | 3.3057
Program Specific1-in-2Size: Over 200kWOther2025November Monthly Peak | Program Specific | 1-in-2 | Size: Over 200kW | Other | 2025 | November Monthly Peak | 11 | 130.5176 | 127.2599 | 123.1524 | 122.0267 | 130.1266 | 150.9552 | 176.8855 | 193.198 | 202.8848 | 207.439 | 213.9889 | 216.1304 | 214.1809 | 216.398 | 210.0657 | 198.7966 | 188.1507 | 181.5686 | 174.0238 | 166.6411 | 160.5387 | 153.2915 | 144.2706 | 138.4967 | -0.76129 | -1.4933 | -0.92518 | -0.26446 | -0.1655 | -2.2344 | -0.93595 | -0.82675 | -0.70263 | -0.28576 | -0.14605 | 0.10816 | 0.15347 | 1.4293 | 9.1104 | 8.8389 | 6.9287 | 5.9281 | 0.11785 | -2.1314 | -2.6151 | -2.6282 | -2.2831 | -2.3625 | 58.3745 | 57.4219 | 56.4607 | 55.6448 | 54.7793 | 54.2637 | 53.804 | 53.6194 | 56.9983 | 62.2896 | 68.3444 | 73.517 | 76.9402 | 78.4923 | 79.045 | 78.5768 | 76.3256 | 72.208 | 67.8907 | 65.3062 | 63.2565 | 61.6944 | 60.6529 | 59.5939 | 3.0128 | 2.6813 | 2.9309 | 3.4634 | 4.4975 | 3.5843 | 3.4485 | 3.6051 | 3.9017 | 3.7421 | 3.6732 | 4.1289 | 4.3012 | 4.7202 | 5.1518 | 5.046 | 4.9356 | 4.3151 | 3.5945 | 3.541 | 3.1562 | 3.1336 | 3.2951 | 3.2428
Program Specific1-in-2Size: Over 200kWOther2025December Monthly Peak | Program Specific | 1-in-2 | Size: Over 200kW | Other | 2025 | December Monthly Peak | 12 | 124.8292 | 121.0925 | 117.7029 | 116.9401 | 125.0674 | 145.9286 | 173.3696 | 189.1962 | 197.8771 | 199.1713 | 200.4965 | 197.5253 | 191.7602 | 191.4952 | 184.1329 | 175.7627 | 170.0184 | 166.7449 | 163.139 | 157.3555 | 152.3116 | 147.0197 | 137.8532 | 131.4432 | -0.72811 | -1.4209 | -0.88424 | -0.25344 | -0.15907 | -2.16 | -0.91735 | -0.80962 | -0.68529 | -0.27438 | -0.13684 | 0.098851 | 0.1374 | 1.2648 | 7.9857 | 7.8147 | 6.261 | 5.4441 | 0.11048 | -2.0126 | -2.4811 | -2.5206 | -2.1815 | -2.2421 | 47.3385 | 46.7706 | 45.7501 | 44.8923 | 44.2268 | 43.6935 | 43.5346 | 43.2143 | 43.5347 | 46.3061 | 48.9796 | 51.3152 | 52.9356 | 53.8361 | 54.452 | 54.5773 | 54.0503 | 52.8468 | 51.188 | 49.903 | 48.8855 | 48.0629 | 47.2613 | 46.2583 | 2.8815 | 2.5514 | 2.8012 | 3.319 | 4.3226 | 3.4649 | 3.38 | 3.5304 | 3.8054 | 3.5929 | 3.4416 | 3.7734 | 3.851 | 4.177 | 4.5158 | 4.4613 | 4.4599 | 3.9628 | 3.3697 | 3.3437 | 2.9944 | 3.0053 | 3.1485 | 3.0776
Program Specific1-in-2Size: Over 200kWOther2025Typical Event Day | Program Specific | 1-in-2 | Size: Over 200kW | Other | 2025 | Typical Event Day | 8 | 143.4561 | 139.8236 | 135.7533 | 135.291 | 144.0078 | 165.3977 | 193.26 | 213.1512 | 224.6345 | 231.1965 | 239.6396 | 241.4212 | 237.2325 | 239.9945 | 233.7886 | 222.0741 | 207.3929 | 193.1634 | 185.0913 | 180.8737 | 178.6258 | 170.6011 | 160.0687 | 153.1252 | -0.79665 | -1.1056 | -0.71685 | -0.46163 | -0.4742 | -1.5813 | -0.93659 | -1.3801 | -1.0167 | -0.71424 | -1.1201 | -0.55263 | -0.28895 | 1.9491 | 10.125 | 10.2848 | 8.5832 | 7.243 | 1.7382 | -0.77992 | -1.4476 | -1.8692 | -2.1322 | -2.3481 | 69.5887 | 68.6311 | 67.8188 | 66.9635 | 66.2725 | 65.743 | 65.3861 | 65.6209 | 68.0704 | 72.399 | 77.0233 | 81.0767 | 84.2224 | 86.5631 | 87.8573 | 88.1684 | 88.0173 | 87.0384 | 85.2424 | 82.6461 | 79.1722 | 76.1493 | 74.1773 | 72.725 | 3.098 | 2.7561 | 3.0225 | 3.5923 | 4.6564 | 3.674 | 3.5249 | 3.7211 | 4.0415 | 3.9018 | 3.8484 | 4.3147 | 4.4571 | 4.8975 | 5.364 | 5.2735 | 5.0897 | 4.2947 | 3.5767 | 3.5957 | 3.2854 | 3.2626 | 3.4203 | 3.3542
Program Specific1-in-2Size: Over 200kWOther2026January Monthly Peak | Program Specific | 1-in-2 | Size: Over 200kW | Other | 2026 | January Monthly Peak | 1 | 124.3863 | 121.038 | 116.9181 | 117.5208 | 126.0704 | 147.1911 | 176.2177 | 192.122 | 199.5563 | 199.8346 | 202.2362 | 200.6039 | 195.4864 | 196.8381 | 190.2401 | 180.9875 | 172.2904 | 168.7047 | 164.1332 | 157.3579 | 152.0742 | 145.9722 | 137.536 | 131.6817 | -0.72553 | -1.4203 | -0.87835 | -0.2547 | -0.16035 | -2.1787 | -0.93242 | -0.82214 | -0.69111 | -0.27529 | -0.13803 | 0.10039 | 0.14007 | 1.3001 | 8.2506 | 8.047 | 6.3446 | 5.5081 | 0.11115 | -2.0127 | -2.4772 | -2.5027 | -2.1765 | -2.2462 | 51.1961 | 50.7347 | 50.4652 | 50.0251 | 49.8674 | 49.3627 | 49.5352 | 49.3086 | 49.4712 | 50.9245 | 52.8941 | 54.8681 | 56.5352 | 57.5438 | 58.247 | 58.2774 | 58.0743 | 57.1895 | 55.5427 | 54.0875 | 53.5443 | 53.1546 | 52.4104 | 51.5353 | 2.8712 | 2.5502 | 2.7825 | 3.3355 | 4.3573 | 3.4949 | 3.4355 | 3.585 | 3.8376 | 3.6049 | 3.4714 | 3.8323 | 3.9258 | 4.2936 | 4.6656 | 4.5939 | 4.5195 | 4.0094 | 3.3903 | 3.3437 | 2.9898 | 2.9839 | 3.1413 | 3.0832
Program Specific1-in-2Size: Over 200kWOther2026February Monthly Peak | Program Specific | 1-in-2 | Size: Over 200kW | Other | 2026 | February Monthly Peak | 2 | 126.299 | 122.9592 | 119.116 | 119.4173 | 127.0814 | 147.6309 | 176.1208 | 191.3225 | 199.8908 | 201.7304 | 206.0942 | 206.5548 | 203.0715 | 206.0088 | 200.5678 | 189.4947 | 178.9436 | 172.9546 | 169.4283 | 162.2843 | 156.6088 | 150.0511 | 140.5567 | 134.1217 | -0.73669 | -1.4428 | -0.89486 | -0.25881 | -0.16163 | -2.1852 | -0.93191 | -0.81872 | -0.69227 | -0.2779 | -0.14066 | 0.10337 | 0.14551 | 1.3607 | 8.6985 | 8.4253 | 6.5896 | 5.6469 | 0.11474 | -2.0757 | -2.5511 | -2.5726 | -2.2243 | -2.2878 | 51.127 | 50.5453 | 50.1716 | 49.7763 | 49.4274 | 49.1711 | 48.7442 | 49.0533 | 50.477 | 54.0846 | 58.0955 | 61.2175 | 62.8221 | 63.43 | 63.9009 | 63.8012 | 63.6042 | 62.8682 | 60.867 | 58.5075 | 57.1351 | 56.4254 | 55.6354 | 54.4498 | 2.9154 | 2.5907 | 2.8348 | 3.3893 | 4.3922 | 3.5053 | 3.4336 | 3.5701 | 3.8441 | 3.6391 | 3.5377 | 3.9459 | 4.0781 | 4.4936 | 4.9189 | 4.8098 | 4.694 | 4.1104 | 3.4996 | 3.4484 | 3.0789 | 3.0673 | 3.2102 | 3.1404
Program Specific1-in-2Size: Over 200kWOther2026March Monthly Peak | Program Specific | 1-in-2 | Size: Over 200kW | Other | 2026 | March Monthly Peak | 3 | 128.7501 | 125.2049 | 121.7236 | 120.7866 | 127.7317 | 147.4798 | 176.5748 | 192.4725 | 199.8909 | 201.5584 | 206.6317 | 207.3232 | 204.3658 | 206.5349 | 201.0639 | 191.3291 | 180.7524 | 172.5827 | 170.0065 | 167.2561 | 161.7859 | 154.5364 | 144.6574 | 137.8137 | -0.75098 | -1.4692 | -0.91445 | -0.26178 | -0.16246 | -2.1829 | -0.93431 | -0.82364 | -0.69227 | -0.27766 | -0.14103 | 0.10375 | 0.14643 | 1.3642 | 8.72 | 8.5068 | 6.6562 | 5.6347 | 0.11513 | -2.1393 | -2.6354 | -2.6495 | -2.2892 | -2.3508 | 52.6175 | 51.8823 | 51.2562 | 50.8554 | 50.2815 | 50.0051 | 49.7442 | 49.8201 | 51.4258 | 53.5418 | 56.1582 | 58.8924 | 61.4673 | 63.3469 | 64.2434 | 64.6713 | 64.2887 | 63.2329 | 60.8598 | 57.9743 | 56.2975 | 55.05 | 53.8852 | 52.707 | 2.972 | 2.638 | 2.8969 | 3.4282 | 4.4147 | 3.5017 | 3.4424 | 3.5916 | 3.8441 | 3.636 | 3.5469 | 3.9606 | 4.1041 | 4.5051 | 4.931 | 4.8564 | 4.7415 | 4.1015 | 3.5116 | 3.5541 | 3.1807 | 3.159 | 3.3039 | 3.2268
Program Specific1-in-2Size: Over 200kWOther2026April Monthly Peak | Program Specific | 1-in-2 | Size: Over 200kW | Other | 2026 | April Monthly Peak | 4 | 131.764 | 128.108 | 123.9346 | 122.9554 | 130.2699 | 150.0781 | 175.8725 | 192.9769 | 202.7631 | 207.3641 | 215.1025 | 217.2085 | 216.5927 | 219.4778 | 214.5738 | 203.7291 | 191.1504 | 179.2882 | 171.7458 | 169.742 | 166.3474 | 158.4766 | 148.5019 | 141.8352 | -0.76856 | -1.5033 | -0.93106 | -0.26648 | -0.16569 | -2.2214 | -0.93059 | -0.8258 | -0.70221 | -0.28566 | -0.14681 | 0.1087 | 0.1552 | 1.4496 | 9.3059 | 9.0582 | 7.0391 | 5.8537 | 0.11631 | -2.171 | -2.7098 | -2.7171 | -2.35 | -2.4194 | 61.8405 | 60.8797 | 60.1299 | 59.3665 | 58.5723 | 57.9612 | 57.5059 | 57.3759 | 59.3147 | 63.1386 | 67.8289 | 72.3238 | 75.7785 | 77.9594 | 79.0562 | 79.3604 | 78.8091 | 78.3925 | 76.9235 | 74.542 | 70.8343 | 68.3941 | 66.2958 | 64.6091 | 3.0415 | 2.6992 | 2.9495 | 3.4897 | 4.5024 | 3.5634 | 3.4287 | 3.601 | 3.8993 | 3.7407 | 3.6923 | 4.1495 | 4.3496 | 4.7874 | 5.2623 | 5.1712 | 5.0142 | 4.2609 | 3.5475 | 3.6069 | 3.2704 | 3.2395 | 3.3917 | 3.321
Program Specific1-in-2Size: Over 200kWOther2026May Monthly Peak | Program Specific | 1-in-2 | Size: Over 200kW | Other | 2026 | May Monthly Peak | 5 | 131.8493 | 128.5096 | 124.7876 | 123.9032 | 131.7662 | 151.9208 | 177.0145 | 197.3455 | 208.5804 | 215.1766 | 223.3109 | 225.4382 | 223.8594 | 226.1801 | 220.8931 | 208.9076 | 195.5786 | 182.04 | 173.2114 | 168.887 | 166.7912 | 159.2336 | 149.7368 | 143.1255 | -0.76906 | -1.508 | -0.93747 | -0.26853 | -0.16759 | -2.2487 | -0.93663 | -0.84449 | -0.72236 | -0.29642 | -0.15241 | 0.11282 | 0.1604 | 1.4939 | 9.5799 | 9.2884 | 7.2022 | 5.9435 | 0.1173 | -2.1601 | -2.717 | -2.73 | -2.3696 | -2.4414 | 64.2765 | 63.2619 | 62.3497 | 61.5693 | 60.7951 | 59.9315 | 59.4087 | 60.0462 | 62.9071 | 66.4773 | 70.3889 | 74.0976 | 77.4446 | 79.8533 | 81.2849 | 81.6994 | 81.5597 | 80.7187 | 78.9518 | 76.6671 | 72.8488 | 69.7454 | 67.9574 | 66.3203 | 3.0435 | 2.7076 | 2.9698 | 3.5166 | 4.5541 | 3.6072 | 3.451 | 3.6825 | 4.0112 | 3.8817 | 3.8332 | 4.3067 | 4.4956 | 4.9336 | 5.4173 | 5.3026 | 5.1304 | 4.3263 | 3.5778 | 3.5887 | 3.2791 | 3.255 | 3.4199 | 3.3512
Program Specific1-in-2Size: Over 200kWOther2026June Monthly Peak | Program Specific | 1-in-2 | Size: Over 200kW | Other | 2026 | June Monthly Peak | 6 | 138.0002 | 134.2527 | 130.5491 | 129.4899 | 137.2235 | 156.561 | 180.7421 | 200.0716 | 210.677 | 216.292 | 224.5818 | 225.8975 | 221.2447 | 222.6323 | 216.9175 | 207.7386 | 196.3904 | 184.2049 | 177.8473 | 172.4218 | 171.5327 | 164.3436 | 153.8889 | 147.4565 | -0.7897 | -1.3724 | -0.86566 | -0.34431 | -0.28407 | -1.9933 | -0.92459 | -1.0296 | -0.81805 | -0.4442 | -0.50736 | -0.13585 | -0.010524 | 1.6038 | 9.4023 | 9.3883 | 7.5859 | 6.3669 | 0.73257 | -1.6279 | -2.2396 | -2.4159 | -2.283 | -2.4149 | 67.0198 | 65.8049 | 64.8239 | 63.9859 | 63.1357 | 62.5767 | 62.1039 | 62.8455 | 65.711 | 69.6959 | 73.5162 | 76.9415 | 79.4422 | 81.6167 | 82.6709 | 83.2132 | 83.4955 | 83.164 | 81.8317 | 79.4476 | 76.296 | 72.8368 | 70.5518 | 69.0078 | 3.073 | 2.7287 | 2.9972 | 3.5454 | 4.5753 | 3.5861 | 3.3992 | 3.6015 | 3.9084 | 3.764 | 3.7189 | 4.163 | 4.2861 | 4.6847 | 5.1319 | 5.0867 | 4.9698 | 4.2231 | 3.5438 | 3.5344 | 3.2532 | 3.2408 | 3.3906 | 3.3306
Program Specific1-in-2Size: Over 200kWOther2026July Monthly Peak | Program Specific | 1-in-2 | Size: Over 200kW | Other | 2026 | July Monthly Peak | 7 | 140.4924 | 137.1895 | 134.0623 | 132.7618 | 141.1036 | 161.4827 | 186.6805 | 204.814 | 214.2603 | 220.13 | 227.7591 | 228.2335 | 223.2127 | 225.4414 | 219.9608 | 211.021 | 199.9125 | 188.4131 | 180.803 | 176.2566 | 175.8784 | 168.3507 | 157.3699 | 150.1035 | -0.7826 | -1.1169 | -0.72625 | -0.44288 | -0.44717 | -1.5957 | -0.9098 | -1.2985 | -0.95577 | -0.65697 | -1.0089 | -0.48344 | -0.24542 | 1.81 | 9.527 | 9.749 | 8.2178 | 7.009 | 1.6015 | -0.85155 | -1.5135 | -1.9083 | -2.1204 | -2.3176 | 69.0878 | 68.2735 | 67.6313 | 66.9895 | 66.3655 | 65.9526 | 65.6696 | 66.0513 | 68.45 | 72.1899 | 76.4438 | 80.1246 | 82.9704 | 85.3436 | 87.0353 | 87.4043 | 87.2817 | 86.2475 | 84.9297 | 83.0379 | 79.7238 | 75.9944 | 73.5676 | 72.0268 | 3.0388 | 2.7085 | 2.9896 | 3.5308 | 4.5698 | 3.5928 | 3.4103 | 3.5812 | 3.861 | 3.721 | 3.6634 | 4.0856 | 4.2004 | 4.6079 | 5.0548 | 5.019 | 4.9139 | 4.1958 | 3.4995 | 3.5095 | 3.2401 | 3.2247 | 3.368 | 3.2933
Program Specific1-in-2Size: Over 200kWOther2026August Monthly Peak | Program Specific | 1-in-2 | Size: Over 200kW | Other | 2026 | August Monthly Peak | 8 | 145.5536 | 141.8629 | 138.1684 | 137.8022 | 146.7468 | 168.5193 | 196.8407 | 218.3337 | 232.0431 | 240.7015 | 250.3435 | 252.3694 | 248.0134 | 250.6163 | 243.7629 | 231.2444 | 215.6852 | 200.1726 | 190.8102 | 186.1679 | 183.4591 | 175.0686 | 163.9711 | 156.7689 | -0.78197 | -0.7704 | -0.5301 | -0.58118 | -0.67508 | -1.0398 | -0.89728 | -1.7237 | -1.2097 | -1.0102 | -1.8166 | -1.0331 | -0.61246 | 2.2813 | 10.5474 | 10.9864 | 9.5628 | 8.1336 | 2.8676 | 0.21834 | -0.51522 | -1.2172 | -1.9185 | -2.2291 | 73.5662 | 72.7688 | 71.8849 | 70.8097 | 70.1183 | 69.5205 | 69.003 | 69.0526 | 71.6509 | 76.3979 | 81.2676 | 85.1691 | 88.137 | 90.3014 | 91.5465 | 91.6677 | 91.5961 | 90.3261 | 88.3174 | 85.6821 | 81.9414 | 79.3433 | 77.5736 | 75.881 | 3.1593 | 2.8106 | 3.092 | 3.6777 | 4.7692 | 3.7625 | 3.6085 | 3.831 | 4.1961 | 4.083 | 4.0408 | 4.5334 | 4.6834 | 5.1404 | 5.6214 | 5.5193 | 5.3202 | 4.4733 | 3.7061 | 3.7198 | 3.3915 | 3.3652 | 3.5215 | 3.4516
Program Specific1-in-2Size: Over 200kWOther2026September Monthly Peak | Program Specific | 1-in-2 | Size: Over 200kW | Other | 2026 | September Monthly Peak | 9 | 141.714 | 138.987 | 135.1147 | 134.8404 | 144.4368 | 165.6995 | 195.7306 | 216.5807 | 232.4674 | 241.43 | 250.3011 | 251.966 | 246.4741 | 249.4362 | 242.9618 | 228.9697 | 211.9926 | 196.2683 | 187.7857 | 184.9436 | 179.1421 | 171.314 | 158.934 | 151.8126 | -0.78621 | -1.0886 | -0.70764 | -0.46334 | -0.48126 | -1.5674 | -0.94688 | -1.4115 | -1.0569 | -0.75385 | -1.1893 | -0.59036 | -0.30943 | 2.0331 | 10.522 | 10.6124 | 8.7923 | 7.3779 | 1.7952 | -0.76714 | -1.4234 | -1.8565 | -2.1094 | -2.3229 | 68.6809 | 67.6773 | 66.9352 | 66.0688 | 65.4705 | 64.9222 | 64.7678 | 64.5341 | 66.4697 | 71.3123 | 76.8655 | 82.0714 | 86.3402 | 88.9905 | 90.1765 | 90.3885 | 89.696 | 88.4161 | 85.8907 | 82.4169 | 78.7275 | 76.4225 | 75.0161 | 73.9845 | 3.059 | 2.7385 | 3.007 | 3.5788 | 4.6683 | 3.6792 | 3.5684 | 3.7793 | 4.1806 | 4.0728 | 4.0178 | 4.5013 | 4.6287 | 5.088 | 5.5721 | 5.4349 | 5.2003 | 4.3619 | 3.6272 | 3.675 | 3.2935 | 3.2748 | 3.3945 | 3.324
Program Specific1-in-2Size: Over 200kWOther2026October Monthly Peak | Program Specific | 1-in-2 | Size: Over 200kW | Other | 2026 | October Monthly Peak | 10 | 140.4483 | 136.6349 | 132.9074 | 131.953 | 140.1707 | 161.1363 | 191.1839 | 209.9656 | 224.0059 | 234.3255 | 244.6918 | 249.1795 | 247.7691 | 250.622 | 244.5901 | 230.9623 | 213.7144 | 198.2839 | 191.5045 | 184.7947 | 178.0142 | 169.5089 | 157.882 | 150.5158 | -0.78367 | -1.1299 | -0.72995 | -0.43467 | -0.43471 | -1.6206 | -0.9346 | -1.3157 | -0.99126 | -0.68588 | -1.0511 | -0.50449 | -0.25634 | 1.9994 | 10.5942 | 10.6559 | 8.7524 | 7.3439 | 1.6403 | -0.94537 | -1.5808 | -1.9567 | -2.1405 | -2.3326 | 69.0065 | 68.488 | 67.4417 | 66.4539 | 65.7723 | 65.0107 | 64.6761 | 64.7387 | 65.5301 | 70.0252 | 75.91 | 81.2469 | 84.9516 | 86.9922 | 88.269 | 88.277 | 87.1012 | 85.7082 | 83.3981 | 79.7473 | 76.2881 | 73.7914 | 71.788 | 70.3542 | 3.041 | 2.7003 | 2.9669 | 3.5129 | 4.5443 | 3.5888 | 3.4962 | 3.6751 | 4.0408 | 3.965 | 3.9398 | 4.4651 | 4.6673 | 5.1278 | 5.6266 | 5.499 | 5.2586 | 4.4202 | 3.7104 | 3.6833 | 3.2828 | 3.2502 | 3.3824 | 3.3057
Program Specific1-in-2Size: Over 200kWOther2026November Monthly Peak | Program Specific | 1-in-2 | Size: Over 200kW | Other | 2026 | November Monthly Peak | 11 | 130.5176 | 127.2599 | 123.1524 | 122.0267 | 130.1266 | 150.9552 | 176.8855 | 193.1979 | 202.8848 | 207.439 | 213.9889 | 216.1304 | 214.1809 | 216.398 | 210.0657 | 198.7966 | 188.1507 | 181.5686 | 174.0238 | 166.6412 | 160.5387 | 153.2915 | 144.2706 | 138.4967 | -0.76129 | -1.4933 | -0.92518 | -0.26446 | -0.1655 | -2.2344 | -0.93595 | -0.82674 | -0.70263 | -0.28576 | -0.14605 | 0.10816 | 0.15347 | 1.4293 | 9.1104 | 8.8389 | 6.9287 | 5.9281 | 0.11785 | -2.1314 | -2.6151 | -2.6282 | -2.2831 | -2.3625 | 58.3745 | 57.4219 | 56.4607 | 55.6448 | 54.7793 | 54.2637 | 53.804 | 53.6194 | 56.9983 | 62.2896 | 68.3444 | 73.517 | 76.9402 | 78.4923 | 79.045 | 78.5768 | 76.3256 | 72.208 | 67.8907 | 65.3062 | 63.2565 | 61.6944 | 60.6529 | 59.5939 | 3.0128 | 2.6813 | 2.9309 | 3.4634 | 4.4975 | 3.5843 | 3.4485 | 3.6051 | 3.9017 | 3.7421 | 3.6732 | 4.1289 | 4.3012 | 4.7202 | 5.1518 | 5.046 | 4.9356 | 4.3151 | 3.5945 | 3.541 | 3.1562 | 3.1336 | 3.2951 | 3.2428
Program Specific1-in-2Size: Over 200kWOther2026December Monthly Peak | Program Specific | 1-in-2 | Size: Over 200kW | Other | 2026 | December Monthly Peak | 12 | 124.8292 | 121.0925 | 117.7029 | 116.9401 | 125.0674 | 145.9286 | 173.3696 | 189.1962 | 197.8771 | 199.1713 | 200.4965 | 197.5253 | 191.7602 | 191.4952 | 184.1329 | 175.7627 | 170.0184 | 166.7449 | 163.139 | 157.3555 | 152.3116 | 147.0197 | 137.8532 | 131.4432 | -0.72811 | -1.4209 | -0.88424 | -0.25344 | -0.15907 | -2.16 | -0.91735 | -0.80962 | -0.68529 | -0.27438 | -0.13684 | 0.098851 | 0.1374 | 1.2648 | 7.9857 | 7.8147 | 6.261 | 5.4441 | 0.11048 | -2.0126 | -2.4811 | -2.5206 | -2.1815 | -2.2421 | 47.3385 | 46.7706 | 45.7501 | 44.8922 | 44.2268 | 43.6935 | 43.5346 | 43.2143 | 43.5347 | 46.3061 | 48.9796 | 51.3152 | 52.9356 | 53.8361 | 54.452 | 54.5773 | 54.0503 | 52.8468 | 51.188 | 49.903 | 48.8855 | 48.0629 | 47.2613 | 46.2583 | 2.8815 | 2.5514 | 2.8012 | 3.319 | 4.3226 | 3.4649 | 3.38 | 3.5304 | 3.8054 | 3.5929 | 3.4416 | 3.7734 | 3.851 | 4.177 | 4.5158 | 4.4613 | 4.4599 | 3.9628 | 3.3697 | 3.3437 | 2.9944 | 3.0053 | 3.1485 | 3.0776
Program Specific1-in-2Size: Over 200kWOther2026Typical Event Day | Program Specific | 1-in-2 | Size: Over 200kW | Other | 2026 | Typical Event Day | 8 | 143.4561 | 139.8236 | 135.7533 | 135.291 | 144.0078 | 165.3977 | 193.26 | 213.1512 | 224.6345 | 231.1965 | 239.6396 | 241.4212 | 237.2325 | 239.9945 | 233.7886 | 222.0741 | 207.3929 | 193.1634 | 185.0913 | 180.8737 | 178.6258 | 170.6011 | 160.0687 | 153.1252 | -0.79665 | -1.1056 | -0.71685 | -0.46163 | -0.4742 | -1.5813 | -0.93659 | -1.3801 | -1.0167 | -0.71424 | -1.1201 | -0.55263 | -0.28895 | 1.9491 | 10.125 | 10.2848 | 8.5832 | 7.243 | 1.7382 | -0.77992 | -1.4476 | -1.8692 | -2.1322 | -2.3481 | 69.5887 | 68.6311 | 67.8188 | 66.9635 | 66.2725 | 65.743 | 65.3861 | 65.6209 | 68.0704 | 72.399 | 77.0233 | 81.0767 | 84.2224 | 86.5631 | 87.8573 | 88.1684 | 88.0173 | 87.0384 | 85.2424 | 82.6462 | 79.1722 | 76.1493 | 74.1773 | 72.725 | 3.098 | 2.7561 | 3.0225 | 3.5923 | 4.6564 | 3.674 | 3.5249 | 3.7211 | 4.0415 | 3.9018 | 3.8484 | 4.3147 | 4.4571 | 4.8975 | 5.364 | 5.2735 | 5.0897 | 4.2947 | 3.5767 | 3.5957 | 3.2854 | 3.2626 | 3.4203 | 3.3542

## Enrollments
concat | portfoliotype | dmdrflg | lca | year | daytype | month | accts
Portfolio AdjustedAllAll2015April Monthly Peak | Portfolio Adjusted | All | All | 2015 | April Monthly Peak | 4 | 2718
Portfolio AdjustedAllAll2015August Monthly Peak | Portfolio Adjusted | All | All | 2015 | August Monthly Peak | 8 | 2718
Portfolio AdjustedAllAll2015December Monthly Peak | Portfolio Adjusted | All | All | 2015 | December Monthly Peak | 12 | 2718
Portfolio AdjustedAllAll2015February Monthly Peak | Portfolio Adjusted | All | All | 2015 | February Monthly Peak | 2 | 2718
Portfolio AdjustedAllAll2015January Monthly Peak | Portfolio Adjusted | All | All | 2015 | January Monthly Peak | 1 | 2718
Portfolio AdjustedAllAll2015July Monthly Peak | Portfolio Adjusted | All | All | 2015 | July Monthly Peak | 7 | 2718
Portfolio AdjustedAllAll2015June Monthly Peak | Portfolio Adjusted | All | All | 2015 | June Monthly Peak | 6 | 2718
Portfolio AdjustedAllAll2015March Monthly Peak | Portfolio Adjusted | All | All | 2015 | March Monthly Peak | 3 | 2718
Portfolio AdjustedAllAll2015May Monthly Peak | Portfolio Adjusted | All | All | 2015 | May Monthly Peak | 5 | 2718
Portfolio AdjustedAllAll2015November Monthly Peak | Portfolio Adjusted | All | All | 2015 | November Monthly Peak | 11 | 2718
Portfolio AdjustedAllAll2015October Monthly Peak | Portfolio Adjusted | All | All | 2015 | October Monthly Peak | 10 | 2718
Portfolio AdjustedAllAll2015September Monthly Peak | Portfolio Adjusted | All | All | 2015 | September Monthly Peak | 9 | 2718
Portfolio AdjustedAllAll2015Typical Event Day | Portfolio Adjusted | All | All | 2015 | Typical Event Day | 8 | 2718
Portfolio AdjustedAllAll2016April Monthly Peak | Portfolio Adjusted | All | All | 2016 | April Monthly Peak | 4 | 2718
Portfolio AdjustedAllAll2016August Monthly Peak | Portfolio Adjusted | All | All | 2016 | August Monthly Peak | 8 | 2718
Portfolio AdjustedAllAll2016December Monthly Peak | Portfolio Adjusted | All | All | 2016 | December Monthly Peak | 12 | 2718
Portfolio AdjustedAllAll2016February Monthly Peak | Portfolio Adjusted | All | All | 2016 | February Monthly Peak | 2 | 2718
Portfolio AdjustedAllAll2016January Monthly Peak | Portfolio Adjusted | All | All | 2016 | January Monthly Peak | 1 | 2718
Portfolio AdjustedAllAll2016July Monthly Peak | Portfolio Adjusted | All | All | 2016 | July Monthly Peak | 7 | 2718
Portfolio AdjustedAllAll2016June Monthly Peak | Portfolio Adjusted | All | All | 2016 | June Monthly Peak | 6 | 2718
Portfolio AdjustedAllAll2016March Monthly Peak | Portfolio Adjusted | All | All | 2016 | March Monthly Peak | 3 | 2718
Portfolio AdjustedAllAll2016May Monthly Peak | Portfolio Adjusted | All | All | 2016 | May Monthly Peak | 5 | 2718
Portfolio AdjustedAllAll2016November Monthly Peak | Portfolio Adjusted | All | All | 2016 | November Monthly Peak | 11 | 2718
Portfolio AdjustedAllAll2016October Monthly Peak | Portfolio Adjusted | All | All | 2016 | October Monthly Peak | 10 | 2718
Portfolio AdjustedAllAll2016September Monthly Peak | Portfolio Adjusted | All | All | 2016 | September Monthly Peak | 9 | 2718
Portfolio AdjustedAllAll2016Typical Event Day | Portfolio Adjusted | All | All | 2016 | Typical Event Day | 8 | 2718
Portfolio AdjustedAllAll2017April Monthly Peak | Portfolio Adjusted | All | All | 2017 | April Monthly Peak | 4 | 2737.8414
Portfolio AdjustedAllAll2017August Monthly Peak | Portfolio Adjusted | All | All | 2017 | August Monthly Peak | 8 | 2737.8414
Portfolio AdjustedAllAll2017December Monthly Peak | Portfolio Adjusted | All | All | 2017 | December Monthly Peak | 12 | 2737.8414
Portfolio AdjustedAllAll2017February Monthly Peak | Portfolio Adjusted | All | All | 2017 | February Monthly Peak | 2 | 2737.8414
Portfolio AdjustedAllAll2017January Monthly Peak | Portfolio Adjusted | All | All | 2017 | January Monthly Peak | 1 | 2737.8414
Portfolio AdjustedAllAll2017July Monthly Peak | Portfolio Adjusted | All | All | 2017 | July Monthly Peak | 7 | 2737.8414
Portfolio AdjustedAllAll2017June Monthly Peak | Portfolio Adjusted | All | All | 2017 | June Monthly Peak | 6 | 2737.8414
Portfolio AdjustedAllAll2017March Monthly Peak | Portfolio Adjusted | All | All | 2017 | March Monthly Peak | 3 | 2737.8414
Portfolio AdjustedAllAll2017May Monthly Peak | Portfolio Adjusted | All | All | 2017 | May Monthly Peak | 5 | 2737.8414
Portfolio AdjustedAllAll2017November Monthly Peak | Portfolio Adjusted | All | All | 2017 | November Monthly Peak | 11 | 2737.8414
Portfolio AdjustedAllAll2017October Monthly Peak | Portfolio Adjusted | All | All | 2017 | October Monthly Peak | 10 | 2737.8414
Portfolio AdjustedAllAll2017September Monthly Peak | Portfolio Adjusted | All | All | 2017 | September Monthly Peak | 9 | 2737.8414
Portfolio AdjustedAllAll2017Typical Event Day | Portfolio Adjusted | All | All | 2017 | Typical Event Day | 8 | 2737.8414
Portfolio AdjustedAllAll2018April Monthly Peak | Portfolio Adjusted | All | All | 2018 | April Monthly Peak | 4 | 252746.0619
Portfolio AdjustedAllAll2018August Monthly Peak | Portfolio Adjusted | All | All | 2018 | August Monthly Peak | 8 | 252746.0619
Portfolio AdjustedAllAll2018December Monthly Peak | Portfolio Adjusted | All | All | 2018 | December Monthly Peak | 12 | 252746.0619
Portfolio AdjustedAllAll2018February Monthly Peak | Portfolio Adjusted | All | All | 2018 | February Monthly Peak | 2 | 2746.0549
Portfolio AdjustedAllAll2018January Monthly Peak | Portfolio Adjusted | All | All | 2018 | January Monthly Peak | 1 | 2746.0549
Portfolio AdjustedAllAll2018July Monthly Peak | Portfolio Adjusted | All | All | 2018 | July Monthly Peak | 7 | 252746.0619
Portfolio AdjustedAllAll2018June Monthly Peak | Portfolio Adjusted | All | All | 2018 | June Monthly Peak | 6 | 252746.0619
Portfolio AdjustedAllAll2018March Monthly Peak | Portfolio Adjusted | All | All | 2018 | March Monthly Peak | 3 | 2746.0549
Portfolio AdjustedAllAll2018May Monthly Peak | Portfolio Adjusted | All | All | 2018 | May Monthly Peak | 5 | 252746.0619
Portfolio AdjustedAllAll2018November Monthly Peak | Portfolio Adjusted | All | All | 2018 | November Monthly Peak | 11 | 252746.0619
Portfolio AdjustedAllAll2018October Monthly Peak | Portfolio Adjusted | All | All | 2018 | October Monthly Peak | 10 | 252746.0619
Portfolio AdjustedAllAll2018September Monthly Peak | Portfolio Adjusted | All | All | 2018 | September Monthly Peak | 9 | 252746.0619
Portfolio AdjustedAllAll2018Typical Event Day | Portfolio Adjusted | All | All | 2018 | Typical Event Day | 8 | 252746.0619
Portfolio AdjustedAllAll2019April Monthly Peak | Portfolio Adjusted | All | All | 2019 | April Monthly Peak | 4 | 102754.2959
Portfolio AdjustedAllAll2019August Monthly Peak | Portfolio Adjusted | All | All | 2019 | August Monthly Peak | 8 | 102754.2959
Portfolio AdjustedAllAll2019December Monthly Peak | Portfolio Adjusted | All | All | 2019 | December Monthly Peak | 12 | 102754.2959
Portfolio AdjustedAllAll2019February Monthly Peak | Portfolio Adjusted | All | All | 2019 | February Monthly Peak | 2 | 252754.3
Portfolio AdjustedAllAll2019January Monthly Peak | Portfolio Adjusted | All | All | 2019 | January Monthly Peak | 1 | 252754.3
Portfolio AdjustedAllAll2019July Monthly Peak | Portfolio Adjusted | All | All | 2019 | July Monthly Peak | 7 | 102754.2959
Portfolio AdjustedAllAll2019June Monthly Peak | Portfolio Adjusted | All | All | 2019 | June Monthly Peak | 6 | 102754.2959
Portfolio AdjustedAllAll2019March Monthly Peak | Portfolio Adjusted | All | All | 2019 | March Monthly Peak | 3 | 252754.3
Portfolio AdjustedAllAll2019May Monthly Peak | Portfolio Adjusted | All | All | 2019 | May Monthly Peak | 5 | 102754.2959
Portfolio AdjustedAllAll2019November Monthly Peak | Portfolio Adjusted | All | All | 2019 | November Monthly Peak | 11 | 102754.2959
Portfolio AdjustedAllAll2019October Monthly Peak | Portfolio Adjusted | All | All | 2019 | October Monthly Peak | 10 | 102754.2959
Portfolio AdjustedAllAll2019September Monthly Peak | Portfolio Adjusted | All | All | 2019 | September Monthly Peak | 9 | 102754.2959
Portfolio AdjustedAllAll2019Typical Event Day | Portfolio Adjusted | All | All | 2019 | Typical Event Day | 8 | 102754.2959
Portfolio AdjustedAllAll2020April Monthly Peak | Portfolio Adjusted | All | All | 2020 | April Monthly Peak | 4 | 102762.5588
Portfolio AdjustedAllAll2020August Monthly Peak | Portfolio Adjusted | All | All | 2020 | August Monthly Peak | 8 | 102762.5588
Portfolio AdjustedAllAll2020December Monthly Peak | Portfolio Adjusted | All | All | 2020 | December Monthly Peak | 12 | 102762.5588
Portfolio AdjustedAllAll2020February Monthly Peak | Portfolio Adjusted | All | All | 2020 | February Monthly Peak | 2 | 102762.5588
Portfolio AdjustedAllAll2020January Monthly Peak | Portfolio Adjusted | All | All | 2020 | January Monthly Peak | 1 | 102762.5588
Portfolio AdjustedAllAll2020July Monthly Peak | Portfolio Adjusted | All | All | 2020 | July Monthly Peak | 7 | 102762.5588
Portfolio AdjustedAllAll2020June Monthly Peak | Portfolio Adjusted | All | All | 2020 | June Monthly Peak | 6 | 102762.5588
Portfolio AdjustedAllAll2020March Monthly Peak | Portfolio Adjusted | All | All | 2020 | March Monthly Peak | 3 | 102762.5588
Portfolio AdjustedAllAll2020May Monthly Peak | Portfolio Adjusted | All | All | 2020 | May Monthly Peak | 5 | 102762.5588
Portfolio AdjustedAllAll2020November Monthly Peak | Portfolio Adjusted | All | All | 2020 | November Monthly Peak | 11 | 102762.5588
Portfolio AdjustedAllAll2020October Monthly Peak | Portfolio Adjusted | All | All | 2020 | October Monthly Peak | 10 | 102762.5588
Portfolio AdjustedAllAll2020September Monthly Peak | Portfolio Adjusted | All | All | 2020 | September Monthly Peak | 9 | 102762.5588
Portfolio AdjustedAllAll2020Typical Event Day | Portfolio Adjusted | All | All | 2020 | Typical Event Day | 8 | 102762.5588
Portfolio AdjustedAllAll2021April Monthly Peak | Portfolio Adjusted | All | All | 2021 | April Monthly Peak | 4 | 102770.8464
Portfolio AdjustedAllAll2021August Monthly Peak | Portfolio Adjusted | All | All | 2021 | August Monthly Peak | 8 | 102770.8464
Portfolio AdjustedAllAll2021December Monthly Peak | Portfolio Adjusted | All | All | 2021 | December Monthly Peak | 12 | 102770.8464
Portfolio AdjustedAllAll2021February Monthly Peak | Portfolio Adjusted | All | All | 2021 | February Monthly Peak | 2 | 102770.8464
Portfolio AdjustedAllAll2021January Monthly Peak | Portfolio Adjusted | All | All | 2021 | January Monthly Peak | 1 | 102770.8464
Portfolio AdjustedAllAll2021July Monthly Peak | Portfolio Adjusted | All | All | 2021 | July Monthly Peak | 7 | 102770.8464
Portfolio AdjustedAllAll2021June Monthly Peak | Portfolio Adjusted | All | All | 2021 | June Monthly Peak | 6 | 102770.8464
Portfolio AdjustedAllAll2021March Monthly Peak | Portfolio Adjusted | All | All | 2021 | March Monthly Peak | 3 | 102770.8464
Portfolio AdjustedAllAll2021May Monthly Peak | Portfolio Adjusted | All | All | 2021 | May Monthly Peak | 5 | 102770.8464
Portfolio AdjustedAllAll2021November Monthly Peak | Portfolio Adjusted | All | All | 2021 | November Monthly Peak | 11 | 102770.8464
Portfolio AdjustedAllAll2021October Monthly Peak | Portfolio Adjusted | All | All | 2021 | October Monthly Peak | 10 | 102770.8464
Portfolio AdjustedAllAll2021September Monthly Peak | Portfolio Adjusted | All | All | 2021 | September Monthly Peak | 9 | 102770.8464
Portfolio AdjustedAllAll2021Typical Event Day | Portfolio Adjusted | All | All | 2021 | Typical Event Day | 8 | 102770.8464
Portfolio AdjustedAllAll2022April Monthly Peak | Portfolio Adjusted | All | All | 2022 | April Monthly Peak | 4 | 102779.159
Portfolio AdjustedAllAll2022August Monthly Peak | Portfolio Adjusted | All | All | 2022 | August Monthly Peak | 8 | 102779.159
Portfolio AdjustedAllAll2022December Monthly Peak | Portfolio Adjusted | All | All | 2022 | December Monthly Peak | 12 | 102779.159
Portfolio AdjustedAllAll2022February Monthly Peak | Portfolio Adjusted | All | All | 2022 | February Monthly Peak | 2 | 102779.159
Portfolio AdjustedAllAll2022January Monthly Peak | Portfolio Adjusted | All | All | 2022 | January Monthly Peak | 1 | 102779.159
Portfolio AdjustedAllAll2022July Monthly Peak | Portfolio Adjusted | All | All | 2022 | July Monthly Peak | 7 | 102779.159
Portfolio AdjustedAllAll2022June Monthly Peak | Portfolio Adjusted | All | All | 2022 | June Monthly Peak | 6 | 102779.159
Portfolio AdjustedAllAll2022March Monthly Peak | Portfolio Adjusted | All | All | 2022 | March Monthly Peak | 3 | 102779.159
Portfolio AdjustedAllAll2022May Monthly Peak | Portfolio Adjusted | All | All | 2022 | May Monthly Peak | 5 | 102779.159
Portfolio AdjustedAllAll2022November Monthly Peak | Portfolio Adjusted | All | All | 2022 | November Monthly Peak | 11 | 102779.159
Portfolio AdjustedAllAll2022October Monthly Peak | Portfolio Adjusted | All | All | 2022 | October Monthly Peak | 10 | 102779.159
Portfolio AdjustedAllAll2022September Monthly Peak | Portfolio Adjusted | All | All | 2022 | September Monthly Peak | 9 | 102779.159
Portfolio AdjustedAllAll2022Typical Event Day | Portfolio Adjusted | All | All | 2022 | Typical Event Day | 8 | 102779.159
Portfolio AdjustedAllAll2023April Monthly Peak | Portfolio Adjusted | All | All | 2023 | April Monthly Peak | 4 | 102787.4964
Portfolio AdjustedAllAll2023August Monthly Peak | Portfolio Adjusted | All | All | 2023 | August Monthly Peak | 8 | 102787.4964
Portfolio AdjustedAllAll2023December Monthly Peak | Portfolio Adjusted | All | All | 2023 | December Monthly Peak | 12 | 102787.4964
Portfolio AdjustedAllAll2023February Monthly Peak | Portfolio Adjusted | All | All | 2023 | February Monthly Peak | 2 | 102787.4964
Portfolio AdjustedAllAll2023January Monthly Peak | Portfolio Adjusted | All | All | 2023 | January Monthly Peak | 1 | 102787.4964
Portfolio AdjustedAllAll2023July Monthly Peak | Portfolio Adjusted | All | All | 2023 | July Monthly Peak | 7 | 102787.4964
Portfolio AdjustedAllAll2023June Monthly Peak | Portfolio Adjusted | All | All | 2023 | June Monthly Peak | 6 | 102787.4964
Portfolio AdjustedAllAll2023March Monthly Peak | Portfolio Adjusted | All | All | 2023 | March Monthly Peak | 3 | 102787.4964
Portfolio AdjustedAllAll2023May Monthly Peak | Portfolio Adjusted | All | All | 2023 | May Monthly Peak | 5 | 102787.4964
Portfolio AdjustedAllAll2023November Monthly Peak | Portfolio Adjusted | All | All | 2023 | November Monthly Peak | 11 | 102787.4964
Portfolio AdjustedAllAll2023October Monthly Peak | Portfolio Adjusted | All | All | 2023 | October Monthly Peak | 10 | 102787.4964
Portfolio AdjustedAllAll2023September Monthly Peak | Portfolio Adjusted | All | All | 2023 | September Monthly Peak | 9 | 102787.4964
Portfolio AdjustedAllAll2023Typical Event Day | Portfolio Adjusted | All | All | 2023 | Typical Event Day | 8 | 102787.4964
Portfolio AdjustedAllAll2024April Monthly Peak | Portfolio Adjusted | All | All | 2024 | April Monthly Peak | 4 | 102795.8589
Portfolio AdjustedAllAll2024August Monthly Peak | Portfolio Adjusted | All | All | 2024 | August Monthly Peak | 8 | 102795.8589
Portfolio AdjustedAllAll2024December Monthly Peak | Portfolio Adjusted | All | All | 2024 | December Monthly Peak | 12 | 102795.8589
Portfolio AdjustedAllAll2024February Monthly Peak | Portfolio Adjusted | All | All | 2024 | February Monthly Peak | 2 | 102795.8589
Portfolio AdjustedAllAll2024January Monthly Peak | Portfolio Adjusted | All | All | 2024 | January Monthly Peak | 1 | 102795.8589
Portfolio AdjustedAllAll2024July Monthly Peak | Portfolio Adjusted | All | All | 2024 | July Monthly Peak | 7 | 102795.8589
Portfolio AdjustedAllAll2024June Monthly Peak | Portfolio Adjusted | All | All | 2024 | June Monthly Peak | 6 | 102795.8589
Portfolio AdjustedAllAll2024March Monthly Peak | Portfolio Adjusted | All | All | 2024 | March Monthly Peak | 3 | 102795.8589
Portfolio AdjustedAllAll2024May Monthly Peak | Portfolio Adjusted | All | All | 2024 | May Monthly Peak | 5 | 102795.8589
Portfolio AdjustedAllAll2024November Monthly Peak | Portfolio Adjusted | All | All | 2024 | November Monthly Peak | 11 | 102795.8589
Portfolio AdjustedAllAll2024October Monthly Peak | Portfolio Adjusted | All | All | 2024 | October Monthly Peak | 10 | 102795.8589
Portfolio AdjustedAllAll2024September Monthly Peak | Portfolio Adjusted | All | All | 2024 | September Monthly Peak | 9 | 102795.8589
Portfolio AdjustedAllAll2024Typical Event Day | Portfolio Adjusted | All | All | 2024 | Typical Event Day | 8 | 102795.8589
Portfolio AdjustedAllAll2025April Monthly Peak | Portfolio Adjusted | All | All | 2025 | April Monthly Peak | 4 | 102804.2465
Portfolio AdjustedAllAll2025August Monthly Peak | Portfolio Adjusted | All | All | 2025 | August Monthly Peak | 8 | 102804.2465
Portfolio AdjustedAllAll2025December Monthly Peak | Portfolio Adjusted | All | All | 2025 | December Monthly Peak | 12 | 102804.2465
Portfolio AdjustedAllAll2025February Monthly Peak | Portfolio Adjusted | All | All | 2025 | February Monthly Peak | 2 | 102804.2465
Portfolio AdjustedAllAll2025January Monthly Peak | Portfolio Adjusted | All | All | 2025 | January Monthly Peak | 1 | 102804.2465
Portfolio AdjustedAllAll2025July Monthly Peak | Portfolio Adjusted | All | All | 2025 | July Monthly Peak | 7 | 102804.2465
Portfolio AdjustedAllAll2025June Monthly Peak | Portfolio Adjusted | All | All | 2025 | June Monthly Peak | 6 | 102804.2465
Portfolio AdjustedAllAll2025March Monthly Peak | Portfolio Adjusted | All | All | 2025 | March Monthly Peak | 3 | 102804.2465
Portfolio AdjustedAllAll2025May Monthly Peak | Portfolio Adjusted | All | All | 2025 | May Monthly Peak | 5 | 102804.2465
Portfolio AdjustedAllAll2025November Monthly Peak | Portfolio Adjusted | All | All | 2025 | November Monthly Peak | 11 | 102804.2465
Portfolio AdjustedAllAll2025October Monthly Peak | Portfolio Adjusted | All | All | 2025 | October Monthly Peak | 10 | 102804.2465
Portfolio AdjustedAllAll2025September Monthly Peak | Portfolio Adjusted | All | All | 2025 | September Monthly Peak | 9 | 102804.2465
Portfolio AdjustedAllAll2025Typical Event Day | Portfolio Adjusted | All | All | 2025 | Typical Event Day | 8 | 102804.2465
Portfolio AdjustedAllAll2026April Monthly Peak | Portfolio Adjusted | All | All | 2026 | April Monthly Peak | 4 | 102812.6592
Portfolio AdjustedAllAll2026August Monthly Peak | Portfolio Adjusted | All | All | 2026 | August Monthly Peak | 8 | 102812.6592
Portfolio AdjustedAllAll2026December Monthly Peak | Portfolio Adjusted | All | All | 2026 | December Monthly Peak | 12 | 102812.6592
Portfolio AdjustedAllAll2026February Monthly Peak | Portfolio Adjusted | All | All | 2026 | February Monthly Peak | 2 | 102812.6592
Portfolio AdjustedAllAll2026January Monthly Peak | Portfolio Adjusted | All | All | 2026 | January Monthly Peak | 1 | 102812.6592
Portfolio AdjustedAllAll2026July Monthly Peak | Portfolio Adjusted | All | All | 2026 | July Monthly Peak | 7 | 102812.6592
Portfolio AdjustedAllAll2026June Monthly Peak | Portfolio Adjusted | All | All | 2026 | June Monthly Peak | 6 | 102812.6592
Portfolio AdjustedAllAll2026March Monthly Peak | Portfolio Adjusted | All | All | 2026 | March Monthly Peak | 3 | 102812.6592
Portfolio AdjustedAllAll2026May Monthly Peak | Portfolio Adjusted | All | All | 2026 | May Monthly Peak | 5 | 102812.6592
Portfolio AdjustedAllAll2026November Monthly Peak | Portfolio Adjusted | All | All | 2026 | November Monthly Peak | 11 | 102812.6592
Portfolio AdjustedAllAll2026October Monthly Peak | Portfolio Adjusted | All | All | 2026 | October Monthly Peak | 10 | 102812.6592
Portfolio AdjustedAllAll2026September Monthly Peak | Portfolio Adjusted | All | All | 2026 | September Monthly Peak | 9 | 102812.6592
Portfolio AdjustedAllAll2026Typical Event Day | Portfolio Adjusted | All | All | 2026 | Typical Event Day | 8 | 102812.6592
Portfolio AdjustedAllOrange County2015April Monthly Peak | Portfolio Adjusted | All | Orange County | 2015 | April Monthly Peak | 4 | 930.5442
Portfolio AdjustedAllOrange County2015August Monthly Peak | Portfolio Adjusted | All | Orange County | 2015 | August Monthly Peak | 8 | 930.5442
Portfolio AdjustedAllOrange County2015December Monthly Peak | Portfolio Adjusted | All | Orange County | 2015 | December Monthly Peak | 12 | 930.5442
Portfolio AdjustedAllOrange County2015February Monthly Peak | Portfolio Adjusted | All | Orange County | 2015 | February Monthly Peak | 2 | 930.5442
Portfolio AdjustedAllOrange County2015January Monthly Peak | Portfolio Adjusted | All | Orange County | 2015 | January Monthly Peak | 1 | 930.5442
Portfolio AdjustedAllOrange County2015July Monthly Peak | Portfolio Adjusted | All | Orange County | 2015 | July Monthly Peak | 7 | 930.5442
Portfolio AdjustedAllOrange County2015June Monthly Peak | Portfolio Adjusted | All | Orange County | 2015 | June Monthly Peak | 6 | 930.5442
Portfolio AdjustedAllOrange County2015March Monthly Peak | Portfolio Adjusted | All | Orange County | 2015 | March Monthly Peak | 3 | 930.5442
Portfolio AdjustedAllOrange County2015May Monthly Peak | Portfolio Adjusted | All | Orange County | 2015 | May Monthly Peak | 5 | 930.5442
Portfolio AdjustedAllOrange County2015November Monthly Peak | Portfolio Adjusted | All | Orange County | 2015 | November Monthly Peak | 11 | 930.5442
Portfolio AdjustedAllOrange County2015October Monthly Peak | Portfolio Adjusted | All | Orange County | 2015 | October Monthly Peak | 10 | 930.5442
Portfolio AdjustedAllOrange County2015September Monthly Peak | Portfolio Adjusted | All | Orange County | 2015 | September Monthly Peak | 9 | 930.5442
Portfolio AdjustedAllOrange County2015Typical Event Day | Portfolio Adjusted | All | Orange County | 2015 | Typical Event Day | 8 | 930.5442
Portfolio AdjustedAllOrange County2016April Monthly Peak | Portfolio Adjusted | All | Orange County | 2016 | April Monthly Peak | 4 | 930.5442
Portfolio AdjustedAllOrange County2016August Monthly Peak | Portfolio Adjusted | All | Orange County | 2016 | August Monthly Peak | 8 | 930.5442
Portfolio AdjustedAllOrange County2016December Monthly Peak | Portfolio Adjusted | All | Orange County | 2016 | December Monthly Peak | 12 | 930.5442
Portfolio AdjustedAllOrange County2016February Monthly Peak | Portfolio Adjusted | All | Orange County | 2016 | February Monthly Peak | 2 | 930.5442
Portfolio AdjustedAllOrange County2016January Monthly Peak | Portfolio Adjusted | All | Orange County | 2016 | January Monthly Peak | 1 | 930.5442
Portfolio AdjustedAllOrange County2016July Monthly Peak | Portfolio Adjusted | All | Orange County | 2016 | July Monthly Peak | 7 | 930.5442
Portfolio AdjustedAllOrange County2016June Monthly Peak | Portfolio Adjusted | All | Orange County | 2016 | June Monthly Peak | 6 | 930.5442
Portfolio AdjustedAllOrange County2016March Monthly Peak | Portfolio Adjusted | All | Orange County | 2016 | March Monthly Peak | 3 | 930.5442
Portfolio AdjustedAllOrange County2016May Monthly Peak | Portfolio Adjusted | All | Orange County | 2016 | May Monthly Peak | 5 | 930.5442
Portfolio AdjustedAllOrange County2016November Monthly Peak | Portfolio Adjusted | All | Orange County | 2016 | November Monthly Peak | 11 | 930.5442
Portfolio AdjustedAllOrange County2016October Monthly Peak | Portfolio Adjusted | All | Orange County | 2016 | October Monthly Peak | 10 | 930.5442
Portfolio AdjustedAllOrange County2016September Monthly Peak | Portfolio Adjusted | All | Orange County | 2016 | September Monthly Peak | 9 | 930.5442
Portfolio AdjustedAllOrange County2016Typical Event Day | Portfolio Adjusted | All | Orange County | 2016 | Typical Event Day | 8 | 930.5442
Portfolio AdjustedAllOrange County2017April Monthly Peak | Portfolio Adjusted | All | Orange County | 2017 | April Monthly Peak | 4 | 937.3371
Portfolio AdjustedAllOrange County2017August Monthly Peak | Portfolio Adjusted | All | Orange County | 2017 | August Monthly Peak | 8 | 937.3371
Portfolio AdjustedAllOrange County2017December Monthly Peak | Portfolio Adjusted | All | Orange County | 2017 | December Monthly Peak | 12 | 937.3371
Portfolio AdjustedAllOrange County2017February Monthly Peak | Portfolio Adjusted | All | Orange County | 2017 | February Monthly Peak | 2 | 937.3371
Portfolio AdjustedAllOrange County2017January Monthly Peak | Portfolio Adjusted | All | Orange County | 2017 | January Monthly Peak | 1 | 937.3371
Portfolio AdjustedAllOrange County2017July Monthly Peak | Portfolio Adjusted | All | Orange County | 2017 | July Monthly Peak | 7 | 937.3371
Portfolio AdjustedAllOrange County2017June Monthly Peak | Portfolio Adjusted | All | Orange County | 2017 | June Monthly Peak | 6 | 937.3371
Portfolio AdjustedAllOrange County2017March Monthly Peak | Portfolio Adjusted | All | Orange County | 2017 | March Monthly Peak | 3 | 937.3371
Portfolio AdjustedAllOrange County2017May Monthly Peak | Portfolio Adjusted | All | Orange County | 2017 | May Monthly Peak | 5 | 937.3371
Portfolio AdjustedAllOrange County2017November Monthly Peak | Portfolio Adjusted | All | Orange County | 2017 | November Monthly Peak | 11 | 937.3371
Portfolio AdjustedAllOrange County2017October Monthly Peak | Portfolio Adjusted | All | Orange County | 2017 | October Monthly Peak | 10 | 937.3371
Portfolio AdjustedAllOrange County2017September Monthly Peak | Portfolio Adjusted | All | Orange County | 2017 | September Monthly Peak | 9 | 937.3371
Portfolio AdjustedAllOrange County2017Typical Event Day | Portfolio Adjusted | All | Orange County | 2017 | Typical Event Day | 8 | 937.3371
Portfolio AdjustedAllOrange County2018April Monthly Peak | Portfolio Adjusted | All | Orange County | 2018 | April Monthly Peak | 4 | 62595.2838
Portfolio AdjustedAllOrange County2018August Monthly Peak | Portfolio Adjusted | All | Orange County | 2018 | August Monthly Peak | 8 | 62595.2838
Portfolio AdjustedAllOrange County2018December Monthly Peak | Portfolio Adjusted | All | Orange County | 2018 | December Monthly Peak | 12 | 62595.2838
Portfolio AdjustedAllOrange County2018February Monthly Peak | Portfolio Adjusted | All | Orange County | 2018 | February Monthly Peak | 2 | 940.1492
Portfolio AdjustedAllOrange County2018January Monthly Peak | Portfolio Adjusted | All | Orange County | 2018 | January Monthly Peak | 1 | 940.1492
Portfolio AdjustedAllOrange County2018July Monthly Peak | Portfolio Adjusted | All | Orange County | 2018 | July Monthly Peak | 7 | 62595.2838
Portfolio AdjustedAllOrange County2018June Monthly Peak | Portfolio Adjusted | All | Orange County | 2018 | June Monthly Peak | 6 | 62595.2838
Portfolio AdjustedAllOrange County2018March Monthly Peak | Portfolio Adjusted | All | Orange County | 2018 | March Monthly Peak | 3 | 940.1492
Portfolio AdjustedAllOrange County2018May Monthly Peak | Portfolio Adjusted | All | Orange County | 2018 | May Monthly Peak | 5 | 62595.2838
Portfolio AdjustedAllOrange County2018November Monthly Peak | Portfolio Adjusted | All | Orange County | 2018 | November Monthly Peak | 11 | 62595.2838
Portfolio AdjustedAllOrange County2018October Monthly Peak | Portfolio Adjusted | All | Orange County | 2018 | October Monthly Peak | 10 | 62595.2838
Portfolio AdjustedAllOrange County2018September Monthly Peak | Portfolio Adjusted | All | Orange County | 2018 | September Monthly Peak | 9 | 62595.2838
Portfolio AdjustedAllOrange County2018Typical Event Day | Portfolio Adjusted | All | Orange County | 2018 | Typical Event Day | 8 | 62595.2838
Portfolio AdjustedAllOrange County2019April Monthly Peak | Portfolio Adjusted | All | Orange County | 2019 | April Monthly Peak | 4 | 25605.0235
Portfolio AdjustedAllOrange County2019August Monthly Peak | Portfolio Adjusted | All | Orange County | 2019 | August Monthly Peak | 8 | 25605.0235
Portfolio AdjustedAllOrange County2019December Monthly Peak | Portfolio Adjusted | All | Orange County | 2019 | December Monthly Peak | 12 | 25605.0235
Portfolio AdjustedAllOrange County2019February Monthly Peak | Portfolio Adjusted | All | Orange County | 2019 | February Monthly Peak | 2 | 62598.1043
Portfolio AdjustedAllOrange County2019January Monthly Peak | Portfolio Adjusted | All | Orange County | 2019 | January Monthly Peak | 1 | 62598.1043
Portfolio AdjustedAllOrange County2019July Monthly Peak | Portfolio Adjusted | All | Orange County | 2019 | July Monthly Peak | 7 | 25605.0235
Portfolio AdjustedAllOrange County2019June Monthly Peak | Portfolio Adjusted | All | Orange County | 2019 | June Monthly Peak | 6 | 25605.0235
Portfolio AdjustedAllOrange County2019March Monthly Peak | Portfolio Adjusted | All | Orange County | 2019 | March Monthly Peak | 3 | 62598.1043
Portfolio AdjustedAllOrange County2019May Monthly Peak | Portfolio Adjusted | All | Orange County | 2019 | May Monthly Peak | 5 | 25605.0235
Portfolio AdjustedAllOrange County2019November Monthly Peak | Portfolio Adjusted | All | Orange County | 2019 | November Monthly Peak | 11 | 25605.0235
Portfolio AdjustedAllOrange County2019October Monthly Peak | Portfolio Adjusted | All | Orange County | 2019 | October Monthly Peak | 10 | 25605.0235
Portfolio AdjustedAllOrange County2019September Monthly Peak | Portfolio Adjusted | All | Orange County | 2019 | September Monthly Peak | 9 | 25605.0235
Portfolio AdjustedAllOrange County2019Typical Event Day | Portfolio Adjusted | All | Orange County | 2019 | Typical Event Day | 8 | 25605.0235
Portfolio AdjustedAllOrange County2020April Monthly Peak | Portfolio Adjusted | All | Orange County | 2020 | April Monthly Peak | 4 | 25607.8524
Portfolio AdjustedAllOrange County2020August Monthly Peak | Portfolio Adjusted | All | Orange County | 2020 | August Monthly Peak | 8 | 25607.8524
Portfolio AdjustedAllOrange County2020December Monthly Peak | Portfolio Adjusted | All | Orange County | 2020 | December Monthly Peak | 12 | 25607.8524
Portfolio AdjustedAllOrange County2020February Monthly Peak | Portfolio Adjusted | All | Orange County | 2020 | February Monthly Peak | 2 | 25607.8524
Portfolio AdjustedAllOrange County2020January Monthly Peak | Portfolio Adjusted | All | Orange County | 2020 | January Monthly Peak | 1 | 25607.8524
Portfolio AdjustedAllOrange County2020July Monthly Peak | Portfolio Adjusted | All | Orange County | 2020 | July Monthly Peak | 7 | 25607.8524
Portfolio AdjustedAllOrange County2020June Monthly Peak | Portfolio Adjusted | All | Orange County | 2020 | June Monthly Peak | 6 | 25607.8524
Portfolio AdjustedAllOrange County2020March Monthly Peak | Portfolio Adjusted | All | Orange County | 2020 | March Monthly Peak | 3 | 25607.8524
Portfolio AdjustedAllOrange County2020May Monthly Peak | Portfolio Adjusted | All | Orange County | 2020 | May Monthly Peak | 5 | 25607.8524
Portfolio AdjustedAllOrange County2020November Monthly Peak | Portfolio Adjusted | All | Orange County | 2020 | November Monthly Peak | 11 | 25607.8524
Portfolio AdjustedAllOrange County2020October Monthly Peak | Portfolio Adjusted | All | Orange County | 2020 | October Monthly Peak | 10 | 25607.8524
Portfolio AdjustedAllOrange County2020September Monthly Peak | Portfolio Adjusted | All | Orange County | 2020 | September Monthly Peak | 9 | 25607.8524
Portfolio AdjustedAllOrange County2020Typical Event Day | Portfolio Adjusted | All | Orange County | 2020 | Typical Event Day | 8 | 25607.8524
Portfolio AdjustedAllOrange County2021April Monthly Peak | Portfolio Adjusted | All | Orange County | 2021 | April Monthly Peak | 4 | 25610.6898
Portfolio AdjustedAllOrange County2021August Monthly Peak | Portfolio Adjusted | All | Orange County | 2021 | August Monthly Peak | 8 | 25610.6898
Portfolio AdjustedAllOrange County2021December Monthly Peak | Portfolio Adjusted | All | Orange County | 2021 | December Monthly Peak | 12 | 25610.6898
Portfolio AdjustedAllOrange County2021February Monthly Peak | Portfolio Adjusted | All | Orange County | 2021 | February Monthly Peak | 2 | 25610.6898
Portfolio AdjustedAllOrange County2021January Monthly Peak | Portfolio Adjusted | All | Orange County | 2021 | January Monthly Peak | 1 | 25610.6898
Portfolio AdjustedAllOrange County2021July Monthly Peak | Portfolio Adjusted | All | Orange County | 2021 | July Monthly Peak | 7 | 25610.6898
Portfolio AdjustedAllOrange County2021June Monthly Peak | Portfolio Adjusted | All | Orange County | 2021 | June Monthly Peak | 6 | 25610.6898
Portfolio AdjustedAllOrange County2021March Monthly Peak | Portfolio Adjusted | All | Orange County | 2021 | March Monthly Peak | 3 | 25610.6898
Portfolio AdjustedAllOrange County2021May Monthly Peak | Portfolio Adjusted | All | Orange County | 2021 | May Monthly Peak | 5 | 25610.6898
Portfolio AdjustedAllOrange County2021November Monthly Peak | Portfolio Adjusted | All | Orange County | 2021 | November Monthly Peak | 11 | 25610.6898
Portfolio AdjustedAllOrange County2021October Monthly Peak | Portfolio Adjusted | All | Orange County | 2021 | October Monthly Peak | 10 | 25610.6898
Portfolio AdjustedAllOrange County2021September Monthly Peak | Portfolio Adjusted | All | Orange County | 2021 | September Monthly Peak | 9 | 25610.6898
Portfolio AdjustedAllOrange County2021Typical Event Day | Portfolio Adjusted | All | Orange County | 2021 | Typical Event Day | 8 | 25610.6898
Portfolio AdjustedAllOrange County2022April Monthly Peak | Portfolio Adjusted | All | Orange County | 2022 | April Monthly Peak | 4 | 25613.5357
Portfolio AdjustedAllOrange County2022August Monthly Peak | Portfolio Adjusted | All | Orange County | 2022 | August Monthly Peak | 8 | 25613.5357
Portfolio AdjustedAllOrange County2022December Monthly Peak | Portfolio Adjusted | All | Orange County | 2022 | December Monthly Peak | 12 | 25613.5357
Portfolio AdjustedAllOrange County2022February Monthly Peak | Portfolio Adjusted | All | Orange County | 2022 | February Monthly Peak | 2 | 25613.5357
Portfolio AdjustedAllOrange County2022January Monthly Peak | Portfolio Adjusted | All | Orange County | 2022 | January Monthly Peak | 1 | 25613.5357
Portfolio AdjustedAllOrange County2022July Monthly Peak | Portfolio Adjusted | All | Orange County | 2022 | July Monthly Peak | 7 | 25613.5357
Portfolio AdjustedAllOrange County2022June Monthly Peak | Portfolio Adjusted | All | Orange County | 2022 | June Monthly Peak | 6 | 25613.5357
Portfolio AdjustedAllOrange County2022March Monthly Peak | Portfolio Adjusted | All | Orange County | 2022 | March Monthly Peak | 3 | 25613.5357
Portfolio AdjustedAllOrange County2022May Monthly Peak | Portfolio Adjusted | All | Orange County | 2022 | May Monthly Peak | 5 | 25613.5357
Portfolio AdjustedAllOrange County2022November Monthly Peak | Portfolio Adjusted | All | Orange County | 2022 | November Monthly Peak | 11 | 25613.5357
Portfolio AdjustedAllOrange County2022October Monthly Peak | Portfolio Adjusted | All | Orange County | 2022 | October Monthly Peak | 10 | 25613.5357
Portfolio AdjustedAllOrange County2022September Monthly Peak | Portfolio Adjusted | All | Orange County | 2022 | September Monthly Peak | 9 | 25613.5357
Portfolio AdjustedAllOrange County2022Typical Event Day | Portfolio Adjusted | All | Orange County | 2022 | Typical Event Day | 8 | 25613.5357
Portfolio AdjustedAllOrange County2023April Monthly Peak | Portfolio Adjusted | All | Orange County | 2023 | April Monthly Peak | 4 | 25616.3901
Portfolio AdjustedAllOrange County2023August Monthly Peak | Portfolio Adjusted | All | Orange County | 2023 | August Monthly Peak | 8 | 25616.3901
Portfolio AdjustedAllOrange County2023December Monthly Peak | Portfolio Adjusted | All | Orange County | 2023 | December Monthly Peak | 12 | 25616.3901
Portfolio AdjustedAllOrange County2023February Monthly Peak | Portfolio Adjusted | All | Orange County | 2023 | February Monthly Peak | 2 | 25616.3901
Portfolio AdjustedAllOrange County2023January Monthly Peak | Portfolio Adjusted | All | Orange County | 2023 | January Monthly Peak | 1 | 25616.3901
Portfolio AdjustedAllOrange County2023July Monthly Peak | Portfolio Adjusted | All | Orange County | 2023 | July Monthly Peak | 7 | 25616.3901
Portfolio AdjustedAllOrange County2023June Monthly Peak | Portfolio Adjusted | All | Orange County | 2023 | June Monthly Peak | 6 | 25616.3901
Portfolio AdjustedAllOrange County2023March Monthly Peak | Portfolio Adjusted | All | Orange County | 2023 | March Monthly Peak | 3 | 25616.3901
Portfolio AdjustedAllOrange County2023May Monthly Peak | Portfolio Adjusted | All | Orange County | 2023 | May Monthly Peak | 5 | 25616.3901
Portfolio AdjustedAllOrange County2023November Monthly Peak | Portfolio Adjusted | All | Orange County | 2023 | November Monthly Peak | 11 | 25616.3901
Portfolio AdjustedAllOrange County2023October Monthly Peak | Portfolio Adjusted | All | Orange County | 2023 | October Monthly Peak | 10 | 25616.3901
Portfolio AdjustedAllOrange County2023September Monthly Peak | Portfolio Adjusted | All | Orange County | 2023 | September Monthly Peak | 9 | 25616.3901
Portfolio AdjustedAllOrange County2023Typical Event Day | Portfolio Adjusted | All | Orange County | 2023 | Typical Event Day | 8 | 25616.3901
Portfolio AdjustedAllOrange County2024April Monthly Peak | Portfolio Adjusted | All | Orange County | 2024 | April Monthly Peak | 4 | 25619.2531
Portfolio AdjustedAllOrange County2024August Monthly Peak | Portfolio Adjusted | All | Orange County | 2024 | August Monthly Peak | 8 | 25619.2531
Portfolio AdjustedAllOrange County2024December Monthly Peak | Portfolio Adjusted | All | Orange County | 2024 | December Monthly Peak | 12 | 25619.2531
Portfolio AdjustedAllOrange County2024February Monthly Peak | Portfolio Adjusted | All | Orange County | 2024 | February Monthly Peak | 2 | 25619.2531
Portfolio AdjustedAllOrange County2024January Monthly Peak | Portfolio Adjusted | All | Orange County | 2024 | January Monthly Peak | 1 | 25619.2531
Portfolio AdjustedAllOrange County2024July Monthly Peak | Portfolio Adjusted | All | Orange County | 2024 | July Monthly Peak | 7 | 25619.2531
Portfolio AdjustedAllOrange County2024June Monthly Peak | Portfolio Adjusted | All | Orange County | 2024 | June Monthly Peak | 6 | 25619.2531
Portfolio AdjustedAllOrange County2024March Monthly Peak | Portfolio Adjusted | All | Orange County | 2024 | March Monthly Peak | 3 | 25619.2531
Portfolio AdjustedAllOrange County2024May Monthly Peak | Portfolio Adjusted | All | Orange County | 2024 | May Monthly Peak | 5 | 25619.2531
Portfolio AdjustedAllOrange County2024November Monthly Peak | Portfolio Adjusted | All | Orange County | 2024 | November Monthly Peak | 11 | 25619.2531
Portfolio AdjustedAllOrange County2024October Monthly Peak | Portfolio Adjusted | All | Orange County | 2024 | October Monthly Peak | 10 | 25619.2531
Portfolio AdjustedAllOrange County2024September Monthly Peak | Portfolio Adjusted | All | Orange County | 2024 | September Monthly Peak | 9 | 25619.2531
Portfolio AdjustedAllOrange County2024Typical Event Day | Portfolio Adjusted | All | Orange County | 2024 | Typical Event Day | 8 | 25619.2531
Portfolio AdjustedAllOrange County2025April Monthly Peak | Portfolio Adjusted | All | Orange County | 2025 | April Monthly Peak | 4 | 25622.1247
Portfolio AdjustedAllOrange County2025August Monthly Peak | Portfolio Adjusted | All | Orange County | 2025 | August Monthly Peak | 8 | 25622.1247
Portfolio AdjustedAllOrange County2025December Monthly Peak | Portfolio Adjusted | All | Orange County | 2025 | December Monthly Peak | 12 | 25622.1247
Portfolio AdjustedAllOrange County2025February Monthly Peak | Portfolio Adjusted | All | Orange County | 2025 | February Monthly Peak | 2 | 25622.1247
Portfolio AdjustedAllOrange County2025January Monthly Peak | Portfolio Adjusted | All | Orange County | 2025 | January Monthly Peak | 1 | 25622.1247
Portfolio AdjustedAllOrange County2025July Monthly Peak | Portfolio Adjusted | All | Orange County | 2025 | July Monthly Peak | 7 | 25622.1247
Portfolio AdjustedAllOrange County2025June Monthly Peak | Portfolio Adjusted | All | Orange County | 2025 | June Monthly Peak | 6 | 25622.1247
Portfolio AdjustedAllOrange County2025March Monthly Peak | Portfolio Adjusted | All | Orange County | 2025 | March Monthly Peak | 3 | 25622.1247
Portfolio AdjustedAllOrange County2025May Monthly Peak | Portfolio Adjusted | All | Orange County | 2025 | May Monthly Peak | 5 | 25622.1247
Portfolio AdjustedAllOrange County2025November Monthly Peak | Portfolio Adjusted | All | Orange County | 2025 | November Monthly Peak | 11 | 25622.1247
Portfolio AdjustedAllOrange County2025October Monthly Peak | Portfolio Adjusted | All | Orange County | 2025 | October Monthly Peak | 10 | 25622.1247
Portfolio AdjustedAllOrange County2025September Monthly Peak | Portfolio Adjusted | All | Orange County | 2025 | September Monthly Peak | 9 | 25622.1247
Portfolio AdjustedAllOrange County2025Typical Event Day | Portfolio Adjusted | All | Orange County | 2025 | Typical Event Day | 8 | 25622.1247
Portfolio AdjustedAllOrange County2026April Monthly Peak | Portfolio Adjusted | All | Orange County | 2026 | April Monthly Peak | 4 | 25625.0049
Portfolio AdjustedAllOrange County2026August Monthly Peak | Portfolio Adjusted | All | Orange County | 2026 | August Monthly Peak | 8 | 25625.0049
Portfolio AdjustedAllOrange County2026December Monthly Peak | Portfolio Adjusted | All | Orange County | 2026 | December Monthly Peak | 12 | 25625.0049
Portfolio AdjustedAllOrange County2026February Monthly Peak | Portfolio Adjusted | All | Orange County | 2026 | February Monthly Peak | 2 | 25625.0049
Portfolio AdjustedAllOrange County2026January Monthly Peak | Portfolio Adjusted | All | Orange County | 2026 | January Monthly Peak | 1 | 25625.0049
Portfolio AdjustedAllOrange County2026July Monthly Peak | Portfolio Adjusted | All | Orange County | 2026 | July Monthly Peak | 7 | 25625.0049
Portfolio AdjustedAllOrange County2026June Monthly Peak | Portfolio Adjusted | All | Orange County | 2026 | June Monthly Peak | 6 | 25625.0049
Portfolio AdjustedAllOrange County2026March Monthly Peak | Portfolio Adjusted | All | Orange County | 2026 | March Monthly Peak | 3 | 25625.0049
Portfolio AdjustedAllOrange County2026May Monthly Peak | Portfolio Adjusted | All | Orange County | 2026 | May Monthly Peak | 5 | 25625.0049
Portfolio AdjustedAllOrange County2026November Monthly Peak | Portfolio Adjusted | All | Orange County | 2026 | November Monthly Peak | 11 | 25625.0049
Portfolio AdjustedAllOrange County2026October Monthly Peak | Portfolio Adjusted | All | Orange County | 2026 | October Monthly Peak | 10 | 25625.0049
Portfolio AdjustedAllOrange County2026September Monthly Peak | Portfolio Adjusted | All | Orange County | 2026 | September Monthly Peak | 9 | 25625.0049
Portfolio AdjustedAllOrange County2026Typical Event Day | Portfolio Adjusted | All | Orange County | 2026 | Typical Event Day | 8 | 25625.0049
Portfolio AdjustedAllOther2015April Monthly Peak | Portfolio Adjusted | All | Other | 2015 | April Monthly Peak | 4 | 1497.1944
Portfolio AdjustedAllOther2015August Monthly Peak | Portfolio Adjusted | All | Other | 2015 | August Monthly Peak | 8 | 1497.1944
Portfolio AdjustedAllOther2015December Monthly Peak | Portfolio Adjusted | All | Other | 2015 | December Monthly Peak | 12 | 1497.1944
Portfolio AdjustedAllOther2015February Monthly Peak | Portfolio Adjusted | All | Other | 2015 | February Monthly Peak | 2 | 1497.1944
Portfolio AdjustedAllOther2015January Monthly Peak | Portfolio Adjusted | All | Other | 2015 | January Monthly Peak | 1 | 1497.1944
Portfolio AdjustedAllOther2015July Monthly Peak | Portfolio Adjusted | All | Other | 2015 | July Monthly Peak | 7 | 1497.1944
Portfolio AdjustedAllOther2015June Monthly Peak | Portfolio Adjusted | All | Other | 2015 | June Monthly Peak | 6 | 1497.1944
Portfolio AdjustedAllOther2015March Monthly Peak | Portfolio Adjusted | All | Other | 2015 | March Monthly Peak | 3 | 1497.1944
Portfolio AdjustedAllOther2015May Monthly Peak | Portfolio Adjusted | All | Other | 2015 | May Monthly Peak | 5 | 1497.1944
Portfolio AdjustedAllOther2015November Monthly Peak | Portfolio Adjusted | All | Other | 2015 | November Monthly Peak | 11 | 1497.1944
Portfolio AdjustedAllOther2015October Monthly Peak | Portfolio Adjusted | All | Other | 2015 | October Monthly Peak | 10 | 1497.1944
Portfolio AdjustedAllOther2015September Monthly Peak | Portfolio Adjusted | All | Other | 2015 | September Monthly Peak | 9 | 1497.1944
Portfolio AdjustedAllOther2015Typical Event Day | Portfolio Adjusted | All | Other | 2015 | Typical Event Day | 8 | 1497.1944
Portfolio AdjustedAllOther2016April Monthly Peak | Portfolio Adjusted | All | Other | 2016 | April Monthly Peak | 4 | 1497.1944
Portfolio AdjustedAllOther2016August Monthly Peak | Portfolio Adjusted | All | Other | 2016 | August Monthly Peak | 8 | 1497.1944
Portfolio AdjustedAllOther2016December Monthly Peak | Portfolio Adjusted | All | Other | 2016 | December Monthly Peak | 12 | 1497.1944
Portfolio AdjustedAllOther2016February Monthly Peak | Portfolio Adjusted | All | Other | 2016 | February Monthly Peak | 2 | 1497.1944
Portfolio AdjustedAllOther2016January Monthly Peak | Portfolio Adjusted | All | Other | 2016 | January Monthly Peak | 1 | 1497.1944
Portfolio AdjustedAllOther2016July Monthly Peak | Portfolio Adjusted | All | Other | 2016 | July Monthly Peak | 7 | 1497.1944
Portfolio AdjustedAllOther2016June Monthly Peak | Portfolio Adjusted | All | Other | 2016 | June Monthly Peak | 6 | 1497.1944
Portfolio AdjustedAllOther2016March Monthly Peak | Portfolio Adjusted | All | Other | 2016 | March Monthly Peak | 3 | 1497.1944
Portfolio AdjustedAllOther2016May Monthly Peak | Portfolio Adjusted | All | Other | 2016 | May Monthly Peak | 5 | 1497.1944
Portfolio AdjustedAllOther2016November Monthly Peak | Portfolio Adjusted | All | Other | 2016 | November Monthly Peak | 11 | 1497.1944
Portfolio AdjustedAllOther2016October Monthly Peak | Portfolio Adjusted | All | Other | 2016 | October Monthly Peak | 10 | 1497.1944
Portfolio AdjustedAllOther2016September Monthly Peak | Portfolio Adjusted | All | Other | 2016 | September Monthly Peak | 9 | 1497.1944
Portfolio AdjustedAllOther2016Typical Event Day | Portfolio Adjusted | All | Other | 2016 | Typical Event Day | 8 | 1497.1944
Portfolio AdjustedAllOther2017April Monthly Peak | Portfolio Adjusted | All | Other | 2017 | April Monthly Peak | 4 | 1508.1239
Portfolio AdjustedAllOther2017August Monthly Peak | Portfolio Adjusted | All | Other | 2017 | August Monthly Peak | 8 | 1508.1239
Portfolio AdjustedAllOther2017December Monthly Peak | Portfolio Adjusted | All | Other | 2017 | December Monthly Peak | 12 | 1508.1239
Portfolio AdjustedAllOther2017February Monthly Peak | Portfolio Adjusted | All | Other | 2017 | February Monthly Peak | 2 | 1508.1239
Portfolio AdjustedAllOther2017January Monthly Peak | Portfolio Adjusted | All | Other | 2017 | January Monthly Peak | 1 | 1508.1239
Portfolio AdjustedAllOther2017July Monthly Peak | Portfolio Adjusted | All | Other | 2017 | July Monthly Peak | 7 | 1508.1239
Portfolio AdjustedAllOther2017June Monthly Peak | Portfolio Adjusted | All | Other | 2017 | June Monthly Peak | 6 | 1508.1239
Portfolio AdjustedAllOther2017March Monthly Peak | Portfolio Adjusted | All | Other | 2017 | March Monthly Peak | 3 | 1508.1239
Portfolio AdjustedAllOther2017May Monthly Peak | Portfolio Adjusted | All | Other | 2017 | May Monthly Peak | 5 | 1508.1239
Portfolio AdjustedAllOther2017November Monthly Peak | Portfolio Adjusted | All | Other | 2017 | November Monthly Peak | 11 | 1508.1239
Portfolio AdjustedAllOther2017October Monthly Peak | Portfolio Adjusted | All | Other | 2017 | October Monthly Peak | 10 | 1508.1239
Portfolio AdjustedAllOther2017September Monthly Peak | Portfolio Adjusted | All | Other | 2017 | September Monthly Peak | 9 | 1508.1239
Portfolio AdjustedAllOther2017Typical Event Day | Portfolio Adjusted | All | Other | 2017 | Typical Event Day | 8 | 1508.1239
Portfolio AdjustedAllOther2018April Monthly Peak | Portfolio Adjusted | All | Other | 2018 | April Monthly Peak | 4 | 160722.2329
Portfolio AdjustedAllOther2018August Monthly Peak | Portfolio Adjusted | All | Other | 2018 | August Monthly Peak | 8 | 160722.2329
Portfolio AdjustedAllOther2018December Monthly Peak | Portfolio Adjusted | All | Other | 2018 | December Monthly Peak | 12 | 160722.2329
Portfolio AdjustedAllOther2018February Monthly Peak | Portfolio Adjusted | All | Other | 2018 | February Monthly Peak | 2 | 1512.6482
Portfolio AdjustedAllOther2018January Monthly Peak | Portfolio Adjusted | All | Other | 2018 | January Monthly Peak | 1 | 1512.6482
Portfolio AdjustedAllOther2018July Monthly Peak | Portfolio Adjusted | All | Other | 2018 | July Monthly Peak | 7 | 160722.2329
Portfolio AdjustedAllOther2018June Monthly Peak | Portfolio Adjusted | All | Other | 2018 | June Monthly Peak | 6 | 160722.2329
Portfolio AdjustedAllOther2018March Monthly Peak | Portfolio Adjusted | All | Other | 2018 | March Monthly Peak | 3 | 1512.6482
Portfolio AdjustedAllOther2018May Monthly Peak | Portfolio Adjusted | All | Other | 2018 | May Monthly Peak | 5 | 160722.2329
Portfolio AdjustedAllOther2018November Monthly Peak | Portfolio Adjusted | All | Other | 2018 | November Monthly Peak | 11 | 160722.2329
Portfolio AdjustedAllOther2018October Monthly Peak | Portfolio Adjusted | All | Other | 2018 | October Monthly Peak | 10 | 160722.2329
Portfolio AdjustedAllOther2018September Monthly Peak | Portfolio Adjusted | All | Other | 2018 | September Monthly Peak | 9 | 160722.2329
Portfolio AdjustedAllOther2018Typical Event Day | Portfolio Adjusted | All | Other | 2018 | Typical Event Day | 8 | 160722.2329
Portfolio AdjustedAllOther2019April Monthly Peak | Portfolio Adjusted | All | Other | 2019 | April Monthly Peak | 4 | 65201.0201
Portfolio AdjustedAllOther2019August Monthly Peak | Portfolio Adjusted | All | Other | 2019 | August Monthly Peak | 8 | 65201.0201
Portfolio AdjustedAllOther2019December Monthly Peak | Portfolio Adjusted | All | Other | 2019 | December Monthly Peak | 12 | 65201.0201
Portfolio AdjustedAllOther2019February Monthly Peak | Portfolio Adjusted | All | Other | 2019 | February Monthly Peak | 2 | 160726.7709
Portfolio AdjustedAllOther2019January Monthly Peak | Portfolio Adjusted | All | Other | 2019 | January Monthly Peak | 1 | 160726.7709
Portfolio AdjustedAllOther2019July Monthly Peak | Portfolio Adjusted | All | Other | 2019 | July Monthly Peak | 7 | 65201.0201
Portfolio AdjustedAllOther2019June Monthly Peak | Portfolio Adjusted | All | Other | 2019 | June Monthly Peak | 6 | 65201.0201
Portfolio AdjustedAllOther2019March Monthly Peak | Portfolio Adjusted | All | Other | 2019 | March Monthly Peak | 3 | 160726.7709
Portfolio AdjustedAllOther2019May Monthly Peak | Portfolio Adjusted | All | Other | 2019 | May Monthly Peak | 5 | 65201.0201
Portfolio AdjustedAllOther2019November Monthly Peak | Portfolio Adjusted | All | Other | 2019 | November Monthly Peak | 11 | 65201.0201
Portfolio AdjustedAllOther2019October Monthly Peak | Portfolio Adjusted | All | Other | 2019 | October Monthly Peak | 10 | 65201.0201
Portfolio AdjustedAllOther2019September Monthly Peak | Portfolio Adjusted | All | Other | 2019 | September Monthly Peak | 9 | 65201.0201
Portfolio AdjustedAllOther2019Typical Event Day | Portfolio Adjusted | All | Other | 2019 | Typical Event Day | 8 | 65201.0201
Portfolio AdjustedAllOther2020April Monthly Peak | Portfolio Adjusted | All | Other | 2020 | April Monthly Peak | 4 | 65205.5716
Portfolio AdjustedAllOther2020August Monthly Peak | Portfolio Adjusted | All | Other | 2020 | August Monthly Peak | 8 | 65205.5716
Portfolio AdjustedAllOther2020December Monthly Peak | Portfolio Adjusted | All | Other | 2020 | December Monthly Peak | 12 | 65205.5716
Portfolio AdjustedAllOther2020February Monthly Peak | Portfolio Adjusted | All | Other | 2020 | February Monthly Peak | 2 | 65205.5716
Portfolio AdjustedAllOther2020January Monthly Peak | Portfolio Adjusted | All | Other | 2020 | January Monthly Peak | 1 | 65205.5716
Portfolio AdjustedAllOther2020July Monthly Peak | Portfolio Adjusted | All | Other | 2020 | July Monthly Peak | 7 | 65205.5716
Portfolio AdjustedAllOther2020June Monthly Peak | Portfolio Adjusted | All | Other | 2020 | June Monthly Peak | 6 | 65205.5716
Portfolio AdjustedAllOther2020March Monthly Peak | Portfolio Adjusted | All | Other | 2020 | March Monthly Peak | 3 | 65205.5716
Portfolio AdjustedAllOther2020May Monthly Peak | Portfolio Adjusted | All | Other | 2020 | May Monthly Peak | 5 | 65205.5716
Portfolio AdjustedAllOther2020November Monthly Peak | Portfolio Adjusted | All | Other | 2020 | November Monthly Peak | 11 | 65205.5716
Portfolio AdjustedAllOther2020October Monthly Peak | Portfolio Adjusted | All | Other | 2020 | October Monthly Peak | 10 | 65205.5716
Portfolio AdjustedAllOther2020September Monthly Peak | Portfolio Adjusted | All | Other | 2020 | September Monthly Peak | 9 | 65205.5716
Portfolio AdjustedAllOther2020Typical Event Day | Portfolio Adjusted | All | Other | 2020 | Typical Event Day | 8 | 65205.5716
Portfolio AdjustedAllOther2021April Monthly Peak | Portfolio Adjusted | All | Other | 2021 | April Monthly Peak | 4 | 65210.1368
Portfolio AdjustedAllOther2021August Monthly Peak | Portfolio Adjusted | All | Other | 2021 | August Monthly Peak | 8 | 65210.1368
Portfolio AdjustedAllOther2021December Monthly Peak | Portfolio Adjusted | All | Other | 2021 | December Monthly Peak | 12 | 65210.1368
Portfolio AdjustedAllOther2021February Monthly Peak | Portfolio Adjusted | All | Other | 2021 | February Monthly Peak | 2 | 65210.1368
Portfolio AdjustedAllOther2021January Monthly Peak | Portfolio Adjusted | All | Other | 2021 | January Monthly Peak | 1 | 65210.1368
Portfolio AdjustedAllOther2021July Monthly Peak | Portfolio Adjusted | All | Other | 2021 | July Monthly Peak | 7 | 65210.1368
Portfolio AdjustedAllOther2021June Monthly Peak | Portfolio Adjusted | All | Other | 2021 | June Monthly Peak | 6 | 65210.1368
Portfolio AdjustedAllOther2021March Monthly Peak | Portfolio Adjusted | All | Other | 2021 | March Monthly Peak | 3 | 65210.1368
Portfolio AdjustedAllOther2021May Monthly Peak | Portfolio Adjusted | All | Other | 2021 | May Monthly Peak | 5 | 65210.1368
Portfolio AdjustedAllOther2021November Monthly Peak | Portfolio Adjusted | All | Other | 2021 | November Monthly Peak | 11 | 65210.1368
Portfolio AdjustedAllOther2021October Monthly Peak | Portfolio Adjusted | All | Other | 2021 | October Monthly Peak | 10 | 65210.1368
Portfolio AdjustedAllOther2021September Monthly Peak | Portfolio Adjusted | All | Other | 2021 | September Monthly Peak | 9 | 65210.1368
Portfolio AdjustedAllOther2021Typical Event Day | Portfolio Adjusted | All | Other | 2021 | Typical Event Day | 8 | 65210.1368
Portfolio AdjustedAllOther2022April Monthly Peak | Portfolio Adjusted | All | Other | 2022 | April Monthly Peak | 4 | 65214.7157
Portfolio AdjustedAllOther2022August Monthly Peak | Portfolio Adjusted | All | Other | 2022 | August Monthly Peak | 8 | 65214.7157
Portfolio AdjustedAllOther2022December Monthly Peak | Portfolio Adjusted | All | Other | 2022 | December Monthly Peak | 12 | 65214.7157
Portfolio AdjustedAllOther2022February Monthly Peak | Portfolio Adjusted | All | Other | 2022 | February Monthly Peak | 2 | 65214.7157
Portfolio AdjustedAllOther2022January Monthly Peak | Portfolio Adjusted | All | Other | 2022 | January Monthly Peak | 1 | 65214.7157
Portfolio AdjustedAllOther2022July Monthly Peak | Portfolio Adjusted | All | Other | 2022 | July Monthly Peak | 7 | 65214.7157
Portfolio AdjustedAllOther2022June Monthly Peak | Portfolio Adjusted | All | Other | 2022 | June Monthly Peak | 6 | 65214.7157
Portfolio AdjustedAllOther2022March Monthly Peak | Portfolio Adjusted | All | Other | 2022 | March Monthly Peak | 3 | 65214.7157
Portfolio AdjustedAllOther2022May Monthly Peak | Portfolio Adjusted | All | Other | 2022 | May Monthly Peak | 5 | 65214.7157
Portfolio AdjustedAllOther2022November Monthly Peak | Portfolio Adjusted | All | Other | 2022 | November Monthly Peak | 11 | 65214.7157
Portfolio AdjustedAllOther2022October Monthly Peak | Portfolio Adjusted | All | Other | 2022 | October Monthly Peak | 10 | 65214.7157
Portfolio AdjustedAllOther2022September Monthly Peak | Portfolio Adjusted | All | Other | 2022 | September Monthly Peak | 9 | 65214.7157
Portfolio AdjustedAllOther2022Typical Event Day | Portfolio Adjusted | All | Other | 2022 | Typical Event Day | 8 | 65214.7157
Portfolio AdjustedAllOther2023April Monthly Peak | Portfolio Adjusted | All | Other | 2023 | April Monthly Peak | 4 | 65219.3084
Portfolio AdjustedAllOther2023August Monthly Peak | Portfolio Adjusted | All | Other | 2023 | August Monthly Peak | 8 | 65219.3084
Portfolio AdjustedAllOther2023December Monthly Peak | Portfolio Adjusted | All | Other | 2023 | December Monthly Peak | 12 | 65219.3084
Portfolio AdjustedAllOther2023February Monthly Peak | Portfolio Adjusted | All | Other | 2023 | February Monthly Peak | 2 | 65219.3084
Portfolio AdjustedAllOther2023January Monthly Peak | Portfolio Adjusted | All | Other | 2023 | January Monthly Peak | 1 | 65219.3084
Portfolio AdjustedAllOther2023July Monthly Peak | Portfolio Adjusted | All | Other | 2023 | July Monthly Peak | 7 | 65219.3084
Portfolio AdjustedAllOther2023June Monthly Peak | Portfolio Adjusted | All | Other | 2023 | June Monthly Peak | 6 | 65219.3084
Portfolio AdjustedAllOther2023March Monthly Peak | Portfolio Adjusted | All | Other | 2023 | March Monthly Peak | 3 | 65219.3084
Portfolio AdjustedAllOther2023May Monthly Peak | Portfolio Adjusted | All | Other | 2023 | May Monthly Peak | 5 | 65219.3084
Portfolio AdjustedAllOther2023November Monthly Peak | Portfolio Adjusted | All | Other | 2023 | November Monthly Peak | 11 | 65219.3084
Portfolio AdjustedAllOther2023October Monthly Peak | Portfolio Adjusted | All | Other | 2023 | October Monthly Peak | 10 | 65219.3084
Portfolio AdjustedAllOther2023September Monthly Peak | Portfolio Adjusted | All | Other | 2023 | September Monthly Peak | 9 | 65219.3084
Portfolio AdjustedAllOther2023Typical Event Day | Portfolio Adjusted | All | Other | 2023 | Typical Event Day | 8 | 65219.3084
Portfolio AdjustedAllOther2024April Monthly Peak | Portfolio Adjusted | All | Other | 2024 | April Monthly Peak | 4 | 65223.9148
Portfolio AdjustedAllOther2024August Monthly Peak | Portfolio Adjusted | All | Other | 2024 | August Monthly Peak | 8 | 65223.9148
Portfolio AdjustedAllOther2024December Monthly Peak | Portfolio Adjusted | All | Other | 2024 | December Monthly Peak | 12 | 65223.9148
Portfolio AdjustedAllOther2024February Monthly Peak | Portfolio Adjusted | All | Other | 2024 | February Monthly Peak | 2 | 65223.9148
Portfolio AdjustedAllOther2024January Monthly Peak | Portfolio Adjusted | All | Other | 2024 | January Monthly Peak | 1 | 65223.9148
Portfolio AdjustedAllOther2024July Monthly Peak | Portfolio Adjusted | All | Other | 2024 | July Monthly Peak | 7 | 65223.9148
Portfolio AdjustedAllOther2024June Monthly Peak | Portfolio Adjusted | All | Other | 2024 | June Monthly Peak | 6 | 65223.9148
Portfolio AdjustedAllOther2024March Monthly Peak | Portfolio Adjusted | All | Other | 2024 | March Monthly Peak | 3 | 65223.9148
Portfolio AdjustedAllOther2024May Monthly Peak | Portfolio Adjusted | All | Other | 2024 | May Monthly Peak | 5 | 65223.9148
Portfolio AdjustedAllOther2024November Monthly Peak | Portfolio Adjusted | All | Other | 2024 | November Monthly Peak | 11 | 65223.9148
Portfolio AdjustedAllOther2024October Monthly Peak | Portfolio Adjusted | All | Other | 2024 | October Monthly Peak | 10 | 65223.9148
Portfolio AdjustedAllOther2024September Monthly Peak | Portfolio Adjusted | All | Other | 2024 | September Monthly Peak | 9 | 65223.9148
Portfolio AdjustedAllOther2024Typical Event Day | Portfolio Adjusted | All | Other | 2024 | Typical Event Day | 8 | 65223.9148
Portfolio AdjustedAllOther2025April Monthly Peak | Portfolio Adjusted | All | Other | 2025 | April Monthly Peak | 4 | 65228.5351
Portfolio AdjustedAllOther2025August Monthly Peak | Portfolio Adjusted | All | Other | 2025 | August Monthly Peak | 8 | 65228.5351
Portfolio AdjustedAllOther2025December Monthly Peak | Portfolio Adjusted | All | Other | 2025 | December Monthly Peak | 12 | 65228.5351
Portfolio AdjustedAllOther2025February Monthly Peak | Portfolio Adjusted | All | Other | 2025 | February Monthly Peak | 2 | 65228.5351
Portfolio AdjustedAllOther2025January Monthly Peak | Portfolio Adjusted | All | Other | 2025 | January Monthly Peak | 1 | 65228.5351
Portfolio AdjustedAllOther2025July Monthly Peak | Portfolio Adjusted | All | Other | 2025 | July Monthly Peak | 7 | 65228.5351
Portfolio AdjustedAllOther2025June Monthly Peak | Portfolio Adjusted | All | Other | 2025 | June Monthly Peak | 6 | 65228.5351
Portfolio AdjustedAllOther2025March Monthly Peak | Portfolio Adjusted | All | Other | 2025 | March Monthly Peak | 3 | 65228.5351
Portfolio AdjustedAllOther2025May Monthly Peak | Portfolio Adjusted | All | Other | 2025 | May Monthly Peak | 5 | 65228.5351
Portfolio AdjustedAllOther2025November Monthly Peak | Portfolio Adjusted | All | Other | 2025 | November Monthly Peak | 11 | 65228.5351
Portfolio AdjustedAllOther2025October Monthly Peak | Portfolio Adjusted | All | Other | 2025 | October Monthly Peak | 10 | 65228.5351
Portfolio AdjustedAllOther2025September Monthly Peak | Portfolio Adjusted | All | Other | 2025 | September Monthly Peak | 9 | 65228.5351
Portfolio AdjustedAllOther2025Typical Event Day | Portfolio Adjusted | All | Other | 2025 | Typical Event Day | 8 | 65228.5351
Portfolio AdjustedAllOther2026April Monthly Peak | Portfolio Adjusted | All | Other | 2026 | April Monthly Peak | 4 | 65233.1692
Portfolio AdjustedAllOther2026August Monthly Peak | Portfolio Adjusted | All | Other | 2026 | August Monthly Peak | 8 | 65233.1692
Portfolio AdjustedAllOther2026December Monthly Peak | Portfolio Adjusted | All | Other | 2026 | December Monthly Peak | 12 | 65233.1692
Portfolio AdjustedAllOther2026February Monthly Peak | Portfolio Adjusted | All | Other | 2026 | February Monthly Peak | 2 | 65233.1692
Portfolio AdjustedAllOther2026January Monthly Peak | Portfolio Adjusted | All | Other | 2026 | January Monthly Peak | 1 | 65233.1692
Portfolio AdjustedAllOther2026July Monthly Peak | Portfolio Adjusted | All | Other | 2026 | July Monthly Peak | 7 | 65233.1692
Portfolio AdjustedAllOther2026June Monthly Peak | Portfolio Adjusted | All | Other | 2026 | June Monthly Peak | 6 | 65233.1692
Portfolio AdjustedAllOther2026March Monthly Peak | Portfolio Adjusted | All | Other | 2026 | March Monthly Peak | 3 | 65233.1692
Portfolio AdjustedAllOther2026May Monthly Peak | Portfolio Adjusted | All | Other | 2026 | May Monthly Peak | 5 | 65233.1692
Portfolio AdjustedAllOther2026November Monthly Peak | Portfolio Adjusted | All | Other | 2026 | November Monthly Peak | 11 | 65233.1692
Portfolio AdjustedAllOther2026October Monthly Peak | Portfolio Adjusted | All | Other | 2026 | October Monthly Peak | 10 | 65233.1692
Portfolio AdjustedAllOther2026September Monthly Peak | Portfolio Adjusted | All | Other | 2026 | September Monthly Peak | 9 | 65233.1692
Portfolio AdjustedAllOther2026Typical Event Day | Portfolio Adjusted | All | Other | 2026 | Typical Event Day | 8 | 65233.1692
Portfolio AdjustedAllSouth of Lugo2015April Monthly Peak | Portfolio Adjusted | All | South of Lugo | 2015 | April Monthly Peak | 4 | 290.2615
Portfolio AdjustedAllSouth of Lugo2015August Monthly Peak | Portfolio Adjusted | All | South of Lugo | 2015 | August Monthly Peak | 8 | 290.2615
Portfolio AdjustedAllSouth of Lugo2015December Monthly Peak | Portfolio Adjusted | All | South of Lugo | 2015 | December Monthly Peak | 12 | 290.2615
Portfolio AdjustedAllSouth of Lugo2015February Monthly Peak | Portfolio Adjusted | All | South of Lugo | 2015 | February Monthly Peak | 2 | 290.2615
Portfolio AdjustedAllSouth of Lugo2015January Monthly Peak | Portfolio Adjusted | All | South of Lugo | 2015 | January Monthly Peak | 1 | 290.2615
Portfolio AdjustedAllSouth of Lugo2015July Monthly Peak | Portfolio Adjusted | All | South of Lugo | 2015 | July Monthly Peak | 7 | 290.2615
Portfolio AdjustedAllSouth of Lugo2015June Monthly Peak | Portfolio Adjusted | All | South of Lugo | 2015 | June Monthly Peak | 6 | 290.2615
Portfolio AdjustedAllSouth of Lugo2015March Monthly Peak | Portfolio Adjusted | All | South of Lugo | 2015 | March Monthly Peak | 3 | 290.2615
Portfolio AdjustedAllSouth of Lugo2015May Monthly Peak | Portfolio Adjusted | All | South of Lugo | 2015 | May Monthly Peak | 5 | 290.2615
Portfolio AdjustedAllSouth of Lugo2015November Monthly Peak | Portfolio Adjusted | All | South of Lugo | 2015 | November Monthly Peak | 11 | 290.2615
Portfolio AdjustedAllSouth of Lugo2015October Monthly Peak | Portfolio Adjusted | All | South of Lugo | 2015 | October Monthly Peak | 10 | 290.2615
Portfolio AdjustedAllSouth of Lugo2015September Monthly Peak | Portfolio Adjusted | All | South of Lugo | 2015 | September Monthly Peak | 9 | 290.2615
Portfolio AdjustedAllSouth of Lugo2015Typical Event Day | Portfolio Adjusted | All | South of Lugo | 2015 | Typical Event Day | 8 | 290.2615
Portfolio AdjustedAllSouth of Lugo2016April Monthly Peak | Portfolio Adjusted | All | South of Lugo | 2016 | April Monthly Peak | 4 | 290.2615
Portfolio AdjustedAllSouth of Lugo2016August Monthly Peak | Portfolio Adjusted | All | South of Lugo | 2016 | August Monthly Peak | 8 | 290.2615
Portfolio AdjustedAllSouth of Lugo2016December Monthly Peak | Portfolio Adjusted | All | South of Lugo | 2016 | December Monthly Peak | 12 | 290.2615
Portfolio AdjustedAllSouth of Lugo2016February Monthly Peak | Portfolio Adjusted | All | South of Lugo | 2016 | February Monthly Peak | 2 | 290.2615
Portfolio AdjustedAllSouth of Lugo2016January Monthly Peak | Portfolio Adjusted | All | South of Lugo | 2016 | January Monthly Peak | 1 | 290.2615
Portfolio AdjustedAllSouth of Lugo2016July Monthly Peak | Portfolio Adjusted | All | South of Lugo | 2016 | July Monthly Peak | 7 | 290.2615
Portfolio AdjustedAllSouth of Lugo2016June Monthly Peak | Portfolio Adjusted | All | South of Lugo | 2016 | June Monthly Peak | 6 | 290.2615
Portfolio AdjustedAllSouth of Lugo2016March Monthly Peak | Portfolio Adjusted | All | South of Lugo | 2016 | March Monthly Peak | 3 | 290.2615
Portfolio AdjustedAllSouth of Lugo2016May Monthly Peak | Portfolio Adjusted | All | South of Lugo | 2016 | May Monthly Peak | 5 | 290.2615
Portfolio AdjustedAllSouth of Lugo2016November Monthly Peak | Portfolio Adjusted | All | South of Lugo | 2016 | November Monthly Peak | 11 | 290.2615
Portfolio AdjustedAllSouth of Lugo2016October Monthly Peak | Portfolio Adjusted | All | South of Lugo | 2016 | October Monthly Peak | 10 | 290.2615
Portfolio AdjustedAllSouth of Lugo2016September Monthly Peak | Portfolio Adjusted | All | South of Lugo | 2016 | September Monthly Peak | 9 | 290.2615
Portfolio AdjustedAllSouth of Lugo2016Typical Event Day | Portfolio Adjusted | All | South of Lugo | 2016 | Typical Event Day | 8 | 290.2615
Portfolio AdjustedAllSouth of Lugo2017April Monthly Peak | Portfolio Adjusted | All | South of Lugo | 2017 | April Monthly Peak | 4 | 292.3804
Portfolio AdjustedAllSouth of Lugo2017August Monthly Peak | Portfolio Adjusted | All | South of Lugo | 2017 | August Monthly Peak | 8 | 292.3804
Portfolio AdjustedAllSouth of Lugo2017December Monthly Peak | Portfolio Adjusted | All | South of Lugo | 2017 | December Monthly Peak | 12 | 292.3804
Portfolio AdjustedAllSouth of Lugo2017February Monthly Peak | Portfolio Adjusted | All | South of Lugo | 2017 | February Monthly Peak | 2 | 292.3804
Portfolio AdjustedAllSouth of Lugo2017January Monthly Peak | Portfolio Adjusted | All | South of Lugo | 2017 | January Monthly Peak | 1 | 292.3804
Portfolio AdjustedAllSouth of Lugo2017July Monthly Peak | Portfolio Adjusted | All | South of Lugo | 2017 | July Monthly Peak | 7 | 292.3804
Portfolio AdjustedAllSouth of Lugo2017June Monthly Peak | Portfolio Adjusted | All | South of Lugo | 2017 | June Monthly Peak | 6 | 292.3804
Portfolio AdjustedAllSouth of Lugo2017March Monthly Peak | Portfolio Adjusted | All | South of Lugo | 2017 | March Monthly Peak | 3 | 292.3804
Portfolio AdjustedAllSouth of Lugo2017May Monthly Peak | Portfolio Adjusted | All | South of Lugo | 2017 | May Monthly Peak | 5 | 292.3804
Portfolio AdjustedAllSouth of Lugo2017November Monthly Peak | Portfolio Adjusted | All | South of Lugo | 2017 | November Monthly Peak | 11 | 292.3804
Portfolio AdjustedAllSouth of Lugo2017October Monthly Peak | Portfolio Adjusted | All | South of Lugo | 2017 | October Monthly Peak | 10 | 292.3804
Portfolio AdjustedAllSouth of Lugo2017September Monthly Peak | Portfolio Adjusted | All | South of Lugo | 2017 | September Monthly Peak | 9 | 292.3804
Portfolio AdjustedAllSouth of Lugo2017Typical Event Day | Portfolio Adjusted | All | South of Lugo | 2017 | Typical Event Day | 8 | 292.3804
Portfolio AdjustedAllSouth of Lugo2018April Monthly Peak | Portfolio Adjusted | All | South of Lugo | 2018 | April Monthly Peak | 4 | 29428.5451
Portfolio AdjustedAllSouth of Lugo2018August Monthly Peak | Portfolio Adjusted | All | South of Lugo | 2018 | August Monthly Peak | 8 | 29428.5451
Portfolio AdjustedAllSouth of Lugo2018December Monthly Peak | Portfolio Adjusted | All | South of Lugo | 2018 | December Monthly Peak | 12 | 29428.5451
Portfolio AdjustedAllSouth of Lugo2018February Monthly Peak | Portfolio Adjusted | All | South of Lugo | 2018 | February Monthly Peak | 2 | 293.2575
Portfolio AdjustedAllSouth of Lugo2018January Monthly Peak | Portfolio Adjusted | All | South of Lugo | 2018 | January Monthly Peak | 1 | 293.2575
Portfolio AdjustedAllSouth of Lugo2018July Monthly Peak | Portfolio Adjusted | All | South of Lugo | 2018 | July Monthly Peak | 7 | 29428.5451
Portfolio AdjustedAllSouth of Lugo2018June Monthly Peak | Portfolio Adjusted | All | South of Lugo | 2018 | June Monthly Peak | 6 | 29428.5451
Portfolio AdjustedAllSouth of Lugo2018March Monthly Peak | Portfolio Adjusted | All | South of Lugo | 2018 | March Monthly Peak | 3 | 293.2575
Portfolio AdjustedAllSouth of Lugo2018May Monthly Peak | Portfolio Adjusted | All | South of Lugo | 2018 | May Monthly Peak | 5 | 29428.5451
Portfolio AdjustedAllSouth of Lugo2018November Monthly Peak | Portfolio Adjusted | All | South of Lugo | 2018 | November Monthly Peak | 11 | 29428.5451
Portfolio AdjustedAllSouth of Lugo2018October Monthly Peak | Portfolio Adjusted | All | South of Lugo | 2018 | October Monthly Peak | 10 | 29428.5451
Portfolio AdjustedAllSouth of Lugo2018September Monthly Peak | Portfolio Adjusted | All | South of Lugo | 2018 | September Monthly Peak | 9 | 29428.5451
Portfolio AdjustedAllSouth of Lugo2018Typical Event Day | Portfolio Adjusted | All | South of Lugo | 2018 | Typical Event Day | 8 | 29428.5451
Portfolio AdjustedAllSouth of Lugo2019April Monthly Peak | Portfolio Adjusted | All | South of Lugo | 2019 | April Monthly Peak | 4 | 11948.2524
Portfolio AdjustedAllSouth of Lugo2019August Monthly Peak | Portfolio Adjusted | All | South of Lugo | 2019 | August Monthly Peak | 8 | 11948.2524
Portfolio AdjustedAllSouth of Lugo2019December Monthly Peak | Portfolio Adjusted | All | South of Lugo | 2019 | December Monthly Peak | 12 | 11948.2524
Portfolio AdjustedAllSouth of Lugo2019February Monthly Peak | Portfolio Adjusted | All | South of Lugo | 2019 | February Monthly Peak | 2 | 29429.4249
Portfolio AdjustedAllSouth of Lugo2019January Monthly Peak | Portfolio Adjusted | All | South of Lugo | 2019 | January Monthly Peak | 1 | 29429.4249
Portfolio AdjustedAllSouth of Lugo2019July Monthly Peak | Portfolio Adjusted | All | South of Lugo | 2019 | July Monthly Peak | 7 | 11948.2524
Portfolio AdjustedAllSouth of Lugo2019June Monthly Peak | Portfolio Adjusted | All | South of Lugo | 2019 | June Monthly Peak | 6 | 11948.2524
Portfolio AdjustedAllSouth of Lugo2019March Monthly Peak | Portfolio Adjusted | All | South of Lugo | 2019 | March Monthly Peak | 3 | 29429.4249
Portfolio AdjustedAllSouth of Lugo2019May Monthly Peak | Portfolio Adjusted | All | South of Lugo | 2019 | May Monthly Peak | 5 | 11948.2524
Portfolio AdjustedAllSouth of Lugo2019November Monthly Peak | Portfolio Adjusted | All | South of Lugo | 2019 | November Monthly Peak | 11 | 11948.2524
Portfolio AdjustedAllSouth of Lugo2019October Monthly Peak | Portfolio Adjusted | All | South of Lugo | 2019 | October Monthly Peak | 10 | 11948.2524
Portfolio AdjustedAllSouth of Lugo2019September Monthly Peak | Portfolio Adjusted | All | South of Lugo | 2019 | September Monthly Peak | 9 | 11948.2524
Portfolio AdjustedAllSouth of Lugo2019Typical Event Day | Portfolio Adjusted | All | South of Lugo | 2019 | Typical Event Day | 8 | 11948.2524
Portfolio AdjustedAllSouth of Lugo2020April Monthly Peak | Portfolio Adjusted | All | South of Lugo | 2020 | April Monthly Peak | 4 | 11949.1348
Portfolio AdjustedAllSouth of Lugo2020August Monthly Peak | Portfolio Adjusted | All | South of Lugo | 2020 | August Monthly Peak | 8 | 11949.1348
Portfolio AdjustedAllSouth of Lugo2020December Monthly Peak | Portfolio Adjusted | All | South of Lugo | 2020 | December Monthly Peak | 12 | 11949.1348
Portfolio AdjustedAllSouth of Lugo2020February Monthly Peak | Portfolio Adjusted | All | South of Lugo | 2020 | February Monthly Peak | 2 | 11949.1348
Portfolio AdjustedAllSouth of Lugo2020January Monthly Peak | Portfolio Adjusted | All | South of Lugo | 2020 | January Monthly Peak | 1 | 11949.1348
Portfolio AdjustedAllSouth of Lugo2020July Monthly Peak | Portfolio Adjusted | All | South of Lugo | 2020 | July Monthly Peak | 7 | 11949.1348
Portfolio AdjustedAllSouth of Lugo2020June Monthly Peak | Portfolio Adjusted | All | South of Lugo | 2020 | June Monthly Peak | 6 | 11949.1348
Portfolio AdjustedAllSouth of Lugo2020March Monthly Peak | Portfolio Adjusted | All | South of Lugo | 2020 | March Monthly Peak | 3 | 11949.1348
Portfolio AdjustedAllSouth of Lugo2020May Monthly Peak | Portfolio Adjusted | All | South of Lugo | 2020 | May Monthly Peak | 5 | 11949.1348
Portfolio AdjustedAllSouth of Lugo2020November Monthly Peak | Portfolio Adjusted | All | South of Lugo | 2020 | November Monthly Peak | 11 | 11949.1348
Portfolio AdjustedAllSouth of Lugo2020October Monthly Peak | Portfolio Adjusted | All | South of Lugo | 2020 | October Monthly Peak | 10 | 11949.1348
Portfolio AdjustedAllSouth of Lugo2020September Monthly Peak | Portfolio Adjusted | All | South of Lugo | 2020 | September Monthly Peak | 9 | 11949.1348
Portfolio AdjustedAllSouth of Lugo2020Typical Event Day | Portfolio Adjusted | All | South of Lugo | 2020 | Typical Event Day | 8 | 11949.1348
Portfolio AdjustedAllSouth of Lugo2021April Monthly Peak | Portfolio Adjusted | All | South of Lugo | 2021 | April Monthly Peak | 4 | 11950.0198
Portfolio AdjustedAllSouth of Lugo2021August Monthly Peak | Portfolio Adjusted | All | South of Lugo | 2021 | August Monthly Peak | 8 | 11950.0198
Portfolio AdjustedAllSouth of Lugo2021December Monthly Peak | Portfolio Adjusted | All | South of Lugo | 2021 | December Monthly Peak | 12 | 11950.0198
Portfolio AdjustedAllSouth of Lugo2021February Monthly Peak | Portfolio Adjusted | All | South of Lugo | 2021 | February Monthly Peak | 2 | 11950.0198
Portfolio AdjustedAllSouth of Lugo2021January Monthly Peak | Portfolio Adjusted | All | South of Lugo | 2021 | January Monthly Peak | 1 | 11950.0198
Portfolio AdjustedAllSouth of Lugo2021July Monthly Peak | Portfolio Adjusted | All | South of Lugo | 2021 | July Monthly Peak | 7 | 11950.0198
Portfolio AdjustedAllSouth of Lugo2021June Monthly Peak | Portfolio Adjusted | All | South of Lugo | 2021 | June Monthly Peak | 6 | 11950.0198
Portfolio AdjustedAllSouth of Lugo2021March Monthly Peak | Portfolio Adjusted | All | South of Lugo | 2021 | March Monthly Peak | 3 | 11950.0198
Portfolio AdjustedAllSouth of Lugo2021May Monthly Peak | Portfolio Adjusted | All | South of Lugo | 2021 | May Monthly Peak | 5 | 11950.0198
Portfolio AdjustedAllSouth of Lugo2021November Monthly Peak | Portfolio Adjusted | All | South of Lugo | 2021 | November Monthly Peak | 11 | 11950.0198
Portfolio AdjustedAllSouth of Lugo2021October Monthly Peak | Portfolio Adjusted | All | South of Lugo | 2021 | October Monthly Peak | 10 | 11950.0198
Portfolio AdjustedAllSouth of Lugo2021September Monthly Peak | Portfolio Adjusted | All | South of Lugo | 2021 | September Monthly Peak | 9 | 11950.0198
Portfolio AdjustedAllSouth of Lugo2021Typical Event Day | Portfolio Adjusted | All | South of Lugo | 2021 | Typical Event Day | 8 | 11950.0198
Portfolio AdjustedAllSouth of Lugo2022April Monthly Peak | Portfolio Adjusted | All | South of Lugo | 2022 | April Monthly Peak | 4 | 11950.9075
Portfolio AdjustedAllSouth of Lugo2022August Monthly Peak | Portfolio Adjusted | All | South of Lugo | 2022 | August Monthly Peak | 8 | 11950.9075
Portfolio AdjustedAllSouth of Lugo2022December Monthly Peak | Portfolio Adjusted | All | South of Lugo | 2022 | December Monthly Peak | 12 | 11950.9075
Portfolio AdjustedAllSouth of Lugo2022February Monthly Peak | Portfolio Adjusted | All | South of Lugo | 2022 | February Monthly Peak | 2 | 11950.9075
Portfolio AdjustedAllSouth of Lugo2022January Monthly Peak | Portfolio Adjusted | All | South of Lugo | 2022 | January Monthly Peak | 1 | 11950.9075
Portfolio AdjustedAllSouth of Lugo2022July Monthly Peak | Portfolio Adjusted | All | South of Lugo | 2022 | July Monthly Peak | 7 | 11950.9075
Portfolio AdjustedAllSouth of Lugo2022June Monthly Peak | Portfolio Adjusted | All | South of Lugo | 2022 | June Monthly Peak | 6 | 11950.9075
Portfolio AdjustedAllSouth of Lugo2022March Monthly Peak | Portfolio Adjusted | All | South of Lugo | 2022 | March Monthly Peak | 3 | 11950.9075
Portfolio AdjustedAllSouth of Lugo2022May Monthly Peak | Portfolio Adjusted | All | South of Lugo | 2022 | May Monthly Peak | 5 | 11950.9075
Portfolio AdjustedAllSouth of Lugo2022November Monthly Peak | Portfolio Adjusted | All | South of Lugo | 2022 | November Monthly Peak | 11 | 11950.9075
Portfolio AdjustedAllSouth of Lugo2022October Monthly Peak | Portfolio Adjusted | All | South of Lugo | 2022 | October Monthly Peak | 10 | 11950.9075
Portfolio AdjustedAllSouth of Lugo2022September Monthly Peak | Portfolio Adjusted | All | South of Lugo | 2022 | September Monthly Peak | 9 | 11950.9075
Portfolio AdjustedAllSouth of Lugo2022Typical Event Day | Portfolio Adjusted | All | South of Lugo | 2022 | Typical Event Day | 8 | 11950.9075
Portfolio AdjustedAllSouth of Lugo2023April Monthly Peak | Portfolio Adjusted | All | South of Lugo | 2023 | April Monthly Peak | 4 | 11951.7979
Portfolio AdjustedAllSouth of Lugo2023August Monthly Peak | Portfolio Adjusted | All | South of Lugo | 2023 | August Monthly Peak | 8 | 11951.7979
Portfolio AdjustedAllSouth of Lugo2023December Monthly Peak | Portfolio Adjusted | All | South of Lugo | 2023 | December Monthly Peak | 12 | 11951.7979
Portfolio AdjustedAllSouth of Lugo2023February Monthly Peak | Portfolio Adjusted | All | South of Lugo | 2023 | February Monthly Peak | 2 | 11951.7979
Portfolio AdjustedAllSouth of Lugo2023January Monthly Peak | Portfolio Adjusted | All | South of Lugo | 2023 | January Monthly Peak | 1 | 11951.7979
Portfolio AdjustedAllSouth of Lugo2023July Monthly Peak | Portfolio Adjusted | All | South of Lugo | 2023 | July Monthly Peak | 7 | 11951.7979
Portfolio AdjustedAllSouth of Lugo2023June Monthly Peak | Portfolio Adjusted | All | South of Lugo | 2023 | June Monthly Peak | 6 | 11951.7979
Portfolio AdjustedAllSouth of Lugo2023March Monthly Peak | Portfolio Adjusted | All | South of Lugo | 2023 | March Monthly Peak | 3 | 11951.7979
Portfolio AdjustedAllSouth of Lugo2023May Monthly Peak | Portfolio Adjusted | All | South of Lugo | 2023 | May Monthly Peak | 5 | 11951.7979
Portfolio AdjustedAllSouth of Lugo2023November Monthly Peak | Portfolio Adjusted | All | South of Lugo | 2023 | November Monthly Peak | 11 | 11951.7979
Portfolio AdjustedAllSouth of Lugo2023October Monthly Peak | Portfolio Adjusted | All | South of Lugo | 2023 | October Monthly Peak | 10 | 11951.7979
Portfolio AdjustedAllSouth of Lugo2023September Monthly Peak | Portfolio Adjusted | All | South of Lugo | 2023 | September Monthly Peak | 9 | 11951.7979
Portfolio AdjustedAllSouth of Lugo2023Typical Event Day | Portfolio Adjusted | All | South of Lugo | 2023 | Typical Event Day | 8 | 11951.7979
Portfolio AdjustedAllSouth of Lugo2024April Monthly Peak | Portfolio Adjusted | All | South of Lugo | 2024 | April Monthly Peak | 4 | 11952.691
Portfolio AdjustedAllSouth of Lugo2024August Monthly Peak | Portfolio Adjusted | All | South of Lugo | 2024 | August Monthly Peak | 8 | 11952.691
Portfolio AdjustedAllSouth of Lugo2024December Monthly Peak | Portfolio Adjusted | All | South of Lugo | 2024 | December Monthly Peak | 12 | 11952.691
Portfolio AdjustedAllSouth of Lugo2024February Monthly Peak | Portfolio Adjusted | All | South of Lugo | 2024 | February Monthly Peak | 2 | 11952.691
Portfolio AdjustedAllSouth of Lugo2024January Monthly Peak | Portfolio Adjusted | All | South of Lugo | 2024 | January Monthly Peak | 1 | 11952.691
Portfolio AdjustedAllSouth of Lugo2024July Monthly Peak | Portfolio Adjusted | All | South of Lugo | 2024 | July Monthly Peak | 7 | 11952.691
Portfolio AdjustedAllSouth of Lugo2024June Monthly Peak | Portfolio Adjusted | All | South of Lugo | 2024 | June Monthly Peak | 6 | 11952.691
Portfolio AdjustedAllSouth of Lugo2024March Monthly Peak | Portfolio Adjusted | All | South of Lugo | 2024 | March Monthly Peak | 3 | 11952.691
Portfolio AdjustedAllSouth of Lugo2024May Monthly Peak | Portfolio Adjusted | All | South of Lugo | 2024 | May Monthly Peak | 5 | 11952.691
Portfolio AdjustedAllSouth of Lugo2024November Monthly Peak | Portfolio Adjusted | All | South of Lugo | 2024 | November Monthly Peak | 11 | 11952.691
Portfolio AdjustedAllSouth of Lugo2024October Monthly Peak | Portfolio Adjusted | All | South of Lugo | 2024 | October Monthly Peak | 10 | 11952.691
Portfolio AdjustedAllSouth of Lugo2024September Monthly Peak | Portfolio Adjusted | All | South of Lugo | 2024 | September Monthly Peak | 9 | 11952.691
Portfolio AdjustedAllSouth of Lugo2024Typical Event Day | Portfolio Adjusted | All | South of Lugo | 2024 | Typical Event Day | 8 | 11952.691
Portfolio AdjustedAllSouth of Lugo2025April Monthly Peak | Portfolio Adjusted | All | South of Lugo | 2025 | April Monthly Peak | 4 | 11953.5867
Portfolio AdjustedAllSouth of Lugo2025August Monthly Peak | Portfolio Adjusted | All | South of Lugo | 2025 | August Monthly Peak | 8 | 11953.5867
Portfolio AdjustedAllSouth of Lugo2025December Monthly Peak | Portfolio Adjusted | All | South of Lugo | 2025 | December Monthly Peak | 12 | 11953.5867
Portfolio AdjustedAllSouth of Lugo2025February Monthly Peak | Portfolio Adjusted | All | South of Lugo | 2025 | February Monthly Peak | 2 | 11953.5867
Portfolio AdjustedAllSouth of Lugo2025January Monthly Peak | Portfolio Adjusted | All | South of Lugo | 2025 | January Monthly Peak | 1 | 11953.5867
Portfolio AdjustedAllSouth of Lugo2025July Monthly Peak | Portfolio Adjusted | All | South of Lugo | 2025 | July Monthly Peak | 7 | 11953.5867
Portfolio AdjustedAllSouth of Lugo2025June Monthly Peak | Portfolio Adjusted | All | South of Lugo | 2025 | June Monthly Peak | 6 | 11953.5867
Portfolio AdjustedAllSouth of Lugo2025March Monthly Peak | Portfolio Adjusted | All | South of Lugo | 2025 | March Monthly Peak | 3 | 11953.5867
Portfolio AdjustedAllSouth of Lugo2025May Monthly Peak | Portfolio Adjusted | All | South of Lugo | 2025 | May Monthly Peak | 5 | 11953.5867
Portfolio AdjustedAllSouth of Lugo2025November Monthly Peak | Portfolio Adjusted | All | South of Lugo | 2025 | November Monthly Peak | 11 | 11953.5867
Portfolio AdjustedAllSouth of Lugo2025October Monthly Peak | Portfolio Adjusted | All | South of Lugo | 2025 | October Monthly Peak | 10 | 11953.5867
Portfolio AdjustedAllSouth of Lugo2025September Monthly Peak | Portfolio Adjusted | All | South of Lugo | 2025 | September Monthly Peak | 9 | 11953.5867
Portfolio AdjustedAllSouth of Lugo2025Typical Event Day | Portfolio Adjusted | All | South of Lugo | 2025 | Typical Event Day | 8 | 11953.5867
Portfolio AdjustedAllSouth of Lugo2026April Monthly Peak | Portfolio Adjusted | All | South of Lugo | 2026 | April Monthly Peak | 4 | 11954.4851
Portfolio AdjustedAllSouth of Lugo2026August Monthly Peak | Portfolio Adjusted | All | South of Lugo | 2026 | August Monthly Peak | 8 | 11954.4851
Portfolio AdjustedAllSouth of Lugo2026December Monthly Peak | Portfolio Adjusted | All | South of Lugo | 2026 | December Monthly Peak | 12 | 11954.4851
Portfolio AdjustedAllSouth of Lugo2026February Monthly Peak | Portfolio Adjusted | All | South of Lugo | 2026 | February Monthly Peak | 2 | 11954.4851
Portfolio AdjustedAllSouth of Lugo2026January Monthly Peak | Portfolio Adjusted | All | South of Lugo | 2026 | January Monthly Peak | 1 | 11954.4851
Portfolio AdjustedAllSouth of Lugo2026July Monthly Peak | Portfolio Adjusted | All | South of Lugo | 2026 | July Monthly Peak | 7 | 11954.4851
Portfolio AdjustedAllSouth of Lugo2026June Monthly Peak | Portfolio Adjusted | All | South of Lugo | 2026 | June Monthly Peak | 6 | 11954.4851
Portfolio AdjustedAllSouth of Lugo2026March Monthly Peak | Portfolio Adjusted | All | South of Lugo | 2026 | March Monthly Peak | 3 | 11954.4851
Portfolio AdjustedAllSouth of Lugo2026May Monthly Peak | Portfolio Adjusted | All | South of Lugo | 2026 | May Monthly Peak | 5 | 11954.4851
Portfolio AdjustedAllSouth of Lugo2026November Monthly Peak | Portfolio Adjusted | All | South of Lugo | 2026 | November Monthly Peak | 11 | 11954.4851
Portfolio AdjustedAllSouth of Lugo2026October Monthly Peak | Portfolio Adjusted | All | South of Lugo | 2026 | October Monthly Peak | 10 | 11954.4851
Portfolio AdjustedAllSouth of Lugo2026September Monthly Peak | Portfolio Adjusted | All | South of Lugo | 2026 | September Monthly Peak | 9 | 11954.4851
Portfolio AdjustedAllSouth of Lugo2026Typical Event Day | Portfolio Adjusted | All | South of Lugo | 2026 | Typical Event Day | 8 | 11954.4851
Portfolio AdjustedSize: 20 kW to 199.99 kWAll2015April Monthly Peak | Portfolio Adjusted | Size: 20 kW to 199.99 kW | All | 2015 | April Monthly Peak | 4 | 0
Portfolio AdjustedSize: 20 kW to 199.99 kWAll2015August Monthly Peak | Portfolio Adjusted | Size: 20 kW to 199.99 kW | All | 2015 | August Monthly Peak | 8 | 0
Portfolio AdjustedSize: 20 kW to 199.99 kWAll2015December Monthly Peak | Portfolio Adjusted | Size: 20 kW to 199.99 kW | All | 2015 | December Monthly Peak | 12 | 0
Portfolio AdjustedSize: 20 kW to 199.99 kWAll2015February Monthly Peak | Portfolio Adjusted | Size: 20 kW to 199.99 kW | All | 2015 | February Monthly Peak | 2 | 0
Portfolio AdjustedSize: 20 kW to 199.99 kWAll2015January Monthly Peak | Portfolio Adjusted | Size: 20 kW to 199.99 kW | All | 2015 | January Monthly Peak | 1 | 0
Portfolio AdjustedSize: 20 kW to 199.99 kWAll2015July Monthly Peak | Portfolio Adjusted | Size: 20 kW to 199.99 kW | All | 2015 | July Monthly Peak | 7 | 0
Portfolio AdjustedSize: 20 kW to 199.99 kWAll2015June Monthly Peak | Portfolio Adjusted | Size: 20 kW to 199.99 kW | All | 2015 | June Monthly Peak | 6 | 0
Portfolio AdjustedSize: 20 kW to 199.99 kWAll2015March Monthly Peak | Portfolio Adjusted | Size: 20 kW to 199.99 kW | All | 2015 | March Monthly Peak | 3 | 0
Portfolio AdjustedSize: 20 kW to 199.99 kWAll2015May Monthly Peak | Portfolio Adjusted | Size: 20 kW to 199.99 kW | All | 2015 | May Monthly Peak | 5 | 0
Portfolio AdjustedSize: 20 kW to 199.99 kWAll2015November Monthly Peak | Portfolio Adjusted | Size: 20 kW to 199.99 kW | All | 2015 | November Monthly Peak | 11 | 0
Portfolio AdjustedSize: 20 kW to 199.99 kWAll2015October Monthly Peak | Portfolio Adjusted | Size: 20 kW to 199.99 kW | All | 2015 | October Monthly Peak | 10 | 0
Portfolio AdjustedSize: 20 kW to 199.99 kWAll2015September Monthly Peak | Portfolio Adjusted | Size: 20 kW to 199.99 kW | All | 2015 | September Monthly Peak | 9 | 0
Portfolio AdjustedSize: 20 kW to 199.99 kWAll2015Typical Event Day | Portfolio Adjusted | Size: 20 kW to 199.99 kW | All | 2015 | Typical Event Day | 8 | 0
Portfolio AdjustedSize: 20 kW to 199.99 kWAll2016April Monthly Peak | Portfolio Adjusted | Size: 20 kW to 199.99 kW | All | 2016 | April Monthly Peak | 4 | 0
Portfolio AdjustedSize: 20 kW to 199.99 kWAll2016August Monthly Peak | Portfolio Adjusted | Size: 20 kW to 199.99 kW | All | 2016 | August Monthly Peak | 8 | 0
Portfolio AdjustedSize: 20 kW to 199.99 kWAll2016December Monthly Peak | Portfolio Adjusted | Size: 20 kW to 199.99 kW | All | 2016 | December Monthly Peak | 12 | 0
Portfolio AdjustedSize: 20 kW to 199.99 kWAll2016February Monthly Peak | Portfolio Adjusted | Size: 20 kW to 199.99 kW | All | 2016 | February Monthly Peak | 2 | 0
Portfolio AdjustedSize: 20 kW to 199.99 kWAll2016January Monthly Peak | Portfolio Adjusted | Size: 20 kW to 199.99 kW | All | 2016 | January Monthly Peak | 1 | 0
Portfolio AdjustedSize: 20 kW to 199.99 kWAll2016July Monthly Peak | Portfolio Adjusted | Size: 20 kW to 199.99 kW | All | 2016 | July Monthly Peak | 7 | 0
Portfolio AdjustedSize: 20 kW to 199.99 kWAll2016June Monthly Peak | Portfolio Adjusted | Size: 20 kW to 199.99 kW | All | 2016 | June Monthly Peak | 6 | 0
Portfolio AdjustedSize: 20 kW to 199.99 kWAll2016March Monthly Peak | Portfolio Adjusted | Size: 20 kW to 199.99 kW | All | 2016 | March Monthly Peak | 3 | 0
Portfolio AdjustedSize: 20 kW to 199.99 kWAll2016May Monthly Peak | Portfolio Adjusted | Size: 20 kW to 199.99 kW | All | 2016 | May Monthly Peak | 5 | 0
Portfolio AdjustedSize: 20 kW to 199.99 kWAll2016November Monthly Peak | Portfolio Adjusted | Size: 20 kW to 199.99 kW | All | 2016 | November Monthly Peak | 11 | 0
Portfolio AdjustedSize: 20 kW to 199.99 kWAll2016October Monthly Peak | Portfolio Adjusted | Size: 20 kW to 199.99 kW | All | 2016 | October Monthly Peak | 10 | 0
Portfolio AdjustedSize: 20 kW to 199.99 kWAll2016September Monthly Peak | Portfolio Adjusted | Size: 20 kW to 199.99 kW | All | 2016 | September Monthly Peak | 9 | 0
Portfolio AdjustedSize: 20 kW to 199.99 kWAll2016Typical Event Day | Portfolio Adjusted | Size: 20 kW to 199.99 kW | All | 2016 | Typical Event Day | 8 | 0
Portfolio AdjustedSize: 20 kW to 199.99 kWAll2017April Monthly Peak | Portfolio Adjusted | Size: 20 kW to 199.99 kW | All | 2017 | April Monthly Peak | 4 | 0
Portfolio AdjustedSize: 20 kW to 199.99 kWAll2017August Monthly Peak | Portfolio Adjusted | Size: 20 kW to 199.99 kW | All | 2017 | August Monthly Peak | 8 | 0
Portfolio AdjustedSize: 20 kW to 199.99 kWAll2017December Monthly Peak | Portfolio Adjusted | Size: 20 kW to 199.99 kW | All | 2017 | December Monthly Peak | 12 | 0
Portfolio AdjustedSize: 20 kW to 199.99 kWAll2017February Monthly Peak | Portfolio Adjusted | Size: 20 kW to 199.99 kW | All | 2017 | February Monthly Peak | 2 | 0
Portfolio AdjustedSize: 20 kW to 199.99 kWAll2017January Monthly Peak | Portfolio Adjusted | Size: 20 kW to 199.99 kW | All | 2017 | January Monthly Peak | 1 | 0
Portfolio AdjustedSize: 20 kW to 199.99 kWAll2017July Monthly Peak | Portfolio Adjusted | Size: 20 kW to 199.99 kW | All | 2017 | July Monthly Peak | 7 | 0
Portfolio AdjustedSize: 20 kW to 199.99 kWAll2017June Monthly Peak | Portfolio Adjusted | Size: 20 kW to 199.99 kW | All | 2017 | June Monthly Peak | 6 | 0
Portfolio AdjustedSize: 20 kW to 199.99 kWAll2017March Monthly Peak | Portfolio Adjusted | Size: 20 kW to 199.99 kW | All | 2017 | March Monthly Peak | 3 | 0
Portfolio AdjustedSize: 20 kW to 199.99 kWAll2017May Monthly Peak | Portfolio Adjusted | Size: 20 kW to 199.99 kW | All | 2017 | May Monthly Peak | 5 | 0
Portfolio AdjustedSize: 20 kW to 199.99 kWAll2017November Monthly Peak | Portfolio Adjusted | Size: 20 kW to 199.99 kW | All | 2017 | November Monthly Peak | 11 | 0
Portfolio AdjustedSize: 20 kW to 199.99 kWAll2017October Monthly Peak | Portfolio Adjusted | Size: 20 kW to 199.99 kW | All | 2017 | October Monthly Peak | 10 | 0
Portfolio AdjustedSize: 20 kW to 199.99 kWAll2017September Monthly Peak | Portfolio Adjusted | Size: 20 kW to 199.99 kW | All | 2017 | September Monthly Peak | 9 | 0
Portfolio AdjustedSize: 20 kW to 199.99 kWAll2017Typical Event Day | Portfolio Adjusted | Size: 20 kW to 199.99 kW | All | 2017 | Typical Event Day | 8 | 0
Portfolio AdjustedSize: 20 kW to 199.99 kWAll2018April Monthly Peak | Portfolio Adjusted | Size: 20 kW to 199.99 kW | All | 2018 | April Monthly Peak | 4 | 34795.0005
Portfolio AdjustedSize: 20 kW to 199.99 kWAll2018August Monthly Peak | Portfolio Adjusted | Size: 20 kW to 199.99 kW | All | 2018 | August Monthly Peak | 8 | 34795.0005
Portfolio AdjustedSize: 20 kW to 199.99 kWAll2018December Monthly Peak | Portfolio Adjusted | Size: 20 kW to 199.99 kW | All | 2018 | December Monthly Peak | 12 | 34795.0005
Portfolio AdjustedSize: 20 kW to 199.99 kWAll2018February Monthly Peak | Portfolio Adjusted | Size: 20 kW to 199.99 kW | All | 2018 | February Monthly Peak | 2 | 0
Portfolio AdjustedSize: 20 kW to 199.99 kWAll2018January Monthly Peak | Portfolio Adjusted | Size: 20 kW to 199.99 kW | All | 2018 | January Monthly Peak | 1 | 0
Portfolio AdjustedSize: 20 kW to 199.99 kWAll2018July Monthly Peak | Portfolio Adjusted | Size: 20 kW to 199.99 kW | All | 2018 | July Monthly Peak | 7 | 34795.0005
Portfolio AdjustedSize: 20 kW to 199.99 kWAll2018June Monthly Peak | Portfolio Adjusted | Size: 20 kW to 199.99 kW | All | 2018 | June Monthly Peak | 6 | 34795.0005
Portfolio AdjustedSize: 20 kW to 199.99 kWAll2018March Monthly Peak | Portfolio Adjusted | Size: 20 kW to 199.99 kW | All | 2018 | March Monthly Peak | 3 | 0
Portfolio AdjustedSize: 20 kW to 199.99 kWAll2018May Monthly Peak | Portfolio Adjusted | Size: 20 kW to 199.99 kW | All | 2018 | May Monthly Peak | 5 | 34795.0005
Portfolio AdjustedSize: 20 kW to 199.99 kWAll2018November Monthly Peak | Portfolio Adjusted | Size: 20 kW to 199.99 kW | All | 2018 | November Monthly Peak | 11 | 34795.0005
Portfolio AdjustedSize: 20 kW to 199.99 kWAll2018October Monthly Peak | Portfolio Adjusted | Size: 20 kW to 199.99 kW | All | 2018 | October Monthly Peak | 10 | 34795.0005
Portfolio AdjustedSize: 20 kW to 199.99 kWAll2018September Monthly Peak | Portfolio Adjusted | Size: 20 kW to 199.99 kW | All | 2018 | September Monthly Peak | 9 | 34795.0005
Portfolio AdjustedSize: 20 kW to 199.99 kWAll2018Typical Event Day | Portfolio Adjusted | Size: 20 kW to 199.99 kW | All | 2018 | Typical Event Day | 8 | 34795.0005
Portfolio AdjustedSize: 20 kW to 199.99 kWAll2019April Monthly Peak | Portfolio Adjusted | Size: 20 kW to 199.99 kW | All | 2019 | April Monthly Peak | 4 | 13918.0002
Portfolio AdjustedSize: 20 kW to 199.99 kWAll2019August Monthly Peak | Portfolio Adjusted | Size: 20 kW to 199.99 kW | All | 2019 | August Monthly Peak | 8 | 13918.0002
Portfolio AdjustedSize: 20 kW to 199.99 kWAll2019December Monthly Peak | Portfolio Adjusted | Size: 20 kW to 199.99 kW | All | 2019 | December Monthly Peak | 12 | 13918.0002
Portfolio AdjustedSize: 20 kW to 199.99 kWAll2019February Monthly Peak | Portfolio Adjusted | Size: 20 kW to 199.99 kW | All | 2019 | February Monthly Peak | 2 | 34795.0005
Portfolio AdjustedSize: 20 kW to 199.99 kWAll2019January Monthly Peak | Portfolio Adjusted | Size: 20 kW to 199.99 kW | All | 2019 | January Monthly Peak | 1 | 34795.0005
Portfolio AdjustedSize: 20 kW to 199.99 kWAll2019July Monthly Peak | Portfolio Adjusted | Size: 20 kW to 199.99 kW | All | 2019 | July Monthly Peak | 7 | 13918.0002
Portfolio AdjustedSize: 20 kW to 199.99 kWAll2019June Monthly Peak | Portfolio Adjusted | Size: 20 kW to 199.99 kW | All | 2019 | June Monthly Peak | 6 | 13918.0002
Portfolio AdjustedSize: 20 kW to 199.99 kWAll2019March Monthly Peak | Portfolio Adjusted | Size: 20 kW to 199.99 kW | All | 2019 | March Monthly Peak | 3 | 34795.0005
Portfolio AdjustedSize: 20 kW to 199.99 kWAll2019May Monthly Peak | Portfolio Adjusted | Size: 20 kW to 199.99 kW | All | 2019 | May Monthly Peak | 5 | 13918.0002
Portfolio AdjustedSize: 20 kW to 199.99 kWAll2019November Monthly Peak | Portfolio Adjusted | Size: 20 kW to 199.99 kW | All | 2019 | November Monthly Peak | 11 | 13918.0002
Portfolio AdjustedSize: 20 kW to 199.99 kWAll2019October Monthly Peak | Portfolio Adjusted | Size: 20 kW to 199.99 kW | All | 2019 | October Monthly Peak | 10 | 13918.0002
Portfolio AdjustedSize: 20 kW to 199.99 kWAll2019September Monthly Peak | Portfolio Adjusted | Size: 20 kW to 199.99 kW | All | 2019 | September Monthly Peak | 9 | 13918.0002
Portfolio AdjustedSize: 20 kW to 199.99 kWAll2019Typical Event Day | Portfolio Adjusted | Size: 20 kW to 199.99 kW | All | 2019 | Typical Event Day | 8 | 13918.0002
Portfolio AdjustedSize: 20 kW to 199.99 kWAll2020April Monthly Peak | Portfolio Adjusted | Size: 20 kW to 199.99 kW | All | 2020 | April Monthly Peak | 4 | 13918.0002
Portfolio AdjustedSize: 20 kW to 199.99 kWAll2020August Monthly Peak | Portfolio Adjusted | Size: 20 kW to 199.99 kW | All | 2020 | August Monthly Peak | 8 | 13918.0002
Portfolio AdjustedSize: 20 kW to 199.99 kWAll2020December Monthly Peak | Portfolio Adjusted | Size: 20 kW to 199.99 kW | All | 2020 | December Monthly Peak | 12 | 13918.0002
Portfolio AdjustedSize: 20 kW to 199.99 kWAll2020February Monthly Peak | Portfolio Adjusted | Size: 20 kW to 199.99 kW | All | 2020 | February Monthly Peak | 2 | 13918.0002
Portfolio AdjustedSize: 20 kW to 199.99 kWAll2020January Monthly Peak | Portfolio Adjusted | Size: 20 kW to 199.99 kW | All | 2020 | January Monthly Peak | 1 | 13918.0002
Portfolio AdjustedSize: 20 kW to 199.99 kWAll2020July Monthly Peak | Portfolio Adjusted | Size: 20 kW to 199.99 kW | All | 2020 | July Monthly Peak | 7 | 13918.0002
Portfolio AdjustedSize: 20 kW to 199.99 kWAll2020June Monthly Peak | Portfolio Adjusted | Size: 20 kW to 199.99 kW | All | 2020 | June Monthly Peak | 6 | 13918.0002
Portfolio AdjustedSize: 20 kW to 199.99 kWAll2020March Monthly Peak | Portfolio Adjusted | Size: 20 kW to 199.99 kW | All | 2020 | March Monthly Peak | 3 | 13918.0002
Portfolio AdjustedSize: 20 kW to 199.99 kWAll2020May Monthly Peak | Portfolio Adjusted | Size: 20 kW to 199.99 kW | All | 2020 | May Monthly Peak | 5 | 13918.0002
Portfolio AdjustedSize: 20 kW to 199.99 kWAll2020November Monthly Peak | Portfolio Adjusted | Size: 20 kW to 199.99 kW | All | 2020 | November Monthly Peak | 11 | 13918.0002
Portfolio AdjustedSize: 20 kW to 199.99 kWAll2020October Monthly Peak | Portfolio Adjusted | Size: 20 kW to 199.99 kW | All | 2020 | October Monthly Peak | 10 | 13918.0002
Portfolio AdjustedSize: 20 kW to 199.99 kWAll2020September Monthly Peak | Portfolio Adjusted | Size: 20 kW to 199.99 kW | All | 2020 | September Monthly Peak | 9 | 13918.0002
Portfolio AdjustedSize: 20 kW to 199.99 kWAll2020Typical Event Day | Portfolio Adjusted | Size: 20 kW to 199.99 kW | All | 2020 | Typical Event Day | 8 | 13918.0002
Portfolio AdjustedSize: 20 kW to 199.99 kWAll2021April Monthly Peak | Portfolio Adjusted | Size: 20 kW to 199.99 kW | All | 2021 | April Monthly Peak | 4 | 13918.0002
Portfolio AdjustedSize: 20 kW to 199.99 kWAll2021August Monthly Peak | Portfolio Adjusted | Size: 20 kW to 199.99 kW | All | 2021 | August Monthly Peak | 8 | 13918.0002
Portfolio AdjustedSize: 20 kW to 199.99 kWAll2021December Monthly Peak | Portfolio Adjusted | Size: 20 kW to 199.99 kW | All | 2021 | December Monthly Peak | 12 | 13918.0002
Portfolio AdjustedSize: 20 kW to 199.99 kWAll2021February Monthly Peak | Portfolio Adjusted | Size: 20 kW to 199.99 kW | All | 2021 | February Monthly Peak | 2 | 13918.0002
Portfolio AdjustedSize: 20 kW to 199.99 kWAll2021January Monthly Peak | Portfolio Adjusted | Size: 20 kW to 199.99 kW | All | 2021 | January Monthly Peak | 1 | 13918.0002
Portfolio AdjustedSize: 20 kW to 199.99 kWAll2021July Monthly Peak | Portfolio Adjusted | Size: 20 kW to 199.99 kW | All | 2021 | July Monthly Peak | 7 | 13918.0002
Portfolio AdjustedSize: 20 kW to 199.99 kWAll2021June Monthly Peak | Portfolio Adjusted | Size: 20 kW to 199.99 kW | All | 2021 | June Monthly Peak | 6 | 13918.0002
Portfolio AdjustedSize: 20 kW to 199.99 kWAll2021March Monthly Peak | Portfolio Adjusted | Size: 20 kW to 199.99 kW | All | 2021 | March Monthly Peak | 3 | 13918.0002
Portfolio AdjustedSize: 20 kW to 199.99 kWAll2021May Monthly Peak | Portfolio Adjusted | Size: 20 kW to 199.99 kW | All | 2021 | May Monthly Peak | 5 | 13918.0002
Portfolio AdjustedSize: 20 kW to 199.99 kWAll2021November Monthly Peak | Portfolio Adjusted | Size: 20 kW to 199.99 kW | All | 2021 | November Monthly Peak | 11 | 13918.0002
Portfolio AdjustedSize: 20 kW to 199.99 kWAll2021October Monthly Peak | Portfolio Adjusted | Size: 20 kW to 199.99 kW | All | 2021 | October Monthly Peak | 10 | 13918.0002
Portfolio AdjustedSize: 20 kW to 199.99 kWAll2021September Monthly Peak | Portfolio Adjusted | Size: 20 kW to 199.99 kW | All | 2021 | September Monthly Peak | 9 | 13918.0002
Portfolio AdjustedSize: 20 kW to 199.99 kWAll2021Typical Event Day | Portfolio Adjusted | Size: 20 kW to 199.99 kW | All | 2021 | Typical Event Day | 8 | 13918.0002
Portfolio AdjustedSize: 20 kW to 199.99 kWAll2022April Monthly Peak | Portfolio Adjusted | Size: 20 kW to 199.99 kW | All | 2022 | April Monthly Peak | 4 | 13918.0002
Portfolio AdjustedSize: 20 kW to 199.99 kWAll2022August Monthly Peak | Portfolio Adjusted | Size: 20 kW to 199.99 kW | All | 2022 | August Monthly Peak | 8 | 13918.0002
Portfolio AdjustedSize: 20 kW to 199.99 kWAll2022December Monthly Peak | Portfolio Adjusted | Size: 20 kW to 199.99 kW | All | 2022 | December Monthly Peak | 12 | 13918.0002
Portfolio AdjustedSize: 20 kW to 199.99 kWAll2022February Monthly Peak | Portfolio Adjusted | Size: 20 kW to 199.99 kW | All | 2022 | February Monthly Peak | 2 | 13918.0002
Portfolio AdjustedSize: 20 kW to 199.99 kWAll2022January Monthly Peak | Portfolio Adjusted | Size: 20 kW to 199.99 kW | All | 2022 | January Monthly Peak | 1 | 13918.0002
Portfolio AdjustedSize: 20 kW to 199.99 kWAll2022July Monthly Peak | Portfolio Adjusted | Size: 20 kW to 199.99 kW | All | 2022 | July Monthly Peak | 7 | 13918.0002
Portfolio AdjustedSize: 20 kW to 199.99 kWAll2022June Monthly Peak | Portfolio Adjusted | Size: 20 kW to 199.99 kW | All | 2022 | June Monthly Peak | 6 | 13918.0002
Portfolio AdjustedSize: 20 kW to 199.99 kWAll2022March Monthly Peak | Portfolio Adjusted | Size: 20 kW to 199.99 kW | All | 2022 | March Monthly Peak | 3 | 13918.0002
Portfolio AdjustedSize: 20 kW to 199.99 kWAll2022May Monthly Peak | Portfolio Adjusted | Size: 20 kW to 199.99 kW | All | 2022 | May Monthly Peak | 5 | 13918.0002
Portfolio AdjustedSize: 20 kW to 199.99 kWAll2022November Monthly Peak | Portfolio Adjusted | Size: 20 kW to 199.99 kW | All | 2022 | November Monthly Peak | 11 | 13918.0002
Portfolio AdjustedSize: 20 kW to 199.99 kWAll2022October Monthly Peak | Portfolio Adjusted | Size: 20 kW to 199.99 kW | All | 2022 | October Monthly Peak | 10 | 13918.0002
Portfolio AdjustedSize: 20 kW to 199.99 kWAll2022September Monthly Peak | Portfolio Adjusted | Size: 20 kW to 199.99 kW | All | 2022 | September Monthly Peak | 9 | 13918.0002
Portfolio AdjustedSize: 20 kW to 199.99 kWAll2022Typical Event Day | Portfolio Adjusted | Size: 20 kW to 199.99 kW | All | 2022 | Typical Event Day | 8 | 13918.0002
Portfolio AdjustedSize: 20 kW to 199.99 kWAll2023April Monthly Peak | Portfolio Adjusted | Size: 20 kW to 199.99 kW | All | 2023 | April Monthly Peak | 4 | 13918.0002
Portfolio AdjustedSize: 20 kW to 199.99 kWAll2023August Monthly Peak | Portfolio Adjusted | Size: 20 kW to 199.99 kW | All | 2023 | August Monthly Peak | 8 | 13918.0002
Portfolio AdjustedSize: 20 kW to 199.99 kWAll2023December Monthly Peak | Portfolio Adjusted | Size: 20 kW to 199.99 kW | All | 2023 | December Monthly Peak | 12 | 13918.0002
Portfolio AdjustedSize: 20 kW to 199.99 kWAll2023February Monthly Peak | Portfolio Adjusted | Size: 20 kW to 199.99 kW | All | 2023 | February Monthly Peak | 2 | 13918.0002
Portfolio AdjustedSize: 20 kW to 199.99 kWAll2023January Monthly Peak | Portfolio Adjusted | Size: 20 kW to 199.99 kW | All | 2023 | January Monthly Peak | 1 | 13918.0002
Portfolio AdjustedSize: 20 kW to 199.99 kWAll2023July Monthly Peak | Portfolio Adjusted | Size: 20 kW to 199.99 kW | All | 2023 | July Monthly Peak | 7 | 13918.0002
Portfolio AdjustedSize: 20 kW to 199.99 kWAll2023June Monthly Peak | Portfolio Adjusted | Size: 20 kW to 199.99 kW | All | 2023 | June Monthly Peak | 6 | 13918.0002
Portfolio AdjustedSize: 20 kW to 199.99 kWAll2023March Monthly Peak | Portfolio Adjusted | Size: 20 kW to 199.99 kW | All | 2023 | March Monthly Peak | 3 | 13918.0002
Portfolio AdjustedSize: 20 kW to 199.99 kWAll2023May Monthly Peak | Portfolio Adjusted | Size: 20 kW to 199.99 kW | All | 2023 | May Monthly Peak | 5 | 13918.0002
Portfolio AdjustedSize: 20 kW to 199.99 kWAll2023November Monthly Peak | Portfolio Adjusted | Size: 20 kW to 199.99 kW | All | 2023 | November Monthly Peak | 11 | 13918.0002
Portfolio AdjustedSize: 20 kW to 199.99 kWAll2023October Monthly Peak | Portfolio Adjusted | Size: 20 kW to 199.99 kW | All | 2023 | October Monthly Peak | 10 | 13918.0002
Portfolio AdjustedSize: 20 kW to 199.99 kWAll2023September Monthly Peak | Portfolio Adjusted | Size: 20 kW to 199.99 kW | All | 2023 | September Monthly Peak | 9 | 13918.0002
Portfolio AdjustedSize: 20 kW to 199.99 kWAll2023Typical Event Day | Portfolio Adjusted | Size: 20 kW to 199.99 kW | All | 2023 | Typical Event Day | 8 | 13918.0002
Portfolio AdjustedSize: 20 kW to 199.99 kWAll2024April Monthly Peak | Portfolio Adjusted | Size: 20 kW to 199.99 kW | All | 2024 | April Monthly Peak | 4 | 13918.0002
Portfolio AdjustedSize: 20 kW to 199.99 kWAll2024August Monthly Peak | Portfolio Adjusted | Size: 20 kW to 199.99 kW | All | 2024 | August Monthly Peak | 8 | 13918.0002
Portfolio AdjustedSize: 20 kW to 199.99 kWAll2024December Monthly Peak | Portfolio Adjusted | Size: 20 kW to 199.99 kW | All | 2024 | December Monthly Peak | 12 | 13918.0002
Portfolio AdjustedSize: 20 kW to 199.99 kWAll2024February Monthly Peak | Portfolio Adjusted | Size: 20 kW to 199.99 kW | All | 2024 | February Monthly Peak | 2 | 13918.0002
Portfolio AdjustedSize: 20 kW to 199.99 kWAll2024January Monthly Peak | Portfolio Adjusted | Size: 20 kW to 199.99 kW | All | 2024 | January Monthly Peak | 1 | 13918.0002
Portfolio AdjustedSize: 20 kW to 199.99 kWAll2024July Monthly Peak | Portfolio Adjusted | Size: 20 kW to 199.99 kW | All | 2024 | July Monthly Peak | 7 | 13918.0002
Portfolio AdjustedSize: 20 kW to 199.99 kWAll2024June Monthly Peak | Portfolio Adjusted | Size: 20 kW to 199.99 kW | All | 2024 | June Monthly Peak | 6 | 13918.0002
Portfolio AdjustedSize: 20 kW to 199.99 kWAll2024March Monthly Peak | Portfolio Adjusted | Size: 20 kW to 199.99 kW | All | 2024 | March Monthly Peak | 3 | 13918.0002
Portfolio AdjustedSize: 20 kW to 199.99 kWAll2024May Monthly Peak | Portfolio Adjusted | Size: 20 kW to 199.99 kW | All | 2024 | May Monthly Peak | 5 | 13918.0002
Portfolio AdjustedSize: 20 kW to 199.99 kWAll2024November Monthly Peak | Portfolio Adjusted | Size: 20 kW to 199.99 kW | All | 2024 | November Monthly Peak | 11 | 13918.0002
Portfolio AdjustedSize: 20 kW to 199.99 kWAll2024October Monthly Peak | Portfolio Adjusted | Size: 20 kW to 199.99 kW | All | 2024 | October Monthly Peak | 10 | 13918.0002
Portfolio AdjustedSize: 20 kW to 199.99 kWAll2024September Monthly Peak | Portfolio Adjusted | Size: 20 kW to 199.99 kW | All | 2024 | September Monthly Peak | 9 | 13918.0002
Portfolio AdjustedSize: 20 kW to 199.99 kWAll2024Typical Event Day | Portfolio Adjusted | Size: 20 kW to 199.99 kW | All | 2024 | Typical Event Day | 8 | 13918.0002
Portfolio AdjustedSize: 20 kW to 199.99 kWAll2025April Monthly Peak | Portfolio Adjusted | Size: 20 kW to 199.99 kW | All | 2025 | April Monthly Peak | 4 | 13918.0002
Portfolio AdjustedSize: 20 kW to 199.99 kWAll2025August Monthly Peak | Portfolio Adjusted | Size: 20 kW to 199.99 kW | All | 2025 | August Monthly Peak | 8 | 13918.0002
Portfolio AdjustedSize: 20 kW to 199.99 kWAll2025December Monthly Peak | Portfolio Adjusted | Size: 20 kW to 199.99 kW | All | 2025 | December Monthly Peak | 12 | 13918.0002
Portfolio AdjustedSize: 20 kW to 199.99 kWAll2025February Monthly Peak | Portfolio Adjusted | Size: 20 kW to 199.99 kW | All | 2025 | February Monthly Peak | 2 | 13918.0002
Portfolio AdjustedSize: 20 kW to 199.99 kWAll2025January Monthly Peak | Portfolio Adjusted | Size: 20 kW to 199.99 kW | All | 2025 | January Monthly Peak | 1 | 13918.0002
Portfolio AdjustedSize: 20 kW to 199.99 kWAll2025July Monthly Peak | Portfolio Adjusted | Size: 20 kW to 199.99 kW | All | 2025 | July Monthly Peak | 7 | 13918.0002
Portfolio AdjustedSize: 20 kW to 199.99 kWAll2025June Monthly Peak | Portfolio Adjusted | Size: 20 kW to 199.99 kW | All | 2025 | June Monthly Peak | 6 | 13918.0002
Portfolio AdjustedSize: 20 kW to 199.99 kWAll2025March Monthly Peak | Portfolio Adjusted | Size: 20 kW to 199.99 kW | All | 2025 | March Monthly Peak | 3 | 13918.0002
Portfolio AdjustedSize: 20 kW to 199.99 kWAll2025May Monthly Peak | Portfolio Adjusted | Size: 20 kW to 199.99 kW | All | 2025 | May Monthly Peak | 5 | 13918.0002
Portfolio AdjustedSize: 20 kW to 199.99 kWAll2025November Monthly Peak | Portfolio Adjusted | Size: 20 kW to 199.99 kW | All | 2025 | November Monthly Peak | 11 | 13918.0002
Portfolio AdjustedSize: 20 kW to 199.99 kWAll2025October Monthly Peak | Portfolio Adjusted | Size: 20 kW to 199.99 kW | All | 2025 | October Monthly Peak | 10 | 13918.0002
Portfolio AdjustedSize: 20 kW to 199.99 kWAll2025September Monthly Peak | Portfolio Adjusted | Size: 20 kW to 199.99 kW | All | 2025 | September Monthly Peak | 9 | 13918.0002
Portfolio AdjustedSize: 20 kW to 199.99 kWAll2025Typical Event Day | Portfolio Adjusted | Size: 20 kW to 199.99 kW | All | 2025 | Typical Event Day | 8 | 13918.0002
Portfolio AdjustedSize: 20 kW to 199.99 kWAll2026April Monthly Peak | Portfolio Adjusted | Size: 20 kW to 199.99 kW | All | 2026 | April Monthly Peak | 4 | 13918.0002
Portfolio AdjustedSize: 20 kW to 199.99 kWAll2026August Monthly Peak | Portfolio Adjusted | Size: 20 kW to 199.99 kW | All | 2026 | August Monthly Peak | 8 | 13918.0002
Portfolio AdjustedSize: 20 kW to 199.99 kWAll2026December Monthly Peak | Portfolio Adjusted | Size: 20 kW to 199.99 kW | All | 2026 | December Monthly Peak | 12 | 13918.0002
Portfolio AdjustedSize: 20 kW to 199.99 kWAll2026February Monthly Peak | Portfolio Adjusted | Size: 20 kW to 199.99 kW | All | 2026 | February Monthly Peak | 2 | 13918.0002
Portfolio AdjustedSize: 20 kW to 199.99 kWAll2026January Monthly Peak | Portfolio Adjusted | Size: 20 kW to 199.99 kW | All | 2026 | January Monthly Peak | 1 | 13918.0002
Portfolio AdjustedSize: 20 kW to 199.99 kWAll2026July Monthly Peak | Portfolio Adjusted | Size: 20 kW to 199.99 kW | All | 2026 | July Monthly Peak | 7 | 13918.0002
Portfolio AdjustedSize: 20 kW to 199.99 kWAll2026June Monthly Peak | Portfolio Adjusted | Size: 20 kW to 199.99 kW | All | 2026 | June Monthly Peak | 6 | 13918.0002
Portfolio AdjustedSize: 20 kW to 199.99 kWAll2026March Monthly Peak | Portfolio Adjusted | Size: 20 kW to 199.99 kW | All | 2026 | March Monthly Peak | 3 | 13918.0002
Portfolio AdjustedSize: 20 kW to 199.99 kWAll2026May Monthly Peak | Portfolio Adjusted | Size: 20 kW to 199.99 kW | All | 2026 | May Monthly Peak | 5 | 13918.0002
Portfolio AdjustedSize: 20 kW to 199.99 kWAll2026November Monthly Peak | Portfolio Adjusted | Size: 20 kW to 199.99 kW | All | 2026 | November Monthly Peak | 11 | 13918.0002
Portfolio AdjustedSize: 20 kW to 199.99 kWAll2026October Monthly Peak | Portfolio Adjusted | Size: 20 kW to 199.99 kW | All | 2026 | October Monthly Peak | 10 | 13918.0002
Portfolio AdjustedSize: 20 kW to 199.99 kWAll2026September Monthly Peak | Portfolio Adjusted | Size: 20 kW to 199.99 kW | All | 2026 | September Monthly Peak | 9 | 13918.0002
Portfolio AdjustedSize: 20 kW to 199.99 kWAll2026Typical Event Day | Portfolio Adjusted | Size: 20 kW to 199.99 kW | All | 2026 | Typical Event Day | 8 | 13918.0002
Portfolio AdjustedSize: 20 kW to 199.99 kWOrange County2015April Monthly Peak | Portfolio Adjusted | Size: 20 kW to 199.99 kW | Orange County | 2015 | April Monthly Peak | 4 | 0
Portfolio AdjustedSize: 20 kW to 199.99 kWOrange County2015August Monthly Peak | Portfolio Adjusted | Size: 20 kW to 199.99 kW | Orange County | 2015 | August Monthly Peak | 8 | 0
Portfolio AdjustedSize: 20 kW to 199.99 kWOrange County2015December Monthly Peak | Portfolio Adjusted | Size: 20 kW to 199.99 kW | Orange County | 2015 | December Monthly Peak | 12 | 0
Portfolio AdjustedSize: 20 kW to 199.99 kWOrange County2015February Monthly Peak | Portfolio Adjusted | Size: 20 kW to 199.99 kW | Orange County | 2015 | February Monthly Peak | 2 | 0
Portfolio AdjustedSize: 20 kW to 199.99 kWOrange County2015January Monthly Peak | Portfolio Adjusted | Size: 20 kW to 199.99 kW | Orange County | 2015 | January Monthly Peak | 1 | 0
Portfolio AdjustedSize: 20 kW to 199.99 kWOrange County2015July Monthly Peak | Portfolio Adjusted | Size: 20 kW to 199.99 kW | Orange County | 2015 | July Monthly Peak | 7 | 0
Portfolio AdjustedSize: 20 kW to 199.99 kWOrange County2015June Monthly Peak | Portfolio Adjusted | Size: 20 kW to 199.99 kW | Orange County | 2015 | June Monthly Peak | 6 | 0
Portfolio AdjustedSize: 20 kW to 199.99 kWOrange County2015March Monthly Peak | Portfolio Adjusted | Size: 20 kW to 199.99 kW | Orange County | 2015 | March Monthly Peak | 3 | 0
Portfolio AdjustedSize: 20 kW to 199.99 kWOrange County2015May Monthly Peak | Portfolio Adjusted | Size: 20 kW to 199.99 kW | Orange County | 2015 | May Monthly Peak | 5 | 0
Portfolio AdjustedSize: 20 kW to 199.99 kWOrange County2015November Monthly Peak | Portfolio Adjusted | Size: 20 kW to 199.99 kW | Orange County | 2015 | November Monthly Peak | 11 | 0
Portfolio AdjustedSize: 20 kW to 199.99 kWOrange County2015October Monthly Peak | Portfolio Adjusted | Size: 20 kW to 199.99 kW | Orange County | 2015 | October Monthly Peak | 10 | 0
Portfolio AdjustedSize: 20 kW to 199.99 kWOrange County2015September Monthly Peak | Portfolio Adjusted | Size: 20 kW to 199.99 kW | Orange County | 2015 | September Monthly Peak | 9 | 0
Portfolio AdjustedSize: 20 kW to 199.99 kWOrange County2015Typical Event Day | Portfolio Adjusted | Size: 20 kW to 199.99 kW | Orange County | 2015 | Typical Event Day | 8 | 0
Portfolio AdjustedSize: 20 kW to 199.99 kWOrange County2016April Monthly Peak | Portfolio Adjusted | Size: 20 kW to 199.99 kW | Orange County | 2016 | April Monthly Peak | 4 | 0
Portfolio AdjustedSize: 20 kW to 199.99 kWOrange County2016August Monthly Peak | Portfolio Adjusted | Size: 20 kW to 199.99 kW | Orange County | 2016 | August Monthly Peak | 8 | 0
Portfolio AdjustedSize: 20 kW to 199.99 kWOrange County2016December Monthly Peak | Portfolio Adjusted | Size: 20 kW to 199.99 kW | Orange County | 2016 | December Monthly Peak | 12 | 0
Portfolio AdjustedSize: 20 kW to 199.99 kWOrange County2016February Monthly Peak | Portfolio Adjusted | Size: 20 kW to 199.99 kW | Orange County | 2016 | February Monthly Peak | 2 | 0
Portfolio AdjustedSize: 20 kW to 199.99 kWOrange County2016January Monthly Peak | Portfolio Adjusted | Size: 20 kW to 199.99 kW | Orange County | 2016 | January Monthly Peak | 1 | 0
Portfolio AdjustedSize: 20 kW to 199.99 kWOrange County2016July Monthly Peak | Portfolio Adjusted | Size: 20 kW to 199.99 kW | Orange County | 2016 | July Monthly Peak | 7 | 0
Portfolio AdjustedSize: 20 kW to 199.99 kWOrange County2016June Monthly Peak | Portfolio Adjusted | Size: 20 kW to 199.99 kW | Orange County | 2016 | June Monthly Peak | 6 | 0
Portfolio AdjustedSize: 20 kW to 199.99 kWOrange County2016March Monthly Peak | Portfolio Adjusted | Size: 20 kW to 199.99 kW | Orange County | 2016 | March Monthly Peak | 3 | 0
Portfolio AdjustedSize: 20 kW to 199.99 kWOrange County2016May Monthly Peak | Portfolio Adjusted | Size: 20 kW to 199.99 kW | Orange County | 2016 | May Monthly Peak | 5 | 0
Portfolio AdjustedSize: 20 kW to 199.99 kWOrange County2016November Monthly Peak | Portfolio Adjusted | Size: 20 kW to 199.99 kW | Orange County | 2016 | November Monthly Peak | 11 | 0
Portfolio AdjustedSize: 20 kW to 199.99 kWOrange County2016October Monthly Peak | Portfolio Adjusted | Size: 20 kW to 199.99 kW | Orange County | 2016 | October Monthly Peak | 10 | 0
Portfolio AdjustedSize: 20 kW to 199.99 kWOrange County2016September Monthly Peak | Portfolio Adjusted | Size: 20 kW to 199.99 kW | Orange County | 2016 | September Monthly Peak | 9 | 0
Portfolio AdjustedSize: 20 kW to 199.99 kWOrange County2016Typical Event Day | Portfolio Adjusted | Size: 20 kW to 199.99 kW | Orange County | 2016 | Typical Event Day | 8 | 0
Portfolio AdjustedSize: 20 kW to 199.99 kWOrange County2017April Monthly Peak | Portfolio Adjusted | Size: 20 kW to 199.99 kW | Orange County | 2017 | April Monthly Peak | 4 | 0
Portfolio AdjustedSize: 20 kW to 199.99 kWOrange County2017August Monthly Peak | Portfolio Adjusted | Size: 20 kW to 199.99 kW | Orange County | 2017 | August Monthly Peak | 8 | 0
Portfolio AdjustedSize: 20 kW to 199.99 kWOrange County2017December Monthly Peak | Portfolio Adjusted | Size: 20 kW to 199.99 kW | Orange County | 2017 | December Monthly Peak | 12 | 0
Portfolio AdjustedSize: 20 kW to 199.99 kWOrange County2017February Monthly Peak | Portfolio Adjusted | Size: 20 kW to 199.99 kW | Orange County | 2017 | February Monthly Peak | 2 | 0
Portfolio AdjustedSize: 20 kW to 199.99 kWOrange County2017January Monthly Peak | Portfolio Adjusted | Size: 20 kW to 199.99 kW | Orange County | 2017 | January Monthly Peak | 1 | 0
Portfolio AdjustedSize: 20 kW to 199.99 kWOrange County2017July Monthly Peak | Portfolio Adjusted | Size: 20 kW to 199.99 kW | Orange County | 2017 | July Monthly Peak | 7 | 0
Portfolio AdjustedSize: 20 kW to 199.99 kWOrange County2017June Monthly Peak | Portfolio Adjusted | Size: 20 kW to 199.99 kW | Orange County | 2017 | June Monthly Peak | 6 | 0
Portfolio AdjustedSize: 20 kW to 199.99 kWOrange County2017March Monthly Peak | Portfolio Adjusted | Size: 20 kW to 199.99 kW | Orange County | 2017 | March Monthly Peak | 3 | 0
Portfolio AdjustedSize: 20 kW to 199.99 kWOrange County2017May Monthly Peak | Portfolio Adjusted | Size: 20 kW to 199.99 kW | Orange County | 2017 | May Monthly Peak | 5 | 0
Portfolio AdjustedSize: 20 kW to 199.99 kWOrange County2017November Monthly Peak | Portfolio Adjusted | Size: 20 kW to 199.99 kW | Orange County | 2017 | November Monthly Peak | 11 | 0
Portfolio AdjustedSize: 20 kW to 199.99 kWOrange County2017October Monthly Peak | Portfolio Adjusted | Size: 20 kW to 199.99 kW | Orange County | 2017 | October Monthly Peak | 10 | 0
Portfolio AdjustedSize: 20 kW to 199.99 kWOrange County2017September Monthly Peak | Portfolio Adjusted | Size: 20 kW to 199.99 kW | Orange County | 2017 | September Monthly Peak | 9 | 0
Portfolio AdjustedSize: 20 kW to 199.99 kWOrange County2017Typical Event Day | Portfolio Adjusted | Size: 20 kW to 199.99 kW | Orange County | 2017 | Typical Event Day | 8 | 0
Portfolio AdjustedSize: 20 kW to 199.99 kWOrange County2018April Monthly Peak | Portfolio Adjusted | Size: 20 kW to 199.99 kW | Orange County | 2018 | April Monthly Peak | 4 | 9458.6305
Portfolio AdjustedSize: 20 kW to 199.99 kWOrange County2018August Monthly Peak | Portfolio Adjusted | Size: 20 kW to 199.99 kW | Orange County | 2018 | August Monthly Peak | 8 | 9458.6305
Portfolio AdjustedSize: 20 kW to 199.99 kWOrange County2018December Monthly Peak | Portfolio Adjusted | Size: 20 kW to 199.99 kW | Orange County | 2018 | December Monthly Peak | 12 | 9458.6305
Portfolio AdjustedSize: 20 kW to 199.99 kWOrange County2018February Monthly Peak | Portfolio Adjusted | Size: 20 kW to 199.99 kW | Orange County | 2018 | February Monthly Peak | 2 | 0
Portfolio AdjustedSize: 20 kW to 199.99 kWOrange County2018January Monthly Peak | Portfolio Adjusted | Size: 20 kW to 199.99 kW | Orange County | 2018 | January Monthly Peak | 1 | 0
Portfolio AdjustedSize: 20 kW to 199.99 kWOrange County2018July Monthly Peak | Portfolio Adjusted | Size: 20 kW to 199.99 kW | Orange County | 2018 | July Monthly Peak | 7 | 9458.6305
Portfolio AdjustedSize: 20 kW to 199.99 kWOrange County2018June Monthly Peak | Portfolio Adjusted | Size: 20 kW to 199.99 kW | Orange County | 2018 | June Monthly Peak | 6 | 9458.6305
Portfolio AdjustedSize: 20 kW to 199.99 kWOrange County2018March Monthly Peak | Portfolio Adjusted | Size: 20 kW to 199.99 kW | Orange County | 2018 | March Monthly Peak | 3 | 0
Portfolio AdjustedSize: 20 kW to 199.99 kWOrange County2018May Monthly Peak | Portfolio Adjusted | Size: 20 kW to 199.99 kW | Orange County | 2018 | May Monthly Peak | 5 | 9458.6305
Portfolio AdjustedSize: 20 kW to 199.99 kWOrange County2018November Monthly Peak | Portfolio Adjusted | Size: 20 kW to 199.99 kW | Orange County | 2018 | November Monthly Peak | 11 | 9458.6305
Portfolio AdjustedSize: 20 kW to 199.99 kWOrange County2018October Monthly Peak | Portfolio Adjusted | Size: 20 kW to 199.99 kW | Orange County | 2018 | October Monthly Peak | 10 | 9458.6305
Portfolio AdjustedSize: 20 kW to 199.99 kWOrange County2018September Monthly Peak | Portfolio Adjusted | Size: 20 kW to 199.99 kW | Orange County | 2018 | September Monthly Peak | 9 | 9458.6305
Portfolio AdjustedSize: 20 kW to 199.99 kWOrange County2018Typical Event Day | Portfolio Adjusted | Size: 20 kW to 199.99 kW | Orange County | 2018 | Typical Event Day | 8 | 9458.6305
Portfolio AdjustedSize: 20 kW to 199.99 kWOrange County2019April Monthly Peak | Portfolio Adjusted | Size: 20 kW to 199.99 kW | Orange County | 2019 | April Monthly Peak | 4 | 3783.4522
Portfolio AdjustedSize: 20 kW to 199.99 kWOrange County2019August Monthly Peak | Portfolio Adjusted | Size: 20 kW to 199.99 kW | Orange County | 2019 | August Monthly Peak | 8 | 3783.4522
Portfolio AdjustedSize: 20 kW to 199.99 kWOrange County2019December Monthly Peak | Portfolio Adjusted | Size: 20 kW to 199.99 kW | Orange County | 2019 | December Monthly Peak | 12 | 3783.4522
Portfolio AdjustedSize: 20 kW to 199.99 kWOrange County2019February Monthly Peak | Portfolio Adjusted | Size: 20 kW to 199.99 kW | Orange County | 2019 | February Monthly Peak | 2 | 9458.6305
Portfolio AdjustedSize: 20 kW to 199.99 kWOrange County2019January Monthly Peak | Portfolio Adjusted | Size: 20 kW to 199.99 kW | Orange County | 2019 | January Monthly Peak | 1 | 9458.6305
Portfolio AdjustedSize: 20 kW to 199.99 kWOrange County2019July Monthly Peak | Portfolio Adjusted | Size: 20 kW to 199.99 kW | Orange County | 2019 | July Monthly Peak | 7 | 3783.4522
Portfolio AdjustedSize: 20 kW to 199.99 kWOrange County2019June Monthly Peak | Portfolio Adjusted | Size: 20 kW to 199.99 kW | Orange County | 2019 | June Monthly Peak | 6 | 3783.4522
Portfolio AdjustedSize: 20 kW to 199.99 kWOrange County2019March Monthly Peak | Portfolio Adjusted | Size: 20 kW to 199.99 kW | Orange County | 2019 | March Monthly Peak | 3 | 9458.6305
Portfolio AdjustedSize: 20 kW to 199.99 kWOrange County2019May Monthly Peak | Portfolio Adjusted | Size: 20 kW to 199.99 kW | Orange County | 2019 | May Monthly Peak | 5 | 3783.4522
Portfolio AdjustedSize: 20 kW to 199.99 kWOrange County2019November Monthly Peak | Portfolio Adjusted | Size: 20 kW to 199.99 kW | Orange County | 2019 | November Monthly Peak | 11 | 3783.4522
Portfolio AdjustedSize: 20 kW to 199.99 kWOrange County2019October Monthly Peak | Portfolio Adjusted | Size: 20 kW to 199.99 kW | Orange County | 2019 | October Monthly Peak | 10 | 3783.4522
Portfolio AdjustedSize: 20 kW to 199.99 kWOrange County2019September Monthly Peak | Portfolio Adjusted | Size: 20 kW to 199.99 kW | Orange County | 2019 | September Monthly Peak | 9 | 3783.4522
Portfolio AdjustedSize: 20 kW to 199.99 kWOrange County2019Typical Event Day | Portfolio Adjusted | Size: 20 kW to 199.99 kW | Orange County | 2019 | Typical Event Day | 8 | 3783.4522
Portfolio AdjustedSize: 20 kW to 199.99 kWOrange County2020April Monthly Peak | Portfolio Adjusted | Size: 20 kW to 199.99 kW | Orange County | 2020 | April Monthly Peak | 4 | 3783.4522
Portfolio AdjustedSize: 20 kW to 199.99 kWOrange County2020August Monthly Peak | Portfolio Adjusted | Size: 20 kW to 199.99 kW | Orange County | 2020 | August Monthly Peak | 8 | 3783.4522
Portfolio AdjustedSize: 20 kW to 199.99 kWOrange County2020December Monthly Peak | Portfolio Adjusted | Size: 20 kW to 199.99 kW | Orange County | 2020 | December Monthly Peak | 12 | 3783.4522
Portfolio AdjustedSize: 20 kW to 199.99 kWOrange County2020February Monthly Peak | Portfolio Adjusted | Size: 20 kW to 199.99 kW | Orange County | 2020 | February Monthly Peak | 2 | 3783.4522
Portfolio AdjustedSize: 20 kW to 199.99 kWOrange County2020January Monthly Peak | Portfolio Adjusted | Size: 20 kW to 199.99 kW | Orange County | 2020 | January Monthly Peak | 1 | 3783.4522
Portfolio AdjustedSize: 20 kW to 199.99 kWOrange County2020July Monthly Peak | Portfolio Adjusted | Size: 20 kW to 199.99 kW | Orange County | 2020 | July Monthly Peak | 7 | 3783.4522
Portfolio AdjustedSize: 20 kW to 199.99 kWOrange County2020June Monthly Peak | Portfolio Adjusted | Size: 20 kW to 199.99 kW | Orange County | 2020 | June Monthly Peak | 6 | 3783.4522
Portfolio AdjustedSize: 20 kW to 199.99 kWOrange County2020March Monthly Peak | Portfolio Adjusted | Size: 20 kW to 199.99 kW | Orange County | 2020 | March Monthly Peak | 3 | 3783.4522
Portfolio AdjustedSize: 20 kW to 199.99 kWOrange County2020May Monthly Peak | Portfolio Adjusted | Size: 20 kW to 199.99 kW | Orange County | 2020 | May Monthly Peak | 5 | 3783.4522
Portfolio AdjustedSize: 20 kW to 199.99 kWOrange County2020November Monthly Peak | Portfolio Adjusted | Size: 20 kW to 199.99 kW | Orange County | 2020 | November Monthly Peak | 11 | 3783.4522
Portfolio AdjustedSize: 20 kW to 199.99 kWOrange County2020October Monthly Peak | Portfolio Adjusted | Size: 20 kW to 199.99 kW | Orange County | 2020 | October Monthly Peak | 10 | 3783.4522
Portfolio AdjustedSize: 20 kW to 199.99 kWOrange County2020September Monthly Peak | Portfolio Adjusted | Size: 20 kW to 199.99 kW | Orange County | 2020 | September Monthly Peak | 9 | 3783.4522
Portfolio AdjustedSize: 20 kW to 199.99 kWOrange County2020Typical Event Day | Portfolio Adjusted | Size: 20 kW to 199.99 kW | Orange County | 2020 | Typical Event Day | 8 | 3783.4522
Portfolio AdjustedSize: 20 kW to 199.99 kWOrange County2021April Monthly Peak | Portfolio Adjusted | Size: 20 kW to 199.99 kW | Orange County | 2021 | April Monthly Peak | 4 | 3783.4522
Portfolio AdjustedSize: 20 kW to 199.99 kWOrange County2021August Monthly Peak | Portfolio Adjusted | Size: 20 kW to 199.99 kW | Orange County | 2021 | August Monthly Peak | 8 | 3783.4522
Portfolio AdjustedSize: 20 kW to 199.99 kWOrange County2021December Monthly Peak | Portfolio Adjusted | Size: 20 kW to 199.99 kW | Orange County | 2021 | December Monthly Peak | 12 | 3783.4522
Portfolio AdjustedSize: 20 kW to 199.99 kWOrange County2021February Monthly Peak | Portfolio Adjusted | Size: 20 kW to 199.99 kW | Orange County | 2021 | February Monthly Peak | 2 | 3783.4522
Portfolio AdjustedSize: 20 kW to 199.99 kWOrange County2021January Monthly Peak | Portfolio Adjusted | Size: 20 kW to 199.99 kW | Orange County | 2021 | January Monthly Peak | 1 | 3783.4522
Portfolio AdjustedSize: 20 kW to 199.99 kWOrange County2021July Monthly Peak | Portfolio Adjusted | Size: 20 kW to 199.99 kW | Orange County | 2021 | July Monthly Peak | 7 | 3783.4522
Portfolio AdjustedSize: 20 kW to 199.99 kWOrange County2021June Monthly Peak | Portfolio Adjusted | Size: 20 kW to 199.99 kW | Orange County | 2021 | June Monthly Peak | 6 | 3783.4522
Portfolio AdjustedSize: 20 kW to 199.99 kWOrange County2021March Monthly Peak | Portfolio Adjusted | Size: 20 kW to 199.99 kW | Orange County | 2021 | March Monthly Peak | 3 | 3783.4522
Portfolio AdjustedSize: 20 kW to 199.99 kWOrange County2021May Monthly Peak | Portfolio Adjusted | Size: 20 kW to 199.99 kW | Orange County | 2021 | May Monthly Peak | 5 | 3783.4522
Portfolio AdjustedSize: 20 kW to 199.99 kWOrange County2021November Monthly Peak | Portfolio Adjusted | Size: 20 kW to 199.99 kW | Orange County | 2021 | November Monthly Peak | 11 | 3783.4522
Portfolio AdjustedSize: 20 kW to 199.99 kWOrange County2021October Monthly Peak | Portfolio Adjusted | Size: 20 kW to 199.99 kW | Orange County | 2021 | October Monthly Peak | 10 | 3783.4522
Portfolio AdjustedSize: 20 kW to 199.99 kWOrange County2021September Monthly Peak | Portfolio Adjusted | Size: 20 kW to 199.99 kW | Orange County | 2021 | September Monthly Peak | 9 | 3783.4522
Portfolio AdjustedSize: 20 kW to 199.99 kWOrange County2021Typical Event Day | Portfolio Adjusted | Size: 20 kW to 199.99 kW | Orange County | 2021 | Typical Event Day | 8 | 3783.4522
Portfolio AdjustedSize: 20 kW to 199.99 kWOrange County2022April Monthly Peak | Portfolio Adjusted | Size: 20 kW to 199.99 kW | Orange County | 2022 | April Monthly Peak | 4 | 3783.4522
Portfolio AdjustedSize: 20 kW to 199.99 kWOrange County2022August Monthly Peak | Portfolio Adjusted | Size: 20 kW to 199.99 kW | Orange County | 2022 | August Monthly Peak | 8 | 3783.4522
Portfolio AdjustedSize: 20 kW to 199.99 kWOrange County2022December Monthly Peak | Portfolio Adjusted | Size: 20 kW to 199.99 kW | Orange County | 2022 | December Monthly Peak | 12 | 3783.4522
Portfolio AdjustedSize: 20 kW to 199.99 kWOrange County2022February Monthly Peak | Portfolio Adjusted | Size: 20 kW to 199.99 kW | Orange County | 2022 | February Monthly Peak | 2 | 3783.4522
Portfolio AdjustedSize: 20 kW to 199.99 kWOrange County2022January Monthly Peak | Portfolio Adjusted | Size: 20 kW to 199.99 kW | Orange County | 2022 | January Monthly Peak | 1 | 3783.4522
Portfolio AdjustedSize: 20 kW to 199.99 kWOrange County2022July Monthly Peak | Portfolio Adjusted | Size: 20 kW to 199.99 kW | Orange County | 2022 | July Monthly Peak | 7 | 3783.4522
Portfolio AdjustedSize: 20 kW to 199.99 kWOrange County2022June Monthly Peak | Portfolio Adjusted | Size: 20 kW to 199.99 kW | Orange County | 2022 | June Monthly Peak | 6 | 3783.4522
Portfolio AdjustedSize: 20 kW to 199.99 kWOrange County2022March Monthly Peak | Portfolio Adjusted | Size: 20 kW to 199.99 kW | Orange County | 2022 | March Monthly Peak | 3 | 3783.4522
Portfolio AdjustedSize: 20 kW to 199.99 kWOrange County2022May Monthly Peak | Portfolio Adjusted | Size: 20 kW to 199.99 kW | Orange County | 2022 | May Monthly Peak | 5 | 3783.4522
Portfolio AdjustedSize: 20 kW to 199.99 kWOrange County2022November Monthly Peak | Portfolio Adjusted | Size: 20 kW to 199.99 kW | Orange County | 2022 | November Monthly Peak | 11 | 3783.4522
Portfolio AdjustedSize: 20 kW to 199.99 kWOrange County2022October Monthly Peak | Portfolio Adjusted | Size: 20 kW to 199.99 kW | Orange County | 2022 | October Monthly Peak | 10 | 3783.4522
Portfolio AdjustedSize: 20 kW to 199.99 kWOrange County2022September Monthly Peak | Portfolio Adjusted | Size: 20 kW to 199.99 kW | Orange County | 2022 | September Monthly Peak | 9 | 3783.4522
Portfolio AdjustedSize: 20 kW to 199.99 kWOrange County2022Typical Event Day | Portfolio Adjusted | Size: 20 kW to 199.99 kW | Orange County | 2022 | Typical Event Day | 8 | 3783.4522
Portfolio AdjustedSize: 20 kW to 199.99 kWOrange County2023April Monthly Peak | Portfolio Adjusted | Size: 20 kW to 199.99 kW | Orange County | 2023 | April Monthly Peak | 4 | 3783.4522
Portfolio AdjustedSize: 20 kW to 199.99 kWOrange County2023August Monthly Peak | Portfolio Adjusted | Size: 20 kW to 199.99 kW | Orange County | 2023 | August Monthly Peak | 8 | 3783.4522
Portfolio AdjustedSize: 20 kW to 199.99 kWOrange County2023December Monthly Peak | Portfolio Adjusted | Size: 20 kW to 199.99 kW | Orange County | 2023 | December Monthly Peak | 12 | 3783.4522
Portfolio AdjustedSize: 20 kW to 199.99 kWOrange County2023February Monthly Peak | Portfolio Adjusted | Size: 20 kW to 199.99 kW | Orange County | 2023 | February Monthly Peak | 2 | 3783.4522
Portfolio AdjustedSize: 20 kW to 199.99 kWOrange County2023January Monthly Peak | Portfolio Adjusted | Size: 20 kW to 199.99 kW | Orange County | 2023 | January Monthly Peak | 1 | 3783.4522
Portfolio AdjustedSize: 20 kW to 199.99 kWOrange County2023July Monthly Peak | Portfolio Adjusted | Size: 20 kW to 199.99 kW | Orange County | 2023 | July Monthly Peak | 7 | 3783.4522
Portfolio AdjustedSize: 20 kW to 199.99 kWOrange County2023June Monthly Peak | Portfolio Adjusted | Size: 20 kW to 199.99 kW | Orange County | 2023 | June Monthly Peak | 6 | 3783.4522
Portfolio AdjustedSize: 20 kW to 199.99 kWOrange County2023March Monthly Peak | Portfolio Adjusted | Size: 20 kW to 199.99 kW | Orange County | 2023 | March Monthly Peak | 3 | 3783.4522
Portfolio AdjustedSize: 20 kW to 199.99 kWOrange County2023May Monthly Peak | Portfolio Adjusted | Size: 20 kW to 199.99 kW | Orange County | 2023 | May Monthly Peak | 5 | 3783.4522
Portfolio AdjustedSize: 20 kW to 199.99 kWOrange County2023November Monthly Peak | Portfolio Adjusted | Size: 20 kW to 199.99 kW | Orange County | 2023 | November Monthly Peak | 11 | 3783.4522
Portfolio AdjustedSize: 20 kW to 199.99 kWOrange County2023October Monthly Peak | Portfolio Adjusted | Size: 20 kW to 199.99 kW | Orange County | 2023 | October Monthly Peak | 10 | 3783.4522
Portfolio AdjustedSize: 20 kW to 199.99 kWOrange County2023September Monthly Peak | Portfolio Adjusted | Size: 20 kW to 199.99 kW | Orange County | 2023 | September Monthly Peak | 9 | 3783.4522
Portfolio AdjustedSize: 20 kW to 199.99 kWOrange County2023Typical Event Day | Portfolio Adjusted | Size: 20 kW to 199.99 kW | Orange County | 2023 | Typical Event Day | 8 | 3783.4522
Portfolio AdjustedSize: 20 kW to 199.99 kWOrange County2024April Monthly Peak | Portfolio Adjusted | Size: 20 kW to 199.99 kW | Orange County | 2024 | April Monthly Peak | 4 | 3783.4522
Portfolio AdjustedSize: 20 kW to 199.99 kWOrange County2024August Monthly Peak | Portfolio Adjusted | Size: 20 kW to 199.99 kW | Orange County | 2024 | August Monthly Peak | 8 | 3783.4522
Portfolio AdjustedSize: 20 kW to 199.99 kWOrange County2024December Monthly Peak | Portfolio Adjusted | Size: 20 kW to 199.99 kW | Orange County | 2024 | December Monthly Peak | 12 | 3783.4522
Portfolio AdjustedSize: 20 kW to 199.99 kWOrange County2024February Monthly Peak | Portfolio Adjusted | Size: 20 kW to 199.99 kW | Orange County | 2024 | February Monthly Peak | 2 | 3783.4522
Portfolio AdjustedSize: 20 kW to 199.99 kWOrange County2024January Monthly Peak | Portfolio Adjusted | Size: 20 kW to 199.99 kW | Orange County | 2024 | January Monthly Peak | 1 | 3783.4522
Portfolio AdjustedSize: 20 kW to 199.99 kWOrange County2024July Monthly Peak | Portfolio Adjusted | Size: 20 kW to 199.99 kW | Orange County | 2024 | July Monthly Peak | 7 | 3783.4522
Portfolio AdjustedSize: 20 kW to 199.99 kWOrange County2024June Monthly Peak | Portfolio Adjusted | Size: 20 kW to 199.99 kW | Orange County | 2024 | June Monthly Peak | 6 | 3783.4522
Portfolio AdjustedSize: 20 kW to 199.99 kWOrange County2024March Monthly Peak | Portfolio Adjusted | Size: 20 kW to 199.99 kW | Orange County | 2024 | March Monthly Peak | 3 | 3783.4522
Portfolio AdjustedSize: 20 kW to 199.99 kWOrange County2024May Monthly Peak | Portfolio Adjusted | Size: 20 kW to 199.99 kW | Orange County | 2024 | May Monthly Peak | 5 | 3783.4522
Portfolio AdjustedSize: 20 kW to 199.99 kWOrange County2024November Monthly Peak | Portfolio Adjusted | Size: 20 kW to 199.99 kW | Orange County | 2024 | November Monthly Peak | 11 | 3783.4522
Portfolio AdjustedSize: 20 kW to 199.99 kWOrange County2024October Monthly Peak | Portfolio Adjusted | Size: 20 kW to 199.99 kW | Orange County | 2024 | October Monthly Peak | 10 | 3783.4522
Portfolio AdjustedSize: 20 kW to 199.99 kWOrange County2024September Monthly Peak | Portfolio Adjusted | Size: 20 kW to 199.99 kW | Orange County | 2024 | September Monthly Peak | 9 | 3783.4522
Portfolio AdjustedSize: 20 kW to 199.99 kWOrange County2024Typical Event Day | Portfolio Adjusted | Size: 20 kW to 199.99 kW | Orange County | 2024 | Typical Event Day | 8 | 3783.4522
Portfolio AdjustedSize: 20 kW to 199.99 kWOrange County2025April Monthly Peak | Portfolio Adjusted | Size: 20 kW to 199.99 kW | Orange County | 2025 | April Monthly Peak | 4 | 3783.4522
Portfolio AdjustedSize: 20 kW to 199.99 kWOrange County2025August Monthly Peak | Portfolio Adjusted | Size: 20 kW to 199.99 kW | Orange County | 2025 | August Monthly Peak | 8 | 3783.4522
Portfolio AdjustedSize: 20 kW to 199.99 kWOrange County2025December Monthly Peak | Portfolio Adjusted | Size: 20 kW to 199.99 kW | Orange County | 2025 | December Monthly Peak | 12 | 3783.4522
Portfolio AdjustedSize: 20 kW to 199.99 kWOrange County2025February Monthly Peak | Portfolio Adjusted | Size: 20 kW to 199.99 kW | Orange County | 2025 | February Monthly Peak | 2 | 3783.4522
Portfolio AdjustedSize: 20 kW to 199.99 kWOrange County2025January Monthly Peak | Portfolio Adjusted | Size: 20 kW to 199.99 kW | Orange County | 2025 | January Monthly Peak | 1 | 3783.4522
Portfolio AdjustedSize: 20 kW to 199.99 kWOrange County2025July Monthly Peak | Portfolio Adjusted | Size: 20 kW to 199.99 kW | Orange County | 2025 | July Monthly Peak | 7 | 3783.4522
Portfolio AdjustedSize: 20 kW to 199.99 kWOrange County2025June Monthly Peak | Portfolio Adjusted | Size: 20 kW to 199.99 kW | Orange County | 2025 | June Monthly Peak | 6 | 3783.4522
Portfolio AdjustedSize: 20 kW to 199.99 kWOrange County2025March Monthly Peak | Portfolio Adjusted | Size: 20 kW to 199.99 kW | Orange County | 2025 | March Monthly Peak | 3 | 3783.4522
Portfolio AdjustedSize: 20 kW to 199.99 kWOrange County2025May Monthly Peak | Portfolio Adjusted | Size: 20 kW to 199.99 kW | Orange County | 2025 | May Monthly Peak | 5 | 3783.4522
Portfolio AdjustedSize: 20 kW to 199.99 kWOrange County2025November Monthly Peak | Portfolio Adjusted | Size: 20 kW to 199.99 kW | Orange County | 2025 | November Monthly Peak | 11 | 3783.4522
Portfolio AdjustedSize: 20 kW to 199.99 kWOrange County2025October Monthly Peak | Portfolio Adjusted | Size: 20 kW to 199.99 kW | Orange County | 2025 | October Monthly Peak | 10 | 3783.4522
Portfolio AdjustedSize: 20 kW to 199.99 kWOrange County2025September Monthly Peak | Portfolio Adjusted | Size: 20 kW to 199.99 kW | Orange County | 2025 | September Monthly Peak | 9 | 3783.4522
Portfolio AdjustedSize: 20 kW to 199.99 kWOrange County2025Typical Event Day | Portfolio Adjusted | Size: 20 kW to 199.99 kW | Orange County | 2025 | Typical Event Day | 8 | 3783.4522
Portfolio AdjustedSize: 20 kW to 199.99 kWOrange County2026April Monthly Peak | Portfolio Adjusted | Size: 20 kW to 199.99 kW | Orange County | 2026 | April Monthly Peak | 4 | 3783.4522
Portfolio AdjustedSize: 20 kW to 199.99 kWOrange County2026August Monthly Peak | Portfolio Adjusted | Size: 20 kW to 199.99 kW | Orange County | 2026 | August Monthly Peak | 8 | 3783.4522
Portfolio AdjustedSize: 20 kW to 199.99 kWOrange County2026December Monthly Peak | Portfolio Adjusted | Size: 20 kW to 199.99 kW | Orange County | 2026 | December Monthly Peak | 12 | 3783.4522
Portfolio AdjustedSize: 20 kW to 199.99 kWOrange County2026February Monthly Peak | Portfolio Adjusted | Size: 20 kW to 199.99 kW | Orange County | 2026 | February Monthly Peak | 2 | 3783.4522
Portfolio AdjustedSize: 20 kW to 199.99 kWOrange County2026January Monthly Peak | Portfolio Adjusted | Size: 20 kW to 199.99 kW | Orange County | 2026 | January Monthly Peak | 1 | 3783.4522
Portfolio AdjustedSize: 20 kW to 199.99 kWOrange County2026July Monthly Peak | Portfolio Adjusted | Size: 20 kW to 199.99 kW | Orange County | 2026 | July Monthly Peak | 7 | 3783.4522
Portfolio AdjustedSize: 20 kW to 199.99 kWOrange County2026June Monthly Peak | Portfolio Adjusted | Size: 20 kW to 199.99 kW | Orange County | 2026 | June Monthly Peak | 6 | 3783.4522
Portfolio AdjustedSize: 20 kW to 199.99 kWOrange County2026March Monthly Peak | Portfolio Adjusted | Size: 20 kW to 199.99 kW | Orange County | 2026 | March Monthly Peak | 3 | 3783.4522
Portfolio AdjustedSize: 20 kW to 199.99 kWOrange County2026May Monthly Peak | Portfolio Adjusted | Size: 20 kW to 199.99 kW | Orange County | 2026 | May Monthly Peak | 5 | 3783.4522
Portfolio AdjustedSize: 20 kW to 199.99 kWOrange County2026November Monthly Peak | Portfolio Adjusted | Size: 20 kW to 199.99 kW | Orange County | 2026 | November Monthly Peak | 11 | 3783.4522
Portfolio AdjustedSize: 20 kW to 199.99 kWOrange County2026October Monthly Peak | Portfolio Adjusted | Size: 20 kW to 199.99 kW | Orange County | 2026 | October Monthly Peak | 10 | 3783.4522
Portfolio AdjustedSize: 20 kW to 199.99 kWOrange County2026September Monthly Peak | Portfolio Adjusted | Size: 20 kW to 199.99 kW | Orange County | 2026 | September Monthly Peak | 9 | 3783.4522
Portfolio AdjustedSize: 20 kW to 199.99 kWOrange County2026Typical Event Day | Portfolio Adjusted | Size: 20 kW to 199.99 kW | Orange County | 2026 | Typical Event Day | 8 | 3783.4522
Portfolio AdjustedSize: 20 kW to 199.99 kWOther2015April Monthly Peak | Portfolio Adjusted | Size: 20 kW to 199.99 kW | Other | 2015 | April Monthly Peak | 4 | 0
Portfolio AdjustedSize: 20 kW to 199.99 kWOther2015August Monthly Peak | Portfolio Adjusted | Size: 20 kW to 199.99 kW | Other | 2015 | August Monthly Peak | 8 | 0
Portfolio AdjustedSize: 20 kW to 199.99 kWOther2015December Monthly Peak | Portfolio Adjusted | Size: 20 kW to 199.99 kW | Other | 2015 | December Monthly Peak | 12 | 0
Portfolio AdjustedSize: 20 kW to 199.99 kWOther2015February Monthly Peak | Portfolio Adjusted | Size: 20 kW to 199.99 kW | Other | 2015 | February Monthly Peak | 2 | 0
Portfolio AdjustedSize: 20 kW to 199.99 kWOther2015January Monthly Peak | Portfolio Adjusted | Size: 20 kW to 199.99 kW | Other | 2015 | January Monthly Peak | 1 | 0
Portfolio AdjustedSize: 20 kW to 199.99 kWOther2015July Monthly Peak | Portfolio Adjusted | Size: 20 kW to 199.99 kW | Other | 2015 | July Monthly Peak | 7 | 0
Portfolio AdjustedSize: 20 kW to 199.99 kWOther2015June Monthly Peak | Portfolio Adjusted | Size: 20 kW to 199.99 kW | Other | 2015 | June Monthly Peak | 6 | 0
Portfolio AdjustedSize: 20 kW to 199.99 kWOther2015March Monthly Peak | Portfolio Adjusted | Size: 20 kW to 199.99 kW | Other | 2015 | March Monthly Peak | 3 | 0
Portfolio AdjustedSize: 20 kW to 199.99 kWOther2015May Monthly Peak | Portfolio Adjusted | Size: 20 kW to 199.99 kW | Other | 2015 | May Monthly Peak | 5 | 0
Portfolio AdjustedSize: 20 kW to 199.99 kWOther2015November Monthly Peak | Portfolio Adjusted | Size: 20 kW to 199.99 kW | Other | 2015 | November Monthly Peak | 11 | 0
Portfolio AdjustedSize: 20 kW to 199.99 kWOther2015October Monthly Peak | Portfolio Adjusted | Size: 20 kW to 199.99 kW | Other | 2015 | October Monthly Peak | 10 | 0
Portfolio AdjustedSize: 20 kW to 199.99 kWOther2015September Monthly Peak | Portfolio Adjusted | Size: 20 kW to 199.99 kW | Other | 2015 | September Monthly Peak | 9 | 0
Portfolio AdjustedSize: 20 kW to 199.99 kWOther2015Typical Event Day | Portfolio Adjusted | Size: 20 kW to 199.99 kW | Other | 2015 | Typical Event Day | 8 | 0
Portfolio AdjustedSize: 20 kW to 199.99 kWOther2016April Monthly Peak | Portfolio Adjusted | Size: 20 kW to 199.99 kW | Other | 2016 | April Monthly Peak | 4 | 0
Portfolio AdjustedSize: 20 kW to 199.99 kWOther2016August Monthly Peak | Portfolio Adjusted | Size: 20 kW to 199.99 kW | Other | 2016 | August Monthly Peak | 8 | 0
Portfolio AdjustedSize: 20 kW to 199.99 kWOther2016December Monthly Peak | Portfolio Adjusted | Size: 20 kW to 199.99 kW | Other | 2016 | December Monthly Peak | 12 | 0
Portfolio AdjustedSize: 20 kW to 199.99 kWOther2016February Monthly Peak | Portfolio Adjusted | Size: 20 kW to 199.99 kW | Other | 2016 | February Monthly Peak | 2 | 0
Portfolio AdjustedSize: 20 kW to 199.99 kWOther2016January Monthly Peak | Portfolio Adjusted | Size: 20 kW to 199.99 kW | Other | 2016 | January Monthly Peak | 1 | 0
Portfolio AdjustedSize: 20 kW to 199.99 kWOther2016July Monthly Peak | Portfolio Adjusted | Size: 20 kW to 199.99 kW | Other | 2016 | July Monthly Peak | 7 | 0
Portfolio AdjustedSize: 20 kW to 199.99 kWOther2016June Monthly Peak | Portfolio Adjusted | Size: 20 kW to 199.99 kW | Other | 2016 | June Monthly Peak | 6 | 0
Portfolio AdjustedSize: 20 kW to 199.99 kWOther2016March Monthly Peak | Portfolio Adjusted | Size: 20 kW to 199.99 kW | Other | 2016 | March Monthly Peak | 3 | 0
Portfolio AdjustedSize: 20 kW to 199.99 kWOther2016May Monthly Peak | Portfolio Adjusted | Size: 20 kW to 199.99 kW | Other | 2016 | May Monthly Peak | 5 | 0
Portfolio AdjustedSize: 20 kW to 199.99 kWOther2016November Monthly Peak | Portfolio Adjusted | Size: 20 kW to 199.99 kW | Other | 2016 | November Monthly Peak | 11 | 0
Portfolio AdjustedSize: 20 kW to 199.99 kWOther2016October Monthly Peak | Portfolio Adjusted | Size: 20 kW to 199.99 kW | Other | 2016 | October Monthly Peak | 10 | 0
Portfolio AdjustedSize: 20 kW to 199.99 kWOther2016September Monthly Peak | Portfolio Adjusted | Size: 20 kW to 199.99 kW | Other | 2016 | September Monthly Peak | 9 | 0
Portfolio AdjustedSize: 20 kW to 199.99 kWOther2016Typical Event Day | Portfolio Adjusted | Size: 20 kW to 199.99 kW | Other | 2016 | Typical Event Day | 8 | 0
Portfolio AdjustedSize: 20 kW to 199.99 kWOther2017April Monthly Peak | Portfolio Adjusted | Size: 20 kW to 199.99 kW | Other | 2017 | April Monthly Peak | 4 | 0
Portfolio AdjustedSize: 20 kW to 199.99 kWOther2017August Monthly Peak | Portfolio Adjusted | Size: 20 kW to 199.99 kW | Other | 2017 | August Monthly Peak | 8 | 0
Portfolio AdjustedSize: 20 kW to 199.99 kWOther2017December Monthly Peak | Portfolio Adjusted | Size: 20 kW to 199.99 kW | Other | 2017 | December Monthly Peak | 12 | 0
Portfolio AdjustedSize: 20 kW to 199.99 kWOther2017February Monthly Peak | Portfolio Adjusted | Size: 20 kW to 199.99 kW | Other | 2017 | February Monthly Peak | 2 | 0
Portfolio AdjustedSize: 20 kW to 199.99 kWOther2017January Monthly Peak | Portfolio Adjusted | Size: 20 kW to 199.99 kW | Other | 2017 | January Monthly Peak | 1 | 0
Portfolio AdjustedSize: 20 kW to 199.99 kWOther2017July Monthly Peak | Portfolio Adjusted | Size: 20 kW to 199.99 kW | Other | 2017 | July Monthly Peak | 7 | 0
Portfolio AdjustedSize: 20 kW to 199.99 kWOther2017June Monthly Peak | Portfolio Adjusted | Size: 20 kW to 199.99 kW | Other | 2017 | June Monthly Peak | 6 | 0
Portfolio AdjustedSize: 20 kW to 199.99 kWOther2017March Monthly Peak | Portfolio Adjusted | Size: 20 kW to 199.99 kW | Other | 2017 | March Monthly Peak | 3 | 0
Portfolio AdjustedSize: 20 kW to 199.99 kWOther2017May Monthly Peak | Portfolio Adjusted | Size: 20 kW to 199.99 kW | Other | 2017 | May Monthly Peak | 5 | 0
Portfolio AdjustedSize: 20 kW to 199.99 kWOther2017November Monthly Peak | Portfolio Adjusted | Size: 20 kW to 199.99 kW | Other | 2017 | November Monthly Peak | 11 | 0
Portfolio AdjustedSize: 20 kW to 199.99 kWOther2017October Monthly Peak | Portfolio Adjusted | Size: 20 kW to 199.99 kW | Other | 2017 | October Monthly Peak | 10 | 0
Portfolio AdjustedSize: 20 kW to 199.99 kWOther2017September Monthly Peak | Portfolio Adjusted | Size: 20 kW to 199.99 kW | Other | 2017 | September Monthly Peak | 9 | 0
Portfolio AdjustedSize: 20 kW to 199.99 kWOther2017Typical Event Day | Portfolio Adjusted | Size: 20 kW to 199.99 kW | Other | 2017 | Typical Event Day | 8 | 0
Portfolio AdjustedSize: 20 kW to 199.99 kWOther2018April Monthly Peak | Portfolio Adjusted | Size: 20 kW to 199.99 kW | Other | 2018 | April Monthly Peak | 4 | 21017.8009
Portfolio AdjustedSize: 20 kW to 199.99 kWOther2018August Monthly Peak | Portfolio Adjusted | Size: 20 kW to 199.99 kW | Other | 2018 | August Monthly Peak | 8 | 21017.8009
Portfolio AdjustedSize: 20 kW to 199.99 kWOther2018December Monthly Peak | Portfolio Adjusted | Size: 20 kW to 199.99 kW | Other | 2018 | December Monthly Peak | 12 | 21017.8009
Portfolio AdjustedSize: 20 kW to 199.99 kWOther2018February Monthly Peak | Portfolio Adjusted | Size: 20 kW to 199.99 kW | Other | 2018 | February Monthly Peak | 2 | 0
Portfolio AdjustedSize: 20 kW to 199.99 kWOther2018January Monthly Peak | Portfolio Adjusted | Size: 20 kW to 199.99 kW | Other | 2018 | January Monthly Peak | 1 | 0
Portfolio AdjustedSize: 20 kW to 199.99 kWOther2018July Monthly Peak | Portfolio Adjusted | Size: 20 kW to 199.99 kW | Other | 2018 | July Monthly Peak | 7 | 21017.8009
Portfolio AdjustedSize: 20 kW to 199.99 kWOther2018June Monthly Peak | Portfolio Adjusted | Size: 20 kW to 199.99 kW | Other | 2018 | June Monthly Peak | 6 | 21017.8009
Portfolio AdjustedSize: 20 kW to 199.99 kWOther2018March Monthly Peak | Portfolio Adjusted | Size: 20 kW to 199.99 kW | Other | 2018 | March Monthly Peak | 3 | 0
Portfolio AdjustedSize: 20 kW to 199.99 kWOther2018May Monthly Peak | Portfolio Adjusted | Size: 20 kW to 199.99 kW | Other | 2018 | May Monthly Peak | 5 | 21017.8009
Portfolio AdjustedSize: 20 kW to 199.99 kWOther2018November Monthly Peak | Portfolio Adjusted | Size: 20 kW to 199.99 kW | Other | 2018 | November Monthly Peak | 11 | 21017.8009
Portfolio AdjustedSize: 20 kW to 199.99 kWOther2018October Monthly Peak | Portfolio Adjusted | Size: 20 kW to 199.99 kW | Other | 2018 | October Monthly Peak | 10 | 21017.8009
Portfolio AdjustedSize: 20 kW to 199.99 kWOther2018September Monthly Peak | Portfolio Adjusted | Size: 20 kW to 199.99 kW | Other | 2018 | September Monthly Peak | 9 | 21017.8009
Portfolio AdjustedSize: 20 kW to 199.99 kWOther2018Typical Event Day | Portfolio Adjusted | Size: 20 kW to 199.99 kW | Other | 2018 | Typical Event Day | 8 | 21017.8009
Portfolio AdjustedSize: 20 kW to 199.99 kWOther2019April Monthly Peak | Portfolio Adjusted | Size: 20 kW to 199.99 kW | Other | 2019 | April Monthly Peak | 4 | 8407.1203
Portfolio AdjustedSize: 20 kW to 199.99 kWOther2019August Monthly Peak | Portfolio Adjusted | Size: 20 kW to 199.99 kW | Other | 2019 | August Monthly Peak | 8 | 8407.1203
Portfolio AdjustedSize: 20 kW to 199.99 kWOther2019December Monthly Peak | Portfolio Adjusted | Size: 20 kW to 199.99 kW | Other | 2019 | December Monthly Peak | 12 | 8407.1203
Portfolio AdjustedSize: 20 kW to 199.99 kWOther2019February Monthly Peak | Portfolio Adjusted | Size: 20 kW to 199.99 kW | Other | 2019 | February Monthly Peak | 2 | 21017.8009
Portfolio AdjustedSize: 20 kW to 199.99 kWOther2019January Monthly Peak | Portfolio Adjusted | Size: 20 kW to 199.99 kW | Other | 2019 | January Monthly Peak | 1 | 21017.8009
Portfolio AdjustedSize: 20 kW to 199.99 kWOther2019July Monthly Peak | Portfolio Adjusted | Size: 20 kW to 199.99 kW | Other | 2019 | July Monthly Peak | 7 | 8407.1203
Portfolio AdjustedSize: 20 kW to 199.99 kWOther2019June Monthly Peak | Portfolio Adjusted | Size: 20 kW to 199.99 kW | Other | 2019 | June Monthly Peak | 6 | 8407.1203
Portfolio AdjustedSize: 20 kW to 199.99 kWOther2019March Monthly Peak | Portfolio Adjusted | Size: 20 kW to 199.99 kW | Other | 2019 | March Monthly Peak | 3 | 21017.8009
Portfolio AdjustedSize: 20 kW to 199.99 kWOther2019May Monthly Peak | Portfolio Adjusted | Size: 20 kW to 199.99 kW | Other | 2019 | May Monthly Peak | 5 | 8407.1203
Portfolio AdjustedSize: 20 kW to 199.99 kWOther2019November Monthly Peak | Portfolio Adjusted | Size: 20 kW to 199.99 kW | Other | 2019 | November Monthly Peak | 11 | 8407.1203
Portfolio AdjustedSize: 20 kW to 199.99 kWOther2019October Monthly Peak | Portfolio Adjusted | Size: 20 kW to 199.99 kW | Other | 2019 | October Monthly Peak | 10 | 8407.1203
Portfolio AdjustedSize: 20 kW to 199.99 kWOther2019September Monthly Peak | Portfolio Adjusted | Size: 20 kW to 199.99 kW | Other | 2019 | September Monthly Peak | 9 | 8407.1203
Portfolio AdjustedSize: 20 kW to 199.99 kWOther2019Typical Event Day | Portfolio Adjusted | Size: 20 kW to 199.99 kW | Other | 2019 | Typical Event Day | 8 | 8407.1203
Portfolio AdjustedSize: 20 kW to 199.99 kWOther2020April Monthly Peak | Portfolio Adjusted | Size: 20 kW to 199.99 kW | Other | 2020 | April Monthly Peak | 4 | 8407.1203
Portfolio AdjustedSize: 20 kW to 199.99 kWOther2020August Monthly Peak | Portfolio Adjusted | Size: 20 kW to 199.99 kW | Other | 2020 | August Monthly Peak | 8 | 8407.1203
Portfolio AdjustedSize: 20 kW to 199.99 kWOther2020December Monthly Peak | Portfolio Adjusted | Size: 20 kW to 199.99 kW | Other | 2020 | December Monthly Peak | 12 | 8407.1203
Portfolio AdjustedSize: 20 kW to 199.99 kWOther2020February Monthly Peak | Portfolio Adjusted | Size: 20 kW to 199.99 kW | Other | 2020 | February Monthly Peak | 2 | 8407.1203
Portfolio AdjustedSize: 20 kW to 199.99 kWOther2020January Monthly Peak | Portfolio Adjusted | Size: 20 kW to 199.99 kW | Other | 2020 | January Monthly Peak | 1 | 8407.1203
Portfolio AdjustedSize: 20 kW to 199.99 kWOther2020July Monthly Peak | Portfolio Adjusted | Size: 20 kW to 199.99 kW | Other | 2020 | July Monthly Peak | 7 | 8407.1203
Portfolio AdjustedSize: 20 kW to 199.99 kWOther2020June Monthly Peak | Portfolio Adjusted | Size: 20 kW to 199.99 kW | Other | 2020 | June Monthly Peak | 6 | 8407.1203
Portfolio AdjustedSize: 20 kW to 199.99 kWOther2020March Monthly Peak | Portfolio Adjusted | Size: 20 kW to 199.99 kW | Other | 2020 | March Monthly Peak | 3 | 8407.1203
Portfolio AdjustedSize: 20 kW to 199.99 kWOther2020May Monthly Peak | Portfolio Adjusted | Size: 20 kW to 199.99 kW | Other | 2020 | May Monthly Peak | 5 | 8407.1203
Portfolio AdjustedSize: 20 kW to 199.99 kWOther2020November Monthly Peak | Portfolio Adjusted | Size: 20 kW to 199.99 kW | Other | 2020 | November Monthly Peak | 11 | 8407.1203
Portfolio AdjustedSize: 20 kW to 199.99 kWOther2020October Monthly Peak | Portfolio Adjusted | Size: 20 kW to 199.99 kW | Other | 2020 | October Monthly Peak | 10 | 8407.1203
Portfolio AdjustedSize: 20 kW to 199.99 kWOther2020September Monthly Peak | Portfolio Adjusted | Size: 20 kW to 199.99 kW | Other | 2020 | September Monthly Peak | 9 | 8407.1203
Portfolio AdjustedSize: 20 kW to 199.99 kWOther2020Typical Event Day | Portfolio Adjusted | Size: 20 kW to 199.99 kW | Other | 2020 | Typical Event Day | 8 | 8407.1203
Portfolio AdjustedSize: 20 kW to 199.99 kWOther2021April Monthly Peak | Portfolio Adjusted | Size: 20 kW to 199.99 kW | Other | 2021 | April Monthly Peak | 4 | 8407.1203
Portfolio AdjustedSize: 20 kW to 199.99 kWOther2021August Monthly Peak | Portfolio Adjusted | Size: 20 kW to 199.99 kW | Other | 2021 | August Monthly Peak | 8 | 8407.1203
Portfolio AdjustedSize: 20 kW to 199.99 kWOther2021December Monthly Peak | Portfolio Adjusted | Size: 20 kW to 199.99 kW | Other | 2021 | December Monthly Peak | 12 | 8407.1203
Portfolio AdjustedSize: 20 kW to 199.99 kWOther2021February Monthly Peak | Portfolio Adjusted | Size: 20 kW to 199.99 kW | Other | 2021 | February Monthly Peak | 2 | 8407.1203
Portfolio AdjustedSize: 20 kW to 199.99 kWOther2021January Monthly Peak | Portfolio Adjusted | Size: 20 kW to 199.99 kW | Other | 2021 | January Monthly Peak | 1 | 8407.1203
Portfolio AdjustedSize: 20 kW to 199.99 kWOther2021July Monthly Peak | Portfolio Adjusted | Size: 20 kW to 199.99 kW | Other | 2021 | July Monthly Peak | 7 | 8407.1203
Portfolio AdjustedSize: 20 kW to 199.99 kWOther2021June Monthly Peak | Portfolio Adjusted | Size: 20 kW to 199.99 kW | Other | 2021 | June Monthly Peak | 6 | 8407.1203
Portfolio AdjustedSize: 20 kW to 199.99 kWOther2021March Monthly Peak | Portfolio Adjusted | Size: 20 kW to 199.99 kW | Other | 2021 | March Monthly Peak | 3 | 8407.1203
Portfolio AdjustedSize: 20 kW to 199.99 kWOther2021May Monthly Peak | Portfolio Adjusted | Size: 20 kW to 199.99 kW | Other | 2021 | May Monthly Peak | 5 | 8407.1203
Portfolio AdjustedSize: 20 kW to 199.99 kWOther2021November Monthly Peak | Portfolio Adjusted | Size: 20 kW to 199.99 kW | Other | 2021 | November Monthly Peak | 11 | 8407.1203
Portfolio AdjustedSize: 20 kW to 199.99 kWOther2021October Monthly Peak | Portfolio Adjusted | Size: 20 kW to 199.99 kW | Other | 2021 | October Monthly Peak | 10 | 8407.1203
Portfolio AdjustedSize: 20 kW to 199.99 kWOther2021September Monthly Peak | Portfolio Adjusted | Size: 20 kW to 199.99 kW | Other | 2021 | September Monthly Peak | 9 | 8407.1203
Portfolio AdjustedSize: 20 kW to 199.99 kWOther2021Typical Event Day | Portfolio Adjusted | Size: 20 kW to 199.99 kW | Other | 2021 | Typical Event Day | 8 | 8407.1203
Portfolio AdjustedSize: 20 kW to 199.99 kWOther2022April Monthly Peak | Portfolio Adjusted | Size: 20 kW to 199.99 kW | Other | 2022 | April Monthly Peak | 4 | 8407.1203
Portfolio AdjustedSize: 20 kW to 199.99 kWOther2022August Monthly Peak | Portfolio Adjusted | Size: 20 kW to 199.99 kW | Other | 2022 | August Monthly Peak | 8 | 8407.1203
Portfolio AdjustedSize: 20 kW to 199.99 kWOther2022December Monthly Peak | Portfolio Adjusted | Size: 20 kW to 199.99 kW | Other | 2022 | December Monthly Peak | 12 | 8407.1203
Portfolio AdjustedSize: 20 kW to 199.99 kWOther2022February Monthly Peak | Portfolio Adjusted | Size: 20 kW to 199.99 kW | Other | 2022 | February Monthly Peak | 2 | 8407.1203
Portfolio AdjustedSize: 20 kW to 199.99 kWOther2022January Monthly Peak | Portfolio Adjusted | Size: 20 kW to 199.99 kW | Other | 2022 | January Monthly Peak | 1 | 8407.1203
Portfolio AdjustedSize: 20 kW to 199.99 kWOther2022July Monthly Peak | Portfolio Adjusted | Size: 20 kW to 199.99 kW | Other | 2022 | July Monthly Peak | 7 | 8407.1203
Portfolio AdjustedSize: 20 kW to 199.99 kWOther2022June Monthly Peak | Portfolio Adjusted | Size: 20 kW to 199.99 kW | Other | 2022 | June Monthly Peak | 6 | 8407.1203
Portfolio AdjustedSize: 20 kW to 199.99 kWOther2022March Monthly Peak | Portfolio Adjusted | Size: 20 kW to 199.99 kW | Other | 2022 | March Monthly Peak | 3 | 8407.1203
Portfolio AdjustedSize: 20 kW to 199.99 kWOther2022May Monthly Peak | Portfolio Adjusted | Size: 20 kW to 199.99 kW | Other | 2022 | May Monthly Peak | 5 | 8407.1203
Portfolio AdjustedSize: 20 kW to 199.99 kWOther2022November Monthly Peak | Portfolio Adjusted | Size: 20 kW to 199.99 kW | Other | 2022 | November Monthly Peak | 11 | 8407.1203
Portfolio AdjustedSize: 20 kW to 199.99 kWOther2022October Monthly Peak | Portfolio Adjusted | Size: 20 kW to 199.99 kW | Other | 2022 | October Monthly Peak | 10 | 8407.1203
Portfolio AdjustedSize: 20 kW to 199.99 kWOther2022September Monthly Peak | Portfolio Adjusted | Size: 20 kW to 199.99 kW | Other | 2022 | September Monthly Peak | 9 | 8407.1203
Portfolio AdjustedSize: 20 kW to 199.99 kWOther2022Typical Event Day | Portfolio Adjusted | Size: 20 kW to 199.99 kW | Other | 2022 | Typical Event Day | 8 | 8407.1203
Portfolio AdjustedSize: 20 kW to 199.99 kWOther2023April Monthly Peak | Portfolio Adjusted | Size: 20 kW to 199.99 kW | Other | 2023 | April Monthly Peak | 4 | 8407.1203
Portfolio AdjustedSize: 20 kW to 199.99 kWOther2023August Monthly Peak | Portfolio Adjusted | Size: 20 kW to 199.99 kW | Other | 2023 | August Monthly Peak | 8 | 8407.1203
Portfolio AdjustedSize: 20 kW to 199.99 kWOther2023December Monthly Peak | Portfolio Adjusted | Size: 20 kW to 199.99 kW | Other | 2023 | December Monthly Peak | 12 | 8407.1203
Portfolio AdjustedSize: 20 kW to 199.99 kWOther2023February Monthly Peak | Portfolio Adjusted | Size: 20 kW to 199.99 kW | Other | 2023 | February Monthly Peak | 2 | 8407.1203
Portfolio AdjustedSize: 20 kW to 199.99 kWOther2023January Monthly Peak | Portfolio Adjusted | Size: 20 kW to 199.99 kW | Other | 2023 | January Monthly Peak | 1 | 8407.1203
Portfolio AdjustedSize: 20 kW to 199.99 kWOther2023July Monthly Peak | Portfolio Adjusted | Size: 20 kW to 199.99 kW | Other | 2023 | July Monthly Peak | 7 | 8407.1203
Portfolio AdjustedSize: 20 kW to 199.99 kWOther2023June Monthly Peak | Portfolio Adjusted | Size: 20 kW to 199.99 kW | Other | 2023 | June Monthly Peak | 6 | 8407.1203
Portfolio AdjustedSize: 20 kW to 199.99 kWOther2023March Monthly Peak | Portfolio Adjusted | Size: 20 kW to 199.99 kW | Other | 2023 | March Monthly Peak | 3 | 8407.1203
Portfolio AdjustedSize: 20 kW to 199.99 kWOther2023May Monthly Peak | Portfolio Adjusted | Size: 20 kW to 199.99 kW | Other | 2023 | May Monthly Peak | 5 | 8407.1203
Portfolio AdjustedSize: 20 kW to 199.99 kWOther2023November Monthly Peak | Portfolio Adjusted | Size: 20 kW to 199.99 kW | Other | 2023 | November Monthly Peak | 11 | 8407.1203
Portfolio AdjustedSize: 20 kW to 199.99 kWOther2023October Monthly Peak | Portfolio Adjusted | Size: 20 kW to 199.99 kW | Other | 2023 | October Monthly Peak | 10 | 8407.1203
Portfolio AdjustedSize: 20 kW to 199.99 kWOther2023September Monthly Peak | Portfolio Adjusted | Size: 20 kW to 199.99 kW | Other | 2023 | September Monthly Peak | 9 | 8407.1203
Portfolio AdjustedSize: 20 kW to 199.99 kWOther2023Typical Event Day | Portfolio Adjusted | Size: 20 kW to 199.99 kW | Other | 2023 | Typical Event Day | 8 | 8407.1203
Portfolio AdjustedSize: 20 kW to 199.99 kWOther2024April Monthly Peak | Portfolio Adjusted | Size: 20 kW to 199.99 kW | Other | 2024 | April Monthly Peak | 4 | 8407.1203
Portfolio AdjustedSize: 20 kW to 199.99 kWOther2024August Monthly Peak | Portfolio Adjusted | Size: 20 kW to 199.99 kW | Other | 2024 | August Monthly Peak | 8 | 8407.1203
Portfolio AdjustedSize: 20 kW to 199.99 kWOther2024December Monthly Peak | Portfolio Adjusted | Size: 20 kW to 199.99 kW | Other | 2024 | December Monthly Peak | 12 | 8407.1203
Portfolio AdjustedSize: 20 kW to 199.99 kWOther2024February Monthly Peak | Portfolio Adjusted | Size: 20 kW to 199.99 kW | Other | 2024 | February Monthly Peak | 2 | 8407.1203
Portfolio AdjustedSize: 20 kW to 199.99 kWOther2024January Monthly Peak | Portfolio Adjusted | Size: 20 kW to 199.99 kW | Other | 2024 | January Monthly Peak | 1 | 8407.1203
Portfolio AdjustedSize: 20 kW to 199.99 kWOther2024July Monthly Peak | Portfolio Adjusted | Size: 20 kW to 199.99 kW | Other | 2024 | July Monthly Peak | 7 | 8407.1203
Portfolio AdjustedSize: 20 kW to 199.99 kWOther2024June Monthly Peak | Portfolio Adjusted | Size: 20 kW to 199.99 kW | Other | 2024 | June Monthly Peak | 6 | 8407.1203
Portfolio AdjustedSize: 20 kW to 199.99 kWOther2024March Monthly Peak | Portfolio Adjusted | Size: 20 kW to 199.99 kW | Other | 2024 | March Monthly Peak | 3 | 8407.1203
Portfolio AdjustedSize: 20 kW to 199.99 kWOther2024May Monthly Peak | Portfolio Adjusted | Size: 20 kW to 199.99 kW | Other | 2024 | May Monthly Peak | 5 | 8407.1203
Portfolio AdjustedSize: 20 kW to 199.99 kWOther2024November Monthly Peak | Portfolio Adjusted | Size: 20 kW to 199.99 kW | Other | 2024 | November Monthly Peak | 11 | 8407.1203
Portfolio AdjustedSize: 20 kW to 199.99 kWOther2024October Monthly Peak | Portfolio Adjusted | Size: 20 kW to 199.99 kW | Other | 2024 | October Monthly Peak | 10 | 8407.1203
Portfolio AdjustedSize: 20 kW to 199.99 kWOther2024September Monthly Peak | Portfolio Adjusted | Size: 20 kW to 199.99 kW | Other | 2024 | September Monthly Peak | 9 | 8407.1203
Portfolio AdjustedSize: 20 kW to 199.99 kWOther2024Typical Event Day | Portfolio Adjusted | Size: 20 kW to 199.99 kW | Other | 2024 | Typical Event Day | 8 | 8407.1203
Portfolio AdjustedSize: 20 kW to 199.99 kWOther2025April Monthly Peak | Portfolio Adjusted | Size: 20 kW to 199.99 kW | Other | 2025 | April Monthly Peak | 4 | 8407.1203
Portfolio AdjustedSize: 20 kW to 199.99 kWOther2025August Monthly Peak | Portfolio Adjusted | Size: 20 kW to 199.99 kW | Other | 2025 | August Monthly Peak | 8 | 8407.1203
Portfolio AdjustedSize: 20 kW to 199.99 kWOther2025December Monthly Peak | Portfolio Adjusted | Size: 20 kW to 199.99 kW | Other | 2025 | December Monthly Peak | 12 | 8407.1203
Portfolio AdjustedSize: 20 kW to 199.99 kWOther2025February Monthly Peak | Portfolio Adjusted | Size: 20 kW to 199.99 kW | Other | 2025 | February Monthly Peak | 2 | 8407.1203
Portfolio AdjustedSize: 20 kW to 199.99 kWOther2025January Monthly Peak | Portfolio Adjusted | Size: 20 kW to 199.99 kW | Other | 2025 | January Monthly Peak | 1 | 8407.1203
Portfolio AdjustedSize: 20 kW to 199.99 kWOther2025July Monthly Peak | Portfolio Adjusted | Size: 20 kW to 199.99 kW | Other | 2025 | July Monthly Peak | 7 | 8407.1203
Portfolio AdjustedSize: 20 kW to 199.99 kWOther2025June Monthly Peak | Portfolio Adjusted | Size: 20 kW to 199.99 kW | Other | 2025 | June Monthly Peak | 6 | 8407.1203
Portfolio AdjustedSize: 20 kW to 199.99 kWOther2025March Monthly Peak | Portfolio Adjusted | Size: 20 kW to 199.99 kW | Other | 2025 | March Monthly Peak | 3 | 8407.1203
Portfolio AdjustedSize: 20 kW to 199.99 kWOther2025May Monthly Peak | Portfolio Adjusted | Size: 20 kW to 199.99 kW | Other | 2025 | May Monthly Peak | 5 | 8407.1203
Portfolio AdjustedSize: 20 kW to 199.99 kWOther2025November Monthly Peak | Portfolio Adjusted | Size: 20 kW to 199.99 kW | Other | 2025 | November Monthly Peak | 11 | 8407.1203
Portfolio AdjustedSize: 20 kW to 199.99 kWOther2025October Monthly Peak | Portfolio Adjusted | Size: 20 kW to 199.99 kW | Other | 2025 | October Monthly Peak | 10 | 8407.1203
Portfolio AdjustedSize: 20 kW to 199.99 kWOther2025September Monthly Peak | Portfolio Adjusted | Size: 20 kW to 199.99 kW | Other | 2025 | September Monthly Peak | 9 | 8407.1203
Portfolio AdjustedSize: 20 kW to 199.99 kWOther2025Typical Event Day | Portfolio Adjusted | Size: 20 kW to 199.99 kW | Other | 2025 | Typical Event Day | 8 | 8407.1203
Portfolio AdjustedSize: 20 kW to 199.99 kWOther2026April Monthly Peak | Portfolio Adjusted | Size: 20 kW to 199.99 kW | Other | 2026 | April Monthly Peak | 4 | 8407.1203
Portfolio AdjustedSize: 20 kW to 199.99 kWOther2026August Monthly Peak | Portfolio Adjusted | Size: 20 kW to 199.99 kW | Other | 2026 | August Monthly Peak | 8 | 8407.1203
Portfolio AdjustedSize: 20 kW to 199.99 kWOther2026December Monthly Peak | Portfolio Adjusted | Size: 20 kW to 199.99 kW | Other | 2026 | December Monthly Peak | 12 | 8407.1203
Portfolio AdjustedSize: 20 kW to 199.99 kWOther2026February Monthly Peak | Portfolio Adjusted | Size: 20 kW to 199.99 kW | Other | 2026 | February Monthly Peak | 2 | 8407.1203
Portfolio AdjustedSize: 20 kW to 199.99 kWOther2026January Monthly Peak | Portfolio Adjusted | Size: 20 kW to 199.99 kW | Other | 2026 | January Monthly Peak | 1 | 8407.1203
Portfolio AdjustedSize: 20 kW to 199.99 kWOther2026July Monthly Peak | Portfolio Adjusted | Size: 20 kW to 199.99 kW | Other | 2026 | July Monthly Peak | 7 | 8407.1203
Portfolio AdjustedSize: 20 kW to 199.99 kWOther2026June Monthly Peak | Portfolio Adjusted | Size: 20 kW to 199.99 kW | Other | 2026 | June Monthly Peak | 6 | 8407.1203
Portfolio AdjustedSize: 20 kW to 199.99 kWOther2026March Monthly Peak | Portfolio Adjusted | Size: 20 kW to 199.99 kW | Other | 2026 | March Monthly Peak | 3 | 8407.1203
Portfolio AdjustedSize: 20 kW to 199.99 kWOther2026May Monthly Peak | Portfolio Adjusted | Size: 20 kW to 199.99 kW | Other | 2026 | May Monthly Peak | 5 | 8407.1203
Portfolio AdjustedSize: 20 kW to 199.99 kWOther2026November Monthly Peak | Portfolio Adjusted | Size: 20 kW to 199.99 kW | Other | 2026 | November Monthly Peak | 11 | 8407.1203
Portfolio AdjustedSize: 20 kW to 199.99 kWOther2026October Monthly Peak | Portfolio Adjusted | Size: 20 kW to 199.99 kW | Other | 2026 | October Monthly Peak | 10 | 8407.1203
Portfolio AdjustedSize: 20 kW to 199.99 kWOther2026September Monthly Peak | Portfolio Adjusted | Size: 20 kW to 199.99 kW | Other | 2026 | September Monthly Peak | 9 | 8407.1203
Portfolio AdjustedSize: 20 kW to 199.99 kWOther2026Typical Event Day | Portfolio Adjusted | Size: 20 kW to 199.99 kW | Other | 2026 | Typical Event Day | 8 | 8407.1203
Portfolio AdjustedSize: 20 kW to 199.99 kWSouth of Lugo2015April Monthly Peak | Portfolio Adjusted | Size: 20 kW to 199.99 kW | South of Lugo | 2015 | April Monthly Peak | 4 | 0
Portfolio AdjustedSize: 20 kW to 199.99 kWSouth of Lugo2015August Monthly Peak | Portfolio Adjusted | Size: 20 kW to 199.99 kW | South of Lugo | 2015 | August Monthly Peak | 8 | 0
Portfolio AdjustedSize: 20 kW to 199.99 kWSouth of Lugo2015December Monthly Peak | Portfolio Adjusted | Size: 20 kW to 199.99 kW | South of Lugo | 2015 | December Monthly Peak | 12 | 0
Portfolio AdjustedSize: 20 kW to 199.99 kWSouth of Lugo2015February Monthly Peak | Portfolio Adjusted | Size: 20 kW to 199.99 kW | South of Lugo | 2015 | February Monthly Peak | 2 | 0
Portfolio AdjustedSize: 20 kW to 199.99 kWSouth of Lugo2015January Monthly Peak | Portfolio Adjusted | Size: 20 kW to 199.99 kW | South of Lugo | 2015 | January Monthly Peak | 1 | 0
Portfolio AdjustedSize: 20 kW to 199.99 kWSouth of Lugo2015July Monthly Peak | Portfolio Adjusted | Size: 20 kW to 199.99 kW | South of Lugo | 2015 | July Monthly Peak | 7 | 0
Portfolio AdjustedSize: 20 kW to 199.99 kWSouth of Lugo2015June Monthly Peak | Portfolio Adjusted | Size: 20 kW to 199.99 kW | South of Lugo | 2015 | June Monthly Peak | 6 | 0
Portfolio AdjustedSize: 20 kW to 199.99 kWSouth of Lugo2015March Monthly Peak | Portfolio Adjusted | Size: 20 kW to 199.99 kW | South of Lugo | 2015 | March Monthly Peak | 3 | 0
Portfolio AdjustedSize: 20 kW to 199.99 kWSouth of Lugo2015May Monthly Peak | Portfolio Adjusted | Size: 20 kW to 199.99 kW | South of Lugo | 2015 | May Monthly Peak | 5 | 0
Portfolio AdjustedSize: 20 kW to 199.99 kWSouth of Lugo2015November Monthly Peak | Portfolio Adjusted | Size: 20 kW to 199.99 kW | South of Lugo | 2015 | November Monthly Peak | 11 | 0
Portfolio AdjustedSize: 20 kW to 199.99 kWSouth of Lugo2015October Monthly Peak | Portfolio Adjusted | Size: 20 kW to 199.99 kW | South of Lugo | 2015 | October Monthly Peak | 10 | 0
Portfolio AdjustedSize: 20 kW to 199.99 kWSouth of Lugo2015September Monthly Peak | Portfolio Adjusted | Size: 20 kW to 199.99 kW | South of Lugo | 2015 | September Monthly Peak | 9 | 0
Portfolio AdjustedSize: 20 kW to 199.99 kWSouth of Lugo2015Typical Event Day | Portfolio Adjusted | Size: 20 kW to 199.99 kW | South of Lugo | 2015 | Typical Event Day | 8 | 0
Portfolio AdjustedSize: 20 kW to 199.99 kWSouth of Lugo2016April Monthly Peak | Portfolio Adjusted | Size: 20 kW to 199.99 kW | South of Lugo | 2016 | April Monthly Peak | 4 | 0
Portfolio AdjustedSize: 20 kW to 199.99 kWSouth of Lugo2016August Monthly Peak | Portfolio Adjusted | Size: 20 kW to 199.99 kW | South of Lugo | 2016 | August Monthly Peak | 8 | 0
Portfolio AdjustedSize: 20 kW to 199.99 kWSouth of Lugo2016December Monthly Peak | Portfolio Adjusted | Size: 20 kW to 199.99 kW | South of Lugo | 2016 | December Monthly Peak | 12 | 0
Portfolio AdjustedSize: 20 kW to 199.99 kWSouth of Lugo2016February Monthly Peak | Portfolio Adjusted | Size: 20 kW to 199.99 kW | South of Lugo | 2016 | February Monthly Peak | 2 | 0
Portfolio AdjustedSize: 20 kW to 199.99 kWSouth of Lugo2016January Monthly Peak | Portfolio Adjusted | Size: 20 kW to 199.99 kW | South of Lugo | 2016 | January Monthly Peak | 1 | 0
Portfolio AdjustedSize: 20 kW to 199.99 kWSouth of Lugo2016July Monthly Peak | Portfolio Adjusted | Size: 20 kW to 199.99 kW | South of Lugo | 2016 | July Monthly Peak | 7 | 0
Portfolio AdjustedSize: 20 kW to 199.99 kWSouth of Lugo2016June Monthly Peak | Portfolio Adjusted | Size: 20 kW to 199.99 kW | South of Lugo | 2016 | June Monthly Peak | 6 | 0
Portfolio AdjustedSize: 20 kW to 199.99 kWSouth of Lugo2016March Monthly Peak | Portfolio Adjusted | Size: 20 kW to 199.99 kW | South of Lugo | 2016 | March Monthly Peak | 3 | 0
Portfolio AdjustedSize: 20 kW to 199.99 kWSouth of Lugo2016May Monthly Peak | Portfolio Adjusted | Size: 20 kW to 199.99 kW | South of Lugo | 2016 | May Monthly Peak | 5 | 0
Portfolio AdjustedSize: 20 kW to 199.99 kWSouth of Lugo2016November Monthly Peak | Portfolio Adjusted | Size: 20 kW to 199.99 kW | South of Lugo | 2016 | November Monthly Peak | 11 | 0
Portfolio AdjustedSize: 20 kW to 199.99 kWSouth of Lugo2016October Monthly Peak | Portfolio Adjusted | Size: 20 kW to 199.99 kW | South of Lugo | 2016 | October Monthly Peak | 10 | 0
Portfolio AdjustedSize: 20 kW to 199.99 kWSouth of Lugo2016September Monthly Peak | Portfolio Adjusted | Size: 20 kW to 199.99 kW | South of Lugo | 2016 | September Monthly Peak | 9 | 0
Portfolio AdjustedSize: 20 kW to 199.99 kWSouth of Lugo2016Typical Event Day | Portfolio Adjusted | Size: 20 kW to 199.99 kW | South of Lugo | 2016 | Typical Event Day | 8 | 0
Portfolio AdjustedSize: 20 kW to 199.99 kWSouth of Lugo2017April Monthly Peak | Portfolio Adjusted | Size: 20 kW to 199.99 kW | South of Lugo | 2017 | April Monthly Peak | 4 | 0
Portfolio AdjustedSize: 20 kW to 199.99 kWSouth of Lugo2017August Monthly Peak | Portfolio Adjusted | Size: 20 kW to 199.99 kW | South of Lugo | 2017 | August Monthly Peak | 8 | 0
Portfolio AdjustedSize: 20 kW to 199.99 kWSouth of Lugo2017December Monthly Peak | Portfolio Adjusted | Size: 20 kW to 199.99 kW | South of Lugo | 2017 | December Monthly Peak | 12 | 0
Portfolio AdjustedSize: 20 kW to 199.99 kWSouth of Lugo2017February Monthly Peak | Portfolio Adjusted | Size: 20 kW to 199.99 kW | South of Lugo | 2017 | February Monthly Peak | 2 | 0
Portfolio AdjustedSize: 20 kW to 199.99 kWSouth of Lugo2017January Monthly Peak | Portfolio Adjusted | Size: 20 kW to 199.99 kW | South of Lugo | 2017 | January Monthly Peak | 1 | 0
Portfolio AdjustedSize: 20 kW to 199.99 kWSouth of Lugo2017July Monthly Peak | Portfolio Adjusted | Size: 20 kW to 199.99 kW | South of Lugo | 2017 | July Monthly Peak | 7 | 0
Portfolio AdjustedSize: 20 kW to 199.99 kWSouth of Lugo2017June Monthly Peak | Portfolio Adjusted | Size: 20 kW to 199.99 kW | South of Lugo | 2017 | June Monthly Peak | 6 | 0
Portfolio AdjustedSize: 20 kW to 199.99 kWSouth of Lugo2017March Monthly Peak | Portfolio Adjusted | Size: 20 kW to 199.99 kW | South of Lugo | 2017 | March Monthly Peak | 3 | 0
Portfolio AdjustedSize: 20 kW to 199.99 kWSouth of Lugo2017May Monthly Peak | Portfolio Adjusted | Size: 20 kW to 199.99 kW | South of Lugo | 2017 | May Monthly Peak | 5 | 0
Portfolio AdjustedSize: 20 kW to 199.99 kWSouth of Lugo2017November Monthly Peak | Portfolio Adjusted | Size: 20 kW to 199.99 kW | South of Lugo | 2017 | November Monthly Peak | 11 | 0
Portfolio AdjustedSize: 20 kW to 199.99 kWSouth of Lugo2017October Monthly Peak | Portfolio Adjusted | Size: 20 kW to 199.99 kW | South of Lugo | 2017 | October Monthly Peak | 10 | 0
Portfolio AdjustedSize: 20 kW to 199.99 kWSouth of Lugo2017September Monthly Peak | Portfolio Adjusted | Size: 20 kW to 199.99 kW | South of Lugo | 2017 | September Monthly Peak | 9 | 0
Portfolio AdjustedSize: 20 kW to 199.99 kWSouth of Lugo2017Typical Event Day | Portfolio Adjusted | Size: 20 kW to 199.99 kW | South of Lugo | 2017 | Typical Event Day | 8 | 0
Portfolio AdjustedSize: 20 kW to 199.99 kWSouth of Lugo2018April Monthly Peak | Portfolio Adjusted | Size: 20 kW to 199.99 kW | South of Lugo | 2018 | April Monthly Peak | 4 | 4318.5692
Portfolio AdjustedSize: 20 kW to 199.99 kWSouth of Lugo2018August Monthly Peak | Portfolio Adjusted | Size: 20 kW to 199.99 kW | South of Lugo | 2018 | August Monthly Peak | 8 | 4318.5692
Portfolio AdjustedSize: 20 kW to 199.99 kWSouth of Lugo2018December Monthly Peak | Portfolio Adjusted | Size: 20 kW to 199.99 kW | South of Lugo | 2018 | December Monthly Peak | 12 | 4318.5692
Portfolio AdjustedSize: 20 kW to 199.99 kWSouth of Lugo2018February Monthly Peak | Portfolio Adjusted | Size: 20 kW to 199.99 kW | South of Lugo | 2018 | February Monthly Peak | 2 | 0
Portfolio AdjustedSize: 20 kW to 199.99 kWSouth of Lugo2018January Monthly Peak | Portfolio Adjusted | Size: 20 kW to 199.99 kW | South of Lugo | 2018 | January Monthly Peak | 1 | 0
Portfolio AdjustedSize: 20 kW to 199.99 kWSouth of Lugo2018July Monthly Peak | Portfolio Adjusted | Size: 20 kW to 199.99 kW | South of Lugo | 2018 | July Monthly Peak | 7 | 4318.5692
Portfolio AdjustedSize: 20 kW to 199.99 kWSouth of Lugo2018June Monthly Peak | Portfolio Adjusted | Size: 20 kW to 199.99 kW | South of Lugo | 2018 | June Monthly Peak | 6 | 4318.5692
Portfolio AdjustedSize: 20 kW to 199.99 kWSouth of Lugo2018March Monthly Peak | Portfolio Adjusted | Size: 20 kW to 199.99 kW | South of Lugo | 2018 | March Monthly Peak | 3 | 0
Portfolio AdjustedSize: 20 kW to 199.99 kWSouth of Lugo2018May Monthly Peak | Portfolio Adjusted | Size: 20 kW to 199.99 kW | South of Lugo | 2018 | May Monthly Peak | 5 | 4318.5692
Portfolio AdjustedSize: 20 kW to 199.99 kWSouth of Lugo2018November Monthly Peak | Portfolio Adjusted | Size: 20 kW to 199.99 kW | South of Lugo | 2018 | November Monthly Peak | 11 | 4318.5692
Portfolio AdjustedSize: 20 kW to 199.99 kWSouth of Lugo2018October Monthly Peak | Portfolio Adjusted | Size: 20 kW to 199.99 kW | South of Lugo | 2018 | October Monthly Peak | 10 | 4318.5692
Portfolio AdjustedSize: 20 kW to 199.99 kWSouth of Lugo2018September Monthly Peak | Portfolio Adjusted | Size: 20 kW to 199.99 kW | South of Lugo | 2018 | September Monthly Peak | 9 | 4318.5692
Portfolio AdjustedSize: 20 kW to 199.99 kWSouth of Lugo2018Typical Event Day | Portfolio Adjusted | Size: 20 kW to 199.99 kW | South of Lugo | 2018 | Typical Event Day | 8 | 4318.5692
Portfolio AdjustedSize: 20 kW to 199.99 kWSouth of Lugo2019April Monthly Peak | Portfolio Adjusted | Size: 20 kW to 199.99 kW | South of Lugo | 2019 | April Monthly Peak | 4 | 1727.4277
Portfolio AdjustedSize: 20 kW to 199.99 kWSouth of Lugo2019August Monthly Peak | Portfolio Adjusted | Size: 20 kW to 199.99 kW | South of Lugo | 2019 | August Monthly Peak | 8 | 1727.4277
Portfolio AdjustedSize: 20 kW to 199.99 kWSouth of Lugo2019December Monthly Peak | Portfolio Adjusted | Size: 20 kW to 199.99 kW | South of Lugo | 2019 | December Monthly Peak | 12 | 1727.4277
Portfolio AdjustedSize: 20 kW to 199.99 kWSouth of Lugo2019February Monthly Peak | Portfolio Adjusted | Size: 20 kW to 199.99 kW | South of Lugo | 2019 | February Monthly Peak | 2 | 4318.5692
Portfolio AdjustedSize: 20 kW to 199.99 kWSouth of Lugo2019January Monthly Peak | Portfolio Adjusted | Size: 20 kW to 199.99 kW | South of Lugo | 2019 | January Monthly Peak | 1 | 4318.5692
Portfolio AdjustedSize: 20 kW to 199.99 kWSouth of Lugo2019July Monthly Peak | Portfolio Adjusted | Size: 20 kW to 199.99 kW | South of Lugo | 2019 | July Monthly Peak | 7 | 1727.4277
Portfolio AdjustedSize: 20 kW to 199.99 kWSouth of Lugo2019June Monthly Peak | Portfolio Adjusted | Size: 20 kW to 199.99 kW | South of Lugo | 2019 | June Monthly Peak | 6 | 1727.4277
Portfolio AdjustedSize: 20 kW to 199.99 kWSouth of Lugo2019March Monthly Peak | Portfolio Adjusted | Size: 20 kW to 199.99 kW | South of Lugo | 2019 | March Monthly Peak | 3 | 4318.5692
Portfolio AdjustedSize: 20 kW to 199.99 kWSouth of Lugo2019May Monthly Peak | Portfolio Adjusted | Size: 20 kW to 199.99 kW | South of Lugo | 2019 | May Monthly Peak | 5 | 1727.4277
Portfolio AdjustedSize: 20 kW to 199.99 kWSouth of Lugo2019November Monthly Peak | Portfolio Adjusted | Size: 20 kW to 199.99 kW | South of Lugo | 2019 | November Monthly Peak | 11 | 1727.4277
Portfolio AdjustedSize: 20 kW to 199.99 kWSouth of Lugo2019October Monthly Peak | Portfolio Adjusted | Size: 20 kW to 199.99 kW | South of Lugo | 2019 | October Monthly Peak | 10 | 1727.4277
Portfolio AdjustedSize: 20 kW to 199.99 kWSouth of Lugo2019September Monthly Peak | Portfolio Adjusted | Size: 20 kW to 199.99 kW | South of Lugo | 2019 | September Monthly Peak | 9 | 1727.4277
Portfolio AdjustedSize: 20 kW to 199.99 kWSouth of Lugo2019Typical Event Day | Portfolio Adjusted | Size: 20 kW to 199.99 kW | South of Lugo | 2019 | Typical Event Day | 8 | 1727.4277
Portfolio AdjustedSize: 20 kW to 199.99 kWSouth of Lugo2020April Monthly Peak | Portfolio Adjusted | Size: 20 kW to 199.99 kW | South of Lugo | 2020 | April Monthly Peak | 4 | 1727.4277
Portfolio AdjustedSize: 20 kW to 199.99 kWSouth of Lugo2020August Monthly Peak | Portfolio Adjusted | Size: 20 kW to 199.99 kW | South of Lugo | 2020 | August Monthly Peak | 8 | 1727.4277
Portfolio AdjustedSize: 20 kW to 199.99 kWSouth of Lugo2020December Monthly Peak | Portfolio Adjusted | Size: 20 kW to 199.99 kW | South of Lugo | 2020 | December Monthly Peak | 12 | 1727.4277
Portfolio AdjustedSize: 20 kW to 199.99 kWSouth of Lugo2020February Monthly Peak | Portfolio Adjusted | Size: 20 kW to 199.99 kW | South of Lugo | 2020 | February Monthly Peak | 2 | 1727.4277
Portfolio AdjustedSize: 20 kW to 199.99 kWSouth of Lugo2020January Monthly Peak | Portfolio Adjusted | Size: 20 kW to 199.99 kW | South of Lugo | 2020 | January Monthly Peak | 1 | 1727.4277
Portfolio AdjustedSize: 20 kW to 199.99 kWSouth of Lugo2020July Monthly Peak | Portfolio Adjusted | Size: 20 kW to 199.99 kW | South of Lugo | 2020 | July Monthly Peak | 7 | 1727.4277
Portfolio AdjustedSize: 20 kW to 199.99 kWSouth of Lugo2020June Monthly Peak | Portfolio Adjusted | Size: 20 kW to 199.99 kW | South of Lugo | 2020 | June Monthly Peak | 6 | 1727.4277
Portfolio AdjustedSize: 20 kW to 199.99 kWSouth of Lugo2020March Monthly Peak | Portfolio Adjusted | Size: 20 kW to 199.99 kW | South of Lugo | 2020 | March Monthly Peak | 3 | 1727.4277
Portfolio AdjustedSize: 20 kW to 199.99 kWSouth of Lugo2020May Monthly Peak | Portfolio Adjusted | Size: 20 kW to 199.99 kW | South of Lugo | 2020 | May Monthly Peak | 5 | 1727.4277
Portfolio AdjustedSize: 20 kW to 199.99 kWSouth of Lugo2020November Monthly Peak | Portfolio Adjusted | Size: 20 kW to 199.99 kW | South of Lugo | 2020 | November Monthly Peak | 11 | 1727.4277
Portfolio AdjustedSize: 20 kW to 199.99 kWSouth of Lugo2020October Monthly Peak | Portfolio Adjusted | Size: 20 kW to 199.99 kW | South of Lugo | 2020 | October Monthly Peak | 10 | 1727.4277
Portfolio AdjustedSize: 20 kW to 199.99 kWSouth of Lugo2020September Monthly Peak | Portfolio Adjusted | Size: 20 kW to 199.99 kW | South of Lugo | 2020 | September Monthly Peak | 9 | 1727.4277
Portfolio AdjustedSize: 20 kW to 199.99 kWSouth of Lugo2020Typical Event Day | Portfolio Adjusted | Size: 20 kW to 199.99 kW | South of Lugo | 2020 | Typical Event Day | 8 | 1727.4277
Portfolio AdjustedSize: 20 kW to 199.99 kWSouth of Lugo2021April Monthly Peak | Portfolio Adjusted | Size: 20 kW to 199.99 kW | South of Lugo | 2021 | April Monthly Peak | 4 | 1727.4277
Portfolio AdjustedSize: 20 kW to 199.99 kWSouth of Lugo2021August Monthly Peak | Portfolio Adjusted | Size: 20 kW to 199.99 kW | South of Lugo | 2021 | August Monthly Peak | 8 | 1727.4277
Portfolio AdjustedSize: 20 kW to 199.99 kWSouth of Lugo2021December Monthly Peak | Portfolio Adjusted | Size: 20 kW to 199.99 kW | South of Lugo | 2021 | December Monthly Peak | 12 | 1727.4277
Portfolio AdjustedSize: 20 kW to 199.99 kWSouth of Lugo2021February Monthly Peak | Portfolio Adjusted | Size: 20 kW to 199.99 kW | South of Lugo | 2021 | February Monthly Peak | 2 | 1727.4277
Portfolio AdjustedSize: 20 kW to 199.99 kWSouth of Lugo2021January Monthly Peak | Portfolio Adjusted | Size: 20 kW to 199.99 kW | South of Lugo | 2021 | January Monthly Peak | 1 | 1727.4277
Portfolio AdjustedSize: 20 kW to 199.99 kWSouth of Lugo2021July Monthly Peak | Portfolio Adjusted | Size: 20 kW to 199.99 kW | South of Lugo | 2021 | July Monthly Peak | 7 | 1727.4277
Portfolio AdjustedSize: 20 kW to 199.99 kWSouth of Lugo2021June Monthly Peak | Portfolio Adjusted | Size: 20 kW to 199.99 kW | South of Lugo | 2021 | June Monthly Peak | 6 | 1727.4277
Portfolio AdjustedSize: 20 kW to 199.99 kWSouth of Lugo2021March Monthly Peak | Portfolio Adjusted | Size: 20 kW to 199.99 kW | South of Lugo | 2021 | March Monthly Peak | 3 | 1727.4277
Portfolio AdjustedSize: 20 kW to 199.99 kWSouth of Lugo2021May Monthly Peak | Portfolio Adjusted | Size: 20 kW to 199.99 kW | South of Lugo | 2021 | May Monthly Peak | 5 | 1727.4277
Portfolio AdjustedSize: 20 kW to 199.99 kWSouth of Lugo2021November Monthly Peak | Portfolio Adjusted | Size: 20 kW to 199.99 kW | South of Lugo | 2021 | November Monthly Peak | 11 | 1727.4277
Portfolio AdjustedSize: 20 kW to 199.99 kWSouth of Lugo2021October Monthly Peak | Portfolio Adjusted | Size: 20 kW to 199.99 kW | South of Lugo | 2021 | October Monthly Peak | 10 | 1727.4277
Portfolio AdjustedSize: 20 kW to 199.99 kWSouth of Lugo2021September Monthly Peak | Portfolio Adjusted | Size: 20 kW to 199.99 kW | South of Lugo | 2021 | September Monthly Peak | 9 | 1727.4277
Portfolio AdjustedSize: 20 kW to 199.99 kWSouth of Lugo2021Typical Event Day | Portfolio Adjusted | Size: 20 kW to 199.99 kW | South of Lugo | 2021 | Typical Event Day | 8 | 1727.4277
Portfolio AdjustedSize: 20 kW to 199.99 kWSouth of Lugo2022April Monthly Peak | Portfolio Adjusted | Size: 20 kW to 199.99 kW | South of Lugo | 2022 | April Monthly Peak | 4 | 1727.4277
Portfolio AdjustedSize: 20 kW to 199.99 kWSouth of Lugo2022August Monthly Peak | Portfolio Adjusted | Size: 20 kW to 199.99 kW | South of Lugo | 2022 | August Monthly Peak | 8 | 1727.4277
Portfolio AdjustedSize: 20 kW to 199.99 kWSouth of Lugo2022December Monthly Peak | Portfolio Adjusted | Size: 20 kW to 199.99 kW | South of Lugo | 2022 | December Monthly Peak | 12 | 1727.4277
Portfolio AdjustedSize: 20 kW to 199.99 kWSouth of Lugo2022February Monthly Peak | Portfolio Adjusted | Size: 20 kW to 199.99 kW | South of Lugo | 2022 | February Monthly Peak | 2 | 1727.4277
Portfolio AdjustedSize: 20 kW to 199.99 kWSouth of Lugo2022January Monthly Peak | Portfolio Adjusted | Size: 20 kW to 199.99 kW | South of Lugo | 2022 | January Monthly Peak | 1 | 1727.4277
Portfolio AdjustedSize: 20 kW to 199.99 kWSouth of Lugo2022July Monthly Peak | Portfolio Adjusted | Size: 20 kW to 199.99 kW | South of Lugo | 2022 | July Monthly Peak | 7 | 1727.4277
Portfolio AdjustedSize: 20 kW to 199.99 kWSouth of Lugo2022June Monthly Peak | Portfolio Adjusted | Size: 20 kW to 199.99 kW | South of Lugo | 2022 | June Monthly Peak | 6 | 1727.4277
Portfolio AdjustedSize: 20 kW to 199.99 kWSouth of Lugo2022March Monthly Peak | Portfolio Adjusted | Size: 20 kW to 199.99 kW | South of Lugo | 2022 | March Monthly Peak | 3 | 1727.4277
Portfolio AdjustedSize: 20 kW to 199.99 kWSouth of Lugo2022May Monthly Peak | Portfolio Adjusted | Size: 20 kW to 199.99 kW | South of Lugo | 2022 | May Monthly Peak | 5 | 1727.4277
Portfolio AdjustedSize: 20 kW to 199.99 kWSouth of Lugo2022November Monthly Peak | Portfolio Adjusted | Size: 20 kW to 199.99 kW | South of Lugo | 2022 | November Monthly Peak | 11 | 1727.4277
Portfolio AdjustedSize: 20 kW to 199.99 kWSouth of Lugo2022October Monthly Peak | Portfolio Adjusted | Size: 20 kW to 199.99 kW | South of Lugo | 2022 | October Monthly Peak | 10 | 1727.4277
Portfolio AdjustedSize: 20 kW to 199.99 kWSouth of Lugo2022September Monthly Peak | Portfolio Adjusted | Size: 20 kW to 199.99 kW | South of Lugo | 2022 | September Monthly Peak | 9 | 1727.4277
Portfolio AdjustedSize: 20 kW to 199.99 kWSouth of Lugo2022Typical Event Day | Portfolio Adjusted | Size: 20 kW to 199.99 kW | South of Lugo | 2022 | Typical Event Day | 8 | 1727.4277
Portfolio AdjustedSize: 20 kW to 199.99 kWSouth of Lugo2023April Monthly Peak | Portfolio Adjusted | Size: 20 kW to 199.99 kW | South of Lugo | 2023 | April Monthly Peak | 4 | 1727.4277
Portfolio AdjustedSize: 20 kW to 199.99 kWSouth of Lugo2023August Monthly Peak | Portfolio Adjusted | Size: 20 kW to 199.99 kW | South of Lugo | 2023 | August Monthly Peak | 8 | 1727.4277
Portfolio AdjustedSize: 20 kW to 199.99 kWSouth of Lugo2023December Monthly Peak | Portfolio Adjusted | Size: 20 kW to 199.99 kW | South of Lugo | 2023 | December Monthly Peak | 12 | 1727.4277
Portfolio AdjustedSize: 20 kW to 199.99 kWSouth of Lugo2023February Monthly Peak | Portfolio Adjusted | Size: 20 kW to 199.99 kW | South of Lugo | 2023 | February Monthly Peak | 2 | 1727.4277
Portfolio AdjustedSize: 20 kW to 199.99 kWSouth of Lugo2023January Monthly Peak | Portfolio Adjusted | Size: 20 kW to 199.99 kW | South of Lugo | 2023 | January Monthly Peak | 1 | 1727.4277
Portfolio AdjustedSize: 20 kW to 199.99 kWSouth of Lugo2023July Monthly Peak | Portfolio Adjusted | Size: 20 kW to 199.99 kW | South of Lugo | 2023 | July Monthly Peak | 7 | 1727.4277
Portfolio AdjustedSize: 20 kW to 199.99 kWSouth of Lugo2023June Monthly Peak | Portfolio Adjusted | Size: 20 kW to 199.99 kW | South of Lugo | 2023 | June Monthly Peak | 6 | 1727.4277
Portfolio AdjustedSize: 20 kW to 199.99 kWSouth of Lugo2023March Monthly Peak | Portfolio Adjusted | Size: 20 kW to 199.99 kW | South of Lugo | 2023 | March Monthly Peak | 3 | 1727.4277
Portfolio AdjustedSize: 20 kW to 199.99 kWSouth of Lugo2023May Monthly Peak | Portfolio Adjusted | Size: 20 kW to 199.99 kW | South of Lugo | 2023 | May Monthly Peak | 5 | 1727.4277
Portfolio AdjustedSize: 20 kW to 199.99 kWSouth of Lugo2023November Monthly Peak | Portfolio Adjusted | Size: 20 kW to 199.99 kW | South of Lugo | 2023 | November Monthly Peak | 11 | 1727.4277
Portfolio AdjustedSize: 20 kW to 199.99 kWSouth of Lugo2023October Monthly Peak | Portfolio Adjusted | Size: 20 kW to 199.99 kW | South of Lugo | 2023 | October Monthly Peak | 10 | 1727.4277
Portfolio AdjustedSize: 20 kW to 199.99 kWSouth of Lugo2023September Monthly Peak | Portfolio Adjusted | Size: 20 kW to 199.99 kW | South of Lugo | 2023 | September Monthly Peak | 9 | 1727.4277
Portfolio AdjustedSize: 20 kW to 199.99 kWSouth of Lugo2023Typical Event Day | Portfolio Adjusted | Size: 20 kW to 199.99 kW | South of Lugo | 2023 | Typical Event Day | 8 | 1727.4277
Portfolio AdjustedSize: 20 kW to 199.99 kWSouth of Lugo2024April Monthly Peak | Portfolio Adjusted | Size: 20 kW to 199.99 kW | South of Lugo | 2024 | April Monthly Peak | 4 | 1727.4277
Portfolio AdjustedSize: 20 kW to 199.99 kWSouth of Lugo2024August Monthly Peak | Portfolio Adjusted | Size: 20 kW to 199.99 kW | South of Lugo | 2024 | August Monthly Peak | 8 | 1727.4277
Portfolio AdjustedSize: 20 kW to 199.99 kWSouth of Lugo2024December Monthly Peak | Portfolio Adjusted | Size: 20 kW to 199.99 kW | South of Lugo | 2024 | December Monthly Peak | 12 | 1727.4277
Portfolio AdjustedSize: 20 kW to 199.99 kWSouth of Lugo2024February Monthly Peak | Portfolio Adjusted | Size: 20 kW to 199.99 kW | South of Lugo | 2024 | February Monthly Peak | 2 | 1727.4277
Portfolio AdjustedSize: 20 kW to 199.99 kWSouth of Lugo2024January Monthly Peak | Portfolio Adjusted | Size: 20 kW to 199.99 kW | South of Lugo | 2024 | January Monthly Peak | 1 | 1727.4277
Portfolio AdjustedSize: 20 kW to 199.99 kWSouth of Lugo2024July Monthly Peak | Portfolio Adjusted | Size: 20 kW to 199.99 kW | South of Lugo | 2024 | July Monthly Peak | 7 | 1727.4277
Portfolio AdjustedSize: 20 kW to 199.99 kWSouth of Lugo2024June Monthly Peak | Portfolio Adjusted | Size: 20 kW to 199.99 kW | South of Lugo | 2024 | June Monthly Peak | 6 | 1727.4277
Portfolio AdjustedSize: 20 kW to 199.99 kWSouth of Lugo2024March Monthly Peak | Portfolio Adjusted | Size: 20 kW to 199.99 kW | South of Lugo | 2024 | March Monthly Peak | 3 | 1727.4277
Portfolio AdjustedSize: 20 kW to 199.99 kWSouth of Lugo2024May Monthly Peak | Portfolio Adjusted | Size: 20 kW to 199.99 kW | South of Lugo | 2024 | May Monthly Peak | 5 | 1727.4277
Portfolio AdjustedSize: 20 kW to 199.99 kWSouth of Lugo2024November Monthly Peak | Portfolio Adjusted | Size: 20 kW to 199.99 kW | South of Lugo | 2024 | November Monthly Peak | 11 | 1727.4277
Portfolio AdjustedSize: 20 kW to 199.99 kWSouth of Lugo2024October Monthly Peak | Portfolio Adjusted | Size: 20 kW to 199.99 kW | South of Lugo | 2024 | October Monthly Peak | 10 | 1727.4277
Portfolio AdjustedSize: 20 kW to 199.99 kWSouth of Lugo2024September Monthly Peak | Portfolio Adjusted | Size: 20 kW to 199.99 kW | South of Lugo | 2024 | September Monthly Peak | 9 | 1727.4277
Portfolio AdjustedSize: 20 kW to 199.99 kWSouth of Lugo2024Typical Event Day | Portfolio Adjusted | Size: 20 kW to 199.99 kW | South of Lugo | 2024 | Typical Event Day | 8 | 1727.4277
Portfolio AdjustedSize: 20 kW to 199.99 kWSouth of Lugo2025April Monthly Peak | Portfolio Adjusted | Size: 20 kW to 199.99 kW | South of Lugo | 2025 | April Monthly Peak | 4 | 1727.4277
Portfolio AdjustedSize: 20 kW to 199.99 kWSouth of Lugo2025August Monthly Peak | Portfolio Adjusted | Size: 20 kW to 199.99 kW | South of Lugo | 2025 | August Monthly Peak | 8 | 1727.4277
Portfolio AdjustedSize: 20 kW to 199.99 kWSouth of Lugo2025December Monthly Peak | Portfolio Adjusted | Size: 20 kW to 199.99 kW | South of Lugo | 2025 | December Monthly Peak | 12 | 1727.4277
Portfolio AdjustedSize: 20 kW to 199.99 kWSouth of Lugo2025February Monthly Peak | Portfolio Adjusted | Size: 20 kW to 199.99 kW | South of Lugo | 2025 | February Monthly Peak | 2 | 1727.4277
Portfolio AdjustedSize: 20 kW to 199.99 kWSouth of Lugo2025January Monthly Peak | Portfolio Adjusted | Size: 20 kW to 199.99 kW | South of Lugo | 2025 | January Monthly Peak | 1 | 1727.4277
Portfolio AdjustedSize: 20 kW to 199.99 kWSouth of Lugo2025July Monthly Peak | Portfolio Adjusted | Size: 20 kW to 199.99 kW | South of Lugo | 2025 | July Monthly Peak | 7 | 1727.4277
Portfolio AdjustedSize: 20 kW to 199.99 kWSouth of Lugo2025June Monthly Peak | Portfolio Adjusted | Size: 20 kW to 199.99 kW | South of Lugo | 2025 | June Monthly Peak | 6 | 1727.4277
Portfolio AdjustedSize: 20 kW to 199.99 kWSouth of Lugo2025March Monthly Peak | Portfolio Adjusted | Size: 20 kW to 199.99 kW | South of Lugo | 2025 | March Monthly Peak | 3 | 1727.4277
Portfolio AdjustedSize: 20 kW to 199.99 kWSouth of Lugo2025May Monthly Peak | Portfolio Adjusted | Size: 20 kW to 199.99 kW | South of Lugo | 2025 | May Monthly Peak | 5 | 1727.4277
Portfolio AdjustedSize: 20 kW to 199.99 kWSouth of Lugo2025November Monthly Peak | Portfolio Adjusted | Size: 20 kW to 199.99 kW | South of Lugo | 2025 | November Monthly Peak | 11 | 1727.4277
Portfolio AdjustedSize: 20 kW to 199.99 kWSouth of Lugo2025October Monthly Peak | Portfolio Adjusted | Size: 20 kW to 199.99 kW | South of Lugo | 2025 | October Monthly Peak | 10 | 1727.4277
Portfolio AdjustedSize: 20 kW to 199.99 kWSouth of Lugo2025September Monthly Peak | Portfolio Adjusted | Size: 20 kW to 199.99 kW | South of Lugo | 2025 | September Monthly Peak | 9 | 1727.4277
Portfolio AdjustedSize: 20 kW to 199.99 kWSouth of Lugo2025Typical Event Day | Portfolio Adjusted | Size: 20 kW to 199.99 kW | South of Lugo | 2025 | Typical Event Day | 8 | 1727.4277
Portfolio AdjustedSize: 20 kW to 199.99 kWSouth of Lugo2026April Monthly Peak | Portfolio Adjusted | Size: 20 kW to 199.99 kW | South of Lugo | 2026 | April Monthly Peak | 4 | 1727.4277
Portfolio AdjustedSize: 20 kW to 199.99 kWSouth of Lugo2026August Monthly Peak | Portfolio Adjusted | Size: 20 kW to 199.99 kW | South of Lugo | 2026 | August Monthly Peak | 8 | 1727.4277
Portfolio AdjustedSize: 20 kW to 199.99 kWSouth of Lugo2026December Monthly Peak | Portfolio Adjusted | Size: 20 kW to 199.99 kW | South of Lugo | 2026 | December Monthly Peak | 12 | 1727.4277
Portfolio AdjustedSize: 20 kW to 199.99 kWSouth of Lugo2026February Monthly Peak | Portfolio Adjusted | Size: 20 kW to 199.99 kW | South of Lugo | 2026 | February Monthly Peak | 2 | 1727.4277
Portfolio AdjustedSize: 20 kW to 199.99 kWSouth of Lugo2026January Monthly Peak | Portfolio Adjusted | Size: 20 kW to 199.99 kW | South of Lugo | 2026 | January Monthly Peak | 1 | 1727.4277
Portfolio AdjustedSize: 20 kW to 199.99 kWSouth of Lugo2026July Monthly Peak | Portfolio Adjusted | Size: 20 kW to 199.99 kW | South of Lugo | 2026 | July Monthly Peak | 7 | 1727.4277
Portfolio AdjustedSize: 20 kW to 199.99 kWSouth of Lugo2026June Monthly Peak | Portfolio Adjusted | Size: 20 kW to 199.99 kW | South of Lugo | 2026 | June Monthly Peak | 6 | 1727.4277
Portfolio AdjustedSize: 20 kW to 199.99 kWSouth of Lugo2026March Monthly Peak | Portfolio Adjusted | Size: 20 kW to 199.99 kW | South of Lugo | 2026 | March Monthly Peak | 3 | 1727.4277
Portfolio AdjustedSize: 20 kW to 199.99 kWSouth of Lugo2026May Monthly Peak | Portfolio Adjusted | Size: 20 kW to 199.99 kW | South of Lugo | 2026 | May Monthly Peak | 5 | 1727.4277
Portfolio AdjustedSize: 20 kW to 199.99 kWSouth of Lugo2026November Monthly Peak | Portfolio Adjusted | Size: 20 kW to 199.99 kW | South of Lugo | 2026 | November Monthly Peak | 11 | 1727.4277
Portfolio AdjustedSize: 20 kW to 199.99 kWSouth of Lugo2026October Monthly Peak | Portfolio Adjusted | Size: 20 kW to 199.99 kW | South of Lugo | 2026 | October Monthly Peak | 10 | 1727.4277
Portfolio AdjustedSize: 20 kW to 199.99 kWSouth of Lugo2026September Monthly Peak | Portfolio Adjusted | Size: 20 kW to 199.99 kW | South of Lugo | 2026 | September Monthly Peak | 9 | 1727.4277
Portfolio AdjustedSize: 20 kW to 199.99 kWSouth of Lugo2026Typical Event Day | Portfolio Adjusted | Size: 20 kW to 199.99 kW | South of Lugo | 2026 | Typical Event Day | 8 | 1727.4277
Portfolio AdjustedSize: Over 200kWAll2015April Monthly Peak | Portfolio Adjusted | Size: Over 200kW | All | 2015 | April Monthly Peak | 4 | 2718
Portfolio AdjustedSize: Over 200kWAll2015August Monthly Peak | Portfolio Adjusted | Size: Over 200kW | All | 2015 | August Monthly Peak | 8 | 2718
Portfolio AdjustedSize: Over 200kWAll2015December Monthly Peak | Portfolio Adjusted | Size: Over 200kW | All | 2015 | December Monthly Peak | 12 | 2718
Portfolio AdjustedSize: Over 200kWAll2015February Monthly Peak | Portfolio Adjusted | Size: Over 200kW | All | 2015 | February Monthly Peak | 2 | 2718
Portfolio AdjustedSize: Over 200kWAll2015January Monthly Peak | Portfolio Adjusted | Size: Over 200kW | All | 2015 | January Monthly Peak | 1 | 2718
Portfolio AdjustedSize: Over 200kWAll2015July Monthly Peak | Portfolio Adjusted | Size: Over 200kW | All | 2015 | July Monthly Peak | 7 | 2718
Portfolio AdjustedSize: Over 200kWAll2015June Monthly Peak | Portfolio Adjusted | Size: Over 200kW | All | 2015 | June Monthly Peak | 6 | 2718
Portfolio AdjustedSize: Over 200kWAll2015March Monthly Peak | Portfolio Adjusted | Size: Over 200kW | All | 2015 | March Monthly Peak | 3 | 2718
Portfolio AdjustedSize: Over 200kWAll2015May Monthly Peak | Portfolio Adjusted | Size: Over 200kW | All | 2015 | May Monthly Peak | 5 | 2718
Portfolio AdjustedSize: Over 200kWAll2015November Monthly Peak | Portfolio Adjusted | Size: Over 200kW | All | 2015 | November Monthly Peak | 11 | 2718
Portfolio AdjustedSize: Over 200kWAll2015October Monthly Peak | Portfolio Adjusted | Size: Over 200kW | All | 2015 | October Monthly Peak | 10 | 2718
Portfolio AdjustedSize: Over 200kWAll2015September Monthly Peak | Portfolio Adjusted | Size: Over 200kW | All | 2015 | September Monthly Peak | 9 | 2718
Portfolio AdjustedSize: Over 200kWAll2015Typical Event Day | Portfolio Adjusted | Size: Over 200kW | All | 2015 | Typical Event Day | 8 | 2718
Portfolio AdjustedSize: Over 200kWAll2016April Monthly Peak | Portfolio Adjusted | Size: Over 200kW | All | 2016 | April Monthly Peak | 4 | 2718
Portfolio AdjustedSize: Over 200kWAll2016August Monthly Peak | Portfolio Adjusted | Size: Over 200kW | All | 2016 | August Monthly Peak | 8 | 2718
Portfolio AdjustedSize: Over 200kWAll2016December Monthly Peak | Portfolio Adjusted | Size: Over 200kW | All | 2016 | December Monthly Peak | 12 | 2718
Portfolio AdjustedSize: Over 200kWAll2016February Monthly Peak | Portfolio Adjusted | Size: Over 200kW | All | 2016 | February Monthly Peak | 2 | 2718
Portfolio AdjustedSize: Over 200kWAll2016January Monthly Peak | Portfolio Adjusted | Size: Over 200kW | All | 2016 | January Monthly Peak | 1 | 2718
Portfolio AdjustedSize: Over 200kWAll2016July Monthly Peak | Portfolio Adjusted | Size: Over 200kW | All | 2016 | July Monthly Peak | 7 | 2718
Portfolio AdjustedSize: Over 200kWAll2016June Monthly Peak | Portfolio Adjusted | Size: Over 200kW | All | 2016 | June Monthly Peak | 6 | 2718
Portfolio AdjustedSize: Over 200kWAll2016March Monthly Peak | Portfolio Adjusted | Size: Over 200kW | All | 2016 | March Monthly Peak | 3 | 2718
Portfolio AdjustedSize: Over 200kWAll2016May Monthly Peak | Portfolio Adjusted | Size: Over 200kW | All | 2016 | May Monthly Peak | 5 | 2718
Portfolio AdjustedSize: Over 200kWAll2016November Monthly Peak | Portfolio Adjusted | Size: Over 200kW | All | 2016 | November Monthly Peak | 11 | 2718
Portfolio AdjustedSize: Over 200kWAll2016October Monthly Peak | Portfolio Adjusted | Size: Over 200kW | All | 2016 | October Monthly Peak | 10 | 2718
Portfolio AdjustedSize: Over 200kWAll2016September Monthly Peak | Portfolio Adjusted | Size: Over 200kW | All | 2016 | September Monthly Peak | 9 | 2718
Portfolio AdjustedSize: Over 200kWAll2016Typical Event Day | Portfolio Adjusted | Size: Over 200kW | All | 2016 | Typical Event Day | 8 | 2718
Portfolio AdjustedSize: Over 200kWAll2017April Monthly Peak | Portfolio Adjusted | Size: Over 200kW | All | 2017 | April Monthly Peak | 4 | 2737.8414
Portfolio AdjustedSize: Over 200kWAll2017August Monthly Peak | Portfolio Adjusted | Size: Over 200kW | All | 2017 | August Monthly Peak | 8 | 2737.8414
Portfolio AdjustedSize: Over 200kWAll2017December Monthly Peak | Portfolio Adjusted | Size: Over 200kW | All | 2017 | December Monthly Peak | 12 | 2737.8414
Portfolio AdjustedSize: Over 200kWAll2017February Monthly Peak | Portfolio Adjusted | Size: Over 200kW | All | 2017 | February Monthly Peak | 2 | 2737.8414
Portfolio AdjustedSize: Over 200kWAll2017January Monthly Peak | Portfolio Adjusted | Size: Over 200kW | All | 2017 | January Monthly Peak | 1 | 2737.8414
Portfolio AdjustedSize: Over 200kWAll2017July Monthly Peak | Portfolio Adjusted | Size: Over 200kW | All | 2017 | July Monthly Peak | 7 | 2737.8414
Portfolio AdjustedSize: Over 200kWAll2017June Monthly Peak | Portfolio Adjusted | Size: Over 200kW | All | 2017 | June Monthly Peak | 6 | 2737.8414
Portfolio AdjustedSize: Over 200kWAll2017March Monthly Peak | Portfolio Adjusted | Size: Over 200kW | All | 2017 | March Monthly Peak | 3 | 2737.8414
Portfolio AdjustedSize: Over 200kWAll2017May Monthly Peak | Portfolio Adjusted | Size: Over 200kW | All | 2017 | May Monthly Peak | 5 | 2737.8414
Portfolio AdjustedSize: Over 200kWAll2017November Monthly Peak | Portfolio Adjusted | Size: Over 200kW | All | 2017 | November Monthly Peak | 11 | 2737.8414
Portfolio AdjustedSize: Over 200kWAll2017October Monthly Peak | Portfolio Adjusted | Size: Over 200kW | All | 2017 | October Monthly Peak | 10 | 2737.8414
Portfolio AdjustedSize: Over 200kWAll2017September Monthly Peak | Portfolio Adjusted | Size: Over 200kW | All | 2017 | September Monthly Peak | 9 | 2737.8414
Portfolio AdjustedSize: Over 200kWAll2017Typical Event Day | Portfolio Adjusted | Size: Over 200kW | All | 2017 | Typical Event Day | 8 | 2737.8414
Portfolio AdjustedSize: Over 200kWAll2018April Monthly Peak | Portfolio Adjusted | Size: Over 200kW | All | 2018 | April Monthly Peak | 4 | 2746.0549
Portfolio AdjustedSize: Over 200kWAll2018August Monthly Peak | Portfolio Adjusted | Size: Over 200kW | All | 2018 | August Monthly Peak | 8 | 2746.0549
Portfolio AdjustedSize: Over 200kWAll2018December Monthly Peak | Portfolio Adjusted | Size: Over 200kW | All | 2018 | December Monthly Peak | 12 | 2746.0549
Portfolio AdjustedSize: Over 200kWAll2018February Monthly Peak | Portfolio Adjusted | Size: Over 200kW | All | 2018 | February Monthly Peak | 2 | 2746.0549
Portfolio AdjustedSize: Over 200kWAll2018January Monthly Peak | Portfolio Adjusted | Size: Over 200kW | All | 2018 | January Monthly Peak | 1 | 2746.0549
Portfolio AdjustedSize: Over 200kWAll2018July Monthly Peak | Portfolio Adjusted | Size: Over 200kW | All | 2018 | July Monthly Peak | 7 | 2746.0549
Portfolio AdjustedSize: Over 200kWAll2018June Monthly Peak | Portfolio Adjusted | Size: Over 200kW | All | 2018 | June Monthly Peak | 6 | 2746.0549
Portfolio AdjustedSize: Over 200kWAll2018March Monthly Peak | Portfolio Adjusted | Size: Over 200kW | All | 2018 | March Monthly Peak | 3 | 2746.0549
Portfolio AdjustedSize: Over 200kWAll2018May Monthly Peak | Portfolio Adjusted | Size: Over 200kW | All | 2018 | May Monthly Peak | 5 | 2746.0549
Portfolio AdjustedSize: Over 200kWAll2018November Monthly Peak | Portfolio Adjusted | Size: Over 200kW | All | 2018 | November Monthly Peak | 11 | 2746.0549
Portfolio AdjustedSize: Over 200kWAll2018October Monthly Peak | Portfolio Adjusted | Size: Over 200kW | All | 2018 | October Monthly Peak | 10 | 2746.0549
Portfolio AdjustedSize: Over 200kWAll2018September Monthly Peak | Portfolio Adjusted | Size: Over 200kW | All | 2018 | September Monthly Peak | 9 | 2746.0549
Portfolio AdjustedSize: Over 200kWAll2018Typical Event Day | Portfolio Adjusted | Size: Over 200kW | All | 2018 | Typical Event Day | 8 | 2746.0549
Portfolio AdjustedSize: Over 200kWAll2019April Monthly Peak | Portfolio Adjusted | Size: Over 200kW | All | 2019 | April Monthly Peak | 4 | 2754.2931
Portfolio AdjustedSize: Over 200kWAll2019August Monthly Peak | Portfolio Adjusted | Size: Over 200kW | All | 2019 | August Monthly Peak | 8 | 2754.2931
Portfolio AdjustedSize: Over 200kWAll2019December Monthly Peak | Portfolio Adjusted | Size: Over 200kW | All | 2019 | December Monthly Peak | 12 | 2754.2931
Portfolio AdjustedSize: Over 200kWAll2019February Monthly Peak | Portfolio Adjusted | Size: Over 200kW | All | 2019 | February Monthly Peak | 2 | 2754.2931
Portfolio AdjustedSize: Over 200kWAll2019January Monthly Peak | Portfolio Adjusted | Size: Over 200kW | All | 2019 | January Monthly Peak | 1 | 2754.2931
Portfolio AdjustedSize: Over 200kWAll2019July Monthly Peak | Portfolio Adjusted | Size: Over 200kW | All | 2019 | July Monthly Peak | 7 | 2754.2931
Portfolio AdjustedSize: Over 200kWAll2019June Monthly Peak | Portfolio Adjusted | Size: Over 200kW | All | 2019 | June Monthly Peak | 6 | 2754.2931
Portfolio AdjustedSize: Over 200kWAll2019March Monthly Peak | Portfolio Adjusted | Size: Over 200kW | All | 2019 | March Monthly Peak | 3 | 2754.2931
Portfolio AdjustedSize: Over 200kWAll2019May Monthly Peak | Portfolio Adjusted | Size: Over 200kW | All | 2019 | May Monthly Peak | 5 | 2754.2931
Portfolio AdjustedSize: Over 200kWAll2019November Monthly Peak | Portfolio Adjusted | Size: Over 200kW | All | 2019 | November Monthly Peak | 11 | 2754.2931
Portfolio AdjustedSize: Over 200kWAll2019October Monthly Peak | Portfolio Adjusted | Size: Over 200kW | All | 2019 | October Monthly Peak | 10 | 2754.2931
Portfolio AdjustedSize: Over 200kWAll2019September Monthly Peak | Portfolio Adjusted | Size: Over 200kW | All | 2019 | September Monthly Peak | 9 | 2754.2931
Portfolio AdjustedSize: Over 200kWAll2019Typical Event Day | Portfolio Adjusted | Size: Over 200kW | All | 2019 | Typical Event Day | 8 | 2754.2931
Portfolio AdjustedSize: Over 200kWAll2020April Monthly Peak | Portfolio Adjusted | Size: Over 200kW | All | 2020 | April Monthly Peak | 4 | 2762.556
Portfolio AdjustedSize: Over 200kWAll2020August Monthly Peak | Portfolio Adjusted | Size: Over 200kW | All | 2020 | August Monthly Peak | 8 | 2762.556
Portfolio AdjustedSize: Over 200kWAll2020December Monthly Peak | Portfolio Adjusted | Size: Over 200kW | All | 2020 | December Monthly Peak | 12 | 2762.556
Portfolio AdjustedSize: Over 200kWAll2020February Monthly Peak | Portfolio Adjusted | Size: Over 200kW | All | 2020 | February Monthly Peak | 2 | 2762.556
Portfolio AdjustedSize: Over 200kWAll2020January Monthly Peak | Portfolio Adjusted | Size: Over 200kW | All | 2020 | January Monthly Peak | 1 | 2762.556
Portfolio AdjustedSize: Over 200kWAll2020July Monthly Peak | Portfolio Adjusted | Size: Over 200kW | All | 2020 | July Monthly Peak | 7 | 2762.556
Portfolio AdjustedSize: Over 200kWAll2020June Monthly Peak | Portfolio Adjusted | Size: Over 200kW | All | 2020 | June Monthly Peak | 6 | 2762.556
Portfolio AdjustedSize: Over 200kWAll2020March Monthly Peak | Portfolio Adjusted | Size: Over 200kW | All | 2020 | March Monthly Peak | 3 | 2762.556
Portfolio AdjustedSize: Over 200kWAll2020May Monthly Peak | Portfolio Adjusted | Size: Over 200kW | All | 2020 | May Monthly Peak | 5 | 2762.556
Portfolio AdjustedSize: Over 200kWAll2020November Monthly Peak | Portfolio Adjusted | Size: Over 200kW | All | 2020 | November Monthly Peak | 11 | 2762.556
Portfolio AdjustedSize: Over 200kWAll2020October Monthly Peak | Portfolio Adjusted | Size: Over 200kW | All | 2020 | October Monthly Peak | 10 | 2762.556
Portfolio AdjustedSize: Over 200kWAll2020September Monthly Peak | Portfolio Adjusted | Size: Over 200kW | All | 2020 | September Monthly Peak | 9 | 2762.556
Portfolio AdjustedSize: Over 200kWAll2020Typical Event Day | Portfolio Adjusted | Size: Over 200kW | All | 2020 | Typical Event Day | 8 | 2762.556
Portfolio AdjustedSize: Over 200kWAll2021April Monthly Peak | Portfolio Adjusted | Size: Over 200kW | All | 2021 | April Monthly Peak | 4 | 2770.8437
Portfolio AdjustedSize: Over 200kWAll2021August Monthly Peak | Portfolio Adjusted | Size: Over 200kW | All | 2021 | August Monthly Peak | 8 | 2770.8437
Portfolio AdjustedSize: Over 200kWAll2021December Monthly Peak | Portfolio Adjusted | Size: Over 200kW | All | 2021 | December Monthly Peak | 12 | 2770.8437
Portfolio AdjustedSize: Over 200kWAll2021February Monthly Peak | Portfolio Adjusted | Size: Over 200kW | All | 2021 | February Monthly Peak | 2 | 2770.8437
Portfolio AdjustedSize: Over 200kWAll2021January Monthly Peak | Portfolio Adjusted | Size: Over 200kW | All | 2021 | January Monthly Peak | 1 | 2770.8437
Portfolio AdjustedSize: Over 200kWAll2021July Monthly Peak | Portfolio Adjusted | Size: Over 200kW | All | 2021 | July Monthly Peak | 7 | 2770.8437
Portfolio AdjustedSize: Over 200kWAll2021June Monthly Peak | Portfolio Adjusted | Size: Over 200kW | All | 2021 | June Monthly Peak | 6 | 2770.8437
Portfolio AdjustedSize: Over 200kWAll2021March Monthly Peak | Portfolio Adjusted | Size: Over 200kW | All | 2021 | March Monthly Peak | 3 | 2770.8437
Portfolio AdjustedSize: Over 200kWAll2021May Monthly Peak | Portfolio Adjusted | Size: Over 200kW | All | 2021 | May Monthly Peak | 5 | 2770.8437
Portfolio AdjustedSize: Over 200kWAll2021November Monthly Peak | Portfolio Adjusted | Size: Over 200kW | All | 2021 | November Monthly Peak | 11 | 2770.8437
Portfolio AdjustedSize: Over 200kWAll2021October Monthly Peak | Portfolio Adjusted | Size: Over 200kW | All | 2021 | October Monthly Peak | 10 | 2770.8437
Portfolio AdjustedSize: Over 200kWAll2021September Monthly Peak | Portfolio Adjusted | Size: Over 200kW | All | 2021 | September Monthly Peak | 9 | 2770.8437
Portfolio AdjustedSize: Over 200kWAll2021Typical Event Day | Portfolio Adjusted | Size: Over 200kW | All | 2021 | Typical Event Day | 8 | 2770.8437
Portfolio AdjustedSize: Over 200kWAll2022April Monthly Peak | Portfolio Adjusted | Size: Over 200kW | All | 2022 | April Monthly Peak | 4 | 2779.1562
Portfolio AdjustedSize: Over 200kWAll2022August Monthly Peak | Portfolio Adjusted | Size: Over 200kW | All | 2022 | August Monthly Peak | 8 | 2779.1562
Portfolio AdjustedSize: Over 200kWAll2022December Monthly Peak | Portfolio Adjusted | Size: Over 200kW | All | 2022 | December Monthly Peak | 12 | 2779.1562
Portfolio AdjustedSize: Over 200kWAll2022February Monthly Peak | Portfolio Adjusted | Size: Over 200kW | All | 2022 | February Monthly Peak | 2 | 2779.1562
Portfolio AdjustedSize: Over 200kWAll2022January Monthly Peak | Portfolio Adjusted | Size: Over 200kW | All | 2022 | January Monthly Peak | 1 | 2779.1562
Portfolio AdjustedSize: Over 200kWAll2022July Monthly Peak | Portfolio Adjusted | Size: Over 200kW | All | 2022 | July Monthly Peak | 7 | 2779.1562
Portfolio AdjustedSize: Over 200kWAll2022June Monthly Peak | Portfolio Adjusted | Size: Over 200kW | All | 2022 | June Monthly Peak | 6 | 2779.1562
Portfolio AdjustedSize: Over 200kWAll2022March Monthly Peak | Portfolio Adjusted | Size: Over 200kW | All | 2022 | March Monthly Peak | 3 | 2779.1562
Portfolio AdjustedSize: Over 200kWAll2022May Monthly Peak | Portfolio Adjusted | Size: Over 200kW | All | 2022 | May Monthly Peak | 5 | 2779.1562
Portfolio AdjustedSize: Over 200kWAll2022November Monthly Peak | Portfolio Adjusted | Size: Over 200kW | All | 2022 | November Monthly Peak | 11 | 2779.1562
Portfolio AdjustedSize: Over 200kWAll2022October Monthly Peak | Portfolio Adjusted | Size: Over 200kW | All | 2022 | October Monthly Peak | 10 | 2779.1562
Portfolio AdjustedSize: Over 200kWAll2022September Monthly Peak | Portfolio Adjusted | Size: Over 200kW | All | 2022 | September Monthly Peak | 9 | 2779.1562
Portfolio AdjustedSize: Over 200kWAll2022Typical Event Day | Portfolio Adjusted | Size: Over 200kW | All | 2022 | Typical Event Day | 8 | 2779.1562
Portfolio AdjustedSize: Over 200kWAll2023April Monthly Peak | Portfolio Adjusted | Size: Over 200kW | All | 2023 | April Monthly Peak | 4 | 2787.4937
Portfolio AdjustedSize: Over 200kWAll2023August Monthly Peak | Portfolio Adjusted | Size: Over 200kW | All | 2023 | August Monthly Peak | 8 | 2787.4937
Portfolio AdjustedSize: Over 200kWAll2023December Monthly Peak | Portfolio Adjusted | Size: Over 200kW | All | 2023 | December Monthly Peak | 12 | 2787.4937
Portfolio AdjustedSize: Over 200kWAll2023February Monthly Peak | Portfolio Adjusted | Size: Over 200kW | All | 2023 | February Monthly Peak | 2 | 2787.4937
Portfolio AdjustedSize: Over 200kWAll2023January Monthly Peak | Portfolio Adjusted | Size: Over 200kW | All | 2023 | January Monthly Peak | 1 | 2787.4937
Portfolio AdjustedSize: Over 200kWAll2023July Monthly Peak | Portfolio Adjusted | Size: Over 200kW | All | 2023 | July Monthly Peak | 7 | 2787.4937
Portfolio AdjustedSize: Over 200kWAll2023June Monthly Peak | Portfolio Adjusted | Size: Over 200kW | All | 2023 | June Monthly Peak | 6 | 2787.4937
Portfolio AdjustedSize: Over 200kWAll2023March Monthly Peak | Portfolio Adjusted | Size: Over 200kW | All | 2023 | March Monthly Peak | 3 | 2787.4937
Portfolio AdjustedSize: Over 200kWAll2023May Monthly Peak | Portfolio Adjusted | Size: Over 200kW | All | 2023 | May Monthly Peak | 5 | 2787.4937
Portfolio AdjustedSize: Over 200kWAll2023November Monthly Peak | Portfolio Adjusted | Size: Over 200kW | All | 2023 | November Monthly Peak | 11 | 2787.4937
Portfolio AdjustedSize: Over 200kWAll2023October Monthly Peak | Portfolio Adjusted | Size: Over 200kW | All | 2023 | October Monthly Peak | 10 | 2787.4937
Portfolio AdjustedSize: Over 200kWAll2023September Monthly Peak | Portfolio Adjusted | Size: Over 200kW | All | 2023 | September Monthly Peak | 9 | 2787.4937
Portfolio AdjustedSize: Over 200kWAll2023Typical Event Day | Portfolio Adjusted | Size: Over 200kW | All | 2023 | Typical Event Day | 8 | 2787.4937
Portfolio AdjustedSize: Over 200kWAll2024April Monthly Peak | Portfolio Adjusted | Size: Over 200kW | All | 2024 | April Monthly Peak | 4 | 2795.8561
Portfolio AdjustedSize: Over 200kWAll2024August Monthly Peak | Portfolio Adjusted | Size: Over 200kW | All | 2024 | August Monthly Peak | 8 | 2795.8561
Portfolio AdjustedSize: Over 200kWAll2024December Monthly Peak | Portfolio Adjusted | Size: Over 200kW | All | 2024 | December Monthly Peak | 12 | 2795.8561
Portfolio AdjustedSize: Over 200kWAll2024February Monthly Peak | Portfolio Adjusted | Size: Over 200kW | All | 2024 | February Monthly Peak | 2 | 2795.8561
Portfolio AdjustedSize: Over 200kWAll2024January Monthly Peak | Portfolio Adjusted | Size: Over 200kW | All | 2024 | January Monthly Peak | 1 | 2795.8561
Portfolio AdjustedSize: Over 200kWAll2024July Monthly Peak | Portfolio Adjusted | Size: Over 200kW | All | 2024 | July Monthly Peak | 7 | 2795.8561
Portfolio AdjustedSize: Over 200kWAll2024June Monthly Peak | Portfolio Adjusted | Size: Over 200kW | All | 2024 | June Monthly Peak | 6 | 2795.8561
Portfolio AdjustedSize: Over 200kWAll2024March Monthly Peak | Portfolio Adjusted | Size: Over 200kW | All | 2024 | March Monthly Peak | 3 | 2795.8561
Portfolio AdjustedSize: Over 200kWAll2024May Monthly Peak | Portfolio Adjusted | Size: Over 200kW | All | 2024 | May Monthly Peak | 5 | 2795.8561
Portfolio AdjustedSize: Over 200kWAll2024November Monthly Peak | Portfolio Adjusted | Size: Over 200kW | All | 2024 | November Monthly Peak | 11 | 2795.8561
Portfolio AdjustedSize: Over 200kWAll2024October Monthly Peak | Portfolio Adjusted | Size: Over 200kW | All | 2024 | October Monthly Peak | 10 | 2795.8561
Portfolio AdjustedSize: Over 200kWAll2024September Monthly Peak | Portfolio Adjusted | Size: Over 200kW | All | 2024 | September Monthly Peak | 9 | 2795.8561
Portfolio AdjustedSize: Over 200kWAll2024Typical Event Day | Portfolio Adjusted | Size: Over 200kW | All | 2024 | Typical Event Day | 8 | 2795.8561
Portfolio AdjustedSize: Over 200kWAll2025April Monthly Peak | Portfolio Adjusted | Size: Over 200kW | All | 2025 | April Monthly Peak | 4 | 2804.2437
Portfolio AdjustedSize: Over 200kWAll2025August Monthly Peak | Portfolio Adjusted | Size: Over 200kW | All | 2025 | August Monthly Peak | 8 | 2804.2437
Portfolio AdjustedSize: Over 200kWAll2025December Monthly Peak | Portfolio Adjusted | Size: Over 200kW | All | 2025 | December Monthly Peak | 12 | 2804.2437
Portfolio AdjustedSize: Over 200kWAll2025February Monthly Peak | Portfolio Adjusted | Size: Over 200kW | All | 2025 | February Monthly Peak | 2 | 2804.2437
Portfolio AdjustedSize: Over 200kWAll2025January Monthly Peak | Portfolio Adjusted | Size: Over 200kW | All | 2025 | January Monthly Peak | 1 | 2804.2437
Portfolio AdjustedSize: Over 200kWAll2025July Monthly Peak | Portfolio Adjusted | Size: Over 200kW | All | 2025 | July Monthly Peak | 7 | 2804.2437
Portfolio AdjustedSize: Over 200kWAll2025June Monthly Peak | Portfolio Adjusted | Size: Over 200kW | All | 2025 | June Monthly Peak | 6 | 2804.2437
Portfolio AdjustedSize: Over 200kWAll2025March Monthly Peak | Portfolio Adjusted | Size: Over 200kW | All | 2025 | March Monthly Peak | 3 | 2804.2437
Portfolio AdjustedSize: Over 200kWAll2025May Monthly Peak | Portfolio Adjusted | Size: Over 200kW | All | 2025 | May Monthly Peak | 5 | 2804.2437
Portfolio AdjustedSize: Over 200kWAll2025November Monthly Peak | Portfolio Adjusted | Size: Over 200kW | All | 2025 | November Monthly Peak | 11 | 2804.2437
Portfolio AdjustedSize: Over 200kWAll2025October Monthly Peak | Portfolio Adjusted | Size: Over 200kW | All | 2025 | October Monthly Peak | 10 | 2804.2437
Portfolio AdjustedSize: Over 200kWAll2025September Monthly Peak | Portfolio Adjusted | Size: Over 200kW | All | 2025 | September Monthly Peak | 9 | 2804.2437
Portfolio AdjustedSize: Over 200kWAll2025Typical Event Day | Portfolio Adjusted | Size: Over 200kW | All | 2025 | Typical Event Day | 8 | 2804.2437
Portfolio AdjustedSize: Over 200kWAll2026April Monthly Peak | Portfolio Adjusted | Size: Over 200kW | All | 2026 | April Monthly Peak | 4 | 2812.6564
Portfolio AdjustedSize: Over 200kWAll2026August Monthly Peak | Portfolio Adjusted | Size: Over 200kW | All | 2026 | August Monthly Peak | 8 | 2812.6564
Portfolio AdjustedSize: Over 200kWAll2026December Monthly Peak | Portfolio Adjusted | Size: Over 200kW | All | 2026 | December Monthly Peak | 12 | 2812.6564
Portfolio AdjustedSize: Over 200kWAll2026February Monthly Peak | Portfolio Adjusted | Size: Over 200kW | All | 2026 | February Monthly Peak | 2 | 2812.6564
Portfolio AdjustedSize: Over 200kWAll2026January Monthly Peak | Portfolio Adjusted | Size: Over 200kW | All | 2026 | January Monthly Peak | 1 | 2812.6564
Portfolio AdjustedSize: Over 200kWAll2026July Monthly Peak | Portfolio Adjusted | Size: Over 200kW | All | 2026 | July Monthly Peak | 7 | 2812.6564
Portfolio AdjustedSize: Over 200kWAll2026June Monthly Peak | Portfolio Adjusted | Size: Over 200kW | All | 2026 | June Monthly Peak | 6 | 2812.6564
Portfolio AdjustedSize: Over 200kWAll2026March Monthly Peak | Portfolio Adjusted | Size: Over 200kW | All | 2026 | March Monthly Peak | 3 | 2812.6564
Portfolio AdjustedSize: Over 200kWAll2026May Monthly Peak | Portfolio Adjusted | Size: Over 200kW | All | 2026 | May Monthly Peak | 5 | 2812.6564
Portfolio AdjustedSize: Over 200kWAll2026November Monthly Peak | Portfolio Adjusted | Size: Over 200kW | All | 2026 | November Monthly Peak | 11 | 2812.6564
Portfolio AdjustedSize: Over 200kWAll2026October Monthly Peak | Portfolio Adjusted | Size: Over 200kW | All | 2026 | October Monthly Peak | 10 | 2812.6564
Portfolio AdjustedSize: Over 200kWAll2026September Monthly Peak | Portfolio Adjusted | Size: Over 200kW | All | 2026 | September Monthly Peak | 9 | 2812.6564
Portfolio AdjustedSize: Over 200kWAll2026Typical Event Day | Portfolio Adjusted | Size: Over 200kW | All | 2026 | Typical Event Day | 8 | 2812.6564
Portfolio AdjustedSize: Over 200kWOrange County2015April Monthly Peak | Portfolio Adjusted | Size: Over 200kW | Orange County | 2015 | April Monthly Peak | 4 | 930.5442
Portfolio AdjustedSize: Over 200kWOrange County2015August Monthly Peak | Portfolio Adjusted | Size: Over 200kW | Orange County | 2015 | August Monthly Peak | 8 | 930.5442
Portfolio AdjustedSize: Over 200kWOrange County2015December Monthly Peak | Portfolio Adjusted | Size: Over 200kW | Orange County | 2015 | December Monthly Peak | 12 | 930.5442
Portfolio AdjustedSize: Over 200kWOrange County2015February Monthly Peak | Portfolio Adjusted | Size: Over 200kW | Orange County | 2015 | February Monthly Peak | 2 | 930.5442
Portfolio AdjustedSize: Over 200kWOrange County2015January Monthly Peak | Portfolio Adjusted | Size: Over 200kW | Orange County | 2015 | January Monthly Peak | 1 | 930.5442
Portfolio AdjustedSize: Over 200kWOrange County2015July Monthly Peak | Portfolio Adjusted | Size: Over 200kW | Orange County | 2015 | July Monthly Peak | 7 | 930.5442
Portfolio AdjustedSize: Over 200kWOrange County2015June Monthly Peak | Portfolio Adjusted | Size: Over 200kW | Orange County | 2015 | June Monthly Peak | 6 | 930.5442
Portfolio AdjustedSize: Over 200kWOrange County2015March Monthly Peak | Portfolio Adjusted | Size: Over 200kW | Orange County | 2015 | March Monthly Peak | 3 | 930.5442
Portfolio AdjustedSize: Over 200kWOrange County2015May Monthly Peak | Portfolio Adjusted | Size: Over 200kW | Orange County | 2015 | May Monthly Peak | 5 | 930.5442
Portfolio AdjustedSize: Over 200kWOrange County2015November Monthly Peak | Portfolio Adjusted | Size: Over 200kW | Orange County | 2015 | November Monthly Peak | 11 | 930.5442
Portfolio AdjustedSize: Over 200kWOrange County2015October Monthly Peak | Portfolio Adjusted | Size: Over 200kW | Orange County | 2015 | October Monthly Peak | 10 | 930.5442
Portfolio AdjustedSize: Over 200kWOrange County2015September Monthly Peak | Portfolio Adjusted | Size: Over 200kW | Orange County | 2015 | September Monthly Peak | 9 | 930.5442
Portfolio AdjustedSize: Over 200kWOrange County2015Typical Event Day | Portfolio Adjusted | Size: Over 200kW | Orange County | 2015 | Typical Event Day | 8 | 930.5442
Portfolio AdjustedSize: Over 200kWOrange County2016April Monthly Peak | Portfolio Adjusted | Size: Over 200kW | Orange County | 2016 | April Monthly Peak | 4 | 930.5442
Portfolio AdjustedSize: Over 200kWOrange County2016August Monthly Peak | Portfolio Adjusted | Size: Over 200kW | Orange County | 2016 | August Monthly Peak | 8 | 930.5442
Portfolio AdjustedSize: Over 200kWOrange County2016December Monthly Peak | Portfolio Adjusted | Size: Over 200kW | Orange County | 2016 | December Monthly Peak | 12 | 930.5442
Portfolio AdjustedSize: Over 200kWOrange County2016February Monthly Peak | Portfolio Adjusted | Size: Over 200kW | Orange County | 2016 | February Monthly Peak | 2 | 930.5442
Portfolio AdjustedSize: Over 200kWOrange County2016January Monthly Peak | Portfolio Adjusted | Size: Over 200kW | Orange County | 2016 | January Monthly Peak | 1 | 930.5442
Portfolio AdjustedSize: Over 200kWOrange County2016July Monthly Peak | Portfolio Adjusted | Size: Over 200kW | Orange County | 2016 | July Monthly Peak | 7 | 930.5442
Portfolio AdjustedSize: Over 200kWOrange County2016June Monthly Peak | Portfolio Adjusted | Size: Over 200kW | Orange County | 2016 | June Monthly Peak | 6 | 930.5442
Portfolio AdjustedSize: Over 200kWOrange County2016March Monthly Peak | Portfolio Adjusted | Size: Over 200kW | Orange County | 2016 | March Monthly Peak | 3 | 930.5442
Portfolio AdjustedSize: Over 200kWOrange County2016May Monthly Peak | Portfolio Adjusted | Size: Over 200kW | Orange County | 2016 | May Monthly Peak | 5 | 930.5442
Portfolio AdjustedSize: Over 200kWOrange County2016November Monthly Peak | Portfolio Adjusted | Size: Over 200kW | Orange County | 2016 | November Monthly Peak | 11 | 930.5442
Portfolio AdjustedSize: Over 200kWOrange County2016October Monthly Peak | Portfolio Adjusted | Size: Over 200kW | Orange County | 2016 | October Monthly Peak | 10 | 930.5442
Portfolio AdjustedSize: Over 200kWOrange County2016September Monthly Peak | Portfolio Adjusted | Size: Over 200kW | Orange County | 2016 | September Monthly Peak | 9 | 930.5442
Portfolio AdjustedSize: Over 200kWOrange County2016Typical Event Day | Portfolio Adjusted | Size: Over 200kW | Orange County | 2016 | Typical Event Day | 8 | 930.5442
Portfolio AdjustedSize: Over 200kWOrange County2017April Monthly Peak | Portfolio Adjusted | Size: Over 200kW | Orange County | 2017 | April Monthly Peak | 4 | 937.3371
Portfolio AdjustedSize: Over 200kWOrange County2017August Monthly Peak | Portfolio Adjusted | Size: Over 200kW | Orange County | 2017 | August Monthly Peak | 8 | 937.3371
Portfolio AdjustedSize: Over 200kWOrange County2017December Monthly Peak | Portfolio Adjusted | Size: Over 200kW | Orange County | 2017 | December Monthly Peak | 12 | 937.3371
Portfolio AdjustedSize: Over 200kWOrange County2017February Monthly Peak | Portfolio Adjusted | Size: Over 200kW | Orange County | 2017 | February Monthly Peak | 2 | 937.3371
Portfolio AdjustedSize: Over 200kWOrange County2017January Monthly Peak | Portfolio Adjusted | Size: Over 200kW | Orange County | 2017 | January Monthly Peak | 1 | 937.3371
Portfolio AdjustedSize: Over 200kWOrange County2017July Monthly Peak | Portfolio Adjusted | Size: Over 200kW | Orange County | 2017 | July Monthly Peak | 7 | 937.3371
Portfolio AdjustedSize: Over 200kWOrange County2017June Monthly Peak | Portfolio Adjusted | Size: Over 200kW | Orange County | 2017 | June Monthly Peak | 6 | 937.3371
Portfolio AdjustedSize: Over 200kWOrange County2017March Monthly Peak | Portfolio Adjusted | Size: Over 200kW | Orange County | 2017 | March Monthly Peak | 3 | 937.3371
Portfolio AdjustedSize: Over 200kWOrange County2017May Monthly Peak | Portfolio Adjusted | Size: Over 200kW | Orange County | 2017 | May Monthly Peak | 5 | 937.3371
Portfolio AdjustedSize: Over 200kWOrange County2017November Monthly Peak | Portfolio Adjusted | Size: Over 200kW | Orange County | 2017 | November Monthly Peak | 11 | 937.3371
Portfolio AdjustedSize: Over 200kWOrange County2017October Monthly Peak | Portfolio Adjusted | Size: Over 200kW | Orange County | 2017 | October Monthly Peak | 10 | 937.3371
Portfolio AdjustedSize: Over 200kWOrange County2017September Monthly Peak | Portfolio Adjusted | Size: Over 200kW | Orange County | 2017 | September Monthly Peak | 9 | 937.3371
Portfolio AdjustedSize: Over 200kWOrange County2017Typical Event Day | Portfolio Adjusted | Size: Over 200kW | Orange County | 2017 | Typical Event Day | 8 | 937.3371
Portfolio AdjustedSize: Over 200kWOrange County2018April Monthly Peak | Portfolio Adjusted | Size: Over 200kW | Orange County | 2018 | April Monthly Peak | 4 | 940.1492
Portfolio AdjustedSize: Over 200kWOrange County2018August Monthly Peak | Portfolio Adjusted | Size: Over 200kW | Orange County | 2018 | August Monthly Peak | 8 | 940.1492
Portfolio AdjustedSize: Over 200kWOrange County2018December Monthly Peak | Portfolio Adjusted | Size: Over 200kW | Orange County | 2018 | December Monthly Peak | 12 | 940.1492
Portfolio AdjustedSize: Over 200kWOrange County2018February Monthly Peak | Portfolio Adjusted | Size: Over 200kW | Orange County | 2018 | February Monthly Peak | 2 | 940.1492
Portfolio AdjustedSize: Over 200kWOrange County2018January Monthly Peak | Portfolio Adjusted | Size: Over 200kW | Orange County | 2018 | January Monthly Peak | 1 | 940.1492
Portfolio AdjustedSize: Over 200kWOrange County2018July Monthly Peak | Portfolio Adjusted | Size: Over 200kW | Orange County | 2018 | July Monthly Peak | 7 | 940.1492
Portfolio AdjustedSize: Over 200kWOrange County2018June Monthly Peak | Portfolio Adjusted | Size: Over 200kW | Orange County | 2018 | June Monthly Peak | 6 | 940.1492
Portfolio AdjustedSize: Over 200kWOrange County2018March Monthly Peak | Portfolio Adjusted | Size: Over 200kW | Orange County | 2018 | March Monthly Peak | 3 | 940.1492
Portfolio AdjustedSize: Over 200kWOrange County2018May Monthly Peak | Portfolio Adjusted | Size: Over 200kW | Orange County | 2018 | May Monthly Peak | 5 | 940.1492
Portfolio AdjustedSize: Over 200kWOrange County2018November Monthly Peak | Portfolio Adjusted | Size: Over 200kW | Orange County | 2018 | November Monthly Peak | 11 | 940.1492
Portfolio AdjustedSize: Over 200kWOrange County2018October Monthly Peak | Portfolio Adjusted | Size: Over 200kW | Orange County | 2018 | October Monthly Peak | 10 | 940.1492
Portfolio AdjustedSize: Over 200kWOrange County2018September Monthly Peak | Portfolio Adjusted | Size: Over 200kW | Orange County | 2018 | September Monthly Peak | 9 | 940.1492
Portfolio AdjustedSize: Over 200kWOrange County2018Typical Event Day | Portfolio Adjusted | Size: Over 200kW | Orange County | 2018 | Typical Event Day | 8 | 940.1492
Portfolio AdjustedSize: Over 200kWOrange County2019April Monthly Peak | Portfolio Adjusted | Size: Over 200kW | Orange County | 2019 | April Monthly Peak | 4 | 942.9696
Portfolio AdjustedSize: Over 200kWOrange County2019August Monthly Peak | Portfolio Adjusted | Size: Over 200kW | Orange County | 2019 | August Monthly Peak | 8 | 942.9696
Portfolio AdjustedSize: Over 200kWOrange County2019December Monthly Peak | Portfolio Adjusted | Size: Over 200kW | Orange County | 2019 | December Monthly Peak | 12 | 942.9696
Portfolio AdjustedSize: Over 200kWOrange County2019February Monthly Peak | Portfolio Adjusted | Size: Over 200kW | Orange County | 2019 | February Monthly Peak | 2 | 942.9696
Portfolio AdjustedSize: Over 200kWOrange County2019January Monthly Peak | Portfolio Adjusted | Size: Over 200kW | Orange County | 2019 | January Monthly Peak | 1 | 942.9696
Portfolio AdjustedSize: Over 200kWOrange County2019July Monthly Peak | Portfolio Adjusted | Size: Over 200kW | Orange County | 2019 | July Monthly Peak | 7 | 942.9696
Portfolio AdjustedSize: Over 200kWOrange County2019June Monthly Peak | Portfolio Adjusted | Size: Over 200kW | Orange County | 2019 | June Monthly Peak | 6 | 942.9696
Portfolio AdjustedSize: Over 200kWOrange County2019March Monthly Peak | Portfolio Adjusted | Size: Over 200kW | Orange County | 2019 | March Monthly Peak | 3 | 942.9696
Portfolio AdjustedSize: Over 200kWOrange County2019May Monthly Peak | Portfolio Adjusted | Size: Over 200kW | Orange County | 2019 | May Monthly Peak | 5 | 942.9696
Portfolio AdjustedSize: Over 200kWOrange County2019November Monthly Peak | Portfolio Adjusted | Size: Over 200kW | Orange County | 2019 | November Monthly Peak | 11 | 942.9696
Portfolio AdjustedSize: Over 200kWOrange County2019October Monthly Peak | Portfolio Adjusted | Size: Over 200kW | Orange County | 2019 | October Monthly Peak | 10 | 942.9696
Portfolio AdjustedSize: Over 200kWOrange County2019September Monthly Peak | Portfolio Adjusted | Size: Over 200kW | Orange County | 2019 | September Monthly Peak | 9 | 942.9696
Portfolio AdjustedSize: Over 200kWOrange County2019Typical Event Day | Portfolio Adjusted | Size: Over 200kW | Orange County | 2019 | Typical Event Day | 8 | 942.9696
Portfolio AdjustedSize: Over 200kWOrange County2020April Monthly Peak | Portfolio Adjusted | Size: Over 200kW | Orange County | 2020 | April Monthly Peak | 4 | 945.7985
Portfolio AdjustedSize: Over 200kWOrange County2020August Monthly Peak | Portfolio Adjusted | Size: Over 200kW | Orange County | 2020 | August Monthly Peak | 8 | 945.7985
Portfolio AdjustedSize: Over 200kWOrange County2020December Monthly Peak | Portfolio Adjusted | Size: Over 200kW | Orange County | 2020 | December Monthly Peak | 12 | 945.7985
Portfolio AdjustedSize: Over 200kWOrange County2020February Monthly Peak | Portfolio Adjusted | Size: Over 200kW | Orange County | 2020 | February Monthly Peak | 2 | 945.7985
Portfolio AdjustedSize: Over 200kWOrange County2020January Monthly Peak | Portfolio Adjusted | Size: Over 200kW | Orange County | 2020 | January Monthly Peak | 1 | 945.7985
Portfolio AdjustedSize: Over 200kWOrange County2020July Monthly Peak | Portfolio Adjusted | Size: Over 200kW | Orange County | 2020 | July Monthly Peak | 7 | 945.7985
Portfolio AdjustedSize: Over 200kWOrange County2020June Monthly Peak | Portfolio Adjusted | Size: Over 200kW | Orange County | 2020 | June Monthly Peak | 6 | 945.7985
Portfolio AdjustedSize: Over 200kWOrange County2020March Monthly Peak | Portfolio Adjusted | Size: Over 200kW | Orange County | 2020 | March Monthly Peak | 3 | 945.7985
Portfolio AdjustedSize: Over 200kWOrange County2020May Monthly Peak | Portfolio Adjusted | Size: Over 200kW | Orange County | 2020 | May Monthly Peak | 5 | 945.7985
Portfolio AdjustedSize: Over 200kWOrange County2020November Monthly Peak | Portfolio Adjusted | Size: Over 200kW | Orange County | 2020 | November Monthly Peak | 11 | 945.7985
Portfolio AdjustedSize: Over 200kWOrange County2020October Monthly Peak | Portfolio Adjusted | Size: Over 200kW | Orange County | 2020 | October Monthly Peak | 10 | 945.7985
Portfolio AdjustedSize: Over 200kWOrange County2020September Monthly Peak | Portfolio Adjusted | Size: Over 200kW | Orange County | 2020 | September Monthly Peak | 9 | 945.7985
Portfolio AdjustedSize: Over 200kWOrange County2020Typical Event Day | Portfolio Adjusted | Size: Over 200kW | Orange County | 2020 | Typical Event Day | 8 | 945.7985
Portfolio AdjustedSize: Over 200kWOrange County2021April Monthly Peak | Portfolio Adjusted | Size: Over 200kW | Orange County | 2021 | April Monthly Peak | 4 | 948.6359
Portfolio AdjustedSize: Over 200kWOrange County2021August Monthly Peak | Portfolio Adjusted | Size: Over 200kW | Orange County | 2021 | August Monthly Peak | 8 | 948.6359
Portfolio AdjustedSize: Over 200kWOrange County2021December Monthly Peak | Portfolio Adjusted | Size: Over 200kW | Orange County | 2021 | December Monthly Peak | 12 | 948.6359
Portfolio AdjustedSize: Over 200kWOrange County2021February Monthly Peak | Portfolio Adjusted | Size: Over 200kW | Orange County | 2021 | February Monthly Peak | 2 | 948.6359
Portfolio AdjustedSize: Over 200kWOrange County2021January Monthly Peak | Portfolio Adjusted | Size: Over 200kW | Orange County | 2021 | January Monthly Peak | 1 | 948.6359
Portfolio AdjustedSize: Over 200kWOrange County2021July Monthly Peak | Portfolio Adjusted | Size: Over 200kW | Orange County | 2021 | July Monthly Peak | 7 | 948.6359
Portfolio AdjustedSize: Over 200kWOrange County2021June Monthly Peak | Portfolio Adjusted | Size: Over 200kW | Orange County | 2021 | June Monthly Peak | 6 | 948.6359
Portfolio AdjustedSize: Over 200kWOrange County2021March Monthly Peak | Portfolio Adjusted | Size: Over 200kW | Orange County | 2021 | March Monthly Peak | 3 | 948.6359
Portfolio AdjustedSize: Over 200kWOrange County2021May Monthly Peak | Portfolio Adjusted | Size: Over 200kW | Orange County | 2021 | May Monthly Peak | 5 | 948.6359
Portfolio AdjustedSize: Over 200kWOrange County2021November Monthly Peak | Portfolio Adjusted | Size: Over 200kW | Orange County | 2021 | November Monthly Peak | 11 | 948.6359
Portfolio AdjustedSize: Over 200kWOrange County2021October Monthly Peak | Portfolio Adjusted | Size: Over 200kW | Orange County | 2021 | October Monthly Peak | 10 | 948.6359
Portfolio AdjustedSize: Over 200kWOrange County2021September Monthly Peak | Portfolio Adjusted | Size: Over 200kW | Orange County | 2021 | September Monthly Peak | 9 | 948.6359
Portfolio AdjustedSize: Over 200kWOrange County2021Typical Event Day | Portfolio Adjusted | Size: Over 200kW | Orange County | 2021 | Typical Event Day | 8 | 948.6359
Portfolio AdjustedSize: Over 200kWOrange County2022April Monthly Peak | Portfolio Adjusted | Size: Over 200kW | Orange County | 2022 | April Monthly Peak | 4 | 951.4818
Portfolio AdjustedSize: Over 200kWOrange County2022August Monthly Peak | Portfolio Adjusted | Size: Over 200kW | Orange County | 2022 | August Monthly Peak | 8 | 951.4818
Portfolio AdjustedSize: Over 200kWOrange County2022December Monthly Peak | Portfolio Adjusted | Size: Over 200kW | Orange County | 2022 | December Monthly Peak | 12 | 951.4818
Portfolio AdjustedSize: Over 200kWOrange County2022February Monthly Peak | Portfolio Adjusted | Size: Over 200kW | Orange County | 2022 | February Monthly Peak | 2 | 951.4818
Portfolio AdjustedSize: Over 200kWOrange County2022January Monthly Peak | Portfolio Adjusted | Size: Over 200kW | Orange County | 2022 | January Monthly Peak | 1 | 951.4818
Portfolio AdjustedSize: Over 200kWOrange County2022July Monthly Peak | Portfolio Adjusted | Size: Over 200kW | Orange County | 2022 | July Monthly Peak | 7 | 951.4818
Portfolio AdjustedSize: Over 200kWOrange County2022June Monthly Peak | Portfolio Adjusted | Size: Over 200kW | Orange County | 2022 | June Monthly Peak | 6 | 951.4818
Portfolio AdjustedSize: Over 200kWOrange County2022March Monthly Peak | Portfolio Adjusted | Size: Over 200kW | Orange County | 2022 | March Monthly Peak | 3 | 951.4818
Portfolio AdjustedSize: Over 200kWOrange County2022May Monthly Peak | Portfolio Adjusted | Size: Over 200kW | Orange County | 2022 | May Monthly Peak | 5 | 951.4818
Portfolio AdjustedSize: Over 200kWOrange County2022November Monthly Peak | Portfolio Adjusted | Size: Over 200kW | Orange County | 2022 | November Monthly Peak | 11 | 951.4818
Portfolio AdjustedSize: Over 200kWOrange County2022October Monthly Peak | Portfolio Adjusted | Size: Over 200kW | Orange County | 2022 | October Monthly Peak | 10 | 951.4818
Portfolio AdjustedSize: Over 200kWOrange County2022September Monthly Peak | Portfolio Adjusted | Size: Over 200kW | Orange County | 2022 | September Monthly Peak | 9 | 951.4818
Portfolio AdjustedSize: Over 200kWOrange County2022Typical Event Day | Portfolio Adjusted | Size: Over 200kW | Orange County | 2022 | Typical Event Day | 8 | 951.4818
Portfolio AdjustedSize: Over 200kWOrange County2023April Monthly Peak | Portfolio Adjusted | Size: Over 200kW | Orange County | 2023 | April Monthly Peak | 4 | 954.3363
Portfolio AdjustedSize: Over 200kWOrange County2023August Monthly Peak | Portfolio Adjusted | Size: Over 200kW | Orange County | 2023 | August Monthly Peak | 8 | 954.3363
Portfolio AdjustedSize: Over 200kWOrange County2023December Monthly Peak | Portfolio Adjusted | Size: Over 200kW | Orange County | 2023 | December Monthly Peak | 12 | 954.3363
Portfolio AdjustedSize: Over 200kWOrange County2023February Monthly Peak | Portfolio Adjusted | Size: Over 200kW | Orange County | 2023 | February Monthly Peak | 2 | 954.3363
Portfolio AdjustedSize: Over 200kWOrange County2023January Monthly Peak | Portfolio Adjusted | Size: Over 200kW | Orange County | 2023 | January Monthly Peak | 1 | 954.3363
Portfolio AdjustedSize: Over 200kWOrange County2023July Monthly Peak | Portfolio Adjusted | Size: Over 200kW | Orange County | 2023 | July Monthly Peak | 7 | 954.3363
Portfolio AdjustedSize: Over 200kWOrange County2023June Monthly Peak | Portfolio Adjusted | Size: Over 200kW | Orange County | 2023 | June Monthly Peak | 6 | 954.3363
Portfolio AdjustedSize: Over 200kWOrange County2023March Monthly Peak | Portfolio Adjusted | Size: Over 200kW | Orange County | 2023 | March Monthly Peak | 3 | 954.3363
Portfolio AdjustedSize: Over 200kWOrange County2023May Monthly Peak | Portfolio Adjusted | Size: Over 200kW | Orange County | 2023 | May Monthly Peak | 5 | 954.3363
Portfolio AdjustedSize: Over 200kWOrange County2023November Monthly Peak | Portfolio Adjusted | Size: Over 200kW | Orange County | 2023 | November Monthly Peak | 11 | 954.3363
Portfolio AdjustedSize: Over 200kWOrange County2023October Monthly Peak | Portfolio Adjusted | Size: Over 200kW | Orange County | 2023 | October Monthly Peak | 10 | 954.3363
Portfolio AdjustedSize: Over 200kWOrange County2023September Monthly Peak | Portfolio Adjusted | Size: Over 200kW | Orange County | 2023 | September Monthly Peak | 9 | 954.3363
Portfolio AdjustedSize: Over 200kWOrange County2023Typical Event Day | Portfolio Adjusted | Size: Over 200kW | Orange County | 2023 | Typical Event Day | 8 | 954.3363
Portfolio AdjustedSize: Over 200kWOrange County2024April Monthly Peak | Portfolio Adjusted | Size: Over 200kW | Orange County | 2024 | April Monthly Peak | 4 | 957.1993
Portfolio AdjustedSize: Over 200kWOrange County2024August Monthly Peak | Portfolio Adjusted | Size: Over 200kW | Orange County | 2024 | August Monthly Peak | 8 | 957.1993
Portfolio AdjustedSize: Over 200kWOrange County2024December Monthly Peak | Portfolio Adjusted | Size: Over 200kW | Orange County | 2024 | December Monthly Peak | 12 | 957.1993
Portfolio AdjustedSize: Over 200kWOrange County2024February Monthly Peak | Portfolio Adjusted | Size: Over 200kW | Orange County | 2024 | February Monthly Peak | 2 | 957.1993
Portfolio AdjustedSize: Over 200kWOrange County2024January Monthly Peak | Portfolio Adjusted | Size: Over 200kW | Orange County | 2024 | January Monthly Peak | 1 | 957.1993
Portfolio AdjustedSize: Over 200kWOrange County2024July Monthly Peak | Portfolio Adjusted | Size: Over 200kW | Orange County | 2024 | July Monthly Peak | 7 | 957.1993
Portfolio AdjustedSize: Over 200kWOrange County2024June Monthly Peak | Portfolio Adjusted | Size: Over 200kW | Orange County | 2024 | June Monthly Peak | 6 | 957.1993
Portfolio AdjustedSize: Over 200kWOrange County2024March Monthly Peak | Portfolio Adjusted | Size: Over 200kW | Orange County | 2024 | March Monthly Peak | 3 | 957.1993
Portfolio AdjustedSize: Over 200kWOrange County2024May Monthly Peak | Portfolio Adjusted | Size: Over 200kW | Orange County | 2024 | May Monthly Peak | 5 | 957.1993
Portfolio AdjustedSize: Over 200kWOrange County2024November Monthly Peak | Portfolio Adjusted | Size: Over 200kW | Orange County | 2024 | November Monthly Peak | 11 | 957.1993
Portfolio AdjustedSize: Over 200kWOrange County2024October Monthly Peak | Portfolio Adjusted | Size: Over 200kW | Orange County | 2024 | October Monthly Peak | 10 | 957.1993
Portfolio AdjustedSize: Over 200kWOrange County2024September Monthly Peak | Portfolio Adjusted | Size: Over 200kW | Orange County | 2024 | September Monthly Peak | 9 | 957.1993
Portfolio AdjustedSize: Over 200kWOrange County2024Typical Event Day | Portfolio Adjusted | Size: Over 200kW | Orange County | 2024 | Typical Event Day | 8 | 957.1993
Portfolio AdjustedSize: Over 200kWOrange County2025April Monthly Peak | Portfolio Adjusted | Size: Over 200kW | Orange County | 2025 | April Monthly Peak | 4 | 960.0709
Portfolio AdjustedSize: Over 200kWOrange County2025August Monthly Peak | Portfolio Adjusted | Size: Over 200kW | Orange County | 2025 | August Monthly Peak | 8 | 960.0709
Portfolio AdjustedSize: Over 200kWOrange County2025December Monthly Peak | Portfolio Adjusted | Size: Over 200kW | Orange County | 2025 | December Monthly Peak | 12 | 960.0709
Portfolio AdjustedSize: Over 200kWOrange County2025February Monthly Peak | Portfolio Adjusted | Size: Over 200kW | Orange County | 2025 | February Monthly Peak | 2 | 960.0709
Portfolio AdjustedSize: Over 200kWOrange County2025January Monthly Peak | Portfolio Adjusted | Size: Over 200kW | Orange County | 2025 | January Monthly Peak | 1 | 960.0709
Portfolio AdjustedSize: Over 200kWOrange County2025July Monthly Peak | Portfolio Adjusted | Size: Over 200kW | Orange County | 2025 | July Monthly Peak | 7 | 960.0709
Portfolio AdjustedSize: Over 200kWOrange County2025June Monthly Peak | Portfolio Adjusted | Size: Over 200kW | Orange County | 2025 | June Monthly Peak | 6 | 960.0709
Portfolio AdjustedSize: Over 200kWOrange County2025March Monthly Peak | Portfolio Adjusted | Size: Over 200kW | Orange County | 2025 | March Monthly Peak | 3 | 960.0709
Portfolio AdjustedSize: Over 200kWOrange County2025May Monthly Peak | Portfolio Adjusted | Size: Over 200kW | Orange County | 2025 | May Monthly Peak | 5 | 960.0709
Portfolio AdjustedSize: Over 200kWOrange County2025November Monthly Peak | Portfolio Adjusted | Size: Over 200kW | Orange County | 2025 | November Monthly Peak | 11 | 960.0709
Portfolio AdjustedSize: Over 200kWOrange County2025October Monthly Peak | Portfolio Adjusted | Size: Over 200kW | Orange County | 2025 | October Monthly Peak | 10 | 960.0709
Portfolio AdjustedSize: Over 200kWOrange County2025September Monthly Peak | Portfolio Adjusted | Size: Over 200kW | Orange County | 2025 | September Monthly Peak | 9 | 960.0709
Portfolio AdjustedSize: Over 200kWOrange County2025Typical Event Day | Portfolio Adjusted | Size: Over 200kW | Orange County | 2025 | Typical Event Day | 8 | 960.0709
Portfolio AdjustedSize: Over 200kWOrange County2026April Monthly Peak | Portfolio Adjusted | Size: Over 200kW | Orange County | 2026 | April Monthly Peak | 4 | 962.9511
Portfolio AdjustedSize: Over 200kWOrange County2026August Monthly Peak | Portfolio Adjusted | Size: Over 200kW | Orange County | 2026 | August Monthly Peak | 8 | 962.9511
Portfolio AdjustedSize: Over 200kWOrange County2026December Monthly Peak | Portfolio Adjusted | Size: Over 200kW | Orange County | 2026 | December Monthly Peak | 12 | 962.9511
Portfolio AdjustedSize: Over 200kWOrange County2026February Monthly Peak | Portfolio Adjusted | Size: Over 200kW | Orange County | 2026 | February Monthly Peak | 2 | 962.9511
Portfolio AdjustedSize: Over 200kWOrange County2026January Monthly Peak | Portfolio Adjusted | Size: Over 200kW | Orange County | 2026 | January Monthly Peak | 1 | 962.9511
Portfolio AdjustedSize: Over 200kWOrange County2026July Monthly Peak | Portfolio Adjusted | Size: Over 200kW | Orange County | 2026 | July Monthly Peak | 7 | 962.9511
Portfolio AdjustedSize: Over 200kWOrange County2026June Monthly Peak | Portfolio Adjusted | Size: Over 200kW | Orange County | 2026 | June Monthly Peak | 6 | 962.9511
Portfolio AdjustedSize: Over 200kWOrange County2026March Monthly Peak | Portfolio Adjusted | Size: Over 200kW | Orange County | 2026 | March Monthly Peak | 3 | 962.9511
Portfolio AdjustedSize: Over 200kWOrange County2026May Monthly Peak | Portfolio Adjusted | Size: Over 200kW | Orange County | 2026 | May Monthly Peak | 5 | 962.9511
Portfolio AdjustedSize: Over 200kWOrange County2026November Monthly Peak | Portfolio Adjusted | Size: Over 200kW | Orange County | 2026 | November Monthly Peak | 11 | 962.9511
Portfolio AdjustedSize: Over 200kWOrange County2026October Monthly Peak | Portfolio Adjusted | Size: Over 200kW | Orange County | 2026 | October Monthly Peak | 10 | 962.9511
Portfolio AdjustedSize: Over 200kWOrange County2026September Monthly Peak | Portfolio Adjusted | Size: Over 200kW | Orange County | 2026 | September Monthly Peak | 9 | 962.9511
Portfolio AdjustedSize: Over 200kWOrange County2026Typical Event Day | Portfolio Adjusted | Size: Over 200kW | Orange County | 2026 | Typical Event Day | 8 | 962.9511
Portfolio AdjustedSize: Over 200kWOther2015April Monthly Peak | Portfolio Adjusted | Size: Over 200kW | Other | 2015 | April Monthly Peak | 4 | 1497.1944
Portfolio AdjustedSize: Over 200kWOther2015August Monthly Peak | Portfolio Adjusted | Size: Over 200kW | Other | 2015 | August Monthly Peak | 8 | 1497.1944
Portfolio AdjustedSize: Over 200kWOther2015December Monthly Peak | Portfolio Adjusted | Size: Over 200kW | Other | 2015 | December Monthly Peak | 12 | 1497.1944
Portfolio AdjustedSize: Over 200kWOther2015February Monthly Peak | Portfolio Adjusted | Size: Over 200kW | Other | 2015 | February Monthly Peak | 2 | 1497.1944
Portfolio AdjustedSize: Over 200kWOther2015January Monthly Peak | Portfolio Adjusted | Size: Over 200kW | Other | 2015 | January Monthly Peak | 1 | 1497.1944
Portfolio AdjustedSize: Over 200kWOther2015July Monthly Peak | Portfolio Adjusted | Size: Over 200kW | Other | 2015 | July Monthly Peak | 7 | 1497.1944
Portfolio AdjustedSize: Over 200kWOther2015June Monthly Peak | Portfolio Adjusted | Size: Over 200kW | Other | 2015 | June Monthly Peak | 6 | 1497.1944
Portfolio AdjustedSize: Over 200kWOther2015March Monthly Peak | Portfolio Adjusted | Size: Over 200kW | Other | 2015 | March Monthly Peak | 3 | 1497.1944
Portfolio AdjustedSize: Over 200kWOther2015May Monthly Peak | Portfolio Adjusted | Size: Over 200kW | Other | 2015 | May Monthly Peak | 5 | 1497.1944
Portfolio AdjustedSize: Over 200kWOther2015November Monthly Peak | Portfolio Adjusted | Size: Over 200kW | Other | 2015 | November Monthly Peak | 11 | 1497.1944
Portfolio AdjustedSize: Over 200kWOther2015October Monthly Peak | Portfolio Adjusted | Size: Over 200kW | Other | 2015 | October Monthly Peak | 10 | 1497.1944
Portfolio AdjustedSize: Over 200kWOther2015September Monthly Peak | Portfolio Adjusted | Size: Over 200kW | Other | 2015 | September Monthly Peak | 9 | 1497.1944
Portfolio AdjustedSize: Over 200kWOther2015Typical Event Day | Portfolio Adjusted | Size: Over 200kW | Other | 2015 | Typical Event Day | 8 | 1497.1944
Portfolio AdjustedSize: Over 200kWOther2016April Monthly Peak | Portfolio Adjusted | Size: Over 200kW | Other | 2016 | April Monthly Peak | 4 | 1497.1944
Portfolio AdjustedSize: Over 200kWOther2016August Monthly Peak | Portfolio Adjusted | Size: Over 200kW | Other | 2016 | August Monthly Peak | 8 | 1497.1944
Portfolio AdjustedSize: Over 200kWOther2016December Monthly Peak | Portfolio Adjusted | Size: Over 200kW | Other | 2016 | December Monthly Peak | 12 | 1497.1944
Portfolio AdjustedSize: Over 200kWOther2016February Monthly Peak | Portfolio Adjusted | Size: Over 200kW | Other | 2016 | February Monthly Peak | 2 | 1497.1944
Portfolio AdjustedSize: Over 200kWOther2016January Monthly Peak | Portfolio Adjusted | Size: Over 200kW | Other | 2016 | January Monthly Peak | 1 | 1497.1944
Portfolio AdjustedSize: Over 200kWOther2016July Monthly Peak | Portfolio Adjusted | Size: Over 200kW | Other | 2016 | July Monthly Peak | 7 | 1497.1944
Portfolio AdjustedSize: Over 200kWOther2016June Monthly Peak | Portfolio Adjusted | Size: Over 200kW | Other | 2016 | June Monthly Peak | 6 | 1497.1944
Portfolio AdjustedSize: Over 200kWOther2016March Monthly Peak | Portfolio Adjusted | Size: Over 200kW | Other | 2016 | March Monthly Peak | 3 | 1497.1944
Portfolio AdjustedSize: Over 200kWOther2016May Monthly Peak | Portfolio Adjusted | Size: Over 200kW | Other | 2016 | May Monthly Peak | 5 | 1497.1944
Portfolio AdjustedSize: Over 200kWOther2016November Monthly Peak | Portfolio Adjusted | Size: Over 200kW | Other | 2016 | November Monthly Peak | 11 | 1497.1944
Portfolio AdjustedSize: Over 200kWOther2016October Monthly Peak | Portfolio Adjusted | Size: Over 200kW | Other | 2016 | October Monthly Peak | 10 | 1497.1944
Portfolio AdjustedSize: Over 200kWOther2016September Monthly Peak | Portfolio Adjusted | Size: Over 200kW | Other | 2016 | September Monthly Peak | 9 | 1497.1944
Portfolio AdjustedSize: Over 200kWOther2016Typical Event Day | Portfolio Adjusted | Size: Over 200kW | Other | 2016 | Typical Event Day | 8 | 1497.1944
Portfolio AdjustedSize: Over 200kWOther2017April Monthly Peak | Portfolio Adjusted | Size: Over 200kW | Other | 2017 | April Monthly Peak | 4 | 1508.1239
Portfolio AdjustedSize: Over 200kWOther2017August Monthly Peak | Portfolio Adjusted | Size: Over 200kW | Other | 2017 | August Monthly Peak | 8 | 1508.1239
Portfolio AdjustedSize: Over 200kWOther2017December Monthly Peak | Portfolio Adjusted | Size: Over 200kW | Other | 2017 | December Monthly Peak | 12 | 1508.1239
Portfolio AdjustedSize: Over 200kWOther2017February Monthly Peak | Portfolio Adjusted | Size: Over 200kW | Other | 2017 | February Monthly Peak | 2 | 1508.1239
Portfolio AdjustedSize: Over 200kWOther2017January Monthly Peak | Portfolio Adjusted | Size: Over 200kW | Other | 2017 | January Monthly Peak | 1 | 1508.1239
Portfolio AdjustedSize: Over 200kWOther2017July Monthly Peak | Portfolio Adjusted | Size: Over 200kW | Other | 2017 | July Monthly Peak | 7 | 1508.1239
Portfolio AdjustedSize: Over 200kWOther2017June Monthly Peak | Portfolio Adjusted | Size: Over 200kW | Other | 2017 | June Monthly Peak | 6 | 1508.1239
Portfolio AdjustedSize: Over 200kWOther2017March Monthly Peak | Portfolio Adjusted | Size: Over 200kW | Other | 2017 | March Monthly Peak | 3 | 1508.1239
Portfolio AdjustedSize: Over 200kWOther2017May Monthly Peak | Portfolio Adjusted | Size: Over 200kW | Other | 2017 | May Monthly Peak | 5 | 1508.1239
Portfolio AdjustedSize: Over 200kWOther2017November Monthly Peak | Portfolio Adjusted | Size: Over 200kW | Other | 2017 | November Monthly Peak | 11 | 1508.1239
Portfolio AdjustedSize: Over 200kWOther2017October Monthly Peak | Portfolio Adjusted | Size: Over 200kW | Other | 2017 | October Monthly Peak | 10 | 1508.1239
Portfolio AdjustedSize: Over 200kWOther2017September Monthly Peak | Portfolio Adjusted | Size: Over 200kW | Other | 2017 | September Monthly Peak | 9 | 1508.1239
Portfolio AdjustedSize: Over 200kWOther2017Typical Event Day | Portfolio Adjusted | Size: Over 200kW | Other | 2017 | Typical Event Day | 8 | 1508.1239
Portfolio AdjustedSize: Over 200kWOther2018April Monthly Peak | Portfolio Adjusted | Size: Over 200kW | Other | 2018 | April Monthly Peak | 4 | 1512.6482
Portfolio AdjustedSize: Over 200kWOther2018August Monthly Peak | Portfolio Adjusted | Size: Over 200kW | Other | 2018 | August Monthly Peak | 8 | 1512.6482
Portfolio AdjustedSize: Over 200kWOther2018December Monthly Peak | Portfolio Adjusted | Size: Over 200kW | Other | 2018 | December Monthly Peak | 12 | 1512.6482
Portfolio AdjustedSize: Over 200kWOther2018February Monthly Peak | Portfolio Adjusted | Size: Over 200kW | Other | 2018 | February Monthly Peak | 2 | 1512.6482
Portfolio AdjustedSize: Over 200kWOther2018January Monthly Peak | Portfolio Adjusted | Size: Over 200kW | Other | 2018 | January Monthly Peak | 1 | 1512.6482
Portfolio AdjustedSize: Over 200kWOther2018July Monthly Peak | Portfolio Adjusted | Size: Over 200kW | Other | 2018 | July Monthly Peak | 7 | 1512.6482
Portfolio AdjustedSize: Over 200kWOther2018June Monthly Peak | Portfolio Adjusted | Size: Over 200kW | Other | 2018 | June Monthly Peak | 6 | 1512.6482
Portfolio AdjustedSize: Over 200kWOther2018March Monthly Peak | Portfolio Adjusted | Size: Over 200kW | Other | 2018 | March Monthly Peak | 3 | 1512.6482
Portfolio AdjustedSize: Over 200kWOther2018May Monthly Peak | Portfolio Adjusted | Size: Over 200kW | Other | 2018 | May Monthly Peak | 5 | 1512.6482
Portfolio AdjustedSize: Over 200kWOther2018November Monthly Peak | Portfolio Adjusted | Size: Over 200kW | Other | 2018 | November Monthly Peak | 11 | 1512.6482
Portfolio AdjustedSize: Over 200kWOther2018October Monthly Peak | Portfolio Adjusted | Size: Over 200kW | Other | 2018 | October Monthly Peak | 10 | 1512.6482
Portfolio AdjustedSize: Over 200kWOther2018September Monthly Peak | Portfolio Adjusted | Size: Over 200kW | Other | 2018 | September Monthly Peak | 9 | 1512.6482
Portfolio AdjustedSize: Over 200kWOther2018Typical Event Day | Portfolio Adjusted | Size: Over 200kW | Other | 2018 | Typical Event Day | 8 | 1512.6482
Portfolio AdjustedSize: Over 200kWOther2019April Monthly Peak | Portfolio Adjusted | Size: Over 200kW | Other | 2019 | April Monthly Peak | 4 | 1517.1862
Portfolio AdjustedSize: Over 200kWOther2019August Monthly Peak | Portfolio Adjusted | Size: Over 200kW | Other | 2019 | August Monthly Peak | 8 | 1517.1862
Portfolio AdjustedSize: Over 200kWOther2019December Monthly Peak | Portfolio Adjusted | Size: Over 200kW | Other | 2019 | December Monthly Peak | 12 | 1517.1862
Portfolio AdjustedSize: Over 200kWOther2019February Monthly Peak | Portfolio Adjusted | Size: Over 200kW | Other | 2019 | February Monthly Peak | 2 | 1517.1862
Portfolio AdjustedSize: Over 200kWOther2019January Monthly Peak | Portfolio Adjusted | Size: Over 200kW | Other | 2019 | January Monthly Peak | 1 | 1517.1862
Portfolio AdjustedSize: Over 200kWOther2019July Monthly Peak | Portfolio Adjusted | Size: Over 200kW | Other | 2019 | July Monthly Peak | 7 | 1517.1862
Portfolio AdjustedSize: Over 200kWOther2019June Monthly Peak | Portfolio Adjusted | Size: Over 200kW | Other | 2019 | June Monthly Peak | 6 | 1517.1862
Portfolio AdjustedSize: Over 200kWOther2019March Monthly Peak | Portfolio Adjusted | Size: Over 200kW | Other | 2019 | March Monthly Peak | 3 | 1517.1862
Portfolio AdjustedSize: Over 200kWOther2019May Monthly Peak | Portfolio Adjusted | Size: Over 200kW | Other | 2019 | May Monthly Peak | 5 | 1517.1862
Portfolio AdjustedSize: Over 200kWOther2019November Monthly Peak | Portfolio Adjusted | Size: Over 200kW | Other | 2019 | November Monthly Peak | 11 | 1517.1862
Portfolio AdjustedSize: Over 200kWOther2019October Monthly Peak | Portfolio Adjusted | Size: Over 200kW | Other | 2019 | October Monthly Peak | 10 | 1517.1862
Portfolio AdjustedSize: Over 200kWOther2019September Monthly Peak | Portfolio Adjusted | Size: Over 200kW | Other | 2019 | September Monthly Peak | 9 | 1517.1862
Portfolio AdjustedSize: Over 200kWOther2019Typical Event Day | Portfolio Adjusted | Size: Over 200kW | Other | 2019 | Typical Event Day | 8 | 1517.1862
Portfolio AdjustedSize: Over 200kWOther2020April Monthly Peak | Portfolio Adjusted | Size: Over 200kW | Other | 2020 | April Monthly Peak | 4 | 1521.7377
Portfolio AdjustedSize: Over 200kWOther2020August Monthly Peak | Portfolio Adjusted | Size: Over 200kW | Other | 2020 | August Monthly Peak | 8 | 1521.7377
Portfolio AdjustedSize: Over 200kWOther2020December Monthly Peak | Portfolio Adjusted | Size: Over 200kW | Other | 2020 | December Monthly Peak | 12 | 1521.7377
Portfolio AdjustedSize: Over 200kWOther2020February Monthly Peak | Portfolio Adjusted | Size: Over 200kW | Other | 2020 | February Monthly Peak | 2 | 1521.7377
Portfolio AdjustedSize: Over 200kWOther2020January Monthly Peak | Portfolio Adjusted | Size: Over 200kW | Other | 2020 | January Monthly Peak | 1 | 1521.7377
Portfolio AdjustedSize: Over 200kWOther2020July Monthly Peak | Portfolio Adjusted | Size: Over 200kW | Other | 2020 | July Monthly Peak | 7 | 1521.7377
Portfolio AdjustedSize: Over 200kWOther2020June Monthly Peak | Portfolio Adjusted | Size: Over 200kW | Other | 2020 | June Monthly Peak | 6 | 1521.7377
Portfolio AdjustedSize: Over 200kWOther2020March Monthly Peak | Portfolio Adjusted | Size: Over 200kW | Other | 2020 | March Monthly Peak | 3 | 1521.7377
Portfolio AdjustedSize: Over 200kWOther2020May Monthly Peak | Portfolio Adjusted | Size: Over 200kW | Other | 2020 | May Monthly Peak | 5 | 1521.7377
Portfolio AdjustedSize: Over 200kWOther2020November Monthly Peak | Portfolio Adjusted | Size: Over 200kW | Other | 2020 | November Monthly Peak | 11 | 1521.7377
Portfolio AdjustedSize: Over 200kWOther2020October Monthly Peak | Portfolio Adjusted | Size: Over 200kW | Other | 2020 | October Monthly Peak | 10 | 1521.7377
Portfolio AdjustedSize: Over 200kWOther2020September Monthly Peak | Portfolio Adjusted | Size: Over 200kW | Other | 2020 | September Monthly Peak | 9 | 1521.7377
Portfolio AdjustedSize: Over 200kWOther2020Typical Event Day | Portfolio Adjusted | Size: Over 200kW | Other | 2020 | Typical Event Day | 8 | 1521.7377
Portfolio AdjustedSize: Over 200kWOther2021April Monthly Peak | Portfolio Adjusted | Size: Over 200kW | Other | 2021 | April Monthly Peak | 4 | 1526.303
Portfolio AdjustedSize: Over 200kWOther2021August Monthly Peak | Portfolio Adjusted | Size: Over 200kW | Other | 2021 | August Monthly Peak | 8 | 1526.303
Portfolio AdjustedSize: Over 200kWOther2021December Monthly Peak | Portfolio Adjusted | Size: Over 200kW | Other | 2021 | December Monthly Peak | 12 | 1526.303
Portfolio AdjustedSize: Over 200kWOther2021February Monthly Peak | Portfolio Adjusted | Size: Over 200kW | Other | 2021 | February Monthly Peak | 2 | 1526.303
Portfolio AdjustedSize: Over 200kWOther2021January Monthly Peak | Portfolio Adjusted | Size: Over 200kW | Other | 2021 | January Monthly Peak | 1 | 1526.303
Portfolio AdjustedSize: Over 200kWOther2021July Monthly Peak | Portfolio Adjusted | Size: Over 200kW | Other | 2021 | July Monthly Peak | 7 | 1526.303
Portfolio AdjustedSize: Over 200kWOther2021June Monthly Peak | Portfolio Adjusted | Size: Over 200kW | Other | 2021 | June Monthly Peak | 6 | 1526.303
Portfolio AdjustedSize: Over 200kWOther2021March Monthly Peak | Portfolio Adjusted | Size: Over 200kW | Other | 2021 | March Monthly Peak | 3 | 1526.303
Portfolio AdjustedSize: Over 200kWOther2021May Monthly Peak | Portfolio Adjusted | Size: Over 200kW | Other | 2021 | May Monthly Peak | 5 | 1526.303
Portfolio AdjustedSize: Over 200kWOther2021November Monthly Peak | Portfolio Adjusted | Size: Over 200kW | Other | 2021 | November Monthly Peak | 11 | 1526.303
Portfolio AdjustedSize: Over 200kWOther2021October Monthly Peak | Portfolio Adjusted | Size: Over 200kW | Other | 2021 | October Monthly Peak | 10 | 1526.303
Portfolio AdjustedSize: Over 200kWOther2021September Monthly Peak | Portfolio Adjusted | Size: Over 200kW | Other | 2021 | September Monthly Peak | 9 | 1526.303
Portfolio AdjustedSize: Over 200kWOther2021Typical Event Day | Portfolio Adjusted | Size: Over 200kW | Other | 2021 | Typical Event Day | 8 | 1526.303
Portfolio AdjustedSize: Over 200kWOther2022April Monthly Peak | Portfolio Adjusted | Size: Over 200kW | Other | 2022 | April Monthly Peak | 4 | 1530.8819
Portfolio AdjustedSize: Over 200kWOther2022August Monthly Peak | Portfolio Adjusted | Size: Over 200kW | Other | 2022 | August Monthly Peak | 8 | 1530.8819
Portfolio AdjustedSize: Over 200kWOther2022December Monthly Peak | Portfolio Adjusted | Size: Over 200kW | Other | 2022 | December Monthly Peak | 12 | 1530.8819
Portfolio AdjustedSize: Over 200kWOther2022February Monthly Peak | Portfolio Adjusted | Size: Over 200kW | Other | 2022 | February Monthly Peak | 2 | 1530.8819
Portfolio AdjustedSize: Over 200kWOther2022January Monthly Peak | Portfolio Adjusted | Size: Over 200kW | Other | 2022 | January Monthly Peak | 1 | 1530.8819
Portfolio AdjustedSize: Over 200kWOther2022July Monthly Peak | Portfolio Adjusted | Size: Over 200kW | Other | 2022 | July Monthly Peak | 7 | 1530.8819
Portfolio AdjustedSize: Over 200kWOther2022June Monthly Peak | Portfolio Adjusted | Size: Over 200kW | Other | 2022 | June Monthly Peak | 6 | 1530.8819
Portfolio AdjustedSize: Over 200kWOther2022March Monthly Peak | Portfolio Adjusted | Size: Over 200kW | Other | 2022 | March Monthly Peak | 3 | 1530.8819
Portfolio AdjustedSize: Over 200kWOther2022May Monthly Peak | Portfolio Adjusted | Size: Over 200kW | Other | 2022 | May Monthly Peak | 5 | 1530.8819
Portfolio AdjustedSize: Over 200kWOther2022November Monthly Peak | Portfolio Adjusted | Size: Over 200kW | Other | 2022 | November Monthly Peak | 11 | 1530.8819
Portfolio AdjustedSize: Over 200kWOther2022October Monthly Peak | Portfolio Adjusted | Size: Over 200kW | Other | 2022 | October Monthly Peak | 10 | 1530.8819
Portfolio AdjustedSize: Over 200kWOther2022September Monthly Peak | Portfolio Adjusted | Size: Over 200kW | Other | 2022 | September Monthly Peak | 9 | 1530.8819
Portfolio AdjustedSize: Over 200kWOther2022Typical Event Day | Portfolio Adjusted | Size: Over 200kW | Other | 2022 | Typical Event Day | 8 | 1530.8819
Portfolio AdjustedSize: Over 200kWOther2023April Monthly Peak | Portfolio Adjusted | Size: Over 200kW | Other | 2023 | April Monthly Peak | 4 | 1535.4745
Portfolio AdjustedSize: Over 200kWOther2023August Monthly Peak | Portfolio Adjusted | Size: Over 200kW | Other | 2023 | August Monthly Peak | 8 | 1535.4745
Portfolio AdjustedSize: Over 200kWOther2023December Monthly Peak | Portfolio Adjusted | Size: Over 200kW | Other | 2023 | December Monthly Peak | 12 | 1535.4745
Portfolio AdjustedSize: Over 200kWOther2023February Monthly Peak | Portfolio Adjusted | Size: Over 200kW | Other | 2023 | February Monthly Peak | 2 | 1535.4745
Portfolio AdjustedSize: Over 200kWOther2023January Monthly Peak | Portfolio Adjusted | Size: Over 200kW | Other | 2023 | January Monthly Peak | 1 | 1535.4745
Portfolio AdjustedSize: Over 200kWOther2023July Monthly Peak | Portfolio Adjusted | Size: Over 200kW | Other | 2023 | July Monthly Peak | 7 | 1535.4745
Portfolio AdjustedSize: Over 200kWOther2023June Monthly Peak | Portfolio Adjusted | Size: Over 200kW | Other | 2023 | June Monthly Peak | 6 | 1535.4745
Portfolio AdjustedSize: Over 200kWOther2023March Monthly Peak | Portfolio Adjusted | Size: Over 200kW | Other | 2023 | March Monthly Peak | 3 | 1535.4745
Portfolio AdjustedSize: Over 200kWOther2023May Monthly Peak | Portfolio Adjusted | Size: Over 200kW | Other | 2023 | May Monthly Peak | 5 | 1535.4745
Portfolio AdjustedSize: Over 200kWOther2023November Monthly Peak | Portfolio Adjusted | Size: Over 200kW | Other | 2023 | November Monthly Peak | 11 | 1535.4745
Portfolio AdjustedSize: Over 200kWOther2023October Monthly Peak | Portfolio Adjusted | Size: Over 200kW | Other | 2023 | October Monthly Peak | 10 | 1535.4745
Portfolio AdjustedSize: Over 200kWOther2023September Monthly Peak | Portfolio Adjusted | Size: Over 200kW | Other | 2023 | September Monthly Peak | 9 | 1535.4745
Portfolio AdjustedSize: Over 200kWOther2023Typical Event Day | Portfolio Adjusted | Size: Over 200kW | Other | 2023 | Typical Event Day | 8 | 1535.4745
Portfolio AdjustedSize: Over 200kWOther2024April Monthly Peak | Portfolio Adjusted | Size: Over 200kW | Other | 2024 | April Monthly Peak | 4 | 1540.0809
Portfolio AdjustedSize: Over 200kWOther2024August Monthly Peak | Portfolio Adjusted | Size: Over 200kW | Other | 2024 | August Monthly Peak | 8 | 1540.0809
Portfolio AdjustedSize: Over 200kWOther2024December Monthly Peak | Portfolio Adjusted | Size: Over 200kW | Other | 2024 | December Monthly Peak | 12 | 1540.0809
Portfolio AdjustedSize: Over 200kWOther2024February Monthly Peak | Portfolio Adjusted | Size: Over 200kW | Other | 2024 | February Monthly Peak | 2 | 1540.0809
Portfolio AdjustedSize: Over 200kWOther2024January Monthly Peak | Portfolio Adjusted | Size: Over 200kW | Other | 2024 | January Monthly Peak | 1 | 1540.0809
Portfolio AdjustedSize: Over 200kWOther2024July Monthly Peak | Portfolio Adjusted | Size: Over 200kW | Other | 2024 | July Monthly Peak | 7 | 1540.0809
Portfolio AdjustedSize: Over 200kWOther2024June Monthly Peak | Portfolio Adjusted | Size: Over 200kW | Other | 2024 | June Monthly Peak | 6 | 1540.0809
Portfolio AdjustedSize: Over 200kWOther2024March Monthly Peak | Portfolio Adjusted | Size: Over 200kW | Other | 2024 | March Monthly Peak | 3 | 1540.0809
Portfolio AdjustedSize: Over 200kWOther2024May Monthly Peak | Portfolio Adjusted | Size: Over 200kW | Other | 2024 | May Monthly Peak | 5 | 1540.0809
Portfolio AdjustedSize: Over 200kWOther2024November Monthly Peak | Portfolio Adjusted | Size: Over 200kW | Other | 2024 | November Monthly Peak | 11 | 1540.0809
Portfolio AdjustedSize: Over 200kWOther2024October Monthly Peak | Portfolio Adjusted | Size: Over 200kW | Other | 2024 | October Monthly Peak | 10 | 1540.0809
Portfolio AdjustedSize: Over 200kWOther2024September Monthly Peak | Portfolio Adjusted | Size: Over 200kW | Other | 2024 | September Monthly Peak | 9 | 1540.0809
Portfolio AdjustedSize: Over 200kWOther2024Typical Event Day | Portfolio Adjusted | Size: Over 200kW | Other | 2024 | Typical Event Day | 8 | 1540.0809
Portfolio AdjustedSize: Over 200kWOther2025April Monthly Peak | Portfolio Adjusted | Size: Over 200kW | Other | 2025 | April Monthly Peak | 4 | 1544.7012
Portfolio AdjustedSize: Over 200kWOther2025August Monthly Peak | Portfolio Adjusted | Size: Over 200kW | Other | 2025 | August Monthly Peak | 8 | 1544.7012
Portfolio AdjustedSize: Over 200kWOther2025December Monthly Peak | Portfolio Adjusted | Size: Over 200kW | Other | 2025 | December Monthly Peak | 12 | 1544.7012
Portfolio AdjustedSize: Over 200kWOther2025February Monthly Peak | Portfolio Adjusted | Size: Over 200kW | Other | 2025 | February Monthly Peak | 2 | 1544.7012
Portfolio AdjustedSize: Over 200kWOther2025January Monthly Peak | Portfolio Adjusted | Size: Over 200kW | Other | 2025 | January Monthly Peak | 1 | 1544.7012
Portfolio AdjustedSize: Over 200kWOther2025July Monthly Peak | Portfolio Adjusted | Size: Over 200kW | Other | 2025 | July Monthly Peak | 7 | 1544.7012
Portfolio AdjustedSize: Over 200kWOther2025June Monthly Peak | Portfolio Adjusted | Size: Over 200kW | Other | 2025 | June Monthly Peak | 6 | 1544.7012
Portfolio AdjustedSize: Over 200kWOther2025March Monthly Peak | Portfolio Adjusted | Size: Over 200kW | Other | 2025 | March Monthly Peak | 3 | 1544.7012
Portfolio AdjustedSize: Over 200kWOther2025May Monthly Peak | Portfolio Adjusted | Size: Over 200kW | Other | 2025 | May Monthly Peak | 5 | 1544.7012
Portfolio AdjustedSize: Over 200kWOther2025November Monthly Peak | Portfolio Adjusted | Size: Over 200kW | Other | 2025 | November Monthly Peak | 11 | 1544.7012
Portfolio AdjustedSize: Over 200kWOther2025October Monthly Peak | Portfolio Adjusted | Size: Over 200kW | Other | 2025 | October Monthly Peak | 10 | 1544.7012
Portfolio AdjustedSize: Over 200kWOther2025September Monthly Peak | Portfolio Adjusted | Size: Over 200kW | Other | 2025 | September Monthly Peak | 9 | 1544.7012
Portfolio AdjustedSize: Over 200kWOther2025Typical Event Day | Portfolio Adjusted | Size: Over 200kW | Other | 2025 | Typical Event Day | 8 | 1544.7012
Portfolio AdjustedSize: Over 200kWOther2026April Monthly Peak | Portfolio Adjusted | Size: Over 200kW | Other | 2026 | April Monthly Peak | 4 | 1549.3353
Portfolio AdjustedSize: Over 200kWOther2026August Monthly Peak | Portfolio Adjusted | Size: Over 200kW | Other | 2026 | August Monthly Peak | 8 | 1549.3353
Portfolio AdjustedSize: Over 200kWOther2026December Monthly Peak | Portfolio Adjusted | Size: Over 200kW | Other | 2026 | December Monthly Peak | 12 | 1549.3353
Portfolio AdjustedSize: Over 200kWOther2026February Monthly Peak | Portfolio Adjusted | Size: Over 200kW | Other | 2026 | February Monthly Peak | 2 | 1549.3353
Portfolio AdjustedSize: Over 200kWOther2026January Monthly Peak | Portfolio Adjusted | Size: Over 200kW | Other | 2026 | January Monthly Peak | 1 | 1549.3353
Portfolio AdjustedSize: Over 200kWOther2026July Monthly Peak | Portfolio Adjusted | Size: Over 200kW | Other | 2026 | July Monthly Peak | 7 | 1549.3353
Portfolio AdjustedSize: Over 200kWOther2026June Monthly Peak | Portfolio Adjusted | Size: Over 200kW | Other | 2026 | June Monthly Peak | 6 | 1549.3353
Portfolio AdjustedSize: Over 200kWOther2026March Monthly Peak | Portfolio Adjusted | Size: Over 200kW | Other | 2026 | March Monthly Peak | 3 | 1549.3353
Portfolio AdjustedSize: Over 200kWOther2026May Monthly Peak | Portfolio Adjusted | Size: Over 200kW | Other | 2026 | May Monthly Peak | 5 | 1549.3353
Portfolio AdjustedSize: Over 200kWOther2026November Monthly Peak | Portfolio Adjusted | Size: Over 200kW | Other | 2026 | November Monthly Peak | 11 | 1549.3353
Portfolio AdjustedSize: Over 200kWOther2026October Monthly Peak | Portfolio Adjusted | Size: Over 200kW | Other | 2026 | October Monthly Peak | 10 | 1549.3353
Portfolio AdjustedSize: Over 200kWOther2026September Monthly Peak | Portfolio Adjusted | Size: Over 200kW | Other | 2026 | September Monthly Peak | 9 | 1549.3353
Portfolio AdjustedSize: Over 200kWOther2026Typical Event Day | Portfolio Adjusted | Size: Over 200kW | Other | 2026 | Typical Event Day | 8 | 1549.3353
Portfolio AdjustedSize: Over 200kWSouth of Lugo2015April Monthly Peak | Portfolio Adjusted | Size: Over 200kW | South of Lugo | 2015 | April Monthly Peak | 4 | 290.2615
Portfolio AdjustedSize: Over 200kWSouth of Lugo2015August Monthly Peak | Portfolio Adjusted | Size: Over 200kW | South of Lugo | 2015 | August Monthly Peak | 8 | 290.2615
Portfolio AdjustedSize: Over 200kWSouth of Lugo2015December Monthly Peak | Portfolio Adjusted | Size: Over 200kW | South of Lugo | 2015 | December Monthly Peak | 12 | 290.2615
Portfolio AdjustedSize: Over 200kWSouth of Lugo2015February Monthly Peak | Portfolio Adjusted | Size: Over 200kW | South of Lugo | 2015 | February Monthly Peak | 2 | 290.2615
Portfolio AdjustedSize: Over 200kWSouth of Lugo2015January Monthly Peak | Portfolio Adjusted | Size: Over 200kW | South of Lugo | 2015 | January Monthly Peak | 1 | 290.2615
Portfolio AdjustedSize: Over 200kWSouth of Lugo2015July Monthly Peak | Portfolio Adjusted | Size: Over 200kW | South of Lugo | 2015 | July Monthly Peak | 7 | 290.2615
Portfolio AdjustedSize: Over 200kWSouth of Lugo2015June Monthly Peak | Portfolio Adjusted | Size: Over 200kW | South of Lugo | 2015 | June Monthly Peak | 6 | 290.2615
Portfolio AdjustedSize: Over 200kWSouth of Lugo2015March Monthly Peak | Portfolio Adjusted | Size: Over 200kW | South of Lugo | 2015 | March Monthly Peak | 3 | 290.2615
Portfolio AdjustedSize: Over 200kWSouth of Lugo2015May Monthly Peak | Portfolio Adjusted | Size: Over 200kW | South of Lugo | 2015 | May Monthly Peak | 5 | 290.2615
Portfolio AdjustedSize: Over 200kWSouth of Lugo2015November Monthly Peak | Portfolio Adjusted | Size: Over 200kW | South of Lugo | 2015 | November Monthly Peak | 11 | 290.2615
Portfolio AdjustedSize: Over 200kWSouth of Lugo2015October Monthly Peak | Portfolio Adjusted | Size: Over 200kW | South of Lugo | 2015 | October Monthly Peak | 10 | 290.2615
Portfolio AdjustedSize: Over 200kWSouth of Lugo2015September Monthly Peak | Portfolio Adjusted | Size: Over 200kW | South of Lugo | 2015 | September Monthly Peak | 9 | 290.2615
Portfolio AdjustedSize: Over 200kWSouth of Lugo2015Typical Event Day | Portfolio Adjusted | Size: Over 200kW | South of Lugo | 2015 | Typical Event Day | 8 | 290.2615
Portfolio AdjustedSize: Over 200kWSouth of Lugo2016April Monthly Peak | Portfolio Adjusted | Size: Over 200kW | South of Lugo | 2016 | April Monthly Peak | 4 | 290.2615
Portfolio AdjustedSize: Over 200kWSouth of Lugo2016August Monthly Peak | Portfolio Adjusted | Size: Over 200kW | South of Lugo | 2016 | August Monthly Peak | 8 | 290.2615
Portfolio AdjustedSize: Over 200kWSouth of Lugo2016December Monthly Peak | Portfolio Adjusted | Size: Over 200kW | South of Lugo | 2016 | December Monthly Peak | 12 | 290.2615
Portfolio AdjustedSize: Over 200kWSouth of Lugo2016February Monthly Peak | Portfolio Adjusted | Size: Over 200kW | South of Lugo | 2016 | February Monthly Peak | 2 | 290.2615
Portfolio AdjustedSize: Over 200kWSouth of Lugo2016January Monthly Peak | Portfolio Adjusted | Size: Over 200kW | South of Lugo | 2016 | January Monthly Peak | 1 | 290.2615
Portfolio AdjustedSize: Over 200kWSouth of Lugo2016July Monthly Peak | Portfolio Adjusted | Size: Over 200kW | South of Lugo | 2016 | July Monthly Peak | 7 | 290.2615
Portfolio AdjustedSize: Over 200kWSouth of Lugo2016June Monthly Peak | Portfolio Adjusted | Size: Over 200kW | South of Lugo | 2016 | June Monthly Peak | 6 | 290.2615
Portfolio AdjustedSize: Over 200kWSouth of Lugo2016March Monthly Peak | Portfolio Adjusted | Size: Over 200kW | South of Lugo | 2016 | March Monthly Peak | 3 | 290.2615
Portfolio AdjustedSize: Over 200kWSouth of Lugo2016May Monthly Peak | Portfolio Adjusted | Size: Over 200kW | South of Lugo | 2016 | May Monthly Peak | 5 | 290.2615
Portfolio AdjustedSize: Over 200kWSouth of Lugo2016November Monthly Peak | Portfolio Adjusted | Size: Over 200kW | South of Lugo | 2016 | November Monthly Peak | 11 | 290.2615
Portfolio AdjustedSize: Over 200kWSouth of Lugo2016October Monthly Peak | Portfolio Adjusted | Size: Over 200kW | South of Lugo | 2016 | October Monthly Peak | 10 | 290.2615
Portfolio AdjustedSize: Over 200kWSouth of Lugo2016September Monthly Peak | Portfolio Adjusted | Size: Over 200kW | South of Lugo | 2016 | September Monthly Peak | 9 | 290.2615
Portfolio AdjustedSize: Over 200kWSouth of Lugo2016Typical Event Day | Portfolio Adjusted | Size: Over 200kW | South of Lugo | 2016 | Typical Event Day | 8 | 290.2615
Portfolio AdjustedSize: Over 200kWSouth of Lugo2017April Monthly Peak | Portfolio Adjusted | Size: Over 200kW | South of Lugo | 2017 | April Monthly Peak | 4 | 292.3804
Portfolio AdjustedSize: Over 200kWSouth of Lugo2017August Monthly Peak | Portfolio Adjusted | Size: Over 200kW | South of Lugo | 2017 | August Monthly Peak | 8 | 292.3804
Portfolio AdjustedSize: Over 200kWSouth of Lugo2017December Monthly Peak | Portfolio Adjusted | Size: Over 200kW | South of Lugo | 2017 | December Monthly Peak | 12 | 292.3804
Portfolio AdjustedSize: Over 200kWSouth of Lugo2017February Monthly Peak | Portfolio Adjusted | Size: Over 200kW | South of Lugo | 2017 | February Monthly Peak | 2 | 292.3804
Portfolio AdjustedSize: Over 200kWSouth of Lugo2017January Monthly Peak | Portfolio Adjusted | Size: Over 200kW | South of Lugo | 2017 | January Monthly Peak | 1 | 292.3804
Portfolio AdjustedSize: Over 200kWSouth of Lugo2017July Monthly Peak | Portfolio Adjusted | Size: Over 200kW | South of Lugo | 2017 | July Monthly Peak | 7 | 292.3804
Portfolio AdjustedSize: Over 200kWSouth of Lugo2017June Monthly Peak | Portfolio Adjusted | Size: Over 200kW | South of Lugo | 2017 | June Monthly Peak | 6 | 292.3804
Portfolio AdjustedSize: Over 200kWSouth of Lugo2017March Monthly Peak | Portfolio Adjusted | Size: Over 200kW | South of Lugo | 2017 | March Monthly Peak | 3 | 292.3804
Portfolio AdjustedSize: Over 200kWSouth of Lugo2017May Monthly Peak | Portfolio Adjusted | Size: Over 200kW | South of Lugo | 2017 | May Monthly Peak | 5 | 292.3804
Portfolio AdjustedSize: Over 200kWSouth of Lugo2017November Monthly Peak | Portfolio Adjusted | Size: Over 200kW | South of Lugo | 2017 | November Monthly Peak | 11 | 292.3804
Portfolio AdjustedSize: Over 200kWSouth of Lugo2017October Monthly Peak | Portfolio Adjusted | Size: Over 200kW | South of Lugo | 2017 | October Monthly Peak | 10 | 292.3804
Portfolio AdjustedSize: Over 200kWSouth of Lugo2017September Monthly Peak | Portfolio Adjusted | Size: Over 200kW | South of Lugo | 2017 | September Monthly Peak | 9 | 292.3804
Portfolio AdjustedSize: Over 200kWSouth of Lugo2017Typical Event Day | Portfolio Adjusted | Size: Over 200kW | South of Lugo | 2017 | Typical Event Day | 8 | 292.3804
Portfolio AdjustedSize: Over 200kWSouth of Lugo2018April Monthly Peak | Portfolio Adjusted | Size: Over 200kW | South of Lugo | 2018 | April Monthly Peak | 4 | 293.2575
Portfolio AdjustedSize: Over 200kWSouth of Lugo2018August Monthly Peak | Portfolio Adjusted | Size: Over 200kW | South of Lugo | 2018 | August Monthly Peak | 8 | 293.2575
Portfolio AdjustedSize: Over 200kWSouth of Lugo2018December Monthly Peak | Portfolio Adjusted | Size: Over 200kW | South of Lugo | 2018 | December Monthly Peak | 12 | 293.2575
Portfolio AdjustedSize: Over 200kWSouth of Lugo2018February Monthly Peak | Portfolio Adjusted | Size: Over 200kW | South of Lugo | 2018 | February Monthly Peak | 2 | 293.2575
Portfolio AdjustedSize: Over 200kWSouth of Lugo2018January Monthly Peak | Portfolio Adjusted | Size: Over 200kW | South of Lugo | 2018 | January Monthly Peak | 1 | 293.2575
Portfolio AdjustedSize: Over 200kWSouth of Lugo2018July Monthly Peak | Portfolio Adjusted | Size: Over 200kW | South of Lugo | 2018 | July Monthly Peak | 7 | 293.2575
Portfolio AdjustedSize: Over 200kWSouth of Lugo2018June Monthly Peak | Portfolio Adjusted | Size: Over 200kW | South of Lugo | 2018 | June Monthly Peak | 6 | 293.2575
Portfolio AdjustedSize: Over 200kWSouth of Lugo2018March Monthly Peak | Portfolio Adjusted | Size: Over 200kW | South of Lugo | 2018 | March Monthly Peak | 3 | 293.2575
Portfolio AdjustedSize: Over 200kWSouth of Lugo2018May Monthly Peak | Portfolio Adjusted | Size: Over 200kW | South of Lugo | 2018 | May Monthly Peak | 5 | 293.2575
Portfolio AdjustedSize: Over 200kWSouth of Lugo2018November Monthly Peak | Portfolio Adjusted | Size: Over 200kW | South of Lugo | 2018 | November Monthly Peak | 11 | 293.2575
Portfolio AdjustedSize: Over 200kWSouth of Lugo2018October Monthly Peak | Portfolio Adjusted | Size: Over 200kW | South of Lugo | 2018 | October Monthly Peak | 10 | 293.2575
Portfolio AdjustedSize: Over 200kWSouth of Lugo2018September Monthly Peak | Portfolio Adjusted | Size: Over 200kW | South of Lugo | 2018 | September Monthly Peak | 9 | 293.2575
Portfolio AdjustedSize: Over 200kWSouth of Lugo2018Typical Event Day | Portfolio Adjusted | Size: Over 200kW | South of Lugo | 2018 | Typical Event Day | 8 | 293.2575
Portfolio AdjustedSize: Over 200kWSouth of Lugo2019April Monthly Peak | Portfolio Adjusted | Size: Over 200kW | South of Lugo | 2019 | April Monthly Peak | 4 | 294.1373
Portfolio AdjustedSize: Over 200kWSouth of Lugo2019August Monthly Peak | Portfolio Adjusted | Size: Over 200kW | South of Lugo | 2019 | August Monthly Peak | 8 | 294.1373
Portfolio AdjustedSize: Over 200kWSouth of Lugo2019December Monthly Peak | Portfolio Adjusted | Size: Over 200kW | South of Lugo | 2019 | December Monthly Peak | 12 | 294.1373
Portfolio AdjustedSize: Over 200kWSouth of Lugo2019February Monthly Peak | Portfolio Adjusted | Size: Over 200kW | South of Lugo | 2019 | February Monthly Peak | 2 | 294.1373
Portfolio AdjustedSize: Over 200kWSouth of Lugo2019January Monthly Peak | Portfolio Adjusted | Size: Over 200kW | South of Lugo | 2019 | January Monthly Peak | 1 | 294.1373
Portfolio AdjustedSize: Over 200kWSouth of Lugo2019July Monthly Peak | Portfolio Adjusted | Size: Over 200kW | South of Lugo | 2019 | July Monthly Peak | 7 | 294.1373
Portfolio AdjustedSize: Over 200kWSouth of Lugo2019June Monthly Peak | Portfolio Adjusted | Size: Over 200kW | South of Lugo | 2019 | June Monthly Peak | 6 | 294.1373
Portfolio AdjustedSize: Over 200kWSouth of Lugo2019March Monthly Peak | Portfolio Adjusted | Size: Over 200kW | South of Lugo | 2019 | March Monthly Peak | 3 | 294.1373
Portfolio AdjustedSize: Over 200kWSouth of Lugo2019May Monthly Peak | Portfolio Adjusted | Size: Over 200kW | South of Lugo | 2019 | May Monthly Peak | 5 | 294.1373
Portfolio AdjustedSize: Over 200kWSouth of Lugo2019November Monthly Peak | Portfolio Adjusted | Size: Over 200kW | South of Lugo | 2019 | November Monthly Peak | 11 | 294.1373
Portfolio AdjustedSize: Over 200kWSouth of Lugo2019October Monthly Peak | Portfolio Adjusted | Size: Over 200kW | South of Lugo | 2019 | October Monthly Peak | 10 | 294.1373
Portfolio AdjustedSize: Over 200kWSouth of Lugo2019September Monthly Peak | Portfolio Adjusted | Size: Over 200kW | South of Lugo | 2019 | September Monthly Peak | 9 | 294.1373
Portfolio AdjustedSize: Over 200kWSouth of Lugo2019Typical Event Day | Portfolio Adjusted | Size: Over 200kW | South of Lugo | 2019 | Typical Event Day | 8 | 294.1373
Portfolio AdjustedSize: Over 200kWSouth of Lugo2020April Monthly Peak | Portfolio Adjusted | Size: Over 200kW | South of Lugo | 2020 | April Monthly Peak | 4 | 295.0197
Portfolio AdjustedSize: Over 200kWSouth of Lugo2020August Monthly Peak | Portfolio Adjusted | Size: Over 200kW | South of Lugo | 2020 | August Monthly Peak | 8 | 295.0197
Portfolio AdjustedSize: Over 200kWSouth of Lugo2020December Monthly Peak | Portfolio Adjusted | Size: Over 200kW | South of Lugo | 2020 | December Monthly Peak | 12 | 295.0197
Portfolio AdjustedSize: Over 200kWSouth of Lugo2020February Monthly Peak | Portfolio Adjusted | Size: Over 200kW | South of Lugo | 2020 | February Monthly Peak | 2 | 295.0197
Portfolio AdjustedSize: Over 200kWSouth of Lugo2020January Monthly Peak | Portfolio Adjusted | Size: Over 200kW | South of Lugo | 2020 | January Monthly Peak | 1 | 295.0197
Portfolio AdjustedSize: Over 200kWSouth of Lugo2020July Monthly Peak | Portfolio Adjusted | Size: Over 200kW | South of Lugo | 2020 | July Monthly Peak | 7 | 295.0197
Portfolio AdjustedSize: Over 200kWSouth of Lugo2020June Monthly Peak | Portfolio Adjusted | Size: Over 200kW | South of Lugo | 2020 | June Monthly Peak | 6 | 295.0197
Portfolio AdjustedSize: Over 200kWSouth of Lugo2020March Monthly Peak | Portfolio Adjusted | Size: Over 200kW | South of Lugo | 2020 | March Monthly Peak | 3 | 295.0197
Portfolio AdjustedSize: Over 200kWSouth of Lugo2020May Monthly Peak | Portfolio Adjusted | Size: Over 200kW | South of Lugo | 2020 | May Monthly Peak | 5 | 295.0197
Portfolio AdjustedSize: Over 200kWSouth of Lugo2020November Monthly Peak | Portfolio Adjusted | Size: Over 200kW | South of Lugo | 2020 | November Monthly Peak | 11 | 295.0197
Portfolio AdjustedSize: Over 200kWSouth of Lugo2020October Monthly Peak | Portfolio Adjusted | Size: Over 200kW | South of Lugo | 2020 | October Monthly Peak | 10 | 295.0197
Portfolio AdjustedSize: Over 200kWSouth of Lugo2020September Monthly Peak | Portfolio Adjusted | Size: Over 200kW | South of Lugo | 2020 | September Monthly Peak | 9 | 295.0197
Portfolio AdjustedSize: Over 200kWSouth of Lugo2020Typical Event Day | Portfolio Adjusted | Size: Over 200kW | South of Lugo | 2020 | Typical Event Day | 8 | 295.0197
Portfolio AdjustedSize: Over 200kWSouth of Lugo2021April Monthly Peak | Portfolio Adjusted | Size: Over 200kW | South of Lugo | 2021 | April Monthly Peak | 4 | 295.9048
Portfolio AdjustedSize: Over 200kWSouth of Lugo2021August Monthly Peak | Portfolio Adjusted | Size: Over 200kW | South of Lugo | 2021 | August Monthly Peak | 8 | 295.9048
Portfolio AdjustedSize: Over 200kWSouth of Lugo2021December Monthly Peak | Portfolio Adjusted | Size: Over 200kW | South of Lugo | 2021 | December Monthly Peak | 12 | 295.9048
Portfolio AdjustedSize: Over 200kWSouth of Lugo2021February Monthly Peak | Portfolio Adjusted | Size: Over 200kW | South of Lugo | 2021 | February Monthly Peak | 2 | 295.9048
Portfolio AdjustedSize: Over 200kWSouth of Lugo2021January Monthly Peak | Portfolio Adjusted | Size: Over 200kW | South of Lugo | 2021 | January Monthly Peak | 1 | 295.9048
Portfolio AdjustedSize: Over 200kWSouth of Lugo2021July Monthly Peak | Portfolio Adjusted | Size: Over 200kW | South of Lugo | 2021 | July Monthly Peak | 7 | 295.9048
Portfolio AdjustedSize: Over 200kWSouth of Lugo2021June Monthly Peak | Portfolio Adjusted | Size: Over 200kW | South of Lugo | 2021 | June Monthly Peak | 6 | 295.9048
Portfolio AdjustedSize: Over 200kWSouth of Lugo2021March Monthly Peak | Portfolio Adjusted | Size: Over 200kW | South of Lugo | 2021 | March Monthly Peak | 3 | 295.9048
Portfolio AdjustedSize: Over 200kWSouth of Lugo2021May Monthly Peak | Portfolio Adjusted | Size: Over 200kW | South of Lugo | 2021 | May Monthly Peak | 5 | 295.9048
Portfolio AdjustedSize: Over 200kWSouth of Lugo2021November Monthly Peak | Portfolio Adjusted | Size: Over 200kW | South of Lugo | 2021 | November Monthly Peak | 11 | 295.9048
Portfolio AdjustedSize: Over 200kWSouth of Lugo2021October Monthly Peak | Portfolio Adjusted | Size: Over 200kW | South of Lugo | 2021 | October Monthly Peak | 10 | 295.9048
Portfolio AdjustedSize: Over 200kWSouth of Lugo2021September Monthly Peak | Portfolio Adjusted | Size: Over 200kW | South of Lugo | 2021 | September Monthly Peak | 9 | 295.9048
Portfolio AdjustedSize: Over 200kWSouth of Lugo2021Typical Event Day | Portfolio Adjusted | Size: Over 200kW | South of Lugo | 2021 | Typical Event Day | 8 | 295.9048
Portfolio AdjustedSize: Over 200kWSouth of Lugo2022April Monthly Peak | Portfolio Adjusted | Size: Over 200kW | South of Lugo | 2022 | April Monthly Peak | 4 | 296.7925
Portfolio AdjustedSize: Over 200kWSouth of Lugo2022August Monthly Peak | Portfolio Adjusted | Size: Over 200kW | South of Lugo | 2022 | August Monthly Peak | 8 | 296.7925
Portfolio AdjustedSize: Over 200kWSouth of Lugo2022December Monthly Peak | Portfolio Adjusted | Size: Over 200kW | South of Lugo | 2022 | December Monthly Peak | 12 | 296.7925
Portfolio AdjustedSize: Over 200kWSouth of Lugo2022February Monthly Peak | Portfolio Adjusted | Size: Over 200kW | South of Lugo | 2022 | February Monthly Peak | 2 | 296.7925
Portfolio AdjustedSize: Over 200kWSouth of Lugo2022January Monthly Peak | Portfolio Adjusted | Size: Over 200kW | South of Lugo | 2022 | January Monthly Peak | 1 | 296.7925
Portfolio AdjustedSize: Over 200kWSouth of Lugo2022July Monthly Peak | Portfolio Adjusted | Size: Over 200kW | South of Lugo | 2022 | July Monthly Peak | 7 | 296.7925
Portfolio AdjustedSize: Over 200kWSouth of Lugo2022June Monthly Peak | Portfolio Adjusted | Size: Over 200kW | South of Lugo | 2022 | June Monthly Peak | 6 | 296.7925
Portfolio AdjustedSize: Over 200kWSouth of Lugo2022March Monthly Peak | Portfolio Adjusted | Size: Over 200kW | South of Lugo | 2022 | March Monthly Peak | 3 | 296.7925
Portfolio AdjustedSize: Over 200kWSouth of Lugo2022May Monthly Peak | Portfolio Adjusted | Size: Over 200kW | South of Lugo | 2022 | May Monthly Peak | 5 | 296.7925
Portfolio AdjustedSize: Over 200kWSouth of Lugo2022November Monthly Peak | Portfolio Adjusted | Size: Over 200kW | South of Lugo | 2022 | November Monthly Peak | 11 | 296.7925
Portfolio AdjustedSize: Over 200kWSouth of Lugo2022October Monthly Peak | Portfolio Adjusted | Size: Over 200kW | South of Lugo | 2022 | October Monthly Peak | 10 | 296.7925
Portfolio AdjustedSize: Over 200kWSouth of Lugo2022September Monthly Peak | Portfolio Adjusted | Size: Over 200kW | South of Lugo | 2022 | September Monthly Peak | 9 | 296.7925
Portfolio AdjustedSize: Over 200kWSouth of Lugo2022Typical Event Day | Portfolio Adjusted | Size: Over 200kW | South of Lugo | 2022 | Typical Event Day | 8 | 296.7925
Portfolio AdjustedSize: Over 200kWSouth of Lugo2023April Monthly Peak | Portfolio Adjusted | Size: Over 200kW | South of Lugo | 2023 | April Monthly Peak | 4 | 297.6829
Portfolio AdjustedSize: Over 200kWSouth of Lugo2023August Monthly Peak | Portfolio Adjusted | Size: Over 200kW | South of Lugo | 2023 | August Monthly Peak | 8 | 297.6829
Portfolio AdjustedSize: Over 200kWSouth of Lugo2023December Monthly Peak | Portfolio Adjusted | Size: Over 200kW | South of Lugo | 2023 | December Monthly Peak | 12 | 297.6829
Portfolio AdjustedSize: Over 200kWSouth of Lugo2023February Monthly Peak | Portfolio Adjusted | Size: Over 200kW | South of Lugo | 2023 | February Monthly Peak | 2 | 297.6829
Portfolio AdjustedSize: Over 200kWSouth of Lugo2023January Monthly Peak | Portfolio Adjusted | Size: Over 200kW | South of Lugo | 2023 | January Monthly Peak | 1 | 297.6829
Portfolio AdjustedSize: Over 200kWSouth of Lugo2023July Monthly Peak | Portfolio Adjusted | Size: Over 200kW | South of Lugo | 2023 | July Monthly Peak | 7 | 297.6829
Portfolio AdjustedSize: Over 200kWSouth of Lugo2023June Monthly Peak | Portfolio Adjusted | Size: Over 200kW | South of Lugo | 2023 | June Monthly Peak | 6 | 297.6829
Portfolio AdjustedSize: Over 200kWSouth of Lugo2023March Monthly Peak | Portfolio Adjusted | Size: Over 200kW | South of Lugo | 2023 | March Monthly Peak | 3 | 297.6829
Portfolio AdjustedSize: Over 200kWSouth of Lugo2023May Monthly Peak | Portfolio Adjusted | Size: Over 200kW | South of Lugo | 2023 | May Monthly Peak | 5 | 297.6829
Portfolio AdjustedSize: Over 200kWSouth of Lugo2023November Monthly Peak | Portfolio Adjusted | Size: Over 200kW | South of Lugo | 2023 | November Monthly Peak | 11 | 297.6829
Portfolio AdjustedSize: Over 200kWSouth of Lugo2023October Monthly Peak | Portfolio Adjusted | Size: Over 200kW | South of Lugo | 2023 | October Monthly Peak | 10 | 297.6829
Portfolio AdjustedSize: Over 200kWSouth of Lugo2023September Monthly Peak | Portfolio Adjusted | Size: Over 200kW | South of Lugo | 2023 | September Monthly Peak | 9 | 297.6829
Portfolio AdjustedSize: Over 200kWSouth of Lugo2023Typical Event Day | Portfolio Adjusted | Size: Over 200kW | South of Lugo | 2023 | Typical Event Day | 8 | 297.6829
Portfolio AdjustedSize: Over 200kWSouth of Lugo2024April Monthly Peak | Portfolio Adjusted | Size: Over 200kW | South of Lugo | 2024 | April Monthly Peak | 4 | 298.5759
Portfolio AdjustedSize: Over 200kWSouth of Lugo2024August Monthly Peak | Portfolio Adjusted | Size: Over 200kW | South of Lugo | 2024 | August Monthly Peak | 8 | 298.5759
Portfolio AdjustedSize: Over 200kWSouth of Lugo2024December Monthly Peak | Portfolio Adjusted | Size: Over 200kW | South of Lugo | 2024 | December Monthly Peak | 12 | 298.5759
Portfolio AdjustedSize: Over 200kWSouth of Lugo2024February Monthly Peak | Portfolio Adjusted | Size: Over 200kW | South of Lugo | 2024 | February Monthly Peak | 2 | 298.5759
Portfolio AdjustedSize: Over 200kWSouth of Lugo2024January Monthly Peak | Portfolio Adjusted | Size: Over 200kW | South of Lugo | 2024 | January Monthly Peak | 1 | 298.5759
Portfolio AdjustedSize: Over 200kWSouth of Lugo2024July Monthly Peak | Portfolio Adjusted | Size: Over 200kW | South of Lugo | 2024 | July Monthly Peak | 7 | 298.5759
Portfolio AdjustedSize: Over 200kWSouth of Lugo2024June Monthly Peak | Portfolio Adjusted | Size: Over 200kW | South of Lugo | 2024 | June Monthly Peak | 6 | 298.5759
Portfolio AdjustedSize: Over 200kWSouth of Lugo2024March Monthly Peak | Portfolio Adjusted | Size: Over 200kW | South of Lugo | 2024 | March Monthly Peak | 3 | 298.5759
Portfolio AdjustedSize: Over 200kWSouth of Lugo2024May Monthly Peak | Portfolio Adjusted | Size: Over 200kW | South of Lugo | 2024 | May Monthly Peak | 5 | 298.5759
Portfolio AdjustedSize: Over 200kWSouth of Lugo2024November Monthly Peak | Portfolio Adjusted | Size: Over 200kW | South of Lugo | 2024 | November Monthly Peak | 11 | 298.5759
Portfolio AdjustedSize: Over 200kWSouth of Lugo2024October Monthly Peak | Portfolio Adjusted | Size: Over 200kW | South of Lugo | 2024 | October Monthly Peak | 10 | 298.5759
Portfolio AdjustedSize: Over 200kWSouth of Lugo2024September Monthly Peak | Portfolio Adjusted | Size: Over 200kW | South of Lugo | 2024 | September Monthly Peak | 9 | 298.5759
Portfolio AdjustedSize: Over 200kWSouth of Lugo2024Typical Event Day | Portfolio Adjusted | Size: Over 200kW | South of Lugo | 2024 | Typical Event Day | 8 | 298.5759
Portfolio AdjustedSize: Over 200kWSouth of Lugo2025April Monthly Peak | Portfolio Adjusted | Size: Over 200kW | South of Lugo | 2025 | April Monthly Peak | 4 | 299.4717
Portfolio AdjustedSize: Over 200kWSouth of Lugo2025August Monthly Peak | Portfolio Adjusted | Size: Over 200kW | South of Lugo | 2025 | August Monthly Peak | 8 | 299.4717
Portfolio AdjustedSize: Over 200kWSouth of Lugo2025December Monthly Peak | Portfolio Adjusted | Size: Over 200kW | South of Lugo | 2025 | December Monthly Peak | 12 | 299.4717
Portfolio AdjustedSize: Over 200kWSouth of Lugo2025February Monthly Peak | Portfolio Adjusted | Size: Over 200kW | South of Lugo | 2025 | February Monthly Peak | 2 | 299.4717
Portfolio AdjustedSize: Over 200kWSouth of Lugo2025January Monthly Peak | Portfolio Adjusted | Size: Over 200kW | South of Lugo | 2025 | January Monthly Peak | 1 | 299.4717
Portfolio AdjustedSize: Over 200kWSouth of Lugo2025July Monthly Peak | Portfolio Adjusted | Size: Over 200kW | South of Lugo | 2025 | July Monthly Peak | 7 | 299.4717
Portfolio AdjustedSize: Over 200kWSouth of Lugo2025June Monthly Peak | Portfolio Adjusted | Size: Over 200kW | South of Lugo | 2025 | June Monthly Peak | 6 | 299.4717
Portfolio AdjustedSize: Over 200kWSouth of Lugo2025March Monthly Peak | Portfolio Adjusted | Size: Over 200kW | South of Lugo | 2025 | March Monthly Peak | 3 | 299.4717
Portfolio AdjustedSize: Over 200kWSouth of Lugo2025May Monthly Peak | Portfolio Adjusted | Size: Over 200kW | South of Lugo | 2025 | May Monthly Peak | 5 | 299.4717
Portfolio AdjustedSize: Over 200kWSouth of Lugo2025November Monthly Peak | Portfolio Adjusted | Size: Over 200kW | South of Lugo | 2025 | November Monthly Peak | 11 | 299.4717
Portfolio AdjustedSize: Over 200kWSouth of Lugo2025October Monthly Peak | Portfolio Adjusted | Size: Over 200kW | South of Lugo | 2025 | October Monthly Peak | 10 | 299.4717
Portfolio AdjustedSize: Over 200kWSouth of Lugo2025September Monthly Peak | Portfolio Adjusted | Size: Over 200kW | South of Lugo | 2025 | September Monthly Peak | 9 | 299.4717
Portfolio AdjustedSize: Over 200kWSouth of Lugo2025Typical Event Day | Portfolio Adjusted | Size: Over 200kW | South of Lugo | 2025 | Typical Event Day | 8 | 299.4717
Portfolio AdjustedSize: Over 200kWSouth of Lugo2026April Monthly Peak | Portfolio Adjusted | Size: Over 200kW | South of Lugo | 2026 | April Monthly Peak | 4 | 300.3701
Portfolio AdjustedSize: Over 200kWSouth of Lugo2026August Monthly Peak | Portfolio Adjusted | Size: Over 200kW | South of Lugo | 2026 | August Monthly Peak | 8 | 300.3701
Portfolio AdjustedSize: Over 200kWSouth of Lugo2026December Monthly Peak | Portfolio Adjusted | Size: Over 200kW | South of Lugo | 2026 | December Monthly Peak | 12 | 300.3701
Portfolio AdjustedSize: Over 200kWSouth of Lugo2026February Monthly Peak | Portfolio Adjusted | Size: Over 200kW | South of Lugo | 2026 | February Monthly Peak | 2 | 300.3701
Portfolio AdjustedSize: Over 200kWSouth of Lugo2026January Monthly Peak | Portfolio Adjusted | Size: Over 200kW | South of Lugo | 2026 | January Monthly Peak | 1 | 300.3701
Portfolio AdjustedSize: Over 200kWSouth of Lugo2026July Monthly Peak | Portfolio Adjusted | Size: Over 200kW | South of Lugo | 2026 | July Monthly Peak | 7 | 300.3701
Portfolio AdjustedSize: Over 200kWSouth of Lugo2026June Monthly Peak | Portfolio Adjusted | Size: Over 200kW | South of Lugo | 2026 | June Monthly Peak | 6 | 300.3701
Portfolio AdjustedSize: Over 200kWSouth of Lugo2026March Monthly Peak | Portfolio Adjusted | Size: Over 200kW | South of Lugo | 2026 | March Monthly Peak | 3 | 300.3701
Portfolio AdjustedSize: Over 200kWSouth of Lugo2026May Monthly Peak | Portfolio Adjusted | Size: Over 200kW | South of Lugo | 2026 | May Monthly Peak | 5 | 300.3701
Portfolio AdjustedSize: Over 200kWSouth of Lugo2026November Monthly Peak | Portfolio Adjusted | Size: Over 200kW | South of Lugo | 2026 | November Monthly Peak | 11 | 300.3701
Portfolio AdjustedSize: Over 200kWSouth of Lugo2026October Monthly Peak | Portfolio Adjusted | Size: Over 200kW | South of Lugo | 2026 | October Monthly Peak | 10 | 300.3701
Portfolio AdjustedSize: Over 200kWSouth of Lugo2026September Monthly Peak | Portfolio Adjusted | Size: Over 200kW | South of Lugo | 2026 | September Monthly Peak | 9 | 300.3701
Portfolio AdjustedSize: Over 200kWSouth of Lugo2026Typical Event Day | Portfolio Adjusted | Size: Over 200kW | South of Lugo | 2026 | Typical Event Day | 8 | 300.3701
Portfolio AdjustedSize: Under 20 kWAll2015April Monthly Peak | Portfolio Adjusted | Size: Under 20 kW | All | 2015 | April Monthly Peak | 4 | 0
Portfolio AdjustedSize: Under 20 kWAll2015August Monthly Peak | Portfolio Adjusted | Size: Under 20 kW | All | 2015 | August Monthly Peak | 8 | 0
Portfolio AdjustedSize: Under 20 kWAll2015December Monthly Peak | Portfolio Adjusted | Size: Under 20 kW | All | 2015 | December Monthly Peak | 12 | 0
Portfolio AdjustedSize: Under 20 kWAll2015February Monthly Peak | Portfolio Adjusted | Size: Under 20 kW | All | 2015 | February Monthly Peak | 2 | 0
Portfolio AdjustedSize: Under 20 kWAll2015January Monthly Peak | Portfolio Adjusted | Size: Under 20 kW | All | 2015 | January Monthly Peak | 1 | 0
Portfolio AdjustedSize: Under 20 kWAll2015July Monthly Peak | Portfolio Adjusted | Size: Under 20 kW | All | 2015 | July Monthly Peak | 7 | 0
Portfolio AdjustedSize: Under 20 kWAll2015June Monthly Peak | Portfolio Adjusted | Size: Under 20 kW | All | 2015 | June Monthly Peak | 6 | 0
Portfolio AdjustedSize: Under 20 kWAll2015March Monthly Peak | Portfolio Adjusted | Size: Under 20 kW | All | 2015 | March Monthly Peak | 3 | 0
Portfolio AdjustedSize: Under 20 kWAll2015May Monthly Peak | Portfolio Adjusted | Size: Under 20 kW | All | 2015 | May Monthly Peak | 5 | 0
Portfolio AdjustedSize: Under 20 kWAll2015November Monthly Peak | Portfolio Adjusted | Size: Under 20 kW | All | 2015 | November Monthly Peak | 11 | 0
Portfolio AdjustedSize: Under 20 kWAll2015October Monthly Peak | Portfolio Adjusted | Size: Under 20 kW | All | 2015 | October Monthly Peak | 10 | 0
Portfolio AdjustedSize: Under 20 kWAll2015September Monthly Peak | Portfolio Adjusted | Size: Under 20 kW | All | 2015 | September Monthly Peak | 9 | 0
Portfolio AdjustedSize: Under 20 kWAll2015Typical Event Day | Portfolio Adjusted | Size: Under 20 kW | All | 2015 | Typical Event Day | 8 | 0
Portfolio AdjustedSize: Under 20 kWAll2016April Monthly Peak | Portfolio Adjusted | Size: Under 20 kW | All | 2016 | April Monthly Peak | 4 | 0
Portfolio AdjustedSize: Under 20 kWAll2016August Monthly Peak | Portfolio Adjusted | Size: Under 20 kW | All | 2016 | August Monthly Peak | 8 | 0
Portfolio AdjustedSize: Under 20 kWAll2016December Monthly Peak | Portfolio Adjusted | Size: Under 20 kW | All | 2016 | December Monthly Peak | 12 | 0
Portfolio AdjustedSize: Under 20 kWAll2016February Monthly Peak | Portfolio Adjusted | Size: Under 20 kW | All | 2016 | February Monthly Peak | 2 | 0
Portfolio AdjustedSize: Under 20 kWAll2016January Monthly Peak | Portfolio Adjusted | Size: Under 20 kW | All | 2016 | January Monthly Peak | 1 | 0
Portfolio AdjustedSize: Under 20 kWAll2016July Monthly Peak | Portfolio Adjusted | Size: Under 20 kW | All | 2016 | July Monthly Peak | 7 | 0
Portfolio AdjustedSize: Under 20 kWAll2016June Monthly Peak | Portfolio Adjusted | Size: Under 20 kW | All | 2016 | June Monthly Peak | 6 | 0
Portfolio AdjustedSize: Under 20 kWAll2016March Monthly Peak | Portfolio Adjusted | Size: Under 20 kW | All | 2016 | March Monthly Peak | 3 | 0
Portfolio AdjustedSize: Under 20 kWAll2016May Monthly Peak | Portfolio Adjusted | Size: Under 20 kW | All | 2016 | May Monthly Peak | 5 | 0
Portfolio AdjustedSize: Under 20 kWAll2016November Monthly Peak | Portfolio Adjusted | Size: Under 20 kW | All | 2016 | November Monthly Peak | 11 | 0
Portfolio AdjustedSize: Under 20 kWAll2016October Monthly Peak | Portfolio Adjusted | Size: Under 20 kW | All | 2016 | October Monthly Peak | 10 | 0
Portfolio AdjustedSize: Under 20 kWAll2016September Monthly Peak | Portfolio Adjusted | Size: Under 20 kW | All | 2016 | September Monthly Peak | 9 | 0
Portfolio AdjustedSize: Under 20 kWAll2016Typical Event Day | Portfolio Adjusted | Size: Under 20 kW | All | 2016 | Typical Event Day | 8 | 0
Portfolio AdjustedSize: Under 20 kWAll2017April Monthly Peak | Portfolio Adjusted | Size: Under 20 kW | All | 2017 | April Monthly Peak | 4 | 0
Portfolio AdjustedSize: Under 20 kWAll2017August Monthly Peak | Portfolio Adjusted | Size: Under 20 kW | All | 2017 | August Monthly Peak | 8 | 0
Portfolio AdjustedSize: Under 20 kWAll2017December Monthly Peak | Portfolio Adjusted | Size: Under 20 kW | All | 2017 | December Monthly Peak | 12 | 0
Portfolio AdjustedSize: Under 20 kWAll2017February Monthly Peak | Portfolio Adjusted | Size: Under 20 kW | All | 2017 | February Monthly Peak | 2 | 0
Portfolio AdjustedSize: Under 20 kWAll2017January Monthly Peak | Portfolio Adjusted | Size: Under 20 kW | All | 2017 | January Monthly Peak | 1 | 0
Portfolio AdjustedSize: Under 20 kWAll2017July Monthly Peak | Portfolio Adjusted | Size: Under 20 kW | All | 2017 | July Monthly Peak | 7 | 0
Portfolio AdjustedSize: Under 20 kWAll2017June Monthly Peak | Portfolio Adjusted | Size: Under 20 kW | All | 2017 | June Monthly Peak | 6 | 0
Portfolio AdjustedSize: Under 20 kWAll2017March Monthly Peak | Portfolio Adjusted | Size: Under 20 kW | All | 2017 | March Monthly Peak | 3 | 0
Portfolio AdjustedSize: Under 20 kWAll2017May Monthly Peak | Portfolio Adjusted | Size: Under 20 kW | All | 2017 | May Monthly Peak | 5 | 0
Portfolio AdjustedSize: Under 20 kWAll2017November Monthly Peak | Portfolio Adjusted | Size: Under 20 kW | All | 2017 | November Monthly Peak | 11 | 0
Portfolio AdjustedSize: Under 20 kWAll2017October Monthly Peak | Portfolio Adjusted | Size: Under 20 kW | All | 2017 | October Monthly Peak | 10 | 0
Portfolio AdjustedSize: Under 20 kWAll2017September Monthly Peak | Portfolio Adjusted | Size: Under 20 kW | All | 2017 | September Monthly Peak | 9 | 0
Portfolio AdjustedSize: Under 20 kWAll2017Typical Event Day | Portfolio Adjusted | Size: Under 20 kW | All | 2017 | Typical Event Day | 8 | 0
Portfolio AdjustedSize: Under 20 kWAll2018April Monthly Peak | Portfolio Adjusted | Size: Under 20 kW | All | 2018 | April Monthly Peak | 4 | 215205.0064
Portfolio AdjustedSize: Under 20 kWAll2018August Monthly Peak | Portfolio Adjusted | Size: Under 20 kW | All | 2018 | August Monthly Peak | 8 | 215205.0064
Portfolio AdjustedSize: Under 20 kWAll2018December Monthly Peak | Portfolio Adjusted | Size: Under 20 kW | All | 2018 | December Monthly Peak | 12 | 215205.0064
Portfolio AdjustedSize: Under 20 kWAll2018February Monthly Peak | Portfolio Adjusted | Size: Under 20 kW | All | 2018 | February Monthly Peak | 2 | 0
Portfolio AdjustedSize: Under 20 kWAll2018January Monthly Peak | Portfolio Adjusted | Size: Under 20 kW | All | 2018 | January Monthly Peak | 1 | 0
Portfolio AdjustedSize: Under 20 kWAll2018July Monthly Peak | Portfolio Adjusted | Size: Under 20 kW | All | 2018 | July Monthly Peak | 7 | 215205.0064
Portfolio AdjustedSize: Under 20 kWAll2018June Monthly Peak | Portfolio Adjusted | Size: Under 20 kW | All | 2018 | June Monthly Peak | 6 | 215205.0064
Portfolio AdjustedSize: Under 20 kWAll2018March Monthly Peak | Portfolio Adjusted | Size: Under 20 kW | All | 2018 | March Monthly Peak | 3 | 0
Portfolio AdjustedSize: Under 20 kWAll2018May Monthly Peak | Portfolio Adjusted | Size: Under 20 kW | All | 2018 | May Monthly Peak | 5 | 215205.0064
Portfolio AdjustedSize: Under 20 kWAll2018November Monthly Peak | Portfolio Adjusted | Size: Under 20 kW | All | 2018 | November Monthly Peak | 11 | 215205.0064
Portfolio AdjustedSize: Under 20 kWAll2018October Monthly Peak | Portfolio Adjusted | Size: Under 20 kW | All | 2018 | October Monthly Peak | 10 | 215205.0064
Portfolio AdjustedSize: Under 20 kWAll2018September Monthly Peak | Portfolio Adjusted | Size: Under 20 kW | All | 2018 | September Monthly Peak | 9 | 215205.0064
Portfolio AdjustedSize: Under 20 kWAll2018Typical Event Day | Portfolio Adjusted | Size: Under 20 kW | All | 2018 | Typical Event Day | 8 | 215205.0064
Portfolio AdjustedSize: Under 20 kWAll2019April Monthly Peak | Portfolio Adjusted | Size: Under 20 kW | All | 2019 | April Monthly Peak | 4 | 86082.0026
Portfolio AdjustedSize: Under 20 kWAll2019August Monthly Peak | Portfolio Adjusted | Size: Under 20 kW | All | 2019 | August Monthly Peak | 8 | 86082.0026
Portfolio AdjustedSize: Under 20 kWAll2019December Monthly Peak | Portfolio Adjusted | Size: Under 20 kW | All | 2019 | December Monthly Peak | 12 | 86082.0026
Portfolio AdjustedSize: Under 20 kWAll2019February Monthly Peak | Portfolio Adjusted | Size: Under 20 kW | All | 2019 | February Monthly Peak | 2 | 215205.0064
Portfolio AdjustedSize: Under 20 kWAll2019January Monthly Peak | Portfolio Adjusted | Size: Under 20 kW | All | 2019 | January Monthly Peak | 1 | 215205.0064
Portfolio AdjustedSize: Under 20 kWAll2019July Monthly Peak | Portfolio Adjusted | Size: Under 20 kW | All | 2019 | July Monthly Peak | 7 | 86082.0026
Portfolio AdjustedSize: Under 20 kWAll2019June Monthly Peak | Portfolio Adjusted | Size: Under 20 kW | All | 2019 | June Monthly Peak | 6 | 86082.0026
Portfolio AdjustedSize: Under 20 kWAll2019March Monthly Peak | Portfolio Adjusted | Size: Under 20 kW | All | 2019 | March Monthly Peak | 3 | 215205.0064
Portfolio AdjustedSize: Under 20 kWAll2019May Monthly Peak | Portfolio Adjusted | Size: Under 20 kW | All | 2019 | May Monthly Peak | 5 | 86082.0026
Portfolio AdjustedSize: Under 20 kWAll2019November Monthly Peak | Portfolio Adjusted | Size: Under 20 kW | All | 2019 | November Monthly Peak | 11 | 86082.0026
Portfolio AdjustedSize: Under 20 kWAll2019October Monthly Peak | Portfolio Adjusted | Size: Under 20 kW | All | 2019 | October Monthly Peak | 10 | 86082.0026
Portfolio AdjustedSize: Under 20 kWAll2019September Monthly Peak | Portfolio Adjusted | Size: Under 20 kW | All | 2019 | September Monthly Peak | 9 | 86082.0026
Portfolio AdjustedSize: Under 20 kWAll2019Typical Event Day | Portfolio Adjusted | Size: Under 20 kW | All | 2019 | Typical Event Day | 8 | 86082.0026
Portfolio AdjustedSize: Under 20 kWAll2020April Monthly Peak | Portfolio Adjusted | Size: Under 20 kW | All | 2020 | April Monthly Peak | 4 | 86082.0026
Portfolio AdjustedSize: Under 20 kWAll2020August Monthly Peak | Portfolio Adjusted | Size: Under 20 kW | All | 2020 | August Monthly Peak | 8 | 86082.0026
Portfolio AdjustedSize: Under 20 kWAll2020December Monthly Peak | Portfolio Adjusted | Size: Under 20 kW | All | 2020 | December Monthly Peak | 12 | 86082.0026
Portfolio AdjustedSize: Under 20 kWAll2020February Monthly Peak | Portfolio Adjusted | Size: Under 20 kW | All | 2020 | February Monthly Peak | 2 | 86082.0026
Portfolio AdjustedSize: Under 20 kWAll2020January Monthly Peak | Portfolio Adjusted | Size: Under 20 kW | All | 2020 | January Monthly Peak | 1 | 86082.0026
Portfolio AdjustedSize: Under 20 kWAll2020July Monthly Peak | Portfolio Adjusted | Size: Under 20 kW | All | 2020 | July Monthly Peak | 7 | 86082.0026
Portfolio AdjustedSize: Under 20 kWAll2020June Monthly Peak | Portfolio Adjusted | Size: Under 20 kW | All | 2020 | June Monthly Peak | 6 | 86082.0026
Portfolio AdjustedSize: Under 20 kWAll2020March Monthly Peak | Portfolio Adjusted | Size: Under 20 kW | All | 2020 | March Monthly Peak | 3 | 86082.0026
Portfolio AdjustedSize: Under 20 kWAll2020May Monthly Peak | Portfolio Adjusted | Size: Under 20 kW | All | 2020 | May Monthly Peak | 5 | 86082.0026
Portfolio AdjustedSize: Under 20 kWAll2020November Monthly Peak | Portfolio Adjusted | Size: Under 20 kW | All | 2020 | November Monthly Peak | 11 | 86082.0026
Portfolio AdjustedSize: Under 20 kWAll2020October Monthly Peak | Portfolio Adjusted | Size: Under 20 kW | All | 2020 | October Monthly Peak | 10 | 86082.0026
Portfolio AdjustedSize: Under 20 kWAll2020September Monthly Peak | Portfolio Adjusted | Size: Under 20 kW | All | 2020 | September Monthly Peak | 9 | 86082.0026
Portfolio AdjustedSize: Under 20 kWAll2020Typical Event Day | Portfolio Adjusted | Size: Under 20 kW | All | 2020 | Typical Event Day | 8 | 86082.0026
Portfolio AdjustedSize: Under 20 kWAll2021April Monthly Peak | Portfolio Adjusted | Size: Under 20 kW | All | 2021 | April Monthly Peak | 4 | 86082.0026
Portfolio AdjustedSize: Under 20 kWAll2021August Monthly Peak | Portfolio Adjusted | Size: Under 20 kW | All | 2021 | August Monthly Peak | 8 | 86082.0026
Portfolio AdjustedSize: Under 20 kWAll2021December Monthly Peak | Portfolio Adjusted | Size: Under 20 kW | All | 2021 | December Monthly Peak | 12 | 86082.0026
Portfolio AdjustedSize: Under 20 kWAll2021February Monthly Peak | Portfolio Adjusted | Size: Under 20 kW | All | 2021 | February Monthly Peak | 2 | 86082.0026
Portfolio AdjustedSize: Under 20 kWAll2021January Monthly Peak | Portfolio Adjusted | Size: Under 20 kW | All | 2021 | January Monthly Peak | 1 | 86082.0026
Portfolio AdjustedSize: Under 20 kWAll2021July Monthly Peak | Portfolio Adjusted | Size: Under 20 kW | All | 2021 | July Monthly Peak | 7 | 86082.0026
Portfolio AdjustedSize: Under 20 kWAll2021June Monthly Peak | Portfolio Adjusted | Size: Under 20 kW | All | 2021 | June Monthly Peak | 6 | 86082.0026
Portfolio AdjustedSize: Under 20 kWAll2021March Monthly Peak | Portfolio Adjusted | Size: Under 20 kW | All | 2021 | March Monthly Peak | 3 | 86082.0026
Portfolio AdjustedSize: Under 20 kWAll2021May Monthly Peak | Portfolio Adjusted | Size: Under 20 kW | All | 2021 | May Monthly Peak | 5 | 86082.0026
Portfolio AdjustedSize: Under 20 kWAll2021November Monthly Peak | Portfolio Adjusted | Size: Under 20 kW | All | 2021 | November Monthly Peak | 11 | 86082.0026
Portfolio AdjustedSize: Under 20 kWAll2021October Monthly Peak | Portfolio Adjusted | Size: Under 20 kW | All | 2021 | October Monthly Peak | 10 | 86082.0026
Portfolio AdjustedSize: Under 20 kWAll2021September Monthly Peak | Portfolio Adjusted | Size: Under 20 kW | All | 2021 | September Monthly Peak | 9 | 86082.0026
Portfolio AdjustedSize: Under 20 kWAll2021Typical Event Day | Portfolio Adjusted | Size: Under 20 kW | All | 2021 | Typical Event Day | 8 | 86082.0026
Portfolio AdjustedSize: Under 20 kWAll2022April Monthly Peak | Portfolio Adjusted | Size: Under 20 kW | All | 2022 | April Monthly Peak | 4 | 86082.0026
Portfolio AdjustedSize: Under 20 kWAll2022August Monthly Peak | Portfolio Adjusted | Size: Under 20 kW | All | 2022 | August Monthly Peak | 8 | 86082.0026
Portfolio AdjustedSize: Under 20 kWAll2022December Monthly Peak | Portfolio Adjusted | Size: Under 20 kW | All | 2022 | December Monthly Peak | 12 | 86082.0026
Portfolio AdjustedSize: Under 20 kWAll2022February Monthly Peak | Portfolio Adjusted | Size: Under 20 kW | All | 2022 | February Monthly Peak | 2 | 86082.0026
Portfolio AdjustedSize: Under 20 kWAll2022January Monthly Peak | Portfolio Adjusted | Size: Under 20 kW | All | 2022 | January Monthly Peak | 1 | 86082.0026
Portfolio AdjustedSize: Under 20 kWAll2022July Monthly Peak | Portfolio Adjusted | Size: Under 20 kW | All | 2022 | July Monthly Peak | 7 | 86082.0026
Portfolio AdjustedSize: Under 20 kWAll2022June Monthly Peak | Portfolio Adjusted | Size: Under 20 kW | All | 2022 | June Monthly Peak | 6 | 86082.0026
Portfolio AdjustedSize: Under 20 kWAll2022March Monthly Peak | Portfolio Adjusted | Size: Under 20 kW | All | 2022 | March Monthly Peak | 3 | 86082.0026
Portfolio AdjustedSize: Under 20 kWAll2022May Monthly Peak | Portfolio Adjusted | Size: Under 20 kW | All | 2022 | May Monthly Peak | 5 | 86082.0026
Portfolio AdjustedSize: Under 20 kWAll2022November Monthly Peak | Portfolio Adjusted | Size: Under 20 kW | All | 2022 | November Monthly Peak | 11 | 86082.0026
Portfolio AdjustedSize: Under 20 kWAll2022October Monthly Peak | Portfolio Adjusted | Size: Under 20 kW | All | 2022 | October Monthly Peak | 10 | 86082.0026
Portfolio AdjustedSize: Under 20 kWAll2022September Monthly Peak | Portfolio Adjusted | Size: Under 20 kW | All | 2022 | September Monthly Peak | 9 | 86082.0026
Portfolio AdjustedSize: Under 20 kWAll2022Typical Event Day | Portfolio Adjusted | Size: Under 20 kW | All | 2022 | Typical Event Day | 8 | 86082.0026
Portfolio AdjustedSize: Under 20 kWAll2023April Monthly Peak | Portfolio Adjusted | Size: Under 20 kW | All | 2023 | April Monthly Peak | 4 | 86082.0026
Portfolio AdjustedSize: Under 20 kWAll2023August Monthly Peak | Portfolio Adjusted | Size: Under 20 kW | All | 2023 | August Monthly Peak | 8 | 86082.0026
Portfolio AdjustedSize: Under 20 kWAll2023December Monthly Peak | Portfolio Adjusted | Size: Under 20 kW | All | 2023 | December Monthly Peak | 12 | 86082.0026
Portfolio AdjustedSize: Under 20 kWAll2023February Monthly Peak | Portfolio Adjusted | Size: Under 20 kW | All | 2023 | February Monthly Peak | 2 | 86082.0026
Portfolio AdjustedSize: Under 20 kWAll2023January Monthly Peak | Portfolio Adjusted | Size: Under 20 kW | All | 2023 | January Monthly Peak | 1 | 86082.0026
Portfolio AdjustedSize: Under 20 kWAll2023July Monthly Peak | Portfolio Adjusted | Size: Under 20 kW | All | 2023 | July Monthly Peak | 7 | 86082.0026
Portfolio AdjustedSize: Under 20 kWAll2023June Monthly Peak | Portfolio Adjusted | Size: Under 20 kW | All | 2023 | June Monthly Peak | 6 | 86082.0026
Portfolio AdjustedSize: Under 20 kWAll2023March Monthly Peak | Portfolio Adjusted | Size: Under 20 kW | All | 2023 | March Monthly Peak | 3 | 86082.0026
Portfolio AdjustedSize: Under 20 kWAll2023May Monthly Peak | Portfolio Adjusted | Size: Under 20 kW | All | 2023 | May Monthly Peak | 5 | 86082.0026
Portfolio AdjustedSize: Under 20 kWAll2023November Monthly Peak | Portfolio Adjusted | Size: Under 20 kW | All | 2023 | November Monthly Peak | 11 | 86082.0026
Portfolio AdjustedSize: Under 20 kWAll2023October Monthly Peak | Portfolio Adjusted | Size: Under 20 kW | All | 2023 | October Monthly Peak | 10 | 86082.0026
Portfolio AdjustedSize: Under 20 kWAll2023September Monthly Peak | Portfolio Adjusted | Size: Under 20 kW | All | 2023 | September Monthly Peak | 9 | 86082.0026
Portfolio AdjustedSize: Under 20 kWAll2023Typical Event Day | Portfolio Adjusted | Size: Under 20 kW | All | 2023 | Typical Event Day | 8 | 86082.0026
Portfolio AdjustedSize: Under 20 kWAll2024April Monthly Peak | Portfolio Adjusted | Size: Under 20 kW | All | 2024 | April Monthly Peak | 4 | 86082.0026
Portfolio AdjustedSize: Under 20 kWAll2024August Monthly Peak | Portfolio Adjusted | Size: Under 20 kW | All | 2024 | August Monthly Peak | 8 | 86082.0026
Portfolio AdjustedSize: Under 20 kWAll2024December Monthly Peak | Portfolio Adjusted | Size: Under 20 kW | All | 2024 | December Monthly Peak | 12 | 86082.0026
Portfolio AdjustedSize: Under 20 kWAll2024February Monthly Peak | Portfolio Adjusted | Size: Under 20 kW | All | 2024 | February Monthly Peak | 2 | 86082.0026
Portfolio AdjustedSize: Under 20 kWAll2024January Monthly Peak | Portfolio Adjusted | Size: Under 20 kW | All | 2024 | January Monthly Peak | 1 | 86082.0026
Portfolio AdjustedSize: Under 20 kWAll2024July Monthly Peak | Portfolio Adjusted | Size: Under 20 kW | All | 2024 | July Monthly Peak | 7 | 86082.0026
Portfolio AdjustedSize: Under 20 kWAll2024June Monthly Peak | Portfolio Adjusted | Size: Under 20 kW | All | 2024 | June Monthly Peak | 6 | 86082.0026
Portfolio AdjustedSize: Under 20 kWAll2024March Monthly Peak | Portfolio Adjusted | Size: Under 20 kW | All | 2024 | March Monthly Peak | 3 | 86082.0026
Portfolio AdjustedSize: Under 20 kWAll2024May Monthly Peak | Portfolio Adjusted | Size: Under 20 kW | All | 2024 | May Monthly Peak | 5 | 86082.0026
Portfolio AdjustedSize: Under 20 kWAll2024November Monthly Peak | Portfolio Adjusted | Size: Under 20 kW | All | 2024 | November Monthly Peak | 11 | 86082.0026
Portfolio AdjustedSize: Under 20 kWAll2024October Monthly Peak | Portfolio Adjusted | Size: Under 20 kW | All | 2024 | October Monthly Peak | 10 | 86082.0026
Portfolio AdjustedSize: Under 20 kWAll2024September Monthly Peak | Portfolio Adjusted | Size: Under 20 kW | All | 2024 | September Monthly Peak | 9 | 86082.0026
Portfolio AdjustedSize: Under 20 kWAll2024Typical Event Day | Portfolio Adjusted | Size: Under 20 kW | All | 2024 | Typical Event Day | 8 | 86082.0026
Portfolio AdjustedSize: Under 20 kWAll2025April Monthly Peak | Portfolio Adjusted | Size: Under 20 kW | All | 2025 | April Monthly Peak | 4 | 86082.0026
Portfolio AdjustedSize: Under 20 kWAll2025August Monthly Peak | Portfolio Adjusted | Size: Under 20 kW | All | 2025 | August Monthly Peak | 8 | 86082.0026
Portfolio AdjustedSize: Under 20 kWAll2025December Monthly Peak | Portfolio Adjusted | Size: Under 20 kW | All | 2025 | December Monthly Peak | 12 | 86082.0026
Portfolio AdjustedSize: Under 20 kWAll2025February Monthly Peak | Portfolio Adjusted | Size: Under 20 kW | All | 2025 | February Monthly Peak | 2 | 86082.0026
Portfolio AdjustedSize: Under 20 kWAll2025January Monthly Peak | Portfolio Adjusted | Size: Under 20 kW | All | 2025 | January Monthly Peak | 1 | 86082.0026
Portfolio AdjustedSize: Under 20 kWAll2025July Monthly Peak | Portfolio Adjusted | Size: Under 20 kW | All | 2025 | July Monthly Peak | 7 | 86082.0026
Portfolio AdjustedSize: Under 20 kWAll2025June Monthly Peak | Portfolio Adjusted | Size: Under 20 kW | All | 2025 | June Monthly Peak | 6 | 86082.0026
Portfolio AdjustedSize: Under 20 kWAll2025March Monthly Peak | Portfolio Adjusted | Size: Under 20 kW | All | 2025 | March Monthly Peak | 3 | 86082.0026
Portfolio AdjustedSize: Under 20 kWAll2025May Monthly Peak | Portfolio Adjusted | Size: Under 20 kW | All | 2025 | May Monthly Peak | 5 | 86082.0026
Portfolio AdjustedSize: Under 20 kWAll2025November Monthly Peak | Portfolio Adjusted | Size: Under 20 kW | All | 2025 | November Monthly Peak | 11 | 86082.0026
Portfolio AdjustedSize: Under 20 kWAll2025October Monthly Peak | Portfolio Adjusted | Size: Under 20 kW | All | 2025 | October Monthly Peak | 10 | 86082.0026
Portfolio AdjustedSize: Under 20 kWAll2025September Monthly Peak | Portfolio Adjusted | Size: Under 20 kW | All | 2025 | September Monthly Peak | 9 | 86082.0026
Portfolio AdjustedSize: Under 20 kWAll2025Typical Event Day | Portfolio Adjusted | Size: Under 20 kW | All | 2025 | Typical Event Day | 8 | 86082.0026
Portfolio AdjustedSize: Under 20 kWAll2026April Monthly Peak | Portfolio Adjusted | Size: Under 20 kW | All | 2026 | April Monthly Peak | 4 | 86082.0026
Portfolio AdjustedSize: Under 20 kWAll2026August Monthly Peak | Portfolio Adjusted | Size: Under 20 kW | All | 2026 | August Monthly Peak | 8 | 86082.0026
Portfolio AdjustedSize: Under 20 kWAll2026December Monthly Peak | Portfolio Adjusted | Size: Under 20 kW | All | 2026 | December Monthly Peak | 12 | 86082.0026
Portfolio AdjustedSize: Under 20 kWAll2026February Monthly Peak | Portfolio Adjusted | Size: Under 20 kW | All | 2026 | February Monthly Peak | 2 | 86082.0026
Portfolio AdjustedSize: Under 20 kWAll2026January Monthly Peak | Portfolio Adjusted | Size: Under 20 kW | All | 2026 | January Monthly Peak | 1 | 86082.0026
Portfolio AdjustedSize: Under 20 kWAll2026July Monthly Peak | Portfolio Adjusted | Size: Under 20 kW | All | 2026 | July Monthly Peak | 7 | 86082.0026
Portfolio AdjustedSize: Under 20 kWAll2026June Monthly Peak | Portfolio Adjusted | Size: Under 20 kW | All | 2026 | June Monthly Peak | 6 | 86082.0026
Portfolio AdjustedSize: Under 20 kWAll2026March Monthly Peak | Portfolio Adjusted | Size: Under 20 kW | All | 2026 | March Monthly Peak | 3 | 86082.0026
Portfolio AdjustedSize: Under 20 kWAll2026May Monthly Peak | Portfolio Adjusted | Size: Under 20 kW | All | 2026 | May Monthly Peak | 5 | 86082.0026
Portfolio AdjustedSize: Under 20 kWAll2026November Monthly Peak | Portfolio Adjusted | Size: Under 20 kW | All | 2026 | November Monthly Peak | 11 | 86082.0026
Portfolio AdjustedSize: Under 20 kWAll2026October Monthly Peak | Portfolio Adjusted | Size: Under 20 kW | All | 2026 | October Monthly Peak | 10 | 86082.0026
Portfolio AdjustedSize: Under 20 kWAll2026September Monthly Peak | Portfolio Adjusted | Size: Under 20 kW | All | 2026 | September Monthly Peak | 9 | 86082.0026
Portfolio AdjustedSize: Under 20 kWAll2026Typical Event Day | Portfolio Adjusted | Size: Under 20 kW | All | 2026 | Typical Event Day | 8 | 86082.0026
Portfolio AdjustedSize: Under 20 kWOrange County2015April Monthly Peak | Portfolio Adjusted | Size: Under 20 kW | Orange County | 2015 | April Monthly Peak | 4 | 0
Portfolio AdjustedSize: Under 20 kWOrange County2015August Monthly Peak | Portfolio Adjusted | Size: Under 20 kW | Orange County | 2015 | August Monthly Peak | 8 | 0
Portfolio AdjustedSize: Under 20 kWOrange County2015December Monthly Peak | Portfolio Adjusted | Size: Under 20 kW | Orange County | 2015 | December Monthly Peak | 12 | 0
Portfolio AdjustedSize: Under 20 kWOrange County2015February Monthly Peak | Portfolio Adjusted | Size: Under 20 kW | Orange County | 2015 | February Monthly Peak | 2 | 0
Portfolio AdjustedSize: Under 20 kWOrange County2015January Monthly Peak | Portfolio Adjusted | Size: Under 20 kW | Orange County | 2015 | January Monthly Peak | 1 | 0
Portfolio AdjustedSize: Under 20 kWOrange County2015July Monthly Peak | Portfolio Adjusted | Size: Under 20 kW | Orange County | 2015 | July Monthly Peak | 7 | 0
Portfolio AdjustedSize: Under 20 kWOrange County2015June Monthly Peak | Portfolio Adjusted | Size: Under 20 kW | Orange County | 2015 | June Monthly Peak | 6 | 0
Portfolio AdjustedSize: Under 20 kWOrange County2015March Monthly Peak | Portfolio Adjusted | Size: Under 20 kW | Orange County | 2015 | March Monthly Peak | 3 | 0
Portfolio AdjustedSize: Under 20 kWOrange County2015May Monthly Peak | Portfolio Adjusted | Size: Under 20 kW | Orange County | 2015 | May Monthly Peak | 5 | 0
Portfolio AdjustedSize: Under 20 kWOrange County2015November Monthly Peak | Portfolio Adjusted | Size: Under 20 kW | Orange County | 2015 | November Monthly Peak | 11 | 0
Portfolio AdjustedSize: Under 20 kWOrange County2015October Monthly Peak | Portfolio Adjusted | Size: Under 20 kW | Orange County | 2015 | October Monthly Peak | 10 | 0
Portfolio AdjustedSize: Under 20 kWOrange County2015September Monthly Peak | Portfolio Adjusted | Size: Under 20 kW | Orange County | 2015 | September Monthly Peak | 9 | 0
Portfolio AdjustedSize: Under 20 kWOrange County2015Typical Event Day | Portfolio Adjusted | Size: Under 20 kW | Orange County | 2015 | Typical Event Day | 8 | 0
Portfolio AdjustedSize: Under 20 kWOrange County2016April Monthly Peak | Portfolio Adjusted | Size: Under 20 kW | Orange County | 2016 | April Monthly Peak | 4 | 0
Portfolio AdjustedSize: Under 20 kWOrange County2016August Monthly Peak | Portfolio Adjusted | Size: Under 20 kW | Orange County | 2016 | August Monthly Peak | 8 | 0
Portfolio AdjustedSize: Under 20 kWOrange County2016December Monthly Peak | Portfolio Adjusted | Size: Under 20 kW | Orange County | 2016 | December Monthly Peak | 12 | 0
Portfolio AdjustedSize: Under 20 kWOrange County2016February Monthly Peak | Portfolio Adjusted | Size: Under 20 kW | Orange County | 2016 | February Monthly Peak | 2 | 0
Portfolio AdjustedSize: Under 20 kWOrange County2016January Monthly Peak | Portfolio Adjusted | Size: Under 20 kW | Orange County | 2016 | January Monthly Peak | 1 | 0
Portfolio AdjustedSize: Under 20 kWOrange County2016July Monthly Peak | Portfolio Adjusted | Size: Under 20 kW | Orange County | 2016 | July Monthly Peak | 7 | 0
Portfolio AdjustedSize: Under 20 kWOrange County2016June Monthly Peak | Portfolio Adjusted | Size: Under 20 kW | Orange County | 2016 | June Monthly Peak | 6 | 0
Portfolio AdjustedSize: Under 20 kWOrange County2016March Monthly Peak | Portfolio Adjusted | Size: Under 20 kW | Orange County | 2016 | March Monthly Peak | 3 | 0
Portfolio AdjustedSize: Under 20 kWOrange County2016May Monthly Peak | Portfolio Adjusted | Size: Under 20 kW | Orange County | 2016 | May Monthly Peak | 5 | 0
Portfolio AdjustedSize: Under 20 kWOrange County2016November Monthly Peak | Portfolio Adjusted | Size: Under 20 kW | Orange County | 2016 | November Monthly Peak | 11 | 0
Portfolio AdjustedSize: Under 20 kWOrange County2016October Monthly Peak | Portfolio Adjusted | Size: Under 20 kW | Orange County | 2016 | October Monthly Peak | 10 | 0
Portfolio AdjustedSize: Under 20 kWOrange County2016September Monthly Peak | Portfolio Adjusted | Size: Under 20 kW | Orange County | 2016 | September Monthly Peak | 9 | 0
Portfolio AdjustedSize: Under 20 kWOrange County2016Typical Event Day | Portfolio Adjusted | Size: Under 20 kW | Orange County | 2016 | Typical Event Day | 8 | 0
Portfolio AdjustedSize: Under 20 kWOrange County2017April Monthly Peak | Portfolio Adjusted | Size: Under 20 kW | Orange County | 2017 | April Monthly Peak | 4 | 0
Portfolio AdjustedSize: Under 20 kWOrange County2017August Monthly Peak | Portfolio Adjusted | Size: Under 20 kW | Orange County | 2017 | August Monthly Peak | 8 | 0
Portfolio AdjustedSize: Under 20 kWOrange County2017December Monthly Peak | Portfolio Adjusted | Size: Under 20 kW | Orange County | 2017 | December Monthly Peak | 12 | 0
Portfolio AdjustedSize: Under 20 kWOrange County2017February Monthly Peak | Portfolio Adjusted | Size: Under 20 kW | Orange County | 2017 | February Monthly Peak | 2 | 0
Portfolio AdjustedSize: Under 20 kWOrange County2017January Monthly Peak | Portfolio Adjusted | Size: Under 20 kW | Orange County | 2017 | January Monthly Peak | 1 | 0
Portfolio AdjustedSize: Under 20 kWOrange County2017July Monthly Peak | Portfolio Adjusted | Size: Under 20 kW | Orange County | 2017 | July Monthly Peak | 7 | 0
Portfolio AdjustedSize: Under 20 kWOrange County2017June Monthly Peak | Portfolio Adjusted | Size: Under 20 kW | Orange County | 2017 | June Monthly Peak | 6 | 0
Portfolio AdjustedSize: Under 20 kWOrange County2017March Monthly Peak | Portfolio Adjusted | Size: Under 20 kW | Orange County | 2017 | March Monthly Peak | 3 | 0
Portfolio AdjustedSize: Under 20 kWOrange County2017May Monthly Peak | Portfolio Adjusted | Size: Under 20 kW | Orange County | 2017 | May Monthly Peak | 5 | 0
Portfolio AdjustedSize: Under 20 kWOrange County2017November Monthly Peak | Portfolio Adjusted | Size: Under 20 kW | Orange County | 2017 | November Monthly Peak | 11 | 0
Portfolio AdjustedSize: Under 20 kWOrange County2017October Monthly Peak | Portfolio Adjusted | Size: Under 20 kW | Orange County | 2017 | October Monthly Peak | 10 | 0
Portfolio AdjustedSize: Under 20 kWOrange County2017September Monthly Peak | Portfolio Adjusted | Size: Under 20 kW | Orange County | 2017 | September Monthly Peak | 9 | 0
Portfolio AdjustedSize: Under 20 kWOrange County2017Typical Event Day | Portfolio Adjusted | Size: Under 20 kW | Orange County | 2017 | Typical Event Day | 8 | 0
Portfolio AdjustedSize: Under 20 kWOrange County2018April Monthly Peak | Portfolio Adjusted | Size: Under 20 kW | Orange County | 2018 | April Monthly Peak | 4 | 52196.5042
Portfolio AdjustedSize: Under 20 kWOrange County2018August Monthly Peak | Portfolio Adjusted | Size: Under 20 kW | Orange County | 2018 | August Monthly Peak | 8 | 52196.5042
Portfolio AdjustedSize: Under 20 kWOrange County2018December Monthly Peak | Portfolio Adjusted | Size: Under 20 kW | Orange County | 2018 | December Monthly Peak | 12 | 52196.5042
Portfolio AdjustedSize: Under 20 kWOrange County2018February Monthly Peak | Portfolio Adjusted | Size: Under 20 kW | Orange County | 2018 | February Monthly Peak | 2 | 0
Portfolio AdjustedSize: Under 20 kWOrange County2018January Monthly Peak | Portfolio Adjusted | Size: Under 20 kW | Orange County | 2018 | January Monthly Peak | 1 | 0
Portfolio AdjustedSize: Under 20 kWOrange County2018July Monthly Peak | Portfolio Adjusted | Size: Under 20 kW | Orange County | 2018 | July Monthly Peak | 7 | 52196.5042
Portfolio AdjustedSize: Under 20 kWOrange County2018June Monthly Peak | Portfolio Adjusted | Size: Under 20 kW | Orange County | 2018 | June Monthly Peak | 6 | 52196.5042
Portfolio AdjustedSize: Under 20 kWOrange County2018March Monthly Peak | Portfolio Adjusted | Size: Under 20 kW | Orange County | 2018 | March Monthly Peak | 3 | 0
Portfolio AdjustedSize: Under 20 kWOrange County2018May Monthly Peak | Portfolio Adjusted | Size: Under 20 kW | Orange County | 2018 | May Monthly Peak | 5 | 52196.5042
Portfolio AdjustedSize: Under 20 kWOrange County2018November Monthly Peak | Portfolio Adjusted | Size: Under 20 kW | Orange County | 2018 | November Monthly Peak | 11 | 52196.5042
Portfolio AdjustedSize: Under 20 kWOrange County2018October Monthly Peak | Portfolio Adjusted | Size: Under 20 kW | Orange County | 2018 | October Monthly Peak | 10 | 52196.5042
Portfolio AdjustedSize: Under 20 kWOrange County2018September Monthly Peak | Portfolio Adjusted | Size: Under 20 kW | Orange County | 2018 | September Monthly Peak | 9 | 52196.5042
Portfolio AdjustedSize: Under 20 kWOrange County2018Typical Event Day | Portfolio Adjusted | Size: Under 20 kW | Orange County | 2018 | Typical Event Day | 8 | 52196.5042
Portfolio AdjustedSize: Under 20 kWOrange County2019April Monthly Peak | Portfolio Adjusted | Size: Under 20 kW | Orange County | 2019 | April Monthly Peak | 4 | 20878.6017
Portfolio AdjustedSize: Under 20 kWOrange County2019August Monthly Peak | Portfolio Adjusted | Size: Under 20 kW | Orange County | 2019 | August Monthly Peak | 8 | 20878.6017
Portfolio AdjustedSize: Under 20 kWOrange County2019December Monthly Peak | Portfolio Adjusted | Size: Under 20 kW | Orange County | 2019 | December Monthly Peak | 12 | 20878.6017
Portfolio AdjustedSize: Under 20 kWOrange County2019February Monthly Peak | Portfolio Adjusted | Size: Under 20 kW | Orange County | 2019 | February Monthly Peak | 2 | 52196.5042
Portfolio AdjustedSize: Under 20 kWOrange County2019January Monthly Peak | Portfolio Adjusted | Size: Under 20 kW | Orange County | 2019 | January Monthly Peak | 1 | 52196.5042
Portfolio AdjustedSize: Under 20 kWOrange County2019July Monthly Peak | Portfolio Adjusted | Size: Under 20 kW | Orange County | 2019 | July Monthly Peak | 7 | 20878.6017
Portfolio AdjustedSize: Under 20 kWOrange County2019June Monthly Peak | Portfolio Adjusted | Size: Under 20 kW | Orange County | 2019 | June Monthly Peak | 6 | 20878.6017
Portfolio AdjustedSize: Under 20 kWOrange County2019March Monthly Peak | Portfolio Adjusted | Size: Under 20 kW | Orange County | 2019 | March Monthly Peak | 3 | 52196.5042
Portfolio AdjustedSize: Under 20 kWOrange County2019May Monthly Peak | Portfolio Adjusted | Size: Under 20 kW | Orange County | 2019 | May Monthly Peak | 5 | 20878.6017
Portfolio AdjustedSize: Under 20 kWOrange County2019November Monthly Peak | Portfolio Adjusted | Size: Under 20 kW | Orange County | 2019 | November Monthly Peak | 11 | 20878.6017
Portfolio AdjustedSize: Under 20 kWOrange County2019October Monthly Peak | Portfolio Adjusted | Size: Under 20 kW | Orange County | 2019 | October Monthly Peak | 10 | 20878.6017
Portfolio AdjustedSize: Under 20 kWOrange County2019September Monthly Peak | Portfolio Adjusted | Size: Under 20 kW | Orange County | 2019 | September Monthly Peak | 9 | 20878.6017
Portfolio AdjustedSize: Under 20 kWOrange County2019Typical Event Day | Portfolio Adjusted | Size: Under 20 kW | Orange County | 2019 | Typical Event Day | 8 | 20878.6017
Portfolio AdjustedSize: Under 20 kWOrange County2020April Monthly Peak | Portfolio Adjusted | Size: Under 20 kW | Orange County | 2020 | April Monthly Peak | 4 | 20878.6017
Portfolio AdjustedSize: Under 20 kWOrange County2020August Monthly Peak | Portfolio Adjusted | Size: Under 20 kW | Orange County | 2020 | August Monthly Peak | 8 | 20878.6017
Portfolio AdjustedSize: Under 20 kWOrange County2020December Monthly Peak | Portfolio Adjusted | Size: Under 20 kW | Orange County | 2020 | December Monthly Peak | 12 | 20878.6017
Portfolio AdjustedSize: Under 20 kWOrange County2020February Monthly Peak | Portfolio Adjusted | Size: Under 20 kW | Orange County | 2020 | February Monthly Peak | 2 | 20878.6017
Portfolio AdjustedSize: Under 20 kWOrange County2020January Monthly Peak | Portfolio Adjusted | Size: Under 20 kW | Orange County | 2020 | January Monthly Peak | 1 | 20878.6017
Portfolio AdjustedSize: Under 20 kWOrange County2020July Monthly Peak | Portfolio Adjusted | Size: Under 20 kW | Orange County | 2020 | July Monthly Peak | 7 | 20878.6017
Portfolio AdjustedSize: Under 20 kWOrange County2020June Monthly Peak | Portfolio Adjusted | Size: Under 20 kW | Orange County | 2020 | June Monthly Peak | 6 | 20878.6017
Portfolio AdjustedSize: Under 20 kWOrange County2020March Monthly Peak | Portfolio Adjusted | Size: Under 20 kW | Orange County | 2020 | March Monthly Peak | 3 | 20878.6017
Portfolio AdjustedSize: Under 20 kWOrange County2020May Monthly Peak | Portfolio Adjusted | Size: Under 20 kW | Orange County | 2020 | May Monthly Peak | 5 | 20878.6017
Portfolio AdjustedSize: Under 20 kWOrange County2020November Monthly Peak | Portfolio Adjusted | Size: Under 20 kW | Orange County | 2020 | November Monthly Peak | 11 | 20878.6017
Portfolio AdjustedSize: Under 20 kWOrange County2020October Monthly Peak | Portfolio Adjusted | Size: Under 20 kW | Orange County | 2020 | October Monthly Peak | 10 | 20878.6017
Portfolio AdjustedSize: Under 20 kWOrange County2020September Monthly Peak | Portfolio Adjusted | Size: Under 20 kW | Orange County | 2020 | September Monthly Peak | 9 | 20878.6017
Portfolio AdjustedSize: Under 20 kWOrange County2020Typical Event Day | Portfolio Adjusted | Size: Under 20 kW | Orange County | 2020 | Typical Event Day | 8 | 20878.6017
Portfolio AdjustedSize: Under 20 kWOrange County2021April Monthly Peak | Portfolio Adjusted | Size: Under 20 kW | Orange County | 2021 | April Monthly Peak | 4 | 20878.6017
Portfolio AdjustedSize: Under 20 kWOrange County2021August Monthly Peak | Portfolio Adjusted | Size: Under 20 kW | Orange County | 2021 | August Monthly Peak | 8 | 20878.6017
Portfolio AdjustedSize: Under 20 kWOrange County2021December Monthly Peak | Portfolio Adjusted | Size: Under 20 kW | Orange County | 2021 | December Monthly Peak | 12 | 20878.6017
Portfolio AdjustedSize: Under 20 kWOrange County2021February Monthly Peak | Portfolio Adjusted | Size: Under 20 kW | Orange County | 2021 | February Monthly Peak | 2 | 20878.6017
Portfolio AdjustedSize: Under 20 kWOrange County2021January Monthly Peak | Portfolio Adjusted | Size: Under 20 kW | Orange County | 2021 | January Monthly Peak | 1 | 20878.6017
Portfolio AdjustedSize: Under 20 kWOrange County2021July Monthly Peak | Portfolio Adjusted | Size: Under 20 kW | Orange County | 2021 | July Monthly Peak | 7 | 20878.6017
Portfolio AdjustedSize: Under 20 kWOrange County2021June Monthly Peak | Portfolio Adjusted | Size: Under 20 kW | Orange County | 2021 | June Monthly Peak | 6 | 20878.6017
Portfolio AdjustedSize: Under 20 kWOrange County2021March Monthly Peak | Portfolio Adjusted | Size: Under 20 kW | Orange County | 2021 | March Monthly Peak | 3 | 20878.6017
Portfolio AdjustedSize: Under 20 kWOrange County2021May Monthly Peak | Portfolio Adjusted | Size: Under 20 kW | Orange County | 2021 | May Monthly Peak | 5 | 20878.6017
Portfolio AdjustedSize: Under 20 kWOrange County2021November Monthly Peak | Portfolio Adjusted | Size: Under 20 kW | Orange County | 2021 | November Monthly Peak | 11 | 20878.6017
Portfolio AdjustedSize: Under 20 kWOrange County2021October Monthly Peak | Portfolio Adjusted | Size: Under 20 kW | Orange County | 2021 | October Monthly Peak | 10 | 20878.6017
Portfolio AdjustedSize: Under 20 kWOrange County2021September Monthly Peak | Portfolio Adjusted | Size: Under 20 kW | Orange County | 2021 | September Monthly Peak | 9 | 20878.6017
Portfolio AdjustedSize: Under 20 kWOrange County2021Typical Event Day | Portfolio Adjusted | Size: Under 20 kW | Orange County | 2021 | Typical Event Day | 8 | 20878.6017
Portfolio AdjustedSize: Under 20 kWOrange County2022April Monthly Peak | Portfolio Adjusted | Size: Under 20 kW | Orange County | 2022 | April Monthly Peak | 4 | 20878.6017
Portfolio AdjustedSize: Under 20 kWOrange County2022August Monthly Peak | Portfolio Adjusted | Size: Under 20 kW | Orange County | 2022 | August Monthly Peak | 8 | 20878.6017
Portfolio AdjustedSize: Under 20 kWOrange County2022December Monthly Peak | Portfolio Adjusted | Size: Under 20 kW | Orange County | 2022 | December Monthly Peak | 12 | 20878.6017
Portfolio AdjustedSize: Under 20 kWOrange County2022February Monthly Peak | Portfolio Adjusted | Size: Under 20 kW | Orange County | 2022 | February Monthly Peak | 2 | 20878.6017
Portfolio AdjustedSize: Under 20 kWOrange County2022January Monthly Peak | Portfolio Adjusted | Size: Under 20 kW | Orange County | 2022 | January Monthly Peak | 1 | 20878.6017
Portfolio AdjustedSize: Under 20 kWOrange County2022July Monthly Peak | Portfolio Adjusted | Size: Under 20 kW | Orange County | 2022 | July Monthly Peak | 7 | 20878.6017
Portfolio AdjustedSize: Under 20 kWOrange County2022June Monthly Peak | Portfolio Adjusted | Size: Under 20 kW | Orange County | 2022 | June Monthly Peak | 6 | 20878.6017
Portfolio AdjustedSize: Under 20 kWOrange County2022March Monthly Peak | Portfolio Adjusted | Size: Under 20 kW | Orange County | 2022 | March Monthly Peak | 3 | 20878.6017
Portfolio AdjustedSize: Under 20 kWOrange County2022May Monthly Peak | Portfolio Adjusted | Size: Under 20 kW | Orange County | 2022 | May Monthly Peak | 5 | 20878.6017
Portfolio AdjustedSize: Under 20 kWOrange County2022November Monthly Peak | Portfolio Adjusted | Size: Under 20 kW | Orange County | 2022 | November Monthly Peak | 11 | 20878.6017
Portfolio AdjustedSize: Under 20 kWOrange County2022October Monthly Peak | Portfolio Adjusted | Size: Under 20 kW | Orange County | 2022 | October Monthly Peak | 10 | 20878.6017
Portfolio AdjustedSize: Under 20 kWOrange County2022September Monthly Peak | Portfolio Adjusted | Size: Under 20 kW | Orange County | 2022 | September Monthly Peak | 9 | 20878.6017
Portfolio AdjustedSize: Under 20 kWOrange County2022Typical Event Day | Portfolio Adjusted | Size: Under 20 kW | Orange County | 2022 | Typical Event Day | 8 | 20878.6017
Portfolio AdjustedSize: Under 20 kWOrange County2023April Monthly Peak | Portfolio Adjusted | Size: Under 20 kW | Orange County | 2023 | April Monthly Peak | 4 | 20878.6017
Portfolio AdjustedSize: Under 20 kWOrange County2023August Monthly Peak | Portfolio Adjusted | Size: Under 20 kW | Orange County | 2023 | August Monthly Peak | 8 | 20878.6017
Portfolio AdjustedSize: Under 20 kWOrange County2023December Monthly Peak | Portfolio Adjusted | Size: Under 20 kW | Orange County | 2023 | December Monthly Peak | 12 | 20878.6017
Portfolio AdjustedSize: Under 20 kWOrange County2023February Monthly Peak | Portfolio Adjusted | Size: Under 20 kW | Orange County | 2023 | February Monthly Peak | 2 | 20878.6017
Portfolio AdjustedSize: Under 20 kWOrange County2023January Monthly Peak | Portfolio Adjusted | Size: Under 20 kW | Orange County | 2023 | January Monthly Peak | 1 | 20878.6017
Portfolio AdjustedSize: Under 20 kWOrange County2023July Monthly Peak | Portfolio Adjusted | Size: Under 20 kW | Orange County | 2023 | July Monthly Peak | 7 | 20878.6017
Portfolio AdjustedSize: Under 20 kWOrange County2023June Monthly Peak | Portfolio Adjusted | Size: Under 20 kW | Orange County | 2023 | June Monthly Peak | 6 | 20878.6017
Portfolio AdjustedSize: Under 20 kWOrange County2023March Monthly Peak | Portfolio Adjusted | Size: Under 20 kW | Orange County | 2023 | March Monthly Peak | 3 | 20878.6017
Portfolio AdjustedSize: Under 20 kWOrange County2023May Monthly Peak | Portfolio Adjusted | Size: Under 20 kW | Orange County | 2023 | May Monthly Peak | 5 | 20878.6017
Portfolio AdjustedSize: Under 20 kWOrange County2023November Monthly Peak | Portfolio Adjusted | Size: Under 20 kW | Orange County | 2023 | November Monthly Peak | 11 | 20878.6017
Portfolio AdjustedSize: Under 20 kWOrange County2023October Monthly Peak | Portfolio Adjusted | Size: Under 20 kW | Orange County | 2023 | October Monthly Peak | 10 | 20878.6017
Portfolio AdjustedSize: Under 20 kWOrange County2023September Monthly Peak | Portfolio Adjusted | Size: Under 20 kW | Orange County | 2023 | September Monthly Peak | 9 | 20878.6017
Portfolio AdjustedSize: Under 20 kWOrange County2023Typical Event Day | Portfolio Adjusted | Size: Under 20 kW | Orange County | 2023 | Typical Event Day | 8 | 20878.6017
Portfolio AdjustedSize: Under 20 kWOrange County2024April Monthly Peak | Portfolio Adjusted | Size: Under 20 kW | Orange County | 2024 | April Monthly Peak | 4 | 20878.6017
Portfolio AdjustedSize: Under 20 kWOrange County2024August Monthly Peak | Portfolio Adjusted | Size: Under 20 kW | Orange County | 2024 | August Monthly Peak | 8 | 20878.6017
Portfolio AdjustedSize: Under 20 kWOrange County2024December Monthly Peak | Portfolio Adjusted | Size: Under 20 kW | Orange County | 2024 | December Monthly Peak | 12 | 20878.6017
Portfolio AdjustedSize: Under 20 kWOrange County2024February Monthly Peak | Portfolio Adjusted | Size: Under 20 kW | Orange County | 2024 | February Monthly Peak | 2 | 20878.6017
Portfolio AdjustedSize: Under 20 kWOrange County2024January Monthly Peak | Portfolio Adjusted | Size: Under 20 kW | Orange County | 2024 | January Monthly Peak | 1 | 20878.6017
Portfolio AdjustedSize: Under 20 kWOrange County2024July Monthly Peak | Portfolio Adjusted | Size: Under 20 kW | Orange County | 2024 | July Monthly Peak | 7 | 20878.6017
Portfolio AdjustedSize: Under 20 kWOrange County2024June Monthly Peak | Portfolio Adjusted | Size: Under 20 kW | Orange County | 2024 | June Monthly Peak | 6 | 20878.6017
Portfolio AdjustedSize: Under 20 kWOrange County2024March Monthly Peak | Portfolio Adjusted | Size: Under 20 kW | Orange County | 2024 | March Monthly Peak | 3 | 20878.6017
Portfolio AdjustedSize: Under 20 kWOrange County2024May Monthly Peak | Portfolio Adjusted | Size: Under 20 kW | Orange County | 2024 | May Monthly Peak | 5 | 20878.6017
Portfolio AdjustedSize: Under 20 kWOrange County2024November Monthly Peak | Portfolio Adjusted | Size: Under 20 kW | Orange County | 2024 | November Monthly Peak | 11 | 20878.6017
Portfolio AdjustedSize: Under 20 kWOrange County2024October Monthly Peak | Portfolio Adjusted | Size: Under 20 kW | Orange County | 2024 | October Monthly Peak | 10 | 20878.6017
Portfolio AdjustedSize: Under 20 kWOrange County2024September Monthly Peak | Portfolio Adjusted | Size: Under 20 kW | Orange County | 2024 | September Monthly Peak | 9 | 20878.6017
Portfolio AdjustedSize: Under 20 kWOrange County2024Typical Event Day | Portfolio Adjusted | Size: Under 20 kW | Orange County | 2024 | Typical Event Day | 8 | 20878.6017
Portfolio AdjustedSize: Under 20 kWOrange County2025April Monthly Peak | Portfolio Adjusted | Size: Under 20 kW | Orange County | 2025 | April Monthly Peak | 4 | 20878.6017
Portfolio AdjustedSize: Under 20 kWOrange County2025August Monthly Peak | Portfolio Adjusted | Size: Under 20 kW | Orange County | 2025 | August Monthly Peak | 8 | 20878.6017
Portfolio AdjustedSize: Under 20 kWOrange County2025December Monthly Peak | Portfolio Adjusted | Size: Under 20 kW | Orange County | 2025 | December Monthly Peak | 12 | 20878.6017
Portfolio AdjustedSize: Under 20 kWOrange County2025February Monthly Peak | Portfolio Adjusted | Size: Under 20 kW | Orange County | 2025 | February Monthly Peak | 2 | 20878.6017
Portfolio AdjustedSize: Under 20 kWOrange County2025January Monthly Peak | Portfolio Adjusted | Size: Under 20 kW | Orange County | 2025 | January Monthly Peak | 1 | 20878.6017
Portfolio AdjustedSize: Under 20 kWOrange County2025July Monthly Peak | Portfolio Adjusted | Size: Under 20 kW | Orange County | 2025 | July Monthly Peak | 7 | 20878.6017
Portfolio AdjustedSize: Under 20 kWOrange County2025June Monthly Peak | Portfolio Adjusted | Size: Under 20 kW | Orange County | 2025 | June Monthly Peak | 6 | 20878.6017
Portfolio AdjustedSize: Under 20 kWOrange County2025March Monthly Peak | Portfolio Adjusted | Size: Under 20 kW | Orange County | 2025 | March Monthly Peak | 3 | 20878.6017
Portfolio AdjustedSize: Under 20 kWOrange County2025May Monthly Peak | Portfolio Adjusted | Size: Under 20 kW | Orange County | 2025 | May Monthly Peak | 5 | 20878.6017
Portfolio AdjustedSize: Under 20 kWOrange County2025November Monthly Peak | Portfolio Adjusted | Size: Under 20 kW | Orange County | 2025 | November Monthly Peak | 11 | 20878.6017
Portfolio AdjustedSize: Under 20 kWOrange County2025October Monthly Peak | Portfolio Adjusted | Size: Under 20 kW | Orange County | 2025 | October Monthly Peak | 10 | 20878.6017
Portfolio AdjustedSize: Under 20 kWOrange County2025September Monthly Peak | Portfolio Adjusted | Size: Under 20 kW | Orange County | 2025 | September Monthly Peak | 9 | 20878.6017
Portfolio AdjustedSize: Under 20 kWOrange County2025Typical Event Day | Portfolio Adjusted | Size: Under 20 kW | Orange County | 2025 | Typical Event Day | 8 | 20878.6017
Portfolio AdjustedSize: Under 20 kWOrange County2026April Monthly Peak | Portfolio Adjusted | Size: Under 20 kW | Orange County | 2026 | April Monthly Peak | 4 | 20878.6017
Portfolio AdjustedSize: Under 20 kWOrange County2026August Monthly Peak | Portfolio Adjusted | Size: Under 20 kW | Orange County | 2026 | August Monthly Peak | 8 | 20878.6017
Portfolio AdjustedSize: Under 20 kWOrange County2026December Monthly Peak | Portfolio Adjusted | Size: Under 20 kW | Orange County | 2026 | December Monthly Peak | 12 | 20878.6017
Portfolio AdjustedSize: Under 20 kWOrange County2026February Monthly Peak | Portfolio Adjusted | Size: Under 20 kW | Orange County | 2026 | February Monthly Peak | 2 | 20878.6017
Portfolio AdjustedSize: Under 20 kWOrange County2026January Monthly Peak | Portfolio Adjusted | Size: Under 20 kW | Orange County | 2026 | January Monthly Peak | 1 | 20878.6017
Portfolio AdjustedSize: Under 20 kWOrange County2026July Monthly Peak | Portfolio Adjusted | Size: Under 20 kW | Orange County | 2026 | July Monthly Peak | 7 | 20878.6017
Portfolio AdjustedSize: Under 20 kWOrange County2026June Monthly Peak | Portfolio Adjusted | Size: Under 20 kW | Orange County | 2026 | June Monthly Peak | 6 | 20878.6017
Portfolio AdjustedSize: Under 20 kWOrange County2026March Monthly Peak | Portfolio Adjusted | Size: Under 20 kW | Orange County | 2026 | March Monthly Peak | 3 | 20878.6017
Portfolio AdjustedSize: Under 20 kWOrange County2026May Monthly Peak | Portfolio Adjusted | Size: Under 20 kW | Orange County | 2026 | May Monthly Peak | 5 | 20878.6017
Portfolio AdjustedSize: Under 20 kWOrange County2026November Monthly Peak | Portfolio Adjusted | Size: Under 20 kW | Orange County | 2026 | November Monthly Peak | 11 | 20878.6017
Portfolio AdjustedSize: Under 20 kWOrange County2026October Monthly Peak | Portfolio Adjusted | Size: Under 20 kW | Orange County | 2026 | October Monthly Peak | 10 | 20878.6017
Portfolio AdjustedSize: Under 20 kWOrange County2026September Monthly Peak | Portfolio Adjusted | Size: Under 20 kW | Orange County | 2026 | September Monthly Peak | 9 | 20878.6017
Portfolio AdjustedSize: Under 20 kWOrange County2026Typical Event Day | Portfolio Adjusted | Size: Under 20 kW | Orange County | 2026 | Typical Event Day | 8 | 20878.6017
Portfolio AdjustedSize: Under 20 kWOther2015April Monthly Peak | Portfolio Adjusted | Size: Under 20 kW | Other | 2015 | April Monthly Peak | 4 | 0
Portfolio AdjustedSize: Under 20 kWOther2015August Monthly Peak | Portfolio Adjusted | Size: Under 20 kW | Other | 2015 | August Monthly Peak | 8 | 0
Portfolio AdjustedSize: Under 20 kWOther2015December Monthly Peak | Portfolio Adjusted | Size: Under 20 kW | Other | 2015 | December Monthly Peak | 12 | 0
Portfolio AdjustedSize: Under 20 kWOther2015February Monthly Peak | Portfolio Adjusted | Size: Under 20 kW | Other | 2015 | February Monthly Peak | 2 | 0
Portfolio AdjustedSize: Under 20 kWOther2015January Monthly Peak | Portfolio Adjusted | Size: Under 20 kW | Other | 2015 | January Monthly Peak | 1 | 0
Portfolio AdjustedSize: Under 20 kWOther2015July Monthly Peak | Portfolio Adjusted | Size: Under 20 kW | Other | 2015 | July Monthly Peak | 7 | 0
Portfolio AdjustedSize: Under 20 kWOther2015June Monthly Peak | Portfolio Adjusted | Size: Under 20 kW | Other | 2015 | June Monthly Peak | 6 | 0
Portfolio AdjustedSize: Under 20 kWOther2015March Monthly Peak | Portfolio Adjusted | Size: Under 20 kW | Other | 2015 | March Monthly Peak | 3 | 0
Portfolio AdjustedSize: Under 20 kWOther2015May Monthly Peak | Portfolio Adjusted | Size: Under 20 kW | Other | 2015 | May Monthly Peak | 5 | 0
Portfolio AdjustedSize: Under 20 kWOther2015November Monthly Peak | Portfolio Adjusted | Size: Under 20 kW | Other | 2015 | November Monthly Peak | 11 | 0
Portfolio AdjustedSize: Under 20 kWOther2015October Monthly Peak | Portfolio Adjusted | Size: Under 20 kW | Other | 2015 | October Monthly Peak | 10 | 0
Portfolio AdjustedSize: Under 20 kWOther2015September Monthly Peak | Portfolio Adjusted | Size: Under 20 kW | Other | 2015 | September Monthly Peak | 9 | 0
Portfolio AdjustedSize: Under 20 kWOther2015Typical Event Day | Portfolio Adjusted | Size: Under 20 kW | Other | 2015 | Typical Event Day | 8 | 0
Portfolio AdjustedSize: Under 20 kWOther2016April Monthly Peak | Portfolio Adjusted | Size: Under 20 kW | Other | 2016 | April Monthly Peak | 4 | 0
Portfolio AdjustedSize: Under 20 kWOther2016August Monthly Peak | Portfolio Adjusted | Size: Under 20 kW | Other | 2016 | August Monthly Peak | 8 | 0
Portfolio AdjustedSize: Under 20 kWOther2016December Monthly Peak | Portfolio Adjusted | Size: Under 20 kW | Other | 2016 | December Monthly Peak | 12 | 0
Portfolio AdjustedSize: Under 20 kWOther2016February Monthly Peak | Portfolio Adjusted | Size: Under 20 kW | Other | 2016 | February Monthly Peak | 2 | 0
Portfolio AdjustedSize: Under 20 kWOther2016January Monthly Peak | Portfolio Adjusted | Size: Under 20 kW | Other | 2016 | January Monthly Peak | 1 | 0
Portfolio AdjustedSize: Under 20 kWOther2016July Monthly Peak | Portfolio Adjusted | Size: Under 20 kW | Other | 2016 | July Monthly Peak | 7 | 0
Portfolio AdjustedSize: Under 20 kWOther2016June Monthly Peak | Portfolio Adjusted | Size: Under 20 kW | Other | 2016 | June Monthly Peak | 6 | 0
Portfolio AdjustedSize: Under 20 kWOther2016March Monthly Peak | Portfolio Adjusted | Size: Under 20 kW | Other | 2016 | March Monthly Peak | 3 | 0
Portfolio AdjustedSize: Under 20 kWOther2016May Monthly Peak | Portfolio Adjusted | Size: Under 20 kW | Other | 2016 | May Monthly Peak | 5 | 0
Portfolio AdjustedSize: Under 20 kWOther2016November Monthly Peak | Portfolio Adjusted | Size: Under 20 kW | Other | 2016 | November Monthly Peak | 11 | 0
Portfolio AdjustedSize: Under 20 kWOther2016October Monthly Peak | Portfolio Adjusted | Size: Under 20 kW | Other | 2016 | October Monthly Peak | 10 | 0
Portfolio AdjustedSize: Under 20 kWOther2016September Monthly Peak | Portfolio Adjusted | Size: Under 20 kW | Other | 2016 | September Monthly Peak | 9 | 0
Portfolio AdjustedSize: Under 20 kWOther2016Typical Event Day | Portfolio Adjusted | Size: Under 20 kW | Other | 2016 | Typical Event Day | 8 | 0
Portfolio AdjustedSize: Under 20 kWOther2017April Monthly Peak | Portfolio Adjusted | Size: Under 20 kW | Other | 2017 | April Monthly Peak | 4 | 0
Portfolio AdjustedSize: Under 20 kWOther2017August Monthly Peak | Portfolio Adjusted | Size: Under 20 kW | Other | 2017 | August Monthly Peak | 8 | 0
Portfolio AdjustedSize: Under 20 kWOther2017December Monthly Peak | Portfolio Adjusted | Size: Under 20 kW | Other | 2017 | December Monthly Peak | 12 | 0
Portfolio AdjustedSize: Under 20 kWOther2017February Monthly Peak | Portfolio Adjusted | Size: Under 20 kW | Other | 2017 | February Monthly Peak | 2 | 0
Portfolio AdjustedSize: Under 20 kWOther2017January Monthly Peak | Portfolio Adjusted | Size: Under 20 kW | Other | 2017 | January Monthly Peak | 1 | 0
Portfolio AdjustedSize: Under 20 kWOther2017July Monthly Peak | Portfolio Adjusted | Size: Under 20 kW | Other | 2017 | July Monthly Peak | 7 | 0
Portfolio AdjustedSize: Under 20 kWOther2017June Monthly Peak | Portfolio Adjusted | Size: Under 20 kW | Other | 2017 | June Monthly Peak | 6 | 0
Portfolio AdjustedSize: Under 20 kWOther2017March Monthly Peak | Portfolio Adjusted | Size: Under 20 kW | Other | 2017 | March Monthly Peak | 3 | 0
Portfolio AdjustedSize: Under 20 kWOther2017May Monthly Peak | Portfolio Adjusted | Size: Under 20 kW | Other | 2017 | May Monthly Peak | 5 | 0
Portfolio AdjustedSize: Under 20 kWOther2017November Monthly Peak | Portfolio Adjusted | Size: Under 20 kW | Other | 2017 | November Monthly Peak | 11 | 0
Portfolio AdjustedSize: Under 20 kWOther2017October Monthly Peak | Portfolio Adjusted | Size: Under 20 kW | Other | 2017 | October Monthly Peak | 10 | 0
Portfolio AdjustedSize: Under 20 kWOther2017September Monthly Peak | Portfolio Adjusted | Size: Under 20 kW | Other | 2017 | September Monthly Peak | 9 | 0
Portfolio AdjustedSize: Under 20 kWOther2017Typical Event Day | Portfolio Adjusted | Size: Under 20 kW | Other | 2017 | Typical Event Day | 8 | 0
Portfolio AdjustedSize: Under 20 kWOther2018April Monthly Peak | Portfolio Adjusted | Size: Under 20 kW | Other | 2018 | April Monthly Peak | 4 | 138191.7838
Portfolio AdjustedSize: Under 20 kWOther2018August Monthly Peak | Portfolio Adjusted | Size: Under 20 kW | Other | 2018 | August Monthly Peak | 8 | 138191.7838
Portfolio AdjustedSize: Under 20 kWOther2018December Monthly Peak | Portfolio Adjusted | Size: Under 20 kW | Other | 2018 | December Monthly Peak | 12 | 138191.7838
Portfolio AdjustedSize: Under 20 kWOther2018February Monthly Peak | Portfolio Adjusted | Size: Under 20 kW | Other | 2018 | February Monthly Peak | 2 | 0
Portfolio AdjustedSize: Under 20 kWOther2018January Monthly Peak | Portfolio Adjusted | Size: Under 20 kW | Other | 2018 | January Monthly Peak | 1 | 0
Portfolio AdjustedSize: Under 20 kWOther2018July Monthly Peak | Portfolio Adjusted | Size: Under 20 kW | Other | 2018 | July Monthly Peak | 7 | 138191.7838
Portfolio AdjustedSize: Under 20 kWOther2018June Monthly Peak | Portfolio Adjusted | Size: Under 20 kW | Other | 2018 | June Monthly Peak | 6 | 138191.7838
Portfolio AdjustedSize: Under 20 kWOther2018March Monthly Peak | Portfolio Adjusted | Size: Under 20 kW | Other | 2018 | March Monthly Peak | 3 | 0
Portfolio AdjustedSize: Under 20 kWOther2018May Monthly Peak | Portfolio Adjusted | Size: Under 20 kW | Other | 2018 | May Monthly Peak | 5 | 138191.7838
Portfolio AdjustedSize: Under 20 kWOther2018November Monthly Peak | Portfolio Adjusted | Size: Under 20 kW | Other | 2018 | November Monthly Peak | 11 | 138191.7838
Portfolio AdjustedSize: Under 20 kWOther2018October Monthly Peak | Portfolio Adjusted | Size: Under 20 kW | Other | 2018 | October Monthly Peak | 10 | 138191.7838
Portfolio AdjustedSize: Under 20 kWOther2018September Monthly Peak | Portfolio Adjusted | Size: Under 20 kW | Other | 2018 | September Monthly Peak | 9 | 138191.7838
Portfolio AdjustedSize: Under 20 kWOther2018Typical Event Day | Portfolio Adjusted | Size: Under 20 kW | Other | 2018 | Typical Event Day | 8 | 138191.7838
Portfolio AdjustedSize: Under 20 kWOther2019April Monthly Peak | Portfolio Adjusted | Size: Under 20 kW | Other | 2019 | April Monthly Peak | 4 | 55276.7135
Portfolio AdjustedSize: Under 20 kWOther2019August Monthly Peak | Portfolio Adjusted | Size: Under 20 kW | Other | 2019 | August Monthly Peak | 8 | 55276.7135
Portfolio AdjustedSize: Under 20 kWOther2019December Monthly Peak | Portfolio Adjusted | Size: Under 20 kW | Other | 2019 | December Monthly Peak | 12 | 55276.7135
Portfolio AdjustedSize: Under 20 kWOther2019February Monthly Peak | Portfolio Adjusted | Size: Under 20 kW | Other | 2019 | February Monthly Peak | 2 | 138191.7838
Portfolio AdjustedSize: Under 20 kWOther2019January Monthly Peak | Portfolio Adjusted | Size: Under 20 kW | Other | 2019 | January Monthly Peak | 1 | 138191.7838
Portfolio AdjustedSize: Under 20 kWOther2019July Monthly Peak | Portfolio Adjusted | Size: Under 20 kW | Other | 2019 | July Monthly Peak | 7 | 55276.7135
Portfolio AdjustedSize: Under 20 kWOther2019June Monthly Peak | Portfolio Adjusted | Size: Under 20 kW | Other | 2019 | June Monthly Peak | 6 | 55276.7135
Portfolio AdjustedSize: Under 20 kWOther2019March Monthly Peak | Portfolio Adjusted | Size: Under 20 kW | Other | 2019 | March Monthly Peak | 3 | 138191.7838
Portfolio AdjustedSize: Under 20 kWOther2019May Monthly Peak | Portfolio Adjusted | Size: Under 20 kW | Other | 2019 | May Monthly Peak | 5 | 55276.7135
Portfolio AdjustedSize: Under 20 kWOther2019November Monthly Peak | Portfolio Adjusted | Size: Under 20 kW | Other | 2019 | November Monthly Peak | 11 | 55276.7135
Portfolio AdjustedSize: Under 20 kWOther2019October Monthly Peak | Portfolio Adjusted | Size: Under 20 kW | Other | 2019 | October Monthly Peak | 10 | 55276.7135
Portfolio AdjustedSize: Under 20 kWOther2019September Monthly Peak | Portfolio Adjusted | Size: Under 20 kW | Other | 2019 | September Monthly Peak | 9 | 55276.7135
Portfolio AdjustedSize: Under 20 kWOther2019Typical Event Day | Portfolio Adjusted | Size: Under 20 kW | Other | 2019 | Typical Event Day | 8 | 55276.7135
Portfolio AdjustedSize: Under 20 kWOther2020April Monthly Peak | Portfolio Adjusted | Size: Under 20 kW | Other | 2020 | April Monthly Peak | 4 | 55276.7135
Portfolio AdjustedSize: Under 20 kWOther2020August Monthly Peak | Portfolio Adjusted | Size: Under 20 kW | Other | 2020 | August Monthly Peak | 8 | 55276.7135
Portfolio AdjustedSize: Under 20 kWOther2020December Monthly Peak | Portfolio Adjusted | Size: Under 20 kW | Other | 2020 | December Monthly Peak | 12 | 55276.7135
Portfolio AdjustedSize: Under 20 kWOther2020February Monthly Peak | Portfolio Adjusted | Size: Under 20 kW | Other | 2020 | February Monthly Peak | 2 | 55276.7135
Portfolio AdjustedSize: Under 20 kWOther2020January Monthly Peak | Portfolio Adjusted | Size: Under 20 kW | Other | 2020 | January Monthly Peak | 1 | 55276.7135
Portfolio AdjustedSize: Under 20 kWOther2020July Monthly Peak | Portfolio Adjusted | Size: Under 20 kW | Other | 2020 | July Monthly Peak | 7 | 55276.7135
Portfolio AdjustedSize: Under 20 kWOther2020June Monthly Peak | Portfolio Adjusted | Size: Under 20 kW | Other | 2020 | June Monthly Peak | 6 | 55276.7135
Portfolio AdjustedSize: Under 20 kWOther2020March Monthly Peak | Portfolio Adjusted | Size: Under 20 kW | Other | 2020 | March Monthly Peak | 3 | 55276.7135
Portfolio AdjustedSize: Under 20 kWOther2020May Monthly Peak | Portfolio Adjusted | Size: Under 20 kW | Other | 2020 | May Monthly Peak | 5 | 55276.7135
Portfolio AdjustedSize: Under 20 kWOther2020November Monthly Peak | Portfolio Adjusted | Size: Under 20 kW | Other | 2020 | November Monthly Peak | 11 | 55276.7135
Portfolio AdjustedSize: Under 20 kWOther2020October Monthly Peak | Portfolio Adjusted | Size: Under 20 kW | Other | 2020 | October Monthly Peak | 10 | 55276.7135
Portfolio AdjustedSize: Under 20 kWOther2020September Monthly Peak | Portfolio Adjusted | Size: Under 20 kW | Other | 2020 | September Monthly Peak | 9 | 55276.7135
Portfolio AdjustedSize: Under 20 kWOther2020Typical Event Day | Portfolio Adjusted | Size: Under 20 kW | Other | 2020 | Typical Event Day | 8 | 55276.7135
Portfolio AdjustedSize: Under 20 kWOther2021April Monthly Peak | Portfolio Adjusted | Size: Under 20 kW | Other | 2021 | April Monthly Peak | 4 | 55276.7135
Portfolio AdjustedSize: Under 20 kWOther2021August Monthly Peak | Portfolio Adjusted | Size: Under 20 kW | Other | 2021 | August Monthly Peak | 8 | 55276.7135
Portfolio AdjustedSize: Under 20 kWOther2021December Monthly Peak | Portfolio Adjusted | Size: Under 20 kW | Other | 2021 | December Monthly Peak | 12 | 55276.7135
Portfolio AdjustedSize: Under 20 kWOther2021February Monthly Peak | Portfolio Adjusted | Size: Under 20 kW | Other | 2021 | February Monthly Peak | 2 | 55276.7135
Portfolio AdjustedSize: Under 20 kWOther2021January Monthly Peak | Portfolio Adjusted | Size: Under 20 kW | Other | 2021 | January Monthly Peak | 1 | 55276.7135
Portfolio AdjustedSize: Under 20 kWOther2021July Monthly Peak | Portfolio Adjusted | Size: Under 20 kW | Other | 2021 | July Monthly Peak | 7 | 55276.7135
Portfolio AdjustedSize: Under 20 kWOther2021June Monthly Peak | Portfolio Adjusted | Size: Under 20 kW | Other | 2021 | June Monthly Peak | 6 | 55276.7135
Portfolio AdjustedSize: Under 20 kWOther2021March Monthly Peak | Portfolio Adjusted | Size: Under 20 kW | Other | 2021 | March Monthly Peak | 3 | 55276.7135
Portfolio AdjustedSize: Under 20 kWOther2021May Monthly Peak | Portfolio Adjusted | Size: Under 20 kW | Other | 2021 | May Monthly Peak | 5 | 55276.7135
Portfolio AdjustedSize: Under 20 kWOther2021November Monthly Peak | Portfolio Adjusted | Size: Under 20 kW | Other | 2021 | November Monthly Peak | 11 | 55276.7135
Portfolio AdjustedSize: Under 20 kWOther2021October Monthly Peak | Portfolio Adjusted | Size: Under 20 kW | Other | 2021 | October Monthly Peak | 10 | 55276.7135
Portfolio AdjustedSize: Under 20 kWOther2021September Monthly Peak | Portfolio Adjusted | Size: Under 20 kW | Other | 2021 | September Monthly Peak | 9 | 55276.7135
Portfolio AdjustedSize: Under 20 kWOther2021Typical Event Day | Portfolio Adjusted | Size: Under 20 kW | Other | 2021 | Typical Event Day | 8 | 55276.7135
Portfolio AdjustedSize: Under 20 kWOther2022April Monthly Peak | Portfolio Adjusted | Size: Under 20 kW | Other | 2022 | April Monthly Peak | 4 | 55276.7135
Portfolio AdjustedSize: Under 20 kWOther2022August Monthly Peak | Portfolio Adjusted | Size: Under 20 kW | Other | 2022 | August Monthly Peak | 8 | 55276.7135
Portfolio AdjustedSize: Under 20 kWOther2022December Monthly Peak | Portfolio Adjusted | Size: Under 20 kW | Other | 2022 | December Monthly Peak | 12 | 55276.7135
Portfolio AdjustedSize: Under 20 kWOther2022February Monthly Peak | Portfolio Adjusted | Size: Under 20 kW | Other | 2022 | February Monthly Peak | 2 | 55276.7135
Portfolio AdjustedSize: Under 20 kWOther2022January Monthly Peak | Portfolio Adjusted | Size: Under 20 kW | Other | 2022 | January Monthly Peak | 1 | 55276.7135
Portfolio AdjustedSize: Under 20 kWOther2022July Monthly Peak | Portfolio Adjusted | Size: Under 20 kW | Other | 2022 | July Monthly Peak | 7 | 55276.7135
Portfolio AdjustedSize: Under 20 kWOther2022June Monthly Peak | Portfolio Adjusted | Size: Under 20 kW | Other | 2022 | June Monthly Peak | 6 | 55276.7135
Portfolio AdjustedSize: Under 20 kWOther2022March Monthly Peak | Portfolio Adjusted | Size: Under 20 kW | Other | 2022 | March Monthly Peak | 3 | 55276.7135
Portfolio AdjustedSize: Under 20 kWOther2022May Monthly Peak | Portfolio Adjusted | Size: Under 20 kW | Other | 2022 | May Monthly Peak | 5 | 55276.7135
Portfolio AdjustedSize: Under 20 kWOther2022November Monthly Peak | Portfolio Adjusted | Size: Under 20 kW | Other | 2022 | November Monthly Peak | 11 | 55276.7135
Portfolio AdjustedSize: Under 20 kWOther2022October Monthly Peak | Portfolio Adjusted | Size: Under 20 kW | Other | 2022 | October Monthly Peak | 10 | 55276.7135
Portfolio AdjustedSize: Under 20 kWOther2022September Monthly Peak | Portfolio Adjusted | Size: Under 20 kW | Other | 2022 | September Monthly Peak | 9 | 55276.7135
Portfolio AdjustedSize: Under 20 kWOther2022Typical Event Day | Portfolio Adjusted | Size: Under 20 kW | Other | 2022 | Typical Event Day | 8 | 55276.7135
Portfolio AdjustedSize: Under 20 kWOther2023April Monthly Peak | Portfolio Adjusted | Size: Under 20 kW | Other | 2023 | April Monthly Peak | 4 | 55276.7135
Portfolio AdjustedSize: Under 20 kWOther2023August Monthly Peak | Portfolio Adjusted | Size: Under 20 kW | Other | 2023 | August Monthly Peak | 8 | 55276.7135
Portfolio AdjustedSize: Under 20 kWOther2023December Monthly Peak | Portfolio Adjusted | Size: Under 20 kW | Other | 2023 | December Monthly Peak | 12 | 55276.7135
Portfolio AdjustedSize: Under 20 kWOther2023February Monthly Peak | Portfolio Adjusted | Size: Under 20 kW | Other | 2023 | February Monthly Peak | 2 | 55276.7135
Portfolio AdjustedSize: Under 20 kWOther2023January Monthly Peak | Portfolio Adjusted | Size: Under 20 kW | Other | 2023 | January Monthly Peak | 1 | 55276.7135
Portfolio AdjustedSize: Under 20 kWOther2023July Monthly Peak | Portfolio Adjusted | Size: Under 20 kW | Other | 2023 | July Monthly Peak | 7 | 55276.7135
Portfolio AdjustedSize: Under 20 kWOther2023June Monthly Peak | Portfolio Adjusted | Size: Under 20 kW | Other | 2023 | June Monthly Peak | 6 | 55276.7135
Portfolio AdjustedSize: Under 20 kWOther2023March Monthly Peak | Portfolio Adjusted | Size: Under 20 kW | Other | 2023 | March Monthly Peak | 3 | 55276.7135
Portfolio AdjustedSize: Under 20 kWOther2023May Monthly Peak | Portfolio Adjusted | Size: Under 20 kW | Other | 2023 | May Monthly Peak | 5 | 55276.7135
Portfolio AdjustedSize: Under 20 kWOther2023November Monthly Peak | Portfolio Adjusted | Size: Under 20 kW | Other | 2023 | November Monthly Peak | 11 | 55276.7135
Portfolio AdjustedSize: Under 20 kWOther2023October Monthly Peak | Portfolio Adjusted | Size: Under 20 kW | Other | 2023 | October Monthly Peak | 10 | 55276.7135
Portfolio AdjustedSize: Under 20 kWOther2023September Monthly Peak | Portfolio Adjusted | Size: Under 20 kW | Other | 2023 | September Monthly Peak | 9 | 55276.7135
Portfolio AdjustedSize: Under 20 kWOther2023Typical Event Day | Portfolio Adjusted | Size: Under 20 kW | Other | 2023 | Typical Event Day | 8 | 55276.7135
Portfolio AdjustedSize: Under 20 kWOther2024April Monthly Peak | Portfolio Adjusted | Size: Under 20 kW | Other | 2024 | April Monthly Peak | 4 | 55276.7135
Portfolio AdjustedSize: Under 20 kWOther2024August Monthly Peak | Portfolio Adjusted | Size: Under 20 kW | Other | 2024 | August Monthly Peak | 8 | 55276.7135
Portfolio AdjustedSize: Under 20 kWOther2024December Monthly Peak | Portfolio Adjusted | Size: Under 20 kW | Other | 2024 | December Monthly Peak | 12 | 55276.7135
Portfolio AdjustedSize: Under 20 kWOther2024February Monthly Peak | Portfolio Adjusted | Size: Under 20 kW | Other | 2024 | February Monthly Peak | 2 | 55276.7135
Portfolio AdjustedSize: Under 20 kWOther2024January Monthly Peak | Portfolio Adjusted | Size: Under 20 kW | Other | 2024 | January Monthly Peak | 1 | 55276.7135
Portfolio AdjustedSize: Under 20 kWOther2024July Monthly Peak | Portfolio Adjusted | Size: Under 20 kW | Other | 2024 | July Monthly Peak | 7 | 55276.7135
Portfolio AdjustedSize: Under 20 kWOther2024June Monthly Peak | Portfolio Adjusted | Size: Under 20 kW | Other | 2024 | June Monthly Peak | 6 | 55276.7135
Portfolio AdjustedSize: Under 20 kWOther2024March Monthly Peak | Portfolio Adjusted | Size: Under 20 kW | Other | 2024 | March Monthly Peak | 3 | 55276.7135
Portfolio AdjustedSize: Under 20 kWOther2024May Monthly Peak | Portfolio Adjusted | Size: Under 20 kW | Other | 2024 | May Monthly Peak | 5 | 55276.7135
Portfolio AdjustedSize: Under 20 kWOther2024November Monthly Peak | Portfolio Adjusted | Size: Under 20 kW | Other | 2024 | November Monthly Peak | 11 | 55276.7135
Portfolio AdjustedSize: Under 20 kWOther2024October Monthly Peak | Portfolio Adjusted | Size: Under 20 kW | Other | 2024 | October Monthly Peak | 10 | 55276.7135
Portfolio AdjustedSize: Under 20 kWOther2024September Monthly Peak | Portfolio Adjusted | Size: Under 20 kW | Other | 2024 | September Monthly Peak | 9 | 55276.7135
Portfolio AdjustedSize: Under 20 kWOther2024Typical Event Day | Portfolio Adjusted | Size: Under 20 kW | Other | 2024 | Typical Event Day | 8 | 55276.7135
Portfolio AdjustedSize: Under 20 kWOther2025April Monthly Peak | Portfolio Adjusted | Size: Under 20 kW | Other | 2025 | April Monthly Peak | 4 | 55276.7135
Portfolio AdjustedSize: Under 20 kWOther2025August Monthly Peak | Portfolio Adjusted | Size: Under 20 kW | Other | 2025 | August Monthly Peak | 8 | 55276.7135
Portfolio AdjustedSize: Under 20 kWOther2025December Monthly Peak | Portfolio Adjusted | Size: Under 20 kW | Other | 2025 | December Monthly Peak | 12 | 55276.7135
Portfolio AdjustedSize: Under 20 kWOther2025February Monthly Peak | Portfolio Adjusted | Size: Under 20 kW | Other | 2025 | February Monthly Peak | 2 | 55276.7135
Portfolio AdjustedSize: Under 20 kWOther2025January Monthly Peak | Portfolio Adjusted | Size: Under 20 kW | Other | 2025 | January Monthly Peak | 1 | 55276.7135
Portfolio AdjustedSize: Under 20 kWOther2025July Monthly Peak | Portfolio Adjusted | Size: Under 20 kW | Other | 2025 | July Monthly Peak | 7 | 55276.7135
Portfolio AdjustedSize: Under 20 kWOther2025June Monthly Peak | Portfolio Adjusted | Size: Under 20 kW | Other | 2025 | June Monthly Peak | 6 | 55276.7135
Portfolio AdjustedSize: Under 20 kWOther2025March Monthly Peak | Portfolio Adjusted | Size: Under 20 kW | Other | 2025 | March Monthly Peak | 3 | 55276.7135
Portfolio AdjustedSize: Under 20 kWOther2025May Monthly Peak | Portfolio Adjusted | Size: Under 20 kW | Other | 2025 | May Monthly Peak | 5 | 55276.7135
Portfolio AdjustedSize: Under 20 kWOther2025November Monthly Peak | Portfolio Adjusted | Size: Under 20 kW | Other | 2025 | November Monthly Peak | 11 | 55276.7135
Portfolio AdjustedSize: Under 20 kWOther2025October Monthly Peak | Portfolio Adjusted | Size: Under 20 kW | Other | 2025 | October Monthly Peak | 10 | 55276.7135
Portfolio AdjustedSize: Under 20 kWOther2025September Monthly Peak | Portfolio Adjusted | Size: Under 20 kW | Other | 2025 | September Monthly Peak | 9 | 55276.7135
Portfolio AdjustedSize: Under 20 kWOther2025Typical Event Day | Portfolio Adjusted | Size: Under 20 kW | Other | 2025 | Typical Event Day | 8 | 55276.7135
Portfolio AdjustedSize: Under 20 kWOther2026April Monthly Peak | Portfolio Adjusted | Size: Under 20 kW | Other | 2026 | April Monthly Peak | 4 | 55276.7135
Portfolio AdjustedSize: Under 20 kWOther2026August Monthly Peak | Portfolio Adjusted | Size: Under 20 kW | Other | 2026 | August Monthly Peak | 8 | 55276.7135
Portfolio AdjustedSize: Under 20 kWOther2026December Monthly Peak | Portfolio Adjusted | Size: Under 20 kW | Other | 2026 | December Monthly Peak | 12 | 55276.7135
Portfolio AdjustedSize: Under 20 kWOther2026February Monthly Peak | Portfolio Adjusted | Size: Under 20 kW | Other | 2026 | February Monthly Peak | 2 | 55276.7135
Portfolio AdjustedSize: Under 20 kWOther2026January Monthly Peak | Portfolio Adjusted | Size: Under 20 kW | Other | 2026 | January Monthly Peak | 1 | 55276.7135
Portfolio AdjustedSize: Under 20 kWOther2026July Monthly Peak | Portfolio Adjusted | Size: Under 20 kW | Other | 2026 | July Monthly Peak | 7 | 55276.7135
Portfolio AdjustedSize: Under 20 kWOther2026June Monthly Peak | Portfolio Adjusted | Size: Under 20 kW | Other | 2026 | June Monthly Peak | 6 | 55276.7135
Portfolio AdjustedSize: Under 20 kWOther2026March Monthly Peak | Portfolio Adjusted | Size: Under 20 kW | Other | 2026 | March Monthly Peak | 3 | 55276.7135
Portfolio AdjustedSize: Under 20 kWOther2026May Monthly Peak | Portfolio Adjusted | Size: Under 20 kW | Other | 2026 | May Monthly Peak | 5 | 55276.7135
Portfolio AdjustedSize: Under 20 kWOther2026November Monthly Peak | Portfolio Adjusted | Size: Under 20 kW | Other | 2026 | November Monthly Peak | 11 | 55276.7135
Portfolio AdjustedSize: Under 20 kWOther2026October Monthly Peak | Portfolio Adjusted | Size: Under 20 kW | Other | 2026 | October Monthly Peak | 10 | 55276.7135
Portfolio AdjustedSize: Under 20 kWOther2026September Monthly Peak | Portfolio Adjusted | Size: Under 20 kW | Other | 2026 | September Monthly Peak | 9 | 55276.7135
Portfolio AdjustedSize: Under 20 kWOther2026Typical Event Day | Portfolio Adjusted | Size: Under 20 kW | Other | 2026 | Typical Event Day | 8 | 55276.7135
Portfolio AdjustedSize: Under 20 kWSouth of Lugo2015April Monthly Peak | Portfolio Adjusted | Size: Under 20 kW | South of Lugo | 2015 | April Monthly Peak | 4 | 0
Portfolio AdjustedSize: Under 20 kWSouth of Lugo2015August Monthly Peak | Portfolio Adjusted | Size: Under 20 kW | South of Lugo | 2015 | August Monthly Peak | 8 | 0
Portfolio AdjustedSize: Under 20 kWSouth of Lugo2015December Monthly Peak | Portfolio Adjusted | Size: Under 20 kW | South of Lugo | 2015 | December Monthly Peak | 12 | 0
Portfolio AdjustedSize: Under 20 kWSouth of Lugo2015February Monthly Peak | Portfolio Adjusted | Size: Under 20 kW | South of Lugo | 2015 | February Monthly Peak | 2 | 0
Portfolio AdjustedSize: Under 20 kWSouth of Lugo2015January Monthly Peak | Portfolio Adjusted | Size: Under 20 kW | South of Lugo | 2015 | January Monthly Peak | 1 | 0
Portfolio AdjustedSize: Under 20 kWSouth of Lugo2015July Monthly Peak | Portfolio Adjusted | Size: Under 20 kW | South of Lugo | 2015 | July Monthly Peak | 7 | 0
Portfolio AdjustedSize: Under 20 kWSouth of Lugo2015June Monthly Peak | Portfolio Adjusted | Size: Under 20 kW | South of Lugo | 2015 | June Monthly Peak | 6 | 0
Portfolio AdjustedSize: Under 20 kWSouth of Lugo2015March Monthly Peak | Portfolio Adjusted | Size: Under 20 kW | South of Lugo | 2015 | March Monthly Peak | 3 | 0
Portfolio AdjustedSize: Under 20 kWSouth of Lugo2015May Monthly Peak | Portfolio Adjusted | Size: Under 20 kW | South of Lugo | 2015 | May Monthly Peak | 5 | 0
Portfolio AdjustedSize: Under 20 kWSouth of Lugo2015November Monthly Peak | Portfolio Adjusted | Size: Under 20 kW | South of Lugo | 2015 | November Monthly Peak | 11 | 0
Portfolio AdjustedSize: Under 20 kWSouth of Lugo2015October Monthly Peak | Portfolio Adjusted | Size: Under 20 kW | South of Lugo | 2015 | October Monthly Peak | 10 | 0
Portfolio AdjustedSize: Under 20 kWSouth of Lugo2015September Monthly Peak | Portfolio Adjusted | Size: Under 20 kW | South of Lugo | 2015 | September Monthly Peak | 9 | 0
Portfolio AdjustedSize: Under 20 kWSouth of Lugo2015Typical Event Day | Portfolio Adjusted | Size: Under 20 kW | South of Lugo | 2015 | Typical Event Day | 8 | 0
Portfolio AdjustedSize: Under 20 kWSouth of Lugo2016April Monthly Peak | Portfolio Adjusted | Size: Under 20 kW | South of Lugo | 2016 | April Monthly Peak | 4 | 0
Portfolio AdjustedSize: Under 20 kWSouth of Lugo2016August Monthly Peak | Portfolio Adjusted | Size: Under 20 kW | South of Lugo | 2016 | August Monthly Peak | 8 | 0
Portfolio AdjustedSize: Under 20 kWSouth of Lugo2016December Monthly Peak | Portfolio Adjusted | Size: Under 20 kW | South of Lugo | 2016 | December Monthly Peak | 12 | 0
Portfolio AdjustedSize: Under 20 kWSouth of Lugo2016February Monthly Peak | Portfolio Adjusted | Size: Under 20 kW | South of Lugo | 2016 | February Monthly Peak | 2 | 0
Portfolio AdjustedSize: Under 20 kWSouth of Lugo2016January Monthly Peak | Portfolio Adjusted | Size: Under 20 kW | South of Lugo | 2016 | January Monthly Peak | 1 | 0
Portfolio AdjustedSize: Under 20 kWSouth of Lugo2016July Monthly Peak | Portfolio Adjusted | Size: Under 20 kW | South of Lugo | 2016 | July Monthly Peak | 7 | 0
Portfolio AdjustedSize: Under 20 kWSouth of Lugo2016June Monthly Peak | Portfolio Adjusted | Size: Under 20 kW | South of Lugo | 2016 | June Monthly Peak | 6 | 0
Portfolio AdjustedSize: Under 20 kWSouth of Lugo2016March Monthly Peak | Portfolio Adjusted | Size: Under 20 kW | South of Lugo | 2016 | March Monthly Peak | 3 | 0
Portfolio AdjustedSize: Under 20 kWSouth of Lugo2016May Monthly Peak | Portfolio Adjusted | Size: Under 20 kW | South of Lugo | 2016 | May Monthly Peak | 5 | 0
Portfolio AdjustedSize: Under 20 kWSouth of Lugo2016November Monthly Peak | Portfolio Adjusted | Size: Under 20 kW | South of Lugo | 2016 | November Monthly Peak | 11 | 0
Portfolio AdjustedSize: Under 20 kWSouth of Lugo2016October Monthly Peak | Portfolio Adjusted | Size: Under 20 kW | South of Lugo | 2016 | October Monthly Peak | 10 | 0
Portfolio AdjustedSize: Under 20 kWSouth of Lugo2016September Monthly Peak | Portfolio Adjusted | Size: Under 20 kW | South of Lugo | 2016 | September Monthly Peak | 9 | 0
Portfolio AdjustedSize: Under 20 kWSouth of Lugo2016Typical Event Day | Portfolio Adjusted | Size: Under 20 kW | South of Lugo | 2016 | Typical Event Day | 8 | 0
Portfolio AdjustedSize: Under 20 kWSouth of Lugo2017April Monthly Peak | Portfolio Adjusted | Size: Under 20 kW | South of Lugo | 2017 | April Monthly Peak | 4 | 0
Portfolio AdjustedSize: Under 20 kWSouth of Lugo2017August Monthly Peak | Portfolio Adjusted | Size: Under 20 kW | South of Lugo | 2017 | August Monthly Peak | 8 | 0
Portfolio AdjustedSize: Under 20 kWSouth of Lugo2017December Monthly Peak | Portfolio Adjusted | Size: Under 20 kW | South of Lugo | 2017 | December Monthly Peak | 12 | 0
Portfolio AdjustedSize: Under 20 kWSouth of Lugo2017February Monthly Peak | Portfolio Adjusted | Size: Under 20 kW | South of Lugo | 2017 | February Monthly Peak | 2 | 0
Portfolio AdjustedSize: Under 20 kWSouth of Lugo2017January Monthly Peak | Portfolio Adjusted | Size: Under 20 kW | South of Lugo | 2017 | January Monthly Peak | 1 | 0
Portfolio AdjustedSize: Under 20 kWSouth of Lugo2017July Monthly Peak | Portfolio Adjusted | Size: Under 20 kW | South of Lugo | 2017 | July Monthly Peak | 7 | 0
Portfolio AdjustedSize: Under 20 kWSouth of Lugo2017June Monthly Peak | Portfolio Adjusted | Size: Under 20 kW | South of Lugo | 2017 | June Monthly Peak | 6 | 0
Portfolio AdjustedSize: Under 20 kWSouth of Lugo2017March Monthly Peak | Portfolio Adjusted | Size: Under 20 kW | South of Lugo | 2017 | March Monthly Peak | 3 | 0
Portfolio AdjustedSize: Under 20 kWSouth of Lugo2017May Monthly Peak | Portfolio Adjusted | Size: Under 20 kW | South of Lugo | 2017 | May Monthly Peak | 5 | 0
Portfolio AdjustedSize: Under 20 kWSouth of Lugo2017November Monthly Peak | Portfolio Adjusted | Size: Under 20 kW | South of Lugo | 2017 | November Monthly Peak | 11 | 0
Portfolio AdjustedSize: Under 20 kWSouth of Lugo2017October Monthly Peak | Portfolio Adjusted | Size: Under 20 kW | South of Lugo | 2017 | October Monthly Peak | 10 | 0
Portfolio AdjustedSize: Under 20 kWSouth of Lugo2017September Monthly Peak | Portfolio Adjusted | Size: Under 20 kW | South of Lugo | 2017 | September Monthly Peak | 9 | 0
Portfolio AdjustedSize: Under 20 kWSouth of Lugo2017Typical Event Day | Portfolio Adjusted | Size: Under 20 kW | South of Lugo | 2017 | Typical Event Day | 8 | 0
Portfolio AdjustedSize: Under 20 kWSouth of Lugo2018April Monthly Peak | Portfolio Adjusted | Size: Under 20 kW | South of Lugo | 2018 | April Monthly Peak | 4 | 24816.7184
Portfolio AdjustedSize: Under 20 kWSouth of Lugo2018August Monthly Peak | Portfolio Adjusted | Size: Under 20 kW | South of Lugo | 2018 | August Monthly Peak | 8 | 24816.7184
Portfolio AdjustedSize: Under 20 kWSouth of Lugo2018December Monthly Peak | Portfolio Adjusted | Size: Under 20 kW | South of Lugo | 2018 | December Monthly Peak | 12 | 24816.7184
Portfolio AdjustedSize: Under 20 kWSouth of Lugo2018February Monthly Peak | Portfolio Adjusted | Size: Under 20 kW | South of Lugo | 2018 | February Monthly Peak | 2 | 0
Portfolio AdjustedSize: Under 20 kWSouth of Lugo2018January Monthly Peak | Portfolio Adjusted | Size: Under 20 kW | South of Lugo | 2018 | January Monthly Peak | 1 | 0
Portfolio AdjustedSize: Under 20 kWSouth of Lugo2018July Monthly Peak | Portfolio Adjusted | Size: Under 20 kW | South of Lugo | 2018 | July Monthly Peak | 7 | 24816.7184
Portfolio AdjustedSize: Under 20 kWSouth of Lugo2018June Monthly Peak | Portfolio Adjusted | Size: Under 20 kW | South of Lugo | 2018 | June Monthly Peak | 6 | 24816.7184
Portfolio AdjustedSize: Under 20 kWSouth of Lugo2018March Monthly Peak | Portfolio Adjusted | Size: Under 20 kW | South of Lugo | 2018 | March Monthly Peak | 3 | 0
Portfolio AdjustedSize: Under 20 kWSouth of Lugo2018May Monthly Peak | Portfolio Adjusted | Size: Under 20 kW | South of Lugo | 2018 | May Monthly Peak | 5 | 24816.7184
Portfolio AdjustedSize: Under 20 kWSouth of Lugo2018November Monthly Peak | Portfolio Adjusted | Size: Under 20 kW | South of Lugo | 2018 | November Monthly Peak | 11 | 24816.7184
Portfolio AdjustedSize: Under 20 kWSouth of Lugo2018October Monthly Peak | Portfolio Adjusted | Size: Under 20 kW | South of Lugo | 2018 | October Monthly Peak | 10 | 24816.7184
Portfolio AdjustedSize: Under 20 kWSouth of Lugo2018September Monthly Peak | Portfolio Adjusted | Size: Under 20 kW | South of Lugo | 2018 | September Monthly Peak | 9 | 24816.7184
Portfolio AdjustedSize: Under 20 kWSouth of Lugo2018Typical Event Day | Portfolio Adjusted | Size: Under 20 kW | South of Lugo | 2018 | Typical Event Day | 8 | 24816.7184
Portfolio AdjustedSize: Under 20 kWSouth of Lugo2019April Monthly Peak | Portfolio Adjusted | Size: Under 20 kW | South of Lugo | 2019 | April Monthly Peak | 4 | 9926.6874
Portfolio AdjustedSize: Under 20 kWSouth of Lugo2019August Monthly Peak | Portfolio Adjusted | Size: Under 20 kW | South of Lugo | 2019 | August Monthly Peak | 8 | 9926.6874
Portfolio AdjustedSize: Under 20 kWSouth of Lugo2019December Monthly Peak | Portfolio Adjusted | Size: Under 20 kW | South of Lugo | 2019 | December Monthly Peak | 12 | 9926.6874
Portfolio AdjustedSize: Under 20 kWSouth of Lugo2019February Monthly Peak | Portfolio Adjusted | Size: Under 20 kW | South of Lugo | 2019 | February Monthly Peak | 2 | 24816.7184
Portfolio AdjustedSize: Under 20 kWSouth of Lugo2019January Monthly Peak | Portfolio Adjusted | Size: Under 20 kW | South of Lugo | 2019 | January Monthly Peak | 1 | 24816.7184
Portfolio AdjustedSize: Under 20 kWSouth of Lugo2019July Monthly Peak | Portfolio Adjusted | Size: Under 20 kW | South of Lugo | 2019 | July Monthly Peak | 7 | 9926.6874
Portfolio AdjustedSize: Under 20 kWSouth of Lugo2019June Monthly Peak | Portfolio Adjusted | Size: Under 20 kW | South of Lugo | 2019 | June Monthly Peak | 6 | 9926.6874
Portfolio AdjustedSize: Under 20 kWSouth of Lugo2019March Monthly Peak | Portfolio Adjusted | Size: Under 20 kW | South of Lugo | 2019 | March Monthly Peak | 3 | 24816.7184
Portfolio AdjustedSize: Under 20 kWSouth of Lugo2019May Monthly Peak | Portfolio Adjusted | Size: Under 20 kW | South of Lugo | 2019 | May Monthly Peak | 5 | 9926.6874
Portfolio AdjustedSize: Under 20 kWSouth of Lugo2019November Monthly Peak | Portfolio Adjusted | Size: Under 20 kW | South of Lugo | 2019 | November Monthly Peak | 11 | 9926.6874
Portfolio AdjustedSize: Under 20 kWSouth of Lugo2019October Monthly Peak | Portfolio Adjusted | Size: Under 20 kW | South of Lugo | 2019 | October Monthly Peak | 10 | 9926.6874
Portfolio AdjustedSize: Under 20 kWSouth of Lugo2019September Monthly Peak | Portfolio Adjusted | Size: Under 20 kW | South of Lugo | 2019 | September Monthly Peak | 9 | 9926.6874
Portfolio AdjustedSize: Under 20 kWSouth of Lugo2019Typical Event Day | Portfolio Adjusted | Size: Under 20 kW | South of Lugo | 2019 | Typical Event Day | 8 | 9926.6874
Portfolio AdjustedSize: Under 20 kWSouth of Lugo2020April Monthly Peak | Portfolio Adjusted | Size: Under 20 kW | South of Lugo | 2020 | April Monthly Peak | 4 | 9926.6874
Portfolio AdjustedSize: Under 20 kWSouth of Lugo2020August Monthly Peak | Portfolio Adjusted | Size: Under 20 kW | South of Lugo | 2020 | August Monthly Peak | 8 | 9926.6874
Portfolio AdjustedSize: Under 20 kWSouth of Lugo2020December Monthly Peak | Portfolio Adjusted | Size: Under 20 kW | South of Lugo | 2020 | December Monthly Peak | 12 | 9926.6874
Portfolio AdjustedSize: Under 20 kWSouth of Lugo2020February Monthly Peak | Portfolio Adjusted | Size: Under 20 kW | South of Lugo | 2020 | February Monthly Peak | 2 | 9926.6874
Portfolio AdjustedSize: Under 20 kWSouth of Lugo2020January Monthly Peak | Portfolio Adjusted | Size: Under 20 kW | South of Lugo | 2020 | January Monthly Peak | 1 | 9926.6874
Portfolio AdjustedSize: Under 20 kWSouth of Lugo2020July Monthly Peak | Portfolio Adjusted | Size: Under 20 kW | South of Lugo | 2020 | July Monthly Peak | 7 | 9926.6874
Portfolio AdjustedSize: Under 20 kWSouth of Lugo2020June Monthly Peak | Portfolio Adjusted | Size: Under 20 kW | South of Lugo | 2020 | June Monthly Peak | 6 | 9926.6874
Portfolio AdjustedSize: Under 20 kWSouth of Lugo2020March Monthly Peak | Portfolio Adjusted | Size: Under 20 kW | South of Lugo | 2020 | March Monthly Peak | 3 | 9926.6874
Portfolio AdjustedSize: Under 20 kWSouth of Lugo2020May Monthly Peak | Portfolio Adjusted | Size: Under 20 kW | South of Lugo | 2020 | May Monthly Peak | 5 | 9926.6874
Portfolio AdjustedSize: Under 20 kWSouth of Lugo2020November Monthly Peak | Portfolio Adjusted | Size: Under 20 kW | South of Lugo | 2020 | November Monthly Peak | 11 | 9926.6874
Portfolio AdjustedSize: Under 20 kWSouth of Lugo2020October Monthly Peak | Portfolio Adjusted | Size: Under 20 kW | South of Lugo | 2020 | October Monthly Peak | 10 | 9926.6874
Portfolio AdjustedSize: Under 20 kWSouth of Lugo2020September Monthly Peak | Portfolio Adjusted | Size: Under 20 kW | South of Lugo | 2020 | September Monthly Peak | 9 | 9926.6874
Portfolio AdjustedSize: Under 20 kWSouth of Lugo2020Typical Event Day | Portfolio Adjusted | Size: Under 20 kW | South of Lugo | 2020 | Typical Event Day | 8 | 9926.6874
Portfolio AdjustedSize: Under 20 kWSouth of Lugo2021April Monthly Peak | Portfolio Adjusted | Size: Under 20 kW | South of Lugo | 2021 | April Monthly Peak | 4 | 9926.6874
Portfolio AdjustedSize: Under 20 kWSouth of Lugo2021August Monthly Peak | Portfolio Adjusted | Size: Under 20 kW | South of Lugo | 2021 | August Monthly Peak | 8 | 9926.6874
Portfolio AdjustedSize: Under 20 kWSouth of Lugo2021December Monthly Peak | Portfolio Adjusted | Size: Under 20 kW | South of Lugo | 2021 | December Monthly Peak | 12 | 9926.6874
Portfolio AdjustedSize: Under 20 kWSouth of Lugo2021February Monthly Peak | Portfolio Adjusted | Size: Under 20 kW | South of Lugo | 2021 | February Monthly Peak | 2 | 9926.6874
Portfolio AdjustedSize: Under 20 kWSouth of Lugo2021January Monthly Peak | Portfolio Adjusted | Size: Under 20 kW | South of Lugo | 2021 | January Monthly Peak | 1 | 9926.6874
Portfolio AdjustedSize: Under 20 kWSouth of Lugo2021July Monthly Peak | Portfolio Adjusted | Size: Under 20 kW | South of Lugo | 2021 | July Monthly Peak | 7 | 9926.6874
Portfolio AdjustedSize: Under 20 kWSouth of Lugo2021June Monthly Peak | Portfolio Adjusted | Size: Under 20 kW | South of Lugo | 2021 | June Monthly Peak | 6 | 9926.6874
Portfolio AdjustedSize: Under 20 kWSouth of Lugo2021March Monthly Peak | Portfolio Adjusted | Size: Under 20 kW | South of Lugo | 2021 | March Monthly Peak | 3 | 9926.6874
Portfolio AdjustedSize: Under 20 kWSouth of Lugo2021May Monthly Peak | Portfolio Adjusted | Size: Under 20 kW | South of Lugo | 2021 | May Monthly Peak | 5 | 9926.6874
Portfolio AdjustedSize: Under 20 kWSouth of Lugo2021November Monthly Peak | Portfolio Adjusted | Size: Under 20 kW | South of Lugo | 2021 | November Monthly Peak | 11 | 9926.6874
Portfolio AdjustedSize: Under 20 kWSouth of Lugo2021October Monthly Peak | Portfolio Adjusted | Size: Under 20 kW | South of Lugo | 2021 | October Monthly Peak | 10 | 9926.6874
Portfolio AdjustedSize: Under 20 kWSouth of Lugo2021September Monthly Peak | Portfolio Adjusted | Size: Under 20 kW | South of Lugo | 2021 | September Monthly Peak | 9 | 9926.6874
Portfolio AdjustedSize: Under 20 kWSouth of Lugo2021Typical Event Day | Portfolio Adjusted | Size: Under 20 kW | South of Lugo | 2021 | Typical Event Day | 8 | 9926.6874
Portfolio AdjustedSize: Under 20 kWSouth of Lugo2022April Monthly Peak | Portfolio Adjusted | Size: Under 20 kW | South of Lugo | 2022 | April Monthly Peak | 4 | 9926.6874
Portfolio AdjustedSize: Under 20 kWSouth of Lugo2022August Monthly Peak | Portfolio Adjusted | Size: Under 20 kW | South of Lugo | 2022 | August Monthly Peak | 8 | 9926.6874
Portfolio AdjustedSize: Under 20 kWSouth of Lugo2022December Monthly Peak | Portfolio Adjusted | Size: Under 20 kW | South of Lugo | 2022 | December Monthly Peak | 12 | 9926.6874
Portfolio AdjustedSize: Under 20 kWSouth of Lugo2022February Monthly Peak | Portfolio Adjusted | Size: Under 20 kW | South of Lugo | 2022 | February Monthly Peak | 2 | 9926.6874
Portfolio AdjustedSize: Under 20 kWSouth of Lugo2022January Monthly Peak | Portfolio Adjusted | Size: Under 20 kW | South of Lugo | 2022 | January Monthly Peak | 1 | 9926.6874
Portfolio AdjustedSize: Under 20 kWSouth of Lugo2022July Monthly Peak | Portfolio Adjusted | Size: Under 20 kW | South of Lugo | 2022 | July Monthly Peak | 7 | 9926.6874
Portfolio AdjustedSize: Under 20 kWSouth of Lugo2022June Monthly Peak | Portfolio Adjusted | Size: Under 20 kW | South of Lugo | 2022 | June Monthly Peak | 6 | 9926.6874
Portfolio AdjustedSize: Under 20 kWSouth of Lugo2022March Monthly Peak | Portfolio Adjusted | Size: Under 20 kW | South of Lugo | 2022 | March Monthly Peak | 3 | 9926.6874
Portfolio AdjustedSize: Under 20 kWSouth of Lugo2022May Monthly Peak | Portfolio Adjusted | Size: Under 20 kW | South of Lugo | 2022 | May Monthly Peak | 5 | 9926.6874
Portfolio AdjustedSize: Under 20 kWSouth of Lugo2022November Monthly Peak | Portfolio Adjusted | Size: Under 20 kW | South of Lugo | 2022 | November Monthly Peak | 11 | 9926.6874
Portfolio AdjustedSize: Under 20 kWSouth of Lugo2022October Monthly Peak | Portfolio Adjusted | Size: Under 20 kW | South of Lugo | 2022 | October Monthly Peak | 10 | 9926.6874
Portfolio AdjustedSize: Under 20 kWSouth of Lugo2022September Monthly Peak | Portfolio Adjusted | Size: Under 20 kW | South of Lugo | 2022 | September Monthly Peak | 9 | 9926.6874
Portfolio AdjustedSize: Under 20 kWSouth of Lugo2022Typical Event Day | Portfolio Adjusted | Size: Under 20 kW | South of Lugo | 2022 | Typical Event Day | 8 | 9926.6874
Portfolio AdjustedSize: Under 20 kWSouth of Lugo2023April Monthly Peak | Portfolio Adjusted | Size: Under 20 kW | South of Lugo | 2023 | April Monthly Peak | 4 | 9926.6874
Portfolio AdjustedSize: Under 20 kWSouth of Lugo2023August Monthly Peak | Portfolio Adjusted | Size: Under 20 kW | South of Lugo | 2023 | August Monthly Peak | 8 | 9926.6874
Portfolio AdjustedSize: Under 20 kWSouth of Lugo2023December Monthly Peak | Portfolio Adjusted | Size: Under 20 kW | South of Lugo | 2023 | December Monthly Peak | 12 | 9926.6874
Portfolio AdjustedSize: Under 20 kWSouth of Lugo2023February Monthly Peak | Portfolio Adjusted | Size: Under 20 kW | South of Lugo | 2023 | February Monthly Peak | 2 | 9926.6874
Portfolio AdjustedSize: Under 20 kWSouth of Lugo2023January Monthly Peak | Portfolio Adjusted | Size: Under 20 kW | South of Lugo | 2023 | January Monthly Peak | 1 | 9926.6874
Portfolio AdjustedSize: Under 20 kWSouth of Lugo2023July Monthly Peak | Portfolio Adjusted | Size: Under 20 kW | South of Lugo | 2023 | July Monthly Peak | 7 | 9926.6874
Portfolio AdjustedSize: Under 20 kWSouth of Lugo2023June Monthly Peak | Portfolio Adjusted | Size: Under 20 kW | South of Lugo | 2023 | June Monthly Peak | 6 | 9926.6874
Portfolio AdjustedSize: Under 20 kWSouth of Lugo2023March Monthly Peak | Portfolio Adjusted | Size: Under 20 kW | South of Lugo | 2023 | March Monthly Peak | 3 | 9926.6874
Portfolio AdjustedSize: Under 20 kWSouth of Lugo2023May Monthly Peak | Portfolio Adjusted | Size: Under 20 kW | South of Lugo | 2023 | May Monthly Peak | 5 | 9926.6874
Portfolio AdjustedSize: Under 20 kWSouth of Lugo2023November Monthly Peak | Portfolio Adjusted | Size: Under 20 kW | South of Lugo | 2023 | November Monthly Peak | 11 | 9926.6874
Portfolio AdjustedSize: Under 20 kWSouth of Lugo2023October Monthly Peak | Portfolio Adjusted | Size: Under 20 kW | South of Lugo | 2023 | October Monthly Peak | 10 | 9926.6874
Portfolio AdjustedSize: Under 20 kWSouth of Lugo2023September Monthly Peak | Portfolio Adjusted | Size: Under 20 kW | South of Lugo | 2023 | September Monthly Peak | 9 | 9926.6874
Portfolio AdjustedSize: Under 20 kWSouth of Lugo2023Typical Event Day | Portfolio Adjusted | Size: Under 20 kW | South of Lugo | 2023 | Typical Event Day | 8 | 9926.6874
Portfolio AdjustedSize: Under 20 kWSouth of Lugo2024April Monthly Peak | Portfolio Adjusted | Size: Under 20 kW | South of Lugo | 2024 | April Monthly Peak | 4 | 9926.6874
Portfolio AdjustedSize: Under 20 kWSouth of Lugo2024August Monthly Peak | Portfolio Adjusted | Size: Under 20 kW | South of Lugo | 2024 | August Monthly Peak | 8 | 9926.6874
Portfolio AdjustedSize: Under 20 kWSouth of Lugo2024December Monthly Peak | Portfolio Adjusted | Size: Under 20 kW | South of Lugo | 2024 | December Monthly Peak | 12 | 9926.6874
Portfolio AdjustedSize: Under 20 kWSouth of Lugo2024February Monthly Peak | Portfolio Adjusted | Size: Under 20 kW | South of Lugo | 2024 | February Monthly Peak | 2 | 9926.6874
Portfolio AdjustedSize: Under 20 kWSouth of Lugo2024January Monthly Peak | Portfolio Adjusted | Size: Under 20 kW | South of Lugo | 2024 | January Monthly Peak | 1 | 9926.6874
Portfolio AdjustedSize: Under 20 kWSouth of Lugo2024July Monthly Peak | Portfolio Adjusted | Size: Under 20 kW | South of Lugo | 2024 | July Monthly Peak | 7 | 9926.6874
Portfolio AdjustedSize: Under 20 kWSouth of Lugo2024June Monthly Peak | Portfolio Adjusted | Size: Under 20 kW | South of Lugo | 2024 | June Monthly Peak | 6 | 9926.6874
Portfolio AdjustedSize: Under 20 kWSouth of Lugo2024March Monthly Peak | Portfolio Adjusted | Size: Under 20 kW | South of Lugo | 2024 | March Monthly Peak | 3 | 9926.6874
Portfolio AdjustedSize: Under 20 kWSouth of Lugo2024May Monthly Peak | Portfolio Adjusted | Size: Under 20 kW | South of Lugo | 2024 | May Monthly Peak | 5 | 9926.6874
Portfolio AdjustedSize: Under 20 kWSouth of Lugo2024November Monthly Peak | Portfolio Adjusted | Size: Under 20 kW | South of Lugo | 2024 | November Monthly Peak | 11 | 9926.6874
Portfolio AdjustedSize: Under 20 kWSouth of Lugo2024October Monthly Peak | Portfolio Adjusted | Size: Under 20 kW | South of Lugo | 2024 | October Monthly Peak | 10 | 9926.6874
Portfolio AdjustedSize: Under 20 kWSouth of Lugo2024September Monthly Peak | Portfolio Adjusted | Size: Under 20 kW | South of Lugo | 2024 | September Monthly Peak | 9 | 9926.6874
Portfolio AdjustedSize: Under 20 kWSouth of Lugo2024Typical Event Day | Portfolio Adjusted | Size: Under 20 kW | South of Lugo | 2024 | Typical Event Day | 8 | 9926.6874
Portfolio AdjustedSize: Under 20 kWSouth of Lugo2025April Monthly Peak | Portfolio Adjusted | Size: Under 20 kW | South of Lugo | 2025 | April Monthly Peak | 4 | 9926.6874
Portfolio AdjustedSize: Under 20 kWSouth of Lugo2025August Monthly Peak | Portfolio Adjusted | Size: Under 20 kW | South of Lugo | 2025 | August Monthly Peak | 8 | 9926.6874
Portfolio AdjustedSize: Under 20 kWSouth of Lugo2025December Monthly Peak | Portfolio Adjusted | Size: Under 20 kW | South of Lugo | 2025 | December Monthly Peak | 12 | 9926.6874
Portfolio AdjustedSize: Under 20 kWSouth of Lugo2025February Monthly Peak | Portfolio Adjusted | Size: Under 20 kW | South of Lugo | 2025 | February Monthly Peak | 2 | 9926.6874
Portfolio AdjustedSize: Under 20 kWSouth of Lugo2025January Monthly Peak | Portfolio Adjusted | Size: Under 20 kW | South of Lugo | 2025 | January Monthly Peak | 1 | 9926.6874
Portfolio AdjustedSize: Under 20 kWSouth of Lugo2025July Monthly Peak | Portfolio Adjusted | Size: Under 20 kW | South of Lugo | 2025 | July Monthly Peak | 7 | 9926.6874
Portfolio AdjustedSize: Under 20 kWSouth of Lugo2025June Monthly Peak | Portfolio Adjusted | Size: Under 20 kW | South of Lugo | 2025 | June Monthly Peak | 6 | 9926.6874
Portfolio AdjustedSize: Under 20 kWSouth of Lugo2025March Monthly Peak | Portfolio Adjusted | Size: Under 20 kW | South of Lugo | 2025 | March Monthly Peak | 3 | 9926.6874
Portfolio AdjustedSize: Under 20 kWSouth of Lugo2025May Monthly Peak | Portfolio Adjusted | Size: Under 20 kW | South of Lugo | 2025 | May Monthly Peak | 5 | 9926.6874
Portfolio AdjustedSize: Under 20 kWSouth of Lugo2025November Monthly Peak | Portfolio Adjusted | Size: Under 20 kW | South of Lugo | 2025 | November Monthly Peak | 11 | 9926.6874
Portfolio AdjustedSize: Under 20 kWSouth of Lugo2025October Monthly Peak | Portfolio Adjusted | Size: Under 20 kW | South of Lugo | 2025 | October Monthly Peak | 10 | 9926.6874
Portfolio AdjustedSize: Under 20 kWSouth of Lugo2025September Monthly Peak | Portfolio Adjusted | Size: Under 20 kW | South of Lugo | 2025 | September Monthly Peak | 9 | 9926.6874
Portfolio AdjustedSize: Under 20 kWSouth of Lugo2025Typical Event Day | Portfolio Adjusted | Size: Under 20 kW | South of Lugo | 2025 | Typical Event Day | 8 | 9926.6874
Portfolio AdjustedSize: Under 20 kWSouth of Lugo2026April Monthly Peak | Portfolio Adjusted | Size: Under 20 kW | South of Lugo | 2026 | April Monthly Peak | 4 | 9926.6874
Portfolio AdjustedSize: Under 20 kWSouth of Lugo2026August Monthly Peak | Portfolio Adjusted | Size: Under 20 kW | South of Lugo | 2026 | August Monthly Peak | 8 | 9926.6874
Portfolio AdjustedSize: Under 20 kWSouth of Lugo2026December Monthly Peak | Portfolio Adjusted | Size: Under 20 kW | South of Lugo | 2026 | December Monthly Peak | 12 | 9926.6874
Portfolio AdjustedSize: Under 20 kWSouth of Lugo2026February Monthly Peak | Portfolio Adjusted | Size: Under 20 kW | South of Lugo | 2026 | February Monthly Peak | 2 | 9926.6874
Portfolio AdjustedSize: Under 20 kWSouth of Lugo2026January Monthly Peak | Portfolio Adjusted | Size: Under 20 kW | South of Lugo | 2026 | January Monthly Peak | 1 | 9926.6874
Portfolio AdjustedSize: Under 20 kWSouth of Lugo2026July Monthly Peak | Portfolio Adjusted | Size: Under 20 kW | South of Lugo | 2026 | July Monthly Peak | 7 | 9926.6874
Portfolio AdjustedSize: Under 20 kWSouth of Lugo2026June Monthly Peak | Portfolio Adjusted | Size: Under 20 kW | South of Lugo | 2026 | June Monthly Peak | 6 | 9926.6874
Portfolio AdjustedSize: Under 20 kWSouth of Lugo2026March Monthly Peak | Portfolio Adjusted | Size: Under 20 kW | South of Lugo | 2026 | March Monthly Peak | 3 | 9926.6874
Portfolio AdjustedSize: Under 20 kWSouth of Lugo2026May Monthly Peak | Portfolio Adjusted | Size: Under 20 kW | South of Lugo | 2026 | May Monthly Peak | 5 | 9926.6874
Portfolio AdjustedSize: Under 20 kWSouth of Lugo2026November Monthly Peak | Portfolio Adjusted | Size: Under 20 kW | South of Lugo | 2026 | November Monthly Peak | 11 | 9926.6874
Portfolio AdjustedSize: Under 20 kWSouth of Lugo2026October Monthly Peak | Portfolio Adjusted | Size: Under 20 kW | South of Lugo | 2026 | October Monthly Peak | 10 | 9926.6874
Portfolio AdjustedSize: Under 20 kWSouth of Lugo2026September Monthly Peak | Portfolio Adjusted | Size: Under 20 kW | South of Lugo | 2026 | September Monthly Peak | 9 | 9926.6874
Portfolio AdjustedSize: Under 20 kWSouth of Lugo2026Typical Event Day | Portfolio Adjusted | Size: Under 20 kW | South of Lugo | 2026 | Typical Event Day | 8 | 9926.6874
Program SpecificAllAll2015April Monthly Peak | Program Specific | All | All | 2015 | April Monthly Peak | 4 | 2718
Program SpecificAllAll2015August Monthly Peak | Program Specific | All | All | 2015 | August Monthly Peak | 8 | 2718
Program SpecificAllAll2015December Monthly Peak | Program Specific | All | All | 2015 | December Monthly Peak | 12 | 2718
Program SpecificAllAll2015February Monthly Peak | Program Specific | All | All | 2015 | February Monthly Peak | 2 | 2718
Program SpecificAllAll2015January Monthly Peak | Program Specific | All | All | 2015 | January Monthly Peak | 1 | 2718
Program SpecificAllAll2015July Monthly Peak | Program Specific | All | All | 2015 | July Monthly Peak | 7 | 2718
Program SpecificAllAll2015June Monthly Peak | Program Specific | All | All | 2015 | June Monthly Peak | 6 | 2718
Program SpecificAllAll2015March Monthly Peak | Program Specific | All | All | 2015 | March Monthly Peak | 3 | 2718
Program SpecificAllAll2015May Monthly Peak | Program Specific | All | All | 2015 | May Monthly Peak | 5 | 2718
Program SpecificAllAll2015November Monthly Peak | Program Specific | All | All | 2015 | November Monthly Peak | 11 | 2718
Program SpecificAllAll2015October Monthly Peak | Program Specific | All | All | 2015 | October Monthly Peak | 10 | 2718
Program SpecificAllAll2015September Monthly Peak | Program Specific | All | All | 2015 | September Monthly Peak | 9 | 2718
Program SpecificAllAll2015Typical Event Day | Program Specific | All | All | 2015 | Typical Event Day | 8 | 2718
Program SpecificAllAll2016April Monthly Peak | Program Specific | All | All | 2016 | April Monthly Peak | 4 | 2718
Program SpecificAllAll2016August Monthly Peak | Program Specific | All | All | 2016 | August Monthly Peak | 8 | 2718
Program SpecificAllAll2016December Monthly Peak | Program Specific | All | All | 2016 | December Monthly Peak | 12 | 2718
Program SpecificAllAll2016February Monthly Peak | Program Specific | All | All | 2016 | February Monthly Peak | 2 | 2718
Program SpecificAllAll2016January Monthly Peak | Program Specific | All | All | 2016 | January Monthly Peak | 1 | 2718
Program SpecificAllAll2016July Monthly Peak | Program Specific | All | All | 2016 | July Monthly Peak | 7 | 2718
Program SpecificAllAll2016June Monthly Peak | Program Specific | All | All | 2016 | June Monthly Peak | 6 | 2718
Program SpecificAllAll2016March Monthly Peak | Program Specific | All | All | 2016 | March Monthly Peak | 3 | 2718
Program SpecificAllAll2016May Monthly Peak | Program Specific | All | All | 2016 | May Monthly Peak | 5 | 2718
Program SpecificAllAll2016November Monthly Peak | Program Specific | All | All | 2016 | November Monthly Peak | 11 | 2718
Program SpecificAllAll2016October Monthly Peak | Program Specific | All | All | 2016 | October Monthly Peak | 10 | 2718
Program SpecificAllAll2016September Monthly Peak | Program Specific | All | All | 2016 | September Monthly Peak | 9 | 2718
Program SpecificAllAll2016Typical Event Day | Program Specific | All | All | 2016 | Typical Event Day | 8 | 2718
Program SpecificAllAll2017April Monthly Peak | Program Specific | All | All | 2017 | April Monthly Peak | 4 | 2737.8414
Program SpecificAllAll2017August Monthly Peak | Program Specific | All | All | 2017 | August Monthly Peak | 8 | 2737.8414
Program SpecificAllAll2017December Monthly Peak | Program Specific | All | All | 2017 | December Monthly Peak | 12 | 2737.8414
Program SpecificAllAll2017February Monthly Peak | Program Specific | All | All | 2017 | February Monthly Peak | 2 | 2737.8414
Program SpecificAllAll2017January Monthly Peak | Program Specific | All | All | 2017 | January Monthly Peak | 1 | 2737.8414
Program SpecificAllAll2017July Monthly Peak | Program Specific | All | All | 2017 | July Monthly Peak | 7 | 2737.8414
Program SpecificAllAll2017June Monthly Peak | Program Specific | All | All | 2017 | June Monthly Peak | 6 | 2737.8414
Program SpecificAllAll2017March Monthly Peak | Program Specific | All | All | 2017 | March Monthly Peak | 3 | 2737.8414
Program SpecificAllAll2017May Monthly Peak | Program Specific | All | All | 2017 | May Monthly Peak | 5 | 2737.8414
Program SpecificAllAll2017November Monthly Peak | Program Specific | All | All | 2017 | November Monthly Peak | 11 | 2737.8414
Program SpecificAllAll2017October Monthly Peak | Program Specific | All | All | 2017 | October Monthly Peak | 10 | 2737.8414
Program SpecificAllAll2017September Monthly Peak | Program Specific | All | All | 2017 | September Monthly Peak | 9 | 2737.8414
Program SpecificAllAll2017Typical Event Day | Program Specific | All | All | 2017 | Typical Event Day | 8 | 2737.8414
Program SpecificAllAll2018April Monthly Peak | Program Specific | All | All | 2018 | April Monthly Peak | 4 | 252746.0619
Program SpecificAllAll2018August Monthly Peak | Program Specific | All | All | 2018 | August Monthly Peak | 8 | 252746.0619
Program SpecificAllAll2018December Monthly Peak | Program Specific | All | All | 2018 | December Monthly Peak | 12 | 252746.0619
Program SpecificAllAll2018February Monthly Peak | Program Specific | All | All | 2018 | February Monthly Peak | 2 | 2746.0549
Program SpecificAllAll2018January Monthly Peak | Program Specific | All | All | 2018 | January Monthly Peak | 1 | 2746.0549
Program SpecificAllAll2018July Monthly Peak | Program Specific | All | All | 2018 | July Monthly Peak | 7 | 252746.0619
Program SpecificAllAll2018June Monthly Peak | Program Specific | All | All | 2018 | June Monthly Peak | 6 | 252746.0619
Program SpecificAllAll2018March Monthly Peak | Program Specific | All | All | 2018 | March Monthly Peak | 3 | 2746.0549
Program SpecificAllAll2018May Monthly Peak | Program Specific | All | All | 2018 | May Monthly Peak | 5 | 252746.0619
Program SpecificAllAll2018November Monthly Peak | Program Specific | All | All | 2018 | November Monthly Peak | 11 | 252746.0619
Program SpecificAllAll2018October Monthly Peak | Program Specific | All | All | 2018 | October Monthly Peak | 10 | 252746.0619
Program SpecificAllAll2018September Monthly Peak | Program Specific | All | All | 2018 | September Monthly Peak | 9 | 252746.0619
Program SpecificAllAll2018Typical Event Day | Program Specific | All | All | 2018 | Typical Event Day | 8 | 252746.0619
Program SpecificAllAll2019April Monthly Peak | Program Specific | All | All | 2019 | April Monthly Peak | 4 | 102754.2959
Program SpecificAllAll2019August Monthly Peak | Program Specific | All | All | 2019 | August Monthly Peak | 8 | 102754.2959
Program SpecificAllAll2019December Monthly Peak | Program Specific | All | All | 2019 | December Monthly Peak | 12 | 102754.2959
Program SpecificAllAll2019February Monthly Peak | Program Specific | All | All | 2019 | February Monthly Peak | 2 | 252754.3
Program SpecificAllAll2019January Monthly Peak | Program Specific | All | All | 2019 | January Monthly Peak | 1 | 252754.3
Program SpecificAllAll2019July Monthly Peak | Program Specific | All | All | 2019 | July Monthly Peak | 7 | 102754.2959
Program SpecificAllAll2019June Monthly Peak | Program Specific | All | All | 2019 | June Monthly Peak | 6 | 102754.2959
Program SpecificAllAll2019March Monthly Peak | Program Specific | All | All | 2019 | March Monthly Peak | 3 | 252754.3
Program SpecificAllAll2019May Monthly Peak | Program Specific | All | All | 2019 | May Monthly Peak | 5 | 102754.2959
Program SpecificAllAll2019November Monthly Peak | Program Specific | All | All | 2019 | November Monthly Peak | 11 | 102754.2959
Program SpecificAllAll2019October Monthly Peak | Program Specific | All | All | 2019 | October Monthly Peak | 10 | 102754.2959
Program SpecificAllAll2019September Monthly Peak | Program Specific | All | All | 2019 | September Monthly Peak | 9 | 102754.2959
Program SpecificAllAll2019Typical Event Day | Program Specific | All | All | 2019 | Typical Event Day | 8 | 102754.2959
Program SpecificAllAll2020April Monthly Peak | Program Specific | All | All | 2020 | April Monthly Peak | 4 | 102762.5588
Program SpecificAllAll2020August Monthly Peak | Program Specific | All | All | 2020 | August Monthly Peak | 8 | 102762.5588
Program SpecificAllAll2020December Monthly Peak | Program Specific | All | All | 2020 | December Monthly Peak | 12 | 102762.5588
Program SpecificAllAll2020February Monthly Peak | Program Specific | All | All | 2020 | February Monthly Peak | 2 | 102762.5588
Program SpecificAllAll2020January Monthly Peak | Program Specific | All | All | 2020 | January Monthly Peak | 1 | 102762.5588
Program SpecificAllAll2020July Monthly Peak | Program Specific | All | All | 2020 | July Monthly Peak | 7 | 102762.5588
Program SpecificAllAll2020June Monthly Peak | Program Specific | All | All | 2020 | June Monthly Peak | 6 | 102762.5588
Program SpecificAllAll2020March Monthly Peak | Program Specific | All | All | 2020 | March Monthly Peak | 3 | 102762.5588
Program SpecificAllAll2020May Monthly Peak | Program Specific | All | All | 2020 | May Monthly Peak | 5 | 102762.5588
Program SpecificAllAll2020November Monthly Peak | Program Specific | All | All | 2020 | November Monthly Peak | 11 | 102762.5588
Program SpecificAllAll2020October Monthly Peak | Program Specific | All | All | 2020 | October Monthly Peak | 10 | 102762.5588
Program SpecificAllAll2020September Monthly Peak | Program Specific | All | All | 2020 | September Monthly Peak | 9 | 102762.5588
Program SpecificAllAll2020Typical Event Day | Program Specific | All | All | 2020 | Typical Event Day | 8 | 102762.5588
Program SpecificAllAll2021April Monthly Peak | Program Specific | All | All | 2021 | April Monthly Peak | 4 | 102770.8464
Program SpecificAllAll2021August Monthly Peak | Program Specific | All | All | 2021 | August Monthly Peak | 8 | 102770.8464
Program SpecificAllAll2021December Monthly Peak | Program Specific | All | All | 2021 | December Monthly Peak | 12 | 102770.8464
Program SpecificAllAll2021February Monthly Peak | Program Specific | All | All | 2021 | February Monthly Peak | 2 | 102770.8464
Program SpecificAllAll2021January Monthly Peak | Program Specific | All | All | 2021 | January Monthly Peak | 1 | 102770.8464
Program SpecificAllAll2021July Monthly Peak | Program Specific | All | All | 2021 | July Monthly Peak | 7 | 102770.8464
Program SpecificAllAll2021June Monthly Peak | Program Specific | All | All | 2021 | June Monthly Peak | 6 | 102770.8464
Program SpecificAllAll2021March Monthly Peak | Program Specific | All | All | 2021 | March Monthly Peak | 3 | 102770.8464
Program SpecificAllAll2021May Monthly Peak | Program Specific | All | All | 2021 | May Monthly Peak | 5 | 102770.8464
Program SpecificAllAll2021November Monthly Peak | Program Specific | All | All | 2021 | November Monthly Peak | 11 | 102770.8464
Program SpecificAllAll2021October Monthly Peak | Program Specific | All | All | 2021 | October Monthly Peak | 10 | 102770.8464
Program SpecificAllAll2021September Monthly Peak | Program Specific | All | All | 2021 | September Monthly Peak | 9 | 102770.8464
Program SpecificAllAll2021Typical Event Day | Program Specific | All | All | 2021 | Typical Event Day | 8 | 102770.8464
Program SpecificAllAll2022April Monthly Peak | Program Specific | All | All | 2022 | April Monthly Peak | 4 | 102779.159
Program SpecificAllAll2022August Monthly Peak | Program Specific | All | All | 2022 | August Monthly Peak | 8 | 102779.159
Program SpecificAllAll2022December Monthly Peak | Program Specific | All | All | 2022 | December Monthly Peak | 12 | 102779.159
Program SpecificAllAll2022February Monthly Peak | Program Specific | All | All | 2022 | February Monthly Peak | 2 | 102779.159
Program SpecificAllAll2022January Monthly Peak | Program Specific | All | All | 2022 | January Monthly Peak | 1 | 102779.159
Program SpecificAllAll2022July Monthly Peak | Program Specific | All | All | 2022 | July Monthly Peak | 7 | 102779.159
Program SpecificAllAll2022June Monthly Peak | Program Specific | All | All | 2022 | June Monthly Peak | 6 | 102779.159
Program SpecificAllAll2022March Monthly Peak | Program Specific | All | All | 2022 | March Monthly Peak | 3 | 102779.159
Program SpecificAllAll2022May Monthly Peak | Program Specific | All | All | 2022 | May Monthly Peak | 5 | 102779.159
Program SpecificAllAll2022November Monthly Peak | Program Specific | All | All | 2022 | November Monthly Peak | 11 | 102779.159
Program SpecificAllAll2022October Monthly Peak | Program Specific | All | All | 2022 | October Monthly Peak | 10 | 102779.159
Program SpecificAllAll2022September Monthly Peak | Program Specific | All | All | 2022 | September Monthly Peak | 9 | 102779.159
Program SpecificAllAll2022Typical Event Day | Program Specific | All | All | 2022 | Typical Event Day | 8 | 102779.159
Program SpecificAllAll2023April Monthly Peak | Program Specific | All | All | 2023 | April Monthly Peak | 4 | 102787.4964
Program SpecificAllAll2023August Monthly Peak | Program Specific | All | All | 2023 | August Monthly Peak | 8 | 102787.4964
Program SpecificAllAll2023December Monthly Peak | Program Specific | All | All | 2023 | December Monthly Peak | 12 | 102787.4964
Program SpecificAllAll2023February Monthly Peak | Program Specific | All | All | 2023 | February Monthly Peak | 2 | 102787.4964
Program SpecificAllAll2023January Monthly Peak | Program Specific | All | All | 2023 | January Monthly Peak | 1 | 102787.4964
Program SpecificAllAll2023July Monthly Peak | Program Specific | All | All | 2023 | July Monthly Peak | 7 | 102787.4964
Program SpecificAllAll2023June Monthly Peak | Program Specific | All | All | 2023 | June Monthly Peak | 6 | 102787.4964
Program SpecificAllAll2023March Monthly Peak | Program Specific | All | All | 2023 | March Monthly Peak | 3 | 102787.4964
Program SpecificAllAll2023May Monthly Peak | Program Specific | All | All | 2023 | May Monthly Peak | 5 | 102787.4964
Program SpecificAllAll2023November Monthly Peak | Program Specific | All | All | 2023 | November Monthly Peak | 11 | 102787.4964
Program SpecificAllAll2023October Monthly Peak | Program Specific | All | All | 2023 | October Monthly Peak | 10 | 102787.4964
Program SpecificAllAll2023September Monthly Peak | Program Specific | All | All | 2023 | September Monthly Peak | 9 | 102787.4964
Program SpecificAllAll2023Typical Event Day | Program Specific | All | All | 2023 | Typical Event Day | 8 | 102787.4964
Program SpecificAllAll2024April Monthly Peak | Program Specific | All | All | 2024 | April Monthly Peak | 4 | 102795.8589
Program SpecificAllAll2024August Monthly Peak | Program Specific | All | All | 2024 | August Monthly Peak | 8 | 102795.8589
Program SpecificAllAll2024December Monthly Peak | Program Specific | All | All | 2024 | December Monthly Peak | 12 | 102795.8589
Program SpecificAllAll2024February Monthly Peak | Program Specific | All | All | 2024 | February Monthly Peak | 2 | 102795.8589
Program SpecificAllAll2024January Monthly Peak | Program Specific | All | All | 2024 | January Monthly Peak | 1 | 102795.8589
Program SpecificAllAll2024July Monthly Peak | Program Specific | All | All | 2024 | July Monthly Peak | 7 | 102795.8589
Program SpecificAllAll2024June Monthly Peak | Program Specific | All | All | 2024 | June Monthly Peak | 6 | 102795.8589
Program SpecificAllAll2024March Monthly Peak | Program Specific | All | All | 2024 | March Monthly Peak | 3 | 102795.8589
Program SpecificAllAll2024May Monthly Peak | Program Specific | All | All | 2024 | May Monthly Peak | 5 | 102795.8589
Program SpecificAllAll2024November Monthly Peak | Program Specific | All | All | 2024 | November Monthly Peak | 11 | 102795.8589
Program SpecificAllAll2024October Monthly Peak | Program Specific | All | All | 2024 | October Monthly Peak | 10 | 102795.8589
Program SpecificAllAll2024September Monthly Peak | Program Specific | All | All | 2024 | September Monthly Peak | 9 | 102795.8589
Program SpecificAllAll2024Typical Event Day | Program Specific | All | All | 2024 | Typical Event Day | 8 | 102795.8589
Program SpecificAllAll2025April Monthly Peak | Program Specific | All | All | 2025 | April Monthly Peak | 4 | 102804.2465
Program SpecificAllAll2025August Monthly Peak | Program Specific | All | All | 2025 | August Monthly Peak | 8 | 102804.2465
Program SpecificAllAll2025December Monthly Peak | Program Specific | All | All | 2025 | December Monthly Peak | 12 | 102804.2465
Program SpecificAllAll2025February Monthly Peak | Program Specific | All | All | 2025 | February Monthly Peak | 2 | 102804.2465
Program SpecificAllAll2025January Monthly Peak | Program Specific | All | All | 2025 | January Monthly Peak | 1 | 102804.2465
Program SpecificAllAll2025July Monthly Peak | Program Specific | All | All | 2025 | July Monthly Peak | 7 | 102804.2465
Program SpecificAllAll2025June Monthly Peak | Program Specific | All | All | 2025 | June Monthly Peak | 6 | 102804.2465
Program SpecificAllAll2025March Monthly Peak | Program Specific | All | All | 2025 | March Monthly Peak | 3 | 102804.2465
Program SpecificAllAll2025May Monthly Peak | Program Specific | All | All | 2025 | May Monthly Peak | 5 | 102804.2465
Program SpecificAllAll2025November Monthly Peak | Program Specific | All | All | 2025 | November Monthly Peak | 11 | 102804.2465
Program SpecificAllAll2025October Monthly Peak | Program Specific | All | All | 2025 | October Monthly Peak | 10 | 102804.2465
Program SpecificAllAll2025September Monthly Peak | Program Specific | All | All | 2025 | September Monthly Peak | 9 | 102804.2465
Program SpecificAllAll2025Typical Event Day | Program Specific | All | All | 2025 | Typical Event Day | 8 | 102804.2465
Program SpecificAllAll2026April Monthly Peak | Program Specific | All | All | 2026 | April Monthly Peak | 4 | 102812.6592
Program SpecificAllAll2026August Monthly Peak | Program Specific | All | All | 2026 | August Monthly Peak | 8 | 102812.6592
Program SpecificAllAll2026December Monthly Peak | Program Specific | All | All | 2026 | December Monthly Peak | 12 | 102812.6592
Program SpecificAllAll2026February Monthly Peak | Program Specific | All | All | 2026 | February Monthly Peak | 2 | 102812.6592
Program SpecificAllAll2026January Monthly Peak | Program Specific | All | All | 2026 | January Monthly Peak | 1 | 102812.6592
Program SpecificAllAll2026July Monthly Peak | Program Specific | All | All | 2026 | July Monthly Peak | 7 | 102812.6592
Program SpecificAllAll2026June Monthly Peak | Program Specific | All | All | 2026 | June Monthly Peak | 6 | 102812.6592
Program SpecificAllAll2026March Monthly Peak | Program Specific | All | All | 2026 | March Monthly Peak | 3 | 102812.6592
Program SpecificAllAll2026May Monthly Peak | Program Specific | All | All | 2026 | May Monthly Peak | 5 | 102812.6592
Program SpecificAllAll2026November Monthly Peak | Program Specific | All | All | 2026 | November Monthly Peak | 11 | 102812.6592
Program SpecificAllAll2026October Monthly Peak | Program Specific | All | All | 2026 | October Monthly Peak | 10 | 102812.6592
Program SpecificAllAll2026September Monthly Peak | Program Specific | All | All | 2026 | September Monthly Peak | 9 | 102812.6592
Program SpecificAllAll2026Typical Event Day | Program Specific | All | All | 2026 | Typical Event Day | 8 | 102812.6592
Program SpecificAllOrange County2015April Monthly Peak | Program Specific | All | Orange County | 2015 | April Monthly Peak | 4 | 930.5442
Program SpecificAllOrange County2015August Monthly Peak | Program Specific | All | Orange County | 2015 | August Monthly Peak | 8 | 930.5442
Program SpecificAllOrange County2015December Monthly Peak | Program Specific | All | Orange County | 2015 | December Monthly Peak | 12 | 930.5442
Program SpecificAllOrange County2015February Monthly Peak | Program Specific | All | Orange County | 2015 | February Monthly Peak | 2 | 930.5442
Program SpecificAllOrange County2015January Monthly Peak | Program Specific | All | Orange County | 2015 | January Monthly Peak | 1 | 930.5442
Program SpecificAllOrange County2015July Monthly Peak | Program Specific | All | Orange County | 2015 | July Monthly Peak | 7 | 930.5442
Program SpecificAllOrange County2015June Monthly Peak | Program Specific | All | Orange County | 2015 | June Monthly Peak | 6 | 930.5442
Program SpecificAllOrange County2015March Monthly Peak | Program Specific | All | Orange County | 2015 | March Monthly Peak | 3 | 930.5442
Program SpecificAllOrange County2015May Monthly Peak | Program Specific | All | Orange County | 2015 | May Monthly Peak | 5 | 930.5442
Program SpecificAllOrange County2015November Monthly Peak | Program Specific | All | Orange County | 2015 | November Monthly Peak | 11 | 930.5442
Program SpecificAllOrange County2015October Monthly Peak | Program Specific | All | Orange County | 2015 | October Monthly Peak | 10 | 930.5442
Program SpecificAllOrange County2015September Monthly Peak | Program Specific | All | Orange County | 2015 | September Monthly Peak | 9 | 930.5442
Program SpecificAllOrange County2015Typical Event Day | Program Specific | All | Orange County | 2015 | Typical Event Day | 8 | 930.5442
Program SpecificAllOrange County2016April Monthly Peak | Program Specific | All | Orange County | 2016 | April Monthly Peak | 4 | 930.5442
Program SpecificAllOrange County2016August Monthly Peak | Program Specific | All | Orange County | 2016 | August Monthly Peak | 8 | 930.5442
Program SpecificAllOrange County2016December Monthly Peak | Program Specific | All | Orange County | 2016 | December Monthly Peak | 12 | 930.5442
Program SpecificAllOrange County2016February Monthly Peak | Program Specific | All | Orange County | 2016 | February Monthly Peak | 2 | 930.5442
Program SpecificAllOrange County2016January Monthly Peak | Program Specific | All | Orange County | 2016 | January Monthly Peak | 1 | 930.5442
Program SpecificAllOrange County2016July Monthly Peak | Program Specific | All | Orange County | 2016 | July Monthly Peak | 7 | 930.5442
Program SpecificAllOrange County2016June Monthly Peak | Program Specific | All | Orange County | 2016 | June Monthly Peak | 6 | 930.5442
Program SpecificAllOrange County2016March Monthly Peak | Program Specific | All | Orange County | 2016 | March Monthly Peak | 3 | 930.5442
Program SpecificAllOrange County2016May Monthly Peak | Program Specific | All | Orange County | 2016 | May Monthly Peak | 5 | 930.5442
Program SpecificAllOrange County2016November Monthly Peak | Program Specific | All | Orange County | 2016 | November Monthly Peak | 11 | 930.5442
Program SpecificAllOrange County2016October Monthly Peak | Program Specific | All | Orange County | 2016 | October Monthly Peak | 10 | 930.5442
Program SpecificAllOrange County2016September Monthly Peak | Program Specific | All | Orange County | 2016 | September Monthly Peak | 9 | 930.5442
Program SpecificAllOrange County2016Typical Event Day | Program Specific | All | Orange County | 2016 | Typical Event Day | 8 | 930.5442
Program SpecificAllOrange County2017April Monthly Peak | Program Specific | All | Orange County | 2017 | April Monthly Peak | 4 | 937.3371
Program SpecificAllOrange County2017August Monthly Peak | Program Specific | All | Orange County | 2017 | August Monthly Peak | 8 | 937.3371
Program SpecificAllOrange County2017December Monthly Peak | Program Specific | All | Orange County | 2017 | December Monthly Peak | 12 | 937.3371
Program SpecificAllOrange County2017February Monthly Peak | Program Specific | All | Orange County | 2017 | February Monthly Peak | 2 | 937.3371
Program SpecificAllOrange County2017January Monthly Peak | Program Specific | All | Orange County | 2017 | January Monthly Peak | 1 | 937.3371
Program SpecificAllOrange County2017July Monthly Peak | Program Specific | All | Orange County | 2017 | July Monthly Peak | 7 | 937.3371
Program SpecificAllOrange County2017June Monthly Peak | Program Specific | All | Orange County | 2017 | June Monthly Peak | 6 | 937.3371
Program SpecificAllOrange County2017March Monthly Peak | Program Specific | All | Orange County | 2017 | March Monthly Peak | 3 | 937.3371
Program SpecificAllOrange County2017May Monthly Peak | Program Specific | All | Orange County | 2017 | May Monthly Peak | 5 | 937.3371
Program SpecificAllOrange County2017November Monthly Peak | Program Specific | All | Orange County | 2017 | November Monthly Peak | 11 | 937.3371
Program SpecificAllOrange County2017October Monthly Peak | Program Specific | All | Orange County | 2017 | October Monthly Peak | 10 | 937.3371
Program SpecificAllOrange County2017September Monthly Peak | Program Specific | All | Orange County | 2017 | September Monthly Peak | 9 | 937.3371
Program SpecificAllOrange County2017Typical Event Day | Program Specific | All | Orange County | 2017 | Typical Event Day | 8 | 937.3371
Program SpecificAllOrange County2018April Monthly Peak | Program Specific | All | Orange County | 2018 | April Monthly Peak | 4 | 62595.2838
Program SpecificAllOrange County2018August Monthly Peak | Program Specific | All | Orange County | 2018 | August Monthly Peak | 8 | 62595.2838
Program SpecificAllOrange County2018December Monthly Peak | Program Specific | All | Orange County | 2018 | December Monthly Peak | 12 | 62595.2838
Program SpecificAllOrange County2018February Monthly Peak | Program Specific | All | Orange County | 2018 | February Monthly Peak | 2 | 940.1492
Program SpecificAllOrange County2018January Monthly Peak | Program Specific | All | Orange County | 2018 | January Monthly Peak | 1 | 940.1492
Program SpecificAllOrange County2018July Monthly Peak | Program Specific | All | Orange County | 2018 | July Monthly Peak | 7 | 62595.2838
Program SpecificAllOrange County2018June Monthly Peak | Program Specific | All | Orange County | 2018 | June Monthly Peak | 6 | 62595.2838
Program SpecificAllOrange County2018March Monthly Peak | Program Specific | All | Orange County | 2018 | March Monthly Peak | 3 | 940.1492
Program SpecificAllOrange County2018May Monthly Peak | Program Specific | All | Orange County | 2018 | May Monthly Peak | 5 | 62595.2838
Program SpecificAllOrange County2018November Monthly Peak | Program Specific | All | Orange County | 2018 | November Monthly Peak | 11 | 62595.2838
Program SpecificAllOrange County2018October Monthly Peak | Program Specific | All | Orange County | 2018 | October Monthly Peak | 10 | 62595.2838
Program SpecificAllOrange County2018September Monthly Peak | Program Specific | All | Orange County | 2018 | September Monthly Peak | 9 | 62595.2838
Program SpecificAllOrange County2018Typical Event Day | Program Specific | All | Orange County | 2018 | Typical Event Day | 8 | 62595.2838
Program SpecificAllOrange County2019April Monthly Peak | Program Specific | All | Orange County | 2019 | April Monthly Peak | 4 | 25605.0235
Program SpecificAllOrange County2019August Monthly Peak | Program Specific | All | Orange County | 2019 | August Monthly Peak | 8 | 25605.0235
Program SpecificAllOrange County2019December Monthly Peak | Program Specific | All | Orange County | 2019 | December Monthly Peak | 12 | 25605.0235
Program SpecificAllOrange County2019February Monthly Peak | Program Specific | All | Orange County | 2019 | February Monthly Peak | 2 | 62598.1043
Program SpecificAllOrange County2019January Monthly Peak | Program Specific | All | Orange County | 2019 | January Monthly Peak | 1 | 62598.1043
Program SpecificAllOrange County2019July Monthly Peak | Program Specific | All | Orange County | 2019 | July Monthly Peak | 7 | 25605.0235
Program SpecificAllOrange County2019June Monthly Peak | Program Specific | All | Orange County | 2019 | June Monthly Peak | 6 | 25605.0235
Program SpecificAllOrange County2019March Monthly Peak | Program Specific | All | Orange County | 2019 | March Monthly Peak | 3 | 62598.1043
Program SpecificAllOrange County2019May Monthly Peak | Program Specific | All | Orange County | 2019 | May Monthly Peak | 5 | 25605.0235
Program SpecificAllOrange County2019November Monthly Peak | Program Specific | All | Orange County | 2019 | November Monthly Peak | 11 | 25605.0235
Program SpecificAllOrange County2019October Monthly Peak | Program Specific | All | Orange County | 2019 | October Monthly Peak | 10 | 25605.0235
Program SpecificAllOrange County2019September Monthly Peak | Program Specific | All | Orange County | 2019 | September Monthly Peak | 9 | 25605.0235
Program SpecificAllOrange County2019Typical Event Day | Program Specific | All | Orange County | 2019 | Typical Event Day | 8 | 25605.0235
Program SpecificAllOrange County2020April Monthly Peak | Program Specific | All | Orange County | 2020 | April Monthly Peak | 4 | 25607.8524
Program SpecificAllOrange County2020August Monthly Peak | Program Specific | All | Orange County | 2020 | August Monthly Peak | 8 | 25607.8524
Program SpecificAllOrange County2020December Monthly Peak | Program Specific | All | Orange County | 2020 | December Monthly Peak | 12 | 25607.8524
Program SpecificAllOrange County2020February Monthly Peak | Program Specific | All | Orange County | 2020 | February Monthly Peak | 2 | 25607.8524
Program SpecificAllOrange County2020January Monthly Peak | Program Specific | All | Orange County | 2020 | January Monthly Peak | 1 | 25607.8524
Program SpecificAllOrange County2020July Monthly Peak | Program Specific | All | Orange County | 2020 | July Monthly Peak | 7 | 25607.8524
Program SpecificAllOrange County2020June Monthly Peak | Program Specific | All | Orange County | 2020 | June Monthly Peak | 6 | 25607.8524
Program SpecificAllOrange County2020March Monthly Peak | Program Specific | All | Orange County | 2020 | March Monthly Peak | 3 | 25607.8524
Program SpecificAllOrange County2020May Monthly Peak | Program Specific | All | Orange County | 2020 | May Monthly Peak | 5 | 25607.8524
Program SpecificAllOrange County2020November Monthly Peak | Program Specific | All | Orange County | 2020 | November Monthly Peak | 11 | 25607.8524
Program SpecificAllOrange County2020October Monthly Peak | Program Specific | All | Orange County | 2020 | October Monthly Peak | 10 | 25607.8524
Program SpecificAllOrange County2020September Monthly Peak | Program Specific | All | Orange County | 2020 | September Monthly Peak | 9 | 25607.8524
Program SpecificAllOrange County2020Typical Event Day | Program Specific | All | Orange County | 2020 | Typical Event Day | 8 | 25607.8524
Program SpecificAllOrange County2021April Monthly Peak | Program Specific | All | Orange County | 2021 | April Monthly Peak | 4 | 25610.6898
Program SpecificAllOrange County2021August Monthly Peak | Program Specific | All | Orange County | 2021 | August Monthly Peak | 8 | 25610.6898
Program SpecificAllOrange County2021December Monthly Peak | Program Specific | All | Orange County | 2021 | December Monthly Peak | 12 | 25610.6898
Program SpecificAllOrange County2021February Monthly Peak | Program Specific | All | Orange County | 2021 | February Monthly Peak | 2 | 25610.6898
Program SpecificAllOrange County2021January Monthly Peak | Program Specific | All | Orange County | 2021 | January Monthly Peak | 1 | 25610.6898
Program SpecificAllOrange County2021July Monthly Peak | Program Specific | All | Orange County | 2021 | July Monthly Peak | 7 | 25610.6898
Program SpecificAllOrange County2021June Monthly Peak | Program Specific | All | Orange County | 2021 | June Monthly Peak | 6 | 25610.6898
Program SpecificAllOrange County2021March Monthly Peak | Program Specific | All | Orange County | 2021 | March Monthly Peak | 3 | 25610.6898
Program SpecificAllOrange County2021May Monthly Peak | Program Specific | All | Orange County | 2021 | May Monthly Peak | 5 | 25610.6898
Program SpecificAllOrange County2021November Monthly Peak | Program Specific | All | Orange County | 2021 | November Monthly Peak | 11 | 25610.6898
Program SpecificAllOrange County2021October Monthly Peak | Program Specific | All | Orange County | 2021 | October Monthly Peak | 10 | 25610.6898
Program SpecificAllOrange County2021September Monthly Peak | Program Specific | All | Orange County | 2021 | September Monthly Peak | 9 | 25610.6898
Program SpecificAllOrange County2021Typical Event Day | Program Specific | All | Orange County | 2021 | Typical Event Day | 8 | 25610.6898
Program SpecificAllOrange County2022April Monthly Peak | Program Specific | All | Orange County | 2022 | April Monthly Peak | 4 | 25613.5357
Program SpecificAllOrange County2022August Monthly Peak | Program Specific | All | Orange County | 2022 | August Monthly Peak | 8 | 25613.5357
Program SpecificAllOrange County2022December Monthly Peak | Program Specific | All | Orange County | 2022 | December Monthly Peak | 12 | 25613.5357
Program SpecificAllOrange County2022February Monthly Peak | Program Specific | All | Orange County | 2022 | February Monthly Peak | 2 | 25613.5357
Program SpecificAllOrange County2022January Monthly Peak | Program Specific | All | Orange County | 2022 | January Monthly Peak | 1 | 25613.5357
Program SpecificAllOrange County2022July Monthly Peak | Program Specific | All | Orange County | 2022 | July Monthly Peak | 7 | 25613.5357
Program SpecificAllOrange County2022June Monthly Peak | Program Specific | All | Orange County | 2022 | June Monthly Peak | 6 | 25613.5357
Program SpecificAllOrange County2022March Monthly Peak | Program Specific | All | Orange County | 2022 | March Monthly Peak | 3 | 25613.5357
Program SpecificAllOrange County2022May Monthly Peak | Program Specific | All | Orange County | 2022 | May Monthly Peak | 5 | 25613.5357
Program SpecificAllOrange County2022November Monthly Peak | Program Specific | All | Orange County | 2022 | November Monthly Peak | 11 | 25613.5357
Program SpecificAllOrange County2022October Monthly Peak | Program Specific | All | Orange County | 2022 | October Monthly Peak | 10 | 25613.5357
Program SpecificAllOrange County2022September Monthly Peak | Program Specific | All | Orange County | 2022 | September Monthly Peak | 9 | 25613.5357
Program SpecificAllOrange County2022Typical Event Day | Program Specific | All | Orange County | 2022 | Typical Event Day | 8 | 25613.5357
Program SpecificAllOrange County2023April Monthly Peak | Program Specific | All | Orange County | 2023 | April Monthly Peak | 4 | 25616.3901
Program SpecificAllOrange County2023August Monthly Peak | Program Specific | All | Orange County | 2023 | August Monthly Peak | 8 | 25616.3901
Program SpecificAllOrange County2023December Monthly Peak | Program Specific | All | Orange County | 2023 | December Monthly Peak | 12 | 25616.3901
Program SpecificAllOrange County2023February Monthly Peak | Program Specific | All | Orange County | 2023 | February Monthly Peak | 2 | 25616.3901
Program SpecificAllOrange County2023January Monthly Peak | Program Specific | All | Orange County | 2023 | January Monthly Peak | 1 | 25616.3901
Program SpecificAllOrange County2023July Monthly Peak | Program Specific | All | Orange County | 2023 | July Monthly Peak | 7 | 25616.3901
Program SpecificAllOrange County2023June Monthly Peak | Program Specific | All | Orange County | 2023 | June Monthly Peak | 6 | 25616.3901
Program SpecificAllOrange County2023March Monthly Peak | Program Specific | All | Orange County | 2023 | March Monthly Peak | 3 | 25616.3901
Program SpecificAllOrange County2023May Monthly Peak | Program Specific | All | Orange County | 2023 | May Monthly Peak | 5 | 25616.3901
Program SpecificAllOrange County2023November Monthly Peak | Program Specific | All | Orange County | 2023 | November Monthly Peak | 11 | 25616.3901
Program SpecificAllOrange County2023October Monthly Peak | Program Specific | All | Orange County | 2023 | October Monthly Peak | 10 | 25616.3901
Program SpecificAllOrange County2023September Monthly Peak | Program Specific | All | Orange County | 2023 | September Monthly Peak | 9 | 25616.3901
Program SpecificAllOrange County2023Typical Event Day | Program Specific | All | Orange County | 2023 | Typical Event Day | 8 | 25616.3901
Program SpecificAllOrange County2024April Monthly Peak | Program Specific | All | Orange County | 2024 | April Monthly Peak | 4 | 25619.2531
Program SpecificAllOrange County2024August Monthly Peak | Program Specific | All | Orange County | 2024 | August Monthly Peak | 8 | 25619.2531
Program SpecificAllOrange County2024December Monthly Peak | Program Specific | All | Orange County | 2024 | December Monthly Peak | 12 | 25619.2531
Program SpecificAllOrange County2024February Monthly Peak | Program Specific | All | Orange County | 2024 | February Monthly Peak | 2 | 25619.2531
Program SpecificAllOrange County2024January Monthly Peak | Program Specific | All | Orange County | 2024 | January Monthly Peak | 1 | 25619.2531
Program SpecificAllOrange County2024July Monthly Peak | Program Specific | All | Orange County | 2024 | July Monthly Peak | 7 | 25619.2531
Program SpecificAllOrange County2024June Monthly Peak | Program Specific | All | Orange County | 2024 | June Monthly Peak | 6 | 25619.2531
Program SpecificAllOrange County2024March Monthly Peak | Program Specific | All | Orange County | 2024 | March Monthly Peak | 3 | 25619.2531
Program SpecificAllOrange County2024May Monthly Peak | Program Specific | All | Orange County | 2024 | May Monthly Peak | 5 | 25619.2531
Program SpecificAllOrange County2024November Monthly Peak | Program Specific | All | Orange County | 2024 | November Monthly Peak | 11 | 25619.2531
Program SpecificAllOrange County2024October Monthly Peak | Program Specific | All | Orange County | 2024 | October Monthly Peak | 10 | 25619.2531
Program SpecificAllOrange County2024September Monthly Peak | Program Specific | All | Orange County | 2024 | September Monthly Peak | 9 | 25619.2531
Program SpecificAllOrange County2024Typical Event Day | Program Specific | All | Orange County | 2024 | Typical Event Day | 8 | 25619.2531
Program SpecificAllOrange County2025April Monthly Peak | Program Specific | All | Orange County | 2025 | April Monthly Peak | 4 | 25622.1247
Program SpecificAllOrange County2025August Monthly Peak | Program Specific | All | Orange County | 2025 | August Monthly Peak | 8 | 25622.1247
Program SpecificAllOrange County2025December Monthly Peak | Program Specific | All | Orange County | 2025 | December Monthly Peak | 12 | 25622.1247
Program SpecificAllOrange County2025February Monthly Peak | Program Specific | All | Orange County | 2025 | February Monthly Peak | 2 | 25622.1247
Program SpecificAllOrange County2025January Monthly Peak | Program Specific | All | Orange County | 2025 | January Monthly Peak | 1 | 25622.1247
Program SpecificAllOrange County2025July Monthly Peak | Program Specific | All | Orange County | 2025 | July Monthly Peak | 7 | 25622.1247
Program SpecificAllOrange County2025June Monthly Peak | Program Specific | All | Orange County | 2025 | June Monthly Peak | 6 | 25622.1247
Program SpecificAllOrange County2025March Monthly Peak | Program Specific | All | Orange County | 2025 | March Monthly Peak | 3 | 25622.1247
Program SpecificAllOrange County2025May Monthly Peak | Program Specific | All | Orange County | 2025 | May Monthly Peak | 5 | 25622.1247
Program SpecificAllOrange County2025November Monthly Peak | Program Specific | All | Orange County | 2025 | November Monthly Peak | 11 | 25622.1247
Program SpecificAllOrange County2025October Monthly Peak | Program Specific | All | Orange County | 2025 | October Monthly Peak | 10 | 25622.1247
Program SpecificAllOrange County2025September Monthly Peak | Program Specific | All | Orange County | 2025 | September Monthly Peak | 9 | 25622.1247
Program SpecificAllOrange County2025Typical Event Day | Program Specific | All | Orange County | 2025 | Typical Event Day | 8 | 25622.1247
Program SpecificAllOrange County2026April Monthly Peak | Program Specific | All | Orange County | 2026 | April Monthly Peak | 4 | 25625.0049
Program SpecificAllOrange County2026August Monthly Peak | Program Specific | All | Orange County | 2026 | August Monthly Peak | 8 | 25625.0049
Program SpecificAllOrange County2026December Monthly Peak | Program Specific | All | Orange County | 2026 | December Monthly Peak | 12 | 25625.0049
Program SpecificAllOrange County2026February Monthly Peak | Program Specific | All | Orange County | 2026 | February Monthly Peak | 2 | 25625.0049
Program SpecificAllOrange County2026January Monthly Peak | Program Specific | All | Orange County | 2026 | January Monthly Peak | 1 | 25625.0049
Program SpecificAllOrange County2026July Monthly Peak | Program Specific | All | Orange County | 2026 | July Monthly Peak | 7 | 25625.0049
Program SpecificAllOrange County2026June Monthly Peak | Program Specific | All | Orange County | 2026 | June Monthly Peak | 6 | 25625.0049
Program SpecificAllOrange County2026March Monthly Peak | Program Specific | All | Orange County | 2026 | March Monthly Peak | 3 | 25625.0049
Program SpecificAllOrange County2026May Monthly Peak | Program Specific | All | Orange County | 2026 | May Monthly Peak | 5 | 25625.0049
Program SpecificAllOrange County2026November Monthly Peak | Program Specific | All | Orange County | 2026 | November Monthly Peak | 11 | 25625.0049
Program SpecificAllOrange County2026October Monthly Peak | Program Specific | All | Orange County | 2026 | October Monthly Peak | 10 | 25625.0049
Program SpecificAllOrange County2026September Monthly Peak | Program Specific | All | Orange County | 2026 | September Monthly Peak | 9 | 25625.0049
Program SpecificAllOrange County2026Typical Event Day | Program Specific | All | Orange County | 2026 | Typical Event Day | 8 | 25625.0049
Program SpecificAllOther2015April Monthly Peak | Program Specific | All | Other | 2015 | April Monthly Peak | 4 | 1497.1944
Program SpecificAllOther2015August Monthly Peak | Program Specific | All | Other | 2015 | August Monthly Peak | 8 | 1497.1944
Program SpecificAllOther2015December Monthly Peak | Program Specific | All | Other | 2015 | December Monthly Peak | 12 | 1497.1944
Program SpecificAllOther2015February Monthly Peak | Program Specific | All | Other | 2015 | February Monthly Peak | 2 | 1497.1944
Program SpecificAllOther2015January Monthly Peak | Program Specific | All | Other | 2015 | January Monthly Peak | 1 | 1497.1944
Program SpecificAllOther2015July Monthly Peak | Program Specific | All | Other | 2015 | July Monthly Peak | 7 | 1497.1944
Program SpecificAllOther2015June Monthly Peak | Program Specific | All | Other | 2015 | June Monthly Peak | 6 | 1497.1944
Program SpecificAllOther2015March Monthly Peak | Program Specific | All | Other | 2015 | March Monthly Peak | 3 | 1497.1944
Program SpecificAllOther2015May Monthly Peak | Program Specific | All | Other | 2015 | May Monthly Peak | 5 | 1497.1944
Program SpecificAllOther2015November Monthly Peak | Program Specific | All | Other | 2015 | November Monthly Peak | 11 | 1497.1944
Program SpecificAllOther2015October Monthly Peak | Program Specific | All | Other | 2015 | October Monthly Peak | 10 | 1497.1944
Program SpecificAllOther2015September Monthly Peak | Program Specific | All | Other | 2015 | September Monthly Peak | 9 | 1497.1944
Program SpecificAllOther2015Typical Event Day | Program Specific | All | Other | 2015 | Typical Event Day | 8 | 1497.1944
Program SpecificAllOther2016April Monthly Peak | Program Specific | All | Other | 2016 | April Monthly Peak | 4 | 1497.1944
Program SpecificAllOther2016August Monthly Peak | Program Specific | All | Other | 2016 | August Monthly Peak | 8 | 1497.1944
Program SpecificAllOther2016December Monthly Peak | Program Specific | All | Other | 2016 | December Monthly Peak | 12 | 1497.1944
Program SpecificAllOther2016February Monthly Peak | Program Specific | All | Other | 2016 | February Monthly Peak | 2 | 1497.1944
Program SpecificAllOther2016January Monthly Peak | Program Specific | All | Other | 2016 | January Monthly Peak | 1 | 1497.1944
Program SpecificAllOther2016July Monthly Peak | Program Specific | All | Other | 2016 | July Monthly Peak | 7 | 1497.1944
Program SpecificAllOther2016June Monthly Peak | Program Specific | All | Other | 2016 | June Monthly Peak | 6 | 1497.1944
Program SpecificAllOther2016March Monthly Peak | Program Specific | All | Other | 2016 | March Monthly Peak | 3 | 1497.1944
Program SpecificAllOther2016May Monthly Peak | Program Specific | All | Other | 2016 | May Monthly Peak | 5 | 1497.1944
Program SpecificAllOther2016November Monthly Peak | Program Specific | All | Other | 2016 | November Monthly Peak | 11 | 1497.1944
Program SpecificAllOther2016October Monthly Peak | Program Specific | All | Other | 2016 | October Monthly Peak | 10 | 1497.1944
Program SpecificAllOther2016September Monthly Peak | Program Specific | All | Other | 2016 | September Monthly Peak | 9 | 1497.1944
Program SpecificAllOther2016Typical Event Day | Program Specific | All | Other | 2016 | Typical Event Day | 8 | 1497.1944
Program SpecificAllOther2017April Monthly Peak | Program Specific | All | Other | 2017 | April Monthly Peak | 4 | 1508.1239
Program SpecificAllOther2017August Monthly Peak | Program Specific | All | Other | 2017 | August Monthly Peak | 8 | 1508.1239
Program SpecificAllOther2017December Monthly Peak | Program Specific | All | Other | 2017 | December Monthly Peak | 12 | 1508.1239
Program SpecificAllOther2017February Monthly Peak | Program Specific | All | Other | 2017 | February Monthly Peak | 2 | 1508.1239
Program SpecificAllOther2017January Monthly Peak | Program Specific | All | Other | 2017 | January Monthly Peak | 1 | 1508.1239
Program SpecificAllOther2017July Monthly Peak | Program Specific | All | Other | 2017 | July Monthly Peak | 7 | 1508.1239
Program SpecificAllOther2017June Monthly Peak | Program Specific | All | Other | 2017 | June Monthly Peak | 6 | 1508.1239
Program SpecificAllOther2017March Monthly Peak | Program Specific | All | Other | 2017 | March Monthly Peak | 3 | 1508.1239
Program SpecificAllOther2017May Monthly Peak | Program Specific | All | Other | 2017 | May Monthly Peak | 5 | 1508.1239
Program SpecificAllOther2017November Monthly Peak | Program Specific | All | Other | 2017 | November Monthly Peak | 11 | 1508.1239
Program SpecificAllOther2017October Monthly Peak | Program Specific | All | Other | 2017 | October Monthly Peak | 10 | 1508.1239
Program SpecificAllOther2017September Monthly Peak | Program Specific | All | Other | 2017 | September Monthly Peak | 9 | 1508.1239
Program SpecificAllOther2017Typical Event Day | Program Specific | All | Other | 2017 | Typical Event Day | 8 | 1508.1239
Program SpecificAllOther2018April Monthly Peak | Program Specific | All | Other | 2018 | April Monthly Peak | 4 | 160722.2329
Program SpecificAllOther2018August Monthly Peak | Program Specific | All | Other | 2018 | August Monthly Peak | 8 | 160722.2329
Program SpecificAllOther2018December Monthly Peak | Program Specific | All | Other | 2018 | December Monthly Peak | 12 | 160722.2329
Program SpecificAllOther2018February Monthly Peak | Program Specific | All | Other | 2018 | February Monthly Peak | 2 | 1512.6482
Program SpecificAllOther2018January Monthly Peak | Program Specific | All | Other | 2018 | January Monthly Peak | 1 | 1512.6482
Program SpecificAllOther2018July Monthly Peak | Program Specific | All | Other | 2018 | July Monthly Peak | 7 | 160722.2329
Program SpecificAllOther2018June Monthly Peak | Program Specific | All | Other | 2018 | June Monthly Peak | 6 | 160722.2329
Program SpecificAllOther2018March Monthly Peak | Program Specific | All | Other | 2018 | March Monthly Peak | 3 | 1512.6482
Program SpecificAllOther2018May Monthly Peak | Program Specific | All | Other | 2018 | May Monthly Peak | 5 | 160722.2329
Program SpecificAllOther2018November Monthly Peak | Program Specific | All | Other | 2018 | November Monthly Peak | 11 | 160722.2329
Program SpecificAllOther2018October Monthly Peak | Program Specific | All | Other | 2018 | October Monthly Peak | 10 | 160722.2329
Program SpecificAllOther2018September Monthly Peak | Program Specific | All | Other | 2018 | September Monthly Peak | 9 | 160722.2329
Program SpecificAllOther2018Typical Event Day | Program Specific | All | Other | 2018 | Typical Event Day | 8 | 160722.2329
Program SpecificAllOther2019April Monthly Peak | Program Specific | All | Other | 2019 | April Monthly Peak | 4 | 65201.0201
Program SpecificAllOther2019August Monthly Peak | Program Specific | All | Other | 2019 | August Monthly Peak | 8 | 65201.0201
Program SpecificAllOther2019December Monthly Peak | Program Specific | All | Other | 2019 | December Monthly Peak | 12 | 65201.0201
Program SpecificAllOther2019February Monthly Peak | Program Specific | All | Other | 2019 | February Monthly Peak | 2 | 160726.7709
Program SpecificAllOther2019January Monthly Peak | Program Specific | All | Other | 2019 | January Monthly Peak | 1 | 160726.7709
Program SpecificAllOther2019July Monthly Peak | Program Specific | All | Other | 2019 | July Monthly Peak | 7 | 65201.0201
Program SpecificAllOther2019June Monthly Peak | Program Specific | All | Other | 2019 | June Monthly Peak | 6 | 65201.0201
Program SpecificAllOther2019March Monthly Peak | Program Specific | All | Other | 2019 | March Monthly Peak | 3 | 160726.7709
Program SpecificAllOther2019May Monthly Peak | Program Specific | All | Other | 2019 | May Monthly Peak | 5 | 65201.0201
Program SpecificAllOther2019November Monthly Peak | Program Specific | All | Other | 2019 | November Monthly Peak | 11 | 65201.0201
Program SpecificAllOther2019October Monthly Peak | Program Specific | All | Other | 2019 | October Monthly Peak | 10 | 65201.0201
Program SpecificAllOther2019September Monthly Peak | Program Specific | All | Other | 2019 | September Monthly Peak | 9 | 65201.0201
Program SpecificAllOther2019Typical Event Day | Program Specific | All | Other | 2019 | Typical Event Day | 8 | 65201.0201
Program SpecificAllOther2020April Monthly Peak | Program Specific | All | Other | 2020 | April Monthly Peak | 4 | 65205.5716
Program SpecificAllOther2020August Monthly Peak | Program Specific | All | Other | 2020 | August Monthly Peak | 8 | 65205.5716
Program SpecificAllOther2020December Monthly Peak | Program Specific | All | Other | 2020 | December Monthly Peak | 12 | 65205.5716
Program SpecificAllOther2020February Monthly Peak | Program Specific | All | Other | 2020 | February Monthly Peak | 2 | 65205.5716
Program SpecificAllOther2020January Monthly Peak | Program Specific | All | Other | 2020 | January Monthly Peak | 1 | 65205.5716
Program SpecificAllOther2020July Monthly Peak | Program Specific | All | Other | 2020 | July Monthly Peak | 7 | 65205.5716
Program SpecificAllOther2020June Monthly Peak | Program Specific | All | Other | 2020 | June Monthly Peak | 6 | 65205.5716
Program SpecificAllOther2020March Monthly Peak | Program Specific | All | Other | 2020 | March Monthly Peak | 3 | 65205.5716
Program SpecificAllOther2020May Monthly Peak | Program Specific | All | Other | 2020 | May Monthly Peak | 5 | 65205.5716
Program SpecificAllOther2020November Monthly Peak | Program Specific | All | Other | 2020 | November Monthly Peak | 11 | 65205.5716
Program SpecificAllOther2020October Monthly Peak | Program Specific | All | Other | 2020 | October Monthly Peak | 10 | 65205.5716
Program SpecificAllOther2020September Monthly Peak | Program Specific | All | Other | 2020 | September Monthly Peak | 9 | 65205.5716
Program SpecificAllOther2020Typical Event Day | Program Specific | All | Other | 2020 | Typical Event Day | 8 | 65205.5716
Program SpecificAllOther2021April Monthly Peak | Program Specific | All | Other | 2021 | April Monthly Peak | 4 | 65210.1368
Program SpecificAllOther2021August Monthly Peak | Program Specific | All | Other | 2021 | August Monthly Peak | 8 | 65210.1368
Program SpecificAllOther2021December Monthly Peak | Program Specific | All | Other | 2021 | December Monthly Peak | 12 | 65210.1368
Program SpecificAllOther2021February Monthly Peak | Program Specific | All | Other | 2021 | February Monthly Peak | 2 | 65210.1368
Program SpecificAllOther2021January Monthly Peak | Program Specific | All | Other | 2021 | January Monthly Peak | 1 | 65210.1368
Program SpecificAllOther2021July Monthly Peak | Program Specific | All | Other | 2021 | July Monthly Peak | 7 | 65210.1368
Program SpecificAllOther2021June Monthly Peak | Program Specific | All | Other | 2021 | June Monthly Peak | 6 | 65210.1368
Program SpecificAllOther2021March Monthly Peak | Program Specific | All | Other | 2021 | March Monthly Peak | 3 | 65210.1368
Program SpecificAllOther2021May Monthly Peak | Program Specific | All | Other | 2021 | May Monthly Peak | 5 | 65210.1368
Program SpecificAllOther2021November Monthly Peak | Program Specific | All | Other | 2021 | November Monthly Peak | 11 | 65210.1368
Program SpecificAllOther2021October Monthly Peak | Program Specific | All | Other | 2021 | October Monthly Peak | 10 | 65210.1368
Program SpecificAllOther2021September Monthly Peak | Program Specific | All | Other | 2021 | September Monthly Peak | 9 | 65210.1368
Program SpecificAllOther2021Typical Event Day | Program Specific | All | Other | 2021 | Typical Event Day | 8 | 65210.1368
Program SpecificAllOther2022April Monthly Peak | Program Specific | All | Other | 2022 | April Monthly Peak | 4 | 65214.7157
Program SpecificAllOther2022August Monthly Peak | Program Specific | All | Other | 2022 | August Monthly Peak | 8 | 65214.7157
Program SpecificAllOther2022December Monthly Peak | Program Specific | All | Other | 2022 | December Monthly Peak | 12 | 65214.7157
Program SpecificAllOther2022February Monthly Peak | Program Specific | All | Other | 2022 | February Monthly Peak | 2 | 65214.7157
Program SpecificAllOther2022January Monthly Peak | Program Specific | All | Other | 2022 | January Monthly Peak | 1 | 65214.7157
Program SpecificAllOther2022July Monthly Peak | Program Specific | All | Other | 2022 | July Monthly Peak | 7 | 65214.7157
Program SpecificAllOther2022June Monthly Peak | Program Specific | All | Other | 2022 | June Monthly Peak | 6 | 65214.7157
Program SpecificAllOther2022March Monthly Peak | Program Specific | All | Other | 2022 | March Monthly Peak | 3 | 65214.7157
Program SpecificAllOther2022May Monthly Peak | Program Specific | All | Other | 2022 | May Monthly Peak | 5 | 65214.7157
Program SpecificAllOther2022November Monthly Peak | Program Specific | All | Other | 2022 | November Monthly Peak | 11 | 65214.7157
Program SpecificAllOther2022October Monthly Peak | Program Specific | All | Other | 2022 | October Monthly Peak | 10 | 65214.7157
Program SpecificAllOther2022September Monthly Peak | Program Specific | All | Other | 2022 | September Monthly Peak | 9 | 65214.7157
Program SpecificAllOther2022Typical Event Day | Program Specific | All | Other | 2022 | Typical Event Day | 8 | 65214.7157
Program SpecificAllOther2023April Monthly Peak | Program Specific | All | Other | 2023 | April Monthly Peak | 4 | 65219.3084
Program SpecificAllOther2023August Monthly Peak | Program Specific | All | Other | 2023 | August Monthly Peak | 8 | 65219.3084
Program SpecificAllOther2023December Monthly Peak | Program Specific | All | Other | 2023 | December Monthly Peak | 12 | 65219.3084
Program SpecificAllOther2023February Monthly Peak | Program Specific | All | Other | 2023 | February Monthly Peak | 2 | 65219.3084
Program SpecificAllOther2023January Monthly Peak | Program Specific | All | Other | 2023 | January Monthly Peak | 1 | 65219.3084
Program SpecificAllOther2023July Monthly Peak | Program Specific | All | Other | 2023 | July Monthly Peak | 7 | 65219.3084
Program SpecificAllOther2023June Monthly Peak | Program Specific | All | Other | 2023 | June Monthly Peak | 6 | 65219.3084
Program SpecificAllOther2023March Monthly Peak | Program Specific | All | Other | 2023 | March Monthly Peak | 3 | 65219.3084
Program SpecificAllOther2023May Monthly Peak | Program Specific | All | Other | 2023 | May Monthly Peak | 5 | 65219.3084
Program SpecificAllOther2023November Monthly Peak | Program Specific | All | Other | 2023 | November Monthly Peak | 11 | 65219.3084
Program SpecificAllOther2023October Monthly Peak | Program Specific | All | Other | 2023 | October Monthly Peak | 10 | 65219.3084
Program SpecificAllOther2023September Monthly Peak | Program Specific | All | Other | 2023 | September Monthly Peak | 9 | 65219.3084
Program SpecificAllOther2023Typical Event Day | Program Specific | All | Other | 2023 | Typical Event Day | 8 | 65219.3084
Program SpecificAllOther2024April Monthly Peak | Program Specific | All | Other | 2024 | April Monthly Peak | 4 | 65223.9148
Program SpecificAllOther2024August Monthly Peak | Program Specific | All | Other | 2024 | August Monthly Peak | 8 | 65223.9148
Program SpecificAllOther2024December Monthly Peak | Program Specific | All | Other | 2024 | December Monthly Peak | 12 | 65223.9148
Program SpecificAllOther2024February Monthly Peak | Program Specific | All | Other | 2024 | February Monthly Peak | 2 | 65223.9148
Program SpecificAllOther2024January Monthly Peak | Program Specific | All | Other | 2024 | January Monthly Peak | 1 | 65223.9148
Program SpecificAllOther2024July Monthly Peak | Program Specific | All | Other | 2024 | July Monthly Peak | 7 | 65223.9148
Program SpecificAllOther2024June Monthly Peak | Program Specific | All | Other | 2024 | June Monthly Peak | 6 | 65223.9148
Program SpecificAllOther2024March Monthly Peak | Program Specific | All | Other | 2024 | March Monthly Peak | 3 | 65223.9148
Program SpecificAllOther2024May Monthly Peak | Program Specific | All | Other | 2024 | May Monthly Peak | 5 | 65223.9148
Program SpecificAllOther2024November Monthly Peak | Program Specific | All | Other | 2024 | November Monthly Peak | 11 | 65223.9148
Program SpecificAllOther2024October Monthly Peak | Program Specific | All | Other | 2024 | October Monthly Peak | 10 | 65223.9148
Program SpecificAllOther2024September Monthly Peak | Program Specific | All | Other | 2024 | September Monthly Peak | 9 | 65223.9148
Program SpecificAllOther2024Typical Event Day | Program Specific | All | Other | 2024 | Typical Event Day | 8 | 65223.9148
Program SpecificAllOther2025April Monthly Peak | Program Specific | All | Other | 2025 | April Monthly Peak | 4 | 65228.5351
Program SpecificAllOther2025August Monthly Peak | Program Specific | All | Other | 2025 | August Monthly Peak | 8 | 65228.5351
Program SpecificAllOther2025December Monthly Peak | Program Specific | All | Other | 2025 | December Monthly Peak | 12 | 65228.5351
Program SpecificAllOther2025February Monthly Peak | Program Specific | All | Other | 2025 | February Monthly Peak | 2 | 65228.5351
Program SpecificAllOther2025January Monthly Peak | Program Specific | All | Other | 2025 | January Monthly Peak | 1 | 65228.5351
Program SpecificAllOther2025July Monthly Peak | Program Specific | All | Other | 2025 | July Monthly Peak | 7 | 65228.5351
Program SpecificAllOther2025June Monthly Peak | Program Specific | All | Other | 2025 | June Monthly Peak | 6 | 65228.5351
Program SpecificAllOther2025March Monthly Peak | Program Specific | All | Other | 2025 | March Monthly Peak | 3 | 65228.5351
Program SpecificAllOther2025May Monthly Peak | Program Specific | All | Other | 2025 | May Monthly Peak | 5 | 65228.5351
Program SpecificAllOther2025November Monthly Peak | Program Specific | All | Other | 2025 | November Monthly Peak | 11 | 65228.5351
Program SpecificAllOther2025October Monthly Peak | Program Specific | All | Other | 2025 | October Monthly Peak | 10 | 65228.5351
Program SpecificAllOther2025September Monthly Peak | Program Specific | All | Other | 2025 | September Monthly Peak | 9 | 65228.5351
Program SpecificAllOther2025Typical Event Day | Program Specific | All | Other | 2025 | Typical Event Day | 8 | 65228.5351
Program SpecificAllOther2026April Monthly Peak | Program Specific | All | Other | 2026 | April Monthly Peak | 4 | 65233.1692
Program SpecificAllOther2026August Monthly Peak | Program Specific | All | Other | 2026 | August Monthly Peak | 8 | 65233.1692
Program SpecificAllOther2026December Monthly Peak | Program Specific | All | Other | 2026 | December Monthly Peak | 12 | 65233.1692
Program SpecificAllOther2026February Monthly Peak | Program Specific | All | Other | 2026 | February Monthly Peak | 2 | 65233.1692
Program SpecificAllOther2026January Monthly Peak | Program Specific | All | Other | 2026 | January Monthly Peak | 1 | 65233.1692
Program SpecificAllOther2026July Monthly Peak | Program Specific | All | Other | 2026 | July Monthly Peak | 7 | 65233.1692
Program SpecificAllOther2026June Monthly Peak | Program Specific | All | Other | 2026 | June Monthly Peak | 6 | 65233.1692
Program SpecificAllOther2026March Monthly Peak | Program Specific | All | Other | 2026 | March Monthly Peak | 3 | 65233.1692
Program SpecificAllOther2026May Monthly Peak | Program Specific | All | Other | 2026 | May Monthly Peak | 5 | 65233.1692
Program SpecificAllOther2026November Monthly Peak | Program Specific | All | Other | 2026 | November Monthly Peak | 11 | 65233.1692
Program SpecificAllOther2026October Monthly Peak | Program Specific | All | Other | 2026 | October Monthly Peak | 10 | 65233.1692
Program SpecificAllOther2026September Monthly Peak | Program Specific | All | Other | 2026 | September Monthly Peak | 9 | 65233.1692
Program SpecificAllOther2026Typical Event Day | Program Specific | All | Other | 2026 | Typical Event Day | 8 | 65233.1692
Program SpecificAllSouth of Lugo2015April Monthly Peak | Program Specific | All | South of Lugo | 2015 | April Monthly Peak | 4 | 290.2615
Program SpecificAllSouth of Lugo2015August Monthly Peak | Program Specific | All | South of Lugo | 2015 | August Monthly Peak | 8 | 290.2615
Program SpecificAllSouth of Lugo2015December Monthly Peak | Program Specific | All | South of Lugo | 2015 | December Monthly Peak | 12 | 290.2615
Program SpecificAllSouth of Lugo2015February Monthly Peak | Program Specific | All | South of Lugo | 2015 | February Monthly Peak | 2 | 290.2615
Program SpecificAllSouth of Lugo2015January Monthly Peak | Program Specific | All | South of Lugo | 2015 | January Monthly Peak | 1 | 290.2615
Program SpecificAllSouth of Lugo2015July Monthly Peak | Program Specific | All | South of Lugo | 2015 | July Monthly Peak | 7 | 290.2615
Program SpecificAllSouth of Lugo2015June Monthly Peak | Program Specific | All | South of Lugo | 2015 | June Monthly Peak | 6 | 290.2615
Program SpecificAllSouth of Lugo2015March Monthly Peak | Program Specific | All | South of Lugo | 2015 | March Monthly Peak | 3 | 290.2615
Program SpecificAllSouth of Lugo2015May Monthly Peak | Program Specific | All | South of Lugo | 2015 | May Monthly Peak | 5 | 290.2615
Program SpecificAllSouth of Lugo2015November Monthly Peak | Program Specific | All | South of Lugo | 2015 | November Monthly Peak | 11 | 290.2615
Program SpecificAllSouth of Lugo2015October Monthly Peak | Program Specific | All | South of Lugo | 2015 | October Monthly Peak | 10 | 290.2615
Program SpecificAllSouth of Lugo2015September Monthly Peak | Program Specific | All | South of Lugo | 2015 | September Monthly Peak | 9 | 290.2615
Program SpecificAllSouth of Lugo2015Typical Event Day | Program Specific | All | South of Lugo | 2015 | Typical Event Day | 8 | 290.2615
Program SpecificAllSouth of Lugo2016April Monthly Peak | Program Specific | All | South of Lugo | 2016 | April Monthly Peak | 4 | 290.2615
Program SpecificAllSouth of Lugo2016August Monthly Peak | Program Specific | All | South of Lugo | 2016 | August Monthly Peak | 8 | 290.2615
Program SpecificAllSouth of Lugo2016December Monthly Peak | Program Specific | All | South of Lugo | 2016 | December Monthly Peak | 12 | 290.2615
Program SpecificAllSouth of Lugo2016February Monthly Peak | Program Specific | All | South of Lugo | 2016 | February Monthly Peak | 2 | 290.2615
Program SpecificAllSouth of Lugo2016January Monthly Peak | Program Specific | All | South of Lugo | 2016 | January Monthly Peak | 1 | 290.2615
Program SpecificAllSouth of Lugo2016July Monthly Peak | Program Specific | All | South of Lugo | 2016 | July Monthly Peak | 7 | 290.2615
Program SpecificAllSouth of Lugo2016June Monthly Peak | Program Specific | All | South of Lugo | 2016 | June Monthly Peak | 6 | 290.2615
Program SpecificAllSouth of Lugo2016March Monthly Peak | Program Specific | All | South of Lugo | 2016 | March Monthly Peak | 3 | 290.2615
Program SpecificAllSouth of Lugo2016May Monthly Peak | Program Specific | All | South of Lugo | 2016 | May Monthly Peak | 5 | 290.2615
Program SpecificAllSouth of Lugo2016November Monthly Peak | Program Specific | All | South of Lugo | 2016 | November Monthly Peak | 11 | 290.2615
Program SpecificAllSouth of Lugo2016October Monthly Peak | Program Specific | All | South of Lugo | 2016 | October Monthly Peak | 10 | 290.2615
Program SpecificAllSouth of Lugo2016September Monthly Peak | Program Specific | All | South of Lugo | 2016 | September Monthly Peak | 9 | 290.2615
Program SpecificAllSouth of Lugo2016Typical Event Day | Program Specific | All | South of Lugo | 2016 | Typical Event Day | 8 | 290.2615
Program SpecificAllSouth of Lugo2017April Monthly Peak | Program Specific | All | South of Lugo | 2017 | April Monthly Peak | 4 | 292.3804
Program SpecificAllSouth of Lugo2017August Monthly Peak | Program Specific | All | South of Lugo | 2017 | August Monthly Peak | 8 | 292.3804
Program SpecificAllSouth of Lugo2017December Monthly Peak | Program Specific | All | South of Lugo | 2017 | December Monthly Peak | 12 | 292.3804
Program SpecificAllSouth of Lugo2017February Monthly Peak | Program Specific | All | South of Lugo | 2017 | February Monthly Peak | 2 | 292.3804
Program SpecificAllSouth of Lugo2017January Monthly Peak | Program Specific | All | South of Lugo | 2017 | January Monthly Peak | 1 | 292.3804
Program SpecificAllSouth of Lugo2017July Monthly Peak | Program Specific | All | South of Lugo | 2017 | July Monthly Peak | 7 | 292.3804
Program SpecificAllSouth of Lugo2017June Monthly Peak | Program Specific | All | South of Lugo | 2017 | June Monthly Peak | 6 | 292.3804
Program SpecificAllSouth of Lugo2017March Monthly Peak | Program Specific | All | South of Lugo | 2017 | March Monthly Peak | 3 | 292.3804
Program SpecificAllSouth of Lugo2017May Monthly Peak | Program Specific | All | South of Lugo | 2017 | May Monthly Peak | 5 | 292.3804
Program SpecificAllSouth of Lugo2017November Monthly Peak | Program Specific | All | South of Lugo | 2017 | November Monthly Peak | 11 | 292.3804
Program SpecificAllSouth of Lugo2017October Monthly Peak | Program Specific | All | South of Lugo | 2017 | October Monthly Peak | 10 | 292.3804
Program SpecificAllSouth of Lugo2017September Monthly Peak | Program Specific | All | South of Lugo | 2017 | September Monthly Peak | 9 | 292.3804
Program SpecificAllSouth of Lugo2017Typical Event Day | Program Specific | All | South of Lugo | 2017 | Typical Event Day | 8 | 292.3804
Program SpecificAllSouth of Lugo2018April Monthly Peak | Program Specific | All | South of Lugo | 2018 | April Monthly Peak | 4 | 29428.5451
Program SpecificAllSouth of Lugo2018August Monthly Peak | Program Specific | All | South of Lugo | 2018 | August Monthly Peak | 8 | 29428.5451
Program SpecificAllSouth of Lugo2018December Monthly Peak | Program Specific | All | South of Lugo | 2018 | December Monthly Peak | 12 | 29428.5451
Program SpecificAllSouth of Lugo2018February Monthly Peak | Program Specific | All | South of Lugo | 2018 | February Monthly Peak | 2 | 293.2575
Program SpecificAllSouth of Lugo2018January Monthly Peak | Program Specific | All | South of Lugo | 2018 | January Monthly Peak | 1 | 293.2575
Program SpecificAllSouth of Lugo2018July Monthly Peak | Program Specific | All | South of Lugo | 2018 | July Monthly Peak | 7 | 29428.5451
Program SpecificAllSouth of Lugo2018June Monthly Peak | Program Specific | All | South of Lugo | 2018 | June Monthly Peak | 6 | 29428.5451
Program SpecificAllSouth of Lugo2018March Monthly Peak | Program Specific | All | South of Lugo | 2018 | March Monthly Peak | 3 | 293.2575
Program SpecificAllSouth of Lugo2018May Monthly Peak | Program Specific | All | South of Lugo | 2018 | May Monthly Peak | 5 | 29428.5451
Program SpecificAllSouth of Lugo2018November Monthly Peak | Program Specific | All | South of Lugo | 2018 | November Monthly Peak | 11 | 29428.5451
Program SpecificAllSouth of Lugo2018October Monthly Peak | Program Specific | All | South of Lugo | 2018 | October Monthly Peak | 10 | 29428.5451
Program SpecificAllSouth of Lugo2018September Monthly Peak | Program Specific | All | South of Lugo | 2018 | September Monthly Peak | 9 | 29428.5451
Program SpecificAllSouth of Lugo2018Typical Event Day | Program Specific | All | South of Lugo | 2018 | Typical Event Day | 8 | 29428.5451
Program SpecificAllSouth of Lugo2019April Monthly Peak | Program Specific | All | South of Lugo | 2019 | April Monthly Peak | 4 | 11948.2524
Program SpecificAllSouth of Lugo2019August Monthly Peak | Program Specific | All | South of Lugo | 2019 | August Monthly Peak | 8 | 11948.2524
Program SpecificAllSouth of Lugo2019December Monthly Peak | Program Specific | All | South of Lugo | 2019 | December Monthly Peak | 12 | 11948.2524
Program SpecificAllSouth of Lugo2019February Monthly Peak | Program Specific | All | South of Lugo | 2019 | February Monthly Peak | 2 | 29429.4249
Program SpecificAllSouth of Lugo2019January Monthly Peak | Program Specific | All | South of Lugo | 2019 | January Monthly Peak | 1 | 29429.4249
Program SpecificAllSouth of Lugo2019July Monthly Peak | Program Specific | All | South of Lugo | 2019 | July Monthly Peak | 7 | 11948.2524
Program SpecificAllSouth of Lugo2019June Monthly Peak | Program Specific | All | South of Lugo | 2019 | June Monthly Peak | 6 | 11948.2524
Program SpecificAllSouth of Lugo2019March Monthly Peak | Program Specific | All | South of Lugo | 2019 | March Monthly Peak | 3 | 29429.4249
Program SpecificAllSouth of Lugo2019May Monthly Peak | Program Specific | All | South of Lugo | 2019 | May Monthly Peak | 5 | 11948.2524
Program SpecificAllSouth of Lugo2019November Monthly Peak | Program Specific | All | South of Lugo | 2019 | November Monthly Peak | 11 | 11948.2524
Program SpecificAllSouth of Lugo2019October Monthly Peak | Program Specific | All | South of Lugo | 2019 | October Monthly Peak | 10 | 11948.2524
Program SpecificAllSouth of Lugo2019September Monthly Peak | Program Specific | All | South of Lugo | 2019 | September Monthly Peak | 9 | 11948.2524
Program SpecificAllSouth of Lugo2019Typical Event Day | Program Specific | All | South of Lugo | 2019 | Typical Event Day | 8 | 11948.2524
Program SpecificAllSouth of Lugo2020April Monthly Peak | Program Specific | All | South of Lugo | 2020 | April Monthly Peak | 4 | 11949.1348
Program SpecificAllSouth of Lugo2020August Monthly Peak | Program Specific | All | South of Lugo | 2020 | August Monthly Peak | 8 | 11949.1348
Program SpecificAllSouth of Lugo2020December Monthly Peak | Program Specific | All | South of Lugo | 2020 | December Monthly Peak | 12 | 11949.1348
Program SpecificAllSouth of Lugo2020February Monthly Peak | Program Specific | All | South of Lugo | 2020 | February Monthly Peak | 2 | 11949.1348
Program SpecificAllSouth of Lugo2020January Monthly Peak | Program Specific | All | South of Lugo | 2020 | January Monthly Peak | 1 | 11949.1348
Program SpecificAllSouth of Lugo2020July Monthly Peak | Program Specific | All | South of Lugo | 2020 | July Monthly Peak | 7 | 11949.1348
Program SpecificAllSouth of Lugo2020June Monthly Peak | Program Specific | All | South of Lugo | 2020 | June Monthly Peak | 6 | 11949.1348
Program SpecificAllSouth of Lugo2020March Monthly Peak | Program Specific | All | South of Lugo | 2020 | March Monthly Peak | 3 | 11949.1348
Program SpecificAllSouth of Lugo2020May Monthly Peak | Program Specific | All | South of Lugo | 2020 | May Monthly Peak | 5 | 11949.1348
Program SpecificAllSouth of Lugo2020November Monthly Peak | Program Specific | All | South of Lugo | 2020 | November Monthly Peak | 11 | 11949.1348
Program SpecificAllSouth of Lugo2020October Monthly Peak | Program Specific | All | South of Lugo | 2020 | October Monthly Peak | 10 | 11949.1348
Program SpecificAllSouth of Lugo2020September Monthly Peak | Program Specific | All | South of Lugo | 2020 | September Monthly Peak | 9 | 11949.1348
Program SpecificAllSouth of Lugo2020Typical Event Day | Program Specific | All | South of Lugo | 2020 | Typical Event Day | 8 | 11949.1348
Program SpecificAllSouth of Lugo2021April Monthly Peak | Program Specific | All | South of Lugo | 2021 | April Monthly Peak | 4 | 11950.0198
Program SpecificAllSouth of Lugo2021August Monthly Peak | Program Specific | All | South of Lugo | 2021 | August Monthly Peak | 8 | 11950.0198
Program SpecificAllSouth of Lugo2021December Monthly Peak | Program Specific | All | South of Lugo | 2021 | December Monthly Peak | 12 | 11950.0198
Program SpecificAllSouth of Lugo2021February Monthly Peak | Program Specific | All | South of Lugo | 2021 | February Monthly Peak | 2 | 11950.0198
Program SpecificAllSouth of Lugo2021January Monthly Peak | Program Specific | All | South of Lugo | 2021 | January Monthly Peak | 1 | 11950.0198
Program SpecificAllSouth of Lugo2021July Monthly Peak | Program Specific | All | South of Lugo | 2021 | July Monthly Peak | 7 | 11950.0198
Program SpecificAllSouth of Lugo2021June Monthly Peak | Program Specific | All | South of Lugo | 2021 | June Monthly Peak | 6 | 11950.0198
Program SpecificAllSouth of Lugo2021March Monthly Peak | Program Specific | All | South of Lugo | 2021 | March Monthly Peak | 3 | 11950.0198
Program SpecificAllSouth of Lugo2021May Monthly Peak | Program Specific | All | South of Lugo | 2021 | May Monthly Peak | 5 | 11950.0198
Program SpecificAllSouth of Lugo2021November Monthly Peak | Program Specific | All | South of Lugo | 2021 | November Monthly Peak | 11 | 11950.0198
Program SpecificAllSouth of Lugo2021October Monthly Peak | Program Specific | All | South of Lugo | 2021 | October Monthly Peak | 10 | 11950.0198
Program SpecificAllSouth of Lugo2021September Monthly Peak | Program Specific | All | South of Lugo | 2021 | September Monthly Peak | 9 | 11950.0198
Program SpecificAllSouth of Lugo2021Typical Event Day | Program Specific | All | South of Lugo | 2021 | Typical Event Day | 8 | 11950.0198
Program SpecificAllSouth of Lugo2022April Monthly Peak | Program Specific | All | South of Lugo | 2022 | April Monthly Peak | 4 | 11950.9075
Program SpecificAllSouth of Lugo2022August Monthly Peak | Program Specific | All | South of Lugo | 2022 | August Monthly Peak | 8 | 11950.9075
Program SpecificAllSouth of Lugo2022December Monthly Peak | Program Specific | All | South of Lugo | 2022 | December Monthly Peak | 12 | 11950.9075
Program SpecificAllSouth of Lugo2022February Monthly Peak | Program Specific | All | South of Lugo | 2022 | February Monthly Peak | 2 | 11950.9075
Program SpecificAllSouth of Lugo2022January Monthly Peak | Program Specific | All | South of Lugo | 2022 | January Monthly Peak | 1 | 11950.9075
Program SpecificAllSouth of Lugo2022July Monthly Peak | Program Specific | All | South of Lugo | 2022 | July Monthly Peak | 7 | 11950.9075
Program SpecificAllSouth of Lugo2022June Monthly Peak | Program Specific | All | South of Lugo | 2022 | June Monthly Peak | 6 | 11950.9075
Program SpecificAllSouth of Lugo2022March Monthly Peak | Program Specific | All | South of Lugo | 2022 | March Monthly Peak | 3 | 11950.9075
Program SpecificAllSouth of Lugo2022May Monthly Peak | Program Specific | All | South of Lugo | 2022 | May Monthly Peak | 5 | 11950.9075
Program SpecificAllSouth of Lugo2022November Monthly Peak | Program Specific | All | South of Lugo | 2022 | November Monthly Peak | 11 | 11950.9075
Program SpecificAllSouth of Lugo2022October Monthly Peak | Program Specific | All | South of Lugo | 2022 | October Monthly Peak | 10 | 11950.9075
Program SpecificAllSouth of Lugo2022September Monthly Peak | Program Specific | All | South of Lugo | 2022 | September Monthly Peak | 9 | 11950.9075
Program SpecificAllSouth of Lugo2022Typical Event Day | Program Specific | All | South of Lugo | 2022 | Typical Event Day | 8 | 11950.9075
Program SpecificAllSouth of Lugo2023April Monthly Peak | Program Specific | All | South of Lugo | 2023 | April Monthly Peak | 4 | 11951.7979
Program SpecificAllSouth of Lugo2023August Monthly Peak | Program Specific | All | South of Lugo | 2023 | August Monthly Peak | 8 | 11951.7979
Program SpecificAllSouth of Lugo2023December Monthly Peak | Program Specific | All | South of Lugo | 2023 | December Monthly Peak | 12 | 11951.7979
Program SpecificAllSouth of Lugo2023February Monthly Peak | Program Specific | All | South of Lugo | 2023 | February Monthly Peak | 2 | 11951.7979
Program SpecificAllSouth of Lugo2023January Monthly Peak | Program Specific | All | South of Lugo | 2023 | January Monthly Peak | 1 | 11951.7979
Program SpecificAllSouth of Lugo2023July Monthly Peak | Program Specific | All | South of Lugo | 2023 | July Monthly Peak | 7 | 11951.7979
Program SpecificAllSouth of Lugo2023June Monthly Peak | Program Specific | All | South of Lugo | 2023 | June Monthly Peak | 6 | 11951.7979
Program SpecificAllSouth of Lugo2023March Monthly Peak | Program Specific | All | South of Lugo | 2023 | March Monthly Peak | 3 | 11951.7979
Program SpecificAllSouth of Lugo2023May Monthly Peak | Program Specific | All | South of Lugo | 2023 | May Monthly Peak | 5 | 11951.7979
Program SpecificAllSouth of Lugo2023November Monthly Peak | Program Specific | All | South of Lugo | 2023 | November Monthly Peak | 11 | 11951.7979
Program SpecificAllSouth of Lugo2023October Monthly Peak | Program Specific | All | South of Lugo | 2023 | October Monthly Peak | 10 | 11951.7979
Program SpecificAllSouth of Lugo2023September Monthly Peak | Program Specific | All | South of Lugo | 2023 | September Monthly Peak | 9 | 11951.7979
Program SpecificAllSouth of Lugo2023Typical Event Day | Program Specific | All | South of Lugo | 2023 | Typical Event Day | 8 | 11951.7979
Program SpecificAllSouth of Lugo2024April Monthly Peak | Program Specific | All | South of Lugo | 2024 | April Monthly Peak | 4 | 11952.691
Program SpecificAllSouth of Lugo2024August Monthly Peak | Program Specific | All | South of Lugo | 2024 | August Monthly Peak | 8 | 11952.691
Program SpecificAllSouth of Lugo2024December Monthly Peak | Program Specific | All | South of Lugo | 2024 | December Monthly Peak | 12 | 11952.691
Program SpecificAllSouth of Lugo2024February Monthly Peak | Program Specific | All | South of Lugo | 2024 | February Monthly Peak | 2 | 11952.691
Program SpecificAllSouth of Lugo2024January Monthly Peak | Program Specific | All | South of Lugo | 2024 | January Monthly Peak | 1 | 11952.691
Program SpecificAllSouth of Lugo2024July Monthly Peak | Program Specific | All | South of Lugo | 2024 | July Monthly Peak | 7 | 11952.691
Program SpecificAllSouth of Lugo2024June Monthly Peak | Program Specific | All | South of Lugo | 2024 | June Monthly Peak | 6 | 11952.691
Program SpecificAllSouth of Lugo2024March Monthly Peak | Program Specific | All | South of Lugo | 2024 | March Monthly Peak | 3 | 11952.691
Program SpecificAllSouth of Lugo2024May Monthly Peak | Program Specific | All | South of Lugo | 2024 | May Monthly Peak | 5 | 11952.691
Program SpecificAllSouth of Lugo2024November Monthly Peak | Program Specific | All | South of Lugo | 2024 | November Monthly Peak | 11 | 11952.691
Program SpecificAllSouth of Lugo2024October Monthly Peak | Program Specific | All | South of Lugo | 2024 | October Monthly Peak | 10 | 11952.691
Program SpecificAllSouth of Lugo2024September Monthly Peak | Program Specific | All | South of Lugo | 2024 | September Monthly Peak | 9 | 11952.691
Program SpecificAllSouth of Lugo2024Typical Event Day | Program Specific | All | South of Lugo | 2024 | Typical Event Day | 8 | 11952.691
Program SpecificAllSouth of Lugo2025April Monthly Peak | Program Specific | All | South of Lugo | 2025 | April Monthly Peak | 4 | 11953.5867
Program SpecificAllSouth of Lugo2025August Monthly Peak | Program Specific | All | South of Lugo | 2025 | August Monthly Peak | 8 | 11953.5867
Program SpecificAllSouth of Lugo2025December Monthly Peak | Program Specific | All | South of Lugo | 2025 | December Monthly Peak | 12 | 11953.5867
Program SpecificAllSouth of Lugo2025February Monthly Peak | Program Specific | All | South of Lugo | 2025 | February Monthly Peak | 2 | 11953.5867
Program SpecificAllSouth of Lugo2025January Monthly Peak | Program Specific | All | South of Lugo | 2025 | January Monthly Peak | 1 | 11953.5867
Program SpecificAllSouth of Lugo2025July Monthly Peak | Program Specific | All | South of Lugo | 2025 | July Monthly Peak | 7 | 11953.5867
Program SpecificAllSouth of Lugo2025June Monthly Peak | Program Specific | All | South of Lugo | 2025 | June Monthly Peak | 6 | 11953.5867
Program SpecificAllSouth of Lugo2025March Monthly Peak | Program Specific | All | South of Lugo | 2025 | March Monthly Peak | 3 | 11953.5867
Program SpecificAllSouth of Lugo2025May Monthly Peak | Program Specific | All | South of Lugo | 2025 | May Monthly Peak | 5 | 11953.5867
Program SpecificAllSouth of Lugo2025November Monthly Peak | Program Specific | All | South of Lugo | 2025 | November Monthly Peak | 11 | 11953.5867
Program SpecificAllSouth of Lugo2025October Monthly Peak | Program Specific | All | South of Lugo | 2025 | October Monthly Peak | 10 | 11953.5867
Program SpecificAllSouth of Lugo2025September Monthly Peak | Program Specific | All | South of Lugo | 2025 | September Monthly Peak | 9 | 11953.5867
Program SpecificAllSouth of Lugo2025Typical Event Day | Program Specific | All | South of Lugo | 2025 | Typical Event Day | 8 | 11953.5867
Program SpecificAllSouth of Lugo2026April Monthly Peak | Program Specific | All | South of Lugo | 2026 | April Monthly Peak | 4 | 11954.4851
Program SpecificAllSouth of Lugo2026August Monthly Peak | Program Specific | All | South of Lugo | 2026 | August Monthly Peak | 8 | 11954.4851
Program SpecificAllSouth of Lugo2026December Monthly Peak | Program Specific | All | South of Lugo | 2026 | December Monthly Peak | 12 | 11954.4851
Program SpecificAllSouth of Lugo2026February Monthly Peak | Program Specific | All | South of Lugo | 2026 | February Monthly Peak | 2 | 11954.4851
Program SpecificAllSouth of Lugo2026January Monthly Peak | Program Specific | All | South of Lugo | 2026 | January Monthly Peak | 1 | 11954.4851
Program SpecificAllSouth of Lugo2026July Monthly Peak | Program Specific | All | South of Lugo | 2026 | July Monthly Peak | 7 | 11954.4851
Program SpecificAllSouth of Lugo2026June Monthly Peak | Program Specific | All | South of Lugo | 2026 | June Monthly Peak | 6 | 11954.4851
Program SpecificAllSouth of Lugo2026March Monthly Peak | Program Specific | All | South of Lugo | 2026 | March Monthly Peak | 3 | 11954.4851
Program SpecificAllSouth of Lugo2026May Monthly Peak | Program Specific | All | South of Lugo | 2026 | May Monthly Peak | 5 | 11954.4851
Program SpecificAllSouth of Lugo2026November Monthly Peak | Program Specific | All | South of Lugo | 2026 | November Monthly Peak | 11 | 11954.4851
Program SpecificAllSouth of Lugo2026October Monthly Peak | Program Specific | All | South of Lugo | 2026 | October Monthly Peak | 10 | 11954.4851
Program SpecificAllSouth of Lugo2026September Monthly Peak | Program Specific | All | South of Lugo | 2026 | September Monthly Peak | 9 | 11954.4851
Program SpecificAllSouth of Lugo2026Typical Event Day | Program Specific | All | South of Lugo | 2026 | Typical Event Day | 8 | 11954.4851
Program SpecificSize: 20 kW to 199.99 kWAll2015April Monthly Peak | Program Specific | Size: 20 kW to 199.99 kW | All | 2015 | April Monthly Peak | 4 | 0
Program SpecificSize: 20 kW to 199.99 kWAll2015August Monthly Peak | Program Specific | Size: 20 kW to 199.99 kW | All | 2015 | August Monthly Peak | 8 | 0
Program SpecificSize: 20 kW to 199.99 kWAll2015December Monthly Peak | Program Specific | Size: 20 kW to 199.99 kW | All | 2015 | December Monthly Peak | 12 | 0
Program SpecificSize: 20 kW to 199.99 kWAll2015February Monthly Peak | Program Specific | Size: 20 kW to 199.99 kW | All | 2015 | February Monthly Peak | 2 | 0
Program SpecificSize: 20 kW to 199.99 kWAll2015January Monthly Peak | Program Specific | Size: 20 kW to 199.99 kW | All | 2015 | January Monthly Peak | 1 | 0
Program SpecificSize: 20 kW to 199.99 kWAll2015July Monthly Peak | Program Specific | Size: 20 kW to 199.99 kW | All | 2015 | July Monthly Peak | 7 | 0
Program SpecificSize: 20 kW to 199.99 kWAll2015June Monthly Peak | Program Specific | Size: 20 kW to 199.99 kW | All | 2015 | June Monthly Peak | 6 | 0
Program SpecificSize: 20 kW to 199.99 kWAll2015March Monthly Peak | Program Specific | Size: 20 kW to 199.99 kW | All | 2015 | March Monthly Peak | 3 | 0
Program SpecificSize: 20 kW to 199.99 kWAll2015May Monthly Peak | Program Specific | Size: 20 kW to 199.99 kW | All | 2015 | May Monthly Peak | 5 | 0
Program SpecificSize: 20 kW to 199.99 kWAll2015November Monthly Peak | Program Specific | Size: 20 kW to 199.99 kW | All | 2015 | November Monthly Peak | 11 | 0
Program SpecificSize: 20 kW to 199.99 kWAll2015October Monthly Peak | Program Specific | Size: 20 kW to 199.99 kW | All | 2015 | October Monthly Peak | 10 | 0
Program SpecificSize: 20 kW to 199.99 kWAll2015September Monthly Peak | Program Specific | Size: 20 kW to 199.99 kW | All | 2015 | September Monthly Peak | 9 | 0
Program SpecificSize: 20 kW to 199.99 kWAll2015Typical Event Day | Program Specific | Size: 20 kW to 199.99 kW | All | 2015 | Typical Event Day | 8 | 0
Program SpecificSize: 20 kW to 199.99 kWAll2016April Monthly Peak | Program Specific | Size: 20 kW to 199.99 kW | All | 2016 | April Monthly Peak | 4 | 0
Program SpecificSize: 20 kW to 199.99 kWAll2016August Monthly Peak | Program Specific | Size: 20 kW to 199.99 kW | All | 2016 | August Monthly Peak | 8 | 0
Program SpecificSize: 20 kW to 199.99 kWAll2016December Monthly Peak | Program Specific | Size: 20 kW to 199.99 kW | All | 2016 | December Monthly Peak | 12 | 0
Program SpecificSize: 20 kW to 199.99 kWAll2016February Monthly Peak | Program Specific | Size: 20 kW to 199.99 kW | All | 2016 | February Monthly Peak | 2 | 0
Program SpecificSize: 20 kW to 199.99 kWAll2016January Monthly Peak | Program Specific | Size: 20 kW to 199.99 kW | All | 2016 | January Monthly Peak | 1 | 0
Program SpecificSize: 20 kW to 199.99 kWAll2016July Monthly Peak | Program Specific | Size: 20 kW to 199.99 kW | All | 2016 | July Monthly Peak | 7 | 0
Program SpecificSize: 20 kW to 199.99 kWAll2016June Monthly Peak | Program Specific | Size: 20 kW to 199.99 kW | All | 2016 | June Monthly Peak | 6 | 0
Program SpecificSize: 20 kW to 199.99 kWAll2016March Monthly Peak | Program Specific | Size: 20 kW to 199.99 kW | All | 2016 | March Monthly Peak | 3 | 0
Program SpecificSize: 20 kW to 199.99 kWAll2016May Monthly Peak | Program Specific | Size: 20 kW to 199.99 kW | All | 2016 | May Monthly Peak | 5 | 0
Program SpecificSize: 20 kW to 199.99 kWAll2016November Monthly Peak | Program Specific | Size: 20 kW to 199.99 kW | All | 2016 | November Monthly Peak | 11 | 0
Program SpecificSize: 20 kW to 199.99 kWAll2016October Monthly Peak | Program Specific | Size: 20 kW to 199.99 kW | All | 2016 | October Monthly Peak | 10 | 0
Program SpecificSize: 20 kW to 199.99 kWAll2016September Monthly Peak | Program Specific | Size: 20 kW to 199.99 kW | All | 2016 | September Monthly Peak | 9 | 0
Program SpecificSize: 20 kW to 199.99 kWAll2016Typical Event Day | Program Specific | Size: 20 kW to 199.99 kW | All | 2016 | Typical Event Day | 8 | 0
Program SpecificSize: 20 kW to 199.99 kWAll2017April Monthly Peak | Program Specific | Size: 20 kW to 199.99 kW | All | 2017 | April Monthly Peak | 4 | 0
Program SpecificSize: 20 kW to 199.99 kWAll2017August Monthly Peak | Program Specific | Size: 20 kW to 199.99 kW | All | 2017 | August Monthly Peak | 8 | 0
Program SpecificSize: 20 kW to 199.99 kWAll2017December Monthly Peak | Program Specific | Size: 20 kW to 199.99 kW | All | 2017 | December Monthly Peak | 12 | 0
Program SpecificSize: 20 kW to 199.99 kWAll2017February Monthly Peak | Program Specific | Size: 20 kW to 199.99 kW | All | 2017 | February Monthly Peak | 2 | 0
Program SpecificSize: 20 kW to 199.99 kWAll2017January Monthly Peak | Program Specific | Size: 20 kW to 199.99 kW | All | 2017 | January Monthly Peak | 1 | 0
Program SpecificSize: 20 kW to 199.99 kWAll2017July Monthly Peak | Program Specific | Size: 20 kW to 199.99 kW | All | 2017 | July Monthly Peak | 7 | 0
Program SpecificSize: 20 kW to 199.99 kWAll2017June Monthly Peak | Program Specific | Size: 20 kW to 199.99 kW | All | 2017 | June Monthly Peak | 6 | 0
Program SpecificSize: 20 kW to 199.99 kWAll2017March Monthly Peak | Program Specific | Size: 20 kW to 199.99 kW | All | 2017 | March Monthly Peak | 3 | 0
Program SpecificSize: 20 kW to 199.99 kWAll2017May Monthly Peak | Program Specific | Size: 20 kW to 199.99 kW | All | 2017 | May Monthly Peak | 5 | 0
Program SpecificSize: 20 kW to 199.99 kWAll2017November Monthly Peak | Program Specific | Size: 20 kW to 199.99 kW | All | 2017 | November Monthly Peak | 11 | 0
Program SpecificSize: 20 kW to 199.99 kWAll2017October Monthly Peak | Program Specific | Size: 20 kW to 199.99 kW | All | 2017 | October Monthly Peak | 10 | 0
Program SpecificSize: 20 kW to 199.99 kWAll2017September Monthly Peak | Program Specific | Size: 20 kW to 199.99 kW | All | 2017 | September Monthly Peak | 9 | 0
Program SpecificSize: 20 kW to 199.99 kWAll2017Typical Event Day | Program Specific | Size: 20 kW to 199.99 kW | All | 2017 | Typical Event Day | 8 | 0
Program SpecificSize: 20 kW to 199.99 kWAll2018April Monthly Peak | Program Specific | Size: 20 kW to 199.99 kW | All | 2018 | April Monthly Peak | 4 | 34795.0005
Program SpecificSize: 20 kW to 199.99 kWAll2018August Monthly Peak | Program Specific | Size: 20 kW to 199.99 kW | All | 2018 | August Monthly Peak | 8 | 34795.0005
Program SpecificSize: 20 kW to 199.99 kWAll2018December Monthly Peak | Program Specific | Size: 20 kW to 199.99 kW | All | 2018 | December Monthly Peak | 12 | 34795.0005
Program SpecificSize: 20 kW to 199.99 kWAll2018February Monthly Peak | Program Specific | Size: 20 kW to 199.99 kW | All | 2018 | February Monthly Peak | 2 | 0
Program SpecificSize: 20 kW to 199.99 kWAll2018January Monthly Peak | Program Specific | Size: 20 kW to 199.99 kW | All | 2018 | January Monthly Peak | 1 | 0
Program SpecificSize: 20 kW to 199.99 kWAll2018July Monthly Peak | Program Specific | Size: 20 kW to 199.99 kW | All | 2018 | July Monthly Peak | 7 | 34795.0005
Program SpecificSize: 20 kW to 199.99 kWAll2018June Monthly Peak | Program Specific | Size: 20 kW to 199.99 kW | All | 2018 | June Monthly Peak | 6 | 34795.0005
Program SpecificSize: 20 kW to 199.99 kWAll2018March Monthly Peak | Program Specific | Size: 20 kW to 199.99 kW | All | 2018 | March Monthly Peak | 3 | 0
Program SpecificSize: 20 kW to 199.99 kWAll2018May Monthly Peak | Program Specific | Size: 20 kW to 199.99 kW | All | 2018 | May Monthly Peak | 5 | 34795.0005
Program SpecificSize: 20 kW to 199.99 kWAll2018November Monthly Peak | Program Specific | Size: 20 kW to 199.99 kW | All | 2018 | November Monthly Peak | 11 | 34795.0005
Program SpecificSize: 20 kW to 199.99 kWAll2018October Monthly Peak | Program Specific | Size: 20 kW to 199.99 kW | All | 2018 | October Monthly Peak | 10 | 34795.0005
Program SpecificSize: 20 kW to 199.99 kWAll2018September Monthly Peak | Program Specific | Size: 20 kW to 199.99 kW | All | 2018 | September Monthly Peak | 9 | 34795.0005
Program SpecificSize: 20 kW to 199.99 kWAll2018Typical Event Day | Program Specific | Size: 20 kW to 199.99 kW | All | 2018 | Typical Event Day | 8 | 34795.0005
Program SpecificSize: 20 kW to 199.99 kWAll2019April Monthly Peak | Program Specific | Size: 20 kW to 199.99 kW | All | 2019 | April Monthly Peak | 4 | 13918.0002
Program SpecificSize: 20 kW to 199.99 kWAll2019August Monthly Peak | Program Specific | Size: 20 kW to 199.99 kW | All | 2019 | August Monthly Peak | 8 | 13918.0002
Program SpecificSize: 20 kW to 199.99 kWAll2019December Monthly Peak | Program Specific | Size: 20 kW to 199.99 kW | All | 2019 | December Monthly Peak | 12 | 13918.0002
Program SpecificSize: 20 kW to 199.99 kWAll2019February Monthly Peak | Program Specific | Size: 20 kW to 199.99 kW | All | 2019 | February Monthly Peak | 2 | 34795.0005
Program SpecificSize: 20 kW to 199.99 kWAll2019January Monthly Peak | Program Specific | Size: 20 kW to 199.99 kW | All | 2019 | January Monthly Peak | 1 | 34795.0005
Program SpecificSize: 20 kW to 199.99 kWAll2019July Monthly Peak | Program Specific | Size: 20 kW to 199.99 kW | All | 2019 | July Monthly Peak | 7 | 13918.0002
Program SpecificSize: 20 kW to 199.99 kWAll2019June Monthly Peak | Program Specific | Size: 20 kW to 199.99 kW | All | 2019 | June Monthly Peak | 6 | 13918.0002
Program SpecificSize: 20 kW to 199.99 kWAll2019March Monthly Peak | Program Specific | Size: 20 kW to 199.99 kW | All | 2019 | March Monthly Peak | 3 | 34795.0005
Program SpecificSize: 20 kW to 199.99 kWAll2019May Monthly Peak | Program Specific | Size: 20 kW to 199.99 kW | All | 2019 | May Monthly Peak | 5 | 13918.0002
Program SpecificSize: 20 kW to 199.99 kWAll2019November Monthly Peak | Program Specific | Size: 20 kW to 199.99 kW | All | 2019 | November Monthly Peak | 11 | 13918.0002
Program SpecificSize: 20 kW to 199.99 kWAll2019October Monthly Peak | Program Specific | Size: 20 kW to 199.99 kW | All | 2019 | October Monthly Peak | 10 | 13918.0002
Program SpecificSize: 20 kW to 199.99 kWAll2019September Monthly Peak | Program Specific | Size: 20 kW to 199.99 kW | All | 2019 | September Monthly Peak | 9 | 13918.0002
Program SpecificSize: 20 kW to 199.99 kWAll2019Typical Event Day | Program Specific | Size: 20 kW to 199.99 kW | All | 2019 | Typical Event Day | 8 | 13918.0002
Program SpecificSize: 20 kW to 199.99 kWAll2020April Monthly Peak | Program Specific | Size: 20 kW to 199.99 kW | All | 2020 | April Monthly Peak | 4 | 13918.0002
Program SpecificSize: 20 kW to 199.99 kWAll2020August Monthly Peak | Program Specific | Size: 20 kW to 199.99 kW | All | 2020 | August Monthly Peak | 8 | 13918.0002
Program SpecificSize: 20 kW to 199.99 kWAll2020December Monthly Peak | Program Specific | Size: 20 kW to 199.99 kW | All | 2020 | December Monthly Peak | 12 | 13918.0002
Program SpecificSize: 20 kW to 199.99 kWAll2020February Monthly Peak | Program Specific | Size: 20 kW to 199.99 kW | All | 2020 | February Monthly Peak | 2 | 13918.0002
Program SpecificSize: 20 kW to 199.99 kWAll2020January Monthly Peak | Program Specific | Size: 20 kW to 199.99 kW | All | 2020 | January Monthly Peak | 1 | 13918.0002
Program SpecificSize: 20 kW to 199.99 kWAll2020July Monthly Peak | Program Specific | Size: 20 kW to 199.99 kW | All | 2020 | July Monthly Peak | 7 | 13918.0002
Program SpecificSize: 20 kW to 199.99 kWAll2020June Monthly Peak | Program Specific | Size: 20 kW to 199.99 kW | All | 2020 | June Monthly Peak | 6 | 13918.0002
Program SpecificSize: 20 kW to 199.99 kWAll2020March Monthly Peak | Program Specific | Size: 20 kW to 199.99 kW | All | 2020 | March Monthly Peak | 3 | 13918.0002
Program SpecificSize: 20 kW to 199.99 kWAll2020May Monthly Peak | Program Specific | Size: 20 kW to 199.99 kW | All | 2020 | May Monthly Peak | 5 | 13918.0002
Program SpecificSize: 20 kW to 199.99 kWAll2020November Monthly Peak | Program Specific | Size: 20 kW to 199.99 kW | All | 2020 | November Monthly Peak | 11 | 13918.0002
Program SpecificSize: 20 kW to 199.99 kWAll2020October Monthly Peak | Program Specific | Size: 20 kW to 199.99 kW | All | 2020 | October Monthly Peak | 10 | 13918.0002
Program SpecificSize: 20 kW to 199.99 kWAll2020September Monthly Peak | Program Specific | Size: 20 kW to 199.99 kW | All | 2020 | September Monthly Peak | 9 | 13918.0002
Program SpecificSize: 20 kW to 199.99 kWAll2020Typical Event Day | Program Specific | Size: 20 kW to 199.99 kW | All | 2020 | Typical Event Day | 8 | 13918.0002
Program SpecificSize: 20 kW to 199.99 kWAll2021April Monthly Peak | Program Specific | Size: 20 kW to 199.99 kW | All | 2021 | April Monthly Peak | 4 | 13918.0002
Program SpecificSize: 20 kW to 199.99 kWAll2021August Monthly Peak | Program Specific | Size: 20 kW to 199.99 kW | All | 2021 | August Monthly Peak | 8 | 13918.0002
Program SpecificSize: 20 kW to 199.99 kWAll2021December Monthly Peak | Program Specific | Size: 20 kW to 199.99 kW | All | 2021 | December Monthly Peak | 12 | 13918.0002
Program SpecificSize: 20 kW to 199.99 kWAll2021February Monthly Peak | Program Specific | Size: 20 kW to 199.99 kW | All | 2021 | February Monthly Peak | 2 | 13918.0002
Program SpecificSize: 20 kW to 199.99 kWAll2021January Monthly Peak | Program Specific | Size: 20 kW to 199.99 kW | All | 2021 | January Monthly Peak | 1 | 13918.0002
Program SpecificSize: 20 kW to 199.99 kWAll2021July Monthly Peak | Program Specific | Size: 20 kW to 199.99 kW | All | 2021 | July Monthly Peak | 7 | 13918.0002
Program SpecificSize: 20 kW to 199.99 kWAll2021June Monthly Peak | Program Specific | Size: 20 kW to 199.99 kW | All | 2021 | June Monthly Peak | 6 | 13918.0002
Program SpecificSize: 20 kW to 199.99 kWAll2021March Monthly Peak | Program Specific | Size: 20 kW to 199.99 kW | All | 2021 | March Monthly Peak | 3 | 13918.0002
Program SpecificSize: 20 kW to 199.99 kWAll2021May Monthly Peak | Program Specific | Size: 20 kW to 199.99 kW | All | 2021 | May Monthly Peak | 5 | 13918.0002
Program SpecificSize: 20 kW to 199.99 kWAll2021November Monthly Peak | Program Specific | Size: 20 kW to 199.99 kW | All | 2021 | November Monthly Peak | 11 | 13918.0002
Program SpecificSize: 20 kW to 199.99 kWAll2021October Monthly Peak | Program Specific | Size: 20 kW to 199.99 kW | All | 2021 | October Monthly Peak | 10 | 13918.0002
Program SpecificSize: 20 kW to 199.99 kWAll2021September Monthly Peak | Program Specific | Size: 20 kW to 199.99 kW | All | 2021 | September Monthly Peak | 9 | 13918.0002
Program SpecificSize: 20 kW to 199.99 kWAll2021Typical Event Day | Program Specific | Size: 20 kW to 199.99 kW | All | 2021 | Typical Event Day | 8 | 13918.0002
Program SpecificSize: 20 kW to 199.99 kWAll2022April Monthly Peak | Program Specific | Size: 20 kW to 199.99 kW | All | 2022 | April Monthly Peak | 4 | 13918.0002
Program SpecificSize: 20 kW to 199.99 kWAll2022August Monthly Peak | Program Specific | Size: 20 kW to 199.99 kW | All | 2022 | August Monthly Peak | 8 | 13918.0002
Program SpecificSize: 20 kW to 199.99 kWAll2022December Monthly Peak | Program Specific | Size: 20 kW to 199.99 kW | All | 2022 | December Monthly Peak | 12 | 13918.0002
Program SpecificSize: 20 kW to 199.99 kWAll2022February Monthly Peak | Program Specific | Size: 20 kW to 199.99 kW | All | 2022 | February Monthly Peak | 2 | 13918.0002
Program SpecificSize: 20 kW to 199.99 kWAll2022January Monthly Peak | Program Specific | Size: 20 kW to 199.99 kW | All | 2022 | January Monthly Peak | 1 | 13918.0002
Program SpecificSize: 20 kW to 199.99 kWAll2022July Monthly Peak | Program Specific | Size: 20 kW to 199.99 kW | All | 2022 | July Monthly Peak | 7 | 13918.0002
Program SpecificSize: 20 kW to 199.99 kWAll2022June Monthly Peak | Program Specific | Size: 20 kW to 199.99 kW | All | 2022 | June Monthly Peak | 6 | 13918.0002
Program SpecificSize: 20 kW to 199.99 kWAll2022March Monthly Peak | Program Specific | Size: 20 kW to 199.99 kW | All | 2022 | March Monthly Peak | 3 | 13918.0002
Program SpecificSize: 20 kW to 199.99 kWAll2022May Monthly Peak | Program Specific | Size: 20 kW to 199.99 kW | All | 2022 | May Monthly Peak | 5 | 13918.0002
Program SpecificSize: 20 kW to 199.99 kWAll2022November Monthly Peak | Program Specific | Size: 20 kW to 199.99 kW | All | 2022 | November Monthly Peak | 11 | 13918.0002
Program SpecificSize: 20 kW to 199.99 kWAll2022October Monthly Peak | Program Specific | Size: 20 kW to 199.99 kW | All | 2022 | October Monthly Peak | 10 | 13918.0002
Program SpecificSize: 20 kW to 199.99 kWAll2022September Monthly Peak | Program Specific | Size: 20 kW to 199.99 kW | All | 2022 | September Monthly Peak | 9 | 13918.0002
Program SpecificSize: 20 kW to 199.99 kWAll2022Typical Event Day | Program Specific | Size: 20 kW to 199.99 kW | All | 2022 | Typical Event Day | 8 | 13918.0002
Program SpecificSize: 20 kW to 199.99 kWAll2023April Monthly Peak | Program Specific | Size: 20 kW to 199.99 kW | All | 2023 | April Monthly Peak | 4 | 13918.0002
Program SpecificSize: 20 kW to 199.99 kWAll2023August Monthly Peak | Program Specific | Size: 20 kW to 199.99 kW | All | 2023 | August Monthly Peak | 8 | 13918.0002
Program SpecificSize: 20 kW to 199.99 kWAll2023December Monthly Peak | Program Specific | Size: 20 kW to 199.99 kW | All | 2023 | December Monthly Peak | 12 | 13918.0002
Program SpecificSize: 20 kW to 199.99 kWAll2023February Monthly Peak | Program Specific | Size: 20 kW to 199.99 kW | All | 2023 | February Monthly Peak | 2 | 13918.0002
Program SpecificSize: 20 kW to 199.99 kWAll2023January Monthly Peak | Program Specific | Size: 20 kW to 199.99 kW | All | 2023 | January Monthly Peak | 1 | 13918.0002
Program SpecificSize: 20 kW to 199.99 kWAll2023July Monthly Peak | Program Specific | Size: 20 kW to 199.99 kW | All | 2023 | July Monthly Peak | 7 | 13918.0002
Program SpecificSize: 20 kW to 199.99 kWAll2023June Monthly Peak | Program Specific | Size: 20 kW to 199.99 kW | All | 2023 | June Monthly Peak | 6 | 13918.0002
Program SpecificSize: 20 kW to 199.99 kWAll2023March Monthly Peak | Program Specific | Size: 20 kW to 199.99 kW | All | 2023 | March Monthly Peak | 3 | 13918.0002
Program SpecificSize: 20 kW to 199.99 kWAll2023May Monthly Peak | Program Specific | Size: 20 kW to 199.99 kW | All | 2023 | May Monthly Peak | 5 | 13918.0002
Program SpecificSize: 20 kW to 199.99 kWAll2023November Monthly Peak | Program Specific | Size: 20 kW to 199.99 kW | All | 2023 | November Monthly Peak | 11 | 13918.0002
Program SpecificSize: 20 kW to 199.99 kWAll2023October Monthly Peak | Program Specific | Size: 20 kW to 199.99 kW | All | 2023 | October Monthly Peak | 10 | 13918.0002
Program SpecificSize: 20 kW to 199.99 kWAll2023September Monthly Peak | Program Specific | Size: 20 kW to 199.99 kW | All | 2023 | September Monthly Peak | 9 | 13918.0002
Program SpecificSize: 20 kW to 199.99 kWAll2023Typical Event Day | Program Specific | Size: 20 kW to 199.99 kW | All | 2023 | Typical Event Day | 8 | 13918.0002
Program SpecificSize: 20 kW to 199.99 kWAll2024April Monthly Peak | Program Specific | Size: 20 kW to 199.99 kW | All | 2024 | April Monthly Peak | 4 | 13918.0002
Program SpecificSize: 20 kW to 199.99 kWAll2024August Monthly Peak | Program Specific | Size: 20 kW to 199.99 kW | All | 2024 | August Monthly Peak | 8 | 13918.0002
Program SpecificSize: 20 kW to 199.99 kWAll2024December Monthly Peak | Program Specific | Size: 20 kW to 199.99 kW | All | 2024 | December Monthly Peak | 12 | 13918.0002
Program SpecificSize: 20 kW to 199.99 kWAll2024February Monthly Peak | Program Specific | Size: 20 kW to 199.99 kW | All | 2024 | February Monthly Peak | 2 | 13918.0002
Program SpecificSize: 20 kW to 199.99 kWAll2024January Monthly Peak | Program Specific | Size: 20 kW to 199.99 kW | All | 2024 | January Monthly Peak | 1 | 13918.0002
Program SpecificSize: 20 kW to 199.99 kWAll2024July Monthly Peak | Program Specific | Size: 20 kW to 199.99 kW | All | 2024 | July Monthly Peak | 7 | 13918.0002
Program SpecificSize: 20 kW to 199.99 kWAll2024June Monthly Peak | Program Specific | Size: 20 kW to 199.99 kW | All | 2024 | June Monthly Peak | 6 | 13918.0002
Program SpecificSize: 20 kW to 199.99 kWAll2024March Monthly Peak | Program Specific | Size: 20 kW to 199.99 kW | All | 2024 | March Monthly Peak | 3 | 13918.0002
Program SpecificSize: 20 kW to 199.99 kWAll2024May Monthly Peak | Program Specific | Size: 20 kW to 199.99 kW | All | 2024 | May Monthly Peak | 5 | 13918.0002
Program SpecificSize: 20 kW to 199.99 kWAll2024November Monthly Peak | Program Specific | Size: 20 kW to 199.99 kW | All | 2024 | November Monthly Peak | 11 | 13918.0002
Program SpecificSize: 20 kW to 199.99 kWAll2024October Monthly Peak | Program Specific | Size: 20 kW to 199.99 kW | All | 2024 | October Monthly Peak | 10 | 13918.0002
Program SpecificSize: 20 kW to 199.99 kWAll2024September Monthly Peak | Program Specific | Size: 20 kW to 199.99 kW | All | 2024 | September Monthly Peak | 9 | 13918.0002
Program SpecificSize: 20 kW to 199.99 kWAll2024Typical Event Day | Program Specific | Size: 20 kW to 199.99 kW | All | 2024 | Typical Event Day | 8 | 13918.0002
Program SpecificSize: 20 kW to 199.99 kWAll2025April Monthly Peak | Program Specific | Size: 20 kW to 199.99 kW | All | 2025 | April Monthly Peak | 4 | 13918.0002
Program SpecificSize: 20 kW to 199.99 kWAll2025August Monthly Peak | Program Specific | Size: 20 kW to 199.99 kW | All | 2025 | August Monthly Peak | 8 | 13918.0002
Program SpecificSize: 20 kW to 199.99 kWAll2025December Monthly Peak | Program Specific | Size: 20 kW to 199.99 kW | All | 2025 | December Monthly Peak | 12 | 13918.0002
Program SpecificSize: 20 kW to 199.99 kWAll2025February Monthly Peak | Program Specific | Size: 20 kW to 199.99 kW | All | 2025 | February Monthly Peak | 2 | 13918.0002
Program SpecificSize: 20 kW to 199.99 kWAll2025January Monthly Peak | Program Specific | Size: 20 kW to 199.99 kW | All | 2025 | January Monthly Peak | 1 | 13918.0002
Program SpecificSize: 20 kW to 199.99 kWAll2025July Monthly Peak | Program Specific | Size: 20 kW to 199.99 kW | All | 2025 | July Monthly Peak | 7 | 13918.0002
Program SpecificSize: 20 kW to 199.99 kWAll2025June Monthly Peak | Program Specific | Size: 20 kW to 199.99 kW | All | 2025 | June Monthly Peak | 6 | 13918.0002
Program SpecificSize: 20 kW to 199.99 kWAll2025March Monthly Peak | Program Specific | Size: 20 kW to 199.99 kW | All | 2025 | March Monthly Peak | 3 | 13918.0002
Program SpecificSize: 20 kW to 199.99 kWAll2025May Monthly Peak | Program Specific | Size: 20 kW to 199.99 kW | All | 2025 | May Monthly Peak | 5 | 13918.0002
Program SpecificSize: 20 kW to 199.99 kWAll2025November Monthly Peak | Program Specific | Size: 20 kW to 199.99 kW | All | 2025 | November Monthly Peak | 11 | 13918.0002
Program SpecificSize: 20 kW to 199.99 kWAll2025October Monthly Peak | Program Specific | Size: 20 kW to 199.99 kW | All | 2025 | October Monthly Peak | 10 | 13918.0002
Program SpecificSize: 20 kW to 199.99 kWAll2025September Monthly Peak | Program Specific | Size: 20 kW to 199.99 kW | All | 2025 | September Monthly Peak | 9 | 13918.0002
Program SpecificSize: 20 kW to 199.99 kWAll2025Typical Event Day | Program Specific | Size: 20 kW to 199.99 kW | All | 2025 | Typical Event Day | 8 | 13918.0002
Program SpecificSize: 20 kW to 199.99 kWAll2026April Monthly Peak | Program Specific | Size: 20 kW to 199.99 kW | All | 2026 | April Monthly Peak | 4 | 13918.0002
Program SpecificSize: 20 kW to 199.99 kWAll2026August Monthly Peak | Program Specific | Size: 20 kW to 199.99 kW | All | 2026 | August Monthly Peak | 8 | 13918.0002
Program SpecificSize: 20 kW to 199.99 kWAll2026December Monthly Peak | Program Specific | Size: 20 kW to 199.99 kW | All | 2026 | December Monthly Peak | 12 | 13918.0002
Program SpecificSize: 20 kW to 199.99 kWAll2026February Monthly Peak | Program Specific | Size: 20 kW to 199.99 kW | All | 2026 | February Monthly Peak | 2 | 13918.0002
Program SpecificSize: 20 kW to 199.99 kWAll2026January Monthly Peak | Program Specific | Size: 20 kW to 199.99 kW | All | 2026 | January Monthly Peak | 1 | 13918.0002
Program SpecificSize: 20 kW to 199.99 kWAll2026July Monthly Peak | Program Specific | Size: 20 kW to 199.99 kW | All | 2026 | July Monthly Peak | 7 | 13918.0002
Program SpecificSize: 20 kW to 199.99 kWAll2026June Monthly Peak | Program Specific | Size: 20 kW to 199.99 kW | All | 2026 | June Monthly Peak | 6 | 13918.0002
Program SpecificSize: 20 kW to 199.99 kWAll2026March Monthly Peak | Program Specific | Size: 20 kW to 199.99 kW | All | 2026 | March Monthly Peak | 3 | 13918.0002
Program SpecificSize: 20 kW to 199.99 kWAll2026May Monthly Peak | Program Specific | Size: 20 kW to 199.99 kW | All | 2026 | May Monthly Peak | 5 | 13918.0002
Program SpecificSize: 20 kW to 199.99 kWAll2026November Monthly Peak | Program Specific | Size: 20 kW to 199.99 kW | All | 2026 | November Monthly Peak | 11 | 13918.0002
Program SpecificSize: 20 kW to 199.99 kWAll2026October Monthly Peak | Program Specific | Size: 20 kW to 199.99 kW | All | 2026 | October Monthly Peak | 10 | 13918.0002
Program SpecificSize: 20 kW to 199.99 kWAll2026September Monthly Peak | Program Specific | Size: 20 kW to 199.99 kW | All | 2026 | September Monthly Peak | 9 | 13918.0002
Program SpecificSize: 20 kW to 199.99 kWAll2026Typical Event Day | Program Specific | Size: 20 kW to 199.99 kW | All | 2026 | Typical Event Day | 8 | 13918.0002
Program SpecificSize: 20 kW to 199.99 kWOrange County2015April Monthly Peak | Program Specific | Size: 20 kW to 199.99 kW | Orange County | 2015 | April Monthly Peak | 4 | 0
Program SpecificSize: 20 kW to 199.99 kWOrange County2015August Monthly Peak | Program Specific | Size: 20 kW to 199.99 kW | Orange County | 2015 | August Monthly Peak | 8 | 0
Program SpecificSize: 20 kW to 199.99 kWOrange County2015December Monthly Peak | Program Specific | Size: 20 kW to 199.99 kW | Orange County | 2015 | December Monthly Peak | 12 | 0
Program SpecificSize: 20 kW to 199.99 kWOrange County2015February Monthly Peak | Program Specific | Size: 20 kW to 199.99 kW | Orange County | 2015 | February Monthly Peak | 2 | 0
Program SpecificSize: 20 kW to 199.99 kWOrange County2015January Monthly Peak | Program Specific | Size: 20 kW to 199.99 kW | Orange County | 2015 | January Monthly Peak | 1 | 0
Program SpecificSize: 20 kW to 199.99 kWOrange County2015July Monthly Peak | Program Specific | Size: 20 kW to 199.99 kW | Orange County | 2015 | July Monthly Peak | 7 | 0
Program SpecificSize: 20 kW to 199.99 kWOrange County2015June Monthly Peak | Program Specific | Size: 20 kW to 199.99 kW | Orange County | 2015 | June Monthly Peak | 6 | 0
Program SpecificSize: 20 kW to 199.99 kWOrange County2015March Monthly Peak | Program Specific | Size: 20 kW to 199.99 kW | Orange County | 2015 | March Monthly Peak | 3 | 0
Program SpecificSize: 20 kW to 199.99 kWOrange County2015May Monthly Peak | Program Specific | Size: 20 kW to 199.99 kW | Orange County | 2015 | May Monthly Peak | 5 | 0
Program SpecificSize: 20 kW to 199.99 kWOrange County2015November Monthly Peak | Program Specific | Size: 20 kW to 199.99 kW | Orange County | 2015 | November Monthly Peak | 11 | 0
Program SpecificSize: 20 kW to 199.99 kWOrange County2015October Monthly Peak | Program Specific | Size: 20 kW to 199.99 kW | Orange County | 2015 | October Monthly Peak | 10 | 0
Program SpecificSize: 20 kW to 199.99 kWOrange County2015September Monthly Peak | Program Specific | Size: 20 kW to 199.99 kW | Orange County | 2015 | September Monthly Peak | 9 | 0
Program SpecificSize: 20 kW to 199.99 kWOrange County2015Typical Event Day | Program Specific | Size: 20 kW to 199.99 kW | Orange County | 2015 | Typical Event Day | 8 | 0
Program SpecificSize: 20 kW to 199.99 kWOrange County2016April Monthly Peak | Program Specific | Size: 20 kW to 199.99 kW | Orange County | 2016 | April Monthly Peak | 4 | 0
Program SpecificSize: 20 kW to 199.99 kWOrange County2016August Monthly Peak | Program Specific | Size: 20 kW to 199.99 kW | Orange County | 2016 | August Monthly Peak | 8 | 0
Program SpecificSize: 20 kW to 199.99 kWOrange County2016December Monthly Peak | Program Specific | Size: 20 kW to 199.99 kW | Orange County | 2016 | December Monthly Peak | 12 | 0
Program SpecificSize: 20 kW to 199.99 kWOrange County2016February Monthly Peak | Program Specific | Size: 20 kW to 199.99 kW | Orange County | 2016 | February Monthly Peak | 2 | 0
Program SpecificSize: 20 kW to 199.99 kWOrange County2016January Monthly Peak | Program Specific | Size: 20 kW to 199.99 kW | Orange County | 2016 | January Monthly Peak | 1 | 0
Program SpecificSize: 20 kW to 199.99 kWOrange County2016July Monthly Peak | Program Specific | Size: 20 kW to 199.99 kW | Orange County | 2016 | July Monthly Peak | 7 | 0
Program SpecificSize: 20 kW to 199.99 kWOrange County2016June Monthly Peak | Program Specific | Size: 20 kW to 199.99 kW | Orange County | 2016 | June Monthly Peak | 6 | 0
Program SpecificSize: 20 kW to 199.99 kWOrange County2016March Monthly Peak | Program Specific | Size: 20 kW to 199.99 kW | Orange County | 2016 | March Monthly Peak | 3 | 0
Program SpecificSize: 20 kW to 199.99 kWOrange County2016May Monthly Peak | Program Specific | Size: 20 kW to 199.99 kW | Orange County | 2016 | May Monthly Peak | 5 | 0
Program SpecificSize: 20 kW to 199.99 kWOrange County2016November Monthly Peak | Program Specific | Size: 20 kW to 199.99 kW | Orange County | 2016 | November Monthly Peak | 11 | 0
Program SpecificSize: 20 kW to 199.99 kWOrange County2016October Monthly Peak | Program Specific | Size: 20 kW to 199.99 kW | Orange County | 2016 | October Monthly Peak | 10 | 0
Program SpecificSize: 20 kW to 199.99 kWOrange County2016September Monthly Peak | Program Specific | Size: 20 kW to 199.99 kW | Orange County | 2016 | September Monthly Peak | 9 | 0
Program SpecificSize: 20 kW to 199.99 kWOrange County2016Typical Event Day | Program Specific | Size: 20 kW to 199.99 kW | Orange County | 2016 | Typical Event Day | 8 | 0
Program SpecificSize: 20 kW to 199.99 kWOrange County2017April Monthly Peak | Program Specific | Size: 20 kW to 199.99 kW | Orange County | 2017 | April Monthly Peak | 4 | 0
Program SpecificSize: 20 kW to 199.99 kWOrange County2017August Monthly Peak | Program Specific | Size: 20 kW to 199.99 kW | Orange County | 2017 | August Monthly Peak | 8 | 0
Program SpecificSize: 20 kW to 199.99 kWOrange County2017December Monthly Peak | Program Specific | Size: 20 kW to 199.99 kW | Orange County | 2017 | December Monthly Peak | 12 | 0
Program SpecificSize: 20 kW to 199.99 kWOrange County2017February Monthly Peak | Program Specific | Size: 20 kW to 199.99 kW | Orange County | 2017 | February Monthly Peak | 2 | 0
Program SpecificSize: 20 kW to 199.99 kWOrange County2017January Monthly Peak | Program Specific | Size: 20 kW to 199.99 kW | Orange County | 2017 | January Monthly Peak | 1 | 0
Program SpecificSize: 20 kW to 199.99 kWOrange County2017July Monthly Peak | Program Specific | Size: 20 kW to 199.99 kW | Orange County | 2017 | July Monthly Peak | 7 | 0
Program SpecificSize: 20 kW to 199.99 kWOrange County2017June Monthly Peak | Program Specific | Size: 20 kW to 199.99 kW | Orange County | 2017 | June Monthly Peak | 6 | 0
Program SpecificSize: 20 kW to 199.99 kWOrange County2017March Monthly Peak | Program Specific | Size: 20 kW to 199.99 kW | Orange County | 2017 | March Monthly Peak | 3 | 0
Program SpecificSize: 20 kW to 199.99 kWOrange County2017May Monthly Peak | Program Specific | Size: 20 kW to 199.99 kW | Orange County | 2017 | May Monthly Peak | 5 | 0
Program SpecificSize: 20 kW to 199.99 kWOrange County2017November Monthly Peak | Program Specific | Size: 20 kW to 199.99 kW | Orange County | 2017 | November Monthly Peak | 11 | 0
Program SpecificSize: 20 kW to 199.99 kWOrange County2017October Monthly Peak | Program Specific | Size: 20 kW to 199.99 kW | Orange County | 2017 | October Monthly Peak | 10 | 0
Program SpecificSize: 20 kW to 199.99 kWOrange County2017September Monthly Peak | Program Specific | Size: 20 kW to 199.99 kW | Orange County | 2017 | September Monthly Peak | 9 | 0
Program SpecificSize: 20 kW to 199.99 kWOrange County2017Typical Event Day | Program Specific | Size: 20 kW to 199.99 kW | Orange County | 2017 | Typical Event Day | 8 | 0
Program SpecificSize: 20 kW to 199.99 kWOrange County2018April Monthly Peak | Program Specific | Size: 20 kW to 199.99 kW | Orange County | 2018 | April Monthly Peak | 4 | 9458.6305
Program SpecificSize: 20 kW to 199.99 kWOrange County2018August Monthly Peak | Program Specific | Size: 20 kW to 199.99 kW | Orange County | 2018 | August Monthly Peak | 8 | 9458.6305
Program SpecificSize: 20 kW to 199.99 kWOrange County2018December Monthly Peak | Program Specific | Size: 20 kW to 199.99 kW | Orange County | 2018 | December Monthly Peak | 12 | 9458.6305
Program SpecificSize: 20 kW to 199.99 kWOrange County2018February Monthly Peak | Program Specific | Size: 20 kW to 199.99 kW | Orange County | 2018 | February Monthly Peak | 2 | 0
Program SpecificSize: 20 kW to 199.99 kWOrange County2018January Monthly Peak | Program Specific | Size: 20 kW to 199.99 kW | Orange County | 2018 | January Monthly Peak | 1 | 0
Program SpecificSize: 20 kW to 199.99 kWOrange County2018July Monthly Peak | Program Specific | Size: 20 kW to 199.99 kW | Orange County | 2018 | July Monthly Peak | 7 | 9458.6305
Program SpecificSize: 20 kW to 199.99 kWOrange County2018June Monthly Peak | Program Specific | Size: 20 kW to 199.99 kW | Orange County | 2018 | June Monthly Peak | 6 | 9458.6305
Program SpecificSize: 20 kW to 199.99 kWOrange County2018March Monthly Peak | Program Specific | Size: 20 kW to 199.99 kW | Orange County | 2018 | March Monthly Peak | 3 | 0
Program SpecificSize: 20 kW to 199.99 kWOrange County2018May Monthly Peak | Program Specific | Size: 20 kW to 199.99 kW | Orange County | 2018 | May Monthly Peak | 5 | 9458.6305
Program SpecificSize: 20 kW to 199.99 kWOrange County2018November Monthly Peak | Program Specific | Size: 20 kW to 199.99 kW | Orange County | 2018 | November Monthly Peak | 11 | 9458.6305
Program SpecificSize: 20 kW to 199.99 kWOrange County2018October Monthly Peak | Program Specific | Size: 20 kW to 199.99 kW | Orange County | 2018 | October Monthly Peak | 10 | 9458.6305
Program SpecificSize: 20 kW to 199.99 kWOrange County2018September Monthly Peak | Program Specific | Size: 20 kW to 199.99 kW | Orange County | 2018 | September Monthly Peak | 9 | 9458.6305
Program SpecificSize: 20 kW to 199.99 kWOrange County2018Typical Event Day | Program Specific | Size: 20 kW to 199.99 kW | Orange County | 2018 | Typical Event Day | 8 | 9458.6305
Program SpecificSize: 20 kW to 199.99 kWOrange County2019April Monthly Peak | Program Specific | Size: 20 kW to 199.99 kW | Orange County | 2019 | April Monthly Peak | 4 | 3783.4522
Program SpecificSize: 20 kW to 199.99 kWOrange County2019August Monthly Peak | Program Specific | Size: 20 kW to 199.99 kW | Orange County | 2019 | August Monthly Peak | 8 | 3783.4522
Program SpecificSize: 20 kW to 199.99 kWOrange County2019December Monthly Peak | Program Specific | Size: 20 kW to 199.99 kW | Orange County | 2019 | December Monthly Peak | 12 | 3783.4522
Program SpecificSize: 20 kW to 199.99 kWOrange County2019February Monthly Peak | Program Specific | Size: 20 kW to 199.99 kW | Orange County | 2019 | February Monthly Peak | 2 | 9458.6305
Program SpecificSize: 20 kW to 199.99 kWOrange County2019January Monthly Peak | Program Specific | Size: 20 kW to 199.99 kW | Orange County | 2019 | January Monthly Peak | 1 | 9458.6305
Program SpecificSize: 20 kW to 199.99 kWOrange County2019July Monthly Peak | Program Specific | Size: 20 kW to 199.99 kW | Orange County | 2019 | July Monthly Peak | 7 | 3783.4522
Program SpecificSize: 20 kW to 199.99 kWOrange County2019June Monthly Peak | Program Specific | Size: 20 kW to 199.99 kW | Orange County | 2019 | June Monthly Peak | 6 | 3783.4522
Program SpecificSize: 20 kW to 199.99 kWOrange County2019March Monthly Peak | Program Specific | Size: 20 kW to 199.99 kW | Orange County | 2019 | March Monthly Peak | 3 | 9458.6305
Program SpecificSize: 20 kW to 199.99 kWOrange County2019May Monthly Peak | Program Specific | Size: 20 kW to 199.99 kW | Orange County | 2019 | May Monthly Peak | 5 | 3783.4522
Program SpecificSize: 20 kW to 199.99 kWOrange County2019November Monthly Peak | Program Specific | Size: 20 kW to 199.99 kW | Orange County | 2019 | November Monthly Peak | 11 | 3783.4522
Program SpecificSize: 20 kW to 199.99 kWOrange County2019October Monthly Peak | Program Specific | Size: 20 kW to 199.99 kW | Orange County | 2019 | October Monthly Peak | 10 | 3783.4522
Program SpecificSize: 20 kW to 199.99 kWOrange County2019September Monthly Peak | Program Specific | Size: 20 kW to 199.99 kW | Orange County | 2019 | September Monthly Peak | 9 | 3783.4522
Program SpecificSize: 20 kW to 199.99 kWOrange County2019Typical Event Day | Program Specific | Size: 20 kW to 199.99 kW | Orange County | 2019 | Typical Event Day | 8 | 3783.4522
Program SpecificSize: 20 kW to 199.99 kWOrange County2020April Monthly Peak | Program Specific | Size: 20 kW to 199.99 kW | Orange County | 2020 | April Monthly Peak | 4 | 3783.4522
Program SpecificSize: 20 kW to 199.99 kWOrange County2020August Monthly Peak | Program Specific | Size: 20 kW to 199.99 kW | Orange County | 2020 | August Monthly Peak | 8 | 3783.4522
Program SpecificSize: 20 kW to 199.99 kWOrange County2020December Monthly Peak | Program Specific | Size: 20 kW to 199.99 kW | Orange County | 2020 | December Monthly Peak | 12 | 3783.4522
Program SpecificSize: 20 kW to 199.99 kWOrange County2020February Monthly Peak | Program Specific | Size: 20 kW to 199.99 kW | Orange County | 2020 | February Monthly Peak | 2 | 3783.4522
Program SpecificSize: 20 kW to 199.99 kWOrange County2020January Monthly Peak | Program Specific | Size: 20 kW to 199.99 kW | Orange County | 2020 | January Monthly Peak | 1 | 3783.4522
Program SpecificSize: 20 kW to 199.99 kWOrange County2020July Monthly Peak | Program Specific | Size: 20 kW to 199.99 kW | Orange County | 2020 | July Monthly Peak | 7 | 3783.4522
Program SpecificSize: 20 kW to 199.99 kWOrange County2020June Monthly Peak | Program Specific | Size: 20 kW to 199.99 kW | Orange County | 2020 | June Monthly Peak | 6 | 3783.4522
Program SpecificSize: 20 kW to 199.99 kWOrange County2020March Monthly Peak | Program Specific | Size: 20 kW to 199.99 kW | Orange County | 2020 | March Monthly Peak | 3 | 3783.4522
Program SpecificSize: 20 kW to 199.99 kWOrange County2020May Monthly Peak | Program Specific | Size: 20 kW to 199.99 kW | Orange County | 2020 | May Monthly Peak | 5 | 3783.4522
Program SpecificSize: 20 kW to 199.99 kWOrange County2020November Monthly Peak | Program Specific | Size: 20 kW to 199.99 kW | Orange County | 2020 | November Monthly Peak | 11 | 3783.4522
Program SpecificSize: 20 kW to 199.99 kWOrange County2020October Monthly Peak | Program Specific | Size: 20 kW to 199.99 kW | Orange County | 2020 | October Monthly Peak | 10 | 3783.4522
Program SpecificSize: 20 kW to 199.99 kWOrange County2020September Monthly Peak | Program Specific | Size: 20 kW to 199.99 kW | Orange County | 2020 | September Monthly Peak | 9 | 3783.4522
Program SpecificSize: 20 kW to 199.99 kWOrange County2020Typical Event Day | Program Specific | Size: 20 kW to 199.99 kW | Orange County | 2020 | Typical Event Day | 8 | 3783.4522
Program SpecificSize: 20 kW to 199.99 kWOrange County2021April Monthly Peak | Program Specific | Size: 20 kW to 199.99 kW | Orange County | 2021 | April Monthly Peak | 4 | 3783.4522
Program SpecificSize: 20 kW to 199.99 kWOrange County2021August Monthly Peak | Program Specific | Size: 20 kW to 199.99 kW | Orange County | 2021 | August Monthly Peak | 8 | 3783.4522
Program SpecificSize: 20 kW to 199.99 kWOrange County2021December Monthly Peak | Program Specific | Size: 20 kW to 199.99 kW | Orange County | 2021 | December Monthly Peak | 12 | 3783.4522
Program SpecificSize: 20 kW to 199.99 kWOrange County2021February Monthly Peak | Program Specific | Size: 20 kW to 199.99 kW | Orange County | 2021 | February Monthly Peak | 2 | 3783.4522
Program SpecificSize: 20 kW to 199.99 kWOrange County2021January Monthly Peak | Program Specific | Size: 20 kW to 199.99 kW | Orange County | 2021 | January Monthly Peak | 1 | 3783.4522
Program SpecificSize: 20 kW to 199.99 kWOrange County2021July Monthly Peak | Program Specific | Size: 20 kW to 199.99 kW | Orange County | 2021 | July Monthly Peak | 7 | 3783.4522
Program SpecificSize: 20 kW to 199.99 kWOrange County2021June Monthly Peak | Program Specific | Size: 20 kW to 199.99 kW | Orange County | 2021 | June Monthly Peak | 6 | 3783.4522
Program SpecificSize: 20 kW to 199.99 kWOrange County2021March Monthly Peak | Program Specific | Size: 20 kW to 199.99 kW | Orange County | 2021 | March Monthly Peak | 3 | 3783.4522
Program SpecificSize: 20 kW to 199.99 kWOrange County2021May Monthly Peak | Program Specific | Size: 20 kW to 199.99 kW | Orange County | 2021 | May Monthly Peak | 5 | 3783.4522
Program SpecificSize: 20 kW to 199.99 kWOrange County2021November Monthly Peak | Program Specific | Size: 20 kW to 199.99 kW | Orange County | 2021 | November Monthly Peak | 11 | 3783.4522
Program SpecificSize: 20 kW to 199.99 kWOrange County2021October Monthly Peak | Program Specific | Size: 20 kW to 199.99 kW | Orange County | 2021 | October Monthly Peak | 10 | 3783.4522
Program SpecificSize: 20 kW to 199.99 kWOrange County2021September Monthly Peak | Program Specific | Size: 20 kW to 199.99 kW | Orange County | 2021 | September Monthly Peak | 9 | 3783.4522
Program SpecificSize: 20 kW to 199.99 kWOrange County2021Typical Event Day | Program Specific | Size: 20 kW to 199.99 kW | Orange County | 2021 | Typical Event Day | 8 | 3783.4522
Program SpecificSize: 20 kW to 199.99 kWOrange County2022April Monthly Peak | Program Specific | Size: 20 kW to 199.99 kW | Orange County | 2022 | April Monthly Peak | 4 | 3783.4522
Program SpecificSize: 20 kW to 199.99 kWOrange County2022August Monthly Peak | Program Specific | Size: 20 kW to 199.99 kW | Orange County | 2022 | August Monthly Peak | 8 | 3783.4522
Program SpecificSize: 20 kW to 199.99 kWOrange County2022December Monthly Peak | Program Specific | Size: 20 kW to 199.99 kW | Orange County | 2022 | December Monthly Peak | 12 | 3783.4522
Program SpecificSize: 20 kW to 199.99 kWOrange County2022February Monthly Peak | Program Specific | Size: 20 kW to 199.99 kW | Orange County | 2022 | February Monthly Peak | 2 | 3783.4522
Program SpecificSize: 20 kW to 199.99 kWOrange County2022January Monthly Peak | Program Specific | Size: 20 kW to 199.99 kW | Orange County | 2022 | January Monthly Peak | 1 | 3783.4522
Program SpecificSize: 20 kW to 199.99 kWOrange County2022July Monthly Peak | Program Specific | Size: 20 kW to 199.99 kW | Orange County | 2022 | July Monthly Peak | 7 | 3783.4522
Program SpecificSize: 20 kW to 199.99 kWOrange County2022June Monthly Peak | Program Specific | Size: 20 kW to 199.99 kW | Orange County | 2022 | June Monthly Peak | 6 | 3783.4522
Program SpecificSize: 20 kW to 199.99 kWOrange County2022March Monthly Peak | Program Specific | Size: 20 kW to 199.99 kW | Orange County | 2022 | March Monthly Peak | 3 | 3783.4522
Program SpecificSize: 20 kW to 199.99 kWOrange County2022May Monthly Peak | Program Specific | Size: 20 kW to 199.99 kW | Orange County | 2022 | May Monthly Peak | 5 | 3783.4522
Program SpecificSize: 20 kW to 199.99 kWOrange County2022November Monthly Peak | Program Specific | Size: 20 kW to 199.99 kW | Orange County | 2022 | November Monthly Peak | 11 | 3783.4522
Program SpecificSize: 20 kW to 199.99 kWOrange County2022October Monthly Peak | Program Specific | Size: 20 kW to 199.99 kW | Orange County | 2022 | October Monthly Peak | 10 | 3783.4522
Program SpecificSize: 20 kW to 199.99 kWOrange County2022September Monthly Peak | Program Specific | Size: 20 kW to 199.99 kW | Orange County | 2022 | September Monthly Peak | 9 | 3783.4522
Program SpecificSize: 20 kW to 199.99 kWOrange County2022Typical Event Day | Program Specific | Size: 20 kW to 199.99 kW | Orange County | 2022 | Typical Event Day | 8 | 3783.4522
Program SpecificSize: 20 kW to 199.99 kWOrange County2023April Monthly Peak | Program Specific | Size: 20 kW to 199.99 kW | Orange County | 2023 | April Monthly Peak | 4 | 3783.4522
Program SpecificSize: 20 kW to 199.99 kWOrange County2023August Monthly Peak | Program Specific | Size: 20 kW to 199.99 kW | Orange County | 2023 | August Monthly Peak | 8 | 3783.4522
Program SpecificSize: 20 kW to 199.99 kWOrange County2023December Monthly Peak | Program Specific | Size: 20 kW to 199.99 kW | Orange County | 2023 | December Monthly Peak | 12 | 3783.4522
Program SpecificSize: 20 kW to 199.99 kWOrange County2023February Monthly Peak | Program Specific | Size: 20 kW to 199.99 kW | Orange County | 2023 | February Monthly Peak | 2 | 3783.4522
Program SpecificSize: 20 kW to 199.99 kWOrange County2023January Monthly Peak | Program Specific | Size: 20 kW to 199.99 kW | Orange County | 2023 | January Monthly Peak | 1 | 3783.4522
Program SpecificSize: 20 kW to 199.99 kWOrange County2023July Monthly Peak | Program Specific | Size: 20 kW to 199.99 kW | Orange County | 2023 | July Monthly Peak | 7 | 3783.4522
Program SpecificSize: 20 kW to 199.99 kWOrange County2023June Monthly Peak | Program Specific | Size: 20 kW to 199.99 kW | Orange County | 2023 | June Monthly Peak | 6 | 3783.4522
Program SpecificSize: 20 kW to 199.99 kWOrange County2023March Monthly Peak | Program Specific | Size: 20 kW to 199.99 kW | Orange County | 2023 | March Monthly Peak | 3 | 3783.4522
Program SpecificSize: 20 kW to 199.99 kWOrange County2023May Monthly Peak | Program Specific | Size: 20 kW to 199.99 kW | Orange County | 2023 | May Monthly Peak | 5 | 3783.4522
Program SpecificSize: 20 kW to 199.99 kWOrange County2023November Monthly Peak | Program Specific | Size: 20 kW to 199.99 kW | Orange County | 2023 | November Monthly Peak | 11 | 3783.4522
Program SpecificSize: 20 kW to 199.99 kWOrange County2023October Monthly Peak | Program Specific | Size: 20 kW to 199.99 kW | Orange County | 2023 | October Monthly Peak | 10 | 3783.4522
Program SpecificSize: 20 kW to 199.99 kWOrange County2023September Monthly Peak | Program Specific | Size: 20 kW to 199.99 kW | Orange County | 2023 | September Monthly Peak | 9 | 3783.4522
Program SpecificSize: 20 kW to 199.99 kWOrange County2023Typical Event Day | Program Specific | Size: 20 kW to 199.99 kW | Orange County | 2023 | Typical Event Day | 8 | 3783.4522
Program SpecificSize: 20 kW to 199.99 kWOrange County2024April Monthly Peak | Program Specific | Size: 20 kW to 199.99 kW | Orange County | 2024 | April Monthly Peak | 4 | 3783.4522
Program SpecificSize: 20 kW to 199.99 kWOrange County2024August Monthly Peak | Program Specific | Size: 20 kW to 199.99 kW | Orange County | 2024 | August Monthly Peak | 8 | 3783.4522
Program SpecificSize: 20 kW to 199.99 kWOrange County2024December Monthly Peak | Program Specific | Size: 20 kW to 199.99 kW | Orange County | 2024 | December Monthly Peak | 12 | 3783.4522
Program SpecificSize: 20 kW to 199.99 kWOrange County2024February Monthly Peak | Program Specific | Size: 20 kW to 199.99 kW | Orange County | 2024 | February Monthly Peak | 2 | 3783.4522
Program SpecificSize: 20 kW to 199.99 kWOrange County2024January Monthly Peak | Program Specific | Size: 20 kW to 199.99 kW | Orange County | 2024 | January Monthly Peak | 1 | 3783.4522
Program SpecificSize: 20 kW to 199.99 kWOrange County2024July Monthly Peak | Program Specific | Size: 20 kW to 199.99 kW | Orange County | 2024 | July Monthly Peak | 7 | 3783.4522
Program SpecificSize: 20 kW to 199.99 kWOrange County2024June Monthly Peak | Program Specific | Size: 20 kW to 199.99 kW | Orange County | 2024 | June Monthly Peak | 6 | 3783.4522
Program SpecificSize: 20 kW to 199.99 kWOrange County2024March Monthly Peak | Program Specific | Size: 20 kW to 199.99 kW | Orange County | 2024 | March Monthly Peak | 3 | 3783.4522
Program SpecificSize: 20 kW to 199.99 kWOrange County2024May Monthly Peak | Program Specific | Size: 20 kW to 199.99 kW | Orange County | 2024 | May Monthly Peak | 5 | 3783.4522
Program SpecificSize: 20 kW to 199.99 kWOrange County2024November Monthly Peak | Program Specific | Size: 20 kW to 199.99 kW | Orange County | 2024 | November Monthly Peak | 11 | 3783.4522
Program SpecificSize: 20 kW to 199.99 kWOrange County2024October Monthly Peak | Program Specific | Size: 20 kW to 199.99 kW | Orange County | 2024 | October Monthly Peak | 10 | 3783.4522
Program SpecificSize: 20 kW to 199.99 kWOrange County2024September Monthly Peak | Program Specific | Size: 20 kW to 199.99 kW | Orange County | 2024 | September Monthly Peak | 9 | 3783.4522
Program SpecificSize: 20 kW to 199.99 kWOrange County2024Typical Event Day | Program Specific | Size: 20 kW to 199.99 kW | Orange County | 2024 | Typical Event Day | 8 | 3783.4522
Program SpecificSize: 20 kW to 199.99 kWOrange County2025April Monthly Peak | Program Specific | Size: 20 kW to 199.99 kW | Orange County | 2025 | April Monthly Peak | 4 | 3783.4522
Program SpecificSize: 20 kW to 199.99 kWOrange County2025August Monthly Peak | Program Specific | Size: 20 kW to 199.99 kW | Orange County | 2025 | August Monthly Peak | 8 | 3783.4522
Program SpecificSize: 20 kW to 199.99 kWOrange County2025December Monthly Peak | Program Specific | Size: 20 kW to 199.99 kW | Orange County | 2025 | December Monthly Peak | 12 | 3783.4522
Program SpecificSize: 20 kW to 199.99 kWOrange County2025February Monthly Peak | Program Specific | Size: 20 kW to 199.99 kW | Orange County | 2025 | February Monthly Peak | 2 | 3783.4522
Program SpecificSize: 20 kW to 199.99 kWOrange County2025January Monthly Peak | Program Specific | Size: 20 kW to 199.99 kW | Orange County | 2025 | January Monthly Peak | 1 | 3783.4522
Program SpecificSize: 20 kW to 199.99 kWOrange County2025July Monthly Peak | Program Specific | Size: 20 kW to 199.99 kW | Orange County | 2025 | July Monthly Peak | 7 | 3783.4522
Program SpecificSize: 20 kW to 199.99 kWOrange County2025June Monthly Peak | Program Specific | Size: 20 kW to 199.99 kW | Orange County | 2025 | June Monthly Peak | 6 | 3783.4522
Program SpecificSize: 20 kW to 199.99 kWOrange County2025March Monthly Peak | Program Specific | Size: 20 kW to 199.99 kW | Orange County | 2025 | March Monthly Peak | 3 | 3783.4522
Program SpecificSize: 20 kW to 199.99 kWOrange County2025May Monthly Peak | Program Specific | Size: 20 kW to 199.99 kW | Orange County | 2025 | May Monthly Peak | 5 | 3783.4522
Program SpecificSize: 20 kW to 199.99 kWOrange County2025November Monthly Peak | Program Specific | Size: 20 kW to 199.99 kW | Orange County | 2025 | November Monthly Peak | 11 | 3783.4522
Program SpecificSize: 20 kW to 199.99 kWOrange County2025October Monthly Peak | Program Specific | Size: 20 kW to 199.99 kW | Orange County | 2025 | October Monthly Peak | 10 | 3783.4522
Program SpecificSize: 20 kW to 199.99 kWOrange County2025September Monthly Peak | Program Specific | Size: 20 kW to 199.99 kW | Orange County | 2025 | September Monthly Peak | 9 | 3783.4522
Program SpecificSize: 20 kW to 199.99 kWOrange County2025Typical Event Day | Program Specific | Size: 20 kW to 199.99 kW | Orange County | 2025 | Typical Event Day | 8 | 3783.4522
Program SpecificSize: 20 kW to 199.99 kWOrange County2026April Monthly Peak | Program Specific | Size: 20 kW to 199.99 kW | Orange County | 2026 | April Monthly Peak | 4 | 3783.4522
Program SpecificSize: 20 kW to 199.99 kWOrange County2026August Monthly Peak | Program Specific | Size: 20 kW to 199.99 kW | Orange County | 2026 | August Monthly Peak | 8 | 3783.4522
Program SpecificSize: 20 kW to 199.99 kWOrange County2026December Monthly Peak | Program Specific | Size: 20 kW to 199.99 kW | Orange County | 2026 | December Monthly Peak | 12 | 3783.4522
Program SpecificSize: 20 kW to 199.99 kWOrange County2026February Monthly Peak | Program Specific | Size: 20 kW to 199.99 kW | Orange County | 2026 | February Monthly Peak | 2 | 3783.4522
Program SpecificSize: 20 kW to 199.99 kWOrange County2026January Monthly Peak | Program Specific | Size: 20 kW to 199.99 kW | Orange County | 2026 | January Monthly Peak | 1 | 3783.4522
Program SpecificSize: 20 kW to 199.99 kWOrange County2026July Monthly Peak | Program Specific | Size: 20 kW to 199.99 kW | Orange County | 2026 | July Monthly Peak | 7 | 3783.4522
Program SpecificSize: 20 kW to 199.99 kWOrange County2026June Monthly Peak | Program Specific | Size: 20 kW to 199.99 kW | Orange County | 2026 | June Monthly Peak | 6 | 3783.4522
Program SpecificSize: 20 kW to 199.99 kWOrange County2026March Monthly Peak | Program Specific | Size: 20 kW to 199.99 kW | Orange County | 2026 | March Monthly Peak | 3 | 3783.4522
Program SpecificSize: 20 kW to 199.99 kWOrange County2026May Monthly Peak | Program Specific | Size: 20 kW to 199.99 kW | Orange County | 2026 | May Monthly Peak | 5 | 3783.4522
Program SpecificSize: 20 kW to 199.99 kWOrange County2026November Monthly Peak | Program Specific | Size: 20 kW to 199.99 kW | Orange County | 2026 | November Monthly Peak | 11 | 3783.4522
Program SpecificSize: 20 kW to 199.99 kWOrange County2026October Monthly Peak | Program Specific | Size: 20 kW to 199.99 kW | Orange County | 2026 | October Monthly Peak | 10 | 3783.4522
Program SpecificSize: 20 kW to 199.99 kWOrange County2026September Monthly Peak | Program Specific | Size: 20 kW to 199.99 kW | Orange County | 2026 | September Monthly Peak | 9 | 3783.4522
Program SpecificSize: 20 kW to 199.99 kWOrange County2026Typical Event Day | Program Specific | Size: 20 kW to 199.99 kW | Orange County | 2026 | Typical Event Day | 8 | 3783.4522
Program SpecificSize: 20 kW to 199.99 kWOther2015April Monthly Peak | Program Specific | Size: 20 kW to 199.99 kW | Other | 2015 | April Monthly Peak | 4 | 0
Program SpecificSize: 20 kW to 199.99 kWOther2015August Monthly Peak | Program Specific | Size: 20 kW to 199.99 kW | Other | 2015 | August Monthly Peak | 8 | 0
Program SpecificSize: 20 kW to 199.99 kWOther2015December Monthly Peak | Program Specific | Size: 20 kW to 199.99 kW | Other | 2015 | December Monthly Peak | 12 | 0
Program SpecificSize: 20 kW to 199.99 kWOther2015February Monthly Peak | Program Specific | Size: 20 kW to 199.99 kW | Other | 2015 | February Monthly Peak | 2 | 0
Program SpecificSize: 20 kW to 199.99 kWOther2015January Monthly Peak | Program Specific | Size: 20 kW to 199.99 kW | Other | 2015 | January Monthly Peak | 1 | 0
Program SpecificSize: 20 kW to 199.99 kWOther2015July Monthly Peak | Program Specific | Size: 20 kW to 199.99 kW | Other | 2015 | July Monthly Peak | 7 | 0
Program SpecificSize: 20 kW to 199.99 kWOther2015June Monthly Peak | Program Specific | Size: 20 kW to 199.99 kW | Other | 2015 | June Monthly Peak | 6 | 0
Program SpecificSize: 20 kW to 199.99 kWOther2015March Monthly Peak | Program Specific | Size: 20 kW to 199.99 kW | Other | 2015 | March Monthly Peak | 3 | 0
Program SpecificSize: 20 kW to 199.99 kWOther2015May Monthly Peak | Program Specific | Size: 20 kW to 199.99 kW | Other | 2015 | May Monthly Peak | 5 | 0
Program SpecificSize: 20 kW to 199.99 kWOther2015November Monthly Peak | Program Specific | Size: 20 kW to 199.99 kW | Other | 2015 | November Monthly Peak | 11 | 0
Program SpecificSize: 20 kW to 199.99 kWOther2015October Monthly Peak | Program Specific | Size: 20 kW to 199.99 kW | Other | 2015 | October Monthly Peak | 10 | 0
Program SpecificSize: 20 kW to 199.99 kWOther2015September Monthly Peak | Program Specific | Size: 20 kW to 199.99 kW | Other | 2015 | September Monthly Peak | 9 | 0
Program SpecificSize: 20 kW to 199.99 kWOther2015Typical Event Day | Program Specific | Size: 20 kW to 199.99 kW | Other | 2015 | Typical Event Day | 8 | 0
Program SpecificSize: 20 kW to 199.99 kWOther2016April Monthly Peak | Program Specific | Size: 20 kW to 199.99 kW | Other | 2016 | April Monthly Peak | 4 | 0
Program SpecificSize: 20 kW to 199.99 kWOther2016August Monthly Peak | Program Specific | Size: 20 kW to 199.99 kW | Other | 2016 | August Monthly Peak | 8 | 0
Program SpecificSize: 20 kW to 199.99 kWOther2016December Monthly Peak | Program Specific | Size: 20 kW to 199.99 kW | Other | 2016 | December Monthly Peak | 12 | 0
Program SpecificSize: 20 kW to 199.99 kWOther2016February Monthly Peak | Program Specific | Size: 20 kW to 199.99 kW | Other | 2016 | February Monthly Peak | 2 | 0
Program SpecificSize: 20 kW to 199.99 kWOther2016January Monthly Peak | Program Specific | Size: 20 kW to 199.99 kW | Other | 2016 | January Monthly Peak | 1 | 0
Program SpecificSize: 20 kW to 199.99 kWOther2016July Monthly Peak | Program Specific | Size: 20 kW to 199.99 kW | Other | 2016 | July Monthly Peak | 7 | 0
Program SpecificSize: 20 kW to 199.99 kWOther2016June Monthly Peak | Program Specific | Size: 20 kW to 199.99 kW | Other | 2016 | June Monthly Peak | 6 | 0
Program SpecificSize: 20 kW to 199.99 kWOther2016March Monthly Peak | Program Specific | Size: 20 kW to 199.99 kW | Other | 2016 | March Monthly Peak | 3 | 0
Program SpecificSize: 20 kW to 199.99 kWOther2016May Monthly Peak | Program Specific | Size: 20 kW to 199.99 kW | Other | 2016 | May Monthly Peak | 5 | 0
Program SpecificSize: 20 kW to 199.99 kWOther2016November Monthly Peak | Program Specific | Size: 20 kW to 199.99 kW | Other | 2016 | November Monthly Peak | 11 | 0
Program SpecificSize: 20 kW to 199.99 kWOther2016October Monthly Peak | Program Specific | Size: 20 kW to 199.99 kW | Other | 2016 | October Monthly Peak | 10 | 0
Program SpecificSize: 20 kW to 199.99 kWOther2016September Monthly Peak | Program Specific | Size: 20 kW to 199.99 kW | Other | 2016 | September Monthly Peak | 9 | 0
Program SpecificSize: 20 kW to 199.99 kWOther2016Typical Event Day | Program Specific | Size: 20 kW to 199.99 kW | Other | 2016 | Typical Event Day | 8 | 0
Program SpecificSize: 20 kW to 199.99 kWOther2017April Monthly Peak | Program Specific | Size: 20 kW to 199.99 kW | Other | 2017 | April Monthly Peak | 4 | 0
Program SpecificSize: 20 kW to 199.99 kWOther2017August Monthly Peak | Program Specific | Size: 20 kW to 199.99 kW | Other | 2017 | August Monthly Peak | 8 | 0
Program SpecificSize: 20 kW to 199.99 kWOther2017December Monthly Peak | Program Specific | Size: 20 kW to 199.99 kW | Other | 2017 | December Monthly Peak | 12 | 0
Program SpecificSize: 20 kW to 199.99 kWOther2017February Monthly Peak | Program Specific | Size: 20 kW to 199.99 kW | Other | 2017 | February Monthly Peak | 2 | 0
Program SpecificSize: 20 kW to 199.99 kWOther2017January Monthly Peak | Program Specific | Size: 20 kW to 199.99 kW | Other | 2017 | January Monthly Peak | 1 | 0
Program SpecificSize: 20 kW to 199.99 kWOther2017July Monthly Peak | Program Specific | Size: 20 kW to 199.99 kW | Other | 2017 | July Monthly Peak | 7 | 0
Program SpecificSize: 20 kW to 199.99 kWOther2017June Monthly Peak | Program Specific | Size: 20 kW to 199.99 kW | Other | 2017 | June Monthly Peak | 6 | 0
Program SpecificSize: 20 kW to 199.99 kWOther2017March Monthly Peak | Program Specific | Size: 20 kW to 199.99 kW | Other | 2017 | March Monthly Peak | 3 | 0
Program SpecificSize: 20 kW to 199.99 kWOther2017May Monthly Peak | Program Specific | Size: 20 kW to 199.99 kW | Other | 2017 | May Monthly Peak | 5 | 0
Program SpecificSize: 20 kW to 199.99 kWOther2017November Monthly Peak | Program Specific | Size: 20 kW to 199.99 kW | Other | 2017 | November Monthly Peak | 11 | 0
Program SpecificSize: 20 kW to 199.99 kWOther2017October Monthly Peak | Program Specific | Size: 20 kW to 199.99 kW | Other | 2017 | October Monthly Peak | 10 | 0
Program SpecificSize: 20 kW to 199.99 kWOther2017September Monthly Peak | Program Specific | Size: 20 kW to 199.99 kW | Other | 2017 | September Monthly Peak | 9 | 0
Program SpecificSize: 20 kW to 199.99 kWOther2017Typical Event Day | Program Specific | Size: 20 kW to 199.99 kW | Other | 2017 | Typical Event Day | 8 | 0
Program SpecificSize: 20 kW to 199.99 kWOther2018April Monthly Peak | Program Specific | Size: 20 kW to 199.99 kW | Other | 2018 | April Monthly Peak | 4 | 21017.8009
Program SpecificSize: 20 kW to 199.99 kWOther2018August Monthly Peak | Program Specific | Size: 20 kW to 199.99 kW | Other | 2018 | August Monthly Peak | 8 | 21017.8009
Program SpecificSize: 20 kW to 199.99 kWOther2018December Monthly Peak | Program Specific | Size: 20 kW to 199.99 kW | Other | 2018 | December Monthly Peak | 12 | 21017.8009
Program SpecificSize: 20 kW to 199.99 kWOther2018February Monthly Peak | Program Specific | Size: 20 kW to 199.99 kW | Other | 2018 | February Monthly Peak | 2 | 0
Program SpecificSize: 20 kW to 199.99 kWOther2018January Monthly Peak | Program Specific | Size: 20 kW to 199.99 kW | Other | 2018 | January Monthly Peak | 1 | 0
Program SpecificSize: 20 kW to 199.99 kWOther2018July Monthly Peak | Program Specific | Size: 20 kW to 199.99 kW | Other | 2018 | July Monthly Peak | 7 | 21017.8009
Program SpecificSize: 20 kW to 199.99 kWOther2018June Monthly Peak | Program Specific | Size: 20 kW to 199.99 kW | Other | 2018 | June Monthly Peak | 6 | 21017.8009
Program SpecificSize: 20 kW to 199.99 kWOther2018March Monthly Peak | Program Specific | Size: 20 kW to 199.99 kW | Other | 2018 | March Monthly Peak | 3 | 0
Program SpecificSize: 20 kW to 199.99 kWOther2018May Monthly Peak | Program Specific | Size: 20 kW to 199.99 kW | Other | 2018 | May Monthly Peak | 5 | 21017.8009
Program SpecificSize: 20 kW to 199.99 kWOther2018November Monthly Peak | Program Specific | Size: 20 kW to 199.99 kW | Other | 2018 | November Monthly Peak | 11 | 21017.8009
Program SpecificSize: 20 kW to 199.99 kWOther2018October Monthly Peak | Program Specific | Size: 20 kW to 199.99 kW | Other | 2018 | October Monthly Peak | 10 | 21017.8009
Program SpecificSize: 20 kW to 199.99 kWOther2018September Monthly Peak | Program Specific | Size: 20 kW to 199.99 kW | Other | 2018 | September Monthly Peak | 9 | 21017.8009
Program SpecificSize: 20 kW to 199.99 kWOther2018Typical Event Day | Program Specific | Size: 20 kW to 199.99 kW | Other | 2018 | Typical Event Day | 8 | 21017.8009
Program SpecificSize: 20 kW to 199.99 kWOther2019April Monthly Peak | Program Specific | Size: 20 kW to 199.99 kW | Other | 2019 | April Monthly Peak | 4 | 8407.1203
Program SpecificSize: 20 kW to 199.99 kWOther2019August Monthly Peak | Program Specific | Size: 20 kW to 199.99 kW | Other | 2019 | August Monthly Peak | 8 | 8407.1203
Program SpecificSize: 20 kW to 199.99 kWOther2019December Monthly Peak | Program Specific | Size: 20 kW to 199.99 kW | Other | 2019 | December Monthly Peak | 12 | 8407.1203
Program SpecificSize: 20 kW to 199.99 kWOther2019February Monthly Peak | Program Specific | Size: 20 kW to 199.99 kW | Other | 2019 | February Monthly Peak | 2 | 21017.8009
Program SpecificSize: 20 kW to 199.99 kWOther2019January Monthly Peak | Program Specific | Size: 20 kW to 199.99 kW | Other | 2019 | January Monthly Peak | 1 | 21017.8009
Program SpecificSize: 20 kW to 199.99 kWOther2019July Monthly Peak | Program Specific | Size: 20 kW to 199.99 kW | Other | 2019 | July Monthly Peak | 7 | 8407.1203
Program SpecificSize: 20 kW to 199.99 kWOther2019June Monthly Peak | Program Specific | Size: 20 kW to 199.99 kW | Other | 2019 | June Monthly Peak | 6 | 8407.1203
Program SpecificSize: 20 kW to 199.99 kWOther2019March Monthly Peak | Program Specific | Size: 20 kW to 199.99 kW | Other | 2019 | March Monthly Peak | 3 | 21017.8009
Program SpecificSize: 20 kW to 199.99 kWOther2019May Monthly Peak | Program Specific | Size: 20 kW to 199.99 kW | Other | 2019 | May Monthly Peak | 5 | 8407.1203
Program SpecificSize: 20 kW to 199.99 kWOther2019November Monthly Peak | Program Specific | Size: 20 kW to 199.99 kW | Other | 2019 | November Monthly Peak | 11 | 8407.1203
Program SpecificSize: 20 kW to 199.99 kWOther2019October Monthly Peak | Program Specific | Size: 20 kW to 199.99 kW | Other | 2019 | October Monthly Peak | 10 | 8407.1203
Program SpecificSize: 20 kW to 199.99 kWOther2019September Monthly Peak | Program Specific | Size: 20 kW to 199.99 kW | Other | 2019 | September Monthly Peak | 9 | 8407.1203
Program SpecificSize: 20 kW to 199.99 kWOther2019Typical Event Day | Program Specific | Size: 20 kW to 199.99 kW | Other | 2019 | Typical Event Day | 8 | 8407.1203
Program SpecificSize: 20 kW to 199.99 kWOther2020April Monthly Peak | Program Specific | Size: 20 kW to 199.99 kW | Other | 2020 | April Monthly Peak | 4 | 8407.1203
Program SpecificSize: 20 kW to 199.99 kWOther2020August Monthly Peak | Program Specific | Size: 20 kW to 199.99 kW | Other | 2020 | August Monthly Peak | 8 | 8407.1203
Program SpecificSize: 20 kW to 199.99 kWOther2020December Monthly Peak | Program Specific | Size: 20 kW to 199.99 kW | Other | 2020 | December Monthly Peak | 12 | 8407.1203
Program SpecificSize: 20 kW to 199.99 kWOther2020February Monthly Peak | Program Specific | Size: 20 kW to 199.99 kW | Other | 2020 | February Monthly Peak | 2 | 8407.1203
Program SpecificSize: 20 kW to 199.99 kWOther2020January Monthly Peak | Program Specific | Size: 20 kW to 199.99 kW | Other | 2020 | January Monthly Peak | 1 | 8407.1203
Program SpecificSize: 20 kW to 199.99 kWOther2020July Monthly Peak | Program Specific | Size: 20 kW to 199.99 kW | Other | 2020 | July Monthly Peak | 7 | 8407.1203
Program SpecificSize: 20 kW to 199.99 kWOther2020June Monthly Peak | Program Specific | Size: 20 kW to 199.99 kW | Other | 2020 | June Monthly Peak | 6 | 8407.1203
Program SpecificSize: 20 kW to 199.99 kWOther2020March Monthly Peak | Program Specific | Size: 20 kW to 199.99 kW | Other | 2020 | March Monthly Peak | 3 | 8407.1203
Program SpecificSize: 20 kW to 199.99 kWOther2020May Monthly Peak | Program Specific | Size: 20 kW to 199.99 kW | Other | 2020 | May Monthly Peak | 5 | 8407.1203
Program SpecificSize: 20 kW to 199.99 kWOther2020November Monthly Peak | Program Specific | Size: 20 kW to 199.99 kW | Other | 2020 | November Monthly Peak | 11 | 8407.1203
Program SpecificSize: 20 kW to 199.99 kWOther2020October Monthly Peak | Program Specific | Size: 20 kW to 199.99 kW | Other | 2020 | October Monthly Peak | 10 | 8407.1203
Program SpecificSize: 20 kW to 199.99 kWOther2020September Monthly Peak | Program Specific | Size: 20 kW to 199.99 kW | Other | 2020 | September Monthly Peak | 9 | 8407.1203
Program SpecificSize: 20 kW to 199.99 kWOther2020Typical Event Day | Program Specific | Size: 20 kW to 199.99 kW | Other | 2020 | Typical Event Day | 8 | 8407.1203
Program SpecificSize: 20 kW to 199.99 kWOther2021April Monthly Peak | Program Specific | Size: 20 kW to 199.99 kW | Other | 2021 | April Monthly Peak | 4 | 8407.1203
Program SpecificSize: 20 kW to 199.99 kWOther2021August Monthly Peak | Program Specific | Size: 20 kW to 199.99 kW | Other | 2021 | August Monthly Peak | 8 | 8407.1203
Program SpecificSize: 20 kW to 199.99 kWOther2021December Monthly Peak | Program Specific | Size: 20 kW to 199.99 kW | Other | 2021 | December Monthly Peak | 12 | 8407.1203
Program SpecificSize: 20 kW to 199.99 kWOther2021February Monthly Peak | Program Specific | Size: 20 kW to 199.99 kW | Other | 2021 | February Monthly Peak | 2 | 8407.1203
Program SpecificSize: 20 kW to 199.99 kWOther2021January Monthly Peak | Program Specific | Size: 20 kW to 199.99 kW | Other | 2021 | January Monthly Peak | 1 | 8407.1203
Program SpecificSize: 20 kW to 199.99 kWOther2021July Monthly Peak | Program Specific | Size: 20 kW to 199.99 kW | Other | 2021 | July Monthly Peak | 7 | 8407.1203
Program SpecificSize: 20 kW to 199.99 kWOther2021June Monthly Peak | Program Specific | Size: 20 kW to 199.99 kW | Other | 2021 | June Monthly Peak | 6 | 8407.1203
Program SpecificSize: 20 kW to 199.99 kWOther2021March Monthly Peak | Program Specific | Size: 20 kW to 199.99 kW | Other | 2021 | March Monthly Peak | 3 | 8407.1203
Program SpecificSize: 20 kW to 199.99 kWOther2021May Monthly Peak | Program Specific | Size: 20 kW to 199.99 kW | Other | 2021 | May Monthly Peak | 5 | 8407.1203
Program SpecificSize: 20 kW to 199.99 kWOther2021November Monthly Peak | Program Specific | Size: 20 kW to 199.99 kW | Other | 2021 | November Monthly Peak | 11 | 8407.1203
Program SpecificSize: 20 kW to 199.99 kWOther2021October Monthly Peak | Program Specific | Size: 20 kW to 199.99 kW | Other | 2021 | October Monthly Peak | 10 | 8407.1203
Program SpecificSize: 20 kW to 199.99 kWOther2021September Monthly Peak | Program Specific | Size: 20 kW to 199.99 kW | Other | 2021 | September Monthly Peak | 9 | 8407.1203
Program SpecificSize: 20 kW to 199.99 kWOther2021Typical Event Day | Program Specific | Size: 20 kW to 199.99 kW | Other | 2021 | Typical Event Day | 8 | 8407.1203
Program SpecificSize: 20 kW to 199.99 kWOther2022April Monthly Peak | Program Specific | Size: 20 kW to 199.99 kW | Other | 2022 | April Monthly Peak | 4 | 8407.1203
Program SpecificSize: 20 kW to 199.99 kWOther2022August Monthly Peak | Program Specific | Size: 20 kW to 199.99 kW | Other | 2022 | August Monthly Peak | 8 | 8407.1203
Program SpecificSize: 20 kW to 199.99 kWOther2022December Monthly Peak | Program Specific | Size: 20 kW to 199.99 kW | Other | 2022 | December Monthly Peak | 12 | 8407.1203
Program SpecificSize: 20 kW to 199.99 kWOther2022February Monthly Peak | Program Specific | Size: 20 kW to 199.99 kW | Other | 2022 | February Monthly Peak | 2 | 8407.1203
Program SpecificSize: 20 kW to 199.99 kWOther2022January Monthly Peak | Program Specific | Size: 20 kW to 199.99 kW | Other | 2022 | January Monthly Peak | 1 | 8407.1203
Program SpecificSize: 20 kW to 199.99 kWOther2022July Monthly Peak | Program Specific | Size: 20 kW to 199.99 kW | Other | 2022 | July Monthly Peak | 7 | 8407.1203
Program SpecificSize: 20 kW to 199.99 kWOther2022June Monthly Peak | Program Specific | Size: 20 kW to 199.99 kW | Other | 2022 | June Monthly Peak | 6 | 8407.1203
Program SpecificSize: 20 kW to 199.99 kWOther2022March Monthly Peak | Program Specific | Size: 20 kW to 199.99 kW | Other | 2022 | March Monthly Peak | 3 | 8407.1203
Program SpecificSize: 20 kW to 199.99 kWOther2022May Monthly Peak | Program Specific | Size: 20 kW to 199.99 kW | Other | 2022 | May Monthly Peak | 5 | 8407.1203
Program SpecificSize: 20 kW to 199.99 kWOther2022November Monthly Peak | Program Specific | Size: 20 kW to 199.99 kW | Other | 2022 | November Monthly Peak | 11 | 8407.1203
Program SpecificSize: 20 kW to 199.99 kWOther2022October Monthly Peak | Program Specific | Size: 20 kW to 199.99 kW | Other | 2022 | October Monthly Peak | 10 | 8407.1203
Program SpecificSize: 20 kW to 199.99 kWOther2022September Monthly Peak | Program Specific | Size: 20 kW to 199.99 kW | Other | 2022 | September Monthly Peak | 9 | 8407.1203
Program SpecificSize: 20 kW to 199.99 kWOther2022Typical Event Day | Program Specific | Size: 20 kW to 199.99 kW | Other | 2022 | Typical Event Day | 8 | 8407.1203
Program SpecificSize: 20 kW to 199.99 kWOther2023April Monthly Peak | Program Specific | Size: 20 kW to 199.99 kW | Other | 2023 | April Monthly Peak | 4 | 8407.1203
Program SpecificSize: 20 kW to 199.99 kWOther2023August Monthly Peak | Program Specific | Size: 20 kW to 199.99 kW | Other | 2023 | August Monthly Peak | 8 | 8407.1203
Program SpecificSize: 20 kW to 199.99 kWOther2023December Monthly Peak | Program Specific | Size: 20 kW to 199.99 kW | Other | 2023 | December Monthly Peak | 12 | 8407.1203
Program SpecificSize: 20 kW to 199.99 kWOther2023February Monthly Peak | Program Specific | Size: 20 kW to 199.99 kW | Other | 2023 | February Monthly Peak | 2 | 8407.1203
Program SpecificSize: 20 kW to 199.99 kWOther2023January Monthly Peak | Program Specific | Size: 20 kW to 199.99 kW | Other | 2023 | January Monthly Peak | 1 | 8407.1203
Program SpecificSize: 20 kW to 199.99 kWOther2023July Monthly Peak | Program Specific | Size: 20 kW to 199.99 kW | Other | 2023 | July Monthly Peak | 7 | 8407.1203
Program SpecificSize: 20 kW to 199.99 kWOther2023June Monthly Peak | Program Specific | Size: 20 kW to 199.99 kW | Other | 2023 | June Monthly Peak | 6 | 8407.1203
Program SpecificSize: 20 kW to 199.99 kWOther2023March Monthly Peak | Program Specific | Size: 20 kW to 199.99 kW | Other | 2023 | March Monthly Peak | 3 | 8407.1203
Program SpecificSize: 20 kW to 199.99 kWOther2023May Monthly Peak | Program Specific | Size: 20 kW to 199.99 kW | Other | 2023 | May Monthly Peak | 5 | 8407.1203
Program SpecificSize: 20 kW to 199.99 kWOther2023November Monthly Peak | Program Specific | Size: 20 kW to 199.99 kW | Other | 2023 | November Monthly Peak | 11 | 8407.1203
Program SpecificSize: 20 kW to 199.99 kWOther2023October Monthly Peak | Program Specific | Size: 20 kW to 199.99 kW | Other | 2023 | October Monthly Peak | 10 | 8407.1203
Program SpecificSize: 20 kW to 199.99 kWOther2023September Monthly Peak | Program Specific | Size: 20 kW to 199.99 kW | Other | 2023 | September Monthly Peak | 9 | 8407.1203
Program SpecificSize: 20 kW to 199.99 kWOther2023Typical Event Day | Program Specific | Size: 20 kW to 199.99 kW | Other | 2023 | Typical Event Day | 8 | 8407.1203
Program SpecificSize: 20 kW to 199.99 kWOther2024April Monthly Peak | Program Specific | Size: 20 kW to 199.99 kW | Other | 2024 | April Monthly Peak | 4 | 8407.1203
Program SpecificSize: 20 kW to 199.99 kWOther2024August Monthly Peak | Program Specific | Size: 20 kW to 199.99 kW | Other | 2024 | August Monthly Peak | 8 | 8407.1203
Program SpecificSize: 20 kW to 199.99 kWOther2024December Monthly Peak | Program Specific | Size: 20 kW to 199.99 kW | Other | 2024 | December Monthly Peak | 12 | 8407.1203
Program SpecificSize: 20 kW to 199.99 kWOther2024February Monthly Peak | Program Specific | Size: 20 kW to 199.99 kW | Other | 2024 | February Monthly Peak | 2 | 8407.1203
Program SpecificSize: 20 kW to 199.99 kWOther2024January Monthly Peak | Program Specific | Size: 20 kW to 199.99 kW | Other | 2024 | January Monthly Peak | 1 | 8407.1203
Program SpecificSize: 20 kW to 199.99 kWOther2024July Monthly Peak | Program Specific | Size: 20 kW to 199.99 kW | Other | 2024 | July Monthly Peak | 7 | 8407.1203
Program SpecificSize: 20 kW to 199.99 kWOther2024June Monthly Peak | Program Specific | Size: 20 kW to 199.99 kW | Other | 2024 | June Monthly Peak | 6 | 8407.1203
Program SpecificSize: 20 kW to 199.99 kWOther2024March Monthly Peak | Program Specific | Size: 20 kW to 199.99 kW | Other | 2024 | March Monthly Peak | 3 | 8407.1203
Program SpecificSize: 20 kW to 199.99 kWOther2024May Monthly Peak | Program Specific | Size: 20 kW to 199.99 kW | Other | 2024 | May Monthly Peak | 5 | 8407.1203
Program SpecificSize: 20 kW to 199.99 kWOther2024November Monthly Peak | Program Specific | Size: 20 kW to 199.99 kW | Other | 2024 | November Monthly Peak | 11 | 8407.1203
Program SpecificSize: 20 kW to 199.99 kWOther2024October Monthly Peak | Program Specific | Size: 20 kW to 199.99 kW | Other | 2024 | October Monthly Peak | 10 | 8407.1203
Program SpecificSize: 20 kW to 199.99 kWOther2024September Monthly Peak | Program Specific | Size: 20 kW to 199.99 kW | Other | 2024 | September Monthly Peak | 9 | 8407.1203
Program SpecificSize: 20 kW to 199.99 kWOther2024Typical Event Day | Program Specific | Size: 20 kW to 199.99 kW | Other | 2024 | Typical Event Day | 8 | 8407.1203
Program SpecificSize: 20 kW to 199.99 kWOther2025April Monthly Peak | Program Specific | Size: 20 kW to 199.99 kW | Other | 2025 | April Monthly Peak | 4 | 8407.1203
Program SpecificSize: 20 kW to 199.99 kWOther2025August Monthly Peak | Program Specific | Size: 20 kW to 199.99 kW | Other | 2025 | August Monthly Peak | 8 | 8407.1203
Program SpecificSize: 20 kW to 199.99 kWOther2025December Monthly Peak | Program Specific | Size: 20 kW to 199.99 kW | Other | 2025 | December Monthly Peak | 12 | 8407.1203
Program SpecificSize: 20 kW to 199.99 kWOther2025February Monthly Peak | Program Specific | Size: 20 kW to 199.99 kW | Other | 2025 | February Monthly Peak | 2 | 8407.1203
Program SpecificSize: 20 kW to 199.99 kWOther2025January Monthly Peak | Program Specific | Size: 20 kW to 199.99 kW | Other | 2025 | January Monthly Peak | 1 | 8407.1203
Program SpecificSize: 20 kW to 199.99 kWOther2025July Monthly Peak | Program Specific | Size: 20 kW to 199.99 kW | Other | 2025 | July Monthly Peak | 7 | 8407.1203
Program SpecificSize: 20 kW to 199.99 kWOther2025June Monthly Peak | Program Specific | Size: 20 kW to 199.99 kW | Other | 2025 | June Monthly Peak | 6 | 8407.1203
Program SpecificSize: 20 kW to 199.99 kWOther2025March Monthly Peak | Program Specific | Size: 20 kW to 199.99 kW | Other | 2025 | March Monthly Peak | 3 | 8407.1203
Program SpecificSize: 20 kW to 199.99 kWOther2025May Monthly Peak | Program Specific | Size: 20 kW to 199.99 kW | Other | 2025 | May Monthly Peak | 5 | 8407.1203
Program SpecificSize: 20 kW to 199.99 kWOther2025November Monthly Peak | Program Specific | Size: 20 kW to 199.99 kW | Other | 2025 | November Monthly Peak | 11 | 8407.1203
Program SpecificSize: 20 kW to 199.99 kWOther2025October Monthly Peak | Program Specific | Size: 20 kW to 199.99 kW | Other | 2025 | October Monthly Peak | 10 | 8407.1203
Program SpecificSize: 20 kW to 199.99 kWOther2025September Monthly Peak | Program Specific | Size: 20 kW to 199.99 kW | Other | 2025 | September Monthly Peak | 9 | 8407.1203
Program SpecificSize: 20 kW to 199.99 kWOther2025Typical Event Day | Program Specific | Size: 20 kW to 199.99 kW | Other | 2025 | Typical Event Day | 8 | 8407.1203
Program SpecificSize: 20 kW to 199.99 kWOther2026April Monthly Peak | Program Specific | Size: 20 kW to 199.99 kW | Other | 2026 | April Monthly Peak | 4 | 8407.1203
Program SpecificSize: 20 kW to 199.99 kWOther2026August Monthly Peak | Program Specific | Size: 20 kW to 199.99 kW | Other | 2026 | August Monthly Peak | 8 | 8407.1203
Program SpecificSize: 20 kW to 199.99 kWOther2026December Monthly Peak | Program Specific | Size: 20 kW to 199.99 kW | Other | 2026 | December Monthly Peak | 12 | 8407.1203
Program SpecificSize: 20 kW to 199.99 kWOther2026February Monthly Peak | Program Specific | Size: 20 kW to 199.99 kW | Other | 2026 | February Monthly Peak | 2 | 8407.1203
Program SpecificSize: 20 kW to 199.99 kWOther2026January Monthly Peak | Program Specific | Size: 20 kW to 199.99 kW | Other | 2026 | January Monthly Peak | 1 | 8407.1203
Program SpecificSize: 20 kW to 199.99 kWOther2026July Monthly Peak | Program Specific | Size: 20 kW to 199.99 kW | Other | 2026 | July Monthly Peak | 7 | 8407.1203
Program SpecificSize: 20 kW to 199.99 kWOther2026June Monthly Peak | Program Specific | Size: 20 kW to 199.99 kW | Other | 2026 | June Monthly Peak | 6 | 8407.1203
Program SpecificSize: 20 kW to 199.99 kWOther2026March Monthly Peak | Program Specific | Size: 20 kW to 199.99 kW | Other | 2026 | March Monthly Peak | 3 | 8407.1203
Program SpecificSize: 20 kW to 199.99 kWOther2026May Monthly Peak | Program Specific | Size: 20 kW to 199.99 kW | Other | 2026 | May Monthly Peak | 5 | 8407.1203
Program SpecificSize: 20 kW to 199.99 kWOther2026November Monthly Peak | Program Specific | Size: 20 kW to 199.99 kW | Other | 2026 | November Monthly Peak | 11 | 8407.1203
Program SpecificSize: 20 kW to 199.99 kWOther2026October Monthly Peak | Program Specific | Size: 20 kW to 199.99 kW | Other | 2026 | October Monthly Peak | 10 | 8407.1203
Program SpecificSize: 20 kW to 199.99 kWOther2026September Monthly Peak | Program Specific | Size: 20 kW to 199.99 kW | Other | 2026 | September Monthly Peak | 9 | 8407.1203
Program SpecificSize: 20 kW to 199.99 kWOther2026Typical Event Day | Program Specific | Size: 20 kW to 199.99 kW | Other | 2026 | Typical Event Day | 8 | 8407.1203
Program SpecificSize: 20 kW to 199.99 kWSouth of Lugo2015April Monthly Peak | Program Specific | Size: 20 kW to 199.99 kW | South of Lugo | 2015 | April Monthly Peak | 4 | 0
Program SpecificSize: 20 kW to 199.99 kWSouth of Lugo2015August Monthly Peak | Program Specific | Size: 20 kW to 199.99 kW | South of Lugo | 2015 | August Monthly Peak | 8 | 0
Program SpecificSize: 20 kW to 199.99 kWSouth of Lugo2015December Monthly Peak | Program Specific | Size: 20 kW to 199.99 kW | South of Lugo | 2015 | December Monthly Peak | 12 | 0
Program SpecificSize: 20 kW to 199.99 kWSouth of Lugo2015February Monthly Peak | Program Specific | Size: 20 kW to 199.99 kW | South of Lugo | 2015 | February Monthly Peak | 2 | 0
Program SpecificSize: 20 kW to 199.99 kWSouth of Lugo2015January Monthly Peak | Program Specific | Size: 20 kW to 199.99 kW | South of Lugo | 2015 | January Monthly Peak | 1 | 0
Program SpecificSize: 20 kW to 199.99 kWSouth of Lugo2015July Monthly Peak | Program Specific | Size: 20 kW to 199.99 kW | South of Lugo | 2015 | July Monthly Peak | 7 | 0
Program SpecificSize: 20 kW to 199.99 kWSouth of Lugo2015June Monthly Peak | Program Specific | Size: 20 kW to 199.99 kW | South of Lugo | 2015 | June Monthly Peak | 6 | 0
Program SpecificSize: 20 kW to 199.99 kWSouth of Lugo2015March Monthly Peak | Program Specific | Size: 20 kW to 199.99 kW | South of Lugo | 2015 | March Monthly Peak | 3 | 0
Program SpecificSize: 20 kW to 199.99 kWSouth of Lugo2015May Monthly Peak | Program Specific | Size: 20 kW to 199.99 kW | South of Lugo | 2015 | May Monthly Peak | 5 | 0
Program SpecificSize: 20 kW to 199.99 kWSouth of Lugo2015November Monthly Peak | Program Specific | Size: 20 kW to 199.99 kW | South of Lugo | 2015 | November Monthly Peak | 11 | 0
Program SpecificSize: 20 kW to 199.99 kWSouth of Lugo2015October Monthly Peak | Program Specific | Size: 20 kW to 199.99 kW | South of Lugo | 2015 | October Monthly Peak | 10 | 0
Program SpecificSize: 20 kW to 199.99 kWSouth of Lugo2015September Monthly Peak | Program Specific | Size: 20 kW to 199.99 kW | South of Lugo | 2015 | September Monthly Peak | 9 | 0
Program SpecificSize: 20 kW to 199.99 kWSouth of Lugo2015Typical Event Day | Program Specific | Size: 20 kW to 199.99 kW | South of Lugo | 2015 | Typical Event Day | 8 | 0
Program SpecificSize: 20 kW to 199.99 kWSouth of Lugo2016April Monthly Peak | Program Specific | Size: 20 kW to 199.99 kW | South of Lugo | 2016 | April Monthly Peak | 4 | 0
Program SpecificSize: 20 kW to 199.99 kWSouth of Lugo2016August Monthly Peak | Program Specific | Size: 20 kW to 199.99 kW | South of Lugo | 2016 | August Monthly Peak | 8 | 0
Program SpecificSize: 20 kW to 199.99 kWSouth of Lugo2016December Monthly Peak | Program Specific | Size: 20 kW to 199.99 kW | South of Lugo | 2016 | December Monthly Peak | 12 | 0
Program SpecificSize: 20 kW to 199.99 kWSouth of Lugo2016February Monthly Peak | Program Specific | Size: 20 kW to 199.99 kW | South of Lugo | 2016 | February Monthly Peak | 2 | 0
Program SpecificSize: 20 kW to 199.99 kWSouth of Lugo2016January Monthly Peak | Program Specific | Size: 20 kW to 199.99 kW | South of Lugo | 2016 | January Monthly Peak | 1 | 0
Program SpecificSize: 20 kW to 199.99 kWSouth of Lugo2016July Monthly Peak | Program Specific | Size: 20 kW to 199.99 kW | South of Lugo | 2016 | July Monthly Peak | 7 | 0
Program SpecificSize: 20 kW to 199.99 kWSouth of Lugo2016June Monthly Peak | Program Specific | Size: 20 kW to 199.99 kW | South of Lugo | 2016 | June Monthly Peak | 6 | 0
Program SpecificSize: 20 kW to 199.99 kWSouth of Lugo2016March Monthly Peak | Program Specific | Size: 20 kW to 199.99 kW | South of Lugo | 2016 | March Monthly Peak | 3 | 0
Program SpecificSize: 20 kW to 199.99 kWSouth of Lugo2016May Monthly Peak | Program Specific | Size: 20 kW to 199.99 kW | South of Lugo | 2016 | May Monthly Peak | 5 | 0
Program SpecificSize: 20 kW to 199.99 kWSouth of Lugo2016November Monthly Peak | Program Specific | Size: 20 kW to 199.99 kW | South of Lugo | 2016 | November Monthly Peak | 11 | 0
Program SpecificSize: 20 kW to 199.99 kWSouth of Lugo2016October Monthly Peak | Program Specific | Size: 20 kW to 199.99 kW | South of Lugo | 2016 | October Monthly Peak | 10 | 0
Program SpecificSize: 20 kW to 199.99 kWSouth of Lugo2016September Monthly Peak | Program Specific | Size: 20 kW to 199.99 kW | South of Lugo | 2016 | September Monthly Peak | 9 | 0
Program SpecificSize: 20 kW to 199.99 kWSouth of Lugo2016Typical Event Day | Program Specific | Size: 20 kW to 199.99 kW | South of Lugo | 2016 | Typical Event Day | 8 | 0
Program SpecificSize: 20 kW to 199.99 kWSouth of Lugo2017April Monthly Peak | Program Specific | Size: 20 kW to 199.99 kW | South of Lugo | 2017 | April Monthly Peak | 4 | 0
Program SpecificSize: 20 kW to 199.99 kWSouth of Lugo2017August Monthly Peak | Program Specific | Size: 20 kW to 199.99 kW | South of Lugo | 2017 | August Monthly Peak | 8 | 0
Program SpecificSize: 20 kW to 199.99 kWSouth of Lugo2017December Monthly Peak | Program Specific | Size: 20 kW to 199.99 kW | South of Lugo | 2017 | December Monthly Peak | 12 | 0
Program SpecificSize: 20 kW to 199.99 kWSouth of Lugo2017February Monthly Peak | Program Specific | Size: 20 kW to 199.99 kW | South of Lugo | 2017 | February Monthly Peak | 2 | 0
Program SpecificSize: 20 kW to 199.99 kWSouth of Lugo2017January Monthly Peak | Program Specific | Size: 20 kW to 199.99 kW | South of Lugo | 2017 | January Monthly Peak | 1 | 0
Program SpecificSize: 20 kW to 199.99 kWSouth of Lugo2017July Monthly Peak | Program Specific | Size: 20 kW to 199.99 kW | South of Lugo | 2017 | July Monthly Peak | 7 | 0
Program SpecificSize: 20 kW to 199.99 kWSouth of Lugo2017June Monthly Peak | Program Specific | Size: 20 kW to 199.99 kW | South of Lugo | 2017 | June Monthly Peak | 6 | 0
Program SpecificSize: 20 kW to 199.99 kWSouth of Lugo2017March Monthly Peak | Program Specific | Size: 20 kW to 199.99 kW | South of Lugo | 2017 | March Monthly Peak | 3 | 0
Program SpecificSize: 20 kW to 199.99 kWSouth of Lugo2017May Monthly Peak | Program Specific | Size: 20 kW to 199.99 kW | South of Lugo | 2017 | May Monthly Peak | 5 | 0
Program SpecificSize: 20 kW to 199.99 kWSouth of Lugo2017November Monthly Peak | Program Specific | Size: 20 kW to 199.99 kW | South of Lugo | 2017 | November Monthly Peak | 11 | 0
Program SpecificSize: 20 kW to 199.99 kWSouth of Lugo2017October Monthly Peak | Program Specific | Size: 20 kW to 199.99 kW | South of Lugo | 2017 | October Monthly Peak | 10 | 0
Program SpecificSize: 20 kW to 199.99 kWSouth of Lugo2017September Monthly Peak | Program Specific | Size: 20 kW to 199.99 kW | South of Lugo | 2017 | September Monthly Peak | 9 | 0
Program SpecificSize: 20 kW to 199.99 kWSouth of Lugo2017Typical Event Day | Program Specific | Size: 20 kW to 199.99 kW | South of Lugo | 2017 | Typical Event Day | 8 | 0
Program SpecificSize: 20 kW to 199.99 kWSouth of Lugo2018April Monthly Peak | Program Specific | Size: 20 kW to 199.99 kW | South of Lugo | 2018 | April Monthly Peak | 4 | 4318.5692
Program SpecificSize: 20 kW to 199.99 kWSouth of Lugo2018August Monthly Peak | Program Specific | Size: 20 kW to 199.99 kW | South of Lugo | 2018 | August Monthly Peak | 8 | 4318.5692
Program SpecificSize: 20 kW to 199.99 kWSouth of Lugo2018December Monthly Peak | Program Specific | Size: 20 kW to 199.99 kW | South of Lugo | 2018 | December Monthly Peak | 12 | 4318.5692
Program SpecificSize: 20 kW to 199.99 kWSouth of Lugo2018February Monthly Peak | Program Specific | Size: 20 kW to 199.99 kW | South of Lugo | 2018 | February Monthly Peak | 2 | 0
Program SpecificSize: 20 kW to 199.99 kWSouth of Lugo2018January Monthly Peak | Program Specific | Size: 20 kW to 199.99 kW | South of Lugo | 2018 | January Monthly Peak | 1 | 0
Program SpecificSize: 20 kW to 199.99 kWSouth of Lugo2018July Monthly Peak | Program Specific | Size: 20 kW to 199.99 kW | South of Lugo | 2018 | July Monthly Peak | 7 | 4318.5692
Program SpecificSize: 20 kW to 199.99 kWSouth of Lugo2018June Monthly Peak | Program Specific | Size: 20 kW to 199.99 kW | South of Lugo | 2018 | June Monthly Peak | 6 | 4318.5692
Program SpecificSize: 20 kW to 199.99 kWSouth of Lugo2018March Monthly Peak | Program Specific | Size: 20 kW to 199.99 kW | South of Lugo | 2018 | March Monthly Peak | 3 | 0
Program SpecificSize: 20 kW to 199.99 kWSouth of Lugo2018May Monthly Peak | Program Specific | Size: 20 kW to 199.99 kW | South of Lugo | 2018 | May Monthly Peak | 5 | 4318.5692
Program SpecificSize: 20 kW to 199.99 kWSouth of Lugo2018November Monthly Peak | Program Specific | Size: 20 kW to 199.99 kW | South of Lugo | 2018 | November Monthly Peak | 11 | 4318.5692
Program SpecificSize: 20 kW to 199.99 kWSouth of Lugo2018October Monthly Peak | Program Specific | Size: 20 kW to 199.99 kW | South of Lugo | 2018 | October Monthly Peak | 10 | 4318.5692
Program SpecificSize: 20 kW to 199.99 kWSouth of Lugo2018September Monthly Peak | Program Specific | Size: 20 kW to 199.99 kW | South of Lugo | 2018 | September Monthly Peak | 9 | 4318.5692
Program SpecificSize: 20 kW to 199.99 kWSouth of Lugo2018Typical Event Day | Program Specific | Size: 20 kW to 199.99 kW | South of Lugo | 2018 | Typical Event Day | 8 | 4318.5692
Program SpecificSize: 20 kW to 199.99 kWSouth of Lugo2019April Monthly Peak | Program Specific | Size: 20 kW to 199.99 kW | South of Lugo | 2019 | April Monthly Peak | 4 | 1727.4277
Program SpecificSize: 20 kW to 199.99 kWSouth of Lugo2019August Monthly Peak | Program Specific | Size: 20 kW to 199.99 kW | South of Lugo | 2019 | August Monthly Peak | 8 | 1727.4277
Program SpecificSize: 20 kW to 199.99 kWSouth of Lugo2019December Monthly Peak | Program Specific | Size: 20 kW to 199.99 kW | South of Lugo | 2019 | December Monthly Peak | 12 | 1727.4277
Program SpecificSize: 20 kW to 199.99 kWSouth of Lugo2019February Monthly Peak | Program Specific | Size: 20 kW to 199.99 kW | South of Lugo | 2019 | February Monthly Peak | 2 | 4318.5692
Program SpecificSize: 20 kW to 199.99 kWSouth of Lugo2019January Monthly Peak | Program Specific | Size: 20 kW to 199.99 kW | South of Lugo | 2019 | January Monthly Peak | 1 | 4318.5692
Program SpecificSize: 20 kW to 199.99 kWSouth of Lugo2019July Monthly Peak | Program Specific | Size: 20 kW to 199.99 kW | South of Lugo | 2019 | July Monthly Peak | 7 | 1727.4277
Program SpecificSize: 20 kW to 199.99 kWSouth of Lugo2019June Monthly Peak | Program Specific | Size: 20 kW to 199.99 kW | South of Lugo | 2019 | June Monthly Peak | 6 | 1727.4277
Program SpecificSize: 20 kW to 199.99 kWSouth of Lugo2019March Monthly Peak | Program Specific | Size: 20 kW to 199.99 kW | South of Lugo | 2019 | March Monthly Peak | 3 | 4318.5692
Program SpecificSize: 20 kW to 199.99 kWSouth of Lugo2019May Monthly Peak | Program Specific | Size: 20 kW to 199.99 kW | South of Lugo | 2019 | May Monthly Peak | 5 | 1727.4277
Program SpecificSize: 20 kW to 199.99 kWSouth of Lugo2019November Monthly Peak | Program Specific | Size: 20 kW to 199.99 kW | South of Lugo | 2019 | November Monthly Peak | 11 | 1727.4277
Program SpecificSize: 20 kW to 199.99 kWSouth of Lugo2019October Monthly Peak | Program Specific | Size: 20 kW to 199.99 kW | South of Lugo | 2019 | October Monthly Peak | 10 | 1727.4277
Program SpecificSize: 20 kW to 199.99 kWSouth of Lugo2019September Monthly Peak | Program Specific | Size: 20 kW to 199.99 kW | South of Lugo | 2019 | September Monthly Peak | 9 | 1727.4277
Program SpecificSize: 20 kW to 199.99 kWSouth of Lugo2019Typical Event Day | Program Specific | Size: 20 kW to 199.99 kW | South of Lugo | 2019 | Typical Event Day | 8 | 1727.4277
Program SpecificSize: 20 kW to 199.99 kWSouth of Lugo2020April Monthly Peak | Program Specific | Size: 20 kW to 199.99 kW | South of Lugo | 2020 | April Monthly Peak | 4 | 1727.4277
Program SpecificSize: 20 kW to 199.99 kWSouth of Lugo2020August Monthly Peak | Program Specific | Size: 20 kW to 199.99 kW | South of Lugo | 2020 | August Monthly Peak | 8 | 1727.4277
Program SpecificSize: 20 kW to 199.99 kWSouth of Lugo2020December Monthly Peak | Program Specific | Size: 20 kW to 199.99 kW | South of Lugo | 2020 | December Monthly Peak | 12 | 1727.4277
Program SpecificSize: 20 kW to 199.99 kWSouth of Lugo2020February Monthly Peak | Program Specific | Size: 20 kW to 199.99 kW | South of Lugo | 2020 | February Monthly Peak | 2 | 1727.4277
Program SpecificSize: 20 kW to 199.99 kWSouth of Lugo2020January Monthly Peak | Program Specific | Size: 20 kW to 199.99 kW | South of Lugo | 2020 | January Monthly Peak | 1 | 1727.4277
Program SpecificSize: 20 kW to 199.99 kWSouth of Lugo2020July Monthly Peak | Program Specific | Size: 20 kW to 199.99 kW | South of Lugo | 2020 | July Monthly Peak | 7 | 1727.4277
Program SpecificSize: 20 kW to 199.99 kWSouth of Lugo2020June Monthly Peak | Program Specific | Size: 20 kW to 199.99 kW | South of Lugo | 2020 | June Monthly Peak | 6 | 1727.4277
Program SpecificSize: 20 kW to 199.99 kWSouth of Lugo2020March Monthly Peak | Program Specific | Size: 20 kW to 199.99 kW | South of Lugo | 2020 | March Monthly Peak | 3 | 1727.4277
Program SpecificSize: 20 kW to 199.99 kWSouth of Lugo2020May Monthly Peak | Program Specific | Size: 20 kW to 199.99 kW | South of Lugo | 2020 | May Monthly Peak | 5 | 1727.4277
Program SpecificSize: 20 kW to 199.99 kWSouth of Lugo2020November Monthly Peak | Program Specific | Size: 20 kW to 199.99 kW | South of Lugo | 2020 | November Monthly Peak | 11 | 1727.4277
Program SpecificSize: 20 kW to 199.99 kWSouth of Lugo2020October Monthly Peak | Program Specific | Size: 20 kW to 199.99 kW | South of Lugo | 2020 | October Monthly Peak | 10 | 1727.4277
Program SpecificSize: 20 kW to 199.99 kWSouth of Lugo2020September Monthly Peak | Program Specific | Size: 20 kW to 199.99 kW | South of Lugo | 2020 | September Monthly Peak | 9 | 1727.4277
Program SpecificSize: 20 kW to 199.99 kWSouth of Lugo2020Typical Event Day | Program Specific | Size: 20 kW to 199.99 kW | South of Lugo | 2020 | Typical Event Day | 8 | 1727.4277
Program SpecificSize: 20 kW to 199.99 kWSouth of Lugo2021April Monthly Peak | Program Specific | Size: 20 kW to 199.99 kW | South of Lugo | 2021 | April Monthly Peak | 4 | 1727.4277
Program SpecificSize: 20 kW to 199.99 kWSouth of Lugo2021August Monthly Peak | Program Specific | Size: 20 kW to 199.99 kW | South of Lugo | 2021 | August Monthly Peak | 8 | 1727.4277
Program SpecificSize: 20 kW to 199.99 kWSouth of Lugo2021December Monthly Peak | Program Specific | Size: 20 kW to 199.99 kW | South of Lugo | 2021 | December Monthly Peak | 12 | 1727.4277
Program SpecificSize: 20 kW to 199.99 kWSouth of Lugo2021February Monthly Peak | Program Specific | Size: 20 kW to 199.99 kW | South of Lugo | 2021 | February Monthly Peak | 2 | 1727.4277
Program SpecificSize: 20 kW to 199.99 kWSouth of Lugo2021January Monthly Peak | Program Specific | Size: 20 kW to 199.99 kW | South of Lugo | 2021 | January Monthly Peak | 1 | 1727.4277
Program SpecificSize: 20 kW to 199.99 kWSouth of Lugo2021July Monthly Peak | Program Specific | Size: 20 kW to 199.99 kW | South of Lugo | 2021 | July Monthly Peak | 7 | 1727.4277
Program SpecificSize: 20 kW to 199.99 kWSouth of Lugo2021June Monthly Peak | Program Specific | Size: 20 kW to 199.99 kW | South of Lugo | 2021 | June Monthly Peak | 6 | 1727.4277
Program SpecificSize: 20 kW to 199.99 kWSouth of Lugo2021March Monthly Peak | Program Specific | Size: 20 kW to 199.99 kW | South of Lugo | 2021 | March Monthly Peak | 3 | 1727.4277
Program SpecificSize: 20 kW to 199.99 kWSouth of Lugo2021May Monthly Peak | Program Specific | Size: 20 kW to 199.99 kW | South of Lugo | 2021 | May Monthly Peak | 5 | 1727.4277
Program SpecificSize: 20 kW to 199.99 kWSouth of Lugo2021November Monthly Peak | Program Specific | Size: 20 kW to 199.99 kW | South of Lugo | 2021 | November Monthly Peak | 11 | 1727.4277
Program SpecificSize: 20 kW to 199.99 kWSouth of Lugo2021October Monthly Peak | Program Specific | Size: 20 kW to 199.99 kW | South of Lugo | 2021 | October Monthly Peak | 10 | 1727.4277
Program SpecificSize: 20 kW to 199.99 kWSouth of Lugo2021September Monthly Peak | Program Specific | Size: 20 kW to 199.99 kW | South of Lugo | 2021 | September Monthly Peak | 9 | 1727.4277
Program SpecificSize: 20 kW to 199.99 kWSouth of Lugo2021Typical Event Day | Program Specific | Size: 20 kW to 199.99 kW | South of Lugo | 2021 | Typical Event Day | 8 | 1727.4277
Program SpecificSize: 20 kW to 199.99 kWSouth of Lugo2022April Monthly Peak | Program Specific | Size: 20 kW to 199.99 kW | South of Lugo | 2022 | April Monthly Peak | 4 | 1727.4277
Program SpecificSize: 20 kW to 199.99 kWSouth of Lugo2022August Monthly Peak | Program Specific | Size: 20 kW to 199.99 kW | South of Lugo | 2022 | August Monthly Peak | 8 | 1727.4277
Program SpecificSize: 20 kW to 199.99 kWSouth of Lugo2022December Monthly Peak | Program Specific | Size: 20 kW to 199.99 kW | South of Lugo | 2022 | December Monthly Peak | 12 | 1727.4277
Program SpecificSize: 20 kW to 199.99 kWSouth of Lugo2022February Monthly Peak | Program Specific | Size: 20 kW to 199.99 kW | South of Lugo | 2022 | February Monthly Peak | 2 | 1727.4277
Program SpecificSize: 20 kW to 199.99 kWSouth of Lugo2022January Monthly Peak | Program Specific | Size: 20 kW to 199.99 kW | South of Lugo | 2022 | January Monthly Peak | 1 | 1727.4277
Program SpecificSize: 20 kW to 199.99 kWSouth of Lugo2022July Monthly Peak | Program Specific | Size: 20 kW to 199.99 kW | South of Lugo | 2022 | July Monthly Peak | 7 | 1727.4277
Program SpecificSize: 20 kW to 199.99 kWSouth of Lugo2022June Monthly Peak | Program Specific | Size: 20 kW to 199.99 kW | South of Lugo | 2022 | June Monthly Peak | 6 | 1727.4277
Program SpecificSize: 20 kW to 199.99 kWSouth of Lugo2022March Monthly Peak | Program Specific | Size: 20 kW to 199.99 kW | South of Lugo | 2022 | March Monthly Peak | 3 | 1727.4277
Program SpecificSize: 20 kW to 199.99 kWSouth of Lugo2022May Monthly Peak | Program Specific | Size: 20 kW to 199.99 kW | South of Lugo | 2022 | May Monthly Peak | 5 | 1727.4277
Program SpecificSize: 20 kW to 199.99 kWSouth of Lugo2022November Monthly Peak | Program Specific | Size: 20 kW to 199.99 kW | South of Lugo | 2022 | November Monthly Peak | 11 | 1727.4277
Program SpecificSize: 20 kW to 199.99 kWSouth of Lugo2022October Monthly Peak | Program Specific | Size: 20 kW to 199.99 kW | South of Lugo | 2022 | October Monthly Peak | 10 | 1727.4277
Program SpecificSize: 20 kW to 199.99 kWSouth of Lugo2022September Monthly Peak | Program Specific | Size: 20 kW to 199.99 kW | South of Lugo | 2022 | September Monthly Peak | 9 | 1727.4277
Program SpecificSize: 20 kW to 199.99 kWSouth of Lugo2022Typical Event Day | Program Specific | Size: 20 kW to 199.99 kW | South of Lugo | 2022 | Typical Event Day | 8 | 1727.4277
Program SpecificSize: 20 kW to 199.99 kWSouth of Lugo2023April Monthly Peak | Program Specific | Size: 20 kW to 199.99 kW | South of Lugo | 2023 | April Monthly Peak | 4 | 1727.4277
Program SpecificSize: 20 kW to 199.99 kWSouth of Lugo2023August Monthly Peak | Program Specific | Size: 20 kW to 199.99 kW | South of Lugo | 2023 | August Monthly Peak | 8 | 1727.4277
Program SpecificSize: 20 kW to 199.99 kWSouth of Lugo2023December Monthly Peak | Program Specific | Size: 20 kW to 199.99 kW | South of Lugo | 2023 | December Monthly Peak | 12 | 1727.4277
Program SpecificSize: 20 kW to 199.99 kWSouth of Lugo2023February Monthly Peak | Program Specific | Size: 20 kW to 199.99 kW | South of Lugo | 2023 | February Monthly Peak | 2 | 1727.4277
Program SpecificSize: 20 kW to 199.99 kWSouth of Lugo2023January Monthly Peak | Program Specific | Size: 20 kW to 199.99 kW | South of Lugo | 2023 | January Monthly Peak | 1 | 1727.4277
Program SpecificSize: 20 kW to 199.99 kWSouth of Lugo2023July Monthly Peak | Program Specific | Size: 20 kW to 199.99 kW | South of Lugo | 2023 | July Monthly Peak | 7 | 1727.4277
Program SpecificSize: 20 kW to 199.99 kWSouth of Lugo2023June Monthly Peak | Program Specific | Size: 20 kW to 199.99 kW | South of Lugo | 2023 | June Monthly Peak | 6 | 1727.4277
Program SpecificSize: 20 kW to 199.99 kWSouth of Lugo2023March Monthly Peak | Program Specific | Size: 20 kW to 199.99 kW | South of Lugo | 2023 | March Monthly Peak | 3 | 1727.4277
Program SpecificSize: 20 kW to 199.99 kWSouth of Lugo2023May Monthly Peak | Program Specific | Size: 20 kW to 199.99 kW | South of Lugo | 2023 | May Monthly Peak | 5 | 1727.4277
Program SpecificSize: 20 kW to 199.99 kWSouth of Lugo2023November Monthly Peak | Program Specific | Size: 20 kW to 199.99 kW | South of Lugo | 2023 | November Monthly Peak | 11 | 1727.4277
Program SpecificSize: 20 kW to 199.99 kWSouth of Lugo2023October Monthly Peak | Program Specific | Size: 20 kW to 199.99 kW | South of Lugo | 2023 | October Monthly Peak | 10 | 1727.4277
Program SpecificSize: 20 kW to 199.99 kWSouth of Lugo2023September Monthly Peak | Program Specific | Size: 20 kW to 199.99 kW | South of Lugo | 2023 | September Monthly Peak | 9 | 1727.4277
Program SpecificSize: 20 kW to 199.99 kWSouth of Lugo2023Typical Event Day | Program Specific | Size: 20 kW to 199.99 kW | South of Lugo | 2023 | Typical Event Day | 8 | 1727.4277
Program SpecificSize: 20 kW to 199.99 kWSouth of Lugo2024April Monthly Peak | Program Specific | Size: 20 kW to 199.99 kW | South of Lugo | 2024 | April Monthly Peak | 4 | 1727.4277
Program SpecificSize: 20 kW to 199.99 kWSouth of Lugo2024August Monthly Peak | Program Specific | Size: 20 kW to 199.99 kW | South of Lugo | 2024 | August Monthly Peak | 8 | 1727.4277
Program SpecificSize: 20 kW to 199.99 kWSouth of Lugo2024December Monthly Peak | Program Specific | Size: 20 kW to 199.99 kW | South of Lugo | 2024 | December Monthly Peak | 12 | 1727.4277
Program SpecificSize: 20 kW to 199.99 kWSouth of Lugo2024February Monthly Peak | Program Specific | Size: 20 kW to 199.99 kW | South of Lugo | 2024 | February Monthly Peak | 2 | 1727.4277
Program SpecificSize: 20 kW to 199.99 kWSouth of Lugo2024January Monthly Peak | Program Specific | Size: 20 kW to 199.99 kW | South of Lugo | 2024 | January Monthly Peak | 1 | 1727.4277
Program SpecificSize: 20 kW to 199.99 kWSouth of Lugo2024July Monthly Peak | Program Specific | Size: 20 kW to 199.99 kW | South of Lugo | 2024 | July Monthly Peak | 7 | 1727.4277
Program SpecificSize: 20 kW to 199.99 kWSouth of Lugo2024June Monthly Peak | Program Specific | Size: 20 kW to 199.99 kW | South of Lugo | 2024 | June Monthly Peak | 6 | 1727.4277
Program SpecificSize: 20 kW to 199.99 kWSouth of Lugo2024March Monthly Peak | Program Specific | Size: 20 kW to 199.99 kW | South of Lugo | 2024 | March Monthly Peak | 3 | 1727.4277
Program SpecificSize: 20 kW to 199.99 kWSouth of Lugo2024May Monthly Peak | Program Specific | Size: 20 kW to 199.99 kW | South of Lugo | 2024 | May Monthly Peak | 5 | 1727.4277
Program SpecificSize: 20 kW to 199.99 kWSouth of Lugo2024November Monthly Peak | Program Specific | Size: 20 kW to 199.99 kW | South of Lugo | 2024 | November Monthly Peak | 11 | 1727.4277
Program SpecificSize: 20 kW to 199.99 kWSouth of Lugo2024October Monthly Peak | Program Specific | Size: 20 kW to 199.99 kW | South of Lugo | 2024 | October Monthly Peak | 10 | 1727.4277
Program SpecificSize: 20 kW to 199.99 kWSouth of Lugo2024September Monthly Peak | Program Specific | Size: 20 kW to 199.99 kW | South of Lugo | 2024 | September Monthly Peak | 9 | 1727.4277
Program SpecificSize: 20 kW to 199.99 kWSouth of Lugo2024Typical Event Day | Program Specific | Size: 20 kW to 199.99 kW | South of Lugo | 2024 | Typical Event Day | 8 | 1727.4277
Program SpecificSize: 20 kW to 199.99 kWSouth of Lugo2025April Monthly Peak | Program Specific | Size: 20 kW to 199.99 kW | South of Lugo | 2025 | April Monthly Peak | 4 | 1727.4277
Program SpecificSize: 20 kW to 199.99 kWSouth of Lugo2025August Monthly Peak | Program Specific | Size: 20 kW to 199.99 kW | South of Lugo | 2025 | August Monthly Peak | 8 | 1727.4277
Program SpecificSize: 20 kW to 199.99 kWSouth of Lugo2025December Monthly Peak | Program Specific | Size: 20 kW to 199.99 kW | South of Lugo | 2025 | December Monthly Peak | 12 | 1727.4277
Program SpecificSize: 20 kW to 199.99 kWSouth of Lugo2025February Monthly Peak | Program Specific | Size: 20 kW to 199.99 kW | South of Lugo | 2025 | February Monthly Peak | 2 | 1727.4277
Program SpecificSize: 20 kW to 199.99 kWSouth of Lugo2025January Monthly Peak | Program Specific | Size: 20 kW to 199.99 kW | South of Lugo | 2025 | January Monthly Peak | 1 | 1727.4277
Program SpecificSize: 20 kW to 199.99 kWSouth of Lugo2025July Monthly Peak | Program Specific | Size: 20 kW to 199.99 kW | South of Lugo | 2025 | July Monthly Peak | 7 | 1727.4277
Program SpecificSize: 20 kW to 199.99 kWSouth of Lugo2025June Monthly Peak | Program Specific | Size: 20 kW to 199.99 kW | South of Lugo | 2025 | June Monthly Peak | 6 | 1727.4277
Program SpecificSize: 20 kW to 199.99 kWSouth of Lugo2025March Monthly Peak | Program Specific | Size: 20 kW to 199.99 kW | South of Lugo | 2025 | March Monthly Peak | 3 | 1727.4277
Program SpecificSize: 20 kW to 199.99 kWSouth of Lugo2025May Monthly Peak | Program Specific | Size: 20 kW to 199.99 kW | South of Lugo | 2025 | May Monthly Peak | 5 | 1727.4277
Program SpecificSize: 20 kW to 199.99 kWSouth of Lugo2025November Monthly Peak | Program Specific | Size: 20 kW to 199.99 kW | South of Lugo | 2025 | November Monthly Peak | 11 | 1727.4277
Program SpecificSize: 20 kW to 199.99 kWSouth of Lugo2025October Monthly Peak | Program Specific | Size: 20 kW to 199.99 kW | South of Lugo | 2025 | October Monthly Peak | 10 | 1727.4277
Program SpecificSize: 20 kW to 199.99 kWSouth of Lugo2025September Monthly Peak | Program Specific | Size: 20 kW to 199.99 kW | South of Lugo | 2025 | September Monthly Peak | 9 | 1727.4277
Program SpecificSize: 20 kW to 199.99 kWSouth of Lugo2025Typical Event Day | Program Specific | Size: 20 kW to 199.99 kW | South of Lugo | 2025 | Typical Event Day | 8 | 1727.4277
Program SpecificSize: 20 kW to 199.99 kWSouth of Lugo2026April Monthly Peak | Program Specific | Size: 20 kW to 199.99 kW | South of Lugo | 2026 | April Monthly Peak | 4 | 1727.4277
Program SpecificSize: 20 kW to 199.99 kWSouth of Lugo2026August Monthly Peak | Program Specific | Size: 20 kW to 199.99 kW | South of Lugo | 2026 | August Monthly Peak | 8 | 1727.4277
Program SpecificSize: 20 kW to 199.99 kWSouth of Lugo2026December Monthly Peak | Program Specific | Size: 20 kW to 199.99 kW | South of Lugo | 2026 | December Monthly Peak | 12 | 1727.4277
Program SpecificSize: 20 kW to 199.99 kWSouth of Lugo2026February Monthly Peak | Program Specific | Size: 20 kW to 199.99 kW | South of Lugo | 2026 | February Monthly Peak | 2 | 1727.4277
Program SpecificSize: 20 kW to 199.99 kWSouth of Lugo2026January Monthly Peak | Program Specific | Size: 20 kW to 199.99 kW | South of Lugo | 2026 | January Monthly Peak | 1 | 1727.4277
Program SpecificSize: 20 kW to 199.99 kWSouth of Lugo2026July Monthly Peak | Program Specific | Size: 20 kW to 199.99 kW | South of Lugo | 2026 | July Monthly Peak | 7 | 1727.4277
Program SpecificSize: 20 kW to 199.99 kWSouth of Lugo2026June Monthly Peak | Program Specific | Size: 20 kW to 199.99 kW | South of Lugo | 2026 | June Monthly Peak | 6 | 1727.4277
Program SpecificSize: 20 kW to 199.99 kWSouth of Lugo2026March Monthly Peak | Program Specific | Size: 20 kW to 199.99 kW | South of Lugo | 2026 | March Monthly Peak | 3 | 1727.4277
Program SpecificSize: 20 kW to 199.99 kWSouth of Lugo2026May Monthly Peak | Program Specific | Size: 20 kW to 199.99 kW | South of Lugo | 2026 | May Monthly Peak | 5 | 1727.4277
Program SpecificSize: 20 kW to 199.99 kWSouth of Lugo2026November Monthly Peak | Program Specific | Size: 20 kW to 199.99 kW | South of Lugo | 2026 | November Monthly Peak | 11 | 1727.4277
Program SpecificSize: 20 kW to 199.99 kWSouth of Lugo2026October Monthly Peak | Program Specific | Size: 20 kW to 199.99 kW | South of Lugo | 2026 | October Monthly Peak | 10 | 1727.4277
Program SpecificSize: 20 kW to 199.99 kWSouth of Lugo2026September Monthly Peak | Program Specific | Size: 20 kW to 199.99 kW | South of Lugo | 2026 | September Monthly Peak | 9 | 1727.4277
Program SpecificSize: 20 kW to 199.99 kWSouth of Lugo2026Typical Event Day | Program Specific | Size: 20 kW to 199.99 kW | South of Lugo | 2026 | Typical Event Day | 8 | 1727.4277
Program SpecificSize: Over 200kWAll2015April Monthly Peak | Program Specific | Size: Over 200kW | All | 2015 | April Monthly Peak | 4 | 2718
Program SpecificSize: Over 200kWAll2015August Monthly Peak | Program Specific | Size: Over 200kW | All | 2015 | August Monthly Peak | 8 | 2718
Program SpecificSize: Over 200kWAll2015December Monthly Peak | Program Specific | Size: Over 200kW | All | 2015 | December Monthly Peak | 12 | 2718
Program SpecificSize: Over 200kWAll2015February Monthly Peak | Program Specific | Size: Over 200kW | All | 2015 | February Monthly Peak | 2 | 2718
Program SpecificSize: Over 200kWAll2015January Monthly Peak | Program Specific | Size: Over 200kW | All | 2015 | January Monthly Peak | 1 | 2718
Program SpecificSize: Over 200kWAll2015July Monthly Peak | Program Specific | Size: Over 200kW | All | 2015 | July Monthly Peak | 7 | 2718
Program SpecificSize: Over 200kWAll2015June Monthly Peak | Program Specific | Size: Over 200kW | All | 2015 | June Monthly Peak | 6 | 2718
Program SpecificSize: Over 200kWAll2015March Monthly Peak | Program Specific | Size: Over 200kW | All | 2015 | March Monthly Peak | 3 | 2718
Program SpecificSize: Over 200kWAll2015May Monthly Peak | Program Specific | Size: Over 200kW | All | 2015 | May Monthly Peak | 5 | 2718
Program SpecificSize: Over 200kWAll2015November Monthly Peak | Program Specific | Size: Over 200kW | All | 2015 | November Monthly Peak | 11 | 2718
Program SpecificSize: Over 200kWAll2015October Monthly Peak | Program Specific | Size: Over 200kW | All | 2015 | October Monthly Peak | 10 | 2718
Program SpecificSize: Over 200kWAll2015September Monthly Peak | Program Specific | Size: Over 200kW | All | 2015 | September Monthly Peak | 9 | 2718
Program SpecificSize: Over 200kWAll2015Typical Event Day | Program Specific | Size: Over 200kW | All | 2015 | Typical Event Day | 8 | 2718
Program SpecificSize: Over 200kWAll2016April Monthly Peak | Program Specific | Size: Over 200kW | All | 2016 | April Monthly Peak | 4 | 2718
Program SpecificSize: Over 200kWAll2016August Monthly Peak | Program Specific | Size: Over 200kW | All | 2016 | August Monthly Peak | 8 | 2718
Program SpecificSize: Over 200kWAll2016December Monthly Peak | Program Specific | Size: Over 200kW | All | 2016 | December Monthly Peak | 12 | 2718
Program SpecificSize: Over 200kWAll2016February Monthly Peak | Program Specific | Size: Over 200kW | All | 2016 | February Monthly Peak | 2 | 2718
Program SpecificSize: Over 200kWAll2016January Monthly Peak | Program Specific | Size: Over 200kW | All | 2016 | January Monthly Peak | 1 | 2718
Program SpecificSize: Over 200kWAll2016July Monthly Peak | Program Specific | Size: Over 200kW | All | 2016 | July Monthly Peak | 7 | 2718
Program SpecificSize: Over 200kWAll2016June Monthly Peak | Program Specific | Size: Over 200kW | All | 2016 | June Monthly Peak | 6 | 2718
Program SpecificSize: Over 200kWAll2016March Monthly Peak | Program Specific | Size: Over 200kW | All | 2016 | March Monthly Peak | 3 | 2718
Program SpecificSize: Over 200kWAll2016May Monthly Peak | Program Specific | Size: Over 200kW | All | 2016 | May Monthly Peak | 5 | 2718
Program SpecificSize: Over 200kWAll2016November Monthly Peak | Program Specific | Size: Over 200kW | All | 2016 | November Monthly Peak | 11 | 2718
Program SpecificSize: Over 200kWAll2016October Monthly Peak | Program Specific | Size: Over 200kW | All | 2016 | October Monthly Peak | 10 | 2718
Program SpecificSize: Over 200kWAll2016September Monthly Peak | Program Specific | Size: Over 200kW | All | 2016 | September Monthly Peak | 9 | 2718
Program SpecificSize: Over 200kWAll2016Typical Event Day | Program Specific | Size: Over 200kW | All | 2016 | Typical Event Day | 8 | 2718
Program SpecificSize: Over 200kWAll2017April Monthly Peak | Program Specific | Size: Over 200kW | All | 2017 | April Monthly Peak | 4 | 2737.8414
Program SpecificSize: Over 200kWAll2017August Monthly Peak | Program Specific | Size: Over 200kW | All | 2017 | August Monthly Peak | 8 | 2737.8414
Program SpecificSize: Over 200kWAll2017December Monthly Peak | Program Specific | Size: Over 200kW | All | 2017 | December Monthly Peak | 12 | 2737.8414
Program SpecificSize: Over 200kWAll2017February Monthly Peak | Program Specific | Size: Over 200kW | All | 2017 | February Monthly Peak | 2 | 2737.8414
Program SpecificSize: Over 200kWAll2017January Monthly Peak | Program Specific | Size: Over 200kW | All | 2017 | January Monthly Peak | 1 | 2737.8414
Program SpecificSize: Over 200kWAll2017July Monthly Peak | Program Specific | Size: Over 200kW | All | 2017 | July Monthly Peak | 7 | 2737.8414
Program SpecificSize: Over 200kWAll2017June Monthly Peak | Program Specific | Size: Over 200kW | All | 2017 | June Monthly Peak | 6 | 2737.8414
Program SpecificSize: Over 200kWAll2017March Monthly Peak | Program Specific | Size: Over 200kW | All | 2017 | March Monthly Peak | 3 | 2737.8414
Program SpecificSize: Over 200kWAll2017May Monthly Peak | Program Specific | Size: Over 200kW | All | 2017 | May Monthly Peak | 5 | 2737.8414
Program SpecificSize: Over 200kWAll2017November Monthly Peak | Program Specific | Size: Over 200kW | All | 2017 | November Monthly Peak | 11 | 2737.8414
Program SpecificSize: Over 200kWAll2017October Monthly Peak | Program Specific | Size: Over 200kW | All | 2017 | October Monthly Peak | 10 | 2737.8414
Program SpecificSize: Over 200kWAll2017September Monthly Peak | Program Specific | Size: Over 200kW | All | 2017 | September Monthly Peak | 9 | 2737.8414
Program SpecificSize: Over 200kWAll2017Typical Event Day | Program Specific | Size: Over 200kW | All | 2017 | Typical Event Day | 8 | 2737.8414
Program SpecificSize: Over 200kWAll2018April Monthly Peak | Program Specific | Size: Over 200kW | All | 2018 | April Monthly Peak | 4 | 2746.0549
Program SpecificSize: Over 200kWAll2018August Monthly Peak | Program Specific | Size: Over 200kW | All | 2018 | August Monthly Peak | 8 | 2746.0549
Program SpecificSize: Over 200kWAll2018December Monthly Peak | Program Specific | Size: Over 200kW | All | 2018 | December Monthly Peak | 12 | 2746.0549
Program SpecificSize: Over 200kWAll2018February Monthly Peak | Program Specific | Size: Over 200kW | All | 2018 | February Monthly Peak | 2 | 2746.0549
Program SpecificSize: Over 200kWAll2018January Monthly Peak | Program Specific | Size: Over 200kW | All | 2018 | January Monthly Peak | 1 | 2746.0549
Program SpecificSize: Over 200kWAll2018July Monthly Peak | Program Specific | Size: Over 200kW | All | 2018 | July Monthly Peak | 7 | 2746.0549
Program SpecificSize: Over 200kWAll2018June Monthly Peak | Program Specific | Size: Over 200kW | All | 2018 | June Monthly Peak | 6 | 2746.0549
Program SpecificSize: Over 200kWAll2018March Monthly Peak | Program Specific | Size: Over 200kW | All | 2018 | March Monthly Peak | 3 | 2746.0549
Program SpecificSize: Over 200kWAll2018May Monthly Peak | Program Specific | Size: Over 200kW | All | 2018 | May Monthly Peak | 5 | 2746.0549
Program SpecificSize: Over 200kWAll2018November Monthly Peak | Program Specific | Size: Over 200kW | All | 2018 | November Monthly Peak | 11 | 2746.0549
Program SpecificSize: Over 200kWAll2018October Monthly Peak | Program Specific | Size: Over 200kW | All | 2018 | October Monthly Peak | 10 | 2746.0549
Program SpecificSize: Over 200kWAll2018September Monthly Peak | Program Specific | Size: Over 200kW | All | 2018 | September Monthly Peak | 9 | 2746.0549
Program SpecificSize: Over 200kWAll2018Typical Event Day | Program Specific | Size: Over 200kW | All | 2018 | Typical Event Day | 8 | 2746.0549
Program SpecificSize: Over 200kWAll2019April Monthly Peak | Program Specific | Size: Over 200kW | All | 2019 | April Monthly Peak | 4 | 2754.2931
Program SpecificSize: Over 200kWAll2019August Monthly Peak | Program Specific | Size: Over 200kW | All | 2019 | August Monthly Peak | 8 | 2754.2931
Program SpecificSize: Over 200kWAll2019December Monthly Peak | Program Specific | Size: Over 200kW | All | 2019 | December Monthly Peak | 12 | 2754.2931
Program SpecificSize: Over 200kWAll2019February Monthly Peak | Program Specific | Size: Over 200kW | All | 2019 | February Monthly Peak | 2 | 2754.2931
Program SpecificSize: Over 200kWAll2019January Monthly Peak | Program Specific | Size: Over 200kW | All | 2019 | January Monthly Peak | 1 | 2754.2931
Program SpecificSize: Over 200kWAll2019July Monthly Peak | Program Specific | Size: Over 200kW | All | 2019 | July Monthly Peak | 7 | 2754.2931
Program SpecificSize: Over 200kWAll2019June Monthly Peak | Program Specific | Size: Over 200kW | All | 2019 | June Monthly Peak | 6 | 2754.2931
Program SpecificSize: Over 200kWAll2019March Monthly Peak | Program Specific | Size: Over 200kW | All | 2019 | March Monthly Peak | 3 | 2754.2931
Program SpecificSize: Over 200kWAll2019May Monthly Peak | Program Specific | Size: Over 200kW | All | 2019 | May Monthly Peak | 5 | 2754.2931
Program SpecificSize: Over 200kWAll2019November Monthly Peak | Program Specific | Size: Over 200kW | All | 2019 | November Monthly Peak | 11 | 2754.2931
Program SpecificSize: Over 200kWAll2019October Monthly Peak | Program Specific | Size: Over 200kW | All | 2019 | October Monthly Peak | 10 | 2754.2931
Program SpecificSize: Over 200kWAll2019September Monthly Peak | Program Specific | Size: Over 200kW | All | 2019 | September Monthly Peak | 9 | 2754.2931
Program SpecificSize: Over 200kWAll2019Typical Event Day | Program Specific | Size: Over 200kW | All | 2019 | Typical Event Day | 8 | 2754.2931
Program SpecificSize: Over 200kWAll2020April Monthly Peak | Program Specific | Size: Over 200kW | All | 2020 | April Monthly Peak | 4 | 2762.556
Program SpecificSize: Over 200kWAll2020August Monthly Peak | Program Specific | Size: Over 200kW | All | 2020 | August Monthly Peak | 8 | 2762.556
Program SpecificSize: Over 200kWAll2020December Monthly Peak | Program Specific | Size: Over 200kW | All | 2020 | December Monthly Peak | 12 | 2762.556
Program SpecificSize: Over 200kWAll2020February Monthly Peak | Program Specific | Size: Over 200kW | All | 2020 | February Monthly Peak | 2 | 2762.556
Program SpecificSize: Over 200kWAll2020January Monthly Peak | Program Specific | Size: Over 200kW | All | 2020 | January Monthly Peak | 1 | 2762.556
Program SpecificSize: Over 200kWAll2020July Monthly Peak | Program Specific | Size: Over 200kW | All | 2020 | July Monthly Peak | 7 | 2762.556
Program SpecificSize: Over 200kWAll2020June Monthly Peak | Program Specific | Size: Over 200kW | All | 2020 | June Monthly Peak | 6 | 2762.556
Program SpecificSize: Over 200kWAll2020March Monthly Peak | Program Specific | Size: Over 200kW | All | 2020 | March Monthly Peak | 3 | 2762.556
Program SpecificSize: Over 200kWAll2020May Monthly Peak | Program Specific | Size: Over 200kW | All | 2020 | May Monthly Peak | 5 | 2762.556
Program SpecificSize: Over 200kWAll2020November Monthly Peak | Program Specific | Size: Over 200kW | All | 2020 | November Monthly Peak | 11 | 2762.556
Program SpecificSize: Over 200kWAll2020October Monthly Peak | Program Specific | Size: Over 200kW | All | 2020 | October Monthly Peak | 10 | 2762.556
Program SpecificSize: Over 200kWAll2020September Monthly Peak | Program Specific | Size: Over 200kW | All | 2020 | September Monthly Peak | 9 | 2762.556
Program SpecificSize: Over 200kWAll2020Typical Event Day | Program Specific | Size: Over 200kW | All | 2020 | Typical Event Day | 8 | 2762.556
Program SpecificSize: Over 200kWAll2021April Monthly Peak | Program Specific | Size: Over 200kW | All | 2021 | April Monthly Peak | 4 | 2770.8437
Program SpecificSize: Over 200kWAll2021August Monthly Peak | Program Specific | Size: Over 200kW | All | 2021 | August Monthly Peak | 8 | 2770.8437
Program SpecificSize: Over 200kWAll2021December Monthly Peak | Program Specific | Size: Over 200kW | All | 2021 | December Monthly Peak | 12 | 2770.8437
Program SpecificSize: Over 200kWAll2021February Monthly Peak | Program Specific | Size: Over 200kW | All | 2021 | February Monthly Peak | 2 | 2770.8437
Program SpecificSize: Over 200kWAll2021January Monthly Peak | Program Specific | Size: Over 200kW | All | 2021 | January Monthly Peak | 1 | 2770.8437
Program SpecificSize: Over 200kWAll2021July Monthly Peak | Program Specific | Size: Over 200kW | All | 2021 | July Monthly Peak | 7 | 2770.8437
Program SpecificSize: Over 200kWAll2021June Monthly Peak | Program Specific | Size: Over 200kW | All | 2021 | June Monthly Peak | 6 | 2770.8437
Program SpecificSize: Over 200kWAll2021March Monthly Peak | Program Specific | Size: Over 200kW | All | 2021 | March Monthly Peak | 3 | 2770.8437
Program SpecificSize: Over 200kWAll2021May Monthly Peak | Program Specific | Size: Over 200kW | All | 2021 | May Monthly Peak | 5 | 2770.8437
Program SpecificSize: Over 200kWAll2021November Monthly Peak | Program Specific | Size: Over 200kW | All | 2021 | November Monthly Peak | 11 | 2770.8437
Program SpecificSize: Over 200kWAll2021October Monthly Peak | Program Specific | Size: Over 200kW | All | 2021 | October Monthly Peak | 10 | 2770.8437
Program SpecificSize: Over 200kWAll2021September Monthly Peak | Program Specific | Size: Over 200kW | All | 2021 | September Monthly Peak | 9 | 2770.8437
Program SpecificSize: Over 200kWAll2021Typical Event Day | Program Specific | Size: Over 200kW | All | 2021 | Typical Event Day | 8 | 2770.8437
Program SpecificSize: Over 200kWAll2022April Monthly Peak | Program Specific | Size: Over 200kW | All | 2022 | April Monthly Peak | 4 | 2779.1562
Program SpecificSize: Over 200kWAll2022August Monthly Peak | Program Specific | Size: Over 200kW | All | 2022 | August Monthly Peak | 8 | 2779.1562
Program SpecificSize: Over 200kWAll2022December Monthly Peak | Program Specific | Size: Over 200kW | All | 2022 | December Monthly Peak | 12 | 2779.1562
Program SpecificSize: Over 200kWAll2022February Monthly Peak | Program Specific | Size: Over 200kW | All | 2022 | February Monthly Peak | 2 | 2779.1562
Program SpecificSize: Over 200kWAll2022January Monthly Peak | Program Specific | Size: Over 200kW | All | 2022 | January Monthly Peak | 1 | 2779.1562
Program SpecificSize: Over 200kWAll2022July Monthly Peak | Program Specific | Size: Over 200kW | All | 2022 | July Monthly Peak | 7 | 2779.1562
Program SpecificSize: Over 200kWAll2022June Monthly Peak | Program Specific | Size: Over 200kW | All | 2022 | June Monthly Peak | 6 | 2779.1562
Program SpecificSize: Over 200kWAll2022March Monthly Peak | Program Specific | Size: Over 200kW | All | 2022 | March Monthly Peak | 3 | 2779.1562
Program SpecificSize: Over 200kWAll2022May Monthly Peak | Program Specific | Size: Over 200kW | All | 2022 | May Monthly Peak | 5 | 2779.1562
Program SpecificSize: Over 200kWAll2022November Monthly Peak | Program Specific | Size: Over 200kW | All | 2022 | November Monthly Peak | 11 | 2779.1562
Program SpecificSize: Over 200kWAll2022October Monthly Peak | Program Specific | Size: Over 200kW | All | 2022 | October Monthly Peak | 10 | 2779.1562
Program SpecificSize: Over 200kWAll2022September Monthly Peak | Program Specific | Size: Over 200kW | All | 2022 | September Monthly Peak | 9 | 2779.1562
Program SpecificSize: Over 200kWAll2022Typical Event Day | Program Specific | Size: Over 200kW | All | 2022 | Typical Event Day | 8 | 2779.1562
Program SpecificSize: Over 200kWAll2023April Monthly Peak | Program Specific | Size: Over 200kW | All | 2023 | April Monthly Peak | 4 | 2787.4937
Program SpecificSize: Over 200kWAll2023August Monthly Peak | Program Specific | Size: Over 200kW | All | 2023 | August Monthly Peak | 8 | 2787.4937
Program SpecificSize: Over 200kWAll2023December Monthly Peak | Program Specific | Size: Over 200kW | All | 2023 | December Monthly Peak | 12 | 2787.4937
Program SpecificSize: Over 200kWAll2023February Monthly Peak | Program Specific | Size: Over 200kW | All | 2023 | February Monthly Peak | 2 | 2787.4937
Program SpecificSize: Over 200kWAll2023January Monthly Peak | Program Specific | Size: Over 200kW | All | 2023 | January Monthly Peak | 1 | 2787.4937
Program SpecificSize: Over 200kWAll2023July Monthly Peak | Program Specific | Size: Over 200kW | All | 2023 | July Monthly Peak | 7 | 2787.4937
Program SpecificSize: Over 200kWAll2023June Monthly Peak | Program Specific | Size: Over 200kW | All | 2023 | June Monthly Peak | 6 | 2787.4937
Program SpecificSize: Over 200kWAll2023March Monthly Peak | Program Specific | Size: Over 200kW | All | 2023 | March Monthly Peak | 3 | 2787.4937
Program SpecificSize: Over 200kWAll2023May Monthly Peak | Program Specific | Size: Over 200kW | All | 2023 | May Monthly Peak | 5 | 2787.4937
Program SpecificSize: Over 200kWAll2023November Monthly Peak | Program Specific | Size: Over 200kW | All | 2023 | November Monthly Peak | 11 | 2787.4937
Program SpecificSize: Over 200kWAll2023October Monthly Peak | Program Specific | Size: Over 200kW | All | 2023 | October Monthly Peak | 10 | 2787.4937
Program SpecificSize: Over 200kWAll2023September Monthly Peak | Program Specific | Size: Over 200kW | All | 2023 | September Monthly Peak | 9 | 2787.4937
Program SpecificSize: Over 200kWAll2023Typical Event Day | Program Specific | Size: Over 200kW | All | 2023 | Typical Event Day | 8 | 2787.4937
Program SpecificSize: Over 200kWAll2024April Monthly Peak | Program Specific | Size: Over 200kW | All | 2024 | April Monthly Peak | 4 | 2795.8561
Program SpecificSize: Over 200kWAll2024August Monthly Peak | Program Specific | Size: Over 200kW | All | 2024 | August Monthly Peak | 8 | 2795.8561
Program SpecificSize: Over 200kWAll2024December Monthly Peak | Program Specific | Size: Over 200kW | All | 2024 | December Monthly Peak | 12 | 2795.8561
Program SpecificSize: Over 200kWAll2024February Monthly Peak | Program Specific | Size: Over 200kW | All | 2024 | February Monthly Peak | 2 | 2795.8561
Program SpecificSize: Over 200kWAll2024January Monthly Peak | Program Specific | Size: Over 200kW | All | 2024 | January Monthly Peak | 1 | 2795.8561
Program SpecificSize: Over 200kWAll2024July Monthly Peak | Program Specific | Size: Over 200kW | All | 2024 | July Monthly Peak | 7 | 2795.8561
Program SpecificSize: Over 200kWAll2024June Monthly Peak | Program Specific | Size: Over 200kW | All | 2024 | June Monthly Peak | 6 | 2795.8561
Program SpecificSize: Over 200kWAll2024March Monthly Peak | Program Specific | Size: Over 200kW | All | 2024 | March Monthly Peak | 3 | 2795.8561
Program SpecificSize: Over 200kWAll2024May Monthly Peak | Program Specific | Size: Over 200kW | All | 2024 | May Monthly Peak | 5 | 2795.8561
Program SpecificSize: Over 200kWAll2024November Monthly Peak | Program Specific | Size: Over 200kW | All | 2024 | November Monthly Peak | 11 | 2795.8561
Program SpecificSize: Over 200kWAll2024October Monthly Peak | Program Specific | Size: Over 200kW | All | 2024 | October Monthly Peak | 10 | 2795.8561
Program SpecificSize: Over 200kWAll2024September Monthly Peak | Program Specific | Size: Over 200kW | All | 2024 | September Monthly Peak | 9 | 2795.8561
Program SpecificSize: Over 200kWAll2024Typical Event Day | Program Specific | Size: Over 200kW | All | 2024 | Typical Event Day | 8 | 2795.8561
Program SpecificSize: Over 200kWAll2025April Monthly Peak | Program Specific | Size: Over 200kW | All | 2025 | April Monthly Peak | 4 | 2804.2437
Program SpecificSize: Over 200kWAll2025August Monthly Peak | Program Specific | Size: Over 200kW | All | 2025 | August Monthly Peak | 8 | 2804.2437
Program SpecificSize: Over 200kWAll2025December Monthly Peak | Program Specific | Size: Over 200kW | All | 2025 | December Monthly Peak | 12 | 2804.2437
Program SpecificSize: Over 200kWAll2025February Monthly Peak | Program Specific | Size: Over 200kW | All | 2025 | February Monthly Peak | 2 | 2804.2437
Program SpecificSize: Over 200kWAll2025January Monthly Peak | Program Specific | Size: Over 200kW | All | 2025 | January Monthly Peak | 1 | 2804.2437
Program SpecificSize: Over 200kWAll2025July Monthly Peak | Program Specific | Size: Over 200kW | All | 2025 | July Monthly Peak | 7 | 2804.2437
Program SpecificSize: Over 200kWAll2025June Monthly Peak | Program Specific | Size: Over 200kW | All | 2025 | June Monthly Peak | 6 | 2804.2437
Program SpecificSize: Over 200kWAll2025March Monthly Peak | Program Specific | Size: Over 200kW | All | 2025 | March Monthly Peak | 3 | 2804.2437
Program SpecificSize: Over 200kWAll2025May Monthly Peak | Program Specific | Size: Over 200kW | All | 2025 | May Monthly Peak | 5 | 2804.2437
Program SpecificSize: Over 200kWAll2025November Monthly Peak | Program Specific | Size: Over 200kW | All | 2025 | November Monthly Peak | 11 | 2804.2437
Program SpecificSize: Over 200kWAll2025October Monthly Peak | Program Specific | Size: Over 200kW | All | 2025 | October Monthly Peak | 10 | 2804.2437
Program SpecificSize: Over 200kWAll2025September Monthly Peak | Program Specific | Size: Over 200kW | All | 2025 | September Monthly Peak | 9 | 2804.2437
Program SpecificSize: Over 200kWAll2025Typical Event Day | Program Specific | Size: Over 200kW | All | 2025 | Typical Event Day | 8 | 2804.2437
Program SpecificSize: Over 200kWAll2026April Monthly Peak | Program Specific | Size: Over 200kW | All | 2026 | April Monthly Peak | 4 | 2812.6564
Program SpecificSize: Over 200kWAll2026August Monthly Peak | Program Specific | Size: Over 200kW | All | 2026 | August Monthly Peak | 8 | 2812.6564
Program SpecificSize: Over 200kWAll2026December Monthly Peak | Program Specific | Size: Over 200kW | All | 2026 | December Monthly Peak | 12 | 2812.6564
Program SpecificSize: Over 200kWAll2026February Monthly Peak | Program Specific | Size: Over 200kW | All | 2026 | February Monthly Peak | 2 | 2812.6564
Program SpecificSize: Over 200kWAll2026January Monthly Peak | Program Specific | Size: Over 200kW | All | 2026 | January Monthly Peak | 1 | 2812.6564
Program SpecificSize: Over 200kWAll2026July Monthly Peak | Program Specific | Size: Over 200kW | All | 2026 | July Monthly Peak | 7 | 2812.6564
Program SpecificSize: Over 200kWAll2026June Monthly Peak | Program Specific | Size: Over 200kW | All | 2026 | June Monthly Peak | 6 | 2812.6564
Program SpecificSize: Over 200kWAll2026March Monthly Peak | Program Specific | Size: Over 200kW | All | 2026 | March Monthly Peak | 3 | 2812.6564
Program SpecificSize: Over 200kWAll2026May Monthly Peak | Program Specific | Size: Over 200kW | All | 2026 | May Monthly Peak | 5 | 2812.6564
Program SpecificSize: Over 200kWAll2026November Monthly Peak | Program Specific | Size: Over 200kW | All | 2026 | November Monthly Peak | 11 | 2812.6564
Program SpecificSize: Over 200kWAll2026October Monthly Peak | Program Specific | Size: Over 200kW | All | 2026 | October Monthly Peak | 10 | 2812.6564
Program SpecificSize: Over 200kWAll2026September Monthly Peak | Program Specific | Size: Over 200kW | All | 2026 | September Monthly Peak | 9 | 2812.6564
Program SpecificSize: Over 200kWAll2026Typical Event Day | Program Specific | Size: Over 200kW | All | 2026 | Typical Event Day | 8 | 2812.6564
Program SpecificSize: Over 200kWOrange County2015April Monthly Peak | Program Specific | Size: Over 200kW | Orange County | 2015 | April Monthly Peak | 4 | 930.5442
Program SpecificSize: Over 200kWOrange County2015August Monthly Peak | Program Specific | Size: Over 200kW | Orange County | 2015 | August Monthly Peak | 8 | 930.5442
Program SpecificSize: Over 200kWOrange County2015December Monthly Peak | Program Specific | Size: Over 200kW | Orange County | 2015 | December Monthly Peak | 12 | 930.5442
Program SpecificSize: Over 200kWOrange County2015February Monthly Peak | Program Specific | Size: Over 200kW | Orange County | 2015 | February Monthly Peak | 2 | 930.5442
Program SpecificSize: Over 200kWOrange County2015January Monthly Peak | Program Specific | Size: Over 200kW | Orange County | 2015 | January Monthly Peak | 1 | 930.5442
Program SpecificSize: Over 200kWOrange County2015July Monthly Peak | Program Specific | Size: Over 200kW | Orange County | 2015 | July Monthly Peak | 7 | 930.5442
Program SpecificSize: Over 200kWOrange County2015June Monthly Peak | Program Specific | Size: Over 200kW | Orange County | 2015 | June Monthly Peak | 6 | 930.5442
Program SpecificSize: Over 200kWOrange County2015March Monthly Peak | Program Specific | Size: Over 200kW | Orange County | 2015 | March Monthly Peak | 3 | 930.5442
Program SpecificSize: Over 200kWOrange County2015May Monthly Peak | Program Specific | Size: Over 200kW | Orange County | 2015 | May Monthly Peak | 5 | 930.5442
Program SpecificSize: Over 200kWOrange County2015November Monthly Peak | Program Specific | Size: Over 200kW | Orange County | 2015 | November Monthly Peak | 11 | 930.5442
Program SpecificSize: Over 200kWOrange County2015October Monthly Peak | Program Specific | Size: Over 200kW | Orange County | 2015 | October Monthly Peak | 10 | 930.5442
Program SpecificSize: Over 200kWOrange County2015September Monthly Peak | Program Specific | Size: Over 200kW | Orange County | 2015 | September Monthly Peak | 9 | 930.5442
Program SpecificSize: Over 200kWOrange County2015Typical Event Day | Program Specific | Size: Over 200kW | Orange County | 2015 | Typical Event Day | 8 | 930.5442
Program SpecificSize: Over 200kWOrange County2016April Monthly Peak | Program Specific | Size: Over 200kW | Orange County | 2016 | April Monthly Peak | 4 | 930.5442
Program SpecificSize: Over 200kWOrange County2016August Monthly Peak | Program Specific | Size: Over 200kW | Orange County | 2016 | August Monthly Peak | 8 | 930.5442
Program SpecificSize: Over 200kWOrange County2016December Monthly Peak | Program Specific | Size: Over 200kW | Orange County | 2016 | December Monthly Peak | 12 | 930.5442
Program SpecificSize: Over 200kWOrange County2016February Monthly Peak | Program Specific | Size: Over 200kW | Orange County | 2016 | February Monthly Peak | 2 | 930.5442
Program SpecificSize: Over 200kWOrange County2016January Monthly Peak | Program Specific | Size: Over 200kW | Orange County | 2016 | January Monthly Peak | 1 | 930.5442
Program SpecificSize: Over 200kWOrange County2016July Monthly Peak | Program Specific | Size: Over 200kW | Orange County | 2016 | July Monthly Peak | 7 | 930.5442
Program SpecificSize: Over 200kWOrange County2016June Monthly Peak | Program Specific | Size: Over 200kW | Orange County | 2016 | June Monthly Peak | 6 | 930.5442
Program SpecificSize: Over 200kWOrange County2016March Monthly Peak | Program Specific | Size: Over 200kW | Orange County | 2016 | March Monthly Peak | 3 | 930.5442
Program SpecificSize: Over 200kWOrange County2016May Monthly Peak | Program Specific | Size: Over 200kW | Orange County | 2016 | May Monthly Peak | 5 | 930.5442
Program SpecificSize: Over 200kWOrange County2016November Monthly Peak | Program Specific | Size: Over 200kW | Orange County | 2016 | November Monthly Peak | 11 | 930.5442
Program SpecificSize: Over 200kWOrange County2016October Monthly Peak | Program Specific | Size: Over 200kW | Orange County | 2016 | October Monthly Peak | 10 | 930.5442
Program SpecificSize: Over 200kWOrange County2016September Monthly Peak | Program Specific | Size: Over 200kW | Orange County | 2016 | September Monthly Peak | 9 | 930.5442
Program SpecificSize: Over 200kWOrange County2016Typical Event Day | Program Specific | Size: Over 200kW | Orange County | 2016 | Typical Event Day | 8 | 930.5442
Program SpecificSize: Over 200kWOrange County2017April Monthly Peak | Program Specific | Size: Over 200kW | Orange County | 2017 | April Monthly Peak | 4 | 937.3371
Program SpecificSize: Over 200kWOrange County2017August Monthly Peak | Program Specific | Size: Over 200kW | Orange County | 2017 | August Monthly Peak | 8 | 937.3371
Program SpecificSize: Over 200kWOrange County2017December Monthly Peak | Program Specific | Size: Over 200kW | Orange County | 2017 | December Monthly Peak | 12 | 937.3371
Program SpecificSize: Over 200kWOrange County2017February Monthly Peak | Program Specific | Size: Over 200kW | Orange County | 2017 | February Monthly Peak | 2 | 937.3371
Program SpecificSize: Over 200kWOrange County2017January Monthly Peak | Program Specific | Size: Over 200kW | Orange County | 2017 | January Monthly Peak | 1 | 937.3371
Program SpecificSize: Over 200kWOrange County2017July Monthly Peak | Program Specific | Size: Over 200kW | Orange County | 2017 | July Monthly Peak | 7 | 937.3371
Program SpecificSize: Over 200kWOrange County2017June Monthly Peak | Program Specific | Size: Over 200kW | Orange County | 2017 | June Monthly Peak | 6 | 937.3371
Program SpecificSize: Over 200kWOrange County2017March Monthly Peak | Program Specific | Size: Over 200kW | Orange County | 2017 | March Monthly Peak | 3 | 937.3371
Program SpecificSize: Over 200kWOrange County2017May Monthly Peak | Program Specific | Size: Over 200kW | Orange County | 2017 | May Monthly Peak | 5 | 937.3371
Program SpecificSize: Over 200kWOrange County2017November Monthly Peak | Program Specific | Size: Over 200kW | Orange County | 2017 | November Monthly Peak | 11 | 937.3371
Program SpecificSize: Over 200kWOrange County2017October Monthly Peak | Program Specific | Size: Over 200kW | Orange County | 2017 | October Monthly Peak | 10 | 937.3371
Program SpecificSize: Over 200kWOrange County2017September Monthly Peak | Program Specific | Size: Over 200kW | Orange County | 2017 | September Monthly Peak | 9 | 937.3371
Program SpecificSize: Over 200kWOrange County2017Typical Event Day | Program Specific | Size: Over 200kW | Orange County | 2017 | Typical Event Day | 8 | 937.3371
Program SpecificSize: Over 200kWOrange County2018April Monthly Peak | Program Specific | Size: Over 200kW | Orange County | 2018 | April Monthly Peak | 4 | 940.1492
Program SpecificSize: Over 200kWOrange County2018August Monthly Peak | Program Specific | Size: Over 200kW | Orange County | 2018 | August Monthly Peak | 8 | 940.1492
Program SpecificSize: Over 200kWOrange County2018December Monthly Peak | Program Specific | Size: Over 200kW | Orange County | 2018 | December Monthly Peak | 12 | 940.1492
Program SpecificSize: Over 200kWOrange County2018February Monthly Peak | Program Specific | Size: Over 200kW | Orange County | 2018 | February Monthly Peak | 2 | 940.1492
Program SpecificSize: Over 200kWOrange County2018January Monthly Peak | Program Specific | Size: Over 200kW | Orange County | 2018 | January Monthly Peak | 1 | 940.1492
Program SpecificSize: Over 200kWOrange County2018July Monthly Peak | Program Specific | Size: Over 200kW | Orange County | 2018 | July Monthly Peak | 7 | 940.1492
Program SpecificSize: Over 200kWOrange County2018June Monthly Peak | Program Specific | Size: Over 200kW | Orange County | 2018 | June Monthly Peak | 6 | 940.1492
Program SpecificSize: Over 200kWOrange County2018March Monthly Peak | Program Specific | Size: Over 200kW | Orange County | 2018 | March Monthly Peak | 3 | 940.1492
Program SpecificSize: Over 200kWOrange County2018May Monthly Peak | Program Specific | Size: Over 200kW | Orange County | 2018 | May Monthly Peak | 5 | 940.1492
Program SpecificSize: Over 200kWOrange County2018November Monthly Peak | Program Specific | Size: Over 200kW | Orange County | 2018 | November Monthly Peak | 11 | 940.1492
Program SpecificSize: Over 200kWOrange County2018October Monthly Peak | Program Specific | Size: Over 200kW | Orange County | 2018 | October Monthly Peak | 10 | 940.1492
Program SpecificSize: Over 200kWOrange County2018September Monthly Peak | Program Specific | Size: Over 200kW | Orange County | 2018 | September Monthly Peak | 9 | 940.1492
Program SpecificSize: Over 200kWOrange County2018Typical Event Day | Program Specific | Size: Over 200kW | Orange County | 2018 | Typical Event Day | 8 | 940.1492
Program SpecificSize: Over 200kWOrange County2019April Monthly Peak | Program Specific | Size: Over 200kW | Orange County | 2019 | April Monthly Peak | 4 | 942.9696
Program SpecificSize: Over 200kWOrange County2019August Monthly Peak | Program Specific | Size: Over 200kW | Orange County | 2019 | August Monthly Peak | 8 | 942.9696
Program SpecificSize: Over 200kWOrange County2019December Monthly Peak | Program Specific | Size: Over 200kW | Orange County | 2019 | December Monthly Peak | 12 | 942.9696
Program SpecificSize: Over 200kWOrange County2019February Monthly Peak | Program Specific | Size: Over 200kW | Orange County | 2019 | February Monthly Peak | 2 | 942.9696
Program SpecificSize: Over 200kWOrange County2019January Monthly Peak | Program Specific | Size: Over 200kW | Orange County | 2019 | January Monthly Peak | 1 | 942.9696
Program SpecificSize: Over 200kWOrange County2019July Monthly Peak | Program Specific | Size: Over 200kW | Orange County | 2019 | July Monthly Peak | 7 | 942.9696
Program SpecificSize: Over 200kWOrange County2019June Monthly Peak | Program Specific | Size: Over 200kW | Orange County | 2019 | June Monthly Peak | 6 | 942.9696
Program SpecificSize: Over 200kWOrange County2019March Monthly Peak | Program Specific | Size: Over 200kW | Orange County | 2019 | March Monthly Peak | 3 | 942.9696
Program SpecificSize: Over 200kWOrange County2019May Monthly Peak | Program Specific | Size: Over 200kW | Orange County | 2019 | May Monthly Peak | 5 | 942.9696
Program SpecificSize: Over 200kWOrange County2019November Monthly Peak | Program Specific | Size: Over 200kW | Orange County | 2019 | November Monthly Peak | 11 | 942.9696
Program SpecificSize: Over 200kWOrange County2019October Monthly Peak | Program Specific | Size: Over 200kW | Orange County | 2019 | October Monthly Peak | 10 | 942.9696
Program SpecificSize: Over 200kWOrange County2019September Monthly Peak | Program Specific | Size: Over 200kW | Orange County | 2019 | September Monthly Peak | 9 | 942.9696
Program SpecificSize: Over 200kWOrange County2019Typical Event Day | Program Specific | Size: Over 200kW | Orange County | 2019 | Typical Event Day | 8 | 942.9696
Program SpecificSize: Over 200kWOrange County2020April Monthly Peak | Program Specific | Size: Over 200kW | Orange County | 2020 | April Monthly Peak | 4 | 945.7985
Program SpecificSize: Over 200kWOrange County2020August Monthly Peak | Program Specific | Size: Over 200kW | Orange County | 2020 | August Monthly Peak | 8 | 945.7985
Program SpecificSize: Over 200kWOrange County2020December Monthly Peak | Program Specific | Size: Over 200kW | Orange County | 2020 | December Monthly Peak | 12 | 945.7985
Program SpecificSize: Over 200kWOrange County2020February Monthly Peak | Program Specific | Size: Over 200kW | Orange County | 2020 | February Monthly Peak | 2 | 945.7985
Program SpecificSize: Over 200kWOrange County2020January Monthly Peak | Program Specific | Size: Over 200kW | Orange County | 2020 | January Monthly Peak | 1 | 945.7985
Program SpecificSize: Over 200kWOrange County2020July Monthly Peak | Program Specific | Size: Over 200kW | Orange County | 2020 | July Monthly Peak | 7 | 945.7985
Program SpecificSize: Over 200kWOrange County2020June Monthly Peak | Program Specific | Size: Over 200kW | Orange County | 2020 | June Monthly Peak | 6 | 945.7985
Program SpecificSize: Over 200kWOrange County2020March Monthly Peak | Program Specific | Size: Over 200kW | Orange County | 2020 | March Monthly Peak | 3 | 945.7985
Program SpecificSize: Over 200kWOrange County2020May Monthly Peak | Program Specific | Size: Over 200kW | Orange County | 2020 | May Monthly Peak | 5 | 945.7985
Program SpecificSize: Over 200kWOrange County2020November Monthly Peak | Program Specific | Size: Over 200kW | Orange County | 2020 | November Monthly Peak | 11 | 945.7985
Program SpecificSize: Over 200kWOrange County2020October Monthly Peak | Program Specific | Size: Over 200kW | Orange County | 2020 | October Monthly Peak | 10 | 945.7985
Program SpecificSize: Over 200kWOrange County2020September Monthly Peak | Program Specific | Size: Over 200kW | Orange County | 2020 | September Monthly Peak | 9 | 945.7985
Program SpecificSize: Over 200kWOrange County2020Typical Event Day | Program Specific | Size: Over 200kW | Orange County | 2020 | Typical Event Day | 8 | 945.7985
Program SpecificSize: Over 200kWOrange County2021April Monthly Peak | Program Specific | Size: Over 200kW | Orange County | 2021 | April Monthly Peak | 4 | 948.6359
Program SpecificSize: Over 200kWOrange County2021August Monthly Peak | Program Specific | Size: Over 200kW | Orange County | 2021 | August Monthly Peak | 8 | 948.6359
Program SpecificSize: Over 200kWOrange County2021December Monthly Peak | Program Specific | Size: Over 200kW | Orange County | 2021 | December Monthly Peak | 12 | 948.6359
Program SpecificSize: Over 200kWOrange County2021February Monthly Peak | Program Specific | Size: Over 200kW | Orange County | 2021 | February Monthly Peak | 2 | 948.6359
Program SpecificSize: Over 200kWOrange County2021January Monthly Peak | Program Specific | Size: Over 200kW | Orange County | 2021 | January Monthly Peak | 1 | 948.6359
Program SpecificSize: Over 200kWOrange County2021July Monthly Peak | Program Specific | Size: Over 200kW | Orange County | 2021 | July Monthly Peak | 7 | 948.6359
Program SpecificSize: Over 200kWOrange County2021June Monthly Peak | Program Specific | Size: Over 200kW | Orange County | 2021 | June Monthly Peak | 6 | 948.6359
Program SpecificSize: Over 200kWOrange County2021March Monthly Peak | Program Specific | Size: Over 200kW | Orange County | 2021 | March Monthly Peak | 3 | 948.6359
Program SpecificSize: Over 200kWOrange County2021May Monthly Peak | Program Specific | Size: Over 200kW | Orange County | 2021 | May Monthly Peak | 5 | 948.6359
Program SpecificSize: Over 200kWOrange County2021November Monthly Peak | Program Specific | Size: Over 200kW | Orange County | 2021 | November Monthly Peak | 11 | 948.6359
Program SpecificSize: Over 200kWOrange County2021October Monthly Peak | Program Specific | Size: Over 200kW | Orange County | 2021 | October Monthly Peak | 10 | 948.6359
Program SpecificSize: Over 200kWOrange County2021September Monthly Peak | Program Specific | Size: Over 200kW | Orange County | 2021 | September Monthly Peak | 9 | 948.6359
Program SpecificSize: Over 200kWOrange County2021Typical Event Day | Program Specific | Size: Over 200kW | Orange County | 2021 | Typical Event Day | 8 | 948.6359
Program SpecificSize: Over 200kWOrange County2022April Monthly Peak | Program Specific | Size: Over 200kW | Orange County | 2022 | April Monthly Peak | 4 | 951.4818
Program SpecificSize: Over 200kWOrange County2022August Monthly Peak | Program Specific | Size: Over 200kW | Orange County | 2022 | August Monthly Peak | 8 | 951.4818
Program SpecificSize: Over 200kWOrange County2022December Monthly Peak | Program Specific | Size: Over 200kW | Orange County | 2022 | December Monthly Peak | 12 | 951.4818
Program SpecificSize: Over 200kWOrange County2022February Monthly Peak | Program Specific | Size: Over 200kW | Orange County | 2022 | February Monthly Peak | 2 | 951.4818
Program SpecificSize: Over 200kWOrange County2022January Monthly Peak | Program Specific | Size: Over 200kW | Orange County | 2022 | January Monthly Peak | 1 | 951.4818
Program SpecificSize: Over 200kWOrange County2022July Monthly Peak | Program Specific | Size: Over 200kW | Orange County | 2022 | July Monthly Peak | 7 | 951.4818
Program SpecificSize: Over 200kWOrange County2022June Monthly Peak | Program Specific | Size: Over 200kW | Orange County | 2022 | June Monthly Peak | 6 | 951.4818
Program SpecificSize: Over 200kWOrange County2022March Monthly Peak | Program Specific | Size: Over 200kW | Orange County | 2022 | March Monthly Peak | 3 | 951.4818
Program SpecificSize: Over 200kWOrange County2022May Monthly Peak | Program Specific | Size: Over 200kW | Orange County | 2022 | May Monthly Peak | 5 | 951.4818
Program SpecificSize: Over 200kWOrange County2022November Monthly Peak | Program Specific | Size: Over 200kW | Orange County | 2022 | November Monthly Peak | 11 | 951.4818
Program SpecificSize: Over 200kWOrange County2022October Monthly Peak | Program Specific | Size: Over 200kW | Orange County | 2022 | October Monthly Peak | 10 | 951.4818
Program SpecificSize: Over 200kWOrange County2022September Monthly Peak | Program Specific | Size: Over 200kW | Orange County | 2022 | September Monthly Peak | 9 | 951.4818
Program SpecificSize: Over 200kWOrange County2022Typical Event Day | Program Specific | Size: Over 200kW | Orange County | 2022 | Typical Event Day | 8 | 951.4818
Program SpecificSize: Over 200kWOrange County2023April Monthly Peak | Program Specific | Size: Over 200kW | Orange County | 2023 | April Monthly Peak | 4 | 954.3363
Program SpecificSize: Over 200kWOrange County2023August Monthly Peak | Program Specific | Size: Over 200kW | Orange County | 2023 | August Monthly Peak | 8 | 954.3363
Program SpecificSize: Over 200kWOrange County2023December Monthly Peak | Program Specific | Size: Over 200kW | Orange County | 2023 | December Monthly Peak | 12 | 954.3363
Program SpecificSize: Over 200kWOrange County2023February Monthly Peak | Program Specific | Size: Over 200kW | Orange County | 2023 | February Monthly Peak | 2 | 954.3363
Program SpecificSize: Over 200kWOrange County2023January Monthly Peak | Program Specific | Size: Over 200kW | Orange County | 2023 | January Monthly Peak | 1 | 954.3363
Program SpecificSize: Over 200kWOrange County2023July Monthly Peak | Program Specific | Size: Over 200kW | Orange County | 2023 | July Monthly Peak | 7 | 954.3363
Program SpecificSize: Over 200kWOrange County2023June Monthly Peak | Program Specific | Size: Over 200kW | Orange County | 2023 | June Monthly Peak | 6 | 954.3363
Program SpecificSize: Over 200kWOrange County2023March Monthly Peak | Program Specific | Size: Over 200kW | Orange County | 2023 | March Monthly Peak | 3 | 954.3363
Program SpecificSize: Over 200kWOrange County2023May Monthly Peak | Program Specific | Size: Over 200kW | Orange County | 2023 | May Monthly Peak | 5 | 954.3363
Program SpecificSize: Over 200kWOrange County2023November Monthly Peak | Program Specific | Size: Over 200kW | Orange County | 2023 | November Monthly Peak | 11 | 954.3363
Program SpecificSize: Over 200kWOrange County2023October Monthly Peak | Program Specific | Size: Over 200kW | Orange County | 2023 | October Monthly Peak | 10 | 954.3363
Program SpecificSize: Over 200kWOrange County2023September Monthly Peak | Program Specific | Size: Over 200kW | Orange County | 2023 | September Monthly Peak | 9 | 954.3363
Program SpecificSize: Over 200kWOrange County2023Typical Event Day | Program Specific | Size: Over 200kW | Orange County | 2023 | Typical Event Day | 8 | 954.3363
Program SpecificSize: Over 200kWOrange County2024April Monthly Peak | Program Specific | Size: Over 200kW | Orange County | 2024 | April Monthly Peak | 4 | 957.1993
Program SpecificSize: Over 200kWOrange County2024August Monthly Peak | Program Specific | Size: Over 200kW | Orange County | 2024 | August Monthly Peak | 8 | 957.1993
Program SpecificSize: Over 200kWOrange County2024December Monthly Peak | Program Specific | Size: Over 200kW | Orange County | 2024 | December Monthly Peak | 12 | 957.1993
Program SpecificSize: Over 200kWOrange County2024February Monthly Peak | Program Specific | Size: Over 200kW | Orange County | 2024 | February Monthly Peak | 2 | 957.1993
Program SpecificSize: Over 200kWOrange County2024January Monthly Peak | Program Specific | Size: Over 200kW | Orange County | 2024 | January Monthly Peak | 1 | 957.1993
Program SpecificSize: Over 200kWOrange County2024July Monthly Peak | Program Specific | Size: Over 200kW | Orange County | 2024 | July Monthly Peak | 7 | 957.1993
Program SpecificSize: Over 200kWOrange County2024June Monthly Peak | Program Specific | Size: Over 200kW | Orange County | 2024 | June Monthly Peak | 6 | 957.1993
Program SpecificSize: Over 200kWOrange County2024March Monthly Peak | Program Specific | Size: Over 200kW | Orange County | 2024 | March Monthly Peak | 3 | 957.1993
Program SpecificSize: Over 200kWOrange County2024May Monthly Peak | Program Specific | Size: Over 200kW | Orange County | 2024 | May Monthly Peak | 5 | 957.1993
Program SpecificSize: Over 200kWOrange County2024November Monthly Peak | Program Specific | Size: Over 200kW | Orange County | 2024 | November Monthly Peak | 11 | 957.1993
Program SpecificSize: Over 200kWOrange County2024October Monthly Peak | Program Specific | Size: Over 200kW | Orange County | 2024 | October Monthly Peak | 10 | 957.1993
Program SpecificSize: Over 200kWOrange County2024September Monthly Peak | Program Specific | Size: Over 200kW | Orange County | 2024 | September Monthly Peak | 9 | 957.1993
Program SpecificSize: Over 200kWOrange County2024Typical Event Day | Program Specific | Size: Over 200kW | Orange County | 2024 | Typical Event Day | 8 | 957.1993
Program SpecificSize: Over 200kWOrange County2025April Monthly Peak | Program Specific | Size: Over 200kW | Orange County | 2025 | April Monthly Peak | 4 | 960.0709
Program SpecificSize: Over 200kWOrange County2025August Monthly Peak | Program Specific | Size: Over 200kW | Orange County | 2025 | August Monthly Peak | 8 | 960.0709
Program SpecificSize: Over 200kWOrange County2025December Monthly Peak | Program Specific | Size: Over 200kW | Orange County | 2025 | December Monthly Peak | 12 | 960.0709
Program SpecificSize: Over 200kWOrange County2025February Monthly Peak | Program Specific | Size: Over 200kW | Orange County | 2025 | February Monthly Peak | 2 | 960.0709
Program SpecificSize: Over 200kWOrange County2025January Monthly Peak | Program Specific | Size: Over 200kW | Orange County | 2025 | January Monthly Peak | 1 | 960.0709
Program SpecificSize: Over 200kWOrange County2025July Monthly Peak | Program Specific | Size: Over 200kW | Orange County | 2025 | July Monthly Peak | 7 | 960.0709
Program SpecificSize: Over 200kWOrange County2025June Monthly Peak | Program Specific | Size: Over 200kW | Orange County | 2025 | June Monthly Peak | 6 | 960.0709
Program SpecificSize: Over 200kWOrange County2025March Monthly Peak | Program Specific | Size: Over 200kW | Orange County | 2025 | March Monthly Peak | 3 | 960.0709
Program SpecificSize: Over 200kWOrange County2025May Monthly Peak | Program Specific | Size: Over 200kW | Orange County | 2025 | May Monthly Peak | 5 | 960.0709
Program SpecificSize: Over 200kWOrange County2025November Monthly Peak | Program Specific | Size: Over 200kW | Orange County | 2025 | November Monthly Peak | 11 | 960.0709
Program SpecificSize: Over 200kWOrange County2025October Monthly Peak | Program Specific | Size: Over 200kW | Orange County | 2025 | October Monthly Peak | 10 | 960.0709
Program SpecificSize: Over 200kWOrange County2025September Monthly Peak | Program Specific | Size: Over 200kW | Orange County | 2025 | September Monthly Peak | 9 | 960.0709
Program SpecificSize: Over 200kWOrange County2025Typical Event Day | Program Specific | Size: Over 200kW | Orange County | 2025 | Typical Event Day | 8 | 960.0709
Program SpecificSize: Over 200kWOrange County2026April Monthly Peak | Program Specific | Size: Over 200kW | Orange County | 2026 | April Monthly Peak | 4 | 962.9511
Program SpecificSize: Over 200kWOrange County2026August Monthly Peak | Program Specific | Size: Over 200kW | Orange County | 2026 | August Monthly Peak | 8 | 962.9511
Program SpecificSize: Over 200kWOrange County2026December Monthly Peak | Program Specific | Size: Over 200kW | Orange County | 2026 | December Monthly Peak | 12 | 962.9511
Program SpecificSize: Over 200kWOrange County2026February Monthly Peak | Program Specific | Size: Over 200kW | Orange County | 2026 | February Monthly Peak | 2 | 962.9511
Program SpecificSize: Over 200kWOrange County2026January Monthly Peak | Program Specific | Size: Over 200kW | Orange County | 2026 | January Monthly Peak | 1 | 962.9511
Program SpecificSize: Over 200kWOrange County2026July Monthly Peak | Program Specific | Size: Over 200kW | Orange County | 2026 | July Monthly Peak | 7 | 962.9511
Program SpecificSize: Over 200kWOrange County2026June Monthly Peak | Program Specific | Size: Over 200kW | Orange County | 2026 | June Monthly Peak | 6 | 962.9511
Program SpecificSize: Over 200kWOrange County2026March Monthly Peak | Program Specific | Size: Over 200kW | Orange County | 2026 | March Monthly Peak | 3 | 962.9511
Program SpecificSize: Over 200kWOrange County2026May Monthly Peak | Program Specific | Size: Over 200kW | Orange County | 2026 | May Monthly Peak | 5 | 962.9511
Program SpecificSize: Over 200kWOrange County2026November Monthly Peak | Program Specific | Size: Over 200kW | Orange County | 2026 | November Monthly Peak | 11 | 962.9511
Program SpecificSize: Over 200kWOrange County2026October Monthly Peak | Program Specific | Size: Over 200kW | Orange County | 2026 | October Monthly Peak | 10 | 962.9511
Program SpecificSize: Over 200kWOrange County2026September Monthly Peak | Program Specific | Size: Over 200kW | Orange County | 2026 | September Monthly Peak | 9 | 962.9511
Program SpecificSize: Over 200kWOrange County2026Typical Event Day | Program Specific | Size: Over 200kW | Orange County | 2026 | Typical Event Day | 8 | 962.9511
Program SpecificSize: Over 200kWOther2015April Monthly Peak | Program Specific | Size: Over 200kW | Other | 2015 | April Monthly Peak | 4 | 1497.1944
Program SpecificSize: Over 200kWOther2015August Monthly Peak | Program Specific | Size: Over 200kW | Other | 2015 | August Monthly Peak | 8 | 1497.1944
Program SpecificSize: Over 200kWOther2015December Monthly Peak | Program Specific | Size: Over 200kW | Other | 2015 | December Monthly Peak | 12 | 1497.1944
Program SpecificSize: Over 200kWOther2015February Monthly Peak | Program Specific | Size: Over 200kW | Other | 2015 | February Monthly Peak | 2 | 1497.1944
Program SpecificSize: Over 200kWOther2015January Monthly Peak | Program Specific | Size: Over 200kW | Other | 2015 | January Monthly Peak | 1 | 1497.1944
Program SpecificSize: Over 200kWOther2015July Monthly Peak | Program Specific | Size: Over 200kW | Other | 2015 | July Monthly Peak | 7 | 1497.1944
Program SpecificSize: Over 200kWOther2015June Monthly Peak | Program Specific | Size: Over 200kW | Other | 2015 | June Monthly Peak | 6 | 1497.1944
Program SpecificSize: Over 200kWOther2015March Monthly Peak | Program Specific | Size: Over 200kW | Other | 2015 | March Monthly Peak | 3 | 1497.1944
Program SpecificSize: Over 200kWOther2015May Monthly Peak | Program Specific | Size: Over 200kW | Other | 2015 | May Monthly Peak | 5 | 1497.1944
Program SpecificSize: Over 200kWOther2015November Monthly Peak | Program Specific | Size: Over 200kW | Other | 2015 | November Monthly Peak | 11 | 1497.1944
Program SpecificSize: Over 200kWOther2015October Monthly Peak | Program Specific | Size: Over 200kW | Other | 2015 | October Monthly Peak | 10 | 1497.1944
Program SpecificSize: Over 200kWOther2015September Monthly Peak | Program Specific | Size: Over 200kW | Other | 2015 | September Monthly Peak | 9 | 1497.1944
Program SpecificSize: Over 200kWOther2015Typical Event Day | Program Specific | Size: Over 200kW | Other | 2015 | Typical Event Day | 8 | 1497.1944
Program SpecificSize: Over 200kWOther2016April Monthly Peak | Program Specific | Size: Over 200kW | Other | 2016 | April Monthly Peak | 4 | 1497.1944
Program SpecificSize: Over 200kWOther2016August Monthly Peak | Program Specific | Size: Over 200kW | Other | 2016 | August Monthly Peak | 8 | 1497.1944
Program SpecificSize: Over 200kWOther2016December Monthly Peak | Program Specific | Size: Over 200kW | Other | 2016 | December Monthly Peak | 12 | 1497.1944
Program SpecificSize: Over 200kWOther2016February Monthly Peak | Program Specific | Size: Over 200kW | Other | 2016 | February Monthly Peak | 2 | 1497.1944
Program SpecificSize: Over 200kWOther2016January Monthly Peak | Program Specific | Size: Over 200kW | Other | 2016 | January Monthly Peak | 1 | 1497.1944
Program SpecificSize: Over 200kWOther2016July Monthly Peak | Program Specific | Size: Over 200kW | Other | 2016 | July Monthly Peak | 7 | 1497.1944
Program SpecificSize: Over 200kWOther2016June Monthly Peak | Program Specific | Size: Over 200kW | Other | 2016 | June Monthly Peak | 6 | 1497.1944
Program SpecificSize: Over 200kWOther2016March Monthly Peak | Program Specific | Size: Over 200kW | Other | 2016 | March Monthly Peak | 3 | 1497.1944
Program SpecificSize: Over 200kWOther2016May Monthly Peak | Program Specific | Size: Over 200kW | Other | 2016 | May Monthly Peak | 5 | 1497.1944
Program SpecificSize: Over 200kWOther2016November Monthly Peak | Program Specific | Size: Over 200kW | Other | 2016 | November Monthly Peak | 11 | 1497.1944
Program SpecificSize: Over 200kWOther2016October Monthly Peak | Program Specific | Size: Over 200kW | Other | 2016 | October Monthly Peak | 10 | 1497.1944
Program SpecificSize: Over 200kWOther2016September Monthly Peak | Program Specific | Size: Over 200kW | Other | 2016 | September Monthly Peak | 9 | 1497.1944
Program SpecificSize: Over 200kWOther2016Typical Event Day | Program Specific | Size: Over 200kW | Other | 2016 | Typical Event Day | 8 | 1497.1944
Program SpecificSize: Over 200kWOther2017April Monthly Peak | Program Specific | Size: Over 200kW | Other | 2017 | April Monthly Peak | 4 | 1508.1239
Program SpecificSize: Over 200kWOther2017August Monthly Peak | Program Specific | Size: Over 200kW | Other | 2017 | August Monthly Peak | 8 | 1508.1239
Program SpecificSize: Over 200kWOther2017December Monthly Peak | Program Specific | Size: Over 200kW | Other | 2017 | December Monthly Peak | 12 | 1508.1239
Program SpecificSize: Over 200kWOther2017February Monthly Peak | Program Specific | Size: Over 200kW | Other | 2017 | February Monthly Peak | 2 | 1508.1239
Program SpecificSize: Over 200kWOther2017January Monthly Peak | Program Specific | Size: Over 200kW | Other | 2017 | January Monthly Peak | 1 | 1508.1239
Program SpecificSize: Over 200kWOther2017July Monthly Peak | Program Specific | Size: Over 200kW | Other | 2017 | July Monthly Peak | 7 | 1508.1239
Program SpecificSize: Over 200kWOther2017June Monthly Peak | Program Specific | Size: Over 200kW | Other | 2017 | June Monthly Peak | 6 | 1508.1239
Program SpecificSize: Over 200kWOther2017March Monthly Peak | Program Specific | Size: Over 200kW | Other | 2017 | March Monthly Peak | 3 | 1508.1239
Program SpecificSize: Over 200kWOther2017May Monthly Peak | Program Specific | Size: Over 200kW | Other | 2017 | May Monthly Peak | 5 | 1508.1239
Program SpecificSize: Over 200kWOther2017November Monthly Peak | Program Specific | Size: Over 200kW | Other | 2017 | November Monthly Peak | 11 | 1508.1239
Program SpecificSize: Over 200kWOther2017October Monthly Peak | Program Specific | Size: Over 200kW | Other | 2017 | October Monthly Peak | 10 | 1508.1239
Program SpecificSize: Over 200kWOther2017September Monthly Peak | Program Specific | Size: Over 200kW | Other | 2017 | September Monthly Peak | 9 | 1508.1239
Program SpecificSize: Over 200kWOther2017Typical Event Day | Program Specific | Size: Over 200kW | Other | 2017 | Typical Event Day | 8 | 1508.1239
Program SpecificSize: Over 200kWOther2018April Monthly Peak | Program Specific | Size: Over 200kW | Other | 2018 | April Monthly Peak | 4 | 1512.6482
Program SpecificSize: Over 200kWOther2018August Monthly Peak | Program Specific | Size: Over 200kW | Other | 2018 | August Monthly Peak | 8 | 1512.6482
Program SpecificSize: Over 200kWOther2018December Monthly Peak | Program Specific | Size: Over 200kW | Other | 2018 | December Monthly Peak | 12 | 1512.6482
Program SpecificSize: Over 200kWOther2018February Monthly Peak | Program Specific | Size: Over 200kW | Other | 2018 | February Monthly Peak | 2 | 1512.6482
Program SpecificSize: Over 200kWOther2018January Monthly Peak | Program Specific | Size: Over 200kW | Other | 2018 | January Monthly Peak | 1 | 1512.6482
Program SpecificSize: Over 200kWOther2018July Monthly Peak | Program Specific | Size: Over 200kW | Other | 2018 | July Monthly Peak | 7 | 1512.6482
Program SpecificSize: Over 200kWOther2018June Monthly Peak | Program Specific | Size: Over 200kW | Other | 2018 | June Monthly Peak | 6 | 1512.6482
Program SpecificSize: Over 200kWOther2018March Monthly Peak | Program Specific | Size: Over 200kW | Other | 2018 | March Monthly Peak | 3 | 1512.6482
Program SpecificSize: Over 200kWOther2018May Monthly Peak | Program Specific | Size: Over 200kW | Other | 2018 | May Monthly Peak | 5 | 1512.6482
Program SpecificSize: Over 200kWOther2018November Monthly Peak | Program Specific | Size: Over 200kW | Other | 2018 | November Monthly Peak | 11 | 1512.6482
Program SpecificSize: Over 200kWOther2018October Monthly Peak | Program Specific | Size: Over 200kW | Other | 2018 | October Monthly Peak | 10 | 1512.6482
Program SpecificSize: Over 200kWOther2018September Monthly Peak | Program Specific | Size: Over 200kW | Other | 2018 | September Monthly Peak | 9 | 1512.6482
Program SpecificSize: Over 200kWOther2018Typical Event Day | Program Specific | Size: Over 200kW | Other | 2018 | Typical Event Day | 8 | 1512.6482
Program SpecificSize: Over 200kWOther2019April Monthly Peak | Program Specific | Size: Over 200kW | Other | 2019 | April Monthly Peak | 4 | 1517.1862
Program SpecificSize: Over 200kWOther2019August Monthly Peak | Program Specific | Size: Over 200kW | Other | 2019 | August Monthly Peak | 8 | 1517.1862
Program SpecificSize: Over 200kWOther2019December Monthly Peak | Program Specific | Size: Over 200kW | Other | 2019 | December Monthly Peak | 12 | 1517.1862
Program SpecificSize: Over 200kWOther2019February Monthly Peak | Program Specific | Size: Over 200kW | Other | 2019 | February Monthly Peak | 2 | 1517.1862
Program SpecificSize: Over 200kWOther2019January Monthly Peak | Program Specific | Size: Over 200kW | Other | 2019 | January Monthly Peak | 1 | 1517.1862
Program SpecificSize: Over 200kWOther2019July Monthly Peak | Program Specific | Size: Over 200kW | Other | 2019 | July Monthly Peak | 7 | 1517.1862
Program SpecificSize: Over 200kWOther2019June Monthly Peak | Program Specific | Size: Over 200kW | Other | 2019 | June Monthly Peak | 6 | 1517.1862
Program SpecificSize: Over 200kWOther2019March Monthly Peak | Program Specific | Size: Over 200kW | Other | 2019 | March Monthly Peak | 3 | 1517.1862
Program SpecificSize: Over 200kWOther2019May Monthly Peak | Program Specific | Size: Over 200kW | Other | 2019 | May Monthly Peak | 5 | 1517.1862
Program SpecificSize: Over 200kWOther2019November Monthly Peak | Program Specific | Size: Over 200kW | Other | 2019 | November Monthly Peak | 11 | 1517.1862
Program SpecificSize: Over 200kWOther2019October Monthly Peak | Program Specific | Size: Over 200kW | Other | 2019 | October Monthly Peak | 10 | 1517.1862
Program SpecificSize: Over 200kWOther2019September Monthly Peak | Program Specific | Size: Over 200kW | Other | 2019 | September Monthly Peak | 9 | 1517.1862
Program SpecificSize: Over 200kWOther2019Typical Event Day | Program Specific | Size: Over 200kW | Other | 2019 | Typical Event Day | 8 | 1517.1862
Program SpecificSize: Over 200kWOther2020April Monthly Peak | Program Specific | Size: Over 200kW | Other | 2020 | April Monthly Peak | 4 | 1521.7377
Program SpecificSize: Over 200kWOther2020August Monthly Peak | Program Specific | Size: Over 200kW | Other | 2020 | August Monthly Peak | 8 | 1521.7377
Program SpecificSize: Over 200kWOther2020December Monthly Peak | Program Specific | Size: Over 200kW | Other | 2020 | December Monthly Peak | 12 | 1521.7377
Program SpecificSize: Over 200kWOther2020February Monthly Peak | Program Specific | Size: Over 200kW | Other | 2020 | February Monthly Peak | 2 | 1521.7377
Program SpecificSize: Over 200kWOther2020January Monthly Peak | Program Specific | Size: Over 200kW | Other | 2020 | January Monthly Peak | 1 | 1521.7377
Program SpecificSize: Over 200kWOther2020July Monthly Peak | Program Specific | Size: Over 200kW | Other | 2020 | July Monthly Peak | 7 | 1521.7377
Program SpecificSize: Over 200kWOther2020June Monthly Peak | Program Specific | Size: Over 200kW | Other | 2020 | June Monthly Peak | 6 | 1521.7377
Program SpecificSize: Over 200kWOther2020March Monthly Peak | Program Specific | Size: Over 200kW | Other | 2020 | March Monthly Peak | 3 | 1521.7377
Program SpecificSize: Over 200kWOther2020May Monthly Peak | Program Specific | Size: Over 200kW | Other | 2020 | May Monthly Peak | 5 | 1521.7377
Program SpecificSize: Over 200kWOther2020November Monthly Peak | Program Specific | Size: Over 200kW | Other | 2020 | November Monthly Peak | 11 | 1521.7377
Program SpecificSize: Over 200kWOther2020October Monthly Peak | Program Specific | Size: Over 200kW | Other | 2020 | October Monthly Peak | 10 | 1521.7377
Program SpecificSize: Over 200kWOther2020September Monthly Peak | Program Specific | Size: Over 200kW | Other | 2020 | September Monthly Peak | 9 | 1521.7377
Program SpecificSize: Over 200kWOther2020Typical Event Day | Program Specific | Size: Over 200kW | Other | 2020 | Typical Event Day | 8 | 1521.7377
Program SpecificSize: Over 200kWOther2021April Monthly Peak | Program Specific | Size: Over 200kW | Other | 2021 | April Monthly Peak | 4 | 1526.303
Program SpecificSize: Over 200kWOther2021August Monthly Peak | Program Specific | Size: Over 200kW | Other | 2021 | August Monthly Peak | 8 | 1526.303
Program SpecificSize: Over 200kWOther2021December Monthly Peak | Program Specific | Size: Over 200kW | Other | 2021 | December Monthly Peak | 12 | 1526.303
Program SpecificSize: Over 200kWOther2021February Monthly Peak | Program Specific | Size: Over 200kW | Other | 2021 | February Monthly Peak | 2 | 1526.303
Program SpecificSize: Over 200kWOther2021January Monthly Peak | Program Specific | Size: Over 200kW | Other | 2021 | January Monthly Peak | 1 | 1526.303
Program SpecificSize: Over 200kWOther2021July Monthly Peak | Program Specific | Size: Over 200kW | Other | 2021 | July Monthly Peak | 7 | 1526.303
Program SpecificSize: Over 200kWOther2021June Monthly Peak | Program Specific | Size: Over 200kW | Other | 2021 | June Monthly Peak | 6 | 1526.303
Program SpecificSize: Over 200kWOther2021March Monthly Peak | Program Specific | Size: Over 200kW | Other | 2021 | March Monthly Peak | 3 | 1526.303
Program SpecificSize: Over 200kWOther2021May Monthly Peak | Program Specific | Size: Over 200kW | Other | 2021 | May Monthly Peak | 5 | 1526.303
Program SpecificSize: Over 200kWOther2021November Monthly Peak | Program Specific | Size: Over 200kW | Other | 2021 | November Monthly Peak | 11 | 1526.303
Program SpecificSize: Over 200kWOther2021October Monthly Peak | Program Specific | Size: Over 200kW | Other | 2021 | October Monthly Peak | 10 | 1526.303
Program SpecificSize: Over 200kWOther2021September Monthly Peak | Program Specific | Size: Over 200kW | Other | 2021 | September Monthly Peak | 9 | 1526.303
Program SpecificSize: Over 200kWOther2021Typical Event Day | Program Specific | Size: Over 200kW | Other | 2021 | Typical Event Day | 8 | 1526.303
Program SpecificSize: Over 200kWOther2022April Monthly Peak | Program Specific | Size: Over 200kW | Other | 2022 | April Monthly Peak | 4 | 1530.8819
Program SpecificSize: Over 200kWOther2022August Monthly Peak | Program Specific | Size: Over 200kW | Other | 2022 | August Monthly Peak | 8 | 1530.8819
Program SpecificSize: Over 200kWOther2022December Monthly Peak | Program Specific | Size: Over 200kW | Other | 2022 | December Monthly Peak | 12 | 1530.8819
Program SpecificSize: Over 200kWOther2022February Monthly Peak | Program Specific | Size: Over 200kW | Other | 2022 | February Monthly Peak | 2 | 1530.8819
Program SpecificSize: Over 200kWOther2022January Monthly Peak | Program Specific | Size: Over 200kW | Other | 2022 | January Monthly Peak | 1 | 1530.8819
Program SpecificSize: Over 200kWOther2022July Monthly Peak | Program Specific | Size: Over 200kW | Other | 2022 | July Monthly Peak | 7 | 1530.8819
Program SpecificSize: Over 200kWOther2022June Monthly Peak | Program Specific | Size: Over 200kW | Other | 2022 | June Monthly Peak | 6 | 1530.8819
Program SpecificSize: Over 200kWOther2022March Monthly Peak | Program Specific | Size: Over 200kW | Other | 2022 | March Monthly Peak | 3 | 1530.8819
Program SpecificSize: Over 200kWOther2022May Monthly Peak | Program Specific | Size: Over 200kW | Other | 2022 | May Monthly Peak | 5 | 1530.8819
Program SpecificSize: Over 200kWOther2022November Monthly Peak | Program Specific | Size: Over 200kW | Other | 2022 | November Monthly Peak | 11 | 1530.8819
Program SpecificSize: Over 200kWOther2022October Monthly Peak | Program Specific | Size: Over 200kW | Other | 2022 | October Monthly Peak | 10 | 1530.8819
Program SpecificSize: Over 200kWOther2022September Monthly Peak | Program Specific | Size: Over 200kW | Other | 2022 | September Monthly Peak | 9 | 1530.8819
Program SpecificSize: Over 200kWOther2022Typical Event Day | Program Specific | Size: Over 200kW | Other | 2022 | Typical Event Day | 8 | 1530.8819
Program SpecificSize: Over 200kWOther2023April Monthly Peak | Program Specific | Size: Over 200kW | Other | 2023 | April Monthly Peak | 4 | 1535.4745
Program SpecificSize: Over 200kWOther2023August Monthly Peak | Program Specific | Size: Over 200kW | Other | 2023 | August Monthly Peak | 8 | 1535.4745
Program SpecificSize: Over 200kWOther2023December Monthly Peak | Program Specific | Size: Over 200kW | Other | 2023 | December Monthly Peak | 12 | 1535.4745
Program SpecificSize: Over 200kWOther2023February Monthly Peak | Program Specific | Size: Over 200kW | Other | 2023 | February Monthly Peak | 2 | 1535.4745
Program SpecificSize: Over 200kWOther2023January Monthly Peak | Program Specific | Size: Over 200kW | Other | 2023 | January Monthly Peak | 1 | 1535.4745
Program SpecificSize: Over 200kWOther2023July Monthly Peak | Program Specific | Size: Over 200kW | Other | 2023 | July Monthly Peak | 7 | 1535.4745
Program SpecificSize: Over 200kWOther2023June Monthly Peak | Program Specific | Size: Over 200kW | Other | 2023 | June Monthly Peak | 6 | 1535.4745
Program SpecificSize: Over 200kWOther2023March Monthly Peak | Program Specific | Size: Over 200kW | Other | 2023 | March Monthly Peak | 3 | 1535.4745
Program SpecificSize: Over 200kWOther2023May Monthly Peak | Program Specific | Size: Over 200kW | Other | 2023 | May Monthly Peak | 5 | 1535.4745
Program SpecificSize: Over 200kWOther2023November Monthly Peak | Program Specific | Size: Over 200kW | Other | 2023 | November Monthly Peak | 11 | 1535.4745
Program SpecificSize: Over 200kWOther2023October Monthly Peak | Program Specific | Size: Over 200kW | Other | 2023 | October Monthly Peak | 10 | 1535.4745
Program SpecificSize: Over 200kWOther2023September Monthly Peak | Program Specific | Size: Over 200kW | Other | 2023 | September Monthly Peak | 9 | 1535.4745
Program SpecificSize: Over 200kWOther2023Typical Event Day | Program Specific | Size: Over 200kW | Other | 2023 | Typical Event Day | 8 | 1535.4745
Program SpecificSize: Over 200kWOther2024April Monthly Peak | Program Specific | Size: Over 200kW | Other | 2024 | April Monthly Peak | 4 | 1540.0809
Program SpecificSize: Over 200kWOther2024August Monthly Peak | Program Specific | Size: Over 200kW | Other | 2024 | August Monthly Peak | 8 | 1540.0809
Program SpecificSize: Over 200kWOther2024December Monthly Peak | Program Specific | Size: Over 200kW | Other | 2024 | December Monthly Peak | 12 | 1540.0809
Program SpecificSize: Over 200kWOther2024February Monthly Peak | Program Specific | Size: Over 200kW | Other | 2024 | February Monthly Peak | 2 | 1540.0809
Program SpecificSize: Over 200kWOther2024January Monthly Peak | Program Specific | Size: Over 200kW | Other | 2024 | January Monthly Peak | 1 | 1540.0809
Program SpecificSize: Over 200kWOther2024July Monthly Peak | Program Specific | Size: Over 200kW | Other | 2024 | July Monthly Peak | 7 | 1540.0809
Program SpecificSize: Over 200kWOther2024June Monthly Peak | Program Specific | Size: Over 200kW | Other | 2024 | June Monthly Peak | 6 | 1540.0809
Program SpecificSize: Over 200kWOther2024March Monthly Peak | Program Specific | Size: Over 200kW | Other | 2024 | March Monthly Peak | 3 | 1540.0809
Program SpecificSize: Over 200kWOther2024May Monthly Peak | Program Specific | Size: Over 200kW | Other | 2024 | May Monthly Peak | 5 | 1540.0809
Program SpecificSize: Over 200kWOther2024November Monthly Peak | Program Specific | Size: Over 200kW | Other | 2024 | November Monthly Peak | 11 | 1540.0809
Program SpecificSize: Over 200kWOther2024October Monthly Peak | Program Specific | Size: Over 200kW | Other | 2024 | October Monthly Peak | 10 | 1540.0809
Program SpecificSize: Over 200kWOther2024September Monthly Peak | Program Specific | Size: Over 200kW | Other | 2024 | September Monthly Peak | 9 | 1540.0809
Program SpecificSize: Over 200kWOther2024Typical Event Day | Program Specific | Size: Over 200kW | Other | 2024 | Typical Event Day | 8 | 1540.0809
Program SpecificSize: Over 200kWOther2025April Monthly Peak | Program Specific | Size: Over 200kW | Other | 2025 | April Monthly Peak | 4 | 1544.7012
Program SpecificSize: Over 200kWOther2025August Monthly Peak | Program Specific | Size: Over 200kW | Other | 2025 | August Monthly Peak | 8 | 1544.7012
Program SpecificSize: Over 200kWOther2025December Monthly Peak | Program Specific | Size: Over 200kW | Other | 2025 | December Monthly Peak | 12 | 1544.7012
Program SpecificSize: Over 200kWOther2025February Monthly Peak | Program Specific | Size: Over 200kW | Other | 2025 | February Monthly Peak | 2 | 1544.7012
Program SpecificSize: Over 200kWOther2025January Monthly Peak | Program Specific | Size: Over 200kW | Other | 2025 | January Monthly Peak | 1 | 1544.7012
Program SpecificSize: Over 200kWOther2025July Monthly Peak | Program Specific | Size: Over 200kW | Other | 2025 | July Monthly Peak | 7 | 1544.7012
Program SpecificSize: Over 200kWOther2025June Monthly Peak | Program Specific | Size: Over 200kW | Other | 2025 | June Monthly Peak | 6 | 1544.7012
Program SpecificSize: Over 200kWOther2025March Monthly Peak | Program Specific | Size: Over 200kW | Other | 2025 | March Monthly Peak | 3 | 1544.7012
Program SpecificSize: Over 200kWOther2025May Monthly Peak | Program Specific | Size: Over 200kW | Other | 2025 | May Monthly Peak | 5 | 1544.7012
Program SpecificSize: Over 200kWOther2025November Monthly Peak | Program Specific | Size: Over 200kW | Other | 2025 | November Monthly Peak | 11 | 1544.7012
Program SpecificSize: Over 200kWOther2025October Monthly Peak | Program Specific | Size: Over 200kW | Other | 2025 | October Monthly Peak | 10 | 1544.7012
Program SpecificSize: Over 200kWOther2025September Monthly Peak | Program Specific | Size: Over 200kW | Other | 2025 | September Monthly Peak | 9 | 1544.7012
Program SpecificSize: Over 200kWOther2025Typical Event Day | Program Specific | Size: Over 200kW | Other | 2025 | Typical Event Day | 8 | 1544.7012
Program SpecificSize: Over 200kWOther2026April Monthly Peak | Program Specific | Size: Over 200kW | Other | 2026 | April Monthly Peak | 4 | 1549.3353
Program SpecificSize: Over 200kWOther2026August Monthly Peak | Program Specific | Size: Over 200kW | Other | 2026 | August Monthly Peak | 8 | 1549.3353
Program SpecificSize: Over 200kWOther2026December Monthly Peak | Program Specific | Size: Over 200kW | Other | 2026 | December Monthly Peak | 12 | 1549.3353
Program SpecificSize: Over 200kWOther2026February Monthly Peak | Program Specific | Size: Over 200kW | Other | 2026 | February Monthly Peak | 2 | 1549.3353
Program SpecificSize: Over 200kWOther2026January Monthly Peak | Program Specific | Size: Over 200kW | Other | 2026 | January Monthly Peak | 1 | 1549.3353
Program SpecificSize: Over 200kWOther2026July Monthly Peak | Program Specific | Size: Over 200kW | Other | 2026 | July Monthly Peak | 7 | 1549.3353
Program SpecificSize: Over 200kWOther2026June Monthly Peak | Program Specific | Size: Over 200kW | Other | 2026 | June Monthly Peak | 6 | 1549.3353
Program SpecificSize: Over 200kWOther2026March Monthly Peak | Program Specific | Size: Over 200kW | Other | 2026 | March Monthly Peak | 3 | 1549.3353
Program SpecificSize: Over 200kWOther2026May Monthly Peak | Program Specific | Size: Over 200kW | Other | 2026 | May Monthly Peak | 5 | 1549.3353
Program SpecificSize: Over 200kWOther2026November Monthly Peak | Program Specific | Size: Over 200kW | Other | 2026 | November Monthly Peak | 11 | 1549.3353
Program SpecificSize: Over 200kWOther2026October Monthly Peak | Program Specific | Size: Over 200kW | Other | 2026 | October Monthly Peak | 10 | 1549.3353
Program SpecificSize: Over 200kWOther2026September Monthly Peak | Program Specific | Size: Over 200kW | Other | 2026 | September Monthly Peak | 9 | 1549.3353
Program SpecificSize: Over 200kWOther2026Typical Event Day | Program Specific | Size: Over 200kW | Other | 2026 | Typical Event Day | 8 | 1549.3353
Program SpecificSize: Over 200kWSouth of Lugo2015April Monthly Peak | Program Specific | Size: Over 200kW | South of Lugo | 2015 | April Monthly Peak | 4 | 290.2615
Program SpecificSize: Over 200kWSouth of Lugo2015August Monthly Peak | Program Specific | Size: Over 200kW | South of Lugo | 2015 | August Monthly Peak | 8 | 290.2615
Program SpecificSize: Over 200kWSouth of Lugo2015December Monthly Peak | Program Specific | Size: Over 200kW | South of Lugo | 2015 | December Monthly Peak | 12 | 290.2615
Program SpecificSize: Over 200kWSouth of Lugo2015February Monthly Peak | Program Specific | Size: Over 200kW | South of Lugo | 2015 | February Monthly Peak | 2 | 290.2615
Program SpecificSize: Over 200kWSouth of Lugo2015January Monthly Peak | Program Specific | Size: Over 200kW | South of Lugo | 2015 | January Monthly Peak | 1 | 290.2615
Program SpecificSize: Over 200kWSouth of Lugo2015July Monthly Peak | Program Specific | Size: Over 200kW | South of Lugo | 2015 | July Monthly Peak | 7 | 290.2615
Program SpecificSize: Over 200kWSouth of Lugo2015June Monthly Peak | Program Specific | Size: Over 200kW | South of Lugo | 2015 | June Monthly Peak | 6 | 290.2615
Program SpecificSize: Over 200kWSouth of Lugo2015March Monthly Peak | Program Specific | Size: Over 200kW | South of Lugo | 2015 | March Monthly Peak | 3 | 290.2615
Program SpecificSize: Over 200kWSouth of Lugo2015May Monthly Peak | Program Specific | Size: Over 200kW | South of Lugo | 2015 | May Monthly Peak | 5 | 290.2615
Program SpecificSize: Over 200kWSouth of Lugo2015November Monthly Peak | Program Specific | Size: Over 200kW | South of Lugo | 2015 | November Monthly Peak | 11 | 290.2615
Program SpecificSize: Over 200kWSouth of Lugo2015October Monthly Peak | Program Specific | Size: Over 200kW | South of Lugo | 2015 | October Monthly Peak | 10 | 290.2615
Program SpecificSize: Over 200kWSouth of Lugo2015September Monthly Peak | Program Specific | Size: Over 200kW | South of Lugo | 2015 | September Monthly Peak | 9 | 290.2615
Program SpecificSize: Over 200kWSouth of Lugo2015Typical Event Day | Program Specific | Size: Over 200kW | South of Lugo | 2015 | Typical Event Day | 8 | 290.2615
Program SpecificSize: Over 200kWSouth of Lugo2016April Monthly Peak | Program Specific | Size: Over 200kW | South of Lugo | 2016 | April Monthly Peak | 4 | 290.2615
Program SpecificSize: Over 200kWSouth of Lugo2016August Monthly Peak | Program Specific | Size: Over 200kW | South of Lugo | 2016 | August Monthly Peak | 8 | 290.2615
Program SpecificSize: Over 200kWSouth of Lugo2016December Monthly Peak | Program Specific | Size: Over 200kW | South of Lugo | 2016 | December Monthly Peak | 12 | 290.2615
Program SpecificSize: Over 200kWSouth of Lugo2016February Monthly Peak | Program Specific | Size: Over 200kW | South of Lugo | 2016 | February Monthly Peak | 2 | 290.2615
Program SpecificSize: Over 200kWSouth of Lugo2016January Monthly Peak | Program Specific | Size: Over 200kW | South of Lugo | 2016 | January Monthly Peak | 1 | 290.2615
Program SpecificSize: Over 200kWSouth of Lugo2016July Monthly Peak | Program Specific | Size: Over 200kW | South of Lugo | 2016 | July Monthly Peak | 7 | 290.2615
Program SpecificSize: Over 200kWSouth of Lugo2016June Monthly Peak | Program Specific | Size: Over 200kW | South of Lugo | 2016 | June Monthly Peak | 6 | 290.2615
Program SpecificSize: Over 200kWSouth of Lugo2016March Monthly Peak | Program Specific | Size: Over 200kW | South of Lugo | 2016 | March Monthly Peak | 3 | 290.2615
Program SpecificSize: Over 200kWSouth of Lugo2016May Monthly Peak | Program Specific | Size: Over 200kW | South of Lugo | 2016 | May Monthly Peak | 5 | 290.2615
Program SpecificSize: Over 200kWSouth of Lugo2016November Monthly Peak | Program Specific | Size: Over 200kW | South of Lugo | 2016 | November Monthly Peak | 11 | 290.2615
Program SpecificSize: Over 200kWSouth of Lugo2016October Monthly Peak | Program Specific | Size: Over 200kW | South of Lugo | 2016 | October Monthly Peak | 10 | 290.2615
Program SpecificSize: Over 200kWSouth of Lugo2016September Monthly Peak | Program Specific | Size: Over 200kW | South of Lugo | 2016 | September Monthly Peak | 9 | 290.2615
Program SpecificSize: Over 200kWSouth of Lugo2016Typical Event Day | Program Specific | Size: Over 200kW | South of Lugo | 2016 | Typical Event Day | 8 | 290.2615
Program SpecificSize: Over 200kWSouth of Lugo2017April Monthly Peak | Program Specific | Size: Over 200kW | South of Lugo | 2017 | April Monthly Peak | 4 | 292.3804
Program SpecificSize: Over 200kWSouth of Lugo2017August Monthly Peak | Program Specific | Size: Over 200kW | South of Lugo | 2017 | August Monthly Peak | 8 | 292.3804
Program SpecificSize: Over 200kWSouth of Lugo2017December Monthly Peak | Program Specific | Size: Over 200kW | South of Lugo | 2017 | December Monthly Peak | 12 | 292.3804
Program SpecificSize: Over 200kWSouth of Lugo2017February Monthly Peak | Program Specific | Size: Over 200kW | South of Lugo | 2017 | February Monthly Peak | 2 | 292.3804
Program SpecificSize: Over 200kWSouth of Lugo2017January Monthly Peak | Program Specific | Size: Over 200kW | South of Lugo | 2017 | January Monthly Peak | 1 | 292.3804
Program SpecificSize: Over 200kWSouth of Lugo2017July Monthly Peak | Program Specific | Size: Over 200kW | South of Lugo | 2017 | July Monthly Peak | 7 | 292.3804
Program SpecificSize: Over 200kWSouth of Lugo2017June Monthly Peak | Program Specific | Size: Over 200kW | South of Lugo | 2017 | June Monthly Peak | 6 | 292.3804
Program SpecificSize: Over 200kWSouth of Lugo2017March Monthly Peak | Program Specific | Size: Over 200kW | South of Lugo | 2017 | March Monthly Peak | 3 | 292.3804
Program SpecificSize: Over 200kWSouth of Lugo2017May Monthly Peak | Program Specific | Size: Over 200kW | South of Lugo | 2017 | May Monthly Peak | 5 | 292.3804
Program SpecificSize: Over 200kWSouth of Lugo2017November Monthly Peak | Program Specific | Size: Over 200kW | South of Lugo | 2017 | November Monthly Peak | 11 | 292.3804
Program SpecificSize: Over 200kWSouth of Lugo2017October Monthly Peak | Program Specific | Size: Over 200kW | South of Lugo | 2017 | October Monthly Peak | 10 | 292.3804
Program SpecificSize: Over 200kWSouth of Lugo2017September Monthly Peak | Program Specific | Size: Over 200kW | South of Lugo | 2017 | September Monthly Peak | 9 | 292.3804
Program SpecificSize: Over 200kWSouth of Lugo2017Typical Event Day | Program Specific | Size: Over 200kW | South of Lugo | 2017 | Typical Event Day | 8 | 292.3804
Program SpecificSize: Over 200kWSouth of Lugo2018April Monthly Peak | Program Specific | Size: Over 200kW | South of Lugo | 2018 | April Monthly Peak | 4 | 293.2575
Program SpecificSize: Over 200kWSouth of Lugo2018August Monthly Peak | Program Specific | Size: Over 200kW | South of Lugo | 2018 | August Monthly Peak | 8 | 293.2575
Program SpecificSize: Over 200kWSouth of Lugo2018December Monthly Peak | Program Specific | Size: Over 200kW | South of Lugo | 2018 | December Monthly Peak | 12 | 293.2575
Program SpecificSize: Over 200kWSouth of Lugo2018February Monthly Peak | Program Specific | Size: Over 200kW | South of Lugo | 2018 | February Monthly Peak | 2 | 293.2575
Program SpecificSize: Over 200kWSouth of Lugo2018January Monthly Peak | Program Specific | Size: Over 200kW | South of Lugo | 2018 | January Monthly Peak | 1 | 293.2575
Program SpecificSize: Over 200kWSouth of Lugo2018July Monthly Peak | Program Specific | Size: Over 200kW | South of Lugo | 2018 | July Monthly Peak | 7 | 293.2575
Program SpecificSize: Over 200kWSouth of Lugo2018June Monthly Peak | Program Specific | Size: Over 200kW | South of Lugo | 2018 | June Monthly Peak | 6 | 293.2575
Program SpecificSize: Over 200kWSouth of Lugo2018March Monthly Peak | Program Specific | Size: Over 200kW | South of Lugo | 2018 | March Monthly Peak | 3 | 293.2575
Program SpecificSize: Over 200kWSouth of Lugo2018May Monthly Peak | Program Specific | Size: Over 200kW | South of Lugo | 2018 | May Monthly Peak | 5 | 293.2575
Program SpecificSize: Over 200kWSouth of Lugo2018November Monthly Peak | Program Specific | Size: Over 200kW | South of Lugo | 2018 | November Monthly Peak | 11 | 293.2575
Program SpecificSize: Over 200kWSouth of Lugo2018October Monthly Peak | Program Specific | Size: Over 200kW | South of Lugo | 2018 | October Monthly Peak | 10 | 293.2575
Program SpecificSize: Over 200kWSouth of Lugo2018September Monthly Peak | Program Specific | Size: Over 200kW | South of Lugo | 2018 | September Monthly Peak | 9 | 293.2575
Program SpecificSize: Over 200kWSouth of Lugo2018Typical Event Day | Program Specific | Size: Over 200kW | South of Lugo | 2018 | Typical Event Day | 8 | 293.2575
Program SpecificSize: Over 200kWSouth of Lugo2019April Monthly Peak | Program Specific | Size: Over 200kW | South of Lugo | 2019 | April Monthly Peak | 4 | 294.1373
Program SpecificSize: Over 200kWSouth of Lugo2019August Monthly Peak | Program Specific | Size: Over 200kW | South of Lugo | 2019 | August Monthly Peak | 8 | 294.1373
Program SpecificSize: Over 200kWSouth of Lugo2019December Monthly Peak | Program Specific | Size: Over 200kW | South of Lugo | 2019 | December Monthly Peak | 12 | 294.1373
Program SpecificSize: Over 200kWSouth of Lugo2019February Monthly Peak | Program Specific | Size: Over 200kW | South of Lugo | 2019 | February Monthly Peak | 2 | 294.1373
Program SpecificSize: Over 200kWSouth of Lugo2019January Monthly Peak | Program Specific | Size: Over 200kW | South of Lugo | 2019 | January Monthly Peak | 1 | 294.1373
Program SpecificSize: Over 200kWSouth of Lugo2019July Monthly Peak | Program Specific | Size: Over 200kW | South of Lugo | 2019 | July Monthly Peak | 7 | 294.1373
Program SpecificSize: Over 200kWSouth of Lugo2019June Monthly Peak | Program Specific | Size: Over 200kW | South of Lugo | 2019 | June Monthly Peak | 6 | 294.1373
Program SpecificSize: Over 200kWSouth of Lugo2019March Monthly Peak | Program Specific | Size: Over 200kW | South of Lugo | 2019 | March Monthly Peak | 3 | 294.1373
Program SpecificSize: Over 200kWSouth of Lugo2019May Monthly Peak | Program Specific | Size: Over 200kW | South of Lugo | 2019 | May Monthly Peak | 5 | 294.1373
Program SpecificSize: Over 200kWSouth of Lugo2019November Monthly Peak | Program Specific | Size: Over 200kW | South of Lugo | 2019 | November Monthly Peak | 11 | 294.1373
Program SpecificSize: Over 200kWSouth of Lugo2019October Monthly Peak | Program Specific | Size: Over 200kW | South of Lugo | 2019 | October Monthly Peak | 10 | 294.1373
Program SpecificSize: Over 200kWSouth of Lugo2019September Monthly Peak | Program Specific | Size: Over 200kW | South of Lugo | 2019 | September Monthly Peak | 9 | 294.1373
Program SpecificSize: Over 200kWSouth of Lugo2019Typical Event Day | Program Specific | Size: Over 200kW | South of Lugo | 2019 | Typical Event Day | 8 | 294.1373
Program SpecificSize: Over 200kWSouth of Lugo2020April Monthly Peak | Program Specific | Size: Over 200kW | South of Lugo | 2020 | April Monthly Peak | 4 | 295.0197
Program SpecificSize: Over 200kWSouth of Lugo2020August Monthly Peak | Program Specific | Size: Over 200kW | South of Lugo | 2020 | August Monthly Peak | 8 | 295.0197
Program SpecificSize: Over 200kWSouth of Lugo2020December Monthly Peak | Program Specific | Size: Over 200kW | South of Lugo | 2020 | December Monthly Peak | 12 | 295.0197
Program SpecificSize: Over 200kWSouth of Lugo2020February Monthly Peak | Program Specific | Size: Over 200kW | South of Lugo | 2020 | February Monthly Peak | 2 | 295.0197
Program SpecificSize: Over 200kWSouth of Lugo2020January Monthly Peak | Program Specific | Size: Over 200kW | South of Lugo | 2020 | January Monthly Peak | 1 | 295.0197
Program SpecificSize: Over 200kWSouth of Lugo2020July Monthly Peak | Program Specific | Size: Over 200kW | South of Lugo | 2020 | July Monthly Peak | 7 | 295.0197
Program SpecificSize: Over 200kWSouth of Lugo2020June Monthly Peak | Program Specific | Size: Over 200kW | South of Lugo | 2020 | June Monthly Peak | 6 | 295.0197
Program SpecificSize: Over 200kWSouth of Lugo2020March Monthly Peak | Program Specific | Size: Over 200kW | South of Lugo | 2020 | March Monthly Peak | 3 | 295.0197
Program SpecificSize: Over 200kWSouth of Lugo2020May Monthly Peak | Program Specific | Size: Over 200kW | South of Lugo | 2020 | May Monthly Peak | 5 | 295.0197
Program SpecificSize: Over 200kWSouth of Lugo2020November Monthly Peak | Program Specific | Size: Over 200kW | South of Lugo | 2020 | November Monthly Peak | 11 | 295.0197
Program SpecificSize: Over 200kWSouth of Lugo2020October Monthly Peak | Program Specific | Size: Over 200kW | South of Lugo | 2020 | October Monthly Peak | 10 | 295.0197
Program SpecificSize: Over 200kWSouth of Lugo2020September Monthly Peak | Program Specific | Size: Over 200kW | South of Lugo | 2020 | September Monthly Peak | 9 | 295.0197
Program SpecificSize: Over 200kWSouth of Lugo2020Typical Event Day | Program Specific | Size: Over 200kW | South of Lugo | 2020 | Typical Event Day | 8 | 295.0197
Program SpecificSize: Over 200kWSouth of Lugo2021April Monthly Peak | Program Specific | Size: Over 200kW | South of Lugo | 2021 | April Monthly Peak | 4 | 295.9048
Program SpecificSize: Over 200kWSouth of Lugo2021August Monthly Peak | Program Specific | Size: Over 200kW | South of Lugo | 2021 | August Monthly Peak | 8 | 295.9048
Program SpecificSize: Over 200kWSouth of Lugo2021December Monthly Peak | Program Specific | Size: Over 200kW | South of Lugo | 2021 | December Monthly Peak | 12 | 295.9048
Program SpecificSize: Over 200kWSouth of Lugo2021February Monthly Peak | Program Specific | Size: Over 200kW | South of Lugo | 2021 | February Monthly Peak | 2 | 295.9048
Program SpecificSize: Over 200kWSouth of Lugo2021January Monthly Peak | Program Specific | Size: Over 200kW | South of Lugo | 2021 | January Monthly Peak | 1 | 295.9048
Program SpecificSize: Over 200kWSouth of Lugo2021July Monthly Peak | Program Specific | Size: Over 200kW | South of Lugo | 2021 | July Monthly Peak | 7 | 295.9048
Program SpecificSize: Over 200kWSouth of Lugo2021June Monthly Peak | Program Specific | Size: Over 200kW | South of Lugo | 2021 | June Monthly Peak | 6 | 295.9048
Program SpecificSize: Over 200kWSouth of Lugo2021March Monthly Peak | Program Specific | Size: Over 200kW | South of Lugo | 2021 | March Monthly Peak | 3 | 295.9048
Program SpecificSize: Over 200kWSouth of Lugo2021May Monthly Peak | Program Specific | Size: Over 200kW | South of Lugo | 2021 | May Monthly Peak | 5 | 295.9048
Program SpecificSize: Over 200kWSouth of Lugo2021November Monthly Peak | Program Specific | Size: Over 200kW | South of Lugo | 2021 | November Monthly Peak | 11 | 295.9048
Program SpecificSize: Over 200kWSouth of Lugo2021October Monthly Peak | Program Specific | Size: Over 200kW | South of Lugo | 2021 | October Monthly Peak | 10 | 295.9048
Program SpecificSize: Over 200kWSouth of Lugo2021September Monthly Peak | Program Specific | Size: Over 200kW | South of Lugo | 2021 | September Monthly Peak | 9 | 295.9048
Program SpecificSize: Over 200kWSouth of Lugo2021Typical Event Day | Program Specific | Size: Over 200kW | South of Lugo | 2021 | Typical Event Day | 8 | 295.9048
Program SpecificSize: Over 200kWSouth of Lugo2022April Monthly Peak | Program Specific | Size: Over 200kW | South of Lugo | 2022 | April Monthly Peak | 4 | 296.7925
Program SpecificSize: Over 200kWSouth of Lugo2022August Monthly Peak | Program Specific | Size: Over 200kW | South of Lugo | 2022 | August Monthly Peak | 8 | 296.7925
Program SpecificSize: Over 200kWSouth of Lugo2022December Monthly Peak | Program Specific | Size: Over 200kW | South of Lugo | 2022 | December Monthly Peak | 12 | 296.7925
Program SpecificSize: Over 200kWSouth of Lugo2022February Monthly Peak | Program Specific | Size: Over 200kW | South of Lugo | 2022 | February Monthly Peak | 2 | 296.7925
Program SpecificSize: Over 200kWSouth of Lugo2022January Monthly Peak | Program Specific | Size: Over 200kW | South of Lugo | 2022 | January Monthly Peak | 1 | 296.7925
Program SpecificSize: Over 200kWSouth of Lugo2022July Monthly Peak | Program Specific | Size: Over 200kW | South of Lugo | 2022 | July Monthly Peak | 7 | 296.7925
Program SpecificSize: Over 200kWSouth of Lugo2022June Monthly Peak | Program Specific | Size: Over 200kW | South of Lugo | 2022 | June Monthly Peak | 6 | 296.7925
Program SpecificSize: Over 200kWSouth of Lugo2022March Monthly Peak | Program Specific | Size: Over 200kW | South of Lugo | 2022 | March Monthly Peak | 3 | 296.7925
Program SpecificSize: Over 200kWSouth of Lugo2022May Monthly Peak | Program Specific | Size: Over 200kW | South of Lugo | 2022 | May Monthly Peak | 5 | 296.7925
Program SpecificSize: Over 200kWSouth of Lugo2022November Monthly Peak | Program Specific | Size: Over 200kW | South of Lugo | 2022 | November Monthly Peak | 11 | 296.7925
Program SpecificSize: Over 200kWSouth of Lugo2022October Monthly Peak | Program Specific | Size: Over 200kW | South of Lugo | 2022 | October Monthly Peak | 10 | 296.7925
Program SpecificSize: Over 200kWSouth of Lugo2022September Monthly Peak | Program Specific | Size: Over 200kW | South of Lugo | 2022 | September Monthly Peak | 9 | 296.7925
Program SpecificSize: Over 200kWSouth of Lugo2022Typical Event Day | Program Specific | Size: Over 200kW | South of Lugo | 2022 | Typical Event Day | 8 | 296.7925
Program SpecificSize: Over 200kWSouth of Lugo2023April Monthly Peak | Program Specific | Size: Over 200kW | South of Lugo | 2023 | April Monthly Peak | 4 | 297.6829
Program SpecificSize: Over 200kWSouth of Lugo2023August Monthly Peak | Program Specific | Size: Over 200kW | South of Lugo | 2023 | August Monthly Peak | 8 | 297.6829
Program SpecificSize: Over 200kWSouth of Lugo2023December Monthly Peak | Program Specific | Size: Over 200kW | South of Lugo | 2023 | December Monthly Peak | 12 | 297.6829
Program SpecificSize: Over 200kWSouth of Lugo2023February Monthly Peak | Program Specific | Size: Over 200kW | South of Lugo | 2023 | February Monthly Peak | 2 | 297.6829
Program SpecificSize: Over 200kWSouth of Lugo2023January Monthly Peak | Program Specific | Size: Over 200kW | South of Lugo | 2023 | January Monthly Peak | 1 | 297.6829
Program SpecificSize: Over 200kWSouth of Lugo2023July Monthly Peak | Program Specific | Size: Over 200kW | South of Lugo | 2023 | July Monthly Peak | 7 | 297.6829
Program SpecificSize: Over 200kWSouth of Lugo2023June Monthly Peak | Program Specific | Size: Over 200kW | South of Lugo | 2023 | June Monthly Peak | 6 | 297.6829
Program SpecificSize: Over 200kWSouth of Lugo2023March Monthly Peak | Program Specific | Size: Over 200kW | South of Lugo | 2023 | March Monthly Peak | 3 | 297.6829
Program SpecificSize: Over 200kWSouth of Lugo2023May Monthly Peak | Program Specific | Size: Over 200kW | South of Lugo | 2023 | May Monthly Peak | 5 | 297.6829
Program SpecificSize: Over 200kWSouth of Lugo2023November Monthly Peak | Program Specific | Size: Over 200kW | South of Lugo | 2023 | November Monthly Peak | 11 | 297.6829
Program SpecificSize: Over 200kWSouth of Lugo2023October Monthly Peak | Program Specific | Size: Over 200kW | South of Lugo | 2023 | October Monthly Peak | 10 | 297.6829
Program SpecificSize: Over 200kWSouth of Lugo2023September Monthly Peak | Program Specific | Size: Over 200kW | South of Lugo | 2023 | September Monthly Peak | 9 | 297.6829
Program SpecificSize: Over 200kWSouth of Lugo2023Typical Event Day | Program Specific | Size: Over 200kW | South of Lugo | 2023 | Typical Event Day | 8 | 297.6829
Program SpecificSize: Over 200kWSouth of Lugo2024April Monthly Peak | Program Specific | Size: Over 200kW | South of Lugo | 2024 | April Monthly Peak | 4 | 298.5759
Program SpecificSize: Over 200kWSouth of Lugo2024August Monthly Peak | Program Specific | Size: Over 200kW | South of Lugo | 2024 | August Monthly Peak | 8 | 298.5759
Program SpecificSize: Over 200kWSouth of Lugo2024December Monthly Peak | Program Specific | Size: Over 200kW | South of Lugo | 2024 | December Monthly Peak | 12 | 298.5759
Program SpecificSize: Over 200kWSouth of Lugo2024February Monthly Peak | Program Specific | Size: Over 200kW | South of Lugo | 2024 | February Monthly Peak | 2 | 298.5759
Program SpecificSize: Over 200kWSouth of Lugo2024January Monthly Peak | Program Specific | Size: Over 200kW | South of Lugo | 2024 | January Monthly Peak | 1 | 298.5759
Program SpecificSize: Over 200kWSouth of Lugo2024July Monthly Peak | Program Specific | Size: Over 200kW | South of Lugo | 2024 | July Monthly Peak | 7 | 298.5759
Program SpecificSize: Over 200kWSouth of Lugo2024June Monthly Peak | Program Specific | Size: Over 200kW | South of Lugo | 2024 | June Monthly Peak | 6 | 298.5759
Program SpecificSize: Over 200kWSouth of Lugo2024March Monthly Peak | Program Specific | Size: Over 200kW | South of Lugo | 2024 | March Monthly Peak | 3 | 298.5759
Program SpecificSize: Over 200kWSouth of Lugo2024May Monthly Peak | Program Specific | Size: Over 200kW | South of Lugo | 2024 | May Monthly Peak | 5 | 298.5759
Program SpecificSize: Over 200kWSouth of Lugo2024November Monthly Peak | Program Specific | Size: Over 200kW | South of Lugo | 2024 | November Monthly Peak | 11 | 298.5759
Program SpecificSize: Over 200kWSouth of Lugo2024October Monthly Peak | Program Specific | Size: Over 200kW | South of Lugo | 2024 | October Monthly Peak | 10 | 298.5759
Program SpecificSize: Over 200kWSouth of Lugo2024September Monthly Peak | Program Specific | Size: Over 200kW | South of Lugo | 2024 | September Monthly Peak | 9 | 298.5759
Program SpecificSize: Over 200kWSouth of Lugo2024Typical Event Day | Program Specific | Size: Over 200kW | South of Lugo | 2024 | Typical Event Day | 8 | 298.5759
Program SpecificSize: Over 200kWSouth of Lugo2025April Monthly Peak | Program Specific | Size: Over 200kW | South of Lugo | 2025 | April Monthly Peak | 4 | 299.4717
Program SpecificSize: Over 200kWSouth of Lugo2025August Monthly Peak | Program Specific | Size: Over 200kW | South of Lugo | 2025 | August Monthly Peak | 8 | 299.4717
Program SpecificSize: Over 200kWSouth of Lugo2025December Monthly Peak | Program Specific | Size: Over 200kW | South of Lugo | 2025 | December Monthly Peak | 12 | 299.4717
Program SpecificSize: Over 200kWSouth of Lugo2025February Monthly Peak | Program Specific | Size: Over 200kW | South of Lugo | 2025 | February Monthly Peak | 2 | 299.4717
Program SpecificSize: Over 200kWSouth of Lugo2025January Monthly Peak | Program Specific | Size: Over 200kW | South of Lugo | 2025 | January Monthly Peak | 1 | 299.4717
Program SpecificSize: Over 200kWSouth of Lugo2025July Monthly Peak | Program Specific | Size: Over 200kW | South of Lugo | 2025 | July Monthly Peak | 7 | 299.4717
Program SpecificSize: Over 200kWSouth of Lugo2025June Monthly Peak | Program Specific | Size: Over 200kW | South of Lugo | 2025 | June Monthly Peak | 6 | 299.4717
Program SpecificSize: Over 200kWSouth of Lugo2025March Monthly Peak | Program Specific | Size: Over 200kW | South of Lugo | 2025 | March Monthly Peak | 3 | 299.4717
Program SpecificSize: Over 200kWSouth of Lugo2025May Monthly Peak | Program Specific | Size: Over 200kW | South of Lugo | 2025 | May Monthly Peak | 5 | 299.4717
Program SpecificSize: Over 200kWSouth of Lugo2025November Monthly Peak | Program Specific | Size: Over 200kW | South of Lugo | 2025 | November Monthly Peak | 11 | 299.4717
Program SpecificSize: Over 200kWSouth of Lugo2025October Monthly Peak | Program Specific | Size: Over 200kW | South of Lugo | 2025 | October Monthly Peak | 10 | 299.4717
Program SpecificSize: Over 200kWSouth of Lugo2025September Monthly Peak | Program Specific | Size: Over 200kW | South of Lugo | 2025 | September Monthly Peak | 9 | 299.4717
Program SpecificSize: Over 200kWSouth of Lugo2025Typical Event Day | Program Specific | Size: Over 200kW | South of Lugo | 2025 | Typical Event Day | 8 | 299.4717
Program SpecificSize: Over 200kWSouth of Lugo2026April Monthly Peak | Program Specific | Size: Over 200kW | South of Lugo | 2026 | April Monthly Peak | 4 | 300.3701
Program SpecificSize: Over 200kWSouth of Lugo2026August Monthly Peak | Program Specific | Size: Over 200kW | South of Lugo | 2026 | August Monthly Peak | 8 | 300.3701
Program SpecificSize: Over 200kWSouth of Lugo2026December Monthly Peak | Program Specific | Size: Over 200kW | South of Lugo | 2026 | December Monthly Peak | 12 | 300.3701
Program SpecificSize: Over 200kWSouth of Lugo2026February Monthly Peak | Program Specific | Size: Over 200kW | South of Lugo | 2026 | February Monthly Peak | 2 | 300.3701
Program SpecificSize: Over 200kWSouth of Lugo2026January Monthly Peak | Program Specific | Size: Over 200kW | South of Lugo | 2026 | January Monthly Peak | 1 | 300.3701
Program SpecificSize: Over 200kWSouth of Lugo2026July Monthly Peak | Program Specific | Size: Over 200kW | South of Lugo | 2026 | July Monthly Peak | 7 | 300.3701
Program SpecificSize: Over 200kWSouth of Lugo2026June Monthly Peak | Program Specific | Size: Over 200kW | South of Lugo | 2026 | June Monthly Peak | 6 | 300.3701
Program SpecificSize: Over 200kWSouth of Lugo2026March Monthly Peak | Program Specific | Size: Over 200kW | South of Lugo | 2026 | March Monthly Peak | 3 | 300.3701
Program SpecificSize: Over 200kWSouth of Lugo2026May Monthly Peak | Program Specific | Size: Over 200kW | South of Lugo | 2026 | May Monthly Peak | 5 | 300.3701
Program SpecificSize: Over 200kWSouth of Lugo2026November Monthly Peak | Program Specific | Size: Over 200kW | South of Lugo | 2026 | November Monthly Peak | 11 | 300.3701
Program SpecificSize: Over 200kWSouth of Lugo2026October Monthly Peak | Program Specific | Size: Over 200kW | South of Lugo | 2026 | October Monthly Peak | 10 | 300.3701
Program SpecificSize: Over 200kWSouth of Lugo2026September Monthly Peak | Program Specific | Size: Over 200kW | South of Lugo | 2026 | September Monthly Peak | 9 | 300.3701
Program SpecificSize: Over 200kWSouth of Lugo2026Typical Event Day | Program Specific | Size: Over 200kW | South of Lugo | 2026 | Typical Event Day | 8 | 300.3701
Program SpecificSize: Under 20 kWAll2015April Monthly Peak | Program Specific | Size: Under 20 kW | All | 2015 | April Monthly Peak | 4 | 0
Program SpecificSize: Under 20 kWAll2015August Monthly Peak | Program Specific | Size: Under 20 kW | All | 2015 | August Monthly Peak | 8 | 0
Program SpecificSize: Under 20 kWAll2015December Monthly Peak | Program Specific | Size: Under 20 kW | All | 2015 | December Monthly Peak | 12 | 0
Program SpecificSize: Under 20 kWAll2015February Monthly Peak | Program Specific | Size: Under 20 kW | All | 2015 | February Monthly Peak | 2 | 0
Program SpecificSize: Under 20 kWAll2015January Monthly Peak | Program Specific | Size: Under 20 kW | All | 2015 | January Monthly Peak | 1 | 0
Program SpecificSize: Under 20 kWAll2015July Monthly Peak | Program Specific | Size: Under 20 kW | All | 2015 | July Monthly Peak | 7 | 0
Program SpecificSize: Under 20 kWAll2015June Monthly Peak | Program Specific | Size: Under 20 kW | All | 2015 | June Monthly Peak | 6 | 0
Program SpecificSize: Under 20 kWAll2015March Monthly Peak | Program Specific | Size: Under 20 kW | All | 2015 | March Monthly Peak | 3 | 0
Program SpecificSize: Under 20 kWAll2015May Monthly Peak | Program Specific | Size: Under 20 kW | All | 2015 | May Monthly Peak | 5 | 0
Program SpecificSize: Under 20 kWAll2015November Monthly Peak | Program Specific | Size: Under 20 kW | All | 2015 | November Monthly Peak | 11 | 0
Program SpecificSize: Under 20 kWAll2015October Monthly Peak | Program Specific | Size: Under 20 kW | All | 2015 | October Monthly Peak | 10 | 0
Program SpecificSize: Under 20 kWAll2015September Monthly Peak | Program Specific | Size: Under 20 kW | All | 2015 | September Monthly Peak | 9 | 0
Program SpecificSize: Under 20 kWAll2015Typical Event Day | Program Specific | Size: Under 20 kW | All | 2015 | Typical Event Day | 8 | 0
Program SpecificSize: Under 20 kWAll2016April Monthly Peak | Program Specific | Size: Under 20 kW | All | 2016 | April Monthly Peak | 4 | 0
Program SpecificSize: Under 20 kWAll2016August Monthly Peak | Program Specific | Size: Under 20 kW | All | 2016 | August Monthly Peak | 8 | 0
Program SpecificSize: Under 20 kWAll2016December Monthly Peak | Program Specific | Size: Under 20 kW | All | 2016 | December Monthly Peak | 12 | 0
Program SpecificSize: Under 20 kWAll2016February Monthly Peak | Program Specific | Size: Under 20 kW | All | 2016 | February Monthly Peak | 2 | 0
Program SpecificSize: Under 20 kWAll2016January Monthly Peak | Program Specific | Size: Under 20 kW | All | 2016 | January Monthly Peak | 1 | 0
Program SpecificSize: Under 20 kWAll2016July Monthly Peak | Program Specific | Size: Under 20 kW | All | 2016 | July Monthly Peak | 7 | 0
Program SpecificSize: Under 20 kWAll2016June Monthly Peak | Program Specific | Size: Under 20 kW | All | 2016 | June Monthly Peak | 6 | 0
Program SpecificSize: Under 20 kWAll2016March Monthly Peak | Program Specific | Size: Under 20 kW | All | 2016 | March Monthly Peak | 3 | 0
Program SpecificSize: Under 20 kWAll2016May Monthly Peak | Program Specific | Size: Under 20 kW | All | 2016 | May Monthly Peak | 5 | 0
Program SpecificSize: Under 20 kWAll2016November Monthly Peak | Program Specific | Size: Under 20 kW | All | 2016 | November Monthly Peak | 11 | 0
Program SpecificSize: Under 20 kWAll2016October Monthly Peak | Program Specific | Size: Under 20 kW | All | 2016 | October Monthly Peak | 10 | 0
Program SpecificSize: Under 20 kWAll2016September Monthly Peak | Program Specific | Size: Under 20 kW | All | 2016 | September Monthly Peak | 9 | 0
Program SpecificSize: Under 20 kWAll2016Typical Event Day | Program Specific | Size: Under 20 kW | All | 2016 | Typical Event Day | 8 | 0
Program SpecificSize: Under 20 kWAll2017April Monthly Peak | Program Specific | Size: Under 20 kW | All | 2017 | April Monthly Peak | 4 | 0
Program SpecificSize: Under 20 kWAll2017August Monthly Peak | Program Specific | Size: Under 20 kW | All | 2017 | August Monthly Peak | 8 | 0
Program SpecificSize: Under 20 kWAll2017December Monthly Peak | Program Specific | Size: Under 20 kW | All | 2017 | December Monthly Peak | 12 | 0
Program SpecificSize: Under 20 kWAll2017February Monthly Peak | Program Specific | Size: Under 20 kW | All | 2017 | February Monthly Peak | 2 | 0
Program SpecificSize: Under 20 kWAll2017January Monthly Peak | Program Specific | Size: Under 20 kW | All | 2017 | January Monthly Peak | 1 | 0
Program SpecificSize: Under 20 kWAll2017July Monthly Peak | Program Specific | Size: Under 20 kW | All | 2017 | July Monthly Peak | 7 | 0
Program SpecificSize: Under 20 kWAll2017June Monthly Peak | Program Specific | Size: Under 20 kW | All | 2017 | June Monthly Peak | 6 | 0
Program SpecificSize: Under 20 kWAll2017March Monthly Peak | Program Specific | Size: Under 20 kW | All | 2017 | March Monthly Peak | 3 | 0
Program SpecificSize: Under 20 kWAll2017May Monthly Peak | Program Specific | Size: Under 20 kW | All | 2017 | May Monthly Peak | 5 | 0
Program SpecificSize: Under 20 kWAll2017November Monthly Peak | Program Specific | Size: Under 20 kW | All | 2017 | November Monthly Peak | 11 | 0
Program SpecificSize: Under 20 kWAll2017October Monthly Peak | Program Specific | Size: Under 20 kW | All | 2017 | October Monthly Peak | 10 | 0
Program SpecificSize: Under 20 kWAll2017September Monthly Peak | Program Specific | Size: Under 20 kW | All | 2017 | September Monthly Peak | 9 | 0
Program SpecificSize: Under 20 kWAll2017Typical Event Day | Program Specific | Size: Under 20 kW | All | 2017 | Typical Event Day | 8 | 0
Program SpecificSize: Under 20 kWAll2018April Monthly Peak | Program Specific | Size: Under 20 kW | All | 2018 | April Monthly Peak | 4 | 215205.0064
Program SpecificSize: Under 20 kWAll2018August Monthly Peak | Program Specific | Size: Under 20 kW | All | 2018 | August Monthly Peak | 8 | 215205.0064
Program SpecificSize: Under 20 kWAll2018December Monthly Peak | Program Specific | Size: Under 20 kW | All | 2018 | December Monthly Peak | 12 | 215205.0064
Program SpecificSize: Under 20 kWAll2018February Monthly Peak | Program Specific | Size: Under 20 kW | All | 2018 | February Monthly Peak | 2 | 0
Program SpecificSize: Under 20 kWAll2018January Monthly Peak | Program Specific | Size: Under 20 kW | All | 2018 | January Monthly Peak | 1 | 0
Program SpecificSize: Under 20 kWAll2018July Monthly Peak | Program Specific | Size: Under 20 kW | All | 2018 | July Monthly Peak | 7 | 215205.0064
Program SpecificSize: Under 20 kWAll2018June Monthly Peak | Program Specific | Size: Under 20 kW | All | 2018 | June Monthly Peak | 6 | 215205.0064
Program SpecificSize: Under 20 kWAll2018March Monthly Peak | Program Specific | Size: Under 20 kW | All | 2018 | March Monthly Peak | 3 | 0
Program SpecificSize: Under 20 kWAll2018May Monthly Peak | Program Specific | Size: Under 20 kW | All | 2018 | May Monthly Peak | 5 | 215205.0064
Program SpecificSize: Under 20 kWAll2018November Monthly Peak | Program Specific | Size: Under 20 kW | All | 2018 | November Monthly Peak | 11 | 215205.0064
Program SpecificSize: Under 20 kWAll2018October Monthly Peak | Program Specific | Size: Under 20 kW | All | 2018 | October Monthly Peak | 10 | 215205.0064
Program SpecificSize: Under 20 kWAll2018September Monthly Peak | Program Specific | Size: Under 20 kW | All | 2018 | September Monthly Peak | 9 | 215205.0064
Program SpecificSize: Under 20 kWAll2018Typical Event Day | Program Specific | Size: Under 20 kW | All | 2018 | Typical Event Day | 8 | 215205.0064
Program SpecificSize: Under 20 kWAll2019April Monthly Peak | Program Specific | Size: Under 20 kW | All | 2019 | April Monthly Peak | 4 | 86082.0026
Program SpecificSize: Under 20 kWAll2019August Monthly Peak | Program Specific | Size: Under 20 kW | All | 2019 | August Monthly Peak | 8 | 86082.0026
Program SpecificSize: Under 20 kWAll2019December Monthly Peak | Program Specific | Size: Under 20 kW | All | 2019 | December Monthly Peak | 12 | 86082.0026
Program SpecificSize: Under 20 kWAll2019February Monthly Peak | Program Specific | Size: Under 20 kW | All | 2019 | February Monthly Peak | 2 | 215205.0064
Program SpecificSize: Under 20 kWAll2019January Monthly Peak | Program Specific | Size: Under 20 kW | All | 2019 | January Monthly Peak | 1 | 215205.0064
Program SpecificSize: Under 20 kWAll2019July Monthly Peak | Program Specific | Size: Under 20 kW | All | 2019 | July Monthly Peak | 7 | 86082.0026
Program SpecificSize: Under 20 kWAll2019June Monthly Peak | Program Specific | Size: Under 20 kW | All | 2019 | June Monthly Peak | 6 | 86082.0026
Program SpecificSize: Under 20 kWAll2019March Monthly Peak | Program Specific | Size: Under 20 kW | All | 2019 | March Monthly Peak | 3 | 215205.0064
Program SpecificSize: Under 20 kWAll2019May Monthly Peak | Program Specific | Size: Under 20 kW | All | 2019 | May Monthly Peak | 5 | 86082.0026
Program SpecificSize: Under 20 kWAll2019November Monthly Peak | Program Specific | Size: Under 20 kW | All | 2019 | November Monthly Peak | 11 | 86082.0026
Program SpecificSize: Under 20 kWAll2019October Monthly Peak | Program Specific | Size: Under 20 kW | All | 2019 | October Monthly Peak | 10 | 86082.0026
Program SpecificSize: Under 20 kWAll2019September Monthly Peak | Program Specific | Size: Under 20 kW | All | 2019 | September Monthly Peak | 9 | 86082.0026
Program SpecificSize: Under 20 kWAll2019Typical Event Day | Program Specific | Size: Under 20 kW | All | 2019 | Typical Event Day | 8 | 86082.0026
Program SpecificSize: Under 20 kWAll2020April Monthly Peak | Program Specific | Size: Under 20 kW | All | 2020 | April Monthly Peak | 4 | 86082.0026
Program SpecificSize: Under 20 kWAll2020August Monthly Peak | Program Specific | Size: Under 20 kW | All | 2020 | August Monthly Peak | 8 | 86082.0026
Program SpecificSize: Under 20 kWAll2020December Monthly Peak | Program Specific | Size: Under 20 kW | All | 2020 | December Monthly Peak | 12 | 86082.0026
Program SpecificSize: Under 20 kWAll2020February Monthly Peak | Program Specific | Size: Under 20 kW | All | 2020 | February Monthly Peak | 2 | 86082.0026
Program SpecificSize: Under 20 kWAll2020January Monthly Peak | Program Specific | Size: Under 20 kW | All | 2020 | January Monthly Peak | 1 | 86082.0026
Program SpecificSize: Under 20 kWAll2020July Monthly Peak | Program Specific | Size: Under 20 kW | All | 2020 | July Monthly Peak | 7 | 86082.0026
Program SpecificSize: Under 20 kWAll2020June Monthly Peak | Program Specific | Size: Under 20 kW | All | 2020 | June Monthly Peak | 6 | 86082.0026
Program SpecificSize: Under 20 kWAll2020March Monthly Peak | Program Specific | Size: Under 20 kW | All | 2020 | March Monthly Peak | 3 | 86082.0026
Program SpecificSize: Under 20 kWAll2020May Monthly Peak | Program Specific | Size: Under 20 kW | All | 2020 | May Monthly Peak | 5 | 86082.0026
Program SpecificSize: Under 20 kWAll2020November Monthly Peak | Program Specific | Size: Under 20 kW | All | 2020 | November Monthly Peak | 11 | 86082.0026
Program SpecificSize: Under 20 kWAll2020October Monthly Peak | Program Specific | Size: Under 20 kW | All | 2020 | October Monthly Peak | 10 | 86082.0026
Program SpecificSize: Under 20 kWAll2020September Monthly Peak | Program Specific | Size: Under 20 kW | All | 2020 | September Monthly Peak | 9 | 86082.0026
Program SpecificSize: Under 20 kWAll2020Typical Event Day | Program Specific | Size: Under 20 kW | All | 2020 | Typical Event Day | 8 | 86082.0026
Program SpecificSize: Under 20 kWAll2021April Monthly Peak | Program Specific | Size: Under 20 kW | All | 2021 | April Monthly Peak | 4 | 86082.0026
Program SpecificSize: Under 20 kWAll2021August Monthly Peak | Program Specific | Size: Under 20 kW | All | 2021 | August Monthly Peak | 8 | 86082.0026
Program SpecificSize: Under 20 kWAll2021December Monthly Peak | Program Specific | Size: Under 20 kW | All | 2021 | December Monthly Peak | 12 | 86082.0026
Program SpecificSize: Under 20 kWAll2021February Monthly Peak | Program Specific | Size: Under 20 kW | All | 2021 | February Monthly Peak | 2 | 86082.0026
Program SpecificSize: Under 20 kWAll2021January Monthly Peak | Program Specific | Size: Under 20 kW | All | 2021 | January Monthly Peak | 1 | 86082.0026
Program SpecificSize: Under 20 kWAll2021July Monthly Peak | Program Specific | Size: Under 20 kW | All | 2021 | July Monthly Peak | 7 | 86082.0026
Program SpecificSize: Under 20 kWAll2021June Monthly Peak | Program Specific | Size: Under 20 kW | All | 2021 | June Monthly Peak | 6 | 86082.0026
Program SpecificSize: Under 20 kWAll2021March Monthly Peak | Program Specific | Size: Under 20 kW | All | 2021 | March Monthly Peak | 3 | 86082.0026
Program SpecificSize: Under 20 kWAll2021May Monthly Peak | Program Specific | Size: Under 20 kW | All | 2021 | May Monthly Peak | 5 | 86082.0026
Program SpecificSize: Under 20 kWAll2021November Monthly Peak | Program Specific | Size: Under 20 kW | All | 2021 | November Monthly Peak | 11 | 86082.0026
Program SpecificSize: Under 20 kWAll2021October Monthly Peak | Program Specific | Size: Under 20 kW | All | 2021 | October Monthly Peak | 10 | 86082.0026
Program SpecificSize: Under 20 kWAll2021September Monthly Peak | Program Specific | Size: Under 20 kW | All | 2021 | September Monthly Peak | 9 | 86082.0026
Program SpecificSize: Under 20 kWAll2021Typical Event Day | Program Specific | Size: Under 20 kW | All | 2021 | Typical Event Day | 8 | 86082.0026
Program SpecificSize: Under 20 kWAll2022April Monthly Peak | Program Specific | Size: Under 20 kW | All | 2022 | April Monthly Peak | 4 | 86082.0026
Program SpecificSize: Under 20 kWAll2022August Monthly Peak | Program Specific | Size: Under 20 kW | All | 2022 | August Monthly Peak | 8 | 86082.0026
Program SpecificSize: Under 20 kWAll2022December Monthly Peak | Program Specific | Size: Under 20 kW | All | 2022 | December Monthly Peak | 12 | 86082.0026
Program SpecificSize: Under 20 kWAll2022February Monthly Peak | Program Specific | Size: Under 20 kW | All | 2022 | February Monthly Peak | 2 | 86082.0026
Program SpecificSize: Under 20 kWAll2022January Monthly Peak | Program Specific | Size: Under 20 kW | All | 2022 | January Monthly Peak | 1 | 86082.0026
Program SpecificSize: Under 20 kWAll2022July Monthly Peak | Program Specific | Size: Under 20 kW | All | 2022 | July Monthly Peak | 7 | 86082.0026
Program SpecificSize: Under 20 kWAll2022June Monthly Peak | Program Specific | Size: Under 20 kW | All | 2022 | June Monthly Peak | 6 | 86082.0026
Program SpecificSize: Under 20 kWAll2022March Monthly Peak | Program Specific | Size: Under 20 kW | All | 2022 | March Monthly Peak | 3 | 86082.0026
Program SpecificSize: Under 20 kWAll2022May Monthly Peak | Program Specific | Size: Under 20 kW | All | 2022 | May Monthly Peak | 5 | 86082.0026
Program SpecificSize: Under 20 kWAll2022November Monthly Peak | Program Specific | Size: Under 20 kW | All | 2022 | November Monthly Peak | 11 | 86082.0026
Program SpecificSize: Under 20 kWAll2022October Monthly Peak | Program Specific | Size: Under 20 kW | All | 2022 | October Monthly Peak | 10 | 86082.0026
Program SpecificSize: Under 20 kWAll2022September Monthly Peak | Program Specific | Size: Under 20 kW | All | 2022 | September Monthly Peak | 9 | 86082.0026
Program SpecificSize: Under 20 kWAll2022Typical Event Day | Program Specific | Size: Under 20 kW | All | 2022 | Typical Event Day | 8 | 86082.0026
Program SpecificSize: Under 20 kWAll2023April Monthly Peak | Program Specific | Size: Under 20 kW | All | 2023 | April Monthly Peak | 4 | 86082.0026
Program SpecificSize: Under 20 kWAll2023August Monthly Peak | Program Specific | Size: Under 20 kW | All | 2023 | August Monthly Peak | 8 | 86082.0026
Program SpecificSize: Under 20 kWAll2023December Monthly Peak | Program Specific | Size: Under 20 kW | All | 2023 | December Monthly Peak | 12 | 86082.0026
Program SpecificSize: Under 20 kWAll2023February Monthly Peak | Program Specific | Size: Under 20 kW | All | 2023 | February Monthly Peak | 2 | 86082.0026
Program SpecificSize: Under 20 kWAll2023January Monthly Peak | Program Specific | Size: Under 20 kW | All | 2023 | January Monthly Peak | 1 | 86082.0026
Program SpecificSize: Under 20 kWAll2023July Monthly Peak | Program Specific | Size: Under 20 kW | All | 2023 | July Monthly Peak | 7 | 86082.0026
Program SpecificSize: Under 20 kWAll2023June Monthly Peak | Program Specific | Size: Under 20 kW | All | 2023 | June Monthly Peak | 6 | 86082.0026
Program SpecificSize: Under 20 kWAll2023March Monthly Peak | Program Specific | Size: Under 20 kW | All | 2023 | March Monthly Peak | 3 | 86082.0026
Program SpecificSize: Under 20 kWAll2023May Monthly Peak | Program Specific | Size: Under 20 kW | All | 2023 | May Monthly Peak | 5 | 86082.0026
Program SpecificSize: Under 20 kWAll2023November Monthly Peak | Program Specific | Size: Under 20 kW | All | 2023 | November Monthly Peak | 11 | 86082.0026
Program SpecificSize: Under 20 kWAll2023October Monthly Peak | Program Specific | Size: Under 20 kW | All | 2023 | October Monthly Peak | 10 | 86082.0026
Program SpecificSize: Under 20 kWAll2023September Monthly Peak | Program Specific | Size: Under 20 kW | All | 2023 | September Monthly Peak | 9 | 86082.0026
Program SpecificSize: Under 20 kWAll2023Typical Event Day | Program Specific | Size: Under 20 kW | All | 2023 | Typical Event Day | 8 | 86082.0026
Program SpecificSize: Under 20 kWAll2024April Monthly Peak | Program Specific | Size: Under 20 kW | All | 2024 | April Monthly Peak | 4 | 86082.0026
Program SpecificSize: Under 20 kWAll2024August Monthly Peak | Program Specific | Size: Under 20 kW | All | 2024 | August Monthly Peak | 8 | 86082.0026
Program SpecificSize: Under 20 kWAll2024December Monthly Peak | Program Specific | Size: Under 20 kW | All | 2024 | December Monthly Peak | 12 | 86082.0026
Program SpecificSize: Under 20 kWAll2024February Monthly Peak | Program Specific | Size: Under 20 kW | All | 2024 | February Monthly Peak | 2 | 86082.0026
Program SpecificSize: Under 20 kWAll2024January Monthly Peak | Program Specific | Size: Under 20 kW | All | 2024 | January Monthly Peak | 1 | 86082.0026
Program SpecificSize: Under 20 kWAll2024July Monthly Peak | Program Specific | Size: Under 20 kW | All | 2024 | July Monthly Peak | 7 | 86082.0026
Program SpecificSize: Under 20 kWAll2024June Monthly Peak | Program Specific | Size: Under 20 kW | All | 2024 | June Monthly Peak | 6 | 86082.0026
Program SpecificSize: Under 20 kWAll2024March Monthly Peak | Program Specific | Size: Under 20 kW | All | 2024 | March Monthly Peak | 3 | 86082.0026
Program SpecificSize: Under 20 kWAll2024May Monthly Peak | Program Specific | Size: Under 20 kW | All | 2024 | May Monthly Peak | 5 | 86082.0026
Program SpecificSize: Under 20 kWAll2024November Monthly Peak | Program Specific | Size: Under 20 kW | All | 2024 | November Monthly Peak | 11 | 86082.0026
Program SpecificSize: Under 20 kWAll2024October Monthly Peak | Program Specific | Size: Under 20 kW | All | 2024 | October Monthly Peak | 10 | 86082.0026
Program SpecificSize: Under 20 kWAll2024September Monthly Peak | Program Specific | Size: Under 20 kW | All | 2024 | September Monthly Peak | 9 | 86082.0026
Program SpecificSize: Under 20 kWAll2024Typical Event Day | Program Specific | Size: Under 20 kW | All | 2024 | Typical Event Day | 8 | 86082.0026
Program SpecificSize: Under 20 kWAll2025April Monthly Peak | Program Specific | Size: Under 20 kW | All | 2025 | April Monthly Peak | 4 | 86082.0026
Program SpecificSize: Under 20 kWAll2025August Monthly Peak | Program Specific | Size: Under 20 kW | All | 2025 | August Monthly Peak | 8 | 86082.0026
Program SpecificSize: Under 20 kWAll2025December Monthly Peak | Program Specific | Size: Under 20 kW | All | 2025 | December Monthly Peak | 12 | 86082.0026
Program SpecificSize: Under 20 kWAll2025February Monthly Peak | Program Specific | Size: Under 20 kW | All | 2025 | February Monthly Peak | 2 | 86082.0026
Program SpecificSize: Under 20 kWAll2025January Monthly Peak | Program Specific | Size: Under 20 kW | All | 2025 | January Monthly Peak | 1 | 86082.0026
Program SpecificSize: Under 20 kWAll2025July Monthly Peak | Program Specific | Size: Under 20 kW | All | 2025 | July Monthly Peak | 7 | 86082.0026
Program SpecificSize: Under 20 kWAll2025June Monthly Peak | Program Specific | Size: Under 20 kW | All | 2025 | June Monthly Peak | 6 | 86082.0026
Program SpecificSize: Under 20 kWAll2025March Monthly Peak | Program Specific | Size: Under 20 kW | All | 2025 | March Monthly Peak | 3 | 86082.0026
Program SpecificSize: Under 20 kWAll2025May Monthly Peak | Program Specific | Size: Under 20 kW | All | 2025 | May Monthly Peak | 5 | 86082.0026
Program SpecificSize: Under 20 kWAll2025November Monthly Peak | Program Specific | Size: Under 20 kW | All | 2025 | November Monthly Peak | 11 | 86082.0026
Program SpecificSize: Under 20 kWAll2025October Monthly Peak | Program Specific | Size: Under 20 kW | All | 2025 | October Monthly Peak | 10 | 86082.0026
Program SpecificSize: Under 20 kWAll2025September Monthly Peak | Program Specific | Size: Under 20 kW | All | 2025 | September Monthly Peak | 9 | 86082.0026
Program SpecificSize: Under 20 kWAll2025Typical Event Day | Program Specific | Size: Under 20 kW | All | 2025 | Typical Event Day | 8 | 86082.0026
Program SpecificSize: Under 20 kWAll2026April Monthly Peak | Program Specific | Size: Under 20 kW | All | 2026 | April Monthly Peak | 4 | 86082.0026
Program SpecificSize: Under 20 kWAll2026August Monthly Peak | Program Specific | Size: Under 20 kW | All | 2026 | August Monthly Peak | 8 | 86082.0026
Program SpecificSize: Under 20 kWAll2026December Monthly Peak | Program Specific | Size: Under 20 kW | All | 2026 | December Monthly Peak | 12 | 86082.0026
Program SpecificSize: Under 20 kWAll2026February Monthly Peak | Program Specific | Size: Under 20 kW | All | 2026 | February Monthly Peak | 2 | 86082.0026
Program SpecificSize: Under 20 kWAll2026January Monthly Peak | Program Specific | Size: Under 20 kW | All | 2026 | January Monthly Peak | 1 | 86082.0026
Program SpecificSize: Under 20 kWAll2026July Monthly Peak | Program Specific | Size: Under 20 kW | All | 2026 | July Monthly Peak | 7 | 86082.0026
Program SpecificSize: Under 20 kWAll2026June Monthly Peak | Program Specific | Size: Under 20 kW | All | 2026 | June Monthly Peak | 6 | 86082.0026
Program SpecificSize: Under 20 kWAll2026March Monthly Peak | Program Specific | Size: Under 20 kW | All | 2026 | March Monthly Peak | 3 | 86082.0026
Program SpecificSize: Under 20 kWAll2026May Monthly Peak | Program Specific | Size: Under 20 kW | All | 2026 | May Monthly Peak | 5 | 86082.0026
Program SpecificSize: Under 20 kWAll2026November Monthly Peak | Program Specific | Size: Under 20 kW | All | 2026 | November Monthly Peak | 11 | 86082.0026
Program SpecificSize: Under 20 kWAll2026October Monthly Peak | Program Specific | Size: Under 20 kW | All | 2026 | October Monthly Peak | 10 | 86082.0026
Program SpecificSize: Under 20 kWAll2026September Monthly Peak | Program Specific | Size: Under 20 kW | All | 2026 | September Monthly Peak | 9 | 86082.0026
Program SpecificSize: Under 20 kWAll2026Typical Event Day | Program Specific | Size: Under 20 kW | All | 2026 | Typical Event Day | 8 | 86082.0026
Program SpecificSize: Under 20 kWOrange County2015April Monthly Peak | Program Specific | Size: Under 20 kW | Orange County | 2015 | April Monthly Peak | 4 | 0
Program SpecificSize: Under 20 kWOrange County2015August Monthly Peak | Program Specific | Size: Under 20 kW | Orange County | 2015 | August Monthly Peak | 8 | 0
Program SpecificSize: Under 20 kWOrange County2015December Monthly Peak | Program Specific | Size: Under 20 kW | Orange County | 2015 | December Monthly Peak | 12 | 0
Program SpecificSize: Under 20 kWOrange County2015February Monthly Peak | Program Specific | Size: Under 20 kW | Orange County | 2015 | February Monthly Peak | 2 | 0
Program SpecificSize: Under 20 kWOrange County2015January Monthly Peak | Program Specific | Size: Under 20 kW | Orange County | 2015 | January Monthly Peak | 1 | 0
Program SpecificSize: Under 20 kWOrange County2015July Monthly Peak | Program Specific | Size: Under 20 kW | Orange County | 2015 | July Monthly Peak | 7 | 0
Program SpecificSize: Under 20 kWOrange County2015June Monthly Peak | Program Specific | Size: Under 20 kW | Orange County | 2015 | June Monthly Peak | 6 | 0
Program SpecificSize: Under 20 kWOrange County2015March Monthly Peak | Program Specific | Size: Under 20 kW | Orange County | 2015 | March Monthly Peak | 3 | 0
Program SpecificSize: Under 20 kWOrange County2015May Monthly Peak | Program Specific | Size: Under 20 kW | Orange County | 2015 | May Monthly Peak | 5 | 0
Program SpecificSize: Under 20 kWOrange County2015November Monthly Peak | Program Specific | Size: Under 20 kW | Orange County | 2015 | November Monthly Peak | 11 | 0
Program SpecificSize: Under 20 kWOrange County2015October Monthly Peak | Program Specific | Size: Under 20 kW | Orange County | 2015 | October Monthly Peak | 10 | 0
Program SpecificSize: Under 20 kWOrange County2015September Monthly Peak | Program Specific | Size: Under 20 kW | Orange County | 2015 | September Monthly Peak | 9 | 0
Program SpecificSize: Under 20 kWOrange County2015Typical Event Day | Program Specific | Size: Under 20 kW | Orange County | 2015 | Typical Event Day | 8 | 0
Program SpecificSize: Under 20 kWOrange County2016April Monthly Peak | Program Specific | Size: Under 20 kW | Orange County | 2016 | April Monthly Peak | 4 | 0
Program SpecificSize: Under 20 kWOrange County2016August Monthly Peak | Program Specific | Size: Under 20 kW | Orange County | 2016 | August Monthly Peak | 8 | 0
Program SpecificSize: Under 20 kWOrange County2016December Monthly Peak | Program Specific | Size: Under 20 kW | Orange County | 2016 | December Monthly Peak | 12 | 0
Program SpecificSize: Under 20 kWOrange County2016February Monthly Peak | Program Specific | Size: Under 20 kW | Orange County | 2016 | February Monthly Peak | 2 | 0
Program SpecificSize: Under 20 kWOrange County2016January Monthly Peak | Program Specific | Size: Under 20 kW | Orange County | 2016 | January Monthly Peak | 1 | 0
Program SpecificSize: Under 20 kWOrange County2016July Monthly Peak | Program Specific | Size: Under 20 kW | Orange County | 2016 | July Monthly Peak | 7 | 0
Program SpecificSize: Under 20 kWOrange County2016June Monthly Peak | Program Specific | Size: Under 20 kW | Orange County | 2016 | June Monthly Peak | 6 | 0
Program SpecificSize: Under 20 kWOrange County2016March Monthly Peak | Program Specific | Size: Under 20 kW | Orange County | 2016 | March Monthly Peak | 3 | 0
Program SpecificSize: Under 20 kWOrange County2016May Monthly Peak | Program Specific | Size: Under 20 kW | Orange County | 2016 | May Monthly Peak | 5 | 0
Program SpecificSize: Under 20 kWOrange County2016November Monthly Peak | Program Specific | Size: Under 20 kW | Orange County | 2016 | November Monthly Peak | 11 | 0
Program SpecificSize: Under 20 kWOrange County2016October Monthly Peak | Program Specific | Size: Under 20 kW | Orange County | 2016 | October Monthly Peak | 10 | 0
Program SpecificSize: Under 20 kWOrange County2016September Monthly Peak | Program Specific | Size: Under 20 kW | Orange County | 2016 | September Monthly Peak | 9 | 0
Program SpecificSize: Under 20 kWOrange County2016Typical Event Day | Program Specific | Size: Under 20 kW | Orange County | 2016 | Typical Event Day | 8 | 0
Program SpecificSize: Under 20 kWOrange County2017April Monthly Peak | Program Specific | Size: Under 20 kW | Orange County | 2017 | April Monthly Peak | 4 | 0
Program SpecificSize: Under 20 kWOrange County2017August Monthly Peak | Program Specific | Size: Under 20 kW | Orange County | 2017 | August Monthly Peak | 8 | 0
Program SpecificSize: Under 20 kWOrange County2017December Monthly Peak | Program Specific | Size: Under 20 kW | Orange County | 2017 | December Monthly Peak | 12 | 0
Program SpecificSize: Under 20 kWOrange County2017February Monthly Peak | Program Specific | Size: Under 20 kW | Orange County | 2017 | February Monthly Peak | 2 | 0
Program SpecificSize: Under 20 kWOrange County2017January Monthly Peak | Program Specific | Size: Under 20 kW | Orange County | 2017 | January Monthly Peak | 1 | 0
Program SpecificSize: Under 20 kWOrange County2017July Monthly Peak | Program Specific | Size: Under 20 kW | Orange County | 2017 | July Monthly Peak | 7 | 0
Program SpecificSize: Under 20 kWOrange County2017June Monthly Peak | Program Specific | Size: Under 20 kW | Orange County | 2017 | June Monthly Peak | 6 | 0
Program SpecificSize: Under 20 kWOrange County2017March Monthly Peak | Program Specific | Size: Under 20 kW | Orange County | 2017 | March Monthly Peak | 3 | 0
Program SpecificSize: Under 20 kWOrange County2017May Monthly Peak | Program Specific | Size: Under 20 kW | Orange County | 2017 | May Monthly Peak | 5 | 0
Program SpecificSize: Under 20 kWOrange County2017November Monthly Peak | Program Specific | Size: Under 20 kW | Orange County | 2017 | November Monthly Peak | 11 | 0
Program SpecificSize: Under 20 kWOrange County2017October Monthly Peak | Program Specific | Size: Under 20 kW | Orange County | 2017 | October Monthly Peak | 10 | 0
Program SpecificSize: Under 20 kWOrange County2017September Monthly Peak | Program Specific | Size: Under 20 kW | Orange County | 2017 | September Monthly Peak | 9 | 0
Program SpecificSize: Under 20 kWOrange County2017Typical Event Day | Program Specific | Size: Under 20 kW | Orange County | 2017 | Typical Event Day | 8 | 0
Program SpecificSize: Under 20 kWOrange County2018April Monthly Peak | Program Specific | Size: Under 20 kW | Orange County | 2018 | April Monthly Peak | 4 | 52196.5042
Program SpecificSize: Under 20 kWOrange County2018August Monthly Peak | Program Specific | Size: Under 20 kW | Orange County | 2018 | August Monthly Peak | 8 | 52196.5042
Program SpecificSize: Under 20 kWOrange County2018December Monthly Peak | Program Specific | Size: Under 20 kW | Orange County | 2018 | December Monthly Peak | 12 | 52196.5042
Program SpecificSize: Under 20 kWOrange County2018February Monthly Peak | Program Specific | Size: Under 20 kW | Orange County | 2018 | February Monthly Peak | 2 | 0
Program SpecificSize: Under 20 kWOrange County2018January Monthly Peak | Program Specific | Size: Under 20 kW | Orange County | 2018 | January Monthly Peak | 1 | 0
Program SpecificSize: Under 20 kWOrange County2018July Monthly Peak | Program Specific | Size: Under 20 kW | Orange County | 2018 | July Monthly Peak | 7 | 52196.5042
Program SpecificSize: Under 20 kWOrange County2018June Monthly Peak | Program Specific | Size: Under 20 kW | Orange County | 2018 | June Monthly Peak | 6 | 52196.5042
Program SpecificSize: Under 20 kWOrange County2018March Monthly Peak | Program Specific | Size: Under 20 kW | Orange County | 2018 | March Monthly Peak | 3 | 0
Program SpecificSize: Under 20 kWOrange County2018May Monthly Peak | Program Specific | Size: Under 20 kW | Orange County | 2018 | May Monthly Peak | 5 | 52196.5042
Program SpecificSize: Under 20 kWOrange County2018November Monthly Peak | Program Specific | Size: Under 20 kW | Orange County | 2018 | November Monthly Peak | 11 | 52196.5042
Program SpecificSize: Under 20 kWOrange County2018October Monthly Peak | Program Specific | Size: Under 20 kW | Orange County | 2018 | October Monthly Peak | 10 | 52196.5042
Program SpecificSize: Under 20 kWOrange County2018September Monthly Peak | Program Specific | Size: Under 20 kW | Orange County | 2018 | September Monthly Peak | 9 | 52196.5042
Program SpecificSize: Under 20 kWOrange County2018Typical Event Day | Program Specific | Size: Under 20 kW | Orange County | 2018 | Typical Event Day | 8 | 52196.5042
Program SpecificSize: Under 20 kWOrange County2019April Monthly Peak | Program Specific | Size: Under 20 kW | Orange County | 2019 | April Monthly Peak | 4 | 20878.6017
Program SpecificSize: Under 20 kWOrange County2019August Monthly Peak | Program Specific | Size: Under 20 kW | Orange County | 2019 | August Monthly Peak | 8 | 20878.6017
Program SpecificSize: Under 20 kWOrange County2019December Monthly Peak | Program Specific | Size: Under 20 kW | Orange County | 2019 | December Monthly Peak | 12 | 20878.6017
Program SpecificSize: Under 20 kWOrange County2019February Monthly Peak | Program Specific | Size: Under 20 kW | Orange County | 2019 | February Monthly Peak | 2 | 52196.5042
Program SpecificSize: Under 20 kWOrange County2019January Monthly Peak | Program Specific | Size: Under 20 kW | Orange County | 2019 | January Monthly Peak | 1 | 52196.5042
Program SpecificSize: Under 20 kWOrange County2019July Monthly Peak | Program Specific | Size: Under 20 kW | Orange County | 2019 | July Monthly Peak | 7 | 20878.6017
Program SpecificSize: Under 20 kWOrange County2019June Monthly Peak | Program Specific | Size: Under 20 kW | Orange County | 2019 | June Monthly Peak | 6 | 20878.6017
Program SpecificSize: Under 20 kWOrange County2019March Monthly Peak | Program Specific | Size: Under 20 kW | Orange County | 2019 | March Monthly Peak | 3 | 52196.5042
Program SpecificSize: Under 20 kWOrange County2019May Monthly Peak | Program Specific | Size: Under 20 kW | Orange County | 2019 | May Monthly Peak | 5 | 20878.6017
Program SpecificSize: Under 20 kWOrange County2019November Monthly Peak | Program Specific | Size: Under 20 kW | Orange County | 2019 | November Monthly Peak | 11 | 20878.6017
Program SpecificSize: Under 20 kWOrange County2019October Monthly Peak | Program Specific | Size: Under 20 kW | Orange County | 2019 | October Monthly Peak | 10 | 20878.6017
Program SpecificSize: Under 20 kWOrange County2019September Monthly Peak | Program Specific | Size: Under 20 kW | Orange County | 2019 | September Monthly Peak | 9 | 20878.6017
Program SpecificSize: Under 20 kWOrange County2019Typical Event Day | Program Specific | Size: Under 20 kW | Orange County | 2019 | Typical Event Day | 8 | 20878.6017
Program SpecificSize: Under 20 kWOrange County2020April Monthly Peak | Program Specific | Size: Under 20 kW | Orange County | 2020 | April Monthly Peak | 4 | 20878.6017
Program SpecificSize: Under 20 kWOrange County2020August Monthly Peak | Program Specific | Size: Under 20 kW | Orange County | 2020 | August Monthly Peak | 8 | 20878.6017
Program SpecificSize: Under 20 kWOrange County2020December Monthly Peak | Program Specific | Size: Under 20 kW | Orange County | 2020 | December Monthly Peak | 12 | 20878.6017
Program SpecificSize: Under 20 kWOrange County2020February Monthly Peak | Program Specific | Size: Under 20 kW | Orange County | 2020 | February Monthly Peak | 2 | 20878.6017
Program SpecificSize: Under 20 kWOrange County2020January Monthly Peak | Program Specific | Size: Under 20 kW | Orange County | 2020 | January Monthly Peak | 1 | 20878.6017
Program SpecificSize: Under 20 kWOrange County2020July Monthly Peak | Program Specific | Size: Under 20 kW | Orange County | 2020 | July Monthly Peak | 7 | 20878.6017
Program SpecificSize: Under 20 kWOrange County2020June Monthly Peak | Program Specific | Size: Under 20 kW | Orange County | 2020 | June Monthly Peak | 6 | 20878.6017
Program SpecificSize: Under 20 kWOrange County2020March Monthly Peak | Program Specific | Size: Under 20 kW | Orange County | 2020 | March Monthly Peak | 3 | 20878.6017
Program SpecificSize: Under 20 kWOrange County2020May Monthly Peak | Program Specific | Size: Under 20 kW | Orange County | 2020 | May Monthly Peak | 5 | 20878.6017
Program SpecificSize: Under 20 kWOrange County2020November Monthly Peak | Program Specific | Size: Under 20 kW | Orange County | 2020 | November Monthly Peak | 11 | 20878.6017
Program SpecificSize: Under 20 kWOrange County2020October Monthly Peak | Program Specific | Size: Under 20 kW | Orange County | 2020 | October Monthly Peak | 10 | 20878.6017
Program SpecificSize: Under 20 kWOrange County2020September Monthly Peak | Program Specific | Size: Under 20 kW | Orange County | 2020 | September Monthly Peak | 9 | 20878.6017
Program SpecificSize: Under 20 kWOrange County2020Typical Event Day | Program Specific | Size: Under 20 kW | Orange County | 2020 | Typical Event Day | 8 | 20878.6017
Program SpecificSize: Under 20 kWOrange County2021April Monthly Peak | Program Specific | Size: Under 20 kW | Orange County | 2021 | April Monthly Peak | 4 | 20878.6017
Program SpecificSize: Under 20 kWOrange County2021August Monthly Peak | Program Specific | Size: Under 20 kW | Orange County | 2021 | August Monthly Peak | 8 | 20878.6017
Program SpecificSize: Under 20 kWOrange County2021December Monthly Peak | Program Specific | Size: Under 20 kW | Orange County | 2021 | December Monthly Peak | 12 | 20878.6017
Program SpecificSize: Under 20 kWOrange County2021February Monthly Peak | Program Specific | Size: Under 20 kW | Orange County | 2021 | February Monthly Peak | 2 | 20878.6017
Program SpecificSize: Under 20 kWOrange County2021January Monthly Peak | Program Specific | Size: Under 20 kW | Orange County | 2021 | January Monthly Peak | 1 | 20878.6017
Program SpecificSize: Under 20 kWOrange County2021July Monthly Peak | Program Specific | Size: Under 20 kW | Orange County | 2021 | July Monthly Peak | 7 | 20878.6017
Program SpecificSize: Under 20 kWOrange County2021June Monthly Peak | Program Specific | Size: Under 20 kW | Orange County | 2021 | June Monthly Peak | 6 | 20878.6017
Program SpecificSize: Under 20 kWOrange County2021March Monthly Peak | Program Specific | Size: Under 20 kW | Orange County | 2021 | March Monthly Peak | 3 | 20878.6017
Program SpecificSize: Under 20 kWOrange County2021May Monthly Peak | Program Specific | Size: Under 20 kW | Orange County | 2021 | May Monthly Peak | 5 | 20878.6017
Program SpecificSize: Under 20 kWOrange County2021November Monthly Peak | Program Specific | Size: Under 20 kW | Orange County | 2021 | November Monthly Peak | 11 | 20878.6017
Program SpecificSize: Under 20 kWOrange County2021October Monthly Peak | Program Specific | Size: Under 20 kW | Orange County | 2021 | October Monthly Peak | 10 | 20878.6017
Program SpecificSize: Under 20 kWOrange County2021September Monthly Peak | Program Specific | Size: Under 20 kW | Orange County | 2021 | September Monthly Peak | 9 | 20878.6017
Program SpecificSize: Under 20 kWOrange County2021Typical Event Day | Program Specific | Size: Under 20 kW | Orange County | 2021 | Typical Event Day | 8 | 20878.6017
Program SpecificSize: Under 20 kWOrange County2022April Monthly Peak | Program Specific | Size: Under 20 kW | Orange County | 2022 | April Monthly Peak | 4 | 20878.6017
Program SpecificSize: Under 20 kWOrange County2022August Monthly Peak | Program Specific | Size: Under 20 kW | Orange County | 2022 | August Monthly Peak | 8 | 20878.6017
Program SpecificSize: Under 20 kWOrange County2022December Monthly Peak | Program Specific | Size: Under 20 kW | Orange County | 2022 | December Monthly Peak | 12 | 20878.6017
Program SpecificSize: Under 20 kWOrange County2022February Monthly Peak | Program Specific | Size: Under 20 kW | Orange County | 2022 | February Monthly Peak | 2 | 20878.6017
Program SpecificSize: Under 20 kWOrange County2022January Monthly Peak | Program Specific | Size: Under 20 kW | Orange County | 2022 | January Monthly Peak | 1 | 20878.6017
Program SpecificSize: Under 20 kWOrange County2022July Monthly Peak | Program Specific | Size: Under 20 kW | Orange County | 2022 | July Monthly Peak | 7 | 20878.6017
Program SpecificSize: Under 20 kWOrange County2022June Monthly Peak | Program Specific | Size: Under 20 kW | Orange County | 2022 | June Monthly Peak | 6 | 20878.6017
Program SpecificSize: Under 20 kWOrange County2022March Monthly Peak | Program Specific | Size: Under 20 kW | Orange County | 2022 | March Monthly Peak | 3 | 20878.6017
Program SpecificSize: Under 20 kWOrange County2022May Monthly Peak | Program Specific | Size: Under 20 kW | Orange County | 2022 | May Monthly Peak | 5 | 20878.6017
Program SpecificSize: Under 20 kWOrange County2022November Monthly Peak | Program Specific | Size: Under 20 kW | Orange County | 2022 | November Monthly Peak | 11 | 20878.6017
Program SpecificSize: Under 20 kWOrange County2022October Monthly Peak | Program Specific | Size: Under 20 kW | Orange County | 2022 | October Monthly Peak | 10 | 20878.6017
Program SpecificSize: Under 20 kWOrange County2022September Monthly Peak | Program Specific | Size: Under 20 kW | Orange County | 2022 | September Monthly Peak | 9 | 20878.6017
Program SpecificSize: Under 20 kWOrange County2022Typical Event Day | Program Specific | Size: Under 20 kW | Orange County | 2022 | Typical Event Day | 8 | 20878.6017
Program SpecificSize: Under 20 kWOrange County2023April Monthly Peak | Program Specific | Size: Under 20 kW | Orange County | 2023 | April Monthly Peak | 4 | 20878.6017
Program SpecificSize: Under 20 kWOrange County2023August Monthly Peak | Program Specific | Size: Under 20 kW | Orange County | 2023 | August Monthly Peak | 8 | 20878.6017
Program SpecificSize: Under 20 kWOrange County2023December Monthly Peak | Program Specific | Size: Under 20 kW | Orange County | 2023 | December Monthly Peak | 12 | 20878.6017
Program SpecificSize: Under 20 kWOrange County2023February Monthly Peak | Program Specific | Size: Under 20 kW | Orange County | 2023 | February Monthly Peak | 2 | 20878.6017
Program SpecificSize: Under 20 kWOrange County2023January Monthly Peak | Program Specific | Size: Under 20 kW | Orange County | 2023 | January Monthly Peak | 1 | 20878.6017
Program SpecificSize: Under 20 kWOrange County2023July Monthly Peak | Program Specific | Size: Under 20 kW | Orange County | 2023 | July Monthly Peak | 7 | 20878.6017
Program SpecificSize: Under 20 kWOrange County2023June Monthly Peak | Program Specific | Size: Under 20 kW | Orange County | 2023 | June Monthly Peak | 6 | 20878.6017
Program SpecificSize: Under 20 kWOrange County2023March Monthly Peak | Program Specific | Size: Under 20 kW | Orange County | 2023 | March Monthly Peak | 3 | 20878.6017
Program SpecificSize: Under 20 kWOrange County2023May Monthly Peak | Program Specific | Size: Under 20 kW | Orange County | 2023 | May Monthly Peak | 5 | 20878.6017
Program SpecificSize: Under 20 kWOrange County2023November Monthly Peak | Program Specific | Size: Under 20 kW | Orange County | 2023 | November Monthly Peak | 11 | 20878.6017
Program SpecificSize: Under 20 kWOrange County2023October Monthly Peak | Program Specific | Size: Under 20 kW | Orange County | 2023 | October Monthly Peak | 10 | 20878.6017
Program SpecificSize: Under 20 kWOrange County2023September Monthly Peak | Program Specific | Size: Under 20 kW | Orange County | 2023 | September Monthly Peak | 9 | 20878.6017
Program SpecificSize: Under 20 kWOrange County2023Typical Event Day | Program Specific | Size: Under 20 kW | Orange County | 2023 | Typical Event Day | 8 | 20878.6017
Program SpecificSize: Under 20 kWOrange County2024April Monthly Peak | Program Specific | Size: Under 20 kW | Orange County | 2024 | April Monthly Peak | 4 | 20878.6017
Program SpecificSize: Under 20 kWOrange County2024August Monthly Peak | Program Specific | Size: Under 20 kW | Orange County | 2024 | August Monthly Peak | 8 | 20878.6017
Program SpecificSize: Under 20 kWOrange County2024December Monthly Peak | Program Specific | Size: Under 20 kW | Orange County | 2024 | December Monthly Peak | 12 | 20878.6017
Program SpecificSize: Under 20 kWOrange County2024February Monthly Peak | Program Specific | Size: Under 20 kW | Orange County | 2024 | February Monthly Peak | 2 | 20878.6017
Program SpecificSize: Under 20 kWOrange County2024January Monthly Peak | Program Specific | Size: Under 20 kW | Orange County | 2024 | January Monthly Peak | 1 | 20878.6017
Program SpecificSize: Under 20 kWOrange County2024July Monthly Peak | Program Specific | Size: Under 20 kW | Orange County | 2024 | July Monthly Peak | 7 | 20878.6017
Program SpecificSize: Under 20 kWOrange County2024June Monthly Peak | Program Specific | Size: Under 20 kW | Orange County | 2024 | June Monthly Peak | 6 | 20878.6017
Program SpecificSize: Under 20 kWOrange County2024March Monthly Peak | Program Specific | Size: Under 20 kW | Orange County | 2024 | March Monthly Peak | 3 | 20878.6017
Program SpecificSize: Under 20 kWOrange County2024May Monthly Peak | Program Specific | Size: Under 20 kW | Orange County | 2024 | May Monthly Peak | 5 | 20878.6017
Program SpecificSize: Under 20 kWOrange County2024November Monthly Peak | Program Specific | Size: Under 20 kW | Orange County | 2024 | November Monthly Peak | 11 | 20878.6017
Program SpecificSize: Under 20 kWOrange County2024October Monthly Peak | Program Specific | Size: Under 20 kW | Orange County | 2024 | October Monthly Peak | 10 | 20878.6017
Program SpecificSize: Under 20 kWOrange County2024September Monthly Peak | Program Specific | Size: Under 20 kW | Orange County | 2024 | September Monthly Peak | 9 | 20878.6017
Program SpecificSize: Under 20 kWOrange County2024Typical Event Day | Program Specific | Size: Under 20 kW | Orange County | 2024 | Typical Event Day | 8 | 20878.6017
Program SpecificSize: Under 20 kWOrange County2025April Monthly Peak | Program Specific | Size: Under 20 kW | Orange County | 2025 | April Monthly Peak | 4 | 20878.6017
Program SpecificSize: Under 20 kWOrange County2025August Monthly Peak | Program Specific | Size: Under 20 kW | Orange County | 2025 | August Monthly Peak | 8 | 20878.6017
Program SpecificSize: Under 20 kWOrange County2025December Monthly Peak | Program Specific | Size: Under 20 kW | Orange County | 2025 | December Monthly Peak | 12 | 20878.6017
Program SpecificSize: Under 20 kWOrange County2025February Monthly Peak | Program Specific | Size: Under 20 kW | Orange County | 2025 | February Monthly Peak | 2 | 20878.6017
Program SpecificSize: Under 20 kWOrange County2025January Monthly Peak | Program Specific | Size: Under 20 kW | Orange County | 2025 | January Monthly Peak | 1 | 20878.6017
Program SpecificSize: Under 20 kWOrange County2025July Monthly Peak | Program Specific | Size: Under 20 kW | Orange County | 2025 | July Monthly Peak | 7 | 20878.6017
Program SpecificSize: Under 20 kWOrange County2025June Monthly Peak | Program Specific | Size: Under 20 kW | Orange County | 2025 | June Monthly Peak | 6 | 20878.6017
Program SpecificSize: Under 20 kWOrange County2025March Monthly Peak | Program Specific | Size: Under 20 kW | Orange County | 2025 | March Monthly Peak | 3 | 20878.6017
Program SpecificSize: Under 20 kWOrange County2025May Monthly Peak | Program Specific | Size: Under 20 kW | Orange County | 2025 | May Monthly Peak | 5 | 20878.6017
Program SpecificSize: Under 20 kWOrange County2025November Monthly Peak | Program Specific | Size: Under 20 kW | Orange County | 2025 | November Monthly Peak | 11 | 20878.6017
Program SpecificSize: Under 20 kWOrange County2025October Monthly Peak | Program Specific | Size: Under 20 kW | Orange County | 2025 | October Monthly Peak | 10 | 20878.6017
Program SpecificSize: Under 20 kWOrange County2025September Monthly Peak | Program Specific | Size: Under 20 kW | Orange County | 2025 | September Monthly Peak | 9 | 20878.6017
Program SpecificSize: Under 20 kWOrange County2025Typical Event Day | Program Specific | Size: Under 20 kW | Orange County | 2025 | Typical Event Day | 8 | 20878.6017
Program SpecificSize: Under 20 kWOrange County2026April Monthly Peak | Program Specific | Size: Under 20 kW | Orange County | 2026 | April Monthly Peak | 4 | 20878.6017
Program SpecificSize: Under 20 kWOrange County2026August Monthly Peak | Program Specific | Size: Under 20 kW | Orange County | 2026 | August Monthly Peak | 8 | 20878.6017
Program SpecificSize: Under 20 kWOrange County2026December Monthly Peak | Program Specific | Size: Under 20 kW | Orange County | 2026 | December Monthly Peak | 12 | 20878.6017
Program SpecificSize: Under 20 kWOrange County2026February Monthly Peak | Program Specific | Size: Under 20 kW | Orange County | 2026 | February Monthly Peak | 2 | 20878.6017
Program SpecificSize: Under 20 kWOrange County2026January Monthly Peak | Program Specific | Size: Under 20 kW | Orange County | 2026 | January Monthly Peak | 1 | 20878.6017
Program SpecificSize: Under 20 kWOrange County2026July Monthly Peak | Program Specific | Size: Under 20 kW | Orange County | 2026 | July Monthly Peak | 7 | 20878.6017
Program SpecificSize: Under 20 kWOrange County2026June Monthly Peak | Program Specific | Size: Under 20 kW | Orange County | 2026 | June Monthly Peak | 6 | 20878.6017
Program SpecificSize: Under 20 kWOrange County2026March Monthly Peak | Program Specific | Size: Under 20 kW | Orange County | 2026 | March Monthly Peak | 3 | 20878.6017
Program SpecificSize: Under 20 kWOrange County2026May Monthly Peak | Program Specific | Size: Under 20 kW | Orange County | 2026 | May Monthly Peak | 5 | 20878.6017
Program SpecificSize: Under 20 kWOrange County2026November Monthly Peak | Program Specific | Size: Under 20 kW | Orange County | 2026 | November Monthly Peak | 11 | 20878.6017
Program SpecificSize: Under 20 kWOrange County2026October Monthly Peak | Program Specific | Size: Under 20 kW | Orange County | 2026 | October Monthly Peak | 10 | 20878.6017
Program SpecificSize: Under 20 kWOrange County2026September Monthly Peak | Program Specific | Size: Under 20 kW | Orange County | 2026 | September Monthly Peak | 9 | 20878.6017
Program SpecificSize: Under 20 kWOrange County2026Typical Event Day | Program Specific | Size: Under 20 kW | Orange County | 2026 | Typical Event Day | 8 | 20878.6017
Program SpecificSize: Under 20 kWOther2015April Monthly Peak | Program Specific | Size: Under 20 kW | Other | 2015 | April Monthly Peak | 4 | 0
Program SpecificSize: Under 20 kWOther2015August Monthly Peak | Program Specific | Size: Under 20 kW | Other | 2015 | August Monthly Peak | 8 | 0
Program SpecificSize: Under 20 kWOther2015December Monthly Peak | Program Specific | Size: Under 20 kW | Other | 2015 | December Monthly Peak | 12 | 0
Program SpecificSize: Under 20 kWOther2015February Monthly Peak | Program Specific | Size: Under 20 kW | Other | 2015 | February Monthly Peak | 2 | 0
Program SpecificSize: Under 20 kWOther2015January Monthly Peak | Program Specific | Size: Under 20 kW | Other | 2015 | January Monthly Peak | 1 | 0
Program SpecificSize: Under 20 kWOther2015July Monthly Peak | Program Specific | Size: Under 20 kW | Other | 2015 | July Monthly Peak | 7 | 0
Program SpecificSize: Under 20 kWOther2015June Monthly Peak | Program Specific | Size: Under 20 kW | Other | 2015 | June Monthly Peak | 6 | 0
Program SpecificSize: Under 20 kWOther2015March Monthly Peak | Program Specific | Size: Under 20 kW | Other | 2015 | March Monthly Peak | 3 | 0
Program SpecificSize: Under 20 kWOther2015May Monthly Peak | Program Specific | Size: Under 20 kW | Other | 2015 | May Monthly Peak | 5 | 0
Program SpecificSize: Under 20 kWOther2015November Monthly Peak | Program Specific | Size: Under 20 kW | Other | 2015 | November Monthly Peak | 11 | 0
Program SpecificSize: Under 20 kWOther2015October Monthly Peak | Program Specific | Size: Under 20 kW | Other | 2015 | October Monthly Peak | 10 | 0
Program SpecificSize: Under 20 kWOther2015September Monthly Peak | Program Specific | Size: Under 20 kW | Other | 2015 | September Monthly Peak | 9 | 0
Program SpecificSize: Under 20 kWOther2015Typical Event Day | Program Specific | Size: Under 20 kW | Other | 2015 | Typical Event Day | 8 | 0
Program SpecificSize: Under 20 kWOther2016April Monthly Peak | Program Specific | Size: Under 20 kW | Other | 2016 | April Monthly Peak | 4 | 0
Program SpecificSize: Under 20 kWOther2016August Monthly Peak | Program Specific | Size: Under 20 kW | Other | 2016 | August Monthly Peak | 8 | 0
Program SpecificSize: Under 20 kWOther2016December Monthly Peak | Program Specific | Size: Under 20 kW | Other | 2016 | December Monthly Peak | 12 | 0
Program SpecificSize: Under 20 kWOther2016February Monthly Peak | Program Specific | Size: Under 20 kW | Other | 2016 | February Monthly Peak | 2 | 0
Program SpecificSize: Under 20 kWOther2016January Monthly Peak | Program Specific | Size: Under 20 kW | Other | 2016 | January Monthly Peak | 1 | 0
Program SpecificSize: Under 20 kWOther2016July Monthly Peak | Program Specific | Size: Under 20 kW | Other | 2016 | July Monthly Peak | 7 | 0
Program SpecificSize: Under 20 kWOther2016June Monthly Peak | Program Specific | Size: Under 20 kW | Other | 2016 | June Monthly Peak | 6 | 0
Program SpecificSize: Under 20 kWOther2016March Monthly Peak | Program Specific | Size: Under 20 kW | Other | 2016 | March Monthly Peak | 3 | 0
Program SpecificSize: Under 20 kWOther2016May Monthly Peak | Program Specific | Size: Under 20 kW | Other | 2016 | May Monthly Peak | 5 | 0
Program SpecificSize: Under 20 kWOther2016November Monthly Peak | Program Specific | Size: Under 20 kW | Other | 2016 | November Monthly Peak | 11 | 0
Program SpecificSize: Under 20 kWOther2016October Monthly Peak | Program Specific | Size: Under 20 kW | Other | 2016 | October Monthly Peak | 10 | 0
Program SpecificSize: Under 20 kWOther2016September Monthly Peak | Program Specific | Size: Under 20 kW | Other | 2016 | September Monthly Peak | 9 | 0
Program SpecificSize: Under 20 kWOther2016Typical Event Day | Program Specific | Size: Under 20 kW | Other | 2016 | Typical Event Day | 8 | 0
Program SpecificSize: Under 20 kWOther2017April Monthly Peak | Program Specific | Size: Under 20 kW | Other | 2017 | April Monthly Peak | 4 | 0
Program SpecificSize: Under 20 kWOther2017August Monthly Peak | Program Specific | Size: Under 20 kW | Other | 2017 | August Monthly Peak | 8 | 0
Program SpecificSize: Under 20 kWOther2017December Monthly Peak | Program Specific | Size: Under 20 kW | Other | 2017 | December Monthly Peak | 12 | 0
Program SpecificSize: Under 20 kWOther2017February Monthly Peak | Program Specific | Size: Under 20 kW | Other | 2017 | February Monthly Peak | 2 | 0
Program SpecificSize: Under 20 kWOther2017January Monthly Peak | Program Specific | Size: Under 20 kW | Other | 2017 | January Monthly Peak | 1 | 0
Program SpecificSize: Under 20 kWOther2017July Monthly Peak | Program Specific | Size: Under 20 kW | Other | 2017 | July Monthly Peak | 7 | 0
Program SpecificSize: Under 20 kWOther2017June Monthly Peak | Program Specific | Size: Under 20 kW | Other | 2017 | June Monthly Peak | 6 | 0
Program SpecificSize: Under 20 kWOther2017March Monthly Peak | Program Specific | Size: Under 20 kW | Other | 2017 | March Monthly Peak | 3 | 0
Program SpecificSize: Under 20 kWOther2017May Monthly Peak | Program Specific | Size: Under 20 kW | Other | 2017 | May Monthly Peak | 5 | 0
Program SpecificSize: Under 20 kWOther2017November Monthly Peak | Program Specific | Size: Under 20 kW | Other | 2017 | November Monthly Peak | 11 | 0
Program SpecificSize: Under 20 kWOther2017October Monthly Peak | Program Specific | Size: Under 20 kW | Other | 2017 | October Monthly Peak | 10 | 0
Program SpecificSize: Under 20 kWOther2017September Monthly Peak | Program Specific | Size: Under 20 kW | Other | 2017 | September Monthly Peak | 9 | 0
Program SpecificSize: Under 20 kWOther2017Typical Event Day | Program Specific | Size: Under 20 kW | Other | 2017 | Typical Event Day | 8 | 0
Program SpecificSize: Under 20 kWOther2018April Monthly Peak | Program Specific | Size: Under 20 kW | Other | 2018 | April Monthly Peak | 4 | 138191.7838
Program SpecificSize: Under 20 kWOther2018August Monthly Peak | Program Specific | Size: Under 20 kW | Other | 2018 | August Monthly Peak | 8 | 138191.7838
Program SpecificSize: Under 20 kWOther2018December Monthly Peak | Program Specific | Size: Under 20 kW | Other | 2018 | December Monthly Peak | 12 | 138191.7838
Program SpecificSize: Under 20 kWOther2018February Monthly Peak | Program Specific | Size: Under 20 kW | Other | 2018 | February Monthly Peak | 2 | 0
Program SpecificSize: Under 20 kWOther2018January Monthly Peak | Program Specific | Size: Under 20 kW | Other | 2018 | January Monthly Peak | 1 | 0
Program SpecificSize: Under 20 kWOther2018July Monthly Peak | Program Specific | Size: Under 20 kW | Other | 2018 | July Monthly Peak | 7 | 138191.7838
Program SpecificSize: Under 20 kWOther2018June Monthly Peak | Program Specific | Size: Under 20 kW | Other | 2018 | June Monthly Peak | 6 | 138191.7838
Program SpecificSize: Under 20 kWOther2018March Monthly Peak | Program Specific | Size: Under 20 kW | Other | 2018 | March Monthly Peak | 3 | 0
Program SpecificSize: Under 20 kWOther2018May Monthly Peak | Program Specific | Size: Under 20 kW | Other | 2018 | May Monthly Peak | 5 | 138191.7838
Program SpecificSize: Under 20 kWOther2018November Monthly Peak | Program Specific | Size: Under 20 kW | Other | 2018 | November Monthly Peak | 11 | 138191.7838
Program SpecificSize: Under 20 kWOther2018October Monthly Peak | Program Specific | Size: Under 20 kW | Other | 2018 | October Monthly Peak | 10 | 138191.7838
Program SpecificSize: Under 20 kWOther2018September Monthly Peak | Program Specific | Size: Under 20 kW | Other | 2018 | September Monthly Peak | 9 | 138191.7838
Program SpecificSize: Under 20 kWOther2018Typical Event Day | Program Specific | Size: Under 20 kW | Other | 2018 | Typical Event Day | 8 | 138191.7838
Program SpecificSize: Under 20 kWOther2019April Monthly Peak | Program Specific | Size: Under 20 kW | Other | 2019 | April Monthly Peak | 4 | 55276.7135
Program SpecificSize: Under 20 kWOther2019August Monthly Peak | Program Specific | Size: Under 20 kW | Other | 2019 | August Monthly Peak | 8 | 55276.7135
Program SpecificSize: Under 20 kWOther2019December Monthly Peak | Program Specific | Size: Under 20 kW | Other | 2019 | December Monthly Peak | 12 | 55276.7135
Program SpecificSize: Under 20 kWOther2019February Monthly Peak | Program Specific | Size: Under 20 kW | Other | 2019 | February Monthly Peak | 2 | 138191.7838
Program SpecificSize: Under 20 kWOther2019January Monthly Peak | Program Specific | Size: Under 20 kW | Other | 2019 | January Monthly Peak | 1 | 138191.7838
Program SpecificSize: Under 20 kWOther2019July Monthly Peak | Program Specific | Size: Under 20 kW | Other | 2019 | July Monthly Peak | 7 | 55276.7135
Program SpecificSize: Under 20 kWOther2019June Monthly Peak | Program Specific | Size: Under 20 kW | Other | 2019 | June Monthly Peak | 6 | 55276.7135
Program SpecificSize: Under 20 kWOther2019March Monthly Peak | Program Specific | Size: Under 20 kW | Other | 2019 | March Monthly Peak | 3 | 138191.7838
Program SpecificSize: Under 20 kWOther2019May Monthly Peak | Program Specific | Size: Under 20 kW | Other | 2019 | May Monthly Peak | 5 | 55276.7135
Program SpecificSize: Under 20 kWOther2019November Monthly Peak | Program Specific | Size: Under 20 kW | Other | 2019 | November Monthly Peak | 11 | 55276.7135
Program SpecificSize: Under 20 kWOther2019October Monthly Peak | Program Specific | Size: Under 20 kW | Other | 2019 | October Monthly Peak | 10 | 55276.7135
Program SpecificSize: Under 20 kWOther2019September Monthly Peak | Program Specific | Size: Under 20 kW | Other | 2019 | September Monthly Peak | 9 | 55276.7135
Program SpecificSize: Under 20 kWOther2019Typical Event Day | Program Specific | Size: Under 20 kW | Other | 2019 | Typical Event Day | 8 | 55276.7135
Program SpecificSize: Under 20 kWOther2020April Monthly Peak | Program Specific | Size: Under 20 kW | Other | 2020 | April Monthly Peak | 4 | 55276.7135
Program SpecificSize: Under 20 kWOther2020August Monthly Peak | Program Specific | Size: Under 20 kW | Other | 2020 | August Monthly Peak | 8 | 55276.7135
Program SpecificSize: Under 20 kWOther2020December Monthly Peak | Program Specific | Size: Under 20 kW | Other | 2020 | December Monthly Peak | 12 | 55276.7135
Program SpecificSize: Under 20 kWOther2020February Monthly Peak | Program Specific | Size: Under 20 kW | Other | 2020 | February Monthly Peak | 2 | 55276.7135
Program SpecificSize: Under 20 kWOther2020January Monthly Peak | Program Specific | Size: Under 20 kW | Other | 2020 | January Monthly Peak | 1 | 55276.7135
Program SpecificSize: Under 20 kWOther2020July Monthly Peak | Program Specific | Size: Under 20 kW | Other | 2020 | July Monthly Peak | 7 | 55276.7135
Program SpecificSize: Under 20 kWOther2020June Monthly Peak | Program Specific | Size: Under 20 kW | Other | 2020 | June Monthly Peak | 6 | 55276.7135
Program SpecificSize: Under 20 kWOther2020March Monthly Peak | Program Specific | Size: Under 20 kW | Other | 2020 | March Monthly Peak | 3 | 55276.7135
Program SpecificSize: Under 20 kWOther2020May Monthly Peak | Program Specific | Size: Under 20 kW | Other | 2020 | May Monthly Peak | 5 | 55276.7135
Program SpecificSize: Under 20 kWOther2020November Monthly Peak | Program Specific | Size: Under 20 kW | Other | 2020 | November Monthly Peak | 11 | 55276.7135
Program SpecificSize: Under 20 kWOther2020October Monthly Peak | Program Specific | Size: Under 20 kW | Other | 2020 | October Monthly Peak | 10 | 55276.7135
Program SpecificSize: Under 20 kWOther2020September Monthly Peak | Program Specific | Size: Under 20 kW | Other | 2020 | September Monthly Peak | 9 | 55276.7135
Program SpecificSize: Under 20 kWOther2020Typical Event Day | Program Specific | Size: Under 20 kW | Other | 2020 | Typical Event Day | 8 | 55276.7135
Program SpecificSize: Under 20 kWOther2021April Monthly Peak | Program Specific | Size: Under 20 kW | Other | 2021 | April Monthly Peak | 4 | 55276.7135
Program SpecificSize: Under 20 kWOther2021August Monthly Peak | Program Specific | Size: Under 20 kW | Other | 2021 | August Monthly Peak | 8 | 55276.7135
Program SpecificSize: Under 20 kWOther2021December Monthly Peak | Program Specific | Size: Under 20 kW | Other | 2021 | December Monthly Peak | 12 | 55276.7135
Program SpecificSize: Under 20 kWOther2021February Monthly Peak | Program Specific | Size: Under 20 kW | Other | 2021 | February Monthly Peak | 2 | 55276.7135
Program SpecificSize: Under 20 kWOther2021January Monthly Peak | Program Specific | Size: Under 20 kW | Other | 2021 | January Monthly Peak | 1 | 55276.7135
Program SpecificSize: Under 20 kWOther2021July Monthly Peak | Program Specific | Size: Under 20 kW | Other | 2021 | July Monthly Peak | 7 | 55276.7135
Program SpecificSize: Under 20 kWOther2021June Monthly Peak | Program Specific | Size: Under 20 kW | Other | 2021 | June Monthly Peak | 6 | 55276.7135
Program SpecificSize: Under 20 kWOther2021March Monthly Peak | Program Specific | Size: Under 20 kW | Other | 2021 | March Monthly Peak | 3 | 55276.7135
Program SpecificSize: Under 20 kWOther2021May Monthly Peak | Program Specific | Size: Under 20 kW | Other | 2021 | May Monthly Peak | 5 | 55276.7135
Program SpecificSize: Under 20 kWOther2021November Monthly Peak | Program Specific | Size: Under 20 kW | Other | 2021 | November Monthly Peak | 11 | 55276.7135
Program SpecificSize: Under 20 kWOther2021October Monthly Peak | Program Specific | Size: Under 20 kW | Other | 2021 | October Monthly Peak | 10 | 55276.7135
Program SpecificSize: Under 20 kWOther2021September Monthly Peak | Program Specific | Size: Under 20 kW | Other | 2021 | September Monthly Peak | 9 | 55276.7135
Program SpecificSize: Under 20 kWOther2021Typical Event Day | Program Specific | Size: Under 20 kW | Other | 2021 | Typical Event Day | 8 | 55276.7135
Program SpecificSize: Under 20 kWOther2022April Monthly Peak | Program Specific | Size: Under 20 kW | Other | 2022 | April Monthly Peak | 4 | 55276.7135
Program SpecificSize: Under 20 kWOther2022August Monthly Peak | Program Specific | Size: Under 20 kW | Other | 2022 | August Monthly Peak | 8 | 55276.7135
Program SpecificSize: Under 20 kWOther2022December Monthly Peak | Program Specific | Size: Under 20 kW | Other | 2022 | December Monthly Peak | 12 | 55276.7135
Program SpecificSize: Under 20 kWOther2022February Monthly Peak | Program Specific | Size: Under 20 kW | Other | 2022 | February Monthly Peak | 2 | 55276.7135
Program SpecificSize: Under 20 kWOther2022January Monthly Peak | Program Specific | Size: Under 20 kW | Other | 2022 | January Monthly Peak | 1 | 55276.7135
Program SpecificSize: Under 20 kWOther2022July Monthly Peak | Program Specific | Size: Under 20 kW | Other | 2022 | July Monthly Peak | 7 | 55276.7135
Program SpecificSize: Under 20 kWOther2022June Monthly Peak | Program Specific | Size: Under 20 kW | Other | 2022 | June Monthly Peak | 6 | 55276.7135
Program SpecificSize: Under 20 kWOther2022March Monthly Peak | Program Specific | Size: Under 20 kW | Other | 2022 | March Monthly Peak | 3 | 55276.7135
Program SpecificSize: Under 20 kWOther2022May Monthly Peak | Program Specific | Size: Under 20 kW | Other | 2022 | May Monthly Peak | 5 | 55276.7135
Program SpecificSize: Under 20 kWOther2022November Monthly Peak | Program Specific | Size: Under 20 kW | Other | 2022 | November Monthly Peak | 11 | 55276.7135
Program SpecificSize: Under 20 kWOther2022October Monthly Peak | Program Specific | Size: Under 20 kW | Other | 2022 | October Monthly Peak | 10 | 55276.7135
Program SpecificSize: Under 20 kWOther2022September Monthly Peak | Program Specific | Size: Under 20 kW | Other | 2022 | September Monthly Peak | 9 | 55276.7135
Program SpecificSize: Under 20 kWOther2022Typical Event Day | Program Specific | Size: Under 20 kW | Other | 2022 | Typical Event Day | 8 | 55276.7135
Program SpecificSize: Under 20 kWOther2023April Monthly Peak | Program Specific | Size: Under 20 kW | Other | 2023 | April Monthly Peak | 4 | 55276.7135
Program SpecificSize: Under 20 kWOther2023August Monthly Peak | Program Specific | Size: Under 20 kW | Other | 2023 | August Monthly Peak | 8 | 55276.7135
Program SpecificSize: Under 20 kWOther2023December Monthly Peak | Program Specific | Size: Under 20 kW | Other | 2023 | December Monthly Peak | 12 | 55276.7135
Program SpecificSize: Under 20 kWOther2023February Monthly Peak | Program Specific | Size: Under 20 kW | Other | 2023 | February Monthly Peak | 2 | 55276.7135
Program SpecificSize: Under 20 kWOther2023January Monthly Peak | Program Specific | Size: Under 20 kW | Other | 2023 | January Monthly Peak | 1 | 55276.7135
Program SpecificSize: Under 20 kWOther2023July Monthly Peak | Program Specific | Size: Under 20 kW | Other | 2023 | July Monthly Peak | 7 | 55276.7135
Program SpecificSize: Under 20 kWOther2023June Monthly Peak | Program Specific | Size: Under 20 kW | Other | 2023 | June Monthly Peak | 6 | 55276.7135
Program SpecificSize: Under 20 kWOther2023March Monthly Peak | Program Specific | Size: Under 20 kW | Other | 2023 | March Monthly Peak | 3 | 55276.7135
Program SpecificSize: Under 20 kWOther2023May Monthly Peak | Program Specific | Size: Under 20 kW | Other | 2023 | May Monthly Peak | 5 | 55276.7135
Program SpecificSize: Under 20 kWOther2023November Monthly Peak | Program Specific | Size: Under 20 kW | Other | 2023 | November Monthly Peak | 11 | 55276.7135
Program SpecificSize: Under 20 kWOther2023October Monthly Peak | Program Specific | Size: Under 20 kW | Other | 2023 | October Monthly Peak | 10 | 55276.7135
Program SpecificSize: Under 20 kWOther2023September Monthly Peak | Program Specific | Size: Under 20 kW | Other | 2023 | September Monthly Peak | 9 | 55276.7135
Program SpecificSize: Under 20 kWOther2023Typical Event Day | Program Specific | Size: Under 20 kW | Other | 2023 | Typical Event Day | 8 | 55276.7135
Program SpecificSize: Under 20 kWOther2024April Monthly Peak | Program Specific | Size: Under 20 kW | Other | 2024 | April Monthly Peak | 4 | 55276.7135
Program SpecificSize: Under 20 kWOther2024August Monthly Peak | Program Specific | Size: Under 20 kW | Other | 2024 | August Monthly Peak | 8 | 55276.7135
Program SpecificSize: Under 20 kWOther2024December Monthly Peak | Program Specific | Size: Under 20 kW | Other | 2024 | December Monthly Peak | 12 | 55276.7135
Program SpecificSize: Under 20 kWOther2024February Monthly Peak | Program Specific | Size: Under 20 kW | Other | 2024 | February Monthly Peak | 2 | 55276.7135
Program SpecificSize: Under 20 kWOther2024January Monthly Peak | Program Specific | Size: Under 20 kW | Other | 2024 | January Monthly Peak | 1 | 55276.7135
Program SpecificSize: Under 20 kWOther2024July Monthly Peak | Program Specific | Size: Under 20 kW | Other | 2024 | July Monthly Peak | 7 | 55276.7135
Program SpecificSize: Under 20 kWOther2024June Monthly Peak | Program Specific | Size: Under 20 kW | Other | 2024 | June Monthly Peak | 6 | 55276.7135
Program SpecificSize: Under 20 kWOther2024March Monthly Peak | Program Specific | Size: Under 20 kW | Other | 2024 | March Monthly Peak | 3 | 55276.7135
Program SpecificSize: Under 20 kWOther2024May Monthly Peak | Program Specific | Size: Under 20 kW | Other | 2024 | May Monthly Peak | 5 | 55276.7135
Program SpecificSize: Under 20 kWOther2024November Monthly Peak | Program Specific | Size: Under 20 kW | Other | 2024 | November Monthly Peak | 11 | 55276.7135
Program SpecificSize: Under 20 kWOther2024October Monthly Peak | Program Specific | Size: Under 20 kW | Other | 2024 | October Monthly Peak | 10 | 55276.7135
Program SpecificSize: Under 20 kWOther2024September Monthly Peak | Program Specific | Size: Under 20 kW | Other | 2024 | September Monthly Peak | 9 | 55276.7135
Program SpecificSize: Under 20 kWOther2024Typical Event Day | Program Specific | Size: Under 20 kW | Other | 2024 | Typical Event Day | 8 | 55276.7135
Program SpecificSize: Under 20 kWOther2025April Monthly Peak | Program Specific | Size: Under 20 kW | Other | 2025 | April Monthly Peak | 4 | 55276.7135
Program SpecificSize: Under 20 kWOther2025August Monthly Peak | Program Specific | Size: Under 20 kW | Other | 2025 | August Monthly Peak | 8 | 55276.7135
Program SpecificSize: Under 20 kWOther2025December Monthly Peak | Program Specific | Size: Under 20 kW | Other | 2025 | December Monthly Peak | 12 | 55276.7135
Program SpecificSize: Under 20 kWOther2025February Monthly Peak | Program Specific | Size: Under 20 kW | Other | 2025 | February Monthly Peak | 2 | 55276.7135
Program SpecificSize: Under 20 kWOther2025January Monthly Peak | Program Specific | Size: Under 20 kW | Other | 2025 | January Monthly Peak | 1 | 55276.7135
Program SpecificSize: Under 20 kWOther2025July Monthly Peak | Program Specific | Size: Under 20 kW | Other | 2025 | July Monthly Peak | 7 | 55276.7135
Program SpecificSize: Under 20 kWOther2025June Monthly Peak | Program Specific | Size: Under 20 kW | Other | 2025 | June Monthly Peak | 6 | 55276.7135
Program SpecificSize: Under 20 kWOther2025March Monthly Peak | Program Specific | Size: Under 20 kW | Other | 2025 | March Monthly Peak | 3 | 55276.7135
Program SpecificSize: Under 20 kWOther2025May Monthly Peak | Program Specific | Size: Under 20 kW | Other | 2025 | May Monthly Peak | 5 | 55276.7135
Program SpecificSize: Under 20 kWOther2025November Monthly Peak | Program Specific | Size: Under 20 kW | Other | 2025 | November Monthly Peak | 11 | 55276.7135
Program SpecificSize: Under 20 kWOther2025October Monthly Peak | Program Specific | Size: Under 20 kW | Other | 2025 | October Monthly Peak | 10 | 55276.7135
Program SpecificSize: Under 20 kWOther2025September Monthly Peak | Program Specific | Size: Under 20 kW | Other | 2025 | September Monthly Peak | 9 | 55276.7135
Program SpecificSize: Under 20 kWOther2025Typical Event Day | Program Specific | Size: Under 20 kW | Other | 2025 | Typical Event Day | 8 | 55276.7135
Program SpecificSize: Under 20 kWOther2026April Monthly Peak | Program Specific | Size: Under 20 kW | Other | 2026 | April Monthly Peak | 4 | 55276.7135
Program SpecificSize: Under 20 kWOther2026August Monthly Peak | Program Specific | Size: Under 20 kW | Other | 2026 | August Monthly Peak | 8 | 55276.7135
Program SpecificSize: Under 20 kWOther2026December Monthly Peak | Program Specific | Size: Under 20 kW | Other | 2026 | December Monthly Peak | 12 | 55276.7135
Program SpecificSize: Under 20 kWOther2026February Monthly Peak | Program Specific | Size: Under 20 kW | Other | 2026 | February Monthly Peak | 2 | 55276.7135
Program SpecificSize: Under 20 kWOther2026January Monthly Peak | Program Specific | Size: Under 20 kW | Other | 2026 | January Monthly Peak | 1 | 55276.7135
Program SpecificSize: Under 20 kWOther2026July Monthly Peak | Program Specific | Size: Under 20 kW | Other | 2026 | July Monthly Peak | 7 | 55276.7135
Program SpecificSize: Under 20 kWOther2026June Monthly Peak | Program Specific | Size: Under 20 kW | Other | 2026 | June Monthly Peak | 6 | 55276.7135
Program SpecificSize: Under 20 kWOther2026March Monthly Peak | Program Specific | Size: Under 20 kW | Other | 2026 | March Monthly Peak | 3 | 55276.7135
Program SpecificSize: Under 20 kWOther2026May Monthly Peak | Program Specific | Size: Under 20 kW | Other | 2026 | May Monthly Peak | 5 | 55276.7135
Program SpecificSize: Under 20 kWOther2026November Monthly Peak | Program Specific | Size: Under 20 kW | Other | 2026 | November Monthly Peak | 11 | 55276.7135
Program SpecificSize: Under 20 kWOther2026October Monthly Peak | Program Specific | Size: Under 20 kW | Other | 2026 | October Monthly Peak | 10 | 55276.7135
Program SpecificSize: Under 20 kWOther2026September Monthly Peak | Program Specific | Size: Under 20 kW | Other | 2026 | September Monthly Peak | 9 | 55276.7135
Program SpecificSize: Under 20 kWOther2026Typical Event Day | Program Specific | Size: Under 20 kW | Other | 2026 | Typical Event Day | 8 | 55276.7135
Program SpecificSize: Under 20 kWSouth of Lugo2015April Monthly Peak | Program Specific | Size: Under 20 kW | South of Lugo | 2015 | April Monthly Peak | 4 | 0
Program SpecificSize: Under 20 kWSouth of Lugo2015August Monthly Peak | Program Specific | Size: Under 20 kW | South of Lugo | 2015 | August Monthly Peak | 8 | 0
Program SpecificSize: Under 20 kWSouth of Lugo2015December Monthly Peak | Program Specific | Size: Under 20 kW | South of Lugo | 2015 | December Monthly Peak | 12 | 0
Program SpecificSize: Under 20 kWSouth of Lugo2015February Monthly Peak | Program Specific | Size: Under 20 kW | South of Lugo | 2015 | February Monthly Peak | 2 | 0
Program SpecificSize: Under 20 kWSouth of Lugo2015January Monthly Peak | Program Specific | Size: Under 20 kW | South of Lugo | 2015 | January Monthly Peak | 1 | 0
Program SpecificSize: Under 20 kWSouth of Lugo2015July Monthly Peak | Program Specific | Size: Under 20 kW | South of Lugo | 2015 | July Monthly Peak | 7 | 0
Program SpecificSize: Under 20 kWSouth of Lugo2015June Monthly Peak | Program Specific | Size: Under 20 kW | South of Lugo | 2015 | June Monthly Peak | 6 | 0
Program SpecificSize: Under 20 kWSouth of Lugo2015March Monthly Peak | Program Specific | Size: Under 20 kW | South of Lugo | 2015 | March Monthly Peak | 3 | 0
Program SpecificSize: Under 20 kWSouth of Lugo2015May Monthly Peak | Program Specific | Size: Under 20 kW | South of Lugo | 2015 | May Monthly Peak | 5 | 0
Program SpecificSize: Under 20 kWSouth of Lugo2015November Monthly Peak | Program Specific | Size: Under 20 kW | South of Lugo | 2015 | November Monthly Peak | 11 | 0
Program SpecificSize: Under 20 kWSouth of Lugo2015October Monthly Peak | Program Specific | Size: Under 20 kW | South of Lugo | 2015 | October Monthly Peak | 10 | 0
Program SpecificSize: Under 20 kWSouth of Lugo2015September Monthly Peak | Program Specific | Size: Under 20 kW | South of Lugo | 2015 | September Monthly Peak | 9 | 0
Program SpecificSize: Under 20 kWSouth of Lugo2015Typical Event Day | Program Specific | Size: Under 20 kW | South of Lugo | 2015 | Typical Event Day | 8 | 0
Program SpecificSize: Under 20 kWSouth of Lugo2016April Monthly Peak | Program Specific | Size: Under 20 kW | South of Lugo | 2016 | April Monthly Peak | 4 | 0
Program SpecificSize: Under 20 kWSouth of Lugo2016August Monthly Peak | Program Specific | Size: Under 20 kW | South of Lugo | 2016 | August Monthly Peak | 8 | 0
Program SpecificSize: Under 20 kWSouth of Lugo2016December Monthly Peak | Program Specific | Size: Under 20 kW | South of Lugo | 2016 | December Monthly Peak | 12 | 0
Program SpecificSize: Under 20 kWSouth of Lugo2016February Monthly Peak | Program Specific | Size: Under 20 kW | South of Lugo | 2016 | February Monthly Peak | 2 | 0
Program SpecificSize: Under 20 kWSouth of Lugo2016January Monthly Peak | Program Specific | Size: Under 20 kW | South of Lugo | 2016 | January Monthly Peak | 1 | 0
Program SpecificSize: Under 20 kWSouth of Lugo2016July Monthly Peak | Program Specific | Size: Under 20 kW | South of Lugo | 2016 | July Monthly Peak | 7 | 0
Program SpecificSize: Under 20 kWSouth of Lugo2016June Monthly Peak | Program Specific | Size: Under 20 kW | South of Lugo | 2016 | June Monthly Peak | 6 | 0
Program SpecificSize: Under 20 kWSouth of Lugo2016March Monthly Peak | Program Specific | Size: Under 20 kW | South of Lugo | 2016 | March Monthly Peak | 3 | 0
Program SpecificSize: Under 20 kWSouth of Lugo2016May Monthly Peak | Program Specific | Size: Under 20 kW | South of Lugo | 2016 | May Monthly Peak | 5 | 0
Program SpecificSize: Under 20 kWSouth of Lugo2016November Monthly Peak | Program Specific | Size: Under 20 kW | South of Lugo | 2016 | November Monthly Peak | 11 | 0
Program SpecificSize: Under 20 kWSouth of Lugo2016October Monthly Peak | Program Specific | Size: Under 20 kW | South of Lugo | 2016 | October Monthly Peak | 10 | 0
Program SpecificSize: Under 20 kWSouth of Lugo2016September Monthly Peak | Program Specific | Size: Under 20 kW | South of Lugo | 2016 | September Monthly Peak | 9 | 0
Program SpecificSize: Under 20 kWSouth of Lugo2016Typical Event Day | Program Specific | Size: Under 20 kW | South of Lugo | 2016 | Typical Event Day | 8 | 0
Program SpecificSize: Under 20 kWSouth of Lugo2017April Monthly Peak | Program Specific | Size: Under 20 kW | South of Lugo | 2017 | April Monthly Peak | 4 | 0
Program SpecificSize: Under 20 kWSouth of Lugo2017August Monthly Peak | Program Specific | Size: Under 20 kW | South of Lugo | 2017 | August Monthly Peak | 8 | 0
Program SpecificSize: Under 20 kWSouth of Lugo2017December Monthly Peak | Program Specific | Size: Under 20 kW | South of Lugo | 2017 | December Monthly Peak | 12 | 0
Program SpecificSize: Under 20 kWSouth of Lugo2017February Monthly Peak | Program Specific | Size: Under 20 kW | South of Lugo | 2017 | February Monthly Peak | 2 | 0
Program SpecificSize: Under 20 kWSouth of Lugo2017January Monthly Peak | Program Specific | Size: Under 20 kW | South of Lugo | 2017 | January Monthly Peak | 1 | 0
Program SpecificSize: Under 20 kWSouth of Lugo2017July Monthly Peak | Program Specific | Size: Under 20 kW | South of Lugo | 2017 | July Monthly Peak | 7 | 0
Program SpecificSize: Under 20 kWSouth of Lugo2017June Monthly Peak | Program Specific | Size: Under 20 kW | South of Lugo | 2017 | June Monthly Peak | 6 | 0
Program SpecificSize: Under 20 kWSouth of Lugo2017March Monthly Peak | Program Specific | Size: Under 20 kW | South of Lugo | 2017 | March Monthly Peak | 3 | 0
Program SpecificSize: Under 20 kWSouth of Lugo2017May Monthly Peak | Program Specific | Size: Under 20 kW | South of Lugo | 2017 | May Monthly Peak | 5 | 0
Program SpecificSize: Under 20 kWSouth of Lugo2017November Monthly Peak | Program Specific | Size: Under 20 kW | South of Lugo | 2017 | November Monthly Peak | 11 | 0
Program SpecificSize: Under 20 kWSouth of Lugo2017October Monthly Peak | Program Specific | Size: Under 20 kW | South of Lugo | 2017 | October Monthly Peak | 10 | 0
Program SpecificSize: Under 20 kWSouth of Lugo2017September Monthly Peak | Program Specific | Size: Under 20 kW | South of Lugo | 2017 | September Monthly Peak | 9 | 0
Program SpecificSize: Under 20 kWSouth of Lugo2017Typical Event Day | Program Specific | Size: Under 20 kW | South of Lugo | 2017 | Typical Event Day | 8 | 0
Program SpecificSize: Under 20 kWSouth of Lugo2018April Monthly Peak | Program Specific | Size: Under 20 kW | South of Lugo | 2018 | April Monthly Peak | 4 | 24816.7184
Program SpecificSize: Under 20 kWSouth of Lugo2018August Monthly Peak | Program Specific | Size: Under 20 kW | South of Lugo | 2018 | August Monthly Peak | 8 | 24816.7184
Program SpecificSize: Under 20 kWSouth of Lugo2018December Monthly Peak | Program Specific | Size: Under 20 kW | South of Lugo | 2018 | December Monthly Peak | 12 | 24816.7184
Program SpecificSize: Under 20 kWSouth of Lugo2018February Monthly Peak | Program Specific | Size: Under 20 kW | South of Lugo | 2018 | February Monthly Peak | 2 | 0
Program SpecificSize: Under 20 kWSouth of Lugo2018January Monthly Peak | Program Specific | Size: Under 20 kW | South of Lugo | 2018 | January Monthly Peak | 1 | 0
Program SpecificSize: Under 20 kWSouth of Lugo2018July Monthly Peak | Program Specific | Size: Under 20 kW | South of Lugo | 2018 | July Monthly Peak | 7 | 24816.7184
Program SpecificSize: Under 20 kWSouth of Lugo2018June Monthly Peak | Program Specific | Size: Under 20 kW | South of Lugo | 2018 | June Monthly Peak | 6 | 24816.7184
Program SpecificSize: Under 20 kWSouth of Lugo2018March Monthly Peak | Program Specific | Size: Under 20 kW | South of Lugo | 2018 | March Monthly Peak | 3 | 0
Program SpecificSize: Under 20 kWSouth of Lugo2018May Monthly Peak | Program Specific | Size: Under 20 kW | South of Lugo | 2018 | May Monthly Peak | 5 | 24816.7184
Program SpecificSize: Under 20 kWSouth of Lugo2018November Monthly Peak | Program Specific | Size: Under 20 kW | South of Lugo | 2018 | November Monthly Peak | 11 | 24816.7184
Program SpecificSize: Under 20 kWSouth of Lugo2018October Monthly Peak | Program Specific | Size: Under 20 kW | South of Lugo | 2018 | October Monthly Peak | 10 | 24816.7184
Program SpecificSize: Under 20 kWSouth of Lugo2018September Monthly Peak | Program Specific | Size: Under 20 kW | South of Lugo | 2018 | September Monthly Peak | 9 | 24816.7184
Program SpecificSize: Under 20 kWSouth of Lugo2018Typical Event Day | Program Specific | Size: Under 20 kW | South of Lugo | 2018 | Typical Event Day | 8 | 24816.7184
Program SpecificSize: Under 20 kWSouth of Lugo2019April Monthly Peak | Program Specific | Size: Under 20 kW | South of Lugo | 2019 | April Monthly Peak | 4 | 9926.6874
Program SpecificSize: Under 20 kWSouth of Lugo2019August Monthly Peak | Program Specific | Size: Under 20 kW | South of Lugo | 2019 | August Monthly Peak | 8 | 9926.6874
Program SpecificSize: Under 20 kWSouth of Lugo2019December Monthly Peak | Program Specific | Size: Under 20 kW | South of Lugo | 2019 | December Monthly Peak | 12 | 9926.6874
Program SpecificSize: Under 20 kWSouth of Lugo2019February Monthly Peak | Program Specific | Size: Under 20 kW | South of Lugo | 2019 | February Monthly Peak | 2 | 24816.7184
Program SpecificSize: Under 20 kWSouth of Lugo2019January Monthly Peak | Program Specific | Size: Under 20 kW | South of Lugo | 2019 | January Monthly Peak | 1 | 24816.7184
Program SpecificSize: Under 20 kWSouth of Lugo2019July Monthly Peak | Program Specific | Size: Under 20 kW | South of Lugo | 2019 | July Monthly Peak | 7 | 9926.6874
Program SpecificSize: Under 20 kWSouth of Lugo2019June Monthly Peak | Program Specific | Size: Under 20 kW | South of Lugo | 2019 | June Monthly Peak | 6 | 9926.6874
Program SpecificSize: Under 20 kWSouth of Lugo2019March Monthly Peak | Program Specific | Size: Under 20 kW | South of Lugo | 2019 | March Monthly Peak | 3 | 24816.7184
Program SpecificSize: Under 20 kWSouth of Lugo2019May Monthly Peak | Program Specific | Size: Under 20 kW | South of Lugo | 2019 | May Monthly Peak | 5 | 9926.6874
Program SpecificSize: Under 20 kWSouth of Lugo2019November Monthly Peak | Program Specific | Size: Under 20 kW | South of Lugo | 2019 | November Monthly Peak | 11 | 9926.6874
Program SpecificSize: Under 20 kWSouth of Lugo2019October Monthly Peak | Program Specific | Size: Under 20 kW | South of Lugo | 2019 | October Monthly Peak | 10 | 9926.6874
Program SpecificSize: Under 20 kWSouth of Lugo2019September Monthly Peak | Program Specific | Size: Under 20 kW | South of Lugo | 2019 | September Monthly Peak | 9 | 9926.6874
Program SpecificSize: Under 20 kWSouth of Lugo2019Typical Event Day | Program Specific | Size: Under 20 kW | South of Lugo | 2019 | Typical Event Day | 8 | 9926.6874
Program SpecificSize: Under 20 kWSouth of Lugo2020April Monthly Peak | Program Specific | Size: Under 20 kW | South of Lugo | 2020 | April Monthly Peak | 4 | 9926.6874
Program SpecificSize: Under 20 kWSouth of Lugo2020August Monthly Peak | Program Specific | Size: Under 20 kW | South of Lugo | 2020 | August Monthly Peak | 8 | 9926.6874
Program SpecificSize: Under 20 kWSouth of Lugo2020December Monthly Peak | Program Specific | Size: Under 20 kW | South of Lugo | 2020 | December Monthly Peak | 12 | 9926.6874
Program SpecificSize: Under 20 kWSouth of Lugo2020February Monthly Peak | Program Specific | Size: Under 20 kW | South of Lugo | 2020 | February Monthly Peak | 2 | 9926.6874
Program SpecificSize: Under 20 kWSouth of Lugo2020January Monthly Peak | Program Specific | Size: Under 20 kW | South of Lugo | 2020 | January Monthly Peak | 1 | 9926.6874
Program SpecificSize: Under 20 kWSouth of Lugo2020July Monthly Peak | Program Specific | Size: Under 20 kW | South of Lugo | 2020 | July Monthly Peak | 7 | 9926.6874
Program SpecificSize: Under 20 kWSouth of Lugo2020June Monthly Peak | Program Specific | Size: Under 20 kW | South of Lugo | 2020 | June Monthly Peak | 6 | 9926.6874
Program SpecificSize: Under 20 kWSouth of Lugo2020March Monthly Peak | Program Specific | Size: Under 20 kW | South of Lugo | 2020 | March Monthly Peak | 3 | 9926.6874
Program SpecificSize: Under 20 kWSouth of Lugo2020May Monthly Peak | Program Specific | Size: Under 20 kW | South of Lugo | 2020 | May Monthly Peak | 5 | 9926.6874
Program SpecificSize: Under 20 kWSouth of Lugo2020November Monthly Peak | Program Specific | Size: Under 20 kW | South of Lugo | 2020 | November Monthly Peak | 11 | 9926.6874
Program SpecificSize: Under 20 kWSouth of Lugo2020October Monthly Peak | Program Specific | Size: Under 20 kW | South of Lugo | 2020 | October Monthly Peak | 10 | 9926.6874
Program SpecificSize: Under 20 kWSouth of Lugo2020September Monthly Peak | Program Specific | Size: Under 20 kW | South of Lugo | 2020 | September Monthly Peak | 9 | 9926.6874
Program SpecificSize: Under 20 kWSouth of Lugo2020Typical Event Day | Program Specific | Size: Under 20 kW | South of Lugo | 2020 | Typical Event Day | 8 | 9926.6874
Program SpecificSize: Under 20 kWSouth of Lugo2021April Monthly Peak | Program Specific | Size: Under 20 kW | South of Lugo | 2021 | April Monthly Peak | 4 | 9926.6874
Program SpecificSize: Under 20 kWSouth of Lugo2021August Monthly Peak | Program Specific | Size: Under 20 kW | South of Lugo | 2021 | August Monthly Peak | 8 | 9926.6874
Program SpecificSize: Under 20 kWSouth of Lugo2021December Monthly Peak | Program Specific | Size: Under 20 kW | South of Lugo | 2021 | December Monthly Peak | 12 | 9926.6874
Program SpecificSize: Under 20 kWSouth of Lugo2021February Monthly Peak | Program Specific | Size: Under 20 kW | South of Lugo | 2021 | February Monthly Peak | 2 | 9926.6874
Program SpecificSize: Under 20 kWSouth of Lugo2021January Monthly Peak | Program Specific | Size: Under 20 kW | South of Lugo | 2021 | January Monthly Peak | 1 | 9926.6874
Program SpecificSize: Under 20 kWSouth of Lugo2021July Monthly Peak | Program Specific | Size: Under 20 kW | South of Lugo | 2021 | July Monthly Peak | 7 | 9926.6874
Program SpecificSize: Under 20 kWSouth of Lugo2021June Monthly Peak | Program Specific | Size: Under 20 kW | South of Lugo | 2021 | June Monthly Peak | 6 | 9926.6874
Program SpecificSize: Under 20 kWSouth of Lugo2021March Monthly Peak | Program Specific | Size: Under 20 kW | South of Lugo | 2021 | March Monthly Peak | 3 | 9926.6874
Program SpecificSize: Under 20 kWSouth of Lugo2021May Monthly Peak | Program Specific | Size: Under 20 kW | South of Lugo | 2021 | May Monthly Peak | 5 | 9926.6874
Program SpecificSize: Under 20 kWSouth of Lugo2021November Monthly Peak | Program Specific | Size: Under 20 kW | South of Lugo | 2021 | November Monthly Peak | 11 | 9926.6874
Program SpecificSize: Under 20 kWSouth of Lugo2021October Monthly Peak | Program Specific | Size: Under 20 kW | South of Lugo | 2021 | October Monthly Peak | 10 | 9926.6874
Program SpecificSize: Under 20 kWSouth of Lugo2021September Monthly Peak | Program Specific | Size: Under 20 kW | South of Lugo | 2021 | September Monthly Peak | 9 | 9926.6874
Program SpecificSize: Under 20 kWSouth of Lugo2021Typical Event Day | Program Specific | Size: Under 20 kW | South of Lugo | 2021 | Typical Event Day | 8 | 9926.6874
Program SpecificSize: Under 20 kWSouth of Lugo2022April Monthly Peak | Program Specific | Size: Under 20 kW | South of Lugo | 2022 | April Monthly Peak | 4 | 9926.6874
Program SpecificSize: Under 20 kWSouth of Lugo2022August Monthly Peak | Program Specific | Size: Under 20 kW | South of Lugo | 2022 | August Monthly Peak | 8 | 9926.6874
Program SpecificSize: Under 20 kWSouth of Lugo2022December Monthly Peak | Program Specific | Size: Under 20 kW | South of Lugo | 2022 | December Monthly Peak | 12 | 9926.6874
Program SpecificSize: Under 20 kWSouth of Lugo2022February Monthly Peak | Program Specific | Size: Under 20 kW | South of Lugo | 2022 | February Monthly Peak | 2 | 9926.6874
Program SpecificSize: Under 20 kWSouth of Lugo2022January Monthly Peak | Program Specific | Size: Under 20 kW | South of Lugo | 2022 | January Monthly Peak | 1 | 9926.6874
Program SpecificSize: Under 20 kWSouth of Lugo2022July Monthly Peak | Program Specific | Size: Under 20 kW | South of Lugo | 2022 | July Monthly Peak | 7 | 9926.6874
Program SpecificSize: Under 20 kWSouth of Lugo2022June Monthly Peak | Program Specific | Size: Under 20 kW | South of Lugo | 2022 | June Monthly Peak | 6 | 9926.6874
Program SpecificSize: Under 20 kWSouth of Lugo2022March Monthly Peak | Program Specific | Size: Under 20 kW | South of Lugo | 2022 | March Monthly Peak | 3 | 9926.6874
Program SpecificSize: Under 20 kWSouth of Lugo2022May Monthly Peak | Program Specific | Size: Under 20 kW | South of Lugo | 2022 | May Monthly Peak | 5 | 9926.6874
Program SpecificSize: Under 20 kWSouth of Lugo2022November Monthly Peak | Program Specific | Size: Under 20 kW | South of Lugo | 2022 | November Monthly Peak | 11 | 9926.6874
Program SpecificSize: Under 20 kWSouth of Lugo2022October Monthly Peak | Program Specific | Size: Under 20 kW | South of Lugo | 2022 | October Monthly Peak | 10 | 9926.6874
Program SpecificSize: Under 20 kWSouth of Lugo2022September Monthly Peak | Program Specific | Size: Under 20 kW | South of Lugo | 2022 | September Monthly Peak | 9 | 9926.6874
Program SpecificSize: Under 20 kWSouth of Lugo2022Typical Event Day | Program Specific | Size: Under 20 kW | South of Lugo | 2022 | Typical Event Day | 8 | 9926.6874
Program SpecificSize: Under 20 kWSouth of Lugo2023April Monthly Peak | Program Specific | Size: Under 20 kW | South of Lugo | 2023 | April Monthly Peak | 4 | 9926.6874
Program SpecificSize: Under 20 kWSouth of Lugo2023August Monthly Peak | Program Specific | Size: Under 20 kW | South of Lugo | 2023 | August Monthly Peak | 8 | 9926.6874
Program SpecificSize: Under 20 kWSouth of Lugo2023December Monthly Peak | Program Specific | Size: Under 20 kW | South of Lugo | 2023 | December Monthly Peak | 12 | 9926.6874
Program SpecificSize: Under 20 kWSouth of Lugo2023February Monthly Peak | Program Specific | Size: Under 20 kW | South of Lugo | 2023 | February Monthly Peak | 2 | 9926.6874
Program SpecificSize: Under 20 kWSouth of Lugo2023January Monthly Peak | Program Specific | Size: Under 20 kW | South of Lugo | 2023 | January Monthly Peak | 1 | 9926.6874
Program SpecificSize: Under 20 kWSouth of Lugo2023July Monthly Peak | Program Specific | Size: Under 20 kW | South of Lugo | 2023 | July Monthly Peak | 7 | 9926.6874
Program SpecificSize: Under 20 kWSouth of Lugo2023June Monthly Peak | Program Specific | Size: Under 20 kW | South of Lugo | 2023 | June Monthly Peak | 6 | 9926.6874
Program SpecificSize: Under 20 kWSouth of Lugo2023March Monthly Peak | Program Specific | Size: Under 20 kW | South of Lugo | 2023 | March Monthly Peak | 3 | 9926.6874
Program SpecificSize: Under 20 kWSouth of Lugo2023May Monthly Peak | Program Specific | Size: Under 20 kW | South of Lugo | 2023 | May Monthly Peak | 5 | 9926.6874
Program SpecificSize: Under 20 kWSouth of Lugo2023November Monthly Peak | Program Specific | Size: Under 20 kW | South of Lugo | 2023 | November Monthly Peak | 11 | 9926.6874
Program SpecificSize: Under 20 kWSouth of Lugo2023October Monthly Peak | Program Specific | Size: Under 20 kW | South of Lugo | 2023 | October Monthly Peak | 10 | 9926.6874
Program SpecificSize: Under 20 kWSouth of Lugo2023September Monthly Peak | Program Specific | Size: Under 20 kW | South of Lugo | 2023 | September Monthly Peak | 9 | 9926.6874
Program SpecificSize: Under 20 kWSouth of Lugo2023Typical Event Day | Program Specific | Size: Under 20 kW | South of Lugo | 2023 | Typical Event Day | 8 | 9926.6874
Program SpecificSize: Under 20 kWSouth of Lugo2024April Monthly Peak | Program Specific | Size: Under 20 kW | South of Lugo | 2024 | April Monthly Peak | 4 | 9926.6874
Program SpecificSize: Under 20 kWSouth of Lugo2024August Monthly Peak | Program Specific | Size: Under 20 kW | South of Lugo | 2024 | August Monthly Peak | 8 | 9926.6874
Program SpecificSize: Under 20 kWSouth of Lugo2024December Monthly Peak | Program Specific | Size: Under 20 kW | South of Lugo | 2024 | December Monthly Peak | 12 | 9926.6874
Program SpecificSize: Under 20 kWSouth of Lugo2024February Monthly Peak | Program Specific | Size: Under 20 kW | South of Lugo | 2024 | February Monthly Peak | 2 | 9926.6874
Program SpecificSize: Under 20 kWSouth of Lugo2024January Monthly Peak | Program Specific | Size: Under 20 kW | South of Lugo | 2024 | January Monthly Peak | 1 | 9926.6874
Program SpecificSize: Under 20 kWSouth of Lugo2024July Monthly Peak | Program Specific | Size: Under 20 kW | South of Lugo | 2024 | July Monthly Peak | 7 | 9926.6874
Program SpecificSize: Under 20 kWSouth of Lugo2024June Monthly Peak | Program Specific | Size: Under 20 kW | South of Lugo | 2024 | June Monthly Peak | 6 | 9926.6874
Program SpecificSize: Under 20 kWSouth of Lugo2024March Monthly Peak | Program Specific | Size: Under 20 kW | South of Lugo | 2024 | March Monthly Peak | 3 | 9926.6874
Program SpecificSize: Under 20 kWSouth of Lugo2024May Monthly Peak | Program Specific | Size: Under 20 kW | South of Lugo | 2024 | May Monthly Peak | 5 | 9926.6874
Program SpecificSize: Under 20 kWSouth of Lugo2024November Monthly Peak | Program Specific | Size: Under 20 kW | South of Lugo | 2024 | November Monthly Peak | 11 | 9926.6874
Program SpecificSize: Under 20 kWSouth of Lugo2024October Monthly Peak | Program Specific | Size: Under 20 kW | South of Lugo | 2024 | October Monthly Peak | 10 | 9926.6874
Program SpecificSize: Under 20 kWSouth of Lugo2024September Monthly Peak | Program Specific | Size: Under 20 kW | South of Lugo | 2024 | September Monthly Peak | 9 | 9926.6874
Program SpecificSize: Under 20 kWSouth of Lugo2024Typical Event Day | Program Specific | Size: Under 20 kW | South of Lugo | 2024 | Typical Event Day | 8 | 9926.6874
Program SpecificSize: Under 20 kWSouth of Lugo2025April Monthly Peak | Program Specific | Size: Under 20 kW | South of Lugo | 2025 | April Monthly Peak | 4 | 9926.6874
Program SpecificSize: Under 20 kWSouth of Lugo2025August Monthly Peak | Program Specific | Size: Under 20 kW | South of Lugo | 2025 | August Monthly Peak | 8 | 9926.6874
Program SpecificSize: Under 20 kWSouth of Lugo2025December Monthly Peak | Program Specific | Size: Under 20 kW | South of Lugo | 2025 | December Monthly Peak | 12 | 9926.6874
Program SpecificSize: Under 20 kWSouth of Lugo2025February Monthly Peak | Program Specific | Size: Under 20 kW | South of Lugo | 2025 | February Monthly Peak | 2 | 9926.6874
Program SpecificSize: Under 20 kWSouth of Lugo2025January Monthly Peak | Program Specific | Size: Under 20 kW | South of Lugo | 2025 | January Monthly Peak | 1 | 9926.6874
Program SpecificSize: Under 20 kWSouth of Lugo2025July Monthly Peak | Program Specific | Size: Under 20 kW | South of Lugo | 2025 | July Monthly Peak | 7 | 9926.6874
Program SpecificSize: Under 20 kWSouth of Lugo2025June Monthly Peak | Program Specific | Size: Under 20 kW | South of Lugo | 2025 | June Monthly Peak | 6 | 9926.6874
Program SpecificSize: Under 20 kWSouth of Lugo2025March Monthly Peak | Program Specific | Size: Under 20 kW | South of Lugo | 2025 | March Monthly Peak | 3 | 9926.6874
Program SpecificSize: Under 20 kWSouth of Lugo2025May Monthly Peak | Program Specific | Size: Under 20 kW | South of Lugo | 2025 | May Monthly Peak | 5 | 9926.6874
Program SpecificSize: Under 20 kWSouth of Lugo2025November Monthly Peak | Program Specific | Size: Under 20 kW | South of Lugo | 2025 | November Monthly Peak | 11 | 9926.6874
Program SpecificSize: Under 20 kWSouth of Lugo2025October Monthly Peak | Program Specific | Size: Under 20 kW | South of Lugo | 2025 | October Monthly Peak | 10 | 9926.6874
Program SpecificSize: Under 20 kWSouth of Lugo2025September Monthly Peak | Program Specific | Size: Under 20 kW | South of Lugo | 2025 | September Monthly Peak | 9 | 9926.6874
Program SpecificSize: Under 20 kWSouth of Lugo2025Typical Event Day | Program Specific | Size: Under 20 kW | South of Lugo | 2025 | Typical Event Day | 8 | 9926.6874
Program SpecificSize: Under 20 kWSouth of Lugo2026April Monthly Peak | Program Specific | Size: Under 20 kW | South of Lugo | 2026 | April Monthly Peak | 4 | 9926.6874
Program SpecificSize: Under 20 kWSouth of Lugo2026August Monthly Peak | Program Specific | Size: Under 20 kW | South of Lugo | 2026 | August Monthly Peak | 8 | 9926.6874
Program SpecificSize: Under 20 kWSouth of Lugo2026December Monthly Peak | Program Specific | Size: Under 20 kW | South of Lugo | 2026 | December Monthly Peak | 12 | 9926.6874
Program SpecificSize: Under 20 kWSouth of Lugo2026February Monthly Peak | Program Specific | Size: Under 20 kW | South of Lugo | 2026 | February Monthly Peak | 2 | 9926.6874
Program SpecificSize: Under 20 kWSouth of Lugo2026January Monthly Peak | Program Specific | Size: Under 20 kW | South of Lugo | 2026 | January Monthly Peak | 1 | 9926.6874
Program SpecificSize: Under 20 kWSouth of Lugo2026July Monthly Peak | Program Specific | Size: Under 20 kW | South of Lugo | 2026 | July Monthly Peak | 7 | 9926.6874
Program SpecificSize: Under 20 kWSouth of Lugo2026June Monthly Peak | Program Specific | Size: Under 20 kW | South of Lugo | 2026 | June Monthly Peak | 6 | 9926.6874
Program SpecificSize: Under 20 kWSouth of Lugo2026March Monthly Peak | Program Specific | Size: Under 20 kW | South of Lugo | 2026 | March Monthly Peak | 3 | 9926.6874
Program SpecificSize: Under 20 kWSouth of Lugo2026May Monthly Peak | Program Specific | Size: Under 20 kW | South of Lugo | 2026 | May Monthly Peak | 5 | 9926.6874
Program SpecificSize: Under 20 kWSouth of Lugo2026November Monthly Peak | Program Specific | Size: Under 20 kW | South of Lugo | 2026 | November Monthly Peak | 11 | 9926.6874
Program SpecificSize: Under 20 kWSouth of Lugo2026October Monthly Peak | Program Specific | Size: Under 20 kW | South of Lugo | 2026 | October Monthly Peak | 10 | 9926.6874
Program SpecificSize: Under 20 kWSouth of Lugo2026September Monthly Peak | Program Specific | Size: Under 20 kW | South of Lugo | 2026 | September Monthly Peak | 9 | 9926.6874
Program SpecificSize: Under 20 kWSouth of Lugo2026Typical Event Day | Program Specific | Size: Under 20 kW | South of Lugo | 2026 | Typical Event Day | 8 | 9926.6874